## MeasureEULs_Costs
FPL 002621
20240012-EG
Measure Name | Measure Life | Source | Incremental Measure Cost | Cost Units | Base Labor Cost | Base Labor Cost Reference | Base Materials Cost | Base Material Cost Reference | Change Labor Cost | Change Labor Cost Reference | Change Materials Cost | Change Material Cost Reference
1.5HP Open Drip-Proof(ODP) Motor | 15 | IESO Prescriptive Measures and Assumptions List, April 2020 | 429 | unit | 0 | 0 | 0 | 0 | 0 | 0 | 429 | IESO Prescriptive Measures and Assumptions List, April June 2022 (adjusted to 2023$)
10HP Open Drip-Proof(ODP) Motor | 15 | IESO Prescriptive Measures and Assumptions List, April 2020 | 1035 | unit | 0 | 0 | 0 | 0 | 0 | 0 | 1035 | IESO Prescriptive Measures and Assumptions List, April June 2022 (adjusted to 2023$)
20HP Open Drip-Proof (ODP) Motor | 15 | IESO Prescriptive Measures and Assumptions List, April 2020 | 1653 | unit | 0 | 0 | 0 | 0 | 0 | 0 | 1653 | IESO Prescriptive Measures and Assumptions List, April June 2022 (adjusted to 2023$)
Advanced Rooftop Controller | 15 | DEER estimate of VSD Supply Fan Motor Life: 15 years | 2480 | 5-ton system | 0 | 0 | 0 | 0 | 0 | 0 | 496*5 | Regional Technical Forum for the Northwest Council, Incremental capital cost($/ton). https://nwcouncil.app.box.com/v/ComRTUCtrlrsv2-0 (2017). $496/ton, assume 5 tons.
Air Compressor Optimization | 3 | Used average of other optimization measure protocols, such as Illinois 2015 Statewide TRM Pump Optimization (10 Years), Minnesota 2016 Statewide TRM Commercial HVAC Tune-Up (2 Years), Efficiency Maine Commercial TRM V2016.1 HVAC Sy | 1334.25 | system | 0 | 0 | 0 | 0 | 0 | 0 | 1334.25 | US Department of Energy, Office of Industrial Technologies
Air Curtains | 15 | IL TRM v11 Vol.2 sec. 4.4.33 | 3704 | unit | 0 | 0 | 0 | 0 | 0 | 0 | 3704 | IL TRM V10.0, Section 4.4.33 (adjusted to 2023$)
Airside Economizer | 10 | IL TRM v11.0 Vol.2 sec. 4.4.62, Cooling Tower Water Side Economizer used as proxy | 7160.52 | unit | 0 | 0 | 0 | 0 | 0 | 0 | 7160.52 | RS Means 1800 GPM Plate heat exchanger D30406101040
Anti-Sweat Controls | 12 | Wisconsin TRM 2022 | 71 | door | 0 | 0 | 0 | 0 | 0 | 0 | 71 | WI Focus on Energy 2022 TRM (adjusted to 2023$)
Auto Off Time Switch | 10 | IL TRM V10.0 | 282 | unit | 0 | 0 | 0 | 0 | 0 | 0 | 282 | IL TRM V10.0, Section 4.5.9 (adjusted to 2023$)
Automatic Door Closer for Walk-in Coolers and Freezers | 8 | IL TRM V10.0 | 161 | unit | 0 | 0 | 0 | 0 | 0 | 0 | 161 | IL TRM V10.0, Section 4.6.1 (adjusted to 2023$)
Beverage Vending Machine Controls | 14 | IL TRM V10.0 | 514 | unit | 0 | 0 | 0 | 0 | 0 | 0 | 514 | IL TRM V10.0, Section 4.6.5 (adjusted to 2023$)
Bi-Level Lighting Control (Exterior) | 8 | WI Focus on Energy TRM, 2022 | 0.8 | watt controlled | 0 | 0 | 0 | 0 | 0 | 0 | 0.80*controlled_kw*1000 | WI Focus on Energy TRM, 2022, $/watts controlled (adjusted to 2023$)
Bi-Level Lighting Control (Interior) | 8 | WI Focus on Energy TRM, 2022 | 663 | 500w controlled | 0 | 0 | 0 | 0 | 0 | 0 | 221*3 | WI Focus on Energy TRM, 2022 (adjusted to 2023$), $221/control, assume 3 controls.
Ceiling Insulation(R19 to R30) | 30 | Wisconsin TRM 2020 | 0.57 | sq ft | 0 | 0 | 0 | 0 | 0 | 0 | 0.57*(sqft/nfloors) | FEECA Utility program cost data
Ceiling Insulation(R19 to R38) | 30 | Wisconsin TRM 2020 | 0.83 | sq ft | 0 | 0 | 0 | 0 | 0 | 0 | 0.83*(sqft/nfloors) | FEECA Utility program cost data
Ceiling Insulation(R19 to R49) | 30 | Wisconsin TRM 2020 | 0.86 | sq ft | 0 | 0 | 0 | 0 | 0 | 0 | 0.86*(sqft/nfloors) | FEECA Utility program cost data
Chilled Water Reset | 10 | Ohio 2020 TRM | 742 | system | 0 | 0 | 0 | 0 | 742 | Ohio 2020 TRM - Chilled Water Reset Controls (Retrofit) (adjusted to 2023$) | 0 | 0
CO Sensors for Parking Garage Exhaust | 5 | WI Focus on Energy TRM, 2022 | 852 | system | 0 | 0 | 0 | 0 | 0 | 0 | 852 | WI Focus on Energy TRM, 2022 (adjusted to 2023$)
Commercial Duct Sealing | 20 | Massachusetts TRM 2019 Plan-Year Report Version | 0.4 | sq ft | 0 | 0 | 0 | 0 | 0 | 0 | 0.4*sqft | https://esource.bizenergyadvisor.com/article/duct-sealing#:~:text=One%20estimate%20of%20the%20cost,for%20the%20reasons%20listed%20above."One estimate of the cost for the Aeroseal process averaged across both large and small commercial buildings gives $0.40 per square foot"
Commercial Strategic Energy Management | 10 | 2020 RI TRM | 15000 | facility | 0 | 0 | 0 | 0 | 15000 | Energy Trust Oregon offers $10,000 towards an intern. So assume intern costs $60,000 and roughly 1/3 of the effort is spent on behavioral to achieve 1.6% savings. | 0 | Energy Trust Oregon offers $10,000 towards an intern. So assume intern costs $60,000 and roughly 1/3 of the effort is spent on behavioral to achieve 1.6% savings.
Data Center Hot Cold Aisle | 15 | Ohio 2020 TRM | 5000 | facility (10K sq ft) | 0 | 0 | 0 | 0 | 0 | 0 | 125*10*4 | https://datacenterresources.com/wp-content/uploads/2016/08/DCR-Aisle-Containment-White-Paper.pdf ($125 per linear foot for the aisle containment solution, 10,000 sq ft facility with ten 4 ft aisles)
Dedicated Outside Air System (DOAS) | 15 | Idaho TRM 2.2, 2.45 | 25.73 | wq ft | 0 | 0 | 20.15*sqft | In order to align cost estimates and savings estimates, updated reference source is from NEEA economic study on DOAS: https://betterbricks.com/uploads/resources/NEEA-DOAS-Analysis-Report_Red-Car_Final.pdf, with cost data based on average first cost of $20.15/sf for the baseline system and $25.73 for VHE DOAS, for an incremental cost of $5.58/sf. Average savings across building types and climate zones 4 & 5 resulted in 30% energy savings for the HVAC systems. | 0 | 0 | 25.73*sqft | In order to align cost estimates and savings estimates, updated reference source is from NEEA economic study on DOAS: https://betterbricks.com/uploads/resources/NEEA-DOAS-Analysis-Report_Red-Car_Final.pdf, with cost data based on average first cost of $20.15/sf for the baseline system and $25.73 for VHE DOAS, for an incremental cost of $5.58/sf. Average savings across building types and climate zones 4 & 5 resulted in 30% energy savings for the HVAC systems.
Demand Controlled Circulating Systems | 20 | IL TRM V10.0 | 2274 | HW tank | 0 | 0 | 0 | 0 | 0 | 0 | 2274*hw_tanks | Illinois 2020 Statewide TRM Version 10.0, Section 4.3.8 (adjusted to 2023$)
Demand Controlled Ventilation | 10 | 2020 WI Focus on Energy TRM | 1.5633 | per sq ft | 0 | 0 | 0 | 0 | 1029 | IL TRM V10.0, section 4.4.19. Adjusted to 2023 dollars | 514 | IL TRM V10.0, section 4.4.19 (adjusted to 2023$)
Demand Defrost | 10 | Wisconsin TRM 2022 | 637 | controller | 0 | 0 | 0 | 0 | 0 | 0 | 637 | WI Focus on Energy TRM, 2022 (adjusted to 2023$)
Destratification Fans | 10 | IL TRM v11.0 Vol.2 sec .4.4.34 | 6919 | unit | 0 | 0 | 0 | 0 | 0 | 0 | 6919 | IL TRM V10.0, section 4.4.34, avg of sizes (adjusted to 2023$)
Door Gasket (Cooler) | 4 | Mid-Atlantic TRM V10.0 | 84 | door | 0 | 0 | 0 | 0 | 0 | 0 | 84 | MidAtlantic TRM v9, 2019, assume 15 ln ft/door (adjusted to 2023$)
Door Gasket (Freezer) | 4 | Mid-Atlantic TRM V10.0 | 118 | door | 0 | 0 | 0 | 0 | 0 | 0 | 118 | MidAtlantic TRM v9, 2019, assume 15 ln ft/door (adjusted to 2023$)
Drain water heat recovery | 30 | IL TRM V10.0, use residential value as proxy | 763.41 | unit | 0 | 0 | 0 | 0 | 0 | 0 | 763.41 | IL TRM V10.0, section 5.4.11 Drain Water Heat Recovery (adjusted to 2023$)
Dual Enthalpy Economizer | 10 | Mid-Atlantic TRM V10.0 | 1692 | 15-ton system | 0 | 0 | 0 | 0 | 0 | 0 | 1692 | MidAtlantic TRM v9, 2019, assume 15 ton system (adjusted to 2023$)
Duct Insulation | 20 | Iowa TRM V4.0 | 1.48 | sq ft | 0 | 0 | 0 | 0 | 0 | 0 | 1.48*sqft | Iowa TRM v4.0, section 3.3.15, $/sq.ft.
Ductless Mini-Split AC | 18 | Mid-Atlantic TRM V9 | 3248 | ton | 0 | 0 | 170*ton | Mid-Atlantic TRM v9.0, Window AC baseline, $/ton (adjusted to 2023$) | 0 | 0 | 3418*ton | Mid-Atlantic TRM v9.0, 18 SEER, 12kBtu (adjusted to 2023$)
Ductless Mini-Split HP | 18 | Mid-Atlantic TRM V9 | 3248 | ton | 0 | 0 | 170*ton | Mid-Atlantic TRM v9.0, Window AC baseline, $/ton (adjusted to 2023$) | 0 | 0 | 3418*ton | Mid-Atlantic TRM v9.0, 18 SEER, 12kBtu (adjusted to 2023$)
DX Coil Cleaning | 3 | Michigan - MEMD - 2020 | 35 | ton | 0 | 0 | 0 | 0 | 0 | 0 | 35*ton | Michigan - MEMD - 2020, $/ton (adjusted to 2023 dollars)
ECM Motors on Furnaces | 15 | IL TRM V10.0 | 313 | motor | 0 | 0 | 0 | 0 | 0 | 0 | 313 | IL TRM V10.0, section 4.6.4 (adjusted to 2023$)
Efficient Battery Charger | 15 | IL TRM v11.0 Vol.2 sec. 4.8.9, High Frequency Battery Chargers used as proxy | 412 | unit | 0 | 0 | 0 | 0 | 0 | No Labor Cost | 412 | IL TRM V10.0, section 4.8.9 (adjusted to 2023$)
Efficient Exhaust Hood | 20 | IL TRM V10.0 | 2050 | unit | 0 | 0 | 0 | 0 | 0 | 0 | 2050 | IL TRM V10.0, section 4.2.16, retrofit (adjusted to 2023$)
Efficient Motor Belts | 4 | IL TRM v11 Vol.2 sec.4.4.30, Notched V belts for HVAC system used as proxy | 391 | system | 0 | 0 | 0 | 0 | 0 | 0 | 391 | IL TRM v10.0, section 4.4.30, retrofit (adjusted to 2023$)
Efficient New Construction Lighting | 15 | WI Focus on Energy TRM | 0.93 | sq ft | 0 | 0 | 0 | 0 | 0 | 0 | 0.93*sqft | WI Focus on Energy TRM, 2022, $/sq.ft. (adjusted to 2023$)
Energy Recovery Ventilation System (ERV) | 15 | IL TRM V10.0 | 3.86 | cfm | 0 | 0 | 0 | 0 | 0 | 0 | 3.86*cfm_erv | IL TRM v10.0, section 4.4.27, $/cfm (adjusted to 2023$)
Energy Star Combination Oven | 12 | IL TRM V10.0 | 1580 | unit | 0 | 0 | 29176 | Regional Technical Forum for the Northwest Council, 2021 (https://nwcouncil.app.box.com/v/CombinationOvenv4-2) (adjusted to 2023$) | 0 | 0 | 30756 | Regional Technical Forum for the Northwest Council, 2021 (https://nwcouncil.app.box.com/v/CombinationOvenv4-2) (adjusted to 2023$)
Energy Star Commercial Clothes Washer | 7 | IL TRM V10.0 | 224 | unit | 0 | 0 | 0 | 0 | 0 | 0 | 224 | MidAtlantic TRM v9, 2019 (adjusted to 2023$)
Energy Star Commercial Dishwasher | 13 | IL TRM V10.0, average EUL | 1099 | unit | 0 | 0 | 0 | 0 | 0 | 0 | 1099 | IL TRM V10.0, Section 4.2.6 (incremental cost only, average) (adjusted to 2023$)
Energy Star Commercial Glass Door Freezer | 12 | IL TRM V10.0 | 1154.64 | unit | 0 | 0 | 0 | 0 | 0 | 0 | 33.96*34 | IL TRM V10.0, Section 4.2.2, $/cubic ft (ajdusted to 2023$, assumed the freezer is 34 cubic feet)
Energy Star Commercial Glass Door Refrigerator | 12 | IL TRM V10.0 | 891.8 | unit | 0 | 0 | 0 | 0 | 0 | 0 | 25.48*35 | IL TRM V10.0, Section 4.2.2, $/cubic ft (ajdusted to 2023$, assume the volume is 35 cubic feet)
Energy Star Commercial Solid Door Freezer | 12 | IL TRM V10.0 | 1095.15 | unit | 0 | 0 | 0 | 0 | 0 | 0 | 31.29*35 | IL TRM V10.0, Section 4.2.2, $/cubic ft (ajdusted to 2023$, assume the volume is 35 cubic feet)
Energy Star Commercial Solid Door Refrigerator | 12 | IL TRM V10.0 | 871.85 | unit | 0 | 0 | 0 | 0 | 0 | 0 | 24.91*35 | IL TRM V10.0, Section 4.2.2, $/cubic ft (ajdusted to 2023$, assume the volume is 35 cubic feet)
Energy Star convection oven | 17 | IL TRM V10.0 | 631.37 | unit | 0 | 0 | 0 | 0 | 0 | 0 | 631.37 | Regional Technical Forum for the Northwest Council, 2021 (https://nwcouncil.app.box.com/v/ComCkngConvectionOven-v5-0) (adjusted to 2023$)
Energy Star EV Chargers | 10 | IL TRM v10.0 section 5.7.3 | 59 | unit | 0 | 0 | 0 | 0 | 0 | 0 | 59 | IL TRM v10.0 section 5.7.3 (adjusted to 2023$)
Energy Star Fryer | 12 | IL TRM V10.0 | 1543 | unit | 0 | 0 | 0 | 0 | 0 | 0 | 1543 | IL TRM V10.0, Section 4.2.7 (incremental cost only, standard) (adjusted to 2023$)
Energy Star Griddle | 12 | IL TRM V10.0 | 0.01 | unit | 0 | 0 | 0 | 0 | 0 | 0 | 0.01 | IL TRM V10.0, Section 4.2.8 indicates incremental cost for an electric fuel griddle is $0 (Mid-Atlantic TRM v9 also lists $0 incremental cost for electric griddle)
Energy Star Hot Food Holding Cabinet | 12 | IL TRM V10.0 | 2788 | full size unit | 0 | 0 | 0 | 0 | 0 | 0 | 2788 | Regional Technical Forum for the Northwest Council, 2021, full size (https://nwcouncil.app.box.com/v/ComCkngHtFdCabv5-0) (adjusted to 2023$)
Energy Star Ice Maker | 9 | IL TRM V10.0 | 0.01 | unit | 0 | 0 | 0 | 0 | 0 | 0 | 0.01 | IL TRM V10.0, Section 4.2.10 indicates incremental cost is $0 (Mid-Atlantic TRM v9 also lists $0 incremental cost)
Energy Star Imaging Equipment | 6 | PA TRM Errata 2017 Appendix A, Energy Star Television used as proxy | 164 | unit | 0 | 0 | 398 | Pennsylvania Public Utility Commission, Energy Efficiency Potential Study for Pennsylvania Final Report, 2015, Appendix E (adjusted to 2023$) | 0 | 0 | 562 | Pennsylvania Public Utility Commission, Energy Efficiency Potential Study for Pennsylvania Final Report, 2015, Appendix E (adjusted to 2023$)
Energy Star LED Directional Lamp | 5 | IL TRM Version 8.0 | 1.7 | lamp | 0 | 0 | 0 | 0 | 0 | 0 | 1.7 | IL TRM v10.0, section 5.5.6 (adjusted to 2023$)
Energy Star Monitors | 4 | IL TRM V10.0 | 2.24 | unit | 0 | 0 | 0 | 0 | 0 | 0 | 2.24 | Mid-Atlantic TRM v9, 2019 (adjusted to 2023$)
Energy Star PCs | 4 | IL TRM V10.0 | 21 | unit | 0 | 0 | 0 | 0 | 0 | 0 | 21 | IL TRM V10.0, Section 4.8.6 (adjusted to 2023$)
Energy Star room AC | 12 | IL TRM V10.0 | 41.15 | unit | 0 | 0 | 0 | 0 | 0 | 0 | 41.15 | IL TRM V10.0, section 5.1.7 (adjusted to 2023$)
Energy Star Servers | 4 | Arizona TRM, 2022 | 412 | server | 0 | 0 | 0 | 0 | 0 | 0 | 412 | Arizona 2022 TRM, Section 12.2.12 (adjusted to 2023$)
Energy Star Steamer | 12 | IL TRM V10.0 | 3109.44 | 4-pan steamer | 0 | 0 | 0 | 0 | 0 | 0 | 777.36*4 | WI Focus on Energy TRM, 2022, $/pan (adjusted to 2023$)
Energy Star Uninterruptable Power Supply | 15 | IL TRM V10.0 | 61 | unit | 0 | 0 | 0 | 0 | 0 | 0 | 61 | IL TRM V10.0, section 4.8.18, per UPS unit (adjusted to 2023$)
Energy Star Vending Machine | 14 | IL TRM V10.0 | 514 | unit | 0 | 0 | 0 | 0 | 0 | 0 | 514 | Illinois TRM V10.0, Section 4.6.5. Adjusted to 2023 dollars
ENERGY STAR Water Cooler | 10 | IL TRM V10.0 | 60 | unit | 0 | 0 | 129 | https://www.lowes.com/pd/Primo-Primo-Hot-and-Cold-Water-Dispenser-White/5005327157 | 0 | 0 | 189 | https://www.lowes.com/pd/Avalon-Top-loading-Cold-and-Hot-Water-Cooler/1000514231
Energy Star windows | 20 | Iowa TRM V4.0 | 1.5 | sq ft windows | 0 | 0 | 0 | 0 | 0 | 0 | 1.5*sqft*area_window | Iowa TRM Version 4.0, Section 2.6.8, $/sq.ft.of window area
Engine Block Timer | 3 | IL TRM v10.0 | 10.48 | unit | 0 | 0 | 0 | 0 | 0 | 0 | 10.48 | IL TRM V10.0, Section 4.1.1 (adjusted to 2023$)
Escalator Motor Efficiency Controller | 15 | Pennsylvania Public Utility Commission, Energy Efficiency Potential Study for Pennsylvania Final Report, 2015, Appendix E | 3147 | unit | 0 | 0 | 0 | 0 | 0 | 0 | 3147 | IL TRM V10.0, Section 4.4.17 (used 20HP VFD as proxy) (adjusted to 2023$)
Facility Commissioning_SC | 10 | Pennsylvania Public Utility Commission, Energy Efficiency Potential Study for Pennsylvania Final Report, 2015, Appendix E | 1.73 | sq ft | 0 | 0 | 0 | 0 | 0 | 0 | 1.73*sqft | Lawrence Berkeley National Laboratory: A Golden Opportunity for Reducing Energy Costs and Greenhouse Gas Emissions. July, 2009. $/sqft. Adjusted to 2023 dollars
Facility Commissioning_SH | 10 | Pennsylvania Public Utility Commission, Energy Efficiency Potential Study for Pennsylvania Final Report, 2015, Appendix E | 1.73 | sq ft | 0 | 0 | 0 | 0 | 0 | 0 | 1.73*sqft | Lawrence Berkeley National Laboratory: A Golden Opportunity for Reducing Energy Costs and Greenhouse Gas Emissions. July, 2009. $/sqft. Adjusted to 2023 dollars
Facility Commissioning_VT | 10 | Pennsylvania Public Utility Commission, Energy Efficiency Potential Study for Pennsylvania Final Report, 2015, Appendix E | 1.73 | sq ft | 0 | 0 | 0 | 0 | 0 | 0 | 1.73*sqft | Lawrence Berkeley National Laboratory: A Golden Opportunity for Reducing Energy Costs and Greenhouse Gas Emissions. July, 2009. $/sqft. Adjusted to 2023 dollars
Facility Energy Management System_SC | 15 | IL TRM V10.0, section 4.4.8 | 1.15 | sq ft | 0 | 0 | 0 | 0 | 0 | 0 | 1.15*sqft | Arizona TRM, 2022, $/sqft (adjusted to 2023$)
Facility Energy Management System_SH | 15 | IL TRM V10.0, section 4.4.8 | 1.15 | sq ft | 0 | 0 | 0 | 0 | 0 | 0 | 1.15*sqft | Arizona TRM, 2022, $/sqft (adjusted to 2023$)
Facility Energy Management System_VT | 15 | IL TRM V10.0, section 4.4.8 | 1.15 | sq ft | 0 | 0 | 0 | 0 | 0 | 0 | 1.15*sqft | Arizona TRM, 2022, $/sqft (adjusted to 2023$)
Faucet Aerator | 10 | IL TRM V10.0 | 3.09 | unit | 0 | 0 | 0 | 0 | 0 | 0 | 3.09 | IL TRM Version 10.0, section 4.3.2 (adjusted to 2023$)
Floating Head Pressure Controls | 10 | Wisconsin TRM 2022 | 280 | system | 0 | 0 | 0 | 0 | 0 | 0 | 280 | WI Focus on Energy TRM, 2022 (adjusted to 2023$)
Floor Insulation | 20 | IL TRM v10.0 | 0.73 | sq ft | 0 | 0 | 0 | 0 | 53.92*sqft/ (1/0.012) | rate at $53.92/per labor hour and 0.012 hr/sq.ft, referenrce: https://www.homewyse.com/costs/cost_of_floor_insulation.html | 0.73*sqft | rate at $0.73/sq.ft, reference: https://www.homewyse.com/costs/cost_of_floor_insulation.html
Geothermal Heat Pump | 25 | IL TRM v10.0 | 9569 | ton | 0 | 0 | 1354*hvac_tons | IL TRM v10.0, section 4.4.44, $/ton (adjusted to 2023$) | 0 | 0 | 10923*hvac_tons | IL TRM v10.0, section 4.4.44, $/ton (adjusted to 2023$)
Green roof | 20 | CPUC DEER Database; EUL/RUL values, updated October 2008 | 13.75 | sq ft | 0 | 0 | 3.25*(sqft/nfloors) | https://legacyusa.com/blog/commercial-roof-replacement-and-installation-cost/#:~:text=How%20much%20it%20costs%20to,and%20%2430%20per%20square%20foot, $/sq.ft. | 0 | 0 | 17*(sqft/nfloors) | Reducing Urban Heat Islands: Green Roofs (EPA 2014) (/sqft)
HE Air Cooled Chiller - All Compressor Types - 100 Tons | 23 | IL TRM V10.0 | 28319 | unit | 0 | 0 | 0 | 0 | 0 | 0 | 28319 | IL TRM, v10.0, section 4.4.6, avg across efficiency levels for 100 ton unit (adjusted to 2023$)
HE DX 11.25-20.0 Tons Elec Heat | 15 | Pennsylvania 2019-2020 Statewide TRM, Section 3.2.1 | 131 | ton | 0 | 0 | 0 | 0 | 0 | 0 | 131*ton | IL TRM, v10.0, section 4.4.15 (adjusted to 2023$)
HE DX 11.25-20.0 Tons Other Heat | 15 | Pennsylvania 2019-2020 Statewide TRM, Section 3.2.1 | 131 | ton | 0 | 0 | 0 | 0 | 0 | 0 | 131*ton | IL TRM, v10.0, section 4.4.15 (adjusted to 2023$)
HE DX 5.4-11.25 Tons Elect Heat | 15 | Pennsylvania 2019-2020 Statewide TRM, Section 3.2.1 | 131 | ton | 0 | 0 | 0 | 0 | 0 | 0 | 131*ton | IL TRM, v10.0, section 4.4.15 (adjusted to 2023$)
HE DX 5.4-11.25 Tons Other Heat | 15 | Pennsylvania 2019-2020 Statewide TRM, Section 3.2.1 | 131 | ton | 0 | 0 | 0 | 0 | 0 | 0 | 131*ton | IL TRM, v10.0, section 4.4.15 (adjusted to 2023$)
HE DX Less than 5.4 Tons Elect Heat | 15 | Pennsylvania 2019-2020 Statewide TRM, Section 3.2.1 | 131 | ton | 0 | 0 | 0 | 0 | 0 | 0 | 131*ton | IL TRM, v10.0, section 4.4.15 (adjusted to 2023$)
HE DX Less than 5.4 Tons Other Heat | 15 | Pennsylvania 2019-2020 Statewide TRM, Section 3.2.1 | 131 | ton | 0 | 0 | 0 | 0 | 0 | 0 | 131*ton | IL TRM v10.0, section 4.4.15 (adjusted to 2023$)
HE Water Cooled Chiller - Centrifugal Compressor - 200 Tons | 23 | IL TRM V10.0 | 11386 | unit | 0 | 0 | 0 | 0 | 0 | 0 | 11386 | IL TRM, v10.0, section 4.4.6, avg across efficiency levels for 200 ton unit (adjusted to 2023$)
HE Water Cooled Chiller - Centrifugal Compressor - 500 Tons | 23 | IL TRM V10.0 | 19806 | unit | 0 | 0 | 0 | 0 | 0 | 0 | 19806 | IL TRM, v10.0, section 4.4.6, avg across efficiency levels for 300 & 600 ton units (adjusted to 2023$)
HE Water Cooled Chiller - Rotary or Screw Compressor - 175 Tons | 23 | IL TRM V10.0 | 16475 | unit | 0 | 0 | 0 | 0 | 0 | 0 | 16475 | IL TRM, v10.0, section 4.4.6, avg across efficiency levels for 200 ton unit (adjusted to 2023$)
HE Water Cooled Chiller - Rotary or Screw Compressor - 50 Tons | 23 | IL TRM V10.0 | 7151 | unit | 0 | 0 | 0 | 0 | 0 | 0 | 7151 | IL TRM, v10.0, section 4.4.6, avg across efficiency levels for 50 ton unit (adjusted to 2023$)
Heat Pump Pool Heater Commercial | 15 | http://www.aquacal.com/what-is-the-average-lifespan-of-a-swimming-pool-heat-pump/ | 3153.89 | unit | 871.5 | https://www.homewyse.com/services/cost_to_replace_pool_heater.html | 945.11 | https://www.homedepot.com/p/EcoSmart-27-kW-4-07-GPM-Smart-Pool-Electric-Pool-Tankless-Water-Heater-Smart-POOL-27/203316222 | 871.5 | https://www.homewyse.com/services/cost_to_replace_pool_heater.html | 4099 | https://sunplay.com/collections/swimming-pool-heaters/products/hayward-heatpro-heat-pump-w3hp21004t
Heat Pump Water Heater | 15 | 2022 IL TRM V.10.0 sec. 5.4.3, Heat Pump Water Heaters used as proxy | 1389.5 | unit | 601.5 | Assume 5.2 hours, avg labor rate, reference: https://www.homewyse.com/services/cost_to_replace_hot_water_heater.html (direct fit/replacement) | 489 | Baseline 50-gallon electric water heater: https://www.lowes.com/pd/A-O-Smith-Signature-50-Gallon-Short-6-year-Limited-4500-Watt-Double-Element-Electric-Water-Heater/1000216833 | 781 | Assume 6.8 hours, avg labor rate, reference: https://www.homewyse.com/services/cost_to_replace_hot_water_heater.html (direct fit/replacement) | 1699 | 50-gallon HPWH (3.88 UEF): https://www.homedepot.com/p/Rheem-Performance-Platinum-50-gal-10-Year-Hybrid-High-Efficiency-Smart-Tank-Electric-Water-Heater-XE50T10HD50U1/303419574
High Efficiency Air Compressor | 15 | Ohio 2020 TRM | 272 | hp | 0 | 0 | 0 | 0 | 0 | 0 | 272*hp | Ohio 2020 TRM, Avg of compressor types (adjusted to 2023$)
High Efficiency Data Center Cooling | 15 | Ohio 2020 TRM | 1.62 | kWh saved | 0 | 0 | 0 | Reference source included incremental cost only | 0 | 0 | 1.62*(eui_space_cooling*sqft-max(eui_space_cooling*sqft-delta_kwh,eui_space_cooling*sqft/2)) | WI Focus on Energy 2022 TRM, Data Center and Telecom Cooling, <=65 MBh (use average annual kWh savings per ton and average incremental cost per ton for the packaged systems to calculate $/kWh savings incremental cost: $1.62/kWh)
High Efficiency PTAC | 8 | IL TRM V10.0 | 86 | ton | 0 | 0 | 0 | 0 | 0 | 0 | 86*ton | IL TRM V10.0, Section 4.4.13 (cost per ton) (adjusted to 2023$)
High Efficiency PTHP | 8 | IL TRM V10.0 | 86 | ton | 0 | 0 | 0 | 0 | 0 | 0 | 86*ton | IL TRM V10.0, Section 4.4.13 (cost per ton) (adjusted to 2023$)
High Efficiency Refrigeration Compressor_Discus | 16 | WI Focus on Energy TRM, 2022 | 315 | unit | 0 | 0 | 0 | 0 | 0 | 0 | 315 | WI Focus on Energy TRM, 2022, ECM Compressor (adjusted to 2023$)
High Efficiency Refrigeration Compressor_Scroll | 16 | WI Focus on Energy TRM, 2022 | 315 | unit | 0 | 0 | 0 | 0 | 0 | 0 | 315 | WI Focus on Energy TRM, 2022, ECM Compressor (adjusted to 2023$)
High Speed Fans | 7 | IL TRM V10.0 | 154 | unit | 0 | 0 | 0 | 0 | 0 | 0 | 154 | IL TRM V10.0, Section 4.1.3 (adjusted to 2023$)
Hot water pipe insulation | 15 | IL TRM V10.0 | 18.52 | system (assume 6 ft) | 0 | 0 | 0 | 0 | 0 | 0 | 18.52 | IL TRM V10.0, section 5.4.1, $3 per linear foot, assume 6 ft (adjusted to 2023$)
Hotel Card Energy Control Systems | 8 | Michigan - MEMD - 2020 | 268 | unit | 0 | 0 | 0 | 0 | 0 | 0 | 268 | IL TRM V10.0, Section 4.4.8 (adjusted to 2023$)
Indoor daylight sensor | 10 | IL TRM V10.0 | 51 | unit | 0 | 0 | 0 | 0 | 0 | 0 | 51 | IL TRM V10.0, section 4.5.10 (adjusted to 2023$)
Induction Cooktops | 16 | IL TRM v11.0 Vol.3 sec. 5.1.14, Residential Induction Cooktop used as proxy | 442 | unit | 0 | No labor cost (installation will not vary between base & change) | 2119 | https://www.webstaurantstore.com/garland-ed-15hse-designer-series-15-two-solid-burner-electric-countertop-hot-plate-208v-1-phase-5-2-kw/372ED15HSEB.html | 0 | No labor cost (installation will not vary between base & change) | 2561 | https://www.webstaurantstore.com/hatco-irng-pc2f-29-high-power-heavy-duty-commercial-dual-induction-range-with-knob-control-208-240v-5760w/413IRNPC2F29.html
Infiltration Reduction - Air Sealing | 20 | IL TRM v11.0 Vol.2 sec. 4.8.27 | 325+0.278/sq ft | sq ft | 0 | 0 | 0 | 0 | 325 | blower door test; https://www.angi.com/articles/how-much-blower-door-test-cost.htm | 0.278*sqft | Wisconsin TRM 2022, Air Sealing without Blower Door Test, $0.27 per sqft. Adjusted to 2023 dollars
Instantaneous Hot Water System Commercial | 5 | IL TRM v11.0 Vol.2 sec. 4.3.1, Water Heater (electric tankless) used as proxy | 3118.5 | unit | 601.5 | Assume 5.2 hours, avg labor rate, reference: https://www.homewyse.com/services/cost_to_replace_hot_water_heater.html (direct fit/replacement) | 0 | included in incremental | 2331 | Estimate at $105 per labor hour, assume 11.1 hours work per WH (assume additional 50% of time for 2nd & 3rd for wiring, breakers, etc), https://www.homewyse.com/costs/cost_of_instant_hot_water_heaters.html (major fit/position change) | 1389 | IL TRM v10.0, Section 4.3.5 (average incremental cost of sizes listed) (adjusted to 2023$)
LED - 14W_CFL Baseline | 10 | Iowa TRM V4.0 | 0.87 | unit | 0 | 0 | 3.25 | https://www.homedepot.com/p/Unbranded-100-Watt-Equivalent-A21-Spiral-Non-Dimmable-E26-Base-Compact-Fluorescent-CFL-Light-Bulb-Daylight-5000K-4-Pack-ESL23T2-5K-4-ESM/313261176 | 0 | 0 | 4.12 | https://www.homedepot.com/p/100-Watt-Equivalent-A19-Non-Dimmable-LED-Light-Bulb-Daylight-4-Pack-A7A19A100WUL03/303574633
LED - 9W Flood_CFL Baseline | 10 | Iowa TRM V4.0 | 0.5 | unit | 0 | 0 | 1.99 | https://www.homedepot.com/p/EcoSmart-60-Watt-Equivalent-Spiral-Non-Dimmable-E26-CFL-Light-Bulb-Daylight-4-Pack-ESBM814450K/205487810 | 0 | 0 | 2.49 | https://www.homedepot.com/p/EcoSmart-60-Watt-Equivalent-PAR16-Dimmable-Flood-LED-Light-Bulb-Bright-White-2-Pack-A20PR1660WESD32/315685071
LED Canopy Lighting (Exterior) | 13 | Pennsylvania Public Utility Commission, Energy Efficiency Potential Study for Pennsylvania Final Report, 2015, Appendix E | 255 | unit | 0 | 0 | 0 | 0 | 0 | 0 | 255 | IL TRM v10.0, section 4.5.4, 5-10K lumens (adjusted to 2023$)
LED Display Lighting (Exterior) | 11 | Wisconsin TRM 2022 | 2.42 | watts saved | 0 | 0 | 0 | 0 | 0 | 0 | 2.42*(kwbase-kw_eff)*1000 | WI Focus on Energy TRM, 2022 (adjusted to 2023$)
LED Display Lighting (Interior) | 11 | Wisconsin TRM 2022 | 3.65 | watts saved | 0 | 0 | 0 | 0 | 0 | 0 | 3.65 * (kwbase-kw_eff)*1000 | WI Focus on Energy TRM, 2022 (adjusted to 2023$).
LED Exit Sign | 15 | Ohio TRM 2020 | 33.44 | unit | 0 | 0 | 0 | 0 | 0 | 0 | 33.44 | IL TRM v10.0, section 4.5.5 (adjusted to 2023$)
LED Exterior Wall Packs | 15 | IL TRM V10.0 | 169 | unit | 0 | 0 | 0 | 0 | 0 | 0 | 169 | IL TRM v10.0, section 4.5.4, LED exterior, avg of <5K and 5-10K lumens (adjusted to 2023$)
LED High Bay_HID Baseline | 15 | Mid-Atlantic TRM, v9 | 179 | unit | 0 | 0 | 0 | 0 | 0 | 0 | 179 | Mid-Atlantic TRM V9.0, for LED High Bay fixture up to 220w (TOS) (adjusted to 2023$)
LED High Bay_LF Baseline | 15 | Mid-Atlantic TRM, v9 | 179 | unit | 0 | 0 | 0 | 0 | 0 | 0 | 179 | Mid-Atlantic TRM V9.0, for LED High Bay fixture up to 220w (TOS) (adjusted to 2023$)
LED Linear - Fixture Replacement | 15 | IL TRM V10.0 | 109.08 | unit | 0 | 0 | 0 | 0 | 0 | 0 | 109.08 | Wisconsin Focus on Energy 2022 TRM, LED Troffer, 2x4, Replacing 4-Foot, 3-4 Lamp T8 Troffer(adjusted to 2023$)
LED Linear - Lamp Replacement | 12 | WI Focus on Energy TRM, 2022 | 5.59 | unit | 0 | 0 | 0 | 0 | 0 | 0 | 5.59 | WI Focust on Energy TRM, LED replacement of 4-foot T8 using existing ballast (adjusted to 2023$)
LED Parking Lighting | 15 | Mid-Atlantic TRM, v9 | 255 | unit | 0 | 0 | 0 | 0 | 0 | 0 | 255 | Mid-Atlantic TRM V9.0, LED Outdoor Pole/Arm lighting (adjusted to 2023$)
LEED New Construction Whole Building | 20 | Michigan - MEMD - 2020 | 125734 | facility | 0 | 0 | 0 | 0 | 0 | 0 | 125734 | "The Cost of LEED - An Analysis of the Construction Costs of LEED and Non-LEED Banks". Journal of Sustainable Real Estate, Vol. 2, No. 1. 2011. Adjusted to 2023 dollars
Light Tube | 10 | IL TRM V10.0 | 772 | unit | 0 | 0 | 0 | 0 | 0 | 0 | 772 | IL TRM V10.0, Section 4.5.11 (adjusted to 2023$)
Low Flow Shower Head | 10 | IL TRM V10.0 | 12.34 | unit | 0 | 0 | 0 | 0 | 5.14 | Illinois TRM V10.0, Section 4.3.3 (adjusted to 2023$) | 7.2 | IL TRM V10.0, Section 4.3.3 (adjusted to 2023$)
Low-Flow Pre-Rinse Sprayers | 5 | IL TRM V10.0 | 56 | unit | 0 | 0 | 0 | 0 | 0 | 0 | 56 | IL TRM V10.0, Section 4.2.11 (adjusted to 2023$)
Network PC Power Management | 5 | IL TRM V10.0 | 30 | networked computer | 0 | 0 | 0 | 0 | 0 | 0 | 30 | IL TRM V10.0, Section 4.8.3 (adjusted to 2023$), $/computer
Night Covers for Display Cases | 5 | IL TRM V10.0 | 731 | case (assume 17 ln ft) | 0 | 0 | 0 | 0 | 0 | 0 | 43*17 | IL TRM V10.0, Section 4.6.9; cost per lf, assumed average case size of 17 ln ft per RTF calculator for door gasket replacement (adjusted to 2023$)
Occupancy Sensors, Ceiling Mounted | 10 | IL TRM V10.0 | 129 | unit | 0 | 0 | 0 | 0 | 0 | 0 | 129 | IL TRM V10.0, section 4.5.10, remote or wall-mounted occupancy sensor (adjusted to 2023$)
Occupancy Sensors, Switch Mounted | 10 | IL TRM V10.0 | 56.59 | unit | 0 | 0 | 0 | 0 | 0 | 0 | 56.59 | IL TRM V10.0, section 4.5.10 (adjusted to 2023$)
Outdoor Lighting Controls | 10 | IL TRM V10.0 | 57.62 | unit | 0 | 0 | 0 | 0 | 0 | 0 | 57.62 | IL TRM V10.0, section 4.5.10, luminaire-level controls (adjusted to 2023$)
Outdoor motion sensor | 10 | IL TRM V10.0 | 84 | unit | 0 | 0 | 0 | 0 | 0 | 0 | 84 | IL TRM V10.0, section 4.5.10, exterior occupancy sensor (adjusted to 2023$)
Ozone Laundry Commercial | 10 | Illinois TRM Version 10.0 | 82.14 | washer capacity (lbs) | 0 | 0 | 0 | 0 | 0 | 0 | 82.14*capbase | IL TRM v10.0, section 4.3.6 (adjusted to 2023$)
Programmable thermostat | 11 | IL TRM V10.0 | 4.99 | unit | 0 | 0 | 20 | https://www.amazon.com/Honeywell-RTH111B1024-Digital-Manual-Thermostat/dp/B07VVP6HMG/ref=sr_1_7?c=ts&keywords=Home+Nonprogrammable+Thermostats&qid=1681780676&s=hi&sr=1-7&ts_id=2054379011 | 0 | 0 | 24.99 | https://www.amazon.com/Honeywell-7-Day-Programmable-Thermostat/dp/B00A9IBZI4/ref=sr_1_27?keywords=Home+Programmable+Thermostats+7+day&qid=1681781259&refinements=p_36%3A2100-5000&rnid=1243644011&s=hi&sr=1-27
PSC to ECM Evaporator Fan Motor (Reach-In) | 15 | IL TRM V10.0, section 4.6.4 | 313 | unit | 0 | 0 | 0 | 0 | 0 | 0 | 313 | IL TRM V10.0, section 4.6.4 (adjusted to 2023$)
PSC to ECM Evaporator Fan Motor (Walk-In, Refrigerator) | 15 | IL TRM V10.0, section 4.6.4 | 313 | unit | 0 | 0 | 0 | 0 | 0 | 0 | 313 | IL TRM V10.0, section 4.6.4 (adjusted to 2023$)
Q-Sync Evaporator Fan Motor | 10 | IL TRM V10.0 | 112.5 | unit | 0 | 0 | 0 | 0 | 61.5 | IL TRM V10.0, section 4.6.11. 0.5 hours labor work based on $120 labor rate/unit. Adjusted to 2023 dollars | 51 | IL TRM V10.0, section 4.6.11 (adjusted to 2023$)
Reflective Roof Treatment | 15 | Ohio 2020 TRM | 9.208 | sq ft | 0 | 0 | 0 | 0 | 0 | 0 | 9.208 | Ohio 2020 TRM, Cool Roof (adjusted for 2023$). 9208 per 1000 sq ft
Refrigerated Display Case LED Lighting | 16 | Michigan - MEMD - 2020 | 11.32 | ln ft lighting | 0 | 0 | 0 | 0 | 0 | 0 | 11.32*(60/12) | IL TRM V10.0, section 4.5.4 (adjusted to 2023$). $11.32/ft.
Refrigerated Display Case Lighting Controls | 10 | IL TRM V10.0 | 129 | unit | 0 | 0 | 0 | 0 | 0 | 0 | 129 | IL TRM V10.0, section 4.5.10, interior remote or wall-mounted occ sensor (adjusted to 2023$)
Refrigeration Commissioning | 5 | WI Focus on Energy TRM, 2022 (chiller setpoint adjustment) | 0.24 | sq ft | 0 | 0 | 0 | 0 | 0.24*sqft | Mill, E. 2009. Building Commissioning: A Golden Opportunity for Reducing Energy Cost and GreenhousDe Gas Emissions. Lawrence Berkeley National Laboratory. Used cost (and savings estimate) for supermarkets of $0.14/sf inflated at 2% from 2004 to 2020 | 0 | 0
Refrigeration Economizer | 15 | IL TRM V10.0 | 1692 | unit | 0 | 0 | 0 | 0 | 0 | 0 | 1692 | MidAtlantic TRM v9, 2019, assume 15 ton system (adjusted to 2023$)
Regenerative Drive Elevator Motor | 15 | NY TRM v8 Appendix P | 10000 | unit | 0 | 0 | 225000 | https://www.mge.com/saving-energy/business/bea/article_detail.htm?nid=1789 | 0 | 0 | 235000 | https://www.mge.com/saving-energy/business/bea/article_detail.htm?nid=1789
Retro-Commissioning (Existing Construction)_SC | 5 | Lawrence Berkeley National Laboratory: A Golden Opportunity for Reducing Energy Costs and Greenhouse Gas Emissions. July, 2009. | 0.45 | sq ft | 0 | 0 | 0 | 0 | 0 | 0 | 0.45*sqft | Lawrence Berkeley National Laboratory: A Golden Opportunity for Reducing Energy Costs and Greenhouse Gas Emissions. July, 2009. Adjusted to 2023 dollars
Retro-Commissioning (Existing Construction)_SH | 5 | Lawrence Berkeley National Laboratory: A Golden Opportunity for Reducing Energy Costs and Greenhouse Gas Emissions. July, 2009. | 0.45 | sq ft | 0 | 0 | 0 | 0 | 0 | 0 | 0.45*sqft | Lawrence Berkeley National Laboratory: A Golden Opportunity for Reducing Energy Costs and Greenhouse Gas Emissions. July, 2009. Adjusted to 2023 dollars
Retro-Commissioning (Existing Construction)_VT | 5 | Lawrence Berkeley National Laboratory: A Golden Opportunity for Reducing Energy Costs and Greenhouse Gas Emissions. July, 2009. | 0.45 | sq ft | 0 | 0 | 0 | 0 | 0 | 0 | 0.45*sqft | Lawrence Berkeley National Laboratory: A Golden Opportunity for Reducing Energy Costs and Greenhouse Gas Emissions. July, 2009. Adjusted to 2023 dollars
Roof Insulation | 30 | NY TRM 2022 | 1.44 | sq ft | 0 | 0 | 0 | 0 | 0 | 0 | 1.44*(sqft/nfloors) | IL TRM v11.0 Vol.2 sec. 4.8.2 (adjusted to 2023$)
Server Virtualization | 5 | Arizona TRM, 2022 | 489 | server | 0 | 0 | 0 | 0 | 0 | 0 | 489 | Arizona TRM, 2022 (adjusted to 2023$)
Smart Strip Plug Outlet | 8 | Ohio 2020 TRM | 16 | unit | 0 | 0 | 0 | 0 | 0 | 0 | 16 | Ohio 2020 TRM, Com plug load - smart strip plug outlets (adjusted to 2023$)
Smart thermostat | 11 | IL TRM 10.0 | 180 | unit | 0 | 0 | 0 | 0 | 0 | 0 | 180 | IL TRM V10.0, section 4.4.48 (adjusted to 2023$)
Solar Pool Heater Commercial | 15 | NY TRM v8 Appendix P | 3266.72 | unit | 871.5 | https://www.homewyse.com/services/cost_to_replace_pool_heater.html | 945.11 | https://www.homedepot.com/p/EcoSmart-27-kW-4-07-GPM-Smart-Pool-Electric-Pool-Tankless-Water-Heater-Smart-POOL-27/203316222 | 0 | reference source did not distinguish material and labor costs | 5083.33 | Average of three web references: http://solarexpert.com/solar-education/solar-faqs/solar-pool/; https://www.medallionenergy.com/blog/solar-pool-heating-cost/; https://floridasolardesigngroup.com/how-much-does-a-solar-pool-heater-cost/
Solar Powered Pool Pump | 15 | NY TRM v8 Appendix P, Solar Pool Heater used as proxy | 3669.01 | unit | 1300 | https://www.homeadvisor.com/cost/swimming-pools-hot-tubs-and-saunas/install-replace-pool-pump/ | 229.99 | http://www.inyopools.com/Products/00100018074612.htm?gclid=EAIaIQobChMInIa73oLy2wIVhb9kCh3f9wcGEAQYCCABEgLWHfD_BwE | 1300 | https://www.homeadvisor.com/cost/swimming-pools-hot-tubs-and-saunas/install-replace-pool-pump/ | 3899 | https://www.naturalcurrent.com/1hp-solar-pool-pump-sunray-solar-variable-speed-pool-pump-kit-made-in-the-usa/
Solar Thermal Water Heating System Commercial | 20 | Michigan - MEMD - 2020 | 8990.015 | unit | 601.5 | Assume 5.2 hours, avg labor rate, reference: https://www.homewyse.com/services/cost_to_replace_hot_water_heater.html (direct fit/replacement) | 489 | Baseline 50-gallon electric water heater: https://www.lowes.com/pd/A-O-Smith-Signature-50-Gallon-Short-6-year-Limited-4500-Watt-Double-Element-Electric-Water-Heater/1000216833 | 972.945 | Average labor cost; https://www.homewyse.com/costs/cost_of_instant_hot_water_heaters.html (minor fit/position change) | 9107.57 | Average installed cost for FPL Pilot Offering
Strip Curtains - Freezers | 4 | IL TRM V10.0 | 10.51 | doorway area | 0 | 0 | 0 | 0 | 0 | 0 | 10.51*area | IL TRM V10.0, Section 4.6.7, $/doorway area (adjusted to 2023$)
Strip Curtains - Refrigerators | 4 | IL TRM V10.0 | 10.51 | doorway area | 0 | 0 | 0 | 0 | 0 | 0 | 10.51*area | IL TRM V10.0, Section 4.6.7, $/doorway area (adjusted to 2023$)
Suction Pipe Insulation - Freezers | 15 | IL TRM V10.0 | 4.42 | ln ft | 0 | 0 | 0 | 0 | 0 | 0 | 4.42*ft | IL TRM V10.0, Section 4.4.24 (avg) (adjusted to 2023$)
Suction Pipe Insulation - Refrigerators | 15 | IL TRM V10.0 | 4.42 | ln ft | 0 | 0 | 0 | 0 | 0 | 0 | 4.42*ft | IL TRM V10.0, Section 4.4.24 (avg) (adjusted to 2023$)
Thermal Energy Storage | 30 | Arizona TRM, 2022 | 2781.66 | summer kW | 0 | 0 | 0 | 0 | 74 | FPL contractor estimate on O&M costs for system (adjusted to 2023$) | 1161 | FPL program cost (average program cost per summer kW) (adjusted to 2023$)
Thermostatic Shower Restriction Valve Commercial | 10 | IL TRM V10.0 | 51.45 | unit | 0 | No Labor Cost | 0 | 0 | 20.58 | IL TRM V10.0, section 5.4.8 (adjusted to 2023$) | 30.87 | IL TRM V10.0, section 5.4.8 (adjusted to 2023$)
Time Clock Control | 8 | Pennsylvania 2019-2020 Statewide TRM, Section 3.1.3 | 26 | unit | 0 | 0 | 0 | 0 | 0 | 0 | 26 | https://www.homedepot.com/p/myTouchSmart-Simple-Set-Plug-In-Dual-Digital-Indoor-Outdoor-Timer-with-2-Grounded-Outlets-26898-P2/301063654
Variable Refrigerant Flow (VRF) HVAC Systems | 15 | Mid-Atlantic TRM V9 | 811 | ton | 0 | 0 | 0 | 0 | 0 | 0 | 811*tons | Mid-Atlantic TRM v9.0, avg of all ROB options (adjusted to 2023$)
VAV System | 10 | WI Focus on Energy TRM | 1.38 | sq ft | 0 | 0 | 0 | 0 | 0 | 0 | 1.38*sqft | WI Focus on Energy TRM, 2022, cost per cfm for demand control ventilation for air handling units, assume 1 cfm/sq ft (adjusted to 2023$)
VFD on Cooling Tower Fans | 15 | IL TRM V10.0 | 1669 | unit (assume 7.5 hp) | 0 | 0 | 0 | 0 | 0 | 0 | 1669 | IL TRM v10.0, section 4.4.17, assume 7.5 HP (adjusted to 2023$)
VFD on HVAC Pump | 15 | IL TRM V10.0 | 1669 | unit (assume 7.5 hp) | 0 | 0 | 0 | 0 | 0 | 0 | 1669 | IL TRM v10.0, section 4.4.17, assume 7.5 HP (adjusted to 2023$)
VSD Controlled Compressor | 13 | IL TRM V10.0 | 153 | ton | 0 | 0 | 0 | 0 | 0 | 0 | 153*ton | Arizona TRM, 2022, average incremental cost per ton, Table 11-10. (adjusted to 2023$)
Wall Insulation | 25 | IL TRM v11.0 Vol.2 sec. 4.8.30 | 0.535 | sq ft | 0 | 0 | 0 | 0 | 0.9*sqft | https://www.forbes.com/home-improvement/insulation/cost-to-install-wall-insulation/. Average of $0.5 and $1.25 (no demolition assumed) | 0.535*sqft | https://www.forbes.com/home-improvement/insulation/cost-to-install-wall-insulation/
Warehouse Loading Dock Seals | 10 | WI Focus on Energy TRM | 3431 | dock door | 0 | 0 | 0 | 0 | 0 | 0 | 3431*(sqft/10000) | WI Focus on Energy TRM, 2022, avg of new install and replace existing dock door infiltration reduction (adjusted to 2023$). 3431 * dock door. Assume 1 dock per 10,000 sq ft facility space.
Water Cooled Refrigeration Heat Recovery | 15 | IL TRM v11.0 Vol.2 sec. 4.1.10, Dairy Refrigeration Heat Recovery used as proxy | 0.08 | kWh saved | 0 | 0 | 0 | 0 | 0 | 0 | 0.08*eui_domestic_hot_water*sqft*svge | Michigan 2020 Statewide Master Measure Database, Water-Cooled Condenser Heat Recovery DWH, $/kWh savings (adjusted to 2023$)
Water Heater Setback | 2 | IL TRM V10.0, section 5.4.6 | 5.14 | unit | 0 | 0 | 0 | 0 | 0 | 0 | 5.14 | IL TRM V10.0, section 5.4.6 (adjusted to 2023$)
Water source heat pump | 15 | Arizona TRM, 2022 | 129 | ton | 0 | 0 | 0 | 0 | 0 | 0 | 129*hvac_tons | Arizona 2022 TRM, Section 9.2.18 (average of all measures)
Waterside Economizer | 10 | IL TRM v11.0 Vol.2 sec. 4.4.62, Cooling Tower Water Side Economizer used as proxy | 7160.52 | unit | 0 | 0 | 0 | 0 | 0 | 0 | 7160.52 | RS Means 1800 GPM Plate heat exchanger D30406101040
Window shade film | 10 | Ohio 2020 TRM | 2.91 | sq ft windows | 0 | 0 | 0 | 0 | 0 | 0 | 2.91*sqft*0.15 | Ohio TRM, 2020 (adjusted to 2023$). 2.91 * sqft_windows (Assume 15% of facility sq. ft. for window area).
Zero Energy Doors | 11 | WI Focus on Energy TRM | 170 | unit | 0 | 0 | 0 | 0 | 0 | 0 | 170 | WI Focus on Energy TRM, 2022, average of freezer & cooler no heat doors (adjusted to 2023$)
Custom Measure - Non-Lighting | 15 | use HE DX measures' EULs as proxy | 0.38 | watts saved | 0 | 0 | 0 | 0 | 0 | 0 | 0.38*eui_hvac*sqft*svgee | Program data from other utility Custom offerings

## Comm Algorithms
FPL 002622
20240012-EG
Measure Name | Measure Name | End Use | Algorithm - Efficient Measure | Algorithm - Base Measure | Parameter | Value | Short Description | Source | Sector
1.5HP Open Drip-Proof(ODP) Motor | 1.5HP Open Drip-Proof(ODP) Motor | Ventilation and Circulation | kw_hp*motor_hp*(lf_motor/eff_eff)*rhrs | kw_hp*motor_hp*(lf_motor/eff_base)*rhrs | lf_motor | 0.75 | Standard Motor Load Factor (LF) |  | Commercial
1.5HP Open Drip-Proof(ODP) Motor |  |  |  |  | kw_hp | 0.746 | Horsepower to kilowatts conversion |  | Commercial
1.5HP Open Drip-Proof(ODP) Motor |  |  |  |  | rhrs | 2745 | 1.5 HP Motor Annual Run Hours (RHRS) | Minnesota 2020 Statewide TRM V1.3, C/I Motors, Table 1 | Commercial
1.5HP Open Drip-Proof(ODP) Motor |  |  |  |  | motor_hp | 1.5 | Rated Motor Horsepower (HP) | Measure Definition | Commercial
1.5HP Open Drip-Proof(ODP) Motor |  |  |  |  | eff_eff | 0.875 | 1.5 HP, Efficient ODP Motor Efficiency, Assumed 4-Poles (EFFEFF) | Minnesota 2020 Statewide TRM V3.1, Appendix C - C/I Motor Tables | Commercial
1.5HP Open Drip-Proof(ODP) Motor |  |  |  |  | eff_base | 0.87 | 1.5 HP, Baseline ODP Motor Efficiency, Assumed 4-Poles | NEMA MG-1, Table 12-11 (Sourced from Marathon Electric, http://www.marathonelectric.com/docs/MG1EffCharts.pdf) | Commercial
10HP Open Drip-Proof(ODP) Motor | 10HP Open Drip-Proof(ODP) Motor | Ventilation and Circulation | kw_hp*hp*lf_motor/eff_eff*rhrs | kw_hp*hp*lf_motor/eff_base_10hpmotor*rhrs | lf_motor | 0.75 | Standard Motor Load Factor (LF) |  | Commercial
10HP Open Drip-Proof(ODP) Motor |  |  |  |  | kw_hp | 0.746 | Horsepower to kilowatts conversion |  | Commercial
10HP Open Drip-Proof(ODP) Motor |  |  |  |  | eff_base_10hpmotor | 0.92 | 10 HP, Baseline ODP Motor Efficiency, Assumed 4-Poles | NEMA MG-1, Table 12-11 (Sourced from Marathon Electric, http://www.marathonelectric.com/docs/MG1EffCharts.pdf) | Commercial
10HP Open Drip-Proof(ODP) Motor |  |  |  |  | eff_eff | 0.927 | 10 HP, Efficient ODP Motor Efficiency, Assumed 4-Poles | Minnesota 2020 Statewide TRM V3.1, Appendix C - C/I Motor Tables | Commercial
10HP Open Drip-Proof(ODP) Motor |  |  |  |  | rhrs | 3391 | 10 HP Motor Annual Run Hours | Minnesota 2020 Statewide TRM V1.3, C/I Motors, Table 1 | Commercial
10HP Open Drip-Proof(ODP) Motor |  |  |  |  | hp | 10 | Measure Definition | Measure Definition | Commercial
20HP Open Drip-Proof (ODP) Motor | 20HP Open Drip-Proof (ODP) Motor | Ventilation and Circulation | kw_hp*hp*lf_motor/eff_eff*rhrs | kw_hp*hp*lf_motor/eff_base_20hpmotor*rhrs | lf_motor | 0.75 | Standard Motor Load Factor (LF) |  | Commercial
20HP Open Drip-Proof (ODP) Motor |  |  |  |  | kw_hp | 0.746 | Horsepower to kilowatts conversion |  | Commercial
20HP Open Drip-Proof (ODP) Motor |  |  |  |  | rhrs | 3391 | 20 HP Motor Annual Run Hours | Minnesota 2020 Statewide TRM V1.3, C/I Motors, Table 1 | Commercial
20HP Open Drip-Proof (ODP) Motor |  |  |  |  | hp | 20 | Measure Definition | Measure Definition | Commercial
20HP Open Drip-Proof (ODP) Motor |  |  |  |  | eff_eff | 0.934 | 20 HP, Efficient ODP Motor Efficiency, Assumed 4-Poles | Minnesota 2020 Statewide TRM V3.1, Appendix C - C/I Motor Tables | Commercial
20HP Open Drip-Proof (ODP) Motor |  |  |  |  | eff_base_20hpmotor | 0.93 | 20 HP, Baseline ODP Motor Efficiency, Assumed 4-Poles | NEMA MG-1, Table 12-11 (Sourced from Marathon Electric, http://www.marathonelectric.com/docs/MG1EffCharts.pdf) | Commercial
Advanced Rooftop Controller | Advanced Rooftop Controller | Ventilation and Circulation | eui_ventilation_circulation*sqft-svge*5 | eui_ventilation_circulation*sqft | sqft | 15585 | Average Premise Area, Assembly | US Energy Information Administration, 2018 Commercial Buildings Energy Consumption Survey | Commercial
Advanced Rooftop Controller |  |  |  |  | eui_ventilation_circulation | 0.62 | Energy Use Intensity_ventilation_circulation, Assembly | US Energy Information Administration, 2018 Commercial Buildings Energy Consumption Survey | Commercial
Advanced Rooftop Controller |  |  |  |  | sqft | 24388 | Average Premise Area, College and University | US Energy Information Administration, 2018 Commercial Buildings Energy Consumption Survey | Commercial
Advanced Rooftop Controller |  |  |  |  | eui_ventilation_circulation | 1.34 | Energy Use Intensity_ventilation_circulation, College and University | US Energy Information Administration, 2018 Commercial Buildings Energy Consumption Survey | Commercial
Advanced Rooftop Controller |  |  |  |  | sqft | 104487 | Average Premise Area, Data Center | US Energy Information Administration, 2018 Commercial Buildings Energy Consumption Survey | Commercial
Advanced Rooftop Controller |  |  |  |  | eui_ventilation_circulation | 1.99 | Energy Use Intensity_ventilation_circulation, Data Center | US Energy Information Administration, 2018 Commercial Buildings Energy Consumption Survey | Commercial
Advanced Rooftop Controller |  |  |  |  | eui_ventilation_circulation | 3.98 | Energy Use Intensity_ventilation_circulation, Grocery | US Energy Information Administration, 2018 Commercial Buildings Energy Consumption Survey | Commercial
Advanced Rooftop Controller |  |  |  |  | sqft | 2663 | Average Premise Area, Grocery | US Energy Information Administration, 2018 Commercial Buildings Energy Consumption Survey | Commercial
Advanced Rooftop Controller |  |  |  |  | sqft | 9531 | Average Premise Area, Healthcare | US Energy Information Administration, 2018 Commercial Buildings Energy Consumption Survey | Commercial
Advanced Rooftop Controller |  |  |  |  | eui_ventilation_circulation | 3.89 | Energy Use Intensity_ventilation_circulation, Healthcare | US Energy Information Administration, 2018 Commercial Buildings Energy Consumption Survey | Commercial
Advanced Rooftop Controller |  |  |  |  | eui_ventilation_circulation | 7.44 | Energy Use Intensity_ventilation_circulation, Hospitals | US Energy Information Administration, 2018 Commercial Buildings Energy Consumption Survey | Commercial
Advanced Rooftop Controller |  |  |  |  | sqft | 188543 | Average Premise Area, Hospitals | US Energy Information Administration, 2018 Commercial Buildings Energy Consumption Survey | Commercial
Advanced Rooftop Controller |  |  |  |  | eui_ventilation_circulation | 0.59 | Energy Use Intensity_ventilation_circulation, Institutional | US Energy Information Administration, 2018 Commercial Buildings Energy Consumption Survey | Commercial
Advanced Rooftop Controller |  |  |  |  | sqft | 12448 | Average Premise Area, Institutional | US Energy Information Administration, 2018 Commercial Buildings Energy Consumption Survey | Commercial
Advanced Rooftop Controller |  |  |  |  | eui_ventilation_circulation | 2.85 | Energy Use Intensity_ventilation_circulation, Lodging/Hospitality | US Energy Information Administration, 2018 Commercial Buildings Energy Consumption Survey | Commercial
Advanced Rooftop Controller |  |  |  |  | sqft | 43432 | Average Premise Area, Lodging/Hospitality | US Energy Information Administration, 2018 Commercial Buildings Energy Consumption Survey | Commercial
Advanced Rooftop Controller |  |  |  |  | eui_ventilation_circulation | 0.63 | Energy Use Intensity_ventilation_circulation, Miscellaneous | US Energy Information Administration, 2018 Commercial Buildings Energy Consumption Survey | Commercial
Advanced Rooftop Controller |  |  |  |  | sqft | 33805 | Average Premise Area, Miscellaneous | US Energy Information Administration, 2018 Commercial Buildings Energy Consumption Survey | Commercial
Advanced Rooftop Controller |  |  |  |  | eui_ventilation_circulation | 2.72 | Energy Use Intensity_ventilation_circulation, Offices | US Energy Information Administration, 2018 Commercial Buildings Energy Consumption Survey | Commercial
Advanced Rooftop Controller |  |  |  |  | sqft | 17724 | Average Premise Area, Offices | US Energy Information Administration, 2018 Commercial Buildings Energy Consumption Survey | Commercial
Advanced Rooftop Controller |  |  |  |  | eui_ventilation_circulation | 5.58 | Energy Use Intensity_ventilation_circulation, Restaurants | US Energy Information Administration, 2018 Commercial Buildings Energy Consumption Survey | Commercial
Advanced Rooftop Controller |  |  |  |  | sqft | 4990 | Average Premise Area, Restaurants | US Energy Information Administration, 2018 Commercial Buildings Energy Consumption Survey | Commercial
Advanced Rooftop Controller |  |  |  |  | eui_ventilation_circulation | 2.21 | Energy Use Intensity_ventilation_circulation, Retail | US Energy Information Administration, 2018 Commercial Buildings Energy Consumption Survey | Commercial
Advanced Rooftop Controller |  |  |  |  | sqft | 23334 | Average Premise Area, Retail | US Energy Information Administration, 2018 Commercial Buildings Energy Consumption Survey | Commercial
Advanced Rooftop Controller |  |  |  |  | eui_ventilation_circulation | 1.33 | Energy Use Intensity_ventilation_circulation, Schools K-12 | US Energy Information Administration, 2018 Commercial Buildings Energy Consumption Survey | Commercial
Advanced Rooftop Controller |  |  |  |  | sqft | 33114 | Average Premise Area, Schools k-12 | US Energy Information Administration, 2018 Commercial Buildings Energy Consumption Survey | Commercial
Advanced Rooftop Controller |  |  |  |  | eui_ventilation_circulation | 0.24 | Energy Use Intensity_ventilation_circulation, Warehouse | US Energy Information Administration, 2018 Commercial Buildings Energy Consumption Survey | Commercial
Advanced Rooftop Controller |  |  |  |  | sqft | 19802 | Average Premise Area, Warehouse | US Energy Information Administration, 2018 Commercial Buildings Energy Consumption Survey | Commercial
Advanced Rooftop Controller |  |  |  |  | svge | 445.375 | averaged annual energy savings | Average of Annual Savings @ Site, https://nwcouncil.app.box.com/v/ComRTUCtrlrsv2-0 | Commercial
Air Compressor Optimization | Air Compressor Optimization | Commercial Miscellaneous | (hp_aircompressor*kw_hp*hou_lighting)*(1-svg) | hp_aircompressor*kw_hp*hou_lighting | kw_hp | 0.746 | Horsepower to kilowatts conversion |  | Commercial
Air Compressor Optimization |  |  |  |  | hou_lighting | 2638 | Lighting Hours of Use, Assembly | Public Utility Commission of Texas, Technical Reference Manual V9.0, April 2022 | Commercial
Air Compressor Optimization |  |  |  |  | hou_lighting | 3577 | Lighting Hours of Use, College and Univeristy | Public Utility Commission of Texas, Technical Reference Manual V9.0, April 2022 | Commercial
Air Compressor Optimization |  |  |  |  | hou_lighting | 4008 | Lighting Hours of Use, Data Center | Public Utility Commission of Texas, Technical Reference Manual V9.0, April 2022 | Commercial
Air Compressor Optimization |  |  |  |  | hou_lighting | 4706 | Lighting Hours of Use, Grocery | Public Utility Commission of Texas, Technical Reference Manual V9.0, April 2022 | Commercial
Air Compressor Optimization |  |  |  |  | hou_lighting | 3386 | Lighting Hours of Use, Healthcare | Public Utility Commission of Texas, Technical Reference Manual V9.0, April 2022 | Commercial
Air Compressor Optimization |  |  |  |  | hou_lighting | 5730 | Lighting Hours of Use, Hospitals | Public Utility Commission of Texas, Technical Reference Manual V9.0, April 2022 | Commercial
Air Compressor Optimization |  |  |  |  | hou_lighting | 3472 | Lighting Hours of Use, Institutional | Public Utility Commission of Texas, Technical Reference Manual V9.0, April 2022 | Commercial
Air Compressor Optimization |  |  |  |  | hou_lighting | 4842 | Lighting Hours of Use, Lodging/Hospitality | Public Utility Commission of Texas, Technical Reference Manual V9.0, April 2022 | Commercial
Air Compressor Optimization |  |  |  |  | hou_lighting | 4107 | Lighting Hours of Use, Miscellaneous | Public Utility Commission of Texas, Technical Reference Manual V9.0, April 2022 | Commercial
Air Compressor Optimization |  |  |  |  | hou_lighting | 3737 | Lighting Hours of Use, Offices | Public Utility Commission of Texas, Technical Reference Manual V9.0, April 2022 | Commercial
Air Compressor Optimization |  |  |  |  | hou_lighting | 5278 | Lighting Hours of Use, Restaurants | Public Utility Commission of Texas, Technical Reference Manual V9.0, April 2022 | Commercial
Air Compressor Optimization |  |  |  |  | hou_lighting | 3668 | Lighting Hours of Use, Retail | Public Utility Commission of Texas, Technical Reference Manual V9.0, April 2022 | Commercial
Air Compressor Optimization |  |  |  |  | hou_lighting | 2777 | Lighting Hours of Use, Schools K-12 | Public Utility Commission of Texas, Technical Reference Manual V9.0, April 2022 | Commercial
Air Compressor Optimization |  |  |  |  | hou_lighting | 3649 | Lighting Hours of Use, Warehouse | Public Utility Commission of Texas, Technical Reference Manual V9.0, April 2022 | Commercial
Air Compressor Optimization |  |  |  |  | svg | 0.1 | Compressed Air Optimization Energy Savings Factor (SVG) | Compressed Air Energy Efficiency Reference Guide by CEATI International, 2007 | Commercial
Air Compressor Optimization |  |  |  |  | hp_aircompressor | 20 | Air Compressor Horsepower (HP) | Measure Definition | Commercial
Air Curtains | Air Curtains | Space Cooling; Space Heating | X_cool * (eui_space_cooling*sqft-svge_cool) + X_heat * (eui_space_heating*sqft-svge_heat) | X_cool * (eui_space_cooling*sqft) + X_heat * (eui_space_heating*sqft) | eui_space_heating | 1.02 | Energy Use Intensity_space_heating, Assembly | US Energy Information Administration, 2018 Commercial Buildings Energy Consumption Survey | Commercial
Air Curtains |  |  |  |  | sqft | 15585 | Average Premise Area, Assembly | US Energy Information Administration, 2018 Commercial Buildings Energy Consumption Survey | Commercial
Air Curtains |  |  |  |  | eui_space_cooling | 8.01 | Energy Use Intensity_space_cooling, Assembly | US Energy Information Administration, 2018 Commercial Buildings Energy Consumption Survey | Commercial
Air Curtains |  |  |  |  | eui_space_heating | 0.32 | Energy Use Intensity_space_heating, College and University | US Energy Information Administration, 2018 Commercial Buildings Energy Consumption Survey | Commercial
Air Curtains |  |  |  |  | eui_space_cooling | 2.06 | Energy Use Intensity_space_cooling, College and University | US Energy Information Administration, 2018 Commercial Buildings Energy Consumption Survey | Commercial
Air Curtains |  |  |  |  | sqft | 24388 | Average Premise Area, College and University | US Energy Information Administration, 2018 Commercial Buildings Energy Consumption Survey | Commercial
Air Curtains |  |  |  |  | sqft | 104487 | Average Premise Area, Data Center | US Energy Information Administration, 2018 Commercial Buildings Energy Consumption Survey | Commercial
Air Curtains |  |  |  |  | eui_space_heating | 0.57 | Energy Use Intensity_space_heating, Data Center | US Energy Information Administration, 2018 Commercial Buildings Energy Consumption Survey | Commercial
Air Curtains |  |  |  |  | eui_space_cooling | 2.36 | Energy Use Intensity_space_cooling, Data Center | US Energy Information Administration, 2018 Commercial Buildings Energy Consumption Survey | Commercial
Air Curtains |  |  |  |  | eui_space_heating | 2.59 | Energy Use Intensity_space_heating, Grocery | US Energy Information Administration, 2018 Commercial Buildings Energy Consumption Survey | Commercial
Air Curtains |  |  |  |  | sqft | 2663 | Average Premise Area, Grocery | US Energy Information Administration, 2018 Commercial Buildings Energy Consumption Survey | Commercial
Air Curtains |  |  |  |  | eui_space_cooling | 3.81 | Energy Use Intensity_space_cooling, Grocery | US Energy Information Administration, 2018 Commercial Buildings Energy Consumption Survey | Commercial
Air Curtains |  |  |  |  | eui_space_heating | 1.12 | Energy Use Intensity_space_heating, Healthcare | US Energy Information Administration, 2018 Commercial Buildings Energy Consumption Survey | Commercial
Air Curtains |  |  |  |  | eui_space_cooling | 2.21 | Energy Use Intensity_space_cooling, Healthcare | US Energy Information Administration, 2018 Commercial Buildings Energy Consumption Survey | Commercial
Air Curtains |  |  |  |  | sqft | 9531 | Average Premise Area, Healthcare | US Energy Information Administration, 2018 Commercial Buildings Energy Consumption Survey | Commercial
Air Curtains |  |  |  |  | eui_space_cooling | 9.83 | Energy Use Intensity_space_cooling, Hospitals | US Energy Information Administration, 2018 Commercial Buildings Energy Consumption Survey | Commercial
Air Curtains |  |  |  |  | sqft | 188543 | Average Premise Area, Hospitals | US Energy Information Administration, 2018 Commercial Buildings Energy Consumption Survey | Commercial
Air Curtains |  |  |  |  | eui_space_heating | 1.16 | Energy Use Intensity_space_heating, Hospitals | US Energy Information Administration, 2018 Commercial Buildings Energy Consumption Survey | Commercial
Air Curtains |  |  |  |  | eui_space_heating | 0.59 | Energy Use Intensity_space_heating, Institutional | US Energy Information Administration, 2018 Commercial Buildings Energy Consumption Survey | Commercial
Air Curtains |  |  |  |  | sqft | 12448 | Average Premise Area, Institutional | US Energy Information Administration, 2018 Commercial Buildings Energy Consumption Survey | Commercial
Air Curtains |  |  |  |  | eui_space_cooling | 1.98 | Energy Use Intensity_space_cooling, Institutional | US Energy Information Administration, 2018 Commercial Buildings Energy Consumption Survey | Commercial
Air Curtains |  |  |  |  | eui_space_heating | 0.53 | Energy Use Intensity_space_heating, Lodging/Hospitality | US Energy Information Administration, 2018 Commercial Buildings Energy Consumption Survey | Commercial
Air Curtains |  |  |  |  | sqft | 43432 | Average Premise Area, Lodging/Hospitality | US Energy Information Administration, 2018 Commercial Buildings Energy Consumption Survey | Commercial
Air Curtains |  |  |  |  | eui_space_cooling | 4.62 | Energy Use Intensity_space_cooling, Lodging/Hospitality | US Energy Information Administration, 2018 Commercial Buildings Energy Consumption Survey | Commercial
Air Curtains |  |  |  |  | eui_space_heating | 0.74 | Energy Use Intensity_space_heating, Miscellaneous | US Energy Information Administration, 2018 Commercial Buildings Energy Consumption Survey | Commercial
Air Curtains |  |  |  |  | eui_space_cooling | 1.32 | Energy Use Intensity_space_cooling, Miscellaneous | US Energy Information Administration, 2018 Commercial Buildings Energy Consumption Survey | Commercial
Air Curtains |  |  |  |  | sqft | 33805 | Average Premise Area, Miscellaneous | US Energy Information Administration, 2018 Commercial Buildings Energy Consumption Survey | Commercial
Air Curtains |  |  |  |  | eui_space_cooling | 3.19 | Energy Use Intensity_space_cooling, Offices | US Energy Information Administration, 2018 Commercial Buildings Energy Consumption Survey | Commercial
Air Curtains |  |  |  |  | sqft | 17724 | Average Premise Area, Offices | US Energy Information Administration, 2018 Commercial Buildings Energy Consumption Survey | Commercial
Air Curtains |  |  |  |  | eui_space_heating | 1.62 | Energy Use Intensity_space_heating, Offices | US Energy Information Administration, 2018 Commercial Buildings Energy Consumption Survey | Commercial
Air Curtains |  |  |  |  | eui_space_cooling | 9.72 | Energy Use Intensity_space_cooling, Restaurants | US Energy Information Administration, 2018 Commercial Buildings Energy Consumption Survey | Commercial
Air Curtains |  |  |  |  | sqft | 4990 | Average Premise Area, Restaurants | US Energy Information Administration, 2018 Commercial Buildings Energy Consumption Survey | Commercial
Air Curtains |  |  |  |  | eui_space_heating | 3.55 | Energy Use Intensity_space_heating, Restaurants | US Energy Information Administration, 2018 Commercial Buildings Energy Consumption Survey | Commercial
Air Curtains |  |  |  |  | eui_space_heating | 1.09 | Energy Use Intensity_space_heating, Retail | US Energy Information Administration, 2018 Commercial Buildings Energy Consumption Survey | Commercial
Air Curtains |  |  |  |  | eui_space_cooling | 3.07 | Energy Use Intensity_space_cooling, Retail | US Energy Information Administration, 2018 Commercial Buildings Energy Consumption Survey | Commercial
Air Curtains |  |  |  |  | sqft | 23334 | Average Premise Area, Retail | US Energy Information Administration, 2018 Commercial Buildings Energy Consumption Survey | Commercial
Air Curtains |  |  |  |  | eui_space_cooling | 4.85 | Energy Use Intensity_space_cooling, Schools K-12 | US Energy Information Administration, 2018 Commercial Buildings Energy Consumption Survey | Commercial
Air Curtains |  |  |  |  | eui_space_heating | 1.51 | Energy Use Intensity_space_heating, Schools K-12 | US Energy Information Administration, 2018 Commercial Buildings Energy Consumption Survey | Commercial
Air Curtains |  |  |  |  | sqft | 33114 | Average Premise Area, Schools k-12 | US Energy Information Administration, 2018 Commercial Buildings Energy Consumption Survey | Commercial
Air Curtains |  |  |  |  | sqft | 19802 | Average Premise Area, Warehouse | US Energy Information Administration, 2018 Commercial Buildings Energy Consumption Survey | Commercial
Air Curtains |  |  |  |  | eui_space_heating | 0.43 | Energy Use Intensity_space_heating, Warehouse | US Energy Information Administration, 2018 Commercial Buildings Energy Consumption Survey | Commercial
Air Curtains |  |  |  |  | eui_space_cooling | 0.98 | Energy Use Intensity_space_cooling, Warehouse | US Energy Information Administration, 2018 Commercial Buildings Energy Consumption Survey | Commercial
Air Curtains |  |  |  |  | X_cool | 1 | multiplier for space cooling |  | Commercial
Air Curtains |  |  |  |  | X_heat | 0 | multiplier for space heating |  | Commercial
Air Curtains |  |  |  |  | svge_cool | 3.078 | Com Air Curtain Annual Energy Savings | AMCA International. Investigation of Impact of Building Entrance Air Curtain on Whole Building Energy Use. Air Curtain Performance on Single Door in Miami. | Commercial
Air Curtains |  |  |  |  | svge_heat | 78.003 | Com Air Curtain Annual Energy Savings | AMCA International. Investigation of Impact of Building Entrance Air Curtain on Whole Building Energy Use. Air Curtain Performance on Single Door in Miami. | Commercial
Air Curtains |  |  |  |  | X_cool | 0 | multiplier for space cooling |  | Commercial
Air Curtains |  |  |  |  | X_heat | 1 | multiplier for space heating |  | Commercial
Airside Economizer | Airside Economizer | Space Cooling | eui_space_cooling*sqft-(eui_space_cooling*sqft*FCHr/CH) | eui_space_cooling*sqft | sqft | 15585 | Average Premise Area, Assembly | US Energy Information Administration, 2018 Commercial Buildings Energy Consumption Survey | Commercial
Airside Economizer |  |  |  |  | eui_space_cooling | 8.01 | Energy Use Intensity_space_cooling, Assembly | US Energy Information Administration, 2018 Commercial Buildings Energy Consumption Survey | Commercial
Airside Economizer |  |  |  |  | eui_space_cooling | 2.06 | Energy Use Intensity_space_cooling, College and University | US Energy Information Administration, 2018 Commercial Buildings Energy Consumption Survey | Commercial
Airside Economizer |  |  |  |  | sqft | 24388 | Average Premise Area, College and University | US Energy Information Administration, 2018 Commercial Buildings Energy Consumption Survey | Commercial
Airside Economizer |  |  |  |  | sqft | 104487 | Average Premise Area, Data Center | US Energy Information Administration, 2018 Commercial Buildings Energy Consumption Survey | Commercial
Airside Economizer |  |  |  |  | eui_space_cooling | 2.36 | Energy Use Intensity_space_cooling, Data Center | US Energy Information Administration, 2018 Commercial Buildings Energy Consumption Survey | Commercial
Airside Economizer |  |  |  |  | sqft | 2663 | Average Premise Area, Grocery | US Energy Information Administration, 2018 Commercial Buildings Energy Consumption Survey | Commercial
Airside Economizer |  |  |  |  | eui_space_cooling | 3.81 | Energy Use Intensity_space_cooling, Grocery | US Energy Information Administration, 2018 Commercial Buildings Energy Consumption Survey | Commercial
Airside Economizer |  |  |  |  | eui_space_cooling | 2.21 | Energy Use Intensity_space_cooling, Healthcare | US Energy Information Administration, 2018 Commercial Buildings Energy Consumption Survey | Commercial
Airside Economizer |  |  |  |  | sqft | 9531 | Average Premise Area, Healthcare | US Energy Information Administration, 2018 Commercial Buildings Energy Consumption Survey | Commercial
Airside Economizer |  |  |  |  | eui_space_cooling | 9.83 | Energy Use Intensity_space_cooling, Hospitals | US Energy Information Administration, 2018 Commercial Buildings Energy Consumption Survey | Commercial
Airside Economizer |  |  |  |  | sqft | 188543 | Average Premise Area, Hospitals | US Energy Information Administration, 2018 Commercial Buildings Energy Consumption Survey | Commercial
Airside Economizer |  |  |  |  | sqft | 12448 | Average Premise Area, Institutional | US Energy Information Administration, 2018 Commercial Buildings Energy Consumption Survey | Commercial
Airside Economizer |  |  |  |  | eui_space_cooling | 1.98 | Energy Use Intensity_space_cooling, Institutional | US Energy Information Administration, 2018 Commercial Buildings Energy Consumption Survey | Commercial
Airside Economizer |  |  |  |  | sqft | 43432 | Average Premise Area, Lodging/Hospitality | US Energy Information Administration, 2018 Commercial Buildings Energy Consumption Survey | Commercial
Airside Economizer |  |  |  |  | eui_space_cooling | 4.62 | Energy Use Intensity_space_cooling, Lodging/Hospitality | US Energy Information Administration, 2018 Commercial Buildings Energy Consumption Survey | Commercial
Airside Economizer |  |  |  |  | eui_space_cooling | 1.32 | Energy Use Intensity_space_cooling, Miscellaneous | US Energy Information Administration, 2018 Commercial Buildings Energy Consumption Survey | Commercial
Airside Economizer |  |  |  |  | sqft | 33805 | Average Premise Area, Miscellaneous | US Energy Information Administration, 2018 Commercial Buildings Energy Consumption Survey | Commercial
Airside Economizer |  |  |  |  | eui_space_cooling | 3.19 | Energy Use Intensity_space_cooling, Offices | US Energy Information Administration, 2018 Commercial Buildings Energy Consumption Survey | Commercial
Airside Economizer |  |  |  |  | sqft | 17724 | Average Premise Area, Offices | US Energy Information Administration, 2018 Commercial Buildings Energy Consumption Survey | Commercial
Airside Economizer |  |  |  |  | eui_space_cooling | 9.72 | Energy Use Intensity_space_cooling, Restaurants | US Energy Information Administration, 2018 Commercial Buildings Energy Consumption Survey | Commercial
Airside Economizer |  |  |  |  | sqft | 4990 | Average Premise Area, Restaurants | US Energy Information Administration, 2018 Commercial Buildings Energy Consumption Survey | Commercial
Airside Economizer |  |  |  |  | eui_space_cooling | 3.07 | Energy Use Intensity_space_cooling, Retail | US Energy Information Administration, 2018 Commercial Buildings Energy Consumption Survey | Commercial
Airside Economizer |  |  |  |  | sqft | 23334 | Average Premise Area, Retail | US Energy Information Administration, 2018 Commercial Buildings Energy Consumption Survey | Commercial
Airside Economizer |  |  |  |  | eui_space_cooling | 4.85 | Energy Use Intensity_space_cooling, Schools K-12 | US Energy Information Administration, 2018 Commercial Buildings Energy Consumption Survey | Commercial
Airside Economizer |  |  |  |  | sqft | 33114 | Average Premise Area, Schools k-12 | US Energy Information Administration, 2018 Commercial Buildings Energy Consumption Survey | Commercial
Airside Economizer |  |  |  |  | FCHr | 145 | Free cooling hours with outdoor wetbulb temperature between 35 and 50F (FCHr FL Zone 2) | https://www.energystar.gov/products/low_carbon_it_campaign/12_ways_save_energy_data_center/water_side_economizer | Commercial
Airside Economizer |  |  |  |  | CH | 2610 | Annual Cooling Hours according to FCHr schedule, ie 8am-6pm, M-F (CH) |  | Commercial
Airside Economizer |  |  |  |  | sqft | 19802 | Average Premise Area, Warehouse | US Energy Information Administration, 2018 Commercial Buildings Energy Consumption Survey | Commercial
Airside Economizer |  |  |  |  | eui_space_cooling | 0.98 | Energy Use Intensity_space_cooling, Warehouse | US Energy Information Administration, 2018 Commercial Buildings Energy Consumption Survey | Commercial
Anti-Sweat Controls | Anti-Sweat Controls | Refrigeration | energy_base*eflhrefrig*tash*(1-svgd) | energy_base*eflhrefrig*tash | eflhrefrig | 8273 | Effective Full Load Hours of Refrigeration (EFLHREFRIG) | Regional Technical Forum, Commercial: Grocery - AntiSweatHeaterControls V2.1 | Commercial
Anti-Sweat Controls |  |  |  |  | tash | 0.04 | Cooler Anti-Sweat Heater Runtime Reduction (TASH) | Regional Technical Forum, Commercial: Grocery - AntiSweatHeaterControls V2.1 | Commercial
Anti-Sweat Controls |  |  |  |  | svgd | 0.032 | Cooler Anti-Sweat Heater Control Demand Savings Factor (SVGD) | Regional Technical Forum, Commercial: Grocery - AntiSweatHeaterControls V2.1 | Commercial
Anti-Sweat Controls |  |  |  |  | energy_base | 26.1 | Baseline Refrigeration Compressor Energy Consumption per LF (ENERGYBASE) | Regional Technical Forum, Commercial: Grocery - AntiSweatHeaterControls V2.1 | Commercial
Auto Off Time Switch | Auto Off Time Switch | Interior Lighting | controlled_kw*hou_lighting*(1-svgee)*(1+ifenergy) | controlled_kw*hou_lighting*(1+ifenergy) | hou_lighting | 2638 | Lighting Hours of Use, Assembly | Public Utility Commission of Texas, Technical Reference Manual V9.0, April 2022 | Commercial
Auto Off Time Switch |  |  |  |  | hou_lighting | 3577 | Lighting Hours of Use, College and Univeristy | Public Utility Commission of Texas, Technical Reference Manual V9.0, April 2022 | Commercial
Auto Off Time Switch |  |  |  |  | hou_lighting | 4008 | Lighting Hours of Use, Data Center | Public Utility Commission of Texas, Technical Reference Manual V9.0, April 2022 | Commercial
Auto Off Time Switch |  |  |  |  | hou_lighting | 4706 | Lighting Hours of Use, Grocery | Public Utility Commission of Texas, Technical Reference Manual V9.0, April 2022 | Commercial
Auto Off Time Switch |  |  |  |  | hou_lighting | 3386 | Lighting Hours of Use, Healthcare | Public Utility Commission of Texas, Technical Reference Manual V9.0, April 2022 | Commercial
Auto Off Time Switch |  |  |  |  | hou_lighting | 5730 | Lighting Hours of Use, Hospitals | Public Utility Commission of Texas, Technical Reference Manual V9.0, April 2022 | Commercial
Auto Off Time Switch |  |  |  |  | hou_lighting | 3472 | Lighting Hours of Use, Institutional | Public Utility Commission of Texas, Technical Reference Manual V9.0, April 2022 | Commercial
Auto Off Time Switch |  |  |  |  | hou_lighting | 4842 | Lighting Hours of Use, Lodging/Hospitality | Public Utility Commission of Texas, Technical Reference Manual V9.0, April 2022 | Commercial
Auto Off Time Switch |  |  |  |  | hou_lighting | 4107 | Lighting Hours of Use, Miscellaneous | Public Utility Commission of Texas, Technical Reference Manual V9.0, April 2022 | Commercial
Auto Off Time Switch |  |  |  |  | hou_lighting | 3737 | Lighting Hours of Use, Offices | Public Utility Commission of Texas, Technical Reference Manual V9.0, April 2022 | Commercial
Auto Off Time Switch |  |  |  |  | hou_lighting | 5278 | Lighting Hours of Use, Restaurants | Public Utility Commission of Texas, Technical Reference Manual V9.0, April 2022 | Commercial
Auto Off Time Switch |  |  |  |  | hou_lighting | 3668 | Lighting Hours of Use, Retail | Public Utility Commission of Texas, Technical Reference Manual V9.0, April 2022 | Commercial
Auto Off Time Switch |  |  |  |  | hou_lighting | 2777 | Lighting Hours of Use, Schools K-12 | Public Utility Commission of Texas, Technical Reference Manual V9.0, April 2022 | Commercial
Auto Off Time Switch |  |  |  |  | hou_lighting | 3649 | Lighting Hours of Use, Warehouse | Public Utility Commission of Texas, Technical Reference Manual V9.0, April 2022 | Commercial
Auto Off Time Switch |  |  |  |  | svgee | 0.24 | Auto Off Switch Savings Factor | Pennsylvania 2019-2020 Statewide TRM, Section 3.1.1, Table 3-4 | Commercial
Auto Off Time Switch |  |  |  |  | ifenergy | 0 | Unknown Heating Type Energy Interactive Factor (IFENERGY) | Pennsylvania 2019-2020 Statewide TRM, Section 3.1.1, Table 3-9, "Unknown Heating Fuel" | Commercial
Auto Off Time Switch |  |  |  |  | controlled_kw | 0.5 | Total Lighting Load Connected to Control (kWCONTROLLED) | Measure Definition | Commercial
Automatic Door Closer for Walk-in Coolers and Freezers | Automatic Door Closer for Walk-in Coolers and Freezers | Refrigeration | energyeff*days*(1-timedoor)*time_unintentional | energybase*days*(1-timedoor)*time_unintentional | days | 365 | days per year |  | Commercial
Automatic Door Closer for Walk-in Coolers and Freezers |  |  |  |  | timedoor | 0.09 | Estimated Refrigerated Case Door Open Time (TIMEDOOR) | Regional Technical Forum, Commercial: Grocery - Door Gasket Replacement V1.4 | Commercial
Automatic Door Closer for Walk-in Coolers and Freezers |  |  |  |  | time_unintentional | 0.25 | Estimated Unintentional Refrigerated Case Door Open Time (TIMEUNINTENTIONAL) | Regional Technical Forum, Commercial: Grocery - Autoclosers V1.2 | Commercial
Automatic Door Closer for Walk-in Coolers and Freezers |  |  |  |  | energyeff | 14.61 | Efficient Medium-Temp Refrigerated Case Energy Consumption (ENERGYEFF) | Regional Technical Forum, Commercial: Grocery - Door Gasket Replacement V1.4 | Commercial
Automatic Door Closer for Walk-in Coolers and Freezers |  |  |  |  | energybase | 15.08 | Baseline Medium-Temp Refrigerated Case Energy Consumption (ENERGYBASE) | Regional Technical Forum, Commercial: Grocery - Door Gasket Replacement V1.4 | Commercial
Beverage Vending Machine Controls | Beverage Vending Machine Controls | Refrigeration | vending_energybase*days*(1-vending_svge) | vending_energybase*days | days | 365 | days per year |  | Commercial
Beverage Vending Machine Controls |  |  |  |  | vending_svge | 0.36 | Vending Machine Controls Energy Savings Factor (SVGE) | Regional Technical Forum, Grocery - Vending Machine Controller V1.0 | Commercial
Beverage Vending Machine Controls |  |  |  |  | vending_energybase | 4.001 | Baseline Vending Machine Electric Demand (ENERGYBASE) | Based on energy star Class A (fully cooled) vending machine kWh/day based on equation Class A â€“ New and Rebuilt Machines: 0.0523V + 2.432 where "V" is the volume in cubic feet (estimated at 30 cuft here) https://www.energystar.gov/products/other/vending_machines/key_product_criteria#ft3 | Commercial
Bi-Level Lighting Control (Exterior) | Bi-Level Lighting Control (Exterior) | Exterior Lighting | controlled_kw*hou_exterior_lighting*(1-bilevel_svgee)*(1+ifenergy) | controlled_kw*hou_exterior_lighting*(1+ifenergy) | bilevel_svgee | 0.31 | Bi-Level Controls Savings Factor | Pennsylvania 2019-2020 Statewide TRM, Section 3.1.1, Table 3-4 | Commercial
Bi-Level Lighting Control (Exterior) |  |  |  |  | hou_exterior_lighting | 3604 | Commercial Exterior Lighting Hours of Use | Pennsylvania 2019-2020 Statewide TRM, Section 3.1.1, Table 3-5 | Commercial
Bi-Level Lighting Control (Exterior) |  |  |  |  | ifenergy | 0 | Exterior Lighting Interactive Energy Factor | Pennsylvania 2019-2020 Statewide TRM, Section 3.1.1, Table 3-9 | Commercial
Bi-Level Lighting Control (Exterior) |  |  |  |  | controlled_kw | 0.5 | Total Lighting Load Connected to Control (kWCONTROLLED) | Measure Definition | Commercial
Bi-Level Lighting Control (Interior) | Bi-Level Lighting Control (Interior) | Interior Lighting | controlled_kw*hou_lighting*(1-bilevel_svgee)*(1+ifenergy) | controlled_kw*hou_lighting*(1+ifenergy) | hou_lighting | 2638 | Lighting Hours of Use, Assembly | Public Utility Commission of Texas, Technical Reference Manual V9.0, April 2022 | Commercial
Bi-Level Lighting Control (Interior) |  |  |  |  | hou_lighting | 3577 | Lighting Hours of Use, College and Univeristy | Public Utility Commission of Texas, Technical Reference Manual V9.0, April 2022 | Commercial
Bi-Level Lighting Control (Interior) |  |  |  |  | hou_lighting | 4008 | Lighting Hours of Use, Data Center | Public Utility Commission of Texas, Technical Reference Manual V9.0, April 2022 | Commercial
Bi-Level Lighting Control (Interior) |  |  |  |  | hou_lighting | 4706 | Lighting Hours of Use, Grocery | Public Utility Commission of Texas, Technical Reference Manual V9.0, April 2022 | Commercial
Bi-Level Lighting Control (Interior) |  |  |  |  | hou_lighting | 3386 | Lighting Hours of Use, Healthcare | Public Utility Commission of Texas, Technical Reference Manual V9.0, April 2022 | Commercial
Bi-Level Lighting Control (Interior) |  |  |  |  | hou_lighting | 5730 | Lighting Hours of Use, Hospitals | Public Utility Commission of Texas, Technical Reference Manual V9.0, April 2022 | Commercial
Bi-Level Lighting Control (Interior) |  |  |  |  | hou_lighting | 3472 | Lighting Hours of Use, Institutional | Public Utility Commission of Texas, Technical Reference Manual V9.0, April 2022 | Commercial
Bi-Level Lighting Control (Interior) |  |  |  |  | hou_lighting | 4842 | Lighting Hours of Use, Lodging/Hospitality | Public Utility Commission of Texas, Technical Reference Manual V9.0, April 2022 | Commercial
Bi-Level Lighting Control (Interior) |  |  |  |  | hou_lighting | 4107 | Lighting Hours of Use, Miscellaneous | Public Utility Commission of Texas, Technical Reference Manual V9.0, April 2022 | Commercial
Bi-Level Lighting Control (Interior) |  |  |  |  | hou_lighting | 3737 | Lighting Hours of Use, Offices | Public Utility Commission of Texas, Technical Reference Manual V9.0, April 2022 | Commercial
Bi-Level Lighting Control (Interior) |  |  |  |  | hou_lighting | 5278 | Lighting Hours of Use, Restaurants | Public Utility Commission of Texas, Technical Reference Manual V9.0, April 2022 | Commercial
Bi-Level Lighting Control (Interior) |  |  |  |  | hou_lighting | 3668 | Lighting Hours of Use, Retail | Public Utility Commission of Texas, Technical Reference Manual V9.0, April 2022 | Commercial
Bi-Level Lighting Control (Interior) |  |  |  |  | hou_lighting | 2777 | Lighting Hours of Use, Schools K-12 | Public Utility Commission of Texas, Technical Reference Manual V9.0, April 2022 | Commercial
Bi-Level Lighting Control (Interior) |  |  |  |  | hou_lighting | 3649 | Lighting Hours of Use, Warehouse | Public Utility Commission of Texas, Technical Reference Manual V9.0, April 2022 | Commercial
Bi-Level Lighting Control (Interior) |  |  |  |  | bilevel_svgee | 0.31 | Bi-Level Controls Savings Factor (SVGEE) | Pennsylvania 2019-2020 Statewide TRM, Section 3.1.1, Table 3-4 | Commercial
Bi-Level Lighting Control (Interior) |  |  |  |  | ifenergy | 0 | Unknown Heating Type Energy Interactive Factor (IFENERGY) | Pennsylvania 2019-2020 Statewide TRM, Section 3.1.1, Table 3-9, "Unknown Heating Fuel" | Commercial
Bi-Level Lighting Control (Interior) |  |  |  |  | controlled_kw | 0.5 | Total Lighting Load Connected to Control (kWCONTROLLED) | Measure Definition | Commercial
Ceiling Insulation(R19 to R30) | Ceiling Insulation(R19 to R30) | Space Cooling; Space Heating | X_cool * (eui_space_cooling*sqft-((1/ceil_rbase-1/ceil_eff_R19_R30)*(sqft/nfloors)*(1-fframe)*dayhrs*eflhcool)/(1000*Î·cool)*adjwallatticcool) + X_heat * ((eui_space_heating*sqft)-(((1/ceil_rbase-1/ceil_eff_R19_R30)*(sqft/nfloors)*(1-fframe)*dayhrs*eflhheat)/(eff*btu_kwh)*adjwallatticheat)) | X_cool * (eui_space_cooling*sqft) + X_heat * (eui_space_heating*sqft) | eui_space_heating | 1.02 | Energy Use Intensity_space_heating, Assembly | US Energy Information Administration, 2018 Commercial Buildings Energy Consumption Survey | Commercial
Ceiling Insulation(R19 to R30) |  |  |  |  | sqft | 15585 | Average Premise Area, Assembly | US Energy Information Administration, 2018 Commercial Buildings Energy Consumption Survey | Commercial
Ceiling Insulation(R19 to R30) |  |  |  |  | eui_space_cooling | 8.01 | Energy Use Intensity_space_cooling, Assembly | US Energy Information Administration, 2018 Commercial Buildings Energy Consumption Survey | Commercial
Ceiling Insulation(R19 to R30) |  |  |  |  | eui_space_heating | 0.32 | Energy Use Intensity_space_heating, College and University | US Energy Information Administration, 2018 Commercial Buildings Energy Consumption Survey | Commercial
Ceiling Insulation(R19 to R30) |  |  |  |  | eui_space_cooling | 2.06 | Energy Use Intensity_space_cooling, College and University | US Energy Information Administration, 2018 Commercial Buildings Energy Consumption Survey | Commercial
Ceiling Insulation(R19 to R30) |  |  |  |  | sqft | 24388 | Average Premise Area, College and University | US Energy Information Administration, 2018 Commercial Buildings Energy Consumption Survey | Commercial
Ceiling Insulation(R19 to R30) |  |  |  |  | sqft | 104487 | Average Premise Area, Data Center | US Energy Information Administration, 2018 Commercial Buildings Energy Consumption Survey | Commercial
Ceiling Insulation(R19 to R30) |  |  |  |  | eui_space_heating | 0.57 | Energy Use Intensity_space_heating, Data Center | US Energy Information Administration, 2018 Commercial Buildings Energy Consumption Survey | Commercial
Ceiling Insulation(R19 to R30) |  |  |  |  | eui_space_cooling | 2.36 | Energy Use Intensity_space_cooling, Data Center | US Energy Information Administration, 2018 Commercial Buildings Energy Consumption Survey | Commercial
Ceiling Insulation(R19 to R30) |  |  |  |  | eui_space_heating | 2.59 | Energy Use Intensity_space_heating, Grocery | US Energy Information Administration, 2018 Commercial Buildings Energy Consumption Survey | Commercial
Ceiling Insulation(R19 to R30) |  |  |  |  | sqft | 2663 | Average Premise Area, Grocery | US Energy Information Administration, 2018 Commercial Buildings Energy Consumption Survey | Commercial
Ceiling Insulation(R19 to R30) |  |  |  |  | eui_space_cooling | 3.81 | Energy Use Intensity_space_cooling, Grocery | US Energy Information Administration, 2018 Commercial Buildings Energy Consumption Survey | Commercial
Ceiling Insulation(R19 to R30) |  |  |  |  | eui_space_heating | 1.12 | Energy Use Intensity_space_heating, Healthcare | US Energy Information Administration, 2018 Commercial Buildings Energy Consumption Survey | Commercial
Ceiling Insulation(R19 to R30) |  |  |  |  | eui_space_cooling | 2.21 | Energy Use Intensity_space_cooling, Healthcare | US Energy Information Administration, 2018 Commercial Buildings Energy Consumption Survey | Commercial
Ceiling Insulation(R19 to R30) |  |  |  |  | sqft | 9531 | Average Premise Area, Healthcare | US Energy Information Administration, 2018 Commercial Buildings Energy Consumption Survey | Commercial
Ceiling Insulation(R19 to R30) |  |  |  |  | eui_space_cooling | 9.83 | Energy Use Intensity_space_cooling, Hospitals | US Energy Information Administration, 2018 Commercial Buildings Energy Consumption Survey | Commercial
Ceiling Insulation(R19 to R30) |  |  |  |  | sqft | 188543 | Average Premise Area, Hospitals | US Energy Information Administration, 2018 Commercial Buildings Energy Consumption Survey | Commercial
Ceiling Insulation(R19 to R30) |  |  |  |  | eui_space_heating | 1.16 | Energy Use Intensity_space_heating, Hospitals | US Energy Information Administration, 2018 Commercial Buildings Energy Consumption Survey | Commercial
Ceiling Insulation(R19 to R30) |  |  |  |  | eui_space_heating | 0.59 | Energy Use Intensity_space_heating, Institutional | US Energy Information Administration, 2018 Commercial Buildings Energy Consumption Survey | Commercial
Ceiling Insulation(R19 to R30) |  |  |  |  | sqft | 12448 | Average Premise Area, Institutional | US Energy Information Administration, 2018 Commercial Buildings Energy Consumption Survey | Commercial
Ceiling Insulation(R19 to R30) |  |  |  |  | eui_space_cooling | 1.98 | Energy Use Intensity_space_cooling, Institutional | US Energy Information Administration, 2018 Commercial Buildings Energy Consumption Survey | Commercial
Ceiling Insulation(R19 to R30) |  |  |  |  | eui_space_heating | 0.53 | Energy Use Intensity_space_heating, Lodging/Hospitality | US Energy Information Administration, 2018 Commercial Buildings Energy Consumption Survey | Commercial
Ceiling Insulation(R19 to R30) |  |  |  |  | sqft | 43432 | Average Premise Area, Lodging/Hospitality | US Energy Information Administration, 2018 Commercial Buildings Energy Consumption Survey | Commercial
Ceiling Insulation(R19 to R30) |  |  |  |  | eui_space_cooling | 4.62 | Energy Use Intensity_space_cooling, Lodging/Hospitality | US Energy Information Administration, 2018 Commercial Buildings Energy Consumption Survey | Commercial
Ceiling Insulation(R19 to R30) |  |  |  |  | eui_space_heating | 0.74 | Energy Use Intensity_space_heating, Miscellaneous | US Energy Information Administration, 2018 Commercial Buildings Energy Consumption Survey | Commercial
Ceiling Insulation(R19 to R30) |  |  |  |  | eui_space_cooling | 1.32 | Energy Use Intensity_space_cooling, Miscellaneous | US Energy Information Administration, 2018 Commercial Buildings Energy Consumption Survey | Commercial
Ceiling Insulation(R19 to R30) |  |  |  |  | sqft | 33805 | Average Premise Area, Miscellaneous | US Energy Information Administration, 2018 Commercial Buildings Energy Consumption Survey | Commercial
Ceiling Insulation(R19 to R30) |  |  |  |  | eui_space_cooling | 3.19 | Energy Use Intensity_space_cooling, Offices | US Energy Information Administration, 2018 Commercial Buildings Energy Consumption Survey | Commercial
Ceiling Insulation(R19 to R30) |  |  |  |  | sqft | 17724 | Average Premise Area, Offices | US Energy Information Administration, 2018 Commercial Buildings Energy Consumption Survey | Commercial
Ceiling Insulation(R19 to R30) |  |  |  |  | eui_space_heating | 1.62 | Energy Use Intensity_space_heating, Offices | US Energy Information Administration, 2018 Commercial Buildings Energy Consumption Survey | Commercial
Ceiling Insulation(R19 to R30) |  |  |  |  | eui_space_cooling | 9.72 | Energy Use Intensity_space_cooling, Restaurants | US Energy Information Administration, 2018 Commercial Buildings Energy Consumption Survey | Commercial
Ceiling Insulation(R19 to R30) |  |  |  |  | sqft | 4990 | Average Premise Area, Restaurants | US Energy Information Administration, 2018 Commercial Buildings Energy Consumption Survey | Commercial
Ceiling Insulation(R19 to R30) |  |  |  |  | eui_space_heating | 3.55 | Energy Use Intensity_space_heating, Restaurants | US Energy Information Administration, 2018 Commercial Buildings Energy Consumption Survey | Commercial
Ceiling Insulation(R19 to R30) |  |  |  |  | eui_space_heating | 1.09 | Energy Use Intensity_space_heating, Retail | US Energy Information Administration, 2018 Commercial Buildings Energy Consumption Survey | Commercial
Ceiling Insulation(R19 to R30) |  |  |  |  | eui_space_cooling | 3.07 | Energy Use Intensity_space_cooling, Retail | US Energy Information Administration, 2018 Commercial Buildings Energy Consumption Survey | Commercial
Ceiling Insulation(R19 to R30) |  |  |  |  | sqft | 23334 | Average Premise Area, Retail | US Energy Information Administration, 2018 Commercial Buildings Energy Consumption Survey | Commercial
Ceiling Insulation(R19 to R30) |  |  |  |  | eui_space_cooling | 4.85 | Energy Use Intensity_space_cooling, Schools K-12 | US Energy Information Administration, 2018 Commercial Buildings Energy Consumption Survey | Commercial
Ceiling Insulation(R19 to R30) |  |  |  |  | eui_space_heating | 1.51 | Energy Use Intensity_space_heating, Schools K-12 | US Energy Information Administration, 2018 Commercial Buildings Energy Consumption Survey | Commercial
Ceiling Insulation(R19 to R30) |  |  |  |  | sqft | 33114 | Average Premise Area, Schools k-12 | US Energy Information Administration, 2018 Commercial Buildings Energy Consumption Survey | Commercial
Ceiling Insulation(R19 to R30) |  |  |  |  | sqft | 19802 | Average Premise Area, Warehouse | US Energy Information Administration, 2018 Commercial Buildings Energy Consumption Survey | Commercial
Ceiling Insulation(R19 to R30) |  |  |  |  | eui_space_heating | 0.43 | Energy Use Intensity_space_heating, Warehouse | US Energy Information Administration, 2018 Commercial Buildings Energy Consumption Survey | Commercial
Ceiling Insulation(R19 to R30) |  |  |  |  | eui_space_cooling | 0.98 | Energy Use Intensity_space_cooling, Warehouse | US Energy Information Administration, 2018 Commercial Buildings Energy Consumption Survey | Commercial
Ceiling Insulation(R19 to R30) |  |  |  |  | dayhrs | 24 | Hours per day |  | Commercial
Ceiling Insulation(R19 to R30) |  |  |  |  | btu_kwh | 3412 | BTUs per kilowatt hour |  | Commercial
Ceiling Insulation(R19 to R30) |  |  |  |  | nfloors | 1.58 | Average Premise Number of Floors, Assembly | US Energy Information Administration, 2018 Commercial Buildings Energy Consumption Survey | Commercial
Ceiling Insulation(R19 to R30) |  |  |  |  | eflhcool | 1124 | Equivalent Full Load Hours of operation during the cooling season for the average unit, Assembly | Texas PUC TRM, v5; adjusted for FL CDD/HDD | Commercial
Ceiling Insulation(R19 to R30) |  |  |  |  | eflhheat | 141 | Equivalent Full Load Hours of operation during the heating season for the average unit, Assembly | Texas PUC TRM, v5; adjusted for FL CDD/HDD | Commercial
Ceiling Insulation(R19 to R30) |  |  |  |  | eflhcool | 1247 | Equivalent Full Load Hours of operation during the cooling season for the average unit, College and University | Texas PUC TRM, v5; adjusted for FL CDD/HDD | Commercial
Ceiling Insulation(R19 to R30) |  |  |  |  | nfloors | 1.65 | Average Premise Number of Floors, College and University | US Energy Information Administration, 2018 Commercial Buildings Energy Consumption Survey | Commercial
Ceiling Insulation(R19 to R30) |  |  |  |  | eflhheat | 141 | Equivalent Full Load Hours of operation during the heating season for the average unit, College and University | Texas PUC TRM, v5; adjusted for FL CDD/HDD | Commercial
Ceiling Insulation(R19 to R30) |  |  |  |  | eflhheat | 251 | Equivalent Full Load Hours of operation during the heating season for the average unit, Data Center | Texas PUC TRM, v5; adjusted for FL CDD/HDD, hospital as proxy | Commercial
Ceiling Insulation(R19 to R30) |  |  |  |  | nfloors | 2.24 | Average Premise Number of Floors, Data Center | US Energy Information Administration, 2018 Commercial Buildings Energy Consumption Survey | Commercial
Ceiling Insulation(R19 to R30) |  |  |  |  | eflhcool | 2317 | Equivalent Full Load Hours of operation during the cooling season for the average unit, Data Center | Texas PUC TRM, v5; adjusted for FL CDD/HDD, hospital as proxy | Commercial
Ceiling Insulation(R19 to R30) |  |  |  |  | eflhcool | 621 | Equivalent Full Load Hours of operation during the cooling season for the average unit, Grocery | Texas PUC TRM, v5; adjusted for FL CDD/HDD | Commercial
Ceiling Insulation(R19 to R30) |  |  |  |  | nfloors | 1.11 | Average Premise Number of Floors, Grocery | US Energy Information Administration, 2018 Commercial Buildings Energy Consumption Survey | Commercial
Ceiling Insulation(R19 to R30) |  |  |  |  | eflhheat | 242 | Equivalent Full Load Hours of operation during the heating season for the average unit, Grocery | Texas PUC TRM, v5; adjusted for FL CDD/HDD | Commercial
Ceiling Insulation(R19 to R30) |  |  |  |  | eflhheat | 220 | Equivalent Full Load Hours of operation during the heating season for the average unit, Healthcare | Texas PUC TRM, v5; adjusted for FL CDD/HDD | Commercial
Ceiling Insulation(R19 to R30) |  |  |  |  | eflhcool | 2446 | Equivalent Full Load Hours of operation during the cooling season for the average unit, Healthcare | Texas PUC TRM, v5; adjusted for FL CDD/HDD | Commercial
Ceiling Insulation(R19 to R30) |  |  |  |  | nfloors | 1.46 | Average Premise Number of Floors, Healthcare | US Energy Information Administration, 2018 Commercial Buildings Energy Consumption Survey | Commercial
Ceiling Insulation(R19 to R30) |  |  |  |  | eflhcool | 2317 | Equivalent Full Load Hours of operation during the cooling season for the average unit, Hospitals | Texas PUC TRM, v5; adjusted for FL CDD/HDD | Commercial
Ceiling Insulation(R19 to R30) |  |  |  |  | eflhheat | 251 | Equivalent Full Load Hours of operation during the heating season for the average unit, Hospitals | Texas PUC TRM, v5; adjusted for FL CDD/HDD | Commercial
Ceiling Insulation(R19 to R30) |  |  |  |  | nfloors | 2.87 | Average Premise Number of Floors, Hospitals | US Energy Information Administration, 2018 Commercial Buildings Energy Consumption Survey | Commercial
Ceiling Insulation(R19 to R30) |  |  |  |  | eflhheat | 123 | Equivalent Full Load Hours of operation during the heating season for the average unit, Institutional | Texas PUC TRM, v5; adjusted for FL CDD/HDD | Commercial
Ceiling Insulation(R19 to R30) |  |  |  |  | eflhcool | 607 | Equivalent Full Load Hours of operation during the cooling season for the average unit, Institutional | Texas PUC TRM, v5; adjusted for FL CDD/HDD | Commercial
Ceiling Insulation(R19 to R30) |  |  |  |  | nfloors | 1.42 | Average Premise Number of Floors, Institutional | US Energy Information Administration, 2018 Commercial Buildings Energy Consumption Survey | Commercial
Ceiling Insulation(R19 to R30) |  |  |  |  | eflhcool | 1857 | Equivalent Full Load Hours of operation during the cooling season for the average unit, Lodging/Hospitality | Texas PUC TRM, v5; adjusted for FL CDD/HDD | Commercial
Ceiling Insulation(R19 to R30) |  |  |  |  | eflhheat | 148 | Equivalent Full Load Hours of operation during the heating season for the average unit, Lodging/Hospitality | Texas PUC TRM, v5; adjusted for FL CDD/HDD | Commercial
Ceiling Insulation(R19 to R30) |  |  |  |  | nfloors | 3.15 | Average Premise Number of Floors, Lodging/Hospitality | US Energy Information Administration, 2018 Commercial Buildings Energy Consumption Survey | Commercial
Ceiling Insulation(R19 to R30) |  |  |  |  | eflhcool | 628 | Equivalent Full Load Hours of operation during the cooling season for the average unit, Miscellaneous | Texas PUC TRM, v5; adjusted for FL CDD/HDD | Commercial
Ceiling Insulation(R19 to R30) |  |  |  |  | eflhheat | 78 | Equivalent Full Load Hours of operation during the heating season for the average unit, Miscellaneous | Texas PUC TRM, v5; adjusted for FL CDD/HDD | Commercial
Ceiling Insulation(R19 to R30) |  |  |  |  | nfloors | 1.6 | Average Premise Number of Floors, Miscellaneous | US Energy Information Administration, 2018 Commercial Buildings Energy Consumption Survey | Commercial
Ceiling Insulation(R19 to R30) |  |  |  |  | eflhheat | 82 | Equivalent Full Load Hours of operation during the heating season for the average unit, Offices | Texas PUC TRM, v5; adjusted for FL CDD/HDD | Commercial
Ceiling Insulation(R19 to R30) |  |  |  |  | nfloors | 1.63 | Average Premise Number of Floors, Offices | US Energy Information Administration, 2018 Commercial Buildings Energy Consumption Survey | Commercial
Ceiling Insulation(R19 to R30) |  |  |  |  | eflhcool | 1265 | Equivalent Full Load Hours of operation during the cooling season for the average unit, Offices | Texas PUC TRM, v5; adjusted for FL CDD/HDD | Commercial
Ceiling Insulation(R19 to R30) |  |  |  |  | eflhheat | 518 | Equivalent Full Load Hours of operation during the heating season for the average unit, Restaurants | Texas PUC TRM, v5; adjusted for FL CDD/HDD | Commercial
Ceiling Insulation(R19 to R30) |  |  |  |  | eflhcool | 1822 | Equivalent Full Load Hours of operation during the cooling season for the average unit, Restaurants | Texas PUC TRM, v5; adjusted for FL CDD/HDD | Commercial
Ceiling Insulation(R19 to R30) |  |  |  |  | nfloors | 1.39 | Average Premise Number of Floors, Restaurants | US Energy Information Administration, 2018 Commercial Buildings Energy Consumption Survey | Commercial
Ceiling Insulation(R19 to R30) |  |  |  |  | eflhheat | 325 | Equivalent Full Load Hours of operation during the heating season for the average unit, Retail | Texas PUC TRM, v5; adjusted for FL CDD/HDD | Commercial
Ceiling Insulation(R19 to R30) |  |  |  |  | eflhcool | 1428 | Equivalent Full Load Hours of operation during the cooling season for the average unit, Retail | Texas PUC TRM, v5; adjusted for FL CDD/HDD | Commercial
Ceiling Insulation(R19 to R30) |  |  |  |  | nfloors | 1.1 | Average Premise Number of Floors, Retail | US Energy Information Administration, 2018 Commercial Buildings Energy Consumption Survey | Commercial
Ceiling Insulation(R19 to R30) |  |  |  |  | eflhheat | 299 | Equivalent Full Load Hours of operation during the heating season for the average unit, Schools K-12 | Texas PUC TRM, v5; adjusted for FL CDD/HDD | Commercial
Ceiling Insulation(R19 to R30) |  |  |  |  | eflhcool | 1241 | Equivalent Full Load Hours of operation during the cooling season for the average unit, Schools K-12 | Texas PUC TRM, v5; adjusted for FL CDD/HDD | Commercial
Ceiling Insulation(R19 to R30) |  |  |  |  | nfloors | 1.42 | Average Premise Number of Floors, Schools K-12 | US Energy Information Administration, 2018 Commercial Buildings Energy Consumption Survey | Commercial
Ceiling Insulation(R19 to R30) |  |  |  |  | eflhheat | 78 | Equivalent Full Load Hours of operation during the heating season for the average unit, Warehouse | Texas PUC TRM, v5; adjusted for FL CDD/HDD | Commercial
Ceiling Insulation(R19 to R30) |  |  |  |  | nfloors | 1.33 | Average Premise Number of Floors, Warehouse | US Energy Information Administration, 2018 Commercial Buildings Energy Consumption Survey | Commercial
Ceiling Insulation(R19 to R30) |  |  |  |  | eflhcool | 273 | Equivalent Full Load Hours of operation during the cooling season for the average unit, Warehouse | Texas PUC TRM, v5; adjusted for FL CDD/HDD | Commercial
Ceiling Insulation(R19 to R30) |  |  |  |  | ceil_rbase | 19 | Baseline Ceiling Insulation, R-Value | Measure Definition | Commercial
Ceiling Insulation(R19 to R30) |  |  |  |  | ceil_eff_R19_R30 | 30 | Ceiling Insulation, R-Value, Current Code, for Zone 1 | Ceiling Insulation, R-Value, Current Code, for Zone 1 | Commercial
Ceiling Insulation(R19 to R30) |  |  |  |  | fframe | 0.07 | Insulation Framing Factor | Illinois TRM Version 10.0, Volume 3: Residential Measures, 5.6.5 Ceiling/Attic Insulation | Commercial
Ceiling Insulation(R19 to R30) |  |  |  |  | Î·cool | 13 | Seasonal Energy Efficiency Ratio of cooling system | Illinois Statewide Technical Reference Manual for Energy Efficiency, Version 6.0 | Commercial
Ceiling Insulation(R19 to R30) |  |  |  |  | adjwallatticcool | 1.21 | Adjustment for cooling savings to account for inaccuracies in engineering algorithms | Illinois TRM Version 10.0, Volume 3: Residential Measures, 5.6.5 Ceiling/Attic Insulation | Commercial
Ceiling Insulation(R19 to R30) |  |  |  |  | eff | 2.04 | Efficiency of heating system | Illinois TRM Version 10.0, Volume 3: Residential Measures, 5.6.5 Ceiling/Attic Insulation | Commercial
Ceiling Insulation(R19 to R30) |  |  |  |  | adjwallatticheat | 0.6 | Adjustment for electric heating savings to account for inaccuracies in engineering algorithms | Illinois TRM Version 10.0, Volume 3: Residential Measures, 5.6.5 Ceiling/Attic Insulation | Commercial
Ceiling Insulation(R19 to R30) |  |  |  |  | X_cool | 1 | multiplier for space cooling |  | Commercial
Ceiling Insulation(R19 to R30) |  |  |  |  | X_heat | 0 | multiplier for space heating |  | Commercial
Ceiling Insulation(R19 to R30) |  |  |  |  | X_cool | 0 | multiplier for space cooling |  | Commercial
Ceiling Insulation(R19 to R30) |  |  |  |  | X_heat | 1 | multiplier for space heating |  | Commercial
Ceiling Insulation(R19 to R38) | Ceiling Insulation(R19 to R38) | Space Cooling; Space Heating | X_cool * (eui_space_cooling*sqft-((1/ceil_rbase-1/ceil_eff_R19_R38)*(sqft/nfloors)*(1-fframe)*dayhrs*eflhcool)/(1000*Î·cool)*adjwallatticcool) + X_heat * ((eui_space_heating*sqft)-(((1/ceil_rbase-1/ceil_eff_R19_R38)*(sqft/nfloors)*(1-fframe)*dayhrs*eflhheat)/(eff*btu_kwh)*adjwallatticheat)) | X_cool * (eui_space_cooling*sqft) + X_heat * (eui_space_heating*sqft) | eui_space_heating | 1.02 | Energy Use Intensity_space_heating, Assembly | US Energy Information Administration, 2018 Commercial Buildings Energy Consumption Survey | Commercial
Ceiling Insulation(R19 to R38) |  |  |  |  | sqft | 15585 | Average Premise Area, Assembly | US Energy Information Administration, 2018 Commercial Buildings Energy Consumption Survey | Commercial
Ceiling Insulation(R19 to R38) |  |  |  |  | eui_space_cooling | 8.01 | Energy Use Intensity_space_cooling, Assembly | US Energy Information Administration, 2018 Commercial Buildings Energy Consumption Survey | Commercial
Ceiling Insulation(R19 to R38) |  |  |  |  | eui_space_heating | 0.32 | Energy Use Intensity_space_heating, College and University | US Energy Information Administration, 2018 Commercial Buildings Energy Consumption Survey | Commercial
Ceiling Insulation(R19 to R38) |  |  |  |  | eui_space_cooling | 2.06 | Energy Use Intensity_space_cooling, College and University | US Energy Information Administration, 2018 Commercial Buildings Energy Consumption Survey | Commercial
Ceiling Insulation(R19 to R38) |  |  |  |  | sqft | 24388 | Average Premise Area, College and University | US Energy Information Administration, 2018 Commercial Buildings Energy Consumption Survey | Commercial
Ceiling Insulation(R19 to R38) |  |  |  |  | sqft | 104487 | Average Premise Area, Data Center | US Energy Information Administration, 2018 Commercial Buildings Energy Consumption Survey | Commercial
Ceiling Insulation(R19 to R38) |  |  |  |  | eui_space_heating | 0.57 | Energy Use Intensity_space_heating, Data Center | US Energy Information Administration, 2018 Commercial Buildings Energy Consumption Survey | Commercial
Ceiling Insulation(R19 to R38) |  |  |  |  | eui_space_cooling | 2.36 | Energy Use Intensity_space_cooling, Data Center | US Energy Information Administration, 2018 Commercial Buildings Energy Consumption Survey | Commercial
Ceiling Insulation(R19 to R38) |  |  |  |  | eui_space_heating | 2.59 | Energy Use Intensity_space_heating, Grocery | US Energy Information Administration, 2018 Commercial Buildings Energy Consumption Survey | Commercial
Ceiling Insulation(R19 to R38) |  |  |  |  | sqft | 2663 | Average Premise Area, Grocery | US Energy Information Administration, 2018 Commercial Buildings Energy Consumption Survey | Commercial
Ceiling Insulation(R19 to R38) |  |  |  |  | eui_space_cooling | 3.81 | Energy Use Intensity_space_cooling, Grocery | US Energy Information Administration, 2018 Commercial Buildings Energy Consumption Survey | Commercial
Ceiling Insulation(R19 to R38) |  |  |  |  | eui_space_heating | 1.12 | Energy Use Intensity_space_heating, Healthcare | US Energy Information Administration, 2018 Commercial Buildings Energy Consumption Survey | Commercial
Ceiling Insulation(R19 to R38) |  |  |  |  | eui_space_cooling | 2.21 | Energy Use Intensity_space_cooling, Healthcare | US Energy Information Administration, 2018 Commercial Buildings Energy Consumption Survey | Commercial
Ceiling Insulation(R19 to R38) |  |  |  |  | sqft | 9531 | Average Premise Area, Healthcare | US Energy Information Administration, 2018 Commercial Buildings Energy Consumption Survey | Commercial
Ceiling Insulation(R19 to R38) |  |  |  |  | eui_space_cooling | 9.83 | Energy Use Intensity_space_cooling, Hospitals | US Energy Information Administration, 2018 Commercial Buildings Energy Consumption Survey | Commercial
Ceiling Insulation(R19 to R38) |  |  |  |  | sqft | 188543 | Average Premise Area, Hospitals | US Energy Information Administration, 2018 Commercial Buildings Energy Consumption Survey | Commercial
Ceiling Insulation(R19 to R38) |  |  |  |  | eui_space_heating | 1.16 | Energy Use Intensity_space_heating, Hospitals | US Energy Information Administration, 2018 Commercial Buildings Energy Consumption Survey | Commercial
Ceiling Insulation(R19 to R38) |  |  |  |  | eui_space_heating | 0.59 | Energy Use Intensity_space_heating, Institutional | US Energy Information Administration, 2018 Commercial Buildings Energy Consumption Survey | Commercial
Ceiling Insulation(R19 to R38) |  |  |  |  | sqft | 12448 | Average Premise Area, Institutional | US Energy Information Administration, 2018 Commercial Buildings Energy Consumption Survey | Commercial
Ceiling Insulation(R19 to R38) |  |  |  |  | eui_space_cooling | 1.98 | Energy Use Intensity_space_cooling, Institutional | US Energy Information Administration, 2018 Commercial Buildings Energy Consumption Survey | Commercial
Ceiling Insulation(R19 to R38) |  |  |  |  | eui_space_heating | 0.53 | Energy Use Intensity_space_heating, Lodging/Hospitality | US Energy Information Administration, 2018 Commercial Buildings Energy Consumption Survey | Commercial
Ceiling Insulation(R19 to R38) |  |  |  |  | sqft | 43432 | Average Premise Area, Lodging/Hospitality | US Energy Information Administration, 2018 Commercial Buildings Energy Consumption Survey | Commercial
Ceiling Insulation(R19 to R38) |  |  |  |  | eui_space_cooling | 4.62 | Energy Use Intensity_space_cooling, Lodging/Hospitality | US Energy Information Administration, 2018 Commercial Buildings Energy Consumption Survey | Commercial
Ceiling Insulation(R19 to R38) |  |  |  |  | eui_space_heating | 0.74 | Energy Use Intensity_space_heating, Miscellaneous | US Energy Information Administration, 2018 Commercial Buildings Energy Consumption Survey | Commercial
Ceiling Insulation(R19 to R38) |  |  |  |  | eui_space_cooling | 1.32 | Energy Use Intensity_space_cooling, Miscellaneous | US Energy Information Administration, 2018 Commercial Buildings Energy Consumption Survey | Commercial
Ceiling Insulation(R19 to R38) |  |  |  |  | sqft | 33805 | Average Premise Area, Miscellaneous | US Energy Information Administration, 2018 Commercial Buildings Energy Consumption Survey | Commercial
Ceiling Insulation(R19 to R38) |  |  |  |  | eui_space_cooling | 3.19 | Energy Use Intensity_space_cooling, Offices | US Energy Information Administration, 2018 Commercial Buildings Energy Consumption Survey | Commercial
Ceiling Insulation(R19 to R38) |  |  |  |  | sqft | 17724 | Average Premise Area, Offices | US Energy Information Administration, 2018 Commercial Buildings Energy Consumption Survey | Commercial
Ceiling Insulation(R19 to R38) |  |  |  |  | eui_space_heating | 1.62 | Energy Use Intensity_space_heating, Offices | US Energy Information Administration, 2018 Commercial Buildings Energy Consumption Survey | Commercial
Ceiling Insulation(R19 to R38) |  |  |  |  | eui_space_cooling | 9.72 | Energy Use Intensity_space_cooling, Restaurants | US Energy Information Administration, 2018 Commercial Buildings Energy Consumption Survey | Commercial
Ceiling Insulation(R19 to R38) |  |  |  |  | sqft | 4990 | Average Premise Area, Restaurants | US Energy Information Administration, 2018 Commercial Buildings Energy Consumption Survey | Commercial
Ceiling Insulation(R19 to R38) |  |  |  |  | eui_space_heating | 3.55 | Energy Use Intensity_space_heating, Restaurants | US Energy Information Administration, 2018 Commercial Buildings Energy Consumption Survey | Commercial
Ceiling Insulation(R19 to R38) |  |  |  |  | eui_space_heating | 1.09 | Energy Use Intensity_space_heating, Retail | US Energy Information Administration, 2018 Commercial Buildings Energy Consumption Survey | Commercial
Ceiling Insulation(R19 to R38) |  |  |  |  | eui_space_cooling | 3.07 | Energy Use Intensity_space_cooling, Retail | US Energy Information Administration, 2018 Commercial Buildings Energy Consumption Survey | Commercial
Ceiling Insulation(R19 to R38) |  |  |  |  | sqft | 23334 | Average Premise Area, Retail | US Energy Information Administration, 2018 Commercial Buildings Energy Consumption Survey | Commercial
Ceiling Insulation(R19 to R38) |  |  |  |  | eui_space_cooling | 4.85 | Energy Use Intensity_space_cooling, Schools K-12 | US Energy Information Administration, 2018 Commercial Buildings Energy Consumption Survey | Commercial
Ceiling Insulation(R19 to R38) |  |  |  |  | eui_space_heating | 1.51 | Energy Use Intensity_space_heating, Schools K-12 | US Energy Information Administration, 2018 Commercial Buildings Energy Consumption Survey | Commercial
Ceiling Insulation(R19 to R38) |  |  |  |  | sqft | 33114 | Average Premise Area, Schools k-12 | US Energy Information Administration, 2018 Commercial Buildings Energy Consumption Survey | Commercial
Ceiling Insulation(R19 to R38) |  |  |  |  | sqft | 19802 | Average Premise Area, Warehouse | US Energy Information Administration, 2018 Commercial Buildings Energy Consumption Survey | Commercial
Ceiling Insulation(R19 to R38) |  |  |  |  | eui_space_heating | 0.43 | Energy Use Intensity_space_heating, Warehouse | US Energy Information Administration, 2018 Commercial Buildings Energy Consumption Survey | Commercial
Ceiling Insulation(R19 to R38) |  |  |  |  | eui_space_cooling | 0.98 | Energy Use Intensity_space_cooling, Warehouse | US Energy Information Administration, 2018 Commercial Buildings Energy Consumption Survey | Commercial
Ceiling Insulation(R19 to R38) |  |  |  |  | dayhrs | 24 | Hours per day |  | Commercial
Ceiling Insulation(R19 to R38) |  |  |  |  | btu_kwh | 3412 | BTUs per kilowatt hour |  | Commercial
Ceiling Insulation(R19 to R38) |  |  |  |  | nfloors | 1.58 | Average Premise Number of Floors, Assembly | US Energy Information Administration, 2018 Commercial Buildings Energy Consumption Survey | Commercial
Ceiling Insulation(R19 to R38) |  |  |  |  | eflhcool | 1124 | Equivalent Full Load Hours of operation during the cooling season for the average unit | Texas PUC TRM, v5; adjusted for FL CDD/HDD | Commercial
Ceiling Insulation(R19 to R38) |  |  |  |  | eflhheat | 141 | Equivalent Full Load Hours of operation during the heating season for the average unit, Assembly | Texas PUC TRM, v5; adjusted for FL CDD/HDD | Commercial
Ceiling Insulation(R19 to R38) |  |  |  |  | eflhcool | 1247 | Equivalent Full Load Hours of operation during the cooling season for the average unit, College and University | Texas PUC TRM, v5; adjusted for FL CDD/HDD | Commercial
Ceiling Insulation(R19 to R38) |  |  |  |  | nfloors | 1.65 | Average Premise Number of Floors, College and University | US Energy Information Administration, 2018 Commercial Buildings Energy Consumption Survey | Commercial
Ceiling Insulation(R19 to R38) |  |  |  |  | eflhheat | 141 | Equivalent Full Load Hours of operation during the heating season for the average unit, College and University | Texas PUC TRM, v5; adjusted for FL CDD/HDD | Commercial
Ceiling Insulation(R19 to R38) |  |  |  |  | eflhheat | 251 | Equivalent Full Load Hours of operation during the heating season for the average unit, Data Center | Texas PUC TRM, v5; adjusted for FL CDD/HDD, hospital as proxy | Commercial
Ceiling Insulation(R19 to R38) |  |  |  |  | nfloors | 2.24 | Average Premise Number of Floors, Data Center | US Energy Information Administration, 2018 Commercial Buildings Energy Consumption Survey | Commercial
Ceiling Insulation(R19 to R38) |  |  |  |  | eflhcool | 2317 | Equivalent Full Load Hours of operation during the cooling season for the average unit, Data Center | Texas PUC TRM, v5; adjusted for FL CDD/HDD, hospital as proxy | Commercial
Ceiling Insulation(R19 to R38) |  |  |  |  | eflhcool | 621 | Equivalent Full Load Hours of operation during the cooling season for the average unit, Grocery | Texas PUC TRM, v5; adjusted for FL CDD/HDD | Commercial
Ceiling Insulation(R19 to R38) |  |  |  |  | nfloors | 1.11 | Average Premise Number of Floors, Grocery | US Energy Information Administration, 2018 Commercial Buildings Energy Consumption Survey | Commercial
Ceiling Insulation(R19 to R38) |  |  |  |  | eflhheat | 242 | Equivalent Full Load Hours of operation during the heating season for the average unit, Grocery | Texas PUC TRM, v5; adjusted for FL CDD/HDD | Commercial
Ceiling Insulation(R19 to R38) |  |  |  |  | eflhheat | 220 | Equivalent Full Load Hours of operation during the heating season for the average unit, Healthcare | Texas PUC TRM, v5; adjusted for FL CDD/HDD | Commercial
Ceiling Insulation(R19 to R38) |  |  |  |  | eflhcool | 2446 | Equivalent Full Load Hours of operation during the cooling season for the average unit, Healthcare | Texas PUC TRM, v5; adjusted for FL CDD/HDD | Commercial
Ceiling Insulation(R19 to R38) |  |  |  |  | nfloors | 1.46 | Average Premise Number of Floors, Healthcare | US Energy Information Administration, 2018 Commercial Buildings Energy Consumption Survey | Commercial
Ceiling Insulation(R19 to R38) |  |  |  |  | eflhcool | 2317 | Equivalent Full Load Hours of operation during the cooling season for the average unit, Hospitals | Texas PUC TRM, v5; adjusted for FL CDD/HDD | Commercial
Ceiling Insulation(R19 to R38) |  |  |  |  | eflhheat | 251 | Equivalent Full Load Hours of operation during the heating season for the average unit, Hospitals | Texas PUC TRM, v5; adjusted for FL CDD/HDD | Commercial
Ceiling Insulation(R19 to R38) |  |  |  |  | nfloors | 2.87 | Average Premise Number of Floors, Hospitals | US Energy Information Administration, 2018 Commercial Buildings Energy Consumption Survey | Commercial
Ceiling Insulation(R19 to R38) |  |  |  |  | eflhheat | 123 | Equivalent Full Load Hours of operation during the heating season for the average unit, Institutional | Texas PUC TRM, v5; adjusted for FL CDD/HDD | Commercial
Ceiling Insulation(R19 to R38) |  |  |  |  | eflhcool | 607 | Equivalent Full Load Hours of operation during the cooling season for the average unit, Institutional | Texas PUC TRM, v5; adjusted for FL CDD/HDD | Commercial
Ceiling Insulation(R19 to R38) |  |  |  |  | nfloors | 1.42 | Average Premise Number of Floors, Institutional | US Energy Information Administration, 2018 Commercial Buildings Energy Consumption Survey | Commercial
Ceiling Insulation(R19 to R38) |  |  |  |  | eflhcool | 1857 | Equivalent Full Load Hours of operation during the cooling season for the average unit, Lodging/Hospitality | Texas PUC TRM, v5; adjusted for FL CDD/HDD | Commercial
Ceiling Insulation(R19 to R38) |  |  |  |  | eflhheat | 148 | Equivalent Full Load Hours of operation during the heating season for the average unit, Lodging/Hospitality | Texas PUC TRM, v5; adjusted for FL CDD/HDD | Commercial
Ceiling Insulation(R19 to R38) |  |  |  |  | nfloors | 3.15 | Average Premise Number of Floors, Lodging/Hospitality | US Energy Information Administration, 2018 Commercial Buildings Energy Consumption Survey | Commercial
Ceiling Insulation(R19 to R38) |  |  |  |  | eflhcool | 628 | Equivalent Full Load Hours of operation during the cooling season for the average unit, Miscellaneous | Texas PUC TRM, v5; adjusted for FL CDD/HDD | Commercial
Ceiling Insulation(R19 to R38) |  |  |  |  | eflhheat | 78 | Equivalent Full Load Hours of operation during the heating season for the average unit, Miscellaneous | Texas PUC TRM, v5; adjusted for FL CDD/HDD | Commercial
Ceiling Insulation(R19 to R38) |  |  |  |  | nfloors | 1.6 | Average Premise Number of Floors, Miscellaneous | US Energy Information Administration, 2018 Commercial Buildings Energy Consumption Survey | Commercial
Ceiling Insulation(R19 to R38) |  |  |  |  | eflhheat | 82 | Equivalent Full Load Hours of operation during the heating season for the average unit, Offices | Texas PUC TRM, v5; adjusted for FL CDD/HDD | Commercial
Ceiling Insulation(R19 to R38) |  |  |  |  | nfloors | 1.63 | Average Premise Number of Floors, Offices | US Energy Information Administration, 2018 Commercial Buildings Energy Consumption Survey | Commercial
Ceiling Insulation(R19 to R38) |  |  |  |  | eflhcool | 1265 | Equivalent Full Load Hours of operation during the cooling season for the average unit, Offices | Texas PUC TRM, v5; adjusted for FL CDD/HDD | Commercial
Ceiling Insulation(R19 to R38) |  |  |  |  | eflhheat | 518 | Equivalent Full Load Hours of operation during the heating season for the average unit, Restaurants | Texas PUC TRM, v5; adjusted for FL CDD/HDD | Commercial
Ceiling Insulation(R19 to R38) |  |  |  |  | eflhcool | 1822 | Equivalent Full Load Hours of operation during the cooling season for the average unit, Restaurants | Texas PUC TRM, v5; adjusted for FL CDD/HDD | Commercial
Ceiling Insulation(R19 to R38) |  |  |  |  | nfloors | 1.39 | Average Premise Number of Floors, Restaurants | US Energy Information Administration, 2018 Commercial Buildings Energy Consumption Survey | Commercial
Ceiling Insulation(R19 to R38) |  |  |  |  | eflhheat | 325 | Equivalent Full Load Hours of operation during the heating season for the average unit, Retail | Texas PUC TRM, v5; adjusted for FL CDD/HDD | Commercial
Ceiling Insulation(R19 to R38) |  |  |  |  | eflhcool | 1428 | Equivalent Full Load Hours of operation during the cooling season for the average unit, Retail | Texas PUC TRM, v5; adjusted for FL CDD/HDD | Commercial
Ceiling Insulation(R19 to R38) |  |  |  |  | nfloors | 1.1 | Average Premise Number of Floors, Retail | US Energy Information Administration, 2018 Commercial Buildings Energy Consumption Survey | Commercial
Ceiling Insulation(R19 to R38) |  |  |  |  | eflhheat | 299 | Equivalent Full Load Hours of operation during the heating season for the average unit, Schools K-12 | Texas PUC TRM, v5; adjusted for FL CDD/HDD | Commercial
Ceiling Insulation(R19 to R38) |  |  |  |  | eflhcool | 1241 | Equivalent Full Load Hours of operation during the cooling season for the average unit, Schools K-12 | Texas PUC TRM, v5; adjusted for FL CDD/HDD | Commercial
Ceiling Insulation(R19 to R38) |  |  |  |  | nfloors | 1.42 | Average Premise Number of Floors, Schools K-12 | US Energy Information Administration, 2018 Commercial Buildings Energy Consumption Survey | Commercial
Ceiling Insulation(R19 to R38) |  |  |  |  | eflhheat | 78 | Equivalent Full Load Hours of operation during the heating season for the average unit, Warehouse | Texas PUC TRM, v5; adjusted for FL CDD/HDD | Commercial
Ceiling Insulation(R19 to R38) |  |  |  |  | nfloors | 1.33 | Average Premise Number of Floors, Warehouse | US Energy Information Administration, 2018 Commercial Buildings Energy Consumption Survey | Commercial
Ceiling Insulation(R19 to R38) |  |  |  |  | eflhcool | 273 | Equivalent Full Load Hours of operation during the cooling season for the average unit, Warehouse | Texas PUC TRM, v5; adjusted for FL CDD/HDD | Commercial
Ceiling Insulation(R19 to R38) |  |  |  |  | adjwallatticcool | 1.21 | Adjustment for cooling savings to account for inaccuracies in engineering algorithms | Illinois TRM Version 10.0, Volume 3: Residential Measures, 5.6.5 Ceiling/Attic Insulation | Commercial
Ceiling Insulation(R19 to R38) |  |  |  |  | adjwallatticheat | 0.6 | Adjustment for electric heating savings to account for inaccuracies in engineering algorithms | Illinois TRM Version 10.0, Volume 3: Residential Measures, 5.6.5 Ceiling/Attic Insulation | Commercial
Ceiling Insulation(R19 to R38) |  |  |  |  | ceil_eff_R19_R38 | 38 | Ceiling Insulation, R-Value, Current Code, for Zone 2 | Ceiling Insulation, R-Value, Current Code, for Zone 2 | Commercial
Ceiling Insulation(R19 to R38) |  |  |  |  | ceil_rbase | 19 | Baseline Ceiling Insulation, R-Value | Measure Definition | Commercial
Ceiling Insulation(R19 to R38) |  |  |  |  | eff | 2.04 | Efficiency of heating system | Illinois TRM Version 10.0, Volume 3: Residential Measures, 5.6.5 Ceiling/Attic Insulation | Commercial
Ceiling Insulation(R19 to R38) |  |  |  |  | fframe | 0.07 | Insulation Framing Factor | Illinois TRM Version 10.0, Volume 3: Residential Measures, 5.6.5 Ceiling/Attic Insulation | Commercial
Ceiling Insulation(R19 to R38) |  |  |  |  | Î·cool | 13 | Seasonal Energy Efficiency Ratio of cooling system | Illinois Statewide Technical Reference Manual for Energy Efficiency, Version 6.0 | Commercial
Ceiling Insulation(R19 to R38) |  |  |  |  | X_cool | 1 | multiplier for space cooling |  | Commercial
Ceiling Insulation(R19 to R38) |  |  |  |  | X_heat | 0 | multiplier for space heating |  | Commercial
Ceiling Insulation(R19 to R38) |  |  |  |  | X_cool | 0 | multiplier for space cooling |  | Commercial
Ceiling Insulation(R19 to R38) |  |  |  |  | X_heat | 1 | multiplier for space heating |  | Commercial
Ceiling Insulation(R19 to R49) | Ceiling Insulation(R19 to R49) | Space Cooling; Space Heating | X_cool * (eui_space_cooling*sqft-((1/ceil_rbase-1/ceil_eff_R19_R49)*(sqft/nfloors)*(1-fframe)*dayhrs*eflhcool)/(1000*Î·cool)*adjwallatticcool) + X_heat * ((eui_space_heating*sqft)-(((1/ceil_rbase-1/ceil_eff_R19_R49)*(sqft/nfloors)*(1-fframe)*dayhrs*eflhheat)/(eff*btu_kwh)*adjwallatticheat)) | X_cool * (eui_space_cooling*sqft) + X_heat * (eui_space_heating*sqft) | eui_space_heating | 1.02 | Energy Use Intensity_space_heating, Assembly | US Energy Information Administration, 2018 Commercial Buildings Energy Consumption Survey | Commercial
Ceiling Insulation(R19 to R49) |  |  |  |  | sqft | 15585 | Average Premise Area, Assembly | US Energy Information Administration, 2018 Commercial Buildings Energy Consumption Survey | Commercial
Ceiling Insulation(R19 to R49) |  |  |  |  | eui_space_cooling | 8.01 | Energy Use Intensity_space_cooling, Assembly | US Energy Information Administration, 2018 Commercial Buildings Energy Consumption Survey | Commercial
Ceiling Insulation(R19 to R49) |  |  |  |  | eui_space_heating | 0.32 | Energy Use Intensity_space_heating, College and University | US Energy Information Administration, 2018 Commercial Buildings Energy Consumption Survey | Commercial
Ceiling Insulation(R19 to R49) |  |  |  |  | eui_space_cooling | 2.06 | Energy Use Intensity_space_cooling, College and University | US Energy Information Administration, 2018 Commercial Buildings Energy Consumption Survey | Commercial
Ceiling Insulation(R19 to R49) |  |  |  |  | sqft | 24388 | Average Premise Area, College and University | US Energy Information Administration, 2018 Commercial Buildings Energy Consumption Survey | Commercial
Ceiling Insulation(R19 to R49) |  |  |  |  | sqft | 104487 | Average Premise Area, Data Center | US Energy Information Administration, 2018 Commercial Buildings Energy Consumption Survey | Commercial
Ceiling Insulation(R19 to R49) |  |  |  |  | eui_space_heating | 0.57 | Energy Use Intensity_space_heating, Data Center | US Energy Information Administration, 2018 Commercial Buildings Energy Consumption Survey | Commercial
Ceiling Insulation(R19 to R49) |  |  |  |  | eui_space_cooling | 2.36 | Energy Use Intensity_space_cooling, Data Center | US Energy Information Administration, 2018 Commercial Buildings Energy Consumption Survey | Commercial
Ceiling Insulation(R19 to R49) |  |  |  |  | eui_space_heating | 2.59 | Energy Use Intensity_space_heating, Grocery | US Energy Information Administration, 2018 Commercial Buildings Energy Consumption Survey | Commercial
Ceiling Insulation(R19 to R49) |  |  |  |  | sqft | 2663 | Average Premise Area, Grocery | US Energy Information Administration, 2018 Commercial Buildings Energy Consumption Survey | Commercial
Ceiling Insulation(R19 to R49) |  |  |  |  | eui_space_cooling | 3.81 | Energy Use Intensity_space_cooling, Grocery | US Energy Information Administration, 2018 Commercial Buildings Energy Consumption Survey | Commercial
Ceiling Insulation(R19 to R49) |  |  |  |  | eui_space_heating | 1.12 | Energy Use Intensity_space_heating, Healthcare | US Energy Information Administration, 2018 Commercial Buildings Energy Consumption Survey | Commercial
Ceiling Insulation(R19 to R49) |  |  |  |  | eui_space_cooling | 2.21 | Energy Use Intensity_space_cooling, Healthcare | US Energy Information Administration, 2018 Commercial Buildings Energy Consumption Survey | Commercial
Ceiling Insulation(R19 to R49) |  |  |  |  | sqft | 9531 | Average Premise Area, Healthcare | US Energy Information Administration, 2018 Commercial Buildings Energy Consumption Survey | Commercial
Ceiling Insulation(R19 to R49) |  |  |  |  | eui_space_cooling | 9.83 | Energy Use Intensity_space_cooling, Hospitals | US Energy Information Administration, 2018 Commercial Buildings Energy Consumption Survey | Commercial
Ceiling Insulation(R19 to R49) |  |  |  |  | sqft | 188543 | Average Premise Area, Hospitals | US Energy Information Administration, 2018 Commercial Buildings Energy Consumption Survey | Commercial
Ceiling Insulation(R19 to R49) |  |  |  |  | eui_space_heating | 1.16 | Energy Use Intensity_space_heating, Hospitals | US Energy Information Administration, 2018 Commercial Buildings Energy Consumption Survey | Commercial
Ceiling Insulation(R19 to R49) |  |  |  |  | eui_space_heating | 0.59 | Energy Use Intensity_space_heating, Institutional | US Energy Information Administration, 2018 Commercial Buildings Energy Consumption Survey | Commercial
Ceiling Insulation(R19 to R49) |  |  |  |  | sqft | 12448 | Average Premise Area, Institutional | US Energy Information Administration, 2018 Commercial Buildings Energy Consumption Survey | Commercial
Ceiling Insulation(R19 to R49) |  |  |  |  | eui_space_cooling | 1.98 | Energy Use Intensity_space_cooling, Institutional | US Energy Information Administration, 2018 Commercial Buildings Energy Consumption Survey | Commercial
Ceiling Insulation(R19 to R49) |  |  |  |  | eui_space_heating | 0.53 | Energy Use Intensity_space_heating, Lodging/Hospitality | US Energy Information Administration, 2018 Commercial Buildings Energy Consumption Survey | Commercial
Ceiling Insulation(R19 to R49) |  |  |  |  | sqft | 43432 | Average Premise Area, Lodging/Hospitality | US Energy Information Administration, 2018 Commercial Buildings Energy Consumption Survey | Commercial
Ceiling Insulation(R19 to R49) |  |  |  |  | eui_space_cooling | 4.62 | Energy Use Intensity_space_cooling, Lodging/Hospitality | US Energy Information Administration, 2018 Commercial Buildings Energy Consumption Survey | Commercial
Ceiling Insulation(R19 to R49) |  |  |  |  | eui_space_heating | 0.74 | Energy Use Intensity_space_heating, Miscellaneous | US Energy Information Administration, 2018 Commercial Buildings Energy Consumption Survey | Commercial
Ceiling Insulation(R19 to R49) |  |  |  |  | eui_space_cooling | 1.32 | Energy Use Intensity_space_cooling, Miscellaneous | US Energy Information Administration, 2018 Commercial Buildings Energy Consumption Survey | Commercial
Ceiling Insulation(R19 to R49) |  |  |  |  | sqft | 33805 | Average Premise Area, Miscellaneous | US Energy Information Administration, 2018 Commercial Buildings Energy Consumption Survey | Commercial
Ceiling Insulation(R19 to R49) |  |  |  |  | eui_space_cooling | 3.19 | Energy Use Intensity_space_cooling, Offices | US Energy Information Administration, 2018 Commercial Buildings Energy Consumption Survey | Commercial
Ceiling Insulation(R19 to R49) |  |  |  |  | sqft | 17724 | Average Premise Area, Offices | US Energy Information Administration, 2018 Commercial Buildings Energy Consumption Survey | Commercial
Ceiling Insulation(R19 to R49) |  |  |  |  | eui_space_heating | 1.62 | Energy Use Intensity_space_heating, Offices | US Energy Information Administration, 2018 Commercial Buildings Energy Consumption Survey | Commercial
Ceiling Insulation(R19 to R49) |  |  |  |  | eui_space_cooling | 9.72 | Energy Use Intensity_space_cooling, Restaurants | US Energy Information Administration, 2018 Commercial Buildings Energy Consumption Survey | Commercial
Ceiling Insulation(R19 to R49) |  |  |  |  | sqft | 4990 | Average Premise Area, Restaurants | US Energy Information Administration, 2018 Commercial Buildings Energy Consumption Survey | Commercial
Ceiling Insulation(R19 to R49) |  |  |  |  | eui_space_heating | 3.55 | Energy Use Intensity_space_heating, Restaurants | US Energy Information Administration, 2018 Commercial Buildings Energy Consumption Survey | Commercial
Ceiling Insulation(R19 to R49) |  |  |  |  | eui_space_heating | 1.09 | Energy Use Intensity_space_heating, Retail | US Energy Information Administration, 2018 Commercial Buildings Energy Consumption Survey | Commercial
Ceiling Insulation(R19 to R49) |  |  |  |  | eui_space_cooling | 3.07 | Energy Use Intensity_space_cooling, Retail | US Energy Information Administration, 2018 Commercial Buildings Energy Consumption Survey | Commercial
Ceiling Insulation(R19 to R49) |  |  |  |  | sqft | 23334 | Average Premise Area, Retail | US Energy Information Administration, 2018 Commercial Buildings Energy Consumption Survey | Commercial
Ceiling Insulation(R19 to R49) |  |  |  |  | eui_space_cooling | 4.85 | Energy Use Intensity_space_cooling, Schools K-12 | US Energy Information Administration, 2018 Commercial Buildings Energy Consumption Survey | Commercial
Ceiling Insulation(R19 to R49) |  |  |  |  | eui_space_heating | 1.51 | Energy Use Intensity_space_heating, Schools K-12 | US Energy Information Administration, 2018 Commercial Buildings Energy Consumption Survey | Commercial
Ceiling Insulation(R19 to R49) |  |  |  |  | sqft | 33114 | Average Premise Area, Schools k-12 | US Energy Information Administration, 2018 Commercial Buildings Energy Consumption Survey | Commercial
Ceiling Insulation(R19 to R49) |  |  |  |  | sqft | 19802 | Average Premise Area, Warehouse | US Energy Information Administration, 2018 Commercial Buildings Energy Consumption Survey | Commercial
Ceiling Insulation(R19 to R49) |  |  |  |  | eui_space_heating | 0.43 | Energy Use Intensity_space_heating, Warehouse | US Energy Information Administration, 2018 Commercial Buildings Energy Consumption Survey | Commercial
Ceiling Insulation(R19 to R49) |  |  |  |  | eui_space_cooling | 0.98 | Energy Use Intensity_space_cooling, Warehouse | US Energy Information Administration, 2018 Commercial Buildings Energy Consumption Survey | Commercial
Ceiling Insulation(R19 to R49) |  |  |  |  | dayhrs | 24 | Hours per day |  | Commercial
Ceiling Insulation(R19 to R49) |  |  |  |  | btu_kwh | 3412 | BTUs per kilowatt hour |  | Commercial
Ceiling Insulation(R19 to R49) |  |  |  |  | nfloors | 1.58 | Average Premise Number of Floors, Assembly | US Energy Information Administration, 2018 Commercial Buildings Energy Consumption Survey | Commercial
Ceiling Insulation(R19 to R49) |  |  |  |  | eflhcool | 1124 | Equivalent Full Load Hours of operation during the cooling season for the average unit, Assembly | Texas PUC TRM, v5; adjusted for FL CDD/HDD | Commercial
Ceiling Insulation(R19 to R49) |  |  |  |  | eflhheat | 141 | Equivalent Full Load Hours of operation during the heating season for the average unit, Assembly | Texas PUC TRM, v5; adjusted for FL CDD/HDD | Commercial
Ceiling Insulation(R19 to R49) |  |  |  |  | eflhcool | 1247 | Equivalent Full Load Hours of operation during the cooling season for the average unit, College and University | Texas PUC TRM, v5; adjusted for FL CDD/HDD | Commercial
Ceiling Insulation(R19 to R49) |  |  |  |  | nfloors | 1.65 | Average Premise Number of Floors, College and University | US Energy Information Administration, 2018 Commercial Buildings Energy Consumption Survey | Commercial
Ceiling Insulation(R19 to R49) |  |  |  |  | eflhheat | 141 | Equivalent Full Load Hours of operation during the heating season for the average unit, College and University | Texas PUC TRM, v5; adjusted for FL CDD/HDD | Commercial
Ceiling Insulation(R19 to R49) |  |  |  |  | eflhheat | 251 | Equivalent Full Load Hours of operation during the heating season for the average unit, Data Center | Texas PUC TRM, v5; adjusted for FL CDD/HDD, hospital as proxy | Commercial
Ceiling Insulation(R19 to R49) |  |  |  |  | nfloors | 2.24 | Average Premise Number of Floors, Data Center | US Energy Information Administration, 2018 Commercial Buildings Energy Consumption Survey | Commercial
Ceiling Insulation(R19 to R49) |  |  |  |  | eflhcool | 2317 | Equivalent Full Load Hours of operation during the cooling season for the average unit, Data Center | Texas PUC TRM, v5; adjusted for FL CDD/HDD, hospital as proxy | Commercial
Ceiling Insulation(R19 to R49) |  |  |  |  | eflhcool | 621 | Equivalent Full Load Hours of operation during the cooling season for the average unit, Grocery | Texas PUC TRM, v5; adjusted for FL CDD/HDD | Commercial
Ceiling Insulation(R19 to R49) |  |  |  |  | nfloors | 1.11 | Average Premise Number of Floors, Grocery | US Energy Information Administration, 2018 Commercial Buildings Energy Consumption Survey | Commercial
Ceiling Insulation(R19 to R49) |  |  |  |  | eflhheat | 242 | Equivalent Full Load Hours of operation during the heating season for the average unit, Grocery | Texas PUC TRM, v5; adjusted for FL CDD/HDD | Commercial
Ceiling Insulation(R19 to R49) |  |  |  |  | eflhheat | 220 | Equivalent Full Load Hours of operation during the heating season for the average unit, Healthcare | Texas PUC TRM, v5; adjusted for FL CDD/HDD | Commercial
Ceiling Insulation(R19 to R49) |  |  |  |  | eflhcool | 2446 | Equivalent Full Load Hours of operation during the cooling season for the average unit, Healthcare | Texas PUC TRM, v5; adjusted for FL CDD/HDD | Commercial
Ceiling Insulation(R19 to R49) |  |  |  |  | nfloors | 1.46 | Average Premise Number of Floors, Healthcare | US Energy Information Administration, 2018 Commercial Buildings Energy Consumption Survey | Commercial
Ceiling Insulation(R19 to R49) |  |  |  |  | eflhcool | 2317 | Equivalent Full Load Hours of operation during the cooling season for the average unit, Hospitals | Texas PUC TRM, v5; adjusted for FL CDD/HDD | Commercial
Ceiling Insulation(R19 to R49) |  |  |  |  | eflhheat | 251 | Equivalent Full Load Hours of operation during the heating season for the average unit, Hospitals | Texas PUC TRM, v5; adjusted for FL CDD/HDD | Commercial
Ceiling Insulation(R19 to R49) |  |  |  |  | nfloors | 2.87 | Average Premise Number of Floors, Hospitals | US Energy Information Administration, 2018 Commercial Buildings Energy Consumption Survey | Commercial
Ceiling Insulation(R19 to R49) |  |  |  |  | eflhheat | 123 | Equivalent Full Load Hours of operation during the heating season for the average unit, Institutional | Texas PUC TRM, v5; adjusted for FL CDD/HDD | Commercial
Ceiling Insulation(R19 to R49) |  |  |  |  | eflhcool | 607 | Equivalent Full Load Hours of operation during the cooling season for the average unit, Institutional | Texas PUC TRM, v5; adjusted for FL CDD/HDD | Commercial
Ceiling Insulation(R19 to R49) |  |  |  |  | nfloors | 1.42 | Average Premise Number of Floors, Institutional | US Energy Information Administration, 2018 Commercial Buildings Energy Consumption Survey | Commercial
Ceiling Insulation(R19 to R49) |  |  |  |  | eflhcool | 1857 | Equivalent Full Load Hours of operation during the cooling season for the average unit, Lodging/Hospitality | Texas PUC TRM, v5; adjusted for FL CDD/HDD | Commercial
Ceiling Insulation(R19 to R49) |  |  |  |  | eflhheat | 148 | Equivalent Full Load Hours of operation during the heating season for the average unit, Lodging/Hospitality | Texas PUC TRM, v5; adjusted for FL CDD/HDD | Commercial
Ceiling Insulation(R19 to R49) |  |  |  |  | nfloors | 3.15 | Average Premise Number of Floors, Lodging/Hospitality | US Energy Information Administration, 2018 Commercial Buildings Energy Consumption Survey | Commercial
Ceiling Insulation(R19 to R49) |  |  |  |  | eflhcool | 628 | Equivalent Full Load Hours of operation during the cooling season for the average unit, Miscellaneous | Texas PUC TRM, v5; adjusted for FL CDD/HDD | Commercial
Ceiling Insulation(R19 to R49) |  |  |  |  | eflhheat | 78 | Equivalent Full Load Hours of operation during the heating season for the average unit, Miscellaneous | Texas PUC TRM, v5; adjusted for FL CDD/HDD | Commercial
Ceiling Insulation(R19 to R49) |  |  |  |  | nfloors | 1.6 | Average Premise Number of Floors, Miscellaneous | US Energy Information Administration, 2018 Commercial Buildings Energy Consumption Survey | Commercial
Ceiling Insulation(R19 to R49) |  |  |  |  | eflhheat | 82 | Equivalent Full Load Hours of operation during the heating season for the average unit, Offices | Texas PUC TRM, v5; adjusted for FL CDD/HDD | Commercial
Ceiling Insulation(R19 to R49) |  |  |  |  | nfloors | 1.63 | Average Premise Number of Floors, Offices | US Energy Information Administration, 2018 Commercial Buildings Energy Consumption Survey | Commercial
Ceiling Insulation(R19 to R49) |  |  |  |  | eflhcool | 1265 | Equivalent Full Load Hours of operation during the cooling season for the average unit, Offices | Texas PUC TRM, v5; adjusted for FL CDD/HDD | Commercial
Ceiling Insulation(R19 to R49) |  |  |  |  | eflhheat | 518 | Equivalent Full Load Hours of operation during the heating season for the average unit, Restaurants | Texas PUC TRM, v5; adjusted for FL CDD/HDD | Commercial
Ceiling Insulation(R19 to R49) |  |  |  |  | eflhcool | 1822 | Equivalent Full Load Hours of operation during the cooling season for the average unit, Restaurants | Texas PUC TRM, v5; adjusted for FL CDD/HDD | Commercial
Ceiling Insulation(R19 to R49) |  |  |  |  | nfloors | 1.39 | Average Premise Number of Floors, Restaurants | US Energy Information Administration, 2018 Commercial Buildings Energy Consumption Survey | Commercial
Ceiling Insulation(R19 to R49) |  |  |  |  | eflhheat | 325 | Equivalent Full Load Hours of operation during the heating season for the average unit, Retail | Texas PUC TRM, v5; adjusted for FL CDD/HDD | Commercial
Ceiling Insulation(R19 to R49) |  |  |  |  | eflhcool | 1428 | Equivalent Full Load Hours of operation during the cooling season for the average unit, Retail | Texas PUC TRM, v5; adjusted for FL CDD/HDD | Commercial
Ceiling Insulation(R19 to R49) |  |  |  |  | nfloors | 1.1 | Average Premise Number of Floors, Retail | US Energy Information Administration, 2018 Commercial Buildings Energy Consumption Survey | Commercial
Ceiling Insulation(R19 to R49) |  |  |  |  | eflhheat | 299 | Equivalent Full Load Hours of operation during the heating season for the average unit, Schools K-12 | Texas PUC TRM, v5; adjusted for FL CDD/HDD | Commercial
Ceiling Insulation(R19 to R49) |  |  |  |  | eflhcool | 1241 | Equivalent Full Load Hours of operation during the cooling season for the average unit, Schools K-12 | Texas PUC TRM, v5; adjusted for FL CDD/HDD | Commercial
Ceiling Insulation(R19 to R49) |  |  |  |  | nfloors | 1.42 | Average Premise Number of Floors, Schools K-12 | US Energy Information Administration, 2018 Commercial Buildings Energy Consumption Survey | Commercial
Ceiling Insulation(R19 to R49) |  |  |  |  | eflhheat | 78 | Equivalent Full Load Hours of operation during the heating season for the average unit, Warehouse | Texas PUC TRM, v5; adjusted for FL CDD/HDD | Commercial
Ceiling Insulation(R19 to R49) |  |  |  |  | nfloors | 1.33 | Average Premise Number of Floors, Warehouse | US Energy Information Administration, 2018 Commercial Buildings Energy Consumption Survey | Commercial
Ceiling Insulation(R19 to R49) |  |  |  |  | eflhcool | 273 | Equivalent Full Load Hours of operation during the cooling season for the average unit, Warehouse | Texas PUC TRM, v5; adjusted for FL CDD/HDD | Commercial
Ceiling Insulation(R19 to R49) |  |  |  |  | adjwallatticcool | 1.21 | Adjustment for cooling savings to account for inaccuracies in engineering algorithms | Illinois TRM Version 10.0, Volume 3: Residential Measures, 5.6.5 Ceiling/Attic Insulation | Commercial
Ceiling Insulation(R19 to R49) |  |  |  |  | adjwallatticheat | 0.6 | Adjustment for electric heating savings to account for inaccuracies in engineering algorithms | Illinois TRM Version 10.0, Volume 3: Residential Measures, 5.6.5 Ceiling/Attic Insulation | Commercial
Ceiling Insulation(R19 to R49) |  |  |  |  | ceil_eff_R19_R49 | 49 | Ceiling Insulation, R-Value, beyond Code | Ceiling Insulation, R-Value, beyond Code | Commercial
Ceiling Insulation(R19 to R49) |  |  |  |  | ceil_rbase | 19 | Baseline Ceiling Insulation, R-Value | Measure Definition | Commercial
Ceiling Insulation(R19 to R49) |  |  |  |  | eff | 2.04 | Efficiency of heating system | Illinois TRM Version 10.0, Volume 3: Residential Measures, 5.6.5 Ceiling/Attic Insulation | Commercial
Ceiling Insulation(R19 to R49) |  |  |  |  | fframe | 0.07 | Insulation Framing Factor | Illinois TRM Version 10.0, Volume 3: Residential Measures, 5.6.5 Ceiling/Attic Insulation | Commercial
Ceiling Insulation(R19 to R49) |  |  |  |  | Î·cool | 13 | Seasonal Energy Efficiency Ratio of cooling system | Illinois Statewide Technical Reference Manual for Energy Efficiency, Version 6.0 | Commercial
Ceiling Insulation(R19 to R49) |  |  |  |  | X_cool | 1 | multiplier for space cooling |  | Commercial
Ceiling Insulation(R19 to R49) |  |  |  |  | X_heat | 0 | multiplier for space heating |  | Commercial
Ceiling Insulation(R19 to R49) |  |  |  |  | X_cool | 0 | multiplier for space cooling |  | Commercial
Ceiling Insulation(R19 to R49) |  |  |  |  | X_heat | 1 | multiplier for space heating |  | Commercial
Chilled Water Reset | Chilled Water Reset | Space Cooling | energyeff*sqft/1000 | energybase*sqft/1000 | sqft | 15585 | Average Premise Area, Assembly | US Energy Information Administration, 2018 Commercial Buildings Energy Consumption Survey | Commercial
Chilled Water Reset |  |  |  |  | sqft | 24388 | Average Premise Area, College and University | US Energy Information Administration, 2018 Commercial Buildings Energy Consumption Survey | Commercial
Chilled Water Reset |  |  |  |  | sqft | 104487 | Average Premise Area, Data Center | US Energy Information Administration, 2018 Commercial Buildings Energy Consumption Survey | Commercial
Chilled Water Reset |  |  |  |  | sqft | 2663 | Average Premise Area, Grocery | US Energy Information Administration, 2018 Commercial Buildings Energy Consumption Survey | Commercial
Chilled Water Reset |  |  |  |  | sqft | 9531 | Average Premise Area, Healthcare | US Energy Information Administration, 2018 Commercial Buildings Energy Consumption Survey | Commercial
Chilled Water Reset |  |  |  |  | sqft | 188543 | Average Premise Area, Hospitals | US Energy Information Administration, 2018 Commercial Buildings Energy Consumption Survey | Commercial
Chilled Water Reset |  |  |  |  | sqft | 12448 | Average Premise Area, Institutional | US Energy Information Administration, 2018 Commercial Buildings Energy Consumption Survey | Commercial
Chilled Water Reset |  |  |  |  | sqft | 43432 | Average Premise Area, Lodging/Hospitality | US Energy Information Administration, 2018 Commercial Buildings Energy Consumption Survey | Commercial
Chilled Water Reset |  |  |  |  | sqft | 33805 | Average Premise Area, Miscellaneous | US Energy Information Administration, 2018 Commercial Buildings Energy Consumption Survey | Commercial
Chilled Water Reset |  |  |  |  | sqft | 17724 | Average Premise Area, Offices | US Energy Information Administration, 2018 Commercial Buildings Energy Consumption Survey | Commercial
Chilled Water Reset |  |  |  |  | sqft | 4990 | Average Premise Area, Restaurants | US Energy Information Administration, 2018 Commercial Buildings Energy Consumption Survey | Commercial
Chilled Water Reset |  |  |  |  | sqft | 23334 | Average Premise Area, Retail | US Energy Information Administration, 2018 Commercial Buildings Energy Consumption Survey | Commercial
Chilled Water Reset |  |  |  |  | sqft | 33114 | Average Premise Area, Schools k-12 | US Energy Information Administration, 2018 Commercial Buildings Energy Consumption Survey | Commercial
Chilled Water Reset |  |  |  |  | sqft | 19802 | Average Premise Area, Warehouse | US Energy Information Administration, 2018 Commercial Buildings Energy Consumption Survey | Commercial
Chilled Water Reset |  |  |  |  | sqft | 1257 | Average mobile home square footage | 2020 RECS Survey Data, Table HC10.12 Average square footage of South homes, 2020 | Commercial
Chilled Water Reset |  |  |  |  | energyeff | 1550 | Efficient Chilled Water Reset Energy Consumption (ENERGYEFF) | ASHRAE Journal, Technical Feature: June, 2012. Using CHWST Reset with Fixed DP from Oakland chart | Commercial
Chilled Water Reset |  |  |  |  | energybase | 1750 | Baseline Chilled Water Reset Energy Consumption (ENERGYBASE) | ASHRAE Journal, Technical Feature: June, 2012. Using Fixed CHWST with DP Reset from Oakland chart | Commercial
CO Sensors for Parking Garage Exhaust | CO Sensors for Parking Garage Exhaust | Commercial Miscellaneous | motorhp*factor*usagefactor*cf*hou_annual/motor*(1-hou) | motorhp*factor*usagefactor*cf*hou_annual/motor | cf | 0.746 | Conversion Factor, C1 (0.746 kW/HP) | Minnesota TRM version 3.1, Parking Garage Exhaust Fan CO Control and Heating | Commercial
CO Sensors for Parking Garage Exhaust |  |  |  |  | hou_annual | 8760 | Annual operating hours | Minnesota TRM version 3.1, Parking Garage Exhaust Fan CO Control and Heating | Commercial
CO Sensors for Parking Garage Exhaust |  |  |  |  | factor | 0.7 | Motor Load Factor | Minnesota TRM version 3.1, Parking Garage Exhaust Fan CO Control and Heating | Commercial
CO Sensors for Parking Garage Exhaust |  |  |  |  | hou | 0.33 | Annual reduction in operating hours | Minnesota TRM version 3.1, Parking Garage Exhaust Fan CO Control and Heating | Commercial
CO Sensors for Parking Garage Exhaust |  |  |  |  | motor | 0.91 | Motor efficiency for typical motor | Minnesota TRM version 3.1, Parking Garage Exhaust Fan CO Control and Heating | Commercial
CO Sensors for Parking Garage Exhaust |  |  |  |  | usagefactor | 1 | Motor Usage Factor | Minnesota TRM version 3.1, Parking Garage Exhaust Fan CO Control and Heating | Commercial
CO Sensors for Parking Garage Exhaust |  |  |  |  | motorhp | 1 | Unit motor horsepower of a typical ventilation fan | Engineering Assumption based on Minnesota TRM version 3.1, Parking Garage Exhaust Fan CO Control and Heating | Commercial
Commercial Duct Sealing | Commercial Duct Sealing | Space Cooling; Space Heating | X_cool * (eui_space_cooling * sqft * (1-svge)) + X_heat * (eui_space_heating * sqft * (1-svge)) | X_cool * (eui_space_cooling * sqft) + X_heat * (eui_space_heating * sqft) | eui_space_heating | 1.02 | Energy Use Intensity_space_heating, Assembly | US Energy Information Administration, 2018 Commercial Buildings Energy Consumption Survey | Commercial
Commercial Duct Sealing |  |  |  |  | sqft | 15585 | Average Premise Area, Assembly | US Energy Information Administration, 2018 Commercial Buildings Energy Consumption Survey | Commercial
Commercial Duct Sealing |  |  |  |  | eui_space_cooling | 8.01 | Energy Use Intensity_space_cooling, Assembly | US Energy Information Administration, 2018 Commercial Buildings Energy Consumption Survey | Commercial
Commercial Duct Sealing |  |  |  |  | eui_space_heating | 0.32 | Energy Use Intensity_space_heating, College and University | US Energy Information Administration, 2018 Commercial Buildings Energy Consumption Survey | Commercial
Commercial Duct Sealing |  |  |  |  | eui_space_cooling | 2.06 | Energy Use Intensity_space_cooling, College and University | US Energy Information Administration, 2018 Commercial Buildings Energy Consumption Survey | Commercial
Commercial Duct Sealing |  |  |  |  | sqft | 24388 | Average Premise Area, College and University | US Energy Information Administration, 2018 Commercial Buildings Energy Consumption Survey | Commercial
Commercial Duct Sealing |  |  |  |  | sqft | 104487 | Average Premise Area, Data Center | US Energy Information Administration, 2018 Commercial Buildings Energy Consumption Survey | Commercial
Commercial Duct Sealing |  |  |  |  | eui_space_heating | 0.57 | Energy Use Intensity_space_heating, Data Center | US Energy Information Administration, 2018 Commercial Buildings Energy Consumption Survey | Commercial
Commercial Duct Sealing |  |  |  |  | eui_space_cooling | 2.36 | Energy Use Intensity_space_cooling, Data Center | US Energy Information Administration, 2018 Commercial Buildings Energy Consumption Survey | Commercial
Commercial Duct Sealing |  |  |  |  | eui_space_heating | 2.59 | Energy Use Intensity_space_heating, Grocery | US Energy Information Administration, 2018 Commercial Buildings Energy Consumption Survey | Commercial
Commercial Duct Sealing |  |  |  |  | sqft | 2663 | Average Premise Area, Grocery | US Energy Information Administration, 2018 Commercial Buildings Energy Consumption Survey | Commercial
Commercial Duct Sealing |  |  |  |  | eui_space_cooling | 3.81 | Energy Use Intensity_space_cooling, Grocery | US Energy Information Administration, 2018 Commercial Buildings Energy Consumption Survey | Commercial
Commercial Duct Sealing |  |  |  |  | eui_space_heating | 1.12 | Energy Use Intensity_space_heating, Healthcare | US Energy Information Administration, 2018 Commercial Buildings Energy Consumption Survey | Commercial
Commercial Duct Sealing |  |  |  |  | eui_space_cooling | 2.21 | Energy Use Intensity_space_cooling, Healthcare | US Energy Information Administration, 2018 Commercial Buildings Energy Consumption Survey | Commercial
Commercial Duct Sealing |  |  |  |  | sqft | 9531 | Average Premise Area, Healthcare | US Energy Information Administration, 2018 Commercial Buildings Energy Consumption Survey | Commercial
Commercial Duct Sealing |  |  |  |  | eui_space_cooling | 9.83 | Energy Use Intensity_space_cooling, Hospitals | US Energy Information Administration, 2018 Commercial Buildings Energy Consumption Survey | Commercial
Commercial Duct Sealing |  |  |  |  | sqft | 188543 | Average Premise Area, Hospitals | US Energy Information Administration, 2018 Commercial Buildings Energy Consumption Survey | Commercial
Commercial Duct Sealing |  |  |  |  | eui_space_heating | 1.16 | Energy Use Intensity_space_heating, Hospitals | US Energy Information Administration, 2018 Commercial Buildings Energy Consumption Survey | Commercial
Commercial Duct Sealing |  |  |  |  | eui_space_heating | 0.59 | Energy Use Intensity_space_heating, Institutional | US Energy Information Administration, 2018 Commercial Buildings Energy Consumption Survey | Commercial
Commercial Duct Sealing |  |  |  |  | sqft | 12448 | Average Premise Area, Institutional | US Energy Information Administration, 2018 Commercial Buildings Energy Consumption Survey | Commercial
Commercial Duct Sealing |  |  |  |  | eui_space_cooling | 1.98 | Energy Use Intensity_space_cooling, Institutional | US Energy Information Administration, 2018 Commercial Buildings Energy Consumption Survey | Commercial
Commercial Duct Sealing |  |  |  |  | eui_space_heating | 0.53 | Energy Use Intensity_space_heating, Lodging/Hospitality | US Energy Information Administration, 2018 Commercial Buildings Energy Consumption Survey | Commercial
Commercial Duct Sealing |  |  |  |  | sqft | 43432 | Average Premise Area, Lodging/Hospitality | US Energy Information Administration, 2018 Commercial Buildings Energy Consumption Survey | Commercial
Commercial Duct Sealing |  |  |  |  | eui_space_cooling | 4.62 | Energy Use Intensity_space_cooling, Lodging/Hospitality | US Energy Information Administration, 2018 Commercial Buildings Energy Consumption Survey | Commercial
Commercial Duct Sealing |  |  |  |  | eui_space_heating | 0.74 | Energy Use Intensity_space_heating, Miscellaneous | US Energy Information Administration, 2018 Commercial Buildings Energy Consumption Survey | Commercial
Commercial Duct Sealing |  |  |  |  | eui_space_cooling | 1.32 | Energy Use Intensity_space_cooling, Miscellaneous | US Energy Information Administration, 2018 Commercial Buildings Energy Consumption Survey | Commercial
Commercial Duct Sealing |  |  |  |  | sqft | 33805 | Average Premise Area, Miscellaneous | US Energy Information Administration, 2018 Commercial Buildings Energy Consumption Survey | Commercial
Commercial Duct Sealing |  |  |  |  | eui_space_cooling | 3.19 | Energy Use Intensity_space_cooling, Offices | US Energy Information Administration, 2018 Commercial Buildings Energy Consumption Survey | Commercial
Commercial Duct Sealing |  |  |  |  | sqft | 17724 | Average Premise Area, Offices | US Energy Information Administration, 2018 Commercial Buildings Energy Consumption Survey | Commercial
Commercial Duct Sealing |  |  |  |  | eui_space_heating | 1.62 | Energy Use Intensity_space_heating, Offices | US Energy Information Administration, 2018 Commercial Buildings Energy Consumption Survey | Commercial
Commercial Duct Sealing |  |  |  |  | eui_space_cooling | 9.72 | Energy Use Intensity_space_cooling, Restaurants | US Energy Information Administration, 2018 Commercial Buildings Energy Consumption Survey | Commercial
Commercial Duct Sealing |  |  |  |  | sqft | 4990 | Average Premise Area, Restaurants | US Energy Information Administration, 2018 Commercial Buildings Energy Consumption Survey | Commercial
Commercial Duct Sealing |  |  |  |  | eui_space_heating | 3.55 | Energy Use Intensity_space_heating, Restaurants | US Energy Information Administration, 2018 Commercial Buildings Energy Consumption Survey | Commercial
Commercial Duct Sealing |  |  |  |  | eui_space_heating | 1.09 | Energy Use Intensity_space_heating, Retail | US Energy Information Administration, 2018 Commercial Buildings Energy Consumption Survey | Commercial
Commercial Duct Sealing |  |  |  |  | eui_space_cooling | 3.07 | Energy Use Intensity_space_cooling, Retail | US Energy Information Administration, 2018 Commercial Buildings Energy Consumption Survey | Commercial
Commercial Duct Sealing |  |  |  |  | sqft | 23334 | Average Premise Area, Retail | US Energy Information Administration, 2018 Commercial Buildings Energy Consumption Survey | Commercial
Commercial Duct Sealing |  |  |  |  | eui_space_cooling | 4.85 | Energy Use Intensity_space_cooling, Schools K-12 | US Energy Information Administration, 2018 Commercial Buildings Energy Consumption Survey | Commercial
Commercial Duct Sealing |  |  |  |  | eui_space_heating | 1.51 | Energy Use Intensity_space_heating, Schools K-12 | US Energy Information Administration, 2018 Commercial Buildings Energy Consumption Survey | Commercial
Commercial Duct Sealing |  |  |  |  | sqft | 33114 | Average Premise Area, Schools k-12 | US Energy Information Administration, 2018 Commercial Buildings Energy Consumption Survey | Commercial
Commercial Duct Sealing |  |  |  |  | sqft | 19802 | Average Premise Area, Warehouse | US Energy Information Administration, 2018 Commercial Buildings Energy Consumption Survey | Commercial
Commercial Duct Sealing |  |  |  |  | eui_space_heating | 0.43 | Energy Use Intensity_space_heating, Warehouse | US Energy Information Administration, 2018 Commercial Buildings Energy Consumption Survey | Commercial
Commercial Duct Sealing |  |  |  |  | eui_space_cooling | 0.98 | Energy Use Intensity_space_cooling, Warehouse | US Energy Information Administration, 2018 Commercial Buildings Energy Consumption Survey | Commercial
Commercial Duct Sealing |  |  |  |  | svge | 0.12 | Savings percentage for duct sealing | Use residential value as proxy. Regional Technical Forum - Residential: Heating/Cooling - Duct Sealing SF V2.0 | Commercial
Commercial Duct Sealing |  |  |  |  | X_cool | 1 | multiplier for space cooling |  | Commercial
Commercial Duct Sealing |  |  |  |  | X_heat | 0 | multiplier for space heating |  | Commercial
Commercial Duct Sealing |  |  |  |  | X_cool | 0 | multiplier for space cooling |  | Commercial
Commercial Duct Sealing |  |  |  |  | X_heat | 1 | multiplier for space heating |  | Commercial
Commercial Strategic Energy Management | Commercial Strategic Energy Management | Whole building | eui_all * sqft * (1-svge) | eui_all * sqft | sqft | 15585 | Average Premise Area, Assembly | US Energy Information Administration, 2018 Commercial Buildings Energy Consumption Survey | Commercial
Commercial Strategic Energy Management |  |  |  |  | eui_all | 15.79 | Energy Use Intensity_All, Assembly | US Energy Information Administration, 2018 Commercial Buildings Energy Consumption Survey | Commercial
Commercial Strategic Energy Management |  |  |  |  | sqft | 24388 | Average Premise Area, College and University | US Energy Information Administration, 2018 Commercial Buildings Energy Consumption Survey | Commercial
Commercial Strategic Energy Management |  |  |  |  | eui_all | 10.54 | Energy Use Intensity_All, College and University | US Energy Information Administration, 2018 Commercial Buildings Energy Consumption Survey | Commercial
Commercial Strategic Energy Management |  |  |  |  | sqft | 104487 | Average Premise Area, Data Center | US Energy Information Administration, 2018 Commercial Buildings Energy Consumption Survey | Commercial
Commercial Strategic Energy Management |  |  |  |  | eui_all | 12.09 | Energy Use Intensity_All, Data Center | US Energy Information Administration, 2018 Commercial Buildings Energy Consumption Survey | Commercial
Commercial Strategic Energy Management |  |  |  |  | sqft | 2663 | Average Premise Area, Grocery | US Energy Information Administration, 2018 Commercial Buildings Energy Consumption Survey | Commercial
Commercial Strategic Energy Management |  |  |  |  | eui_all | 57.99 | Energy Use Intensity_All, Grocery | US Energy Information Administration, 2018 Commercial Buildings Energy Consumption Survey | Commercial
Commercial Strategic Energy Management |  |  |  |  | eui_all | 17.28 | Energy Use Intensity_All, Healthcare | US Energy Information Administration, 2018 Commercial Buildings Energy Consumption Survey | Commercial
Commercial Strategic Energy Management |  |  |  |  | sqft | 9531 | Average Premise Area, Healthcare | US Energy Information Administration, 2018 Commercial Buildings Energy Consumption Survey | Commercial
Commercial Strategic Energy Management |  |  |  |  | eui_all | 36.41 | Energy Use Intensity_All, Hospitals | US Energy Information Administration, 2018 Commercial Buildings Energy Consumption Survey | Commercial
Commercial Strategic Energy Management |  |  |  |  | sqft | 188543 | Average Premise Area, Hospitals | US Energy Information Administration, 2018 Commercial Buildings Energy Consumption Survey | Commercial
Commercial Strategic Energy Management |  |  |  |  | eui_all | 6.22 | Energy Use Intensity_All, Institutional | US Energy Information Administration, 2018 Commercial Buildings Energy Consumption Survey | Commercial
Commercial Strategic Energy Management |  |  |  |  | sqft | 12448 | Average Premise Area, Institutional | US Energy Information Administration, 2018 Commercial Buildings Energy Consumption Survey | Commercial
Commercial Strategic Energy Management |  |  |  |  | eui_all | 18.77 | Energy Use Intensity_All, Lodging/Hospitality | US Energy Information Administration, 2018 Commercial Buildings Energy Consumption Survey | Commercial
Commercial Strategic Energy Management |  |  |  |  | sqft | 43432 | Average Premise Area, Lodging/Hospitality | US Energy Information Administration, 2018 Commercial Buildings Energy Consumption Survey | Commercial
Commercial Strategic Energy Management |  |  |  |  | eui_all | 11.75 | Energy Use Intensity_All, Miscellaneous | US Energy Information Administration, 2018 Commercial Buildings Energy Consumption Survey | Commercial
Commercial Strategic Energy Management |  |  |  |  | sqft | 33805 | Average Premise Area, Miscellaneous | US Energy Information Administration, 2018 Commercial Buildings Energy Consumption Survey | Commercial
Commercial Strategic Energy Management |  |  |  |  | eui_all | 15.24 | Energy Use Intensity_All, Offices | US Energy Information Administration, 2018 Commercial Buildings Energy Consumption Survey | Commercial
Commercial Strategic Energy Management |  |  |  |  | sqft | 17724 | Average Premise Area, Offices | US Energy Information Administration, 2018 Commercial Buildings Energy Consumption Survey | Commercial
Commercial Strategic Energy Management |  |  |  |  | eui_all | 59.81 | Energy Use Intensity_All, Restaurants | US Energy Information Administration, 2018 Commercial Buildings Energy Consumption Survey | Commercial
Commercial Strategic Energy Management |  |  |  |  | sqft | 4990 | Average Premise Area, Restaurants | US Energy Information Administration, 2018 Commercial Buildings Energy Consumption Survey | Commercial
Commercial Strategic Energy Management |  |  |  |  | eui_all | 16.67 | Energy Use Intensity_All, Retail | US Energy Information Administration, 2018 Commercial Buildings Energy Consumption Survey | Commercial
Commercial Strategic Energy Management |  |  |  |  | sqft | 23334 | Average Premise Area, Retail | US Energy Information Administration, 2018 Commercial Buildings Energy Consumption Survey | Commercial
Commercial Strategic Energy Management |  |  |  |  | eui_all | 14.28 | Energy Use Intensity_All, Schools K-12 | US Energy Information Administration, 2018 Commercial Buildings Energy Consumption Survey | Commercial
Commercial Strategic Energy Management |  |  |  |  | sqft | 33114 | Average Premise Area, Schools k-12 | US Energy Information Administration, 2018 Commercial Buildings Energy Consumption Survey | Commercial
Commercial Strategic Energy Management |  |  |  |  | sqft | 19802 | Average Premise Area, Warehouse | US Energy Information Administration, 2018 Commercial Buildings Energy Consumption Survey | Commercial
Commercial Strategic Energy Management |  |  |  |  | svge | 0.016 | SEM savings percentage | Based on 2017 Bonneville Power Administration Industrial SEM Impact Evaluation Report. Savings for SEM net of capital projects. | Commercial
Commercial Strategic Energy Management |  |  |  |  | eui_all | 4.69 | Energy Use Intensity_All, Warehouse | US Energy Information Administration, 2018 Commercial Buildings Energy Consumption Survey | Commercial
Data Center Hot Cold Aisle | Data Center Hot Cold Aisle | Space Cooling | uec_datacenter_base - savkwh | uec_datacenter_base | savkwh | 1860 | annual energy savings | https://datacenterresources.com/wp-content/uploads/2016/08/DCR-Aisle-Containment-White-Paper.pdf, 1kWh=1kW*1hour | Commercial
Data Center Hot Cold Aisle |  |  |  |  | uec_datacenter_base | 8682 | Total data center facility power consumption prior to installation of aisle containment | https://datacenterresources.com/wp-content/uploads/2016/08/DCR-Aisle-Containment-White-Paper.pdf, 1kWh=1kW*1hour | Commercial
Dedicated Outside Air System (DOAS) | Dedicated Outside Air System (DOAS) | Space Cooling; Space Heating | X_cool * (eui_space_cooling*sqft*(1-svge)) + X_heat * (eui_space_heating*sqft*(1-svge)) | X_cool * (eui_space_cooling*sqft) + X_heat * (eui_space_heating*sqft) | eui_space_heating | 1.02 | Energy Use Intensity_space_heating, Assembly | US Energy Information Administration, 2018 Commercial Buildings Energy Consumption Survey | Commercial
Dedicated Outside Air System (DOAS) |  |  |  |  | sqft | 15585 | Average Premise Area, Assembly | US Energy Information Administration, 2018 Commercial Buildings Energy Consumption Survey | Commercial
Dedicated Outside Air System (DOAS) |  |  |  |  | eui_space_cooling | 8.01 | Energy Use Intensity_space_cooling, Assembly | US Energy Information Administration, 2018 Commercial Buildings Energy Consumption Survey | Commercial
Dedicated Outside Air System (DOAS) |  |  |  |  | eui_space_heating | 0.32 | Energy Use Intensity_space_heating, College and University | US Energy Information Administration, 2018 Commercial Buildings Energy Consumption Survey | Commercial
Dedicated Outside Air System (DOAS) |  |  |  |  | eui_space_cooling | 2.06 | Energy Use Intensity_space_cooling, College and University | US Energy Information Administration, 2018 Commercial Buildings Energy Consumption Survey | Commercial
Dedicated Outside Air System (DOAS) |  |  |  |  | sqft | 24388 | Average Premise Area, College and University | US Energy Information Administration, 2018 Commercial Buildings Energy Consumption Survey | Commercial
Dedicated Outside Air System (DOAS) |  |  |  |  | sqft | 104487 | Average Premise Area, Data Center | US Energy Information Administration, 2018 Commercial Buildings Energy Consumption Survey | Commercial
Dedicated Outside Air System (DOAS) |  |  |  |  | eui_space_heating | 0.57 | Energy Use Intensity_space_heating, Data Center | US Energy Information Administration, 2018 Commercial Buildings Energy Consumption Survey | Commercial
Dedicated Outside Air System (DOAS) |  |  |  |  | eui_space_cooling | 2.36 | Energy Use Intensity_space_cooling, Data Center | US Energy Information Administration, 2018 Commercial Buildings Energy Consumption Survey | Commercial
Dedicated Outside Air System (DOAS) |  |  |  |  | eui_space_heating | 2.59 | Energy Use Intensity_space_heating, Grocery | US Energy Information Administration, 2018 Commercial Buildings Energy Consumption Survey | Commercial
Dedicated Outside Air System (DOAS) |  |  |  |  | sqft | 2663 | Average Premise Area, Grocery | US Energy Information Administration, 2018 Commercial Buildings Energy Consumption Survey | Commercial
Dedicated Outside Air System (DOAS) |  |  |  |  | eui_space_cooling | 3.81 | Energy Use Intensity_space_cooling, Grocery | US Energy Information Administration, 2018 Commercial Buildings Energy Consumption Survey | Commercial
Dedicated Outside Air System (DOAS) |  |  |  |  | eui_space_heating | 1.12 | Energy Use Intensity_space_heating, Healthcare | US Energy Information Administration, 2018 Commercial Buildings Energy Consumption Survey | Commercial
Dedicated Outside Air System (DOAS) |  |  |  |  | eui_space_cooling | 2.21 | Energy Use Intensity_space_cooling, Healthcare | US Energy Information Administration, 2018 Commercial Buildings Energy Consumption Survey | Commercial
Dedicated Outside Air System (DOAS) |  |  |  |  | sqft | 9531 | Average Premise Area, Healthcare | US Energy Information Administration, 2018 Commercial Buildings Energy Consumption Survey | Commercial
Dedicated Outside Air System (DOAS) |  |  |  |  | eui_space_cooling | 9.83 | Energy Use Intensity_space_cooling, Hospitals | US Energy Information Administration, 2018 Commercial Buildings Energy Consumption Survey | Commercial
Dedicated Outside Air System (DOAS) |  |  |  |  | sqft | 188543 | Average Premise Area, Hospitals | US Energy Information Administration, 2018 Commercial Buildings Energy Consumption Survey | Commercial
Dedicated Outside Air System (DOAS) |  |  |  |  | eui_space_heating | 1.16 | Energy Use Intensity_space_heating, Hospitals | US Energy Information Administration, 2018 Commercial Buildings Energy Consumption Survey | Commercial
Dedicated Outside Air System (DOAS) |  |  |  |  | eui_space_heating | 0.59 | Energy Use Intensity_space_heating, Institutional | US Energy Information Administration, 2018 Commercial Buildings Energy Consumption Survey | Commercial
Dedicated Outside Air System (DOAS) |  |  |  |  | sqft | 12448 | Average Premise Area, Institutional | US Energy Information Administration, 2018 Commercial Buildings Energy Consumption Survey | Commercial
Dedicated Outside Air System (DOAS) |  |  |  |  | eui_space_cooling | 1.98 | Energy Use Intensity_space_cooling, Institutional | US Energy Information Administration, 2018 Commercial Buildings Energy Consumption Survey | Commercial
Dedicated Outside Air System (DOAS) |  |  |  |  | eui_space_heating | 0.53 | Energy Use Intensity_space_heating, Lodging/Hospitality | US Energy Information Administration, 2018 Commercial Buildings Energy Consumption Survey | Commercial
Dedicated Outside Air System (DOAS) |  |  |  |  | sqft | 43432 | Average Premise Area, Lodging/Hospitality | US Energy Information Administration, 2018 Commercial Buildings Energy Consumption Survey | Commercial
Dedicated Outside Air System (DOAS) |  |  |  |  | eui_space_cooling | 4.62 | Energy Use Intensity_space_cooling, Lodging/Hospitality | US Energy Information Administration, 2018 Commercial Buildings Energy Consumption Survey | Commercial
Dedicated Outside Air System (DOAS) |  |  |  |  | eui_space_heating | 0.74 | Energy Use Intensity_space_heating, Miscellaneous | US Energy Information Administration, 2018 Commercial Buildings Energy Consumption Survey | Commercial
Dedicated Outside Air System (DOAS) |  |  |  |  | eui_space_cooling | 1.32 | Energy Use Intensity_space_cooling, Miscellaneous | US Energy Information Administration, 2018 Commercial Buildings Energy Consumption Survey | Commercial
Dedicated Outside Air System (DOAS) |  |  |  |  | sqft | 33805 | Average Premise Area, Miscellaneous | US Energy Information Administration, 2018 Commercial Buildings Energy Consumption Survey | Commercial
Dedicated Outside Air System (DOAS) |  |  |  |  | eui_space_cooling | 3.19 | Energy Use Intensity_space_cooling, Offices | US Energy Information Administration, 2018 Commercial Buildings Energy Consumption Survey | Commercial
Dedicated Outside Air System (DOAS) |  |  |  |  | sqft | 17724 | Average Premise Area, Offices | US Energy Information Administration, 2018 Commercial Buildings Energy Consumption Survey | Commercial
Dedicated Outside Air System (DOAS) |  |  |  |  | eui_space_heating | 1.62 | Energy Use Intensity_space_heating, Offices | US Energy Information Administration, 2018 Commercial Buildings Energy Consumption Survey | Commercial
Dedicated Outside Air System (DOAS) |  |  |  |  | eui_space_cooling | 9.72 | Energy Use Intensity_space_cooling, Restaurants | US Energy Information Administration, 2018 Commercial Buildings Energy Consumption Survey | Commercial
Dedicated Outside Air System (DOAS) |  |  |  |  | sqft | 4990 | Average Premise Area, Restaurants | US Energy Information Administration, 2018 Commercial Buildings Energy Consumption Survey | Commercial
Dedicated Outside Air System (DOAS) |  |  |  |  | eui_space_heating | 3.55 | Energy Use Intensity_space_heating, Restaurants | US Energy Information Administration, 2018 Commercial Buildings Energy Consumption Survey | Commercial
Dedicated Outside Air System (DOAS) |  |  |  |  | eui_space_heating | 1.09 | Energy Use Intensity_space_heating, Retail | US Energy Information Administration, 2018 Commercial Buildings Energy Consumption Survey | Commercial
Dedicated Outside Air System (DOAS) |  |  |  |  | eui_space_cooling | 3.07 | Energy Use Intensity_space_cooling, Retail | US Energy Information Administration, 2018 Commercial Buildings Energy Consumption Survey | Commercial
Dedicated Outside Air System (DOAS) |  |  |  |  | sqft | 23334 | Average Premise Area, Retail | US Energy Information Administration, 2018 Commercial Buildings Energy Consumption Survey | Commercial
Dedicated Outside Air System (DOAS) |  |  |  |  | eui_space_cooling | 4.85 | Energy Use Intensity_space_cooling, Schools K-12 | US Energy Information Administration, 2018 Commercial Buildings Energy Consumption Survey | Commercial
Dedicated Outside Air System (DOAS) |  |  |  |  | eui_space_heating | 1.51 | Energy Use Intensity_space_heating, Schools K-12 | US Energy Information Administration, 2018 Commercial Buildings Energy Consumption Survey | Commercial
Dedicated Outside Air System (DOAS) |  |  |  |  | sqft | 33114 | Average Premise Area, Schools k-12 | US Energy Information Administration, 2018 Commercial Buildings Energy Consumption Survey | Commercial
Dedicated Outside Air System (DOAS) |  |  |  |  | sqft | 19802 | Average Premise Area, Warehouse | US Energy Information Administration, 2018 Commercial Buildings Energy Consumption Survey | Commercial
Dedicated Outside Air System (DOAS) |  |  |  |  | eui_space_heating | 0.43 | Energy Use Intensity_space_heating, Warehouse | US Energy Information Administration, 2018 Commercial Buildings Energy Consumption Survey | Commercial
Dedicated Outside Air System (DOAS) |  |  |  |  | eui_space_cooling | 0.98 | Energy Use Intensity_space_cooling, Warehouse | US Energy Information Administration, 2018 Commercial Buildings Energy Consumption Survey | Commercial
Dedicated Outside Air System (DOAS) |  |  |  |  | svge | 0.3 | Space Cooling Energy Savings Factor | In order to align cost estimates and savings estimates, updated reference source is from NEEA economic study on DOAS: https://betterbricks.com/uploads/resources/NEEA-DOAS-Analysis-Report_Red-Car_Final.pdf, with cost data based on average first cost of $20.15/sf for the baseline system and $25.73 for VHE DOAS, for an incremental cost of $5.58/sf. Average savings across building types and climate zones 4 & 5 resulted in 30% energy savings for the HVAC systems | Commercial
Dedicated Outside Air System (DOAS) |  |  |  |  | X_cool | 1 | multiplier for space cooling |  | Commercial
Dedicated Outside Air System (DOAS) |  |  |  |  | X_heat | 0 | multiplier for space heating |  | Commercial
Dedicated Outside Air System (DOAS) |  |  |  |  | X_cool | 0 | multiplier for space cooling |  | Commercial
Dedicated Outside Air System (DOAS) |  |  |  |  | X_heat | 1 | multiplier for space heating |  | Commercial
Demand Controlled Circulating Systems | Demand Controlled Circulating Systems | Domestic Hot Water | eui_domestic_hot_water*sqft * (1 - svge) | eui_domestic_hot_water*sqft | sqft | 15585 | Average Premise Area, Assembly | US Energy Information Administration, 2018 Commercial Buildings Energy Consumption Survey | Commercial
Demand Controlled Circulating Systems |  |  |  |  | eui_domestic_hot_water | 0.1 | Energy Use Intensity_domestic_hot_water, Assembly | US Energy Information Administration, 2018 Commercial Buildings Energy Consumption Survey | Commercial
Demand Controlled Circulating Systems |  |  |  |  | eui_domestic_hot_water | 0.28 | Energy Use Intensity_domestic_hot_water, College and University | US Energy Information Administration, 2018 Commercial Buildings Energy Consumption Survey | Commercial
Demand Controlled Circulating Systems |  |  |  |  | sqft | 24388 | Average Premise Area, College and University | US Energy Information Administration, 2018 Commercial Buildings Energy Consumption Survey | Commercial
Demand Controlled Circulating Systems |  |  |  |  | sqft | 104487 | Average Premise Area, Data Center | US Energy Information Administration, 2018 Commercial Buildings Energy Consumption Survey | Commercial
Demand Controlled Circulating Systems |  |  |  |  | eui_domestic_hot_water | 2.06 | Energy Use Intensity_domestic_hot_water, Data Center | US Energy Information Administration, 2018 Commercial Buildings Energy Consumption Survey | Commercial
Demand Controlled Circulating Systems |  |  |  |  | eui_domestic_hot_water | 0.19 | Energy Use Intensity_domestic_hot_water, Grocery | US Energy Information Administration, 2018 Commercial Buildings Energy Consumption Survey | Commercial
Demand Controlled Circulating Systems |  |  |  |  | sqft | 2663 | Average Premise Area, Grocery | US Energy Information Administration, 2018 Commercial Buildings Energy Consumption Survey | Commercial
Demand Controlled Circulating Systems |  |  |  |  | sqft | 9531 | Average Premise Area, Healthcare | US Energy Information Administration, 2018 Commercial Buildings Energy Consumption Survey | Commercial
Demand Controlled Circulating Systems |  |  |  |  | eui_domestic_hot_water | 0.11 | Energy Use Intensity_domestic_hot_water, Healthcare | US Energy Information Administration, 2018 Commercial Buildings Energy Consumption Survey | Commercial
Demand Controlled Circulating Systems |  |  |  |  | eui_domestic_hot_water | 1.17 | Energy Use Intensity_domestic_hot_water, Hospitals | US Energy Information Administration, 2018 Commercial Buildings Energy Consumption Survey | Commercial
Demand Controlled Circulating Systems |  |  |  |  | sqft | 188543 | Average Premise Area, Hospitals | US Energy Information Administration, 2018 Commercial Buildings Energy Consumption Survey | Commercial
Demand Controlled Circulating Systems |  |  |  |  | sqft | 12448 | Average Premise Area, Institutional | US Energy Information Administration, 2018 Commercial Buildings Energy Consumption Survey | Commercial
Demand Controlled Circulating Systems |  |  |  |  | eui_domestic_hot_water | 0.07 | Energy Use Intensity_domestic_hot_water, Institutional | US Energy Information Administration, 2018 Commercial Buildings Energy Consumption Survey | Commercial
Demand Controlled Circulating Systems |  |  |  |  | eui_domestic_hot_water | 1.11 | Energy Use Intensity_domestic_hot_water, Lodging/Hospitality | US Energy Information Administration, 2018 Commercial Buildings Energy Consumption Survey | Commercial
Demand Controlled Circulating Systems |  |  |  |  | sqft | 43432 | Average Premise Area, Lodging/Hospitality | US Energy Information Administration, 2018 Commercial Buildings Energy Consumption Survey | Commercial
Demand Controlled Circulating Systems |  |  |  |  | eui_domestic_hot_water | 0.05 | Energy Use Intensity_domestic_hot_water, Miscellaneous | US Energy Information Administration, 2018 Commercial Buildings Energy Consumption Survey | Commercial
Demand Controlled Circulating Systems |  |  |  |  | sqft | 33805 | Average Premise Area, Miscellaneous | US Energy Information Administration, 2018 Commercial Buildings Energy Consumption Survey | Commercial
Demand Controlled Circulating Systems |  |  |  |  | sqft | 17724 | Average Premise Area, Offices | US Energy Information Administration, 2018 Commercial Buildings Energy Consumption Survey | Commercial
Demand Controlled Circulating Systems |  |  |  |  | eui_domestic_hot_water | 0.11 | Energy Use Intensity_domestic_hot_water, Offices | US Energy Information Administration, 2018 Commercial Buildings Energy Consumption Survey | Commercial
Demand Controlled Circulating Systems |  |  |  |  | sqft | 4990 | Average Premise Area, Restaurants | US Energy Information Administration, 2018 Commercial Buildings Energy Consumption Survey | Commercial
Demand Controlled Circulating Systems |  |  |  |  | eui_domestic_hot_water | 4.67 | Energy Use Intensity_domestic_hot_water, Restaurants | US Energy Information Administration, 2018 Commercial Buildings Energy Consumption Survey | Commercial
Demand Controlled Circulating Systems |  |  |  |  | eui_domestic_hot_water | 0.39 | Energy Use Intensity_domestic_hot_water, Retail | US Energy Information Administration, 2018 Commercial Buildings Energy Consumption Survey | Commercial
Demand Controlled Circulating Systems |  |  |  |  | sqft | 23334 | Average Premise Area, Retail | US Energy Information Administration, 2018 Commercial Buildings Energy Consumption Survey | Commercial
Demand Controlled Circulating Systems |  |  |  |  | eui_domestic_hot_water | 0.77 | Energy Use Intensity_domestic_hot_water, Schools K-12 | US Energy Information Administration, 2018 Commercial Buildings Energy Consumption Survey | Commercial
Demand Controlled Circulating Systems |  |  |  |  | sqft | 33114 | Average Premise Area, Schools k-12 | US Energy Information Administration, 2018 Commercial Buildings Energy Consumption Survey | Commercial
Demand Controlled Circulating Systems |  |  |  |  | eui_domestic_hot_water | 0.04 | Energy Use Intensity_domestic_hot_water | US Energy Information Administration, 2018 Commercial Buildings Energy Consumption Survey | Commercial
Demand Controlled Circulating Systems |  |  |  |  | sqft | 19802 | Average Premise Area, Warehouse | US Energy Information Administration, 2018 Commercial Buildings Energy Consumption Survey | Commercial
Demand Controlled Circulating Systems |  |  |  |  | svge | 0.24 | IL TRM Savings Percentage | IL TRM 2020 Section 4.3.8 | Commercial
Demand Controlled Ventilation | Demand Controlled Ventilation | Ventilation and Circulation | max(eui_ventilation_circulation*sqft-svge*sqft/1000,eui_ventilation_circulation*sqft/2) | eui_ventilation_circulation*sqft | sqft | 15585 | Average Premise Area, Assembly | US Energy Information Administration, 2018 Commercial Buildings Energy Consumption Survey | Commercial
Demand Controlled Ventilation |  |  |  |  | eui_ventilation_circulation | 0.62 | Energy Use Intensity_ventilation_circulation, Assembly | US Energy Information Administration, 2018 Commercial Buildings Energy Consumption Survey | Commercial
Demand Controlled Ventilation |  |  |  |  | sqft | 24388 | Average Premise Area, College and University | US Energy Information Administration, 2018 Commercial Buildings Energy Consumption Survey | Commercial
Demand Controlled Ventilation |  |  |  |  | eui_ventilation_circulation | 1.34 | Energy Use Intensity_ventilation_circulation, College and University | US Energy Information Administration, 2018 Commercial Buildings Energy Consumption Survey | Commercial
Demand Controlled Ventilation |  |  |  |  | sqft | 104487 | Average Premise Area, Data Center | US Energy Information Administration, 2018 Commercial Buildings Energy Consumption Survey | Commercial
Demand Controlled Ventilation |  |  |  |  | eui_ventilation_circulation | 1.99 | Energy Use Intensity_ventilation_circulation, Data Center | US Energy Information Administration, 2018 Commercial Buildings Energy Consumption Survey | Commercial
Demand Controlled Ventilation |  |  |  |  | eui_ventilation_circulation | 3.98 | Energy Use Intensity_ventilation_circulation, Grocery | US Energy Information Administration, 2018 Commercial Buildings Energy Consumption Survey | Commercial
Demand Controlled Ventilation |  |  |  |  | sqft | 2663 | Average Premise Area, Grocery | US Energy Information Administration, 2018 Commercial Buildings Energy Consumption Survey | Commercial
Demand Controlled Ventilation |  |  |  |  | sqft | 9531 | Average Premise Area, Healthcare | US Energy Information Administration, 2018 Commercial Buildings Energy Consumption Survey | Commercial
Demand Controlled Ventilation |  |  |  |  | eui_ventilation_circulation | 3.89 | Energy Use Intensity_ventilation_circulation, Healthcare | US Energy Information Administration, 2018 Commercial Buildings Energy Consumption Survey | Commercial
Demand Controlled Ventilation |  |  |  |  | eui_ventilation_circulation | 7.44 | Energy Use Intensity_ventilation_circulation, Hospitals | US Energy Information Administration, 2018 Commercial Buildings Energy Consumption Survey | Commercial
Demand Controlled Ventilation |  |  |  |  | sqft | 188543 | Average Premise Area, Hospitals | US Energy Information Administration, 2018 Commercial Buildings Energy Consumption Survey | Commercial
Demand Controlled Ventilation |  |  |  |  | eui_ventilation_circulation | 0.59 | Energy Use Intensity_ventilation_circulation, Institutional | US Energy Information Administration, 2018 Commercial Buildings Energy Consumption Survey | Commercial
Demand Controlled Ventilation |  |  |  |  | sqft | 12448 | Average Premise Area, Institutional | US Energy Information Administration, 2018 Commercial Buildings Energy Consumption Survey | Commercial
Demand Controlled Ventilation |  |  |  |  | eui_ventilation_circulation | 2.85 | Energy Use Intensity_ventilation_circulation, Lodging/Hospitality | US Energy Information Administration, 2018 Commercial Buildings Energy Consumption Survey | Commercial
Demand Controlled Ventilation |  |  |  |  | sqft | 43432 | Average Premise Area, Lodging/Hospitality | US Energy Information Administration, 2018 Commercial Buildings Energy Consumption Survey | Commercial
Demand Controlled Ventilation |  |  |  |  | eui_ventilation_circulation | 0.63 | Energy Use Intensity_ventilation_circulation, Miscellaneous | US Energy Information Administration, 2018 Commercial Buildings Energy Consumption Survey | Commercial
Demand Controlled Ventilation |  |  |  |  | sqft | 33805 | Average Premise Area, Miscellaneous | US Energy Information Administration, 2018 Commercial Buildings Energy Consumption Survey | Commercial
Demand Controlled Ventilation |  |  |  |  | eui_ventilation_circulation | 2.72 | Energy Use Intensity_ventilation_circulation, Offices | US Energy Information Administration, 2018 Commercial Buildings Energy Consumption Survey | Commercial
Demand Controlled Ventilation |  |  |  |  | sqft | 17724 | Average Premise Area, Offices | US Energy Information Administration, 2018 Commercial Buildings Energy Consumption Survey | Commercial
Demand Controlled Ventilation |  |  |  |  | eui_ventilation_circulation | 5.58 | Energy Use Intensity_ventilation_circulation, Restaurants | US Energy Information Administration, 2018 Commercial Buildings Energy Consumption Survey | Commercial
Demand Controlled Ventilation |  |  |  |  | sqft | 4990 | Average Premise Area, Restaurants | US Energy Information Administration, 2018 Commercial Buildings Energy Consumption Survey | Commercial
Demand Controlled Ventilation |  |  |  |  | eui_ventilation_circulation | 2.21 | Energy Use Intensity_ventilation_circulation, Retail | US Energy Information Administration, 2018 Commercial Buildings Energy Consumption Survey | Commercial
Demand Controlled Ventilation |  |  |  |  | sqft | 23334 | Average Premise Area, Retail | US Energy Information Administration, 2018 Commercial Buildings Energy Consumption Survey | Commercial
Demand Controlled Ventilation |  |  |  |  | eui_ventilation_circulation | 1.33 | Energy Use Intensity_ventilation_circulation, Schools K-12 | US Energy Information Administration, 2018 Commercial Buildings Energy Consumption Survey | Commercial
Demand Controlled Ventilation |  |  |  |  | sqft | 33114 | Average Premise Area, Schools k-12 | US Energy Information Administration, 2018 Commercial Buildings Energy Consumption Survey | Commercial
Demand Controlled Ventilation |  |  |  |  | eui_ventilation_circulation | 0.24 | Energy Use Intensity_ventilation_circulation, Warehouse | US Energy Information Administration, 2018 Commercial Buildings Energy Consumption Survey | Commercial
Demand Controlled Ventilation |  |  |  |  | sqft | 19802 | Average Premise Area, Warehouse | US Energy Information Administration, 2018 Commercial Buildings Energy Consumption Survey | Commercial
Demand Controlled Ventilation |  |  |  |  | svge | 451.0625 | Demand Controlled Ventilation Energy Savings Factor (SVGE) - kWh per 1000 ft2 | Illinois 2015 Statewide Technical Reference Manual, Section 4.4.19 | Commercial
Demand Defrost | Demand Defrost | Refrigeration | eui_refrigeration*sqft*(1-svge) | eui_refrigeration*sqft | sqft | 15585 | Average Premise Area, Assembly | US Energy Information Administration, 2018 Commercial Buildings Energy Consumption Survey | Commercial
Demand Defrost |  |  |  |  | eui_refrigeration | 0.58 | Energy Use Intensity_refrigeration, Assembly | US Energy Information Administration, 2018 Commercial Buildings Energy Consumption Survey | Commercial
Demand Defrost |  |  |  |  | sqft | 24388 | Average Premise Area, College and University | US Energy Information Administration, 2018 Commercial Buildings Energy Consumption Survey | Commercial
Demand Defrost |  |  |  |  | eui_refrigeration | 0.33 | Energy Use Intensity_refrigeration, College and University | US Energy Information Administration, 2018 Commercial Buildings Energy Consumption Survey | Commercial
Demand Defrost |  |  |  |  | sqft | 104487 | Average Premise Area, Data Center | US Energy Information Administration, 2018 Commercial Buildings Energy Consumption Survey | Commercial
Demand Defrost |  |  |  |  | eui_refrigeration | 1.05 | Energy Use Intensity_refrigeration, Data Center | US Energy Information Administration, 2018 Commercial Buildings Energy Consumption Survey | Commercial
Demand Defrost |  |  |  |  | sqft | 2663 | Average Premise Area, Grocery | US Energy Information Administration, 2018 Commercial Buildings Energy Consumption Survey | Commercial
Demand Defrost |  |  |  |  | eui_refrigeration | 32.05 | Energy Use Intensity_refrigeration, Grocery | US Energy Information Administration, 2018 Commercial Buildings Energy Consumption Survey | Commercial
Demand Defrost |  |  |  |  | sqft | 9531 | Average Premise Area, Healthcare | US Energy Information Administration, 2018 Commercial Buildings Energy Consumption Survey | Commercial
Demand Defrost |  |  |  |  | eui_refrigeration | 0.38 | Energy Use Intensity_refrigeration, Healthcare | US Energy Information Administration, 2018 Commercial Buildings Energy Consumption Survey | Commercial
Demand Defrost |  |  |  |  | eui_refrigeration | 1.49 | Energy Use Intensity_refrigeration, Hospitals | US Energy Information Administration, 2018 Commercial Buildings Energy Consumption Survey | Commercial
Demand Defrost |  |  |  |  | sqft | 188543 | Average Premise Area, Hospitals | US Energy Information Administration, 2018 Commercial Buildings Energy Consumption Survey | Commercial
Demand Defrost |  |  |  |  | sqft | 12448 | Average Premise Area, Institutional | US Energy Information Administration, 2018 Commercial Buildings Energy Consumption Survey | Commercial
Demand Defrost |  |  |  |  | eui_refrigeration | 0.48 | Energy Use Intensity_refrigeration, Institutional | US Energy Information Administration, 2018 Commercial Buildings Energy Consumption Survey | Commercial
Demand Defrost |  |  |  |  | eui_refrigeration | 2.23 | Energy Use Intensity_refrigeration, Lodging/Hospitality | US Energy Information Administration, 2018 Commercial Buildings Energy Consumption Survey | Commercial
Demand Defrost |  |  |  |  | sqft | 43432 | Average Premise Area, Lodging/Hospitality | US Energy Information Administration, 2018 Commercial Buildings Energy Consumption Survey | Commercial
Demand Defrost |  |  |  |  | eui_refrigeration | 0.01 | Energy Use Intensity_refrigeration, Miscellaneous | US Energy Information Administration, 2018 Commercial Buildings Energy Consumption Survey | Commercial
Demand Defrost |  |  |  |  | sqft | 33805 | Average Premise Area, Miscellaneous | US Energy Information Administration, 2018 Commercial Buildings Energy Consumption Survey | Commercial
Demand Defrost |  |  |  |  | eui_refrigeration | 0.52 | Energy Use Intensity_refrigeration, Offcies | US Energy Information Administration, 2018 Commercial Buildings Energy Consumption Survey | Commercial
Demand Defrost |  |  |  |  | sqft | 17724 | Average Premise Area, Offices | US Energy Information Administration, 2018 Commercial Buildings Energy Consumption Survey | Commercial
Demand Defrost |  |  |  |  | eui_refrigeration | 13.25 | Energy Use Intensity_refrigeration, Restaurants | US Energy Information Administration, 2018 Commercial Buildings Energy Consumption Survey | Commercial
Demand Defrost |  |  |  |  | sqft | 4990 | Average Premise Area, Restaurants | US Energy Information Administration, 2018 Commercial Buildings Energy Consumption Survey | Commercial
Demand Defrost |  |  |  |  | eui_refrigeration | 2.36 | Energy Use Intensity_refrigeration, Retail | US Energy Information Administration, 2018 Commercial Buildings Energy Consumption Survey | Commercial
Demand Defrost |  |  |  |  | sqft | 23334 | Average Premise Area, Retail | US Energy Information Administration, 2018 Commercial Buildings Energy Consumption Survey | Commercial
Demand Defrost |  |  |  |  | eui_refrigeration | 0.29 | Energy Use Intensity_refrigeration, Schools K-12 | US Energy Information Administration, 2018 Commercial Buildings Energy Consumption Survey | Commercial
Demand Defrost |  |  |  |  | sqft | 33114 | Average Premise Area, Schools k-12 | US Energy Information Administration, 2018 Commercial Buildings Energy Consumption Survey | Commercial
Demand Defrost |  |  |  |  | sqft | 19802 | Average Premise Area, Warehouse | US Energy Information Administration, 2018 Commercial Buildings Energy Consumption Survey | Commercial
Demand Defrost |  |  |  |  | eui_refrigeration | 0.14 | Energy Use Intensity_refrigeration, Warehouse | US Energy Information Administration, 2018 Commercial Buildings Energy Consumption Survey | Commercial
Demand Defrost |  |  |  |  | svge | 0.3 | Demand Defrost Energy Savings Factor (SVGE) | Efficiency Vermont TRM 3/16/2015, Measure Number I-E-15-a | Commercial
Destratification Fans | Destratification Fans | Space Heating | weff/1000*hou | wbase/1000*hou | wbase | 5555 | Wattage of Conventional Fan | Pennsylvania 2016 Statewide TRM, Section 4.1.5, Table 4-9 | Commercial
Destratification Fans |  |  |  |  | weff | 940 | Wattage of Efficient High Volume Low Speed Fan | Pennsylvania 2016 Statewide TRM, Section 4.1.5, Table 4-9 | Commercial
Destratification Fans |  |  |  |  | hou | 2078 | High Volume Low Speed Fan Hours of Operation | Pennsylvania 2016 Statewide TRM, Section 4.1.5, Table 4-10 | Commercial
Door Gasket (Cooler) | Door Gasket (Cooler) | Refrigeration | energyeff*days*(1-timedoor) | energybase*days*(1-timedoor) | days | 365 | days per year |  | Commercial
Door Gasket (Cooler) |  |  |  |  | timedoor | 0.09 | Estimated Refrigerated Case Door Open Time (TIMEDOOR) | Regional Technical Forum, Commercial: Grocery - Door Gasket Replacement V1.4 | Commercial
Door Gasket (Cooler) |  |  |  |  | energyeff | 14.61 | Efficient Medium-Temp Refrigerated Case Energy Consumption (ENERGYEFF) | Regional Technical Forum, Commercial: Grocery - Door Gasket Replacement V1.4 | Commercial
Door Gasket (Cooler) |  |  |  |  | energybase | 15.08 | Baseline Medium-Temp Refrigerated Case Energy Consumption (ENERGYBASE) | Regional Technical Forum, Commercial: Grocery - Door Gasket Replacement V1.4 | Commercial
Door Gasket (Freezer) | Door Gasket (Freezer) | Refrigeration | energyeff*days*(1-timedoor) | energybase*days*(1-timedoor) | days | 365 | days per year |  | Commercial
Door Gasket (Freezer) |  |  |  |  | timedoor | 0.09 | Estimated Refrigerated Case Door Open Time (TIMEDOOR) | Regional Technical Forum, Commercial: Grocery - Door Gasket Replacement V1.4 | Commercial
Door Gasket (Freezer) |  |  |  |  | energyeff | 14.61 | Efficient Medium-Temp Refrigerated Case Energy Consumption (ENERGYEFF) | Regional Technical Forum, Commercial: Grocery - Door Gasket Replacement V1.4 | Commercial
Door Gasket (Freezer) |  |  |  |  | energybase | 15.08 | Baseline Medium-Temp Refrigerated Case Energy Consumption (ENERGYBASE) | Regional Technical Forum, Commercial: Grocery - Door Gasket Replacement V1.4 | Commercial
Drain water heat recovery | Drain water heat recovery | Domestic Hot Water | (hw*density*(hot_wtr_temp-cold_wtr_temp))/dhw_base/btu_kwh*(1-svge) | (hw*density*(hot_wtr_temp-cold_wtr_temp))/dhw_base/btu_kwh | btu_kwh | 3412 | BTUs per kilowatt hour |  | Commercial
Drain water heat recovery |  |  |  |  | hw | 54750 | Annual Gallons of Hot Water Use, Assembly | Indiana TRM Version 2.1, July 15, 2015 | Commercial
Drain water heat recovery |  |  |  |  | hw | 1259250 | Annual Gallons of Hot Water Use, College and University | Indiana TRM Version 2.1, July 15, 2015 | Commercial
Drain water heat recovery |  |  |  |  | hw | 109500 | Annual Gallons of Hot Water Use, Data Center | Pennsylvania 2016 Statewide TRM, Section 3.4.1, Table 3-69 | Commercial
Drain water heat recovery |  |  |  |  | hw | 73000 | Annual Gallons of Hot Water Use, Grocery | Indiana TRM Version 2.1, July 15, 2015 | Commercial
Drain water heat recovery |  |  |  |  | hw | 2208250 | Annual Gallons of Hot Water Use, Healthcare | Indiana TRM Version 2.1, July 15, 2015 | Commercial
Drain water heat recovery |  |  |  |  | hw | 4380000 | Annual Gallons of Hot Water Use, Hospitals | Indiana TRM Version 2.1, July 15, 2015 | Commercial
Drain water heat recovery |  |  |  |  | hw | 525600 | Annual Gallons of Hot Water Use, Institutional | Indiana TRM Version 2.1, July 15, 2015 | Commercial
Drain water heat recovery |  |  |  |  | hw | 3285000 | Annual Gallons of Hot Water Use, Lodging/Hospitality | Indiana TRM Version 2.1, July 15, 2015 | Commercial
Drain water heat recovery |  |  |  |  | hw | 456250 | Annual Gallons of Hot Water Use, Miscellaneous | Pennsylvania 2016 Statewide TRM, Section 3.4.1, Table 3-69 | Commercial
Drain water heat recovery |  |  |  |  | hw | 182500 | Annual Gallons of Hot Water Use, Offices | Indiana TRM Version 2.1, July 15, 2015 | Commercial
Drain water heat recovery |  |  |  |  | hw | 325215 | Annual Gallons of Hot Water Use, Restaurants | Indiana TRM Version 2.1, July 15, 2015 | Commercial
Drain water heat recovery |  |  |  |  | hw | 22813 | Annual Gallons of Hot Water Use, Retail | Indiana TRM Version 2.1, July 15, 2015 | Commercial
Drain water heat recovery |  |  |  |  | hw | 109500 | Annual Gallons of Hot Water Use, Schools K-12 | Indiana TRM Version 2.1, July 15, 2015 | Commercial
Drain water heat recovery |  |  |  |  | hw | 36500 | Annual Gallons of Hot Water Use, Warehouse | Indiana TRM Version 2.1, July 15, 2015 | Commercial
Drain water heat recovery |  |  |  |  | density | 8.3 | Density of water in pounds per gallon | Wisconsin 2020 Technical Reference Manual | Commercial
Drain water heat recovery |  |  |  |  | hot_wtr_temp | 125 | Temperature of Hot Water Heater | Illinois TRM, Version 10.0,Volume 3: Residential Measures, Section 5.4.3 | Commercial
Drain water heat recovery |  |  |  |  | cold_wtr_temp | 74 | FL Zone 2, Temperature of Cold Water | FSEC Solar Water Heater Calculator, http://www.fsec.ucf.edu/en/consumer/solar_hot_water/homes/calculator/SHW-calculator_simple.xls | Commercial
Drain water heat recovery |  |  |  |  | svge | 0.1564 | Drain Water Heat Recovery Energy Savings Factor (SVGE) | savings factor: IL TRM v9, 5.4.11; shower percentage of HH HW use: https://www.circleofblue.org/wp-content/uploads/2016/04/WRF_REU2016.pdf | Commercial
Drain water heat recovery |  |  |  |  | dhw_base | 0.9207 | Residential Electric Storage Water Heaters baseline UEF | IL TRM v10.0, section 5.4.3 | Commercial
Dual Enthalpy Economizer | Dual Enthalpy Economizer | Ventilation and Circulation | eui_space_cooling*sqft*12/eer*(1-svge) | eui_space_cooling*sqft*12/eer | sqft | 15585 | Average Premise Area, Assembly | US Energy Information Administration, 2018 Commercial Buildings Energy Consumption Survey | Commercial
Dual Enthalpy Economizer |  |  |  |  | eui_space_cooling | 8.01 | Energy Use Intensity_space_cooling, Assembly | US Energy Information Administration, 2018 Commercial Buildings Energy Consumption Survey | Commercial
Dual Enthalpy Economizer |  |  |  |  | eer | 9.2 | Average HVAC Efficiency by Building Type, Assembly | Pennsylvania Statewide Act 129 2014 Baseline and End-Use Study Report | Commercial
Dual Enthalpy Economizer |  |  |  |  | eui_space_cooling | 2.06 | Energy Use Intensity_space_cooling, College and University | US Energy Information Administration, 2018 Commercial Buildings Energy Consumption Survey | Commercial
Dual Enthalpy Economizer |  |  |  |  | sqft | 24388 | Average Premise Area, College and University | US Energy Information Administration, 2018 Commercial Buildings Energy Consumption Survey | Commercial
Dual Enthalpy Economizer |  |  |  |  | eer | 8.7 | Average HVAC Efficiency by Building Type, College and University | Pennsylvania Statewide Act 129 2014 Baseline and End-Use Study Report | Commercial
Dual Enthalpy Economizer |  |  |  |  | sqft | 104487 | Average Premise Area, Data Center | US Energy Information Administration, 2018 Commercial Buildings Energy Consumption Survey | Commercial
Dual Enthalpy Economizer |  |  |  |  | eui_space_cooling | 2.36 | Energy Use Intensity_space_cooling, Data Center | US Energy Information Administration, 2018 Commercial Buildings Energy Consumption Survey | Commercial
Dual Enthalpy Economizer |  |  |  |  | eer | 10.6 | Average HVAC Efficiency by Building Type, Data Center | Pennsylvania Statewide Act 129 2014 Baseline and End-Use Study Report | Commercial
Dual Enthalpy Economizer |  |  |  |  | eer | 9.2 | Average HVAC Efficiency by Building Type, Grocery | Pennsylvania Statewide Act 129 2014 Baseline and End-Use Study Report | Commercial
Dual Enthalpy Economizer |  |  |  |  | sqft | 2663 | Average Premise Area, Grocery | US Energy Information Administration, 2018 Commercial Buildings Energy Consumption Survey | Commercial
Dual Enthalpy Economizer |  |  |  |  | eui_space_cooling | 3.81 | Energy Use Intensity_space_cooling, Grocery | US Energy Information Administration, 2018 Commercial Buildings Energy Consumption Survey | Commercial
Dual Enthalpy Economizer |  |  |  |  | eui_space_cooling | 2.21 | Energy Use Intensity_space_cooling, Healthcare | US Energy Information Administration, 2018 Commercial Buildings Energy Consumption Survey | Commercial
Dual Enthalpy Economizer |  |  |  |  | eer | 11.3 | Average HVAC Efficiency by Building Type, Healthcare | Pennsylvania Statewide Act 129 2014 Baseline and End-Use Study Report | Commercial
Dual Enthalpy Economizer |  |  |  |  | sqft | 9531 | Average Premise Area, Healthcare | US Energy Information Administration, 2018 Commercial Buildings Energy Consumption Survey | Commercial
Dual Enthalpy Economizer |  |  |  |  | eui_space_cooling | 9.83 | Energy Use Intensity_space_cooling, Hospitals | US Energy Information Administration, 2018 Commercial Buildings Energy Consumption Survey | Commercial
Dual Enthalpy Economizer |  |  |  |  | sqft | 188543 | Average Premise Area, Hospitals | US Energy Information Administration, 2018 Commercial Buildings Energy Consumption Survey | Commercial
Dual Enthalpy Economizer |  |  |  |  | eer | 11.3 | Average HVAC Efficiency by Building Type, Hospitals | Pennsylvania Statewide Act 129 2014 Baseline and End-Use Study Report | Commercial
Dual Enthalpy Economizer |  |  |  |  | eer | 10.6 | Average HVAC Efficiency by Building Type, Institutional | Pennsylvania Statewide Act 129 2014 Baseline and End-Use Study Report | Commercial
Dual Enthalpy Economizer |  |  |  |  | sqft | 12448 | Average Premise Area, Institutional | US Energy Information Administration, 2018 Commercial Buildings Energy Consumption Survey | Commercial
Dual Enthalpy Economizer |  |  |  |  | eui_space_cooling | 1.98 | Energy Use Intensity_space_cooling, Institutional | US Energy Information Administration, 2018 Commercial Buildings Energy Consumption Survey | Commercial
Dual Enthalpy Economizer |  |  |  |  | sqft | 43432 | Average Premise Area, Lodging/Hospitality | US Energy Information Administration, 2018 Commercial Buildings Energy Consumption Survey | Commercial
Dual Enthalpy Economizer |  |  |  |  | eer | 9.2 | Average HVAC Efficiency by Building Type, Lodging/Hospitality | Pennsylvania Statewide Act 129 2014 Baseline and End-Use Study Report | Commercial
Dual Enthalpy Economizer |  |  |  |  | eui_space_cooling | 4.62 | Energy Use Intensity_space_cooling, Lodging/Hospitality | US Energy Information Administration, 2018 Commercial Buildings Energy Consumption Survey | Commercial
Dual Enthalpy Economizer |  |  |  |  | eui_space_cooling | 1.32 | Energy Use Intensity_space_cooling, Miscellaneous | US Energy Information Administration, 2018 Commercial Buildings Energy Consumption Survey | Commercial
Dual Enthalpy Economizer |  |  |  |  | eer | 9.8 | Average HVAC Efficiency by Building Type, Miscellaneous | Pennsylvania Statewide Act 129 2014 Baseline and End-Use Study Report | Commercial
Dual Enthalpy Economizer |  |  |  |  | sqft | 33805 | Average Premise Area, Miscellaneous | US Energy Information Administration, 2018 Commercial Buildings Energy Consumption Survey | Commercial
Dual Enthalpy Economizer |  |  |  |  | eui_space_cooling | 3.19 | Energy Use Intensity_space_cooling, Offices | US Energy Information Administration, 2018 Commercial Buildings Energy Consumption Survey | Commercial
Dual Enthalpy Economizer |  |  |  |  | sqft | 17724 | Average Premise Area, Offices | US Energy Information Administration, 2018 Commercial Buildings Energy Consumption Survey | Commercial
Dual Enthalpy Economizer |  |  |  |  | eer | 10.6 | Average HVAC Efficiency by Building Type, Offices | Pennsylvania Statewide Act 129 2014 Baseline and End-Use Study Report | Commercial
Dual Enthalpy Economizer |  |  |  |  | eui_space_cooling | 9.72 | Energy Use Intensity_space_cooling, Restaurants | US Energy Information Administration, 2018 Commercial Buildings Energy Consumption Survey | Commercial
Dual Enthalpy Economizer |  |  |  |  | eer | 9.3 | Average HVAC Efficiency by Building Type, Restaurants | Pennsylvania Statewide Act 129 2014 Baseline and End-Use Study Report | Commercial
Dual Enthalpy Economizer |  |  |  |  | sqft | 4990 | Average Premise Area, Restaurants | US Energy Information Administration, 2018 Commercial Buildings Energy Consumption Survey | Commercial
Dual Enthalpy Economizer |  |  |  |  | eer | 8.3 | Average HVAC Efficiency by Building Type, Retail | Pennsylvania Statewide Act 129 2014 Baseline and End-Use Study Report | Commercial
Dual Enthalpy Economizer |  |  |  |  | eui_space_cooling | 3.07 | Energy Use Intensity_space_cooling, Retail | US Energy Information Administration, 2018 Commercial Buildings Energy Consumption Survey | Commercial
Dual Enthalpy Economizer |  |  |  |  | sqft | 23334 | Average Premise Area, Retail | US Energy Information Administration, 2018 Commercial Buildings Energy Consumption Survey | Commercial
Dual Enthalpy Economizer |  |  |  |  | eui_space_cooling | 4.85 | Energy Use Intensity_space_cooling, Schools K-12 | US Energy Information Administration, 2018 Commercial Buildings Energy Consumption Survey | Commercial
Dual Enthalpy Economizer |  |  |  |  | eer | 8.7 | Average HVAC Efficiency by Building Type, Schools K-12 | Pennsylvania Statewide Act 129 2014 Baseline and End-Use Study Report | Commercial
Dual Enthalpy Economizer |  |  |  |  | sqft | 33114 | Average Premise Area, Schools k-12 | US Energy Information Administration, 2018 Commercial Buildings Energy Consumption Survey | Commercial
Dual Enthalpy Economizer |  |  |  |  | eer | 7 | Average HVAC Efficiency by Building Type, Warehouse | Pennsylvania Statewide Act 129 2014 Baseline and End-Use Study Report | Commercial
Dual Enthalpy Economizer |  |  |  |  | sqft | 19802 | Average Premise Area, Warehouse | US Energy Information Administration, 2018 Commercial Buildings Energy Consumption Survey | Commercial
Dual Enthalpy Economizer |  |  |  |  | eui_space_cooling | 0.98 | Energy Use Intensity_space_cooling, Warehouse | US Energy Information Administration, 2018 Commercial Buildings Energy Consumption Survey | Commercial
Dual Enthalpy Economizer |  |  |  |  | sqft | 1257 | Average mobile home square footage | 2020 RECS Survey Data, Table HC10.12 Average square footage of South homes, 2020 | Commercial
Dual Enthalpy Economizer |  |  |  |  | svge | 0.002 | Dual Enthalpy Economizer Energy Savings Factor (SVGE) | Pennsylvania 2019-2020 Statewide TRM, Section 3.2.9 | Commercial
Duct Insulation | Duct Insulation | Space Cooling; Space Heating | X_cool * (eui_space_cooling*sqft)*(1-svge) + X_heat * (eui_space_heating*sqft)*(1-svge) | X_cool * (eui_space_cooling*sqft) + X_heat * (eui_space_heating*sqft) | eui_space_heating | 1.02 | Energy Use Intensity_space_heating, Assembly | US Energy Information Administration, 2018 Commercial Buildings Energy Consumption Survey | Commercial
Duct Insulation |  |  |  |  | sqft | 15585 | Average Premise Area, Assembly | US Energy Information Administration, 2018 Commercial Buildings Energy Consumption Survey | Commercial
Duct Insulation |  |  |  |  | eui_space_cooling | 8.01 | Energy Use Intensity_space_cooling, Assembly | US Energy Information Administration, 2018 Commercial Buildings Energy Consumption Survey | Commercial
Duct Insulation |  |  |  |  | eui_space_heating | 0.32 | Energy Use Intensity_space_heating, College and University | US Energy Information Administration, 2018 Commercial Buildings Energy Consumption Survey | Commercial
Duct Insulation |  |  |  |  | eui_space_cooling | 2.06 | Energy Use Intensity_space_cooling, College and University | US Energy Information Administration, 2018 Commercial Buildings Energy Consumption Survey | Commercial
Duct Insulation |  |  |  |  | sqft | 24388 | Average Premise Area, College and University | US Energy Information Administration, 2018 Commercial Buildings Energy Consumption Survey | Commercial
Duct Insulation |  |  |  |  | sqft | 104487 | Average Premise Area, Data Center | US Energy Information Administration, 2018 Commercial Buildings Energy Consumption Survey | Commercial
Duct Insulation |  |  |  |  | eui_space_heating | 0.57 | Energy Use Intensity_space_heating, Data Center | US Energy Information Administration, 2018 Commercial Buildings Energy Consumption Survey | Commercial
Duct Insulation |  |  |  |  | eui_space_cooling | 2.36 | Energy Use Intensity_space_cooling, Data Center | US Energy Information Administration, 2018 Commercial Buildings Energy Consumption Survey | Commercial
Duct Insulation |  |  |  |  | eui_space_heating | 2.59 | Energy Use Intensity_space_heating, Grocery | US Energy Information Administration, 2018 Commercial Buildings Energy Consumption Survey | Commercial
Duct Insulation |  |  |  |  | sqft | 2663 | Average Premise Area, Grocery | US Energy Information Administration, 2018 Commercial Buildings Energy Consumption Survey | Commercial
Duct Insulation |  |  |  |  | eui_space_cooling | 3.81 | Energy Use Intensity_space_cooling, Grocery | US Energy Information Administration, 2018 Commercial Buildings Energy Consumption Survey | Commercial
Duct Insulation |  |  |  |  | eui_space_heating | 1.12 | Energy Use Intensity_space_heating, Healthcare | US Energy Information Administration, 2018 Commercial Buildings Energy Consumption Survey | Commercial
Duct Insulation |  |  |  |  | eui_space_cooling | 2.21 | Energy Use Intensity_space_cooling, Healthcare | US Energy Information Administration, 2018 Commercial Buildings Energy Consumption Survey | Commercial
Duct Insulation |  |  |  |  | sqft | 9531 | Average Premise Area, Healthcare | US Energy Information Administration, 2018 Commercial Buildings Energy Consumption Survey | Commercial
Duct Insulation |  |  |  |  | eui_space_cooling | 9.83 | Energy Use Intensity_space_cooling, Hospitals | US Energy Information Administration, 2018 Commercial Buildings Energy Consumption Survey | Commercial
Duct Insulation |  |  |  |  | sqft | 188543 | Average Premise Area, Hospitals | US Energy Information Administration, 2018 Commercial Buildings Energy Consumption Survey | Commercial
Duct Insulation |  |  |  |  | eui_space_heating | 1.16 | Energy Use Intensity_space_heating, Hospitals | US Energy Information Administration, 2018 Commercial Buildings Energy Consumption Survey | Commercial
Duct Insulation |  |  |  |  | eui_space_heating | 0.59 | Energy Use Intensity_space_heating, Institutional | US Energy Information Administration, 2018 Commercial Buildings Energy Consumption Survey | Commercial
Duct Insulation |  |  |  |  | sqft | 12448 | Average Premise Area, Institutional | US Energy Information Administration, 2018 Commercial Buildings Energy Consumption Survey | Commercial
Duct Insulation |  |  |  |  | eui_space_cooling | 1.98 | Energy Use Intensity_space_cooling, Institutional | US Energy Information Administration, 2018 Commercial Buildings Energy Consumption Survey | Commercial
Duct Insulation |  |  |  |  | eui_space_heating | 0.53 | Energy Use Intensity_space_heating, Lodging/Hospitality | US Energy Information Administration, 2018 Commercial Buildings Energy Consumption Survey | Commercial
Duct Insulation |  |  |  |  | sqft | 43432 | Average Premise Area, Lodging/Hospitality | US Energy Information Administration, 2018 Commercial Buildings Energy Consumption Survey | Commercial
Duct Insulation |  |  |  |  | eui_space_cooling | 4.62 | Energy Use Intensity_space_cooling, Lodging/Hospitality | US Energy Information Administration, 2018 Commercial Buildings Energy Consumption Survey | Commercial
Duct Insulation |  |  |  |  | eui_space_heating | 0.74 | Energy Use Intensity_space_heating, Miscellaneous | US Energy Information Administration, 2018 Commercial Buildings Energy Consumption Survey | Commercial
Duct Insulation |  |  |  |  | eui_space_cooling | 1.32 | Energy Use Intensity_space_cooling, Miscellaneous | US Energy Information Administration, 2018 Commercial Buildings Energy Consumption Survey | Commercial
Duct Insulation |  |  |  |  | sqft | 33805 | Average Premise Area, Miscellaneous | US Energy Information Administration, 2018 Commercial Buildings Energy Consumption Survey | Commercial
Duct Insulation |  |  |  |  | eui_space_cooling | 3.19 | Energy Use Intensity_space_cooling, Offices | US Energy Information Administration, 2018 Commercial Buildings Energy Consumption Survey | Commercial
Duct Insulation |  |  |  |  | sqft | 17724 | Average Premise Area, Offices | US Energy Information Administration, 2018 Commercial Buildings Energy Consumption Survey | Commercial
Duct Insulation |  |  |  |  | eui_space_heating | 1.62 | Energy Use Intensity_space_heating, Offices | US Energy Information Administration, 2018 Commercial Buildings Energy Consumption Survey | Commercial
Duct Insulation |  |  |  |  | eui_space_cooling | 9.72 | Energy Use Intensity_space_cooling, Restaurants | US Energy Information Administration, 2018 Commercial Buildings Energy Consumption Survey | Commercial
Duct Insulation |  |  |  |  | sqft | 4990 | Average Premise Area, Restaurants | US Energy Information Administration, 2018 Commercial Buildings Energy Consumption Survey | Commercial
Duct Insulation |  |  |  |  | eui_space_heating | 3.55 | Energy Use Intensity_space_heating, Restaurants | US Energy Information Administration, 2018 Commercial Buildings Energy Consumption Survey | Commercial
Duct Insulation |  |  |  |  | eui_space_heating | 1.09 | Energy Use Intensity_space_heating, Retail | US Energy Information Administration, 2018 Commercial Buildings Energy Consumption Survey | Commercial
Duct Insulation |  |  |  |  | eui_space_cooling | 3.07 | Energy Use Intensity_space_cooling, Retail | US Energy Information Administration, 2018 Commercial Buildings Energy Consumption Survey | Commercial
Duct Insulation |  |  |  |  | sqft | 23334 | Average Premise Area, Retail | US Energy Information Administration, 2018 Commercial Buildings Energy Consumption Survey | Commercial
Duct Insulation |  |  |  |  | eui_space_cooling | 4.85 | Energy Use Intensity_space_cooling, Schools K-12 | US Energy Information Administration, 2018 Commercial Buildings Energy Consumption Survey | Commercial
Duct Insulation |  |  |  |  | eui_space_heating | 1.51 | Energy Use Intensity_space_heating, Schools K-12 | US Energy Information Administration, 2018 Commercial Buildings Energy Consumption Survey | Commercial
Duct Insulation |  |  |  |  | sqft | 33114 | Average Premise Area, Schools k-12 | US Energy Information Administration, 2018 Commercial Buildings Energy Consumption Survey | Commercial
Duct Insulation |  |  |  |  | sqft | 19802 | Average Premise Area, Warehouse | US Energy Information Administration, 2018 Commercial Buildings Energy Consumption Survey | Commercial
Duct Insulation |  |  |  |  | eui_space_heating | 0.43 | Energy Use Intensity_space_heating, Warehouse | US Energy Information Administration, 2018 Commercial Buildings Energy Consumption Survey | Commercial
Duct Insulation |  |  |  |  | eui_space_cooling | 0.98 | Energy Use Intensity_space_cooling, Warehouse | US Energy Information Administration, 2018 Commercial Buildings Energy Consumption Survey | Commercial
Duct Insulation |  |  |  |  | svge | 0.02 | Savings percentage for duct insulation | Pennsylvania Public Utility Commission, Energy Efficiency Potential Study for Pennsylvania Final Report, 2015, Appendix D | Commercial
Duct Insulation |  |  |  |  | X_cool | 1 | multiplier for space cooling |  | Commercial
Duct Insulation |  |  |  |  | X_heat | 0 | multiplier for space heating |  | Commercial
Duct Insulation |  |  |  |  | X_cool | 0 | multiplier for space cooling |  | Commercial
Duct Insulation |  |  |  |  | X_heat | 1 | multiplier for space heating |  | Commercial
Ductless Mini-Split AC | Ductless Mini-Split AC | Space Cooling | ton*eflhcool*(12/seereff) | ton*eflhcool*(12/iecc_eff_seer) | eflhcool | 1124 | Equivalent Full Load Hours of operation during the cooling season for the average unit, Assembly | Texas PUC TRM, v5; adjusted for FL CDD/HDD | Commercial
Ductless Mini-Split AC |  |  |  |  | seereff | 16 | Air Source Heat Pump, <65,000 BTU, Efficient SEER (SEEREFF) | Measure Definition | Commercial
Ductless Mini-Split AC |  |  |  |  | eflhcool | 1247 | Equivalent Full Load Hours of operation during the cooling season for the average unit, College and University | Texas PUC TRM, v5; adjusted for FL CDD/HDD | Commercial
Ductless Mini-Split AC |  |  |  |  | eflhcool | 2317 | Equivalent Full Load Hours of operation during the cooling season for the average unit, Data Center | Texas PUC TRM, v5; adjusted for FL CDD/HDD, hospital as proxy | Commercial
Ductless Mini-Split AC |  |  |  |  | eflhcool | 621 | Equivalent Full Load Hours of operation during the cooling season for the average unit, Grocery | Texas PUC TRM, v5; adjusted for FL CDD/HDD | Commercial
Ductless Mini-Split AC |  |  |  |  | eflhcool | 2446 | Equivalent Full Load Hours of operation during the cooling season for the average unit, Healthcare | Texas PUC TRM, v5; adjusted for FL CDD/HDD | Commercial
Ductless Mini-Split AC |  |  |  |  | eflhcool | 2317 | Equivalent Full Load Hours of operation during the cooling season for the average unit, Hospitals | Texas PUC TRM, v5; adjusted for FL CDD/HDD | Commercial
Ductless Mini-Split AC |  |  |  |  | eflhcool | 607 | Equivalent Full Load Hours of operation during the cooling season for the average unit, Institutional | Texas PUC TRM, v5; adjusted for FL CDD/HDD | Commercial
Ductless Mini-Split AC |  |  |  |  | eflhcool | 1857 | Equivalent Full Load Hours of operation during the cooling season for the average unit, Lodging/Hospitality | Texas PUC TRM, v5; adjusted for FL CDD/HDD | Commercial
Ductless Mini-Split AC |  |  |  |  | eflhcool | 628 | Equivalent Full Load Hours of operation during the cooling season for the average unit, Miscellaneous | Texas PUC TRM, v5; adjusted for FL CDD/HDD | Commercial
Ductless Mini-Split AC |  |  |  |  | eflhcool | 1265 | Equivalent Full Load Hours of operation during the cooling season for the average unit, Offices | Texas PUC TRM, v5; adjusted for FL CDD/HDD | Commercial
Ductless Mini-Split AC |  |  |  |  | eflhcool | 1822 | Equivalent Full Load Hours of operation during the cooling season for the average unit, Restaurants | Texas PUC TRM, v5; adjusted for FL CDD/HDD | Commercial
Ductless Mini-Split AC |  |  |  |  | eflhcool | 1428 | Equivalent Full Load Hours of operation during the cooling season for the average unit, Retail | Texas PUC TRM, v5; adjusted for FL CDD/HDD | Commercial
Ductless Mini-Split AC |  |  |  |  | eflhcool | 1241 | Equivalent Full Load Hours of operation during the cooling season for the average unit, Schools K-12 | Texas PUC TRM, v5; adjusted for FL CDD/HDD | Commercial
Ductless Mini-Split AC |  |  |  |  | eflhcool | 273 | Equivalent Full Load Hours of operation during the cooling season for the average unit, Warehouse | Texas PUC TRM, v5; adjusted for FL CDD/HDD | Commercial
Ductless Mini-Split AC |  |  |  |  | iecc_eff_seer | 14 | Minimum efficiency requirements for air-cooled (cooling mode) products |  | Commercial
Ductless Mini-Split AC |  |  |  |  | ton | 4 | Capacity (TONS) | Measure Definition | Commercial
Ductless Mini-Split HP | Ductless Mini-Split HP | Space Cooling; Space Heating | X_cool * (ton*eflhcool*(12/seereff)) + X_heat * (ton*eflhheat*(12/eff_hspf)) | X_cool * (ton*eflhcool*(12/iecc_eff_seer)) + X_heat * (ton*eflhheat*(12/hspfbase)) | eflhcool | 1124 | Equivalent Full Load Hours of operation during the cooling season for the average unit, Assembly | Texas PUC TRM, v5; adjusted for FL CDD/HDD | Commercial
Ductless Mini-Split HP |  |  |  |  | eflhheat | 141 | Equivalent Full Load Hours of operation during the heating season for the average unit, Assembly | Texas PUC TRM, v5; adjusted for FL CDD/HDD | Commercial
Ductless Mini-Split HP |  |  |  |  | eflhcool | 1247 | Equivalent Full Load Hours of operation during the cooling season for the average unit, College and University | Texas PUC TRM, v5; adjusted for FL CDD/HDD | Commercial
Ductless Mini-Split HP |  |  |  |  | eflhheat | 141 | Equivalent Full Load Hours of operation during the heating season for the average unit, College and University | Texas PUC TRM, v5; adjusted for FL CDD/HDD | Commercial
Ductless Mini-Split HP |  |  |  |  | eflhheat | 251 | Equivalent Full Load Hours of operation during the heating season for the average unit, Data Center | Texas PUC TRM, v5; adjusted for FL CDD/HDD, hospital as proxy | Commercial
Ductless Mini-Split HP |  |  |  |  | eflhcool | 2317 | Equivalent Full Load Hours of operation during the cooling season for the average unit, Data Center | Texas PUC TRM, v5; adjusted for FL CDD/HDD, hospital as proxy | Commercial
Ductless Mini-Split HP |  |  |  |  | eflhcool | 621 | Equivalent Full Load Hours of operation during the cooling season for the average unit, Grocery | Texas PUC TRM, v5; adjusted for FL CDD/HDD | Commercial
Ductless Mini-Split HP |  |  |  |  | eflhheat | 242 | Equivalent Full Load Hours of operation during the heating season for the average unit, Grocery | Texas PUC TRM, v5; adjusted for FL CDD/HDD | Commercial
Ductless Mini-Split HP |  |  |  |  | eflhheat | 220 | Equivalent Full Load Hours of operation during the heating season for the average unit, Healthcare | Texas PUC TRM, v5; adjusted for FL CDD/HDD | Commercial
Ductless Mini-Split HP |  |  |  |  | eflhcool | 2446 | Equivalent Full Load Hours of operation during the cooling season for the average unit, Healthcare | Texas PUC TRM, v5; adjusted for FL CDD/HDD | Commercial
Ductless Mini-Split HP |  |  |  |  | eflhcool | 2317 | Equivalent Full Load Hours of operation during the cooling season for the average unit, Hospitals | Texas PUC TRM, v5; adjusted for FL CDD/HDD | Commercial
Ductless Mini-Split HP |  |  |  |  | eflhheat | 251 | Equivalent Full Load Hours of operation during the heating season for the average unit, Hospitals | Texas PUC TRM, v5; adjusted for FL CDD/HDD | Commercial
Ductless Mini-Split HP |  |  |  |  | eflhheat | 123 | Equivalent Full Load Hours of operation during the heating season for the average unit, Institutional | Texas PUC TRM, v5; adjusted for FL CDD/HDD | Commercial
Ductless Mini-Split HP |  |  |  |  | eflhcool | 607 | Equivalent Full Load Hours of operation during the cooling season for the average unit, Institutional | Texas PUC TRM, v5; adjusted for FL CDD/HDD | Commercial
Ductless Mini-Split HP |  |  |  |  | eflhcool | 1857 | Equivalent Full Load Hours of operation during the cooling season for the average unit, Lodging/Hospitality | Texas PUC TRM, v5; adjusted for FL CDD/HDD | Commercial
Ductless Mini-Split HP |  |  |  |  | eflhheat | 148 | Equivalent Full Load Hours of operation during the heating season for the average unit, Lodging/Hospitality | Texas PUC TRM, v5; adjusted for FL CDD/HDD | Commercial
Ductless Mini-Split HP |  |  |  |  | eflhcool | 628 | Equivalent Full Load Hours of operation during the cooling season for the average unit, Miscellaneous | Texas PUC TRM, v5; adjusted for FL CDD/HDD | Commercial
Ductless Mini-Split HP |  |  |  |  | eflhheat | 78 | Equivalent Full Load Hours of operation during the heating season for the average unit, Miscellaneous | Texas PUC TRM, v5; adjusted for FL CDD/HDD | Commercial
Ductless Mini-Split HP |  |  |  |  | eflhheat | 82 | Equivalent Full Load Hours of operation during the heating season for the average unit, Offices | Texas PUC TRM, v5; adjusted for FL CDD/HDD | Commercial
Ductless Mini-Split HP |  |  |  |  | eflhcool | 1265 | Equivalent Full Load Hours of operation during the cooling season for the average unit, Offices | Texas PUC TRM, v5; adjusted for FL CDD/HDD | Commercial
Ductless Mini-Split HP |  |  |  |  | eflhheat | 518 | Equivalent Full Load Hours of operation during the heating season for the average unit, Restaurants | Texas PUC TRM, v5; adjusted for FL CDD/HDD | Commercial
Ductless Mini-Split HP |  |  |  |  | eflhcool | 1822 | Equivalent Full Load Hours of operation during the cooling season for the average unit, Restaurants | Texas PUC TRM, v5; adjusted for FL CDD/HDD | Commercial
Ductless Mini-Split HP |  |  |  |  | eflhheat | 325 | Equivalent Full Load Hours of operation during the heating season for the average unit, Retail | Texas PUC TRM, v5; adjusted for FL CDD/HDD | Commercial
Ductless Mini-Split HP |  |  |  |  | eflhcool | 1428 | Equivalent Full Load Hours of operation during the cooling season for the average unit, Retail | Texas PUC TRM, v5; adjusted for FL CDD/HDD | Commercial
Ductless Mini-Split HP |  |  |  |  | eflhheat | 299 | Equivalent Full Load Hours of operation during the heating season for the average unit, Schools K-12 | Texas PUC TRM, v5; adjusted for FL CDD/HDD | Commercial
Ductless Mini-Split HP |  |  |  |  | eflhcool | 1241 | Equivalent Full Load Hours of operation during the cooling season for the average unit, Schools K-12 | Texas PUC TRM, v5; adjusted for FL CDD/HDD | Commercial
Ductless Mini-Split HP |  |  |  |  | eflhheat | 78 | Equivalent Full Load Hours of operation during the heating season for the average unit, Warehouse | Texas PUC TRM, v5; adjusted for FL CDD/HDD | Commercial
Ductless Mini-Split HP |  |  |  |  | eflhcool | 273 | Equivalent Full Load Hours of operation during the cooling season for the average unit, Warehouse | Texas PUC TRM, v5; adjusted for FL CDD/HDD | Commercial
Ductless Mini-Split HP |  |  |  |  | ton | 4 | Capacity | Measure Definition | Commercial
Ductless Mini-Split HP |  |  |  |  | hspfbase | 8.8 | Measure Definition | Measure Definition, https://www.seer2.com/region-southeast.html | Commercial
Ductless Mini-Split HP |  |  |  |  | iecc_eff_seer | 14 | Minimum efficiency requirements for air-cooled (cooling mode) products |  | Commercial
Ductless Mini-Split HP |  |  |  |  | seereff | 16 | Air Source Heat Pump, <65,000 BTU, Efficient SEER | Measure Definition | Commercial
Ductless Mini-Split HP |  |  |  |  | eff_hspf | 9 | Measure space heating HSPF value | Measure Definition | Commercial
Ductless Mini-Split HP |  |  |  |  | X_cool | 1 | multiplier for space cooling |  | Commercial
Ductless Mini-Split HP |  |  |  |  | X_heat | 0 | multiplier for space heating |  | Commercial
Ductless Mini-Split HP |  |  |  |  | X_cool | 0 | multiplier for space cooling |  | Commercial
Ductless Mini-Split HP |  |  |  |  | X_heat | 1 | multiplier for space heating |  | Commercial
DX Coil Cleaning | DX Coil Cleaning | Space Cooling | ton*eflhcool*12*(1/ptac_eerbase)-(ton*(12000/1000)*eflhcool*(1/ptac_eerbase)*percent_impr) | ton*eflhcool*12*(1/ptac_eerbase) | eflhcool | 1124 | Equivalent Full Load Hours of operation during the cooling season for the average unit, Assembly | Texas PUC TRM, v5; adjusted for FL CDD/HDD | Commercial
DX Coil Cleaning |  |  |  |  | eflhcool | 1247 | Equivalent Full Load Hours of operation during the cooling season for the average unit, College and University | Texas PUC TRM, v5; adjusted for FL CDD/HDD | Commercial
DX Coil Cleaning |  |  |  |  | eflhcool | 2317 | Equivalent Full Load Hours of operation during the cooling season for the average unit, Data Center | Texas PUC TRM, v5; adjusted for FL CDD/HDD, hospital as proxy | Commercial
DX Coil Cleaning |  |  |  |  | eflhcool | 621 | Equivalent Full Load Hours of operation during the cooling season for the average unit, Grocery | Texas PUC TRM, v5; adjusted for FL CDD/HDD | Commercial
DX Coil Cleaning |  |  |  |  | eflhcool | 2446 | Equivalent Full Load Hours of operation during the cooling season for the average unit, Healthcare | Texas PUC TRM, v5; adjusted for FL CDD/HDD | Commercial
DX Coil Cleaning |  |  |  |  | eflhcool | 2317 | Equivalent Full Load Hours of operation during the cooling season for the average unit, Hospitals | Texas PUC TRM, v5; adjusted for FL CDD/HDD | Commercial
DX Coil Cleaning |  |  |  |  | eflhcool | 607 | Equivalent Full Load Hours of operation during the cooling season for the average unit, Institutional | Texas PUC TRM, v5; adjusted for FL CDD/HDD | Commercial
DX Coil Cleaning |  |  |  |  | eflhcool | 1857 | Equivalent Full Load Hours of operation during the cooling season for the average unit, Lodging/Hospitality | Texas PUC TRM, v5; adjusted for FL CDD/HDD | Commercial
DX Coil Cleaning |  |  |  |  | eflhcool | 628 | Equivalent Full Load Hours of operation during the cooling season for the average unit, Miscellaneous | Texas PUC TRM, v5; adjusted for FL CDD/HDD | Commercial
DX Coil Cleaning |  |  |  |  | eflhcool | 1265 | Equivalent Full Load Hours of operation during the cooling season for the average unit, Offices | Texas PUC TRM, v5; adjusted for FL CDD/HDD | Commercial
DX Coil Cleaning |  |  |  |  | eflhcool | 1822 | Equivalent Full Load Hours of operation during the cooling season for the average unit, Restaurants | Texas PUC TRM, v5; adjusted for FL CDD/HDD | Commercial
DX Coil Cleaning |  |  |  |  | eflhcool | 1428 | Equivalent Full Load Hours of operation during the cooling season for the average unit, Retail | Texas PUC TRM, v5; adjusted for FL CDD/HDD | Commercial
DX Coil Cleaning |  |  |  |  | eflhcool | 1241 | Equivalent Full Load Hours of operation during the cooling season for the average unit, Schools K-12 | Texas PUC TRM, v5; adjusted for FL CDD/HDD | Commercial
DX Coil Cleaning |  |  |  |  | eflhcool | 273 | Equivalent Full Load Hours of operation during the cooling season for the average unit, Warehouse | Texas PUC TRM, v5; adjusted for FL CDD/HDD | Commercial
DX Coil Cleaning |  |  |  |  | ptac_eerbase | 10.9 | PTAC, Cooling Mode, 1-2 Ton, Replacements | Measure Definition | Commercial
DX Coil Cleaning |  |  |  |  | percent_impr | 0.05 | Percent improvement based on measured EERs pre- and post-tune-up ( %_impr) | Energy Center of Wisconsin, May 2008; â€œCentral Air Conditioning in Wisconsin, A Compilation of Recent Field Research.â€ | Commercial
DX Coil Cleaning |  |  |  |  | ton | 1.5 | PTAC/PTHP Capacity (Tons) | AHRI Database, Average Tonnage | Commercial
ECM Motors on Furnaces | ECM Motors on Furnaces | Space Heating | cap*12*eflhheat*0.000293017*1000000-cap*12*eflhheat*svf | cap*12*eflhheat*0.000293017*1000000 | eflhheat | 141 | Equivalent Full Load Hours of operation during the heating season for the average unit, Assembly | Texas PUC TRM, v5; adjusted for FL CDD/HDD | Commercial
ECM Motors on Furnaces |  |  |  |  | eflhheat | 141 | Equivalent Full Load Hours of operation during the heating season for the average unit, College and University | Texas PUC TRM, v5; adjusted for FL CDD/HDD | Commercial
ECM Motors on Furnaces |  |  |  |  | eflhheat | 251 | Equivalent Full Load Hours of operation during the heating season for the average unit, Data Center | Texas PUC TRM, v5; adjusted for FL CDD/HDD, hospital as proxy | Commercial
ECM Motors on Furnaces |  |  |  |  | eflhheat | 242 | Equivalent Full Load Hours of operation during the heating season for the average unit, Grocery | Texas PUC TRM, v5; adjusted for FL CDD/HDD | Commercial
ECM Motors on Furnaces |  |  |  |  | eflhheat | 220 | Equivalent Full Load Hours of operation during the heating season for the average unit, Healthcare | Texas PUC TRM, v5; adjusted for FL CDD/HDD | Commercial
ECM Motors on Furnaces |  |  |  |  | eflhheat | 251 | Equivalent Full Load Hours of operation during the heating season for the average unit, Hospitals | Texas PUC TRM, v5; adjusted for FL CDD/HDD | Commercial
ECM Motors on Furnaces |  |  |  |  | eflhheat | 123 | Equivalent Full Load Hours of operation during the heating season for the average unit, Institutional | Texas PUC TRM, v5; adjusted for FL CDD/HDD | Commercial
ECM Motors on Furnaces |  |  |  |  | eflhheat | 148 | Equivalent Full Load Hours of operation during the heating season for the average unit, Lodging/Hospitality | Texas PUC TRM, v5; adjusted for FL CDD/HDD | Commercial
ECM Motors on Furnaces |  |  |  |  | eflhheat | 78 | Equivalent Full Load Hours of operation during the heating season for the average unit, Miscellaneous | Texas PUC TRM, v5; adjusted for FL CDD/HDD | Commercial
ECM Motors on Furnaces |  |  |  |  | eflhheat | 82 | Equivalent Full Load Hours of operation during the heating season for the average unit, Offices | Texas PUC TRM, v5; adjusted for FL CDD/HDD | Commercial
ECM Motors on Furnaces |  |  |  |  | eflhheat | 518 | Equivalent Full Load Hours of operation during the heating season for the average unit, Restaurants | Texas PUC TRM, v5; adjusted for FL CDD/HDD | Commercial
ECM Motors on Furnaces |  |  |  |  | eflhheat | 325 | Equivalent Full Load Hours of operation during the heating season for the average unit, Retail | Texas PUC TRM, v5; adjusted for FL CDD/HDD | Commercial
ECM Motors on Furnaces |  |  |  |  | eflhheat | 299 | Equivalent Full Load Hours of operation during the heating season for the average unit, Schools K-12 | Texas PUC TRM, v5; adjusted for FL CDD/HDD | Commercial
ECM Motors on Furnaces |  |  |  |  | eflhheat | 78 | Equivalent Full Load Hours of operation during the heating season for the average unit, Warehouse | Texas PUC TRM, v5; adjusted for FL CDD/HDD | Commercial
ECM Motors on Furnaces |  |  |  |  | svf | 5 | Annual kWh savings per MMBtu of heating fuel consumption | "Adapted from â€œElectricity Use by New Furnaces: A Wisconsin Field Study,â€ Energy Center of Wisconsin, 10/2003. Assumes ECM fan motor savings scale linearly with annual fuel consumption." | Commercial
ECM Motors on Furnaces |  |  |  |  | cap | 0.15 | Furnace capacity (MMBtu) | Measure Definition | Commercial
Efficient Battery Charger | Efficient Battery Charger | Commercial Miscellaneous | (hourscharge*Wchargepost+hoursidle*Widlepost)/WHperKWH | (hourscharge*Wchargepre+hoursidle*Widlepre)/WHperKWH | hourscharge | 3942 | annual hours system is actively charging | Arkansas TRM Version 8.2, Section 3.7.14. TRM Reference: Battery Charger California Title 20 CASE, Analysis of Standard Options for Battery Charger Systems. | Commercial
Efficient Battery Charger |  |  |  |  | hoursidle | 4818 | annual hours the system is operating with no load or in maintenance mode | Arkansas TRM Version 8.2, Section 3.7.14. TRM Reference: Battery Charger California Title 20 CASE, Analysis of Standard Options for Battery Charger Systems. | Commercial
Efficient Battery Charger |  |  |  |  | WHperKWH | 1000 | Conversion from kilowatts to watts | Arkansas TRM Version 8.2, Section 3.7.14. TRM Reference: Battery Charger California Title 20 CASE, Analysis of Standard Options for Battery Charger Systems. | Commercial
Efficient Battery Charger |  |  |  |  | Wchargepost | 1767 | wattage draw of the charging system in active charging mode | Arkansas TRM Version 8.2, Section 3.7.14. TRM Reference: Battery Charger California Title 20 CASE, Analysis of Standard Options for Battery Charger Systems. | Commercial
Efficient Battery Charger |  |  |  |  | Widlepost | 10 | wattage draw of the system with no load or in maintenance mode | Arkansas TRM Version 8.2, Section 3.7.14. TRM Reference: Battery Charger California Title 20 CASE, Analysis of Standard Options for Battery Charger Systems. | Commercial
Efficient Battery Charger |  |  |  |  | Wchargepre | 2000 | wattage draw of the charging system in active charging mode | Arkansas TRM Version 8.2, Section 3.7.14. TRM Reference: Battery Charger California Title 20 CASE, Analysis of Standard Options for Battery Charger Systems. | Commercial
Efficient Battery Charger |  |  |  |  | Widlepre | 50 | wattage draw of the system operating with no load or in maintenance mode | Arkansas TRM Version 8.2, Section 3.7.14. TRM Reference: Battery Charger California Title 20 CASE, Analysis of Standard Options for Battery Charger Systems. | Commercial
Efficient Exhaust Hood | Efficient Exhaust Hood | Cooking | kwh_cookinghood-delta_kwh | kwh_cookinghood | delta_kwh | 4486 | Annual Cooking Hood Controls Energy Savings (Delta_kWh) | PG&E Workpaper: Commercial Kitchen Demand Ventilation Controls - Electric, 2004-2005 (PGECOFST116 DemandVentilationControlsR3.docx) | Commercial
Efficient Exhaust Hood |  |  |  |  | kwh_cookinghood | 7640 | Annual Cooking Hood Controls Baseline Consumption | PG&E Workpaper: Commercial Kitchen Demand Ventilation Controls - Electric, 2004-2005 (PGECOFST116 DemandVentilationControlsR3.docx) | Commercial
Efficient Motor Belts | Efficient Motor Belts | Commercial Miscellaneous | 0.746*hp*lf/effbase*rhrs*effbelt_base/effbelt_eff | 0.746*hp*lf/effbase*rhrs | hp | 5 | Rated Motor Horsepower | Measure Definition | Commercial
Efficient Motor Belts |  |  |  |  | effbase | 0.9 | 5 HP, Baseline ODP Motor Efficiency, Assumed 4-Poles | NEMA MG-1, Table 12-11 (Sourced from Marathon Electric, http://www.marathonelectric.com/docs/MG1EffCharts.pdf) | Commercial
Efficient Motor Belts |  |  |  |  | effbelt_base | 0.93 | Efficiency of Standard V-Belt | DOE Motor Tip Sheet #3, January 2000, http://www.nrel.gov/docs/fy00osti/27833.pdf | Commercial
Efficient Motor Belts |  |  |  |  | effbelt_eff | 0.98 | Efficiency of Synchronous Belt | DOE Motor Tip Sheet #3, January 2000, http://www.nrel.gov/docs/fy00osti/27833.pdf | Commercial
Efficient Motor Belts |  |  |  |  | rhrs | 2745 | 5 HP Motor Annual Run Hours | Minnesota 2020 Statewide TRM V3.1, C/I Motors, Table 1 | Commercial
Efficient Motor Belts |  |  |  |  | lf | 0.75 | Standard Motor Load Factor | Minnesota 2020 Statewide TRM V3.1, C/I Motors | Commercial
Efficient New Construction Lighting | Efficient New Construction Lighting | Interior Lighting | sqft*lpdallow/1000*hou_lighting*(1-svge) | sqft*lpdallow/1000*hou_lighting | sqft | 15585 | Average Premise Area, Assembly | US Energy Information Administration, 2018 Commercial Buildings Energy Consumption Survey | Commercial
Efficient New Construction Lighting |  |  |  |  | hou_lighting | 2638 | Lighting Hours of Use, Assembly | Public Utility Commission of Texas, Technical Reference Manual V9.0, April 2022 | Commercial
Efficient New Construction Lighting |  |  |  |  | lpdallow | 1.2 | Interior Lighting Power Allowances: Building Area Method, Assembly | IECC 2018, Table C405.3.2(1) | Commercial
Efficient New Construction Lighting |  |  |  |  | lpdallow | 0.81 | Interior Lighting Power Allowances: Building Area Method, College and University | IECC 2018, Table C405.3.2(1) | Commercial
Efficient New Construction Lighting |  |  |  |  | sqft | 24388 | Average Premise Area, College and University | US Energy Information Administration, 2018 Commercial Buildings Energy Consumption Survey | Commercial
Efficient New Construction Lighting |  |  |  |  | hou_lighting | 3577 | Lighting Hours of Use, College and Univeristy | Public Utility Commission of Texas, Technical Reference Manual V9.0, April 2022 | Commercial
Efficient New Construction Lighting |  |  |  |  | hou_lighting | 4008 | Lighting Hours of Use, Data Center | Public Utility Commission of Texas, Technical Reference Manual V9.0, April 2022 | Commercial
Efficient New Construction Lighting |  |  |  |  | lpdallow | 0.79 | Interior Lighting Power Allowances: Building Area Method, Data Center | IECC 2018, Table C405.3.2(1) | Commercial
Efficient New Construction Lighting |  |  |  |  | sqft | 104487 | Average Premise Area, Data Center | US Energy Information Administration, 2018 Commercial Buildings Energy Consumption Survey | Commercial
Efficient New Construction Lighting |  |  |  |  | lpdallow | 1.06 | Interior Lighting Power Allowances: Building Area Method, Grocery | IECC 2018, Table C405.3.2(1) | Commercial
Efficient New Construction Lighting |  |  |  |  | sqft | 2663 | Average Premise Area, Grocery | US Energy Information Administration, 2018 Commercial Buildings Energy Consumption Survey | Commercial
Efficient New Construction Lighting |  |  |  |  | hou_lighting | 4706 | Lighting Hours of Use, Grocery | Public Utility Commission of Texas, Technical Reference Manual V9.0, April 2022 | Commercial
Efficient New Construction Lighting |  |  |  |  | hou_lighting | 3386 | Lighting Hours of Use, Healthcare | Public Utility Commission of Texas, Technical Reference Manual V9.0, April 2022 | Commercial
Efficient New Construction Lighting |  |  |  |  | lpdallow | 0.82 | Interior Lighting Power Allowances: Building Area Method, Healthcare | IECC 2018, Table C405.3.2(1) | Commercial
Efficient New Construction Lighting |  |  |  |  | sqft | 9531 | Average Premise Area, Healthcare | US Energy Information Administration, 2018 Commercial Buildings Energy Consumption Survey | Commercial
Efficient New Construction Lighting |  |  |  |  | sqft | 188543 | Average Premise Area, Hospitals | US Energy Information Administration, 2018 Commercial Buildings Energy Consumption Survey | Commercial
Efficient New Construction Lighting |  |  |  |  | hou_lighting | 5730 | Lighting Hours of Use, Hospitals | Public Utility Commission of Texas, Technical Reference Manual V9.0, April 2022 | Commercial
Efficient New Construction Lighting |  |  |  |  | lpdallow | 1.05 | Interior Lighting Power Allowances: Building Area Method, Hospitals | IECC 2018, Table C405.3.2(1) | Commercial
Efficient New Construction Lighting |  |  |  |  | hou_lighting | 3472 | Lighting Hours of Use, Institutional | Public Utility Commission of Texas, Technical Reference Manual V9.0, April 2022 | Commercial
Efficient New Construction Lighting |  |  |  |  | lpdallow | 0.94 | Interior Lighting Power Allowances: Building Area Method, Institutional | IECC 2018, Table C405.3.2(1) | Commercial
Efficient New Construction Lighting |  |  |  |  | sqft | 12448 | Average Premise Area, Institutional | US Energy Information Administration, 2018 Commercial Buildings Energy Consumption Survey | Commercial
Efficient New Construction Lighting |  |  |  |  | lpdallow | 0.75 | Interior Lighting Power Allowances: Building Area Method, Lodging/Hospitality | IECC 2018, Table C405.3.2(1) | Commercial
Efficient New Construction Lighting |  |  |  |  | sqft | 43432 | Average Premise Area, Lodging/Hospitality | US Energy Information Administration, 2018 Commercial Buildings Energy Consumption Survey | Commercial
Efficient New Construction Lighting |  |  |  |  | hou_lighting | 4842 | Lighting Hours of Use, Lodging/Hospitality | Public Utility Commission of Texas, Technical Reference Manual V9.0, April 2022 | Commercial
Efficient New Construction Lighting |  |  |  |  | hou_lighting | 4107 | Lighting Hours of Use, Miscellaneous | Public Utility Commission of Texas, Technical Reference Manual V9.0, April 2022 | Commercial
Efficient New Construction Lighting |  |  |  |  | lpdallow | 0.9 | Interior Lighting Power Allowances: Building Area Method, Miscellaneous | IECC 2018, Table C405.3.2(1) | Commercial
Efficient New Construction Lighting |  |  |  |  | sqft | 33805 | Average Premise Area, Miscellaneous | US Energy Information Administration, 2018 Commercial Buildings Energy Consumption Survey | Commercial
Efficient New Construction Lighting |  |  |  |  | lpdallow | 0.79 | Interior Lighting Power Allowances: Building Area Method, Offices | IECC 2018, Table C405.3.2(1) | Commercial
Efficient New Construction Lighting |  |  |  |  | sqft | 17724 | Average Premise Area, Offices | US Energy Information Administration, 2018 Commercial Buildings Energy Consumption Survey | Commercial
Efficient New Construction Lighting |  |  |  |  | hou_lighting | 3737 | Lighting Hours of Use, Offices | Public Utility Commission of Texas, Technical Reference Manual V9.0, April 2022 | Commercial
Efficient New Construction Lighting |  |  |  |  | hou_lighting | 5278 | Lighting Hours of Use, Restaurants | Public Utility Commission of Texas, Technical Reference Manual V9.0, April 2022 | Commercial
Efficient New Construction Lighting |  |  |  |  | lpdallow | 0.9 | Interior Lighting Power Allowances: Building Area Method, Restaurants | IECC 2018, Table C405.3.2(1) | Commercial
Efficient New Construction Lighting |  |  |  |  | sqft | 4990 | Average Premise Area, Restaurants | US Energy Information Administration, 2018 Commercial Buildings Energy Consumption Survey | Commercial
Efficient New Construction Lighting |  |  |  |  | hou_lighting | 3668 | Lighting Hours of Use, Retail | Public Utility Commission of Texas, Technical Reference Manual V9.0, April 2022 | Commercial
Efficient New Construction Lighting |  |  |  |  | lpdallow | 1.06 | Interior Lighting Power Allowances: Building Area Method, Retail | IECC 2018, Table C405.3.2(1) | Commercial
Efficient New Construction Lighting |  |  |  |  | sqft | 23334 | Average Premise Area, Retail | US Energy Information Administration, 2018 Commercial Buildings Energy Consumption Survey | Commercial
Efficient New Construction Lighting |  |  |  |  | lpdallow | 0.81 | Interior Lighting Power Allowances: Building Area Method, Schools K-12 | IECC 2018, Table C405.3.2(1) | Commercial
Efficient New Construction Lighting |  |  |  |  | hou_lighting | 2777 | Lighting Hours of Use, Schools K-12 | Public Utility Commission of Texas, Technical Reference Manual V9.0, April 2022 | Commercial
Efficient New Construction Lighting |  |  |  |  | sqft | 33114 | Average Premise Area, Schools k-12 | US Energy Information Administration, 2018 Commercial Buildings Energy Consumption Survey | Commercial
Efficient New Construction Lighting |  |  |  |  | hou_lighting | 3649 | Lighting Hours of Use, Warehouse | Public Utility Commission of Texas, Technical Reference Manual V9.0, April 2022 | Commercial
Efficient New Construction Lighting |  |  |  |  | lpdallow | 0.48 | Interior Lighting Power Allowances: Building Area Method, Warehouse | IECC 2018, Table C405.3.2(1) | Commercial
Efficient New Construction Lighting |  |  |  |  | sqft | 19802 | Average Premise Area, Warehouse | US Energy Information Administration, 2018 Commercial Buildings Energy Consumption Survey | Commercial
Efficient New Construction Lighting |  |  |  |  | svge | 0.15 | Efficient New Construction Energy Savings Factor (SVGE) | Measure Description | Commercial
Energy Recovery Ventilation System (ERV) | Energy Recovery Ventilation System (ERV) | Ventilation and Circulation | eui_ventilation_circulation * sqft - cfm_erv * svg_cfm | eui_ventilation_circulation * sqft | sqft | 15585 | Average Premise Area, Assembly | US Energy Information Administration, 2018 Commercial Buildings Energy Consumption Survey | Commercial
Energy Recovery Ventilation System (ERV) |  |  |  |  | eui_ventilation_circulation | 0.62 | Energy Use Intensity_ventilation_circulation, Assembly | US Energy Information Administration, 2018 Commercial Buildings Energy Consumption Survey | Commercial
Energy Recovery Ventilation System (ERV) |  |  |  |  | sqft | 24388 | Average Premise Area, College and University | US Energy Information Administration, 2018 Commercial Buildings Energy Consumption Survey | Commercial
Energy Recovery Ventilation System (ERV) |  |  |  |  | eui_ventilation_circulation | 1.34 | Energy Use Intensity_ventilation_circulation, College and University | US Energy Information Administration, 2018 Commercial Buildings Energy Consumption Survey | Commercial
Energy Recovery Ventilation System (ERV) |  |  |  |  | sqft | 104487 | Average Premise Area, Data Center | US Energy Information Administration, 2018 Commercial Buildings Energy Consumption Survey | Commercial
Energy Recovery Ventilation System (ERV) |  |  |  |  | eui_ventilation_circulation | 1.99 | Energy Use Intensity_ventilation_circulation, Data Center | US Energy Information Administration, 2018 Commercial Buildings Energy Consumption Survey | Commercial
Energy Recovery Ventilation System (ERV) |  |  |  |  | eui_ventilation_circulation | 3.98 | Energy Use Intensity_ventilation_circulation, Grocery | US Energy Information Administration, 2018 Commercial Buildings Energy Consumption Survey | Commercial
Energy Recovery Ventilation System (ERV) |  |  |  |  | sqft | 2663 | Average Premise Area, Grocery | US Energy Information Administration, 2018 Commercial Buildings Energy Consumption Survey | Commercial
Energy Recovery Ventilation System (ERV) |  |  |  |  | sqft | 9531 | Average Premise Area, Healthcare | US Energy Information Administration, 2018 Commercial Buildings Energy Consumption Survey | Commercial
Energy Recovery Ventilation System (ERV) |  |  |  |  | eui_ventilation_circulation | 3.89 | Energy Use Intensity_ventilation_circulation, Healthcare | US Energy Information Administration, 2018 Commercial Buildings Energy Consumption Survey | Commercial
Energy Recovery Ventilation System (ERV) |  |  |  |  | eui_ventilation_circulation | 7.44 | Energy Use Intensity_ventilation_circulation, Hospitals | US Energy Information Administration, 2018 Commercial Buildings Energy Consumption Survey | Commercial
Energy Recovery Ventilation System (ERV) |  |  |  |  | sqft | 188543 | Average Premise Area, Hospitals | US Energy Information Administration, 2018 Commercial Buildings Energy Consumption Survey | Commercial
Energy Recovery Ventilation System (ERV) |  |  |  |  | eui_ventilation_circulation | 0.59 | Energy Use Intensity_ventilation_circulation, Institutional | US Energy Information Administration, 2018 Commercial Buildings Energy Consumption Survey | Commercial
Energy Recovery Ventilation System (ERV) |  |  |  |  | sqft | 12448 | Average Premise Area, Institutional | US Energy Information Administration, 2018 Commercial Buildings Energy Consumption Survey | Commercial
Energy Recovery Ventilation System (ERV) |  |  |  |  | eui_ventilation_circulation | 2.85 | Energy Use Intensity_ventilation_circulation, Lodging/Hospitality | US Energy Information Administration, 2018 Commercial Buildings Energy Consumption Survey | Commercial
Energy Recovery Ventilation System (ERV) |  |  |  |  | sqft | 43432 | Average Premise Area, Lodging/Hospitality | US Energy Information Administration, 2018 Commercial Buildings Energy Consumption Survey | Commercial
Energy Recovery Ventilation System (ERV) |  |  |  |  | eui_ventilation_circulation | 0.63 | Energy Use Intensity_ventilation_circulation, Miscellaneous | US Energy Information Administration, 2018 Commercial Buildings Energy Consumption Survey | Commercial
Energy Recovery Ventilation System (ERV) |  |  |  |  | sqft | 33805 | Average Premise Area, Miscellaneous | US Energy Information Administration, 2018 Commercial Buildings Energy Consumption Survey | Commercial
Energy Recovery Ventilation System (ERV) |  |  |  |  | eui_ventilation_circulation | 2.72 | Energy Use Intensity_ventilation_circulation, Offices | US Energy Information Administration, 2018 Commercial Buildings Energy Consumption Survey | Commercial
Energy Recovery Ventilation System (ERV) |  |  |  |  | sqft | 17724 | Average Premise Area, Offices | US Energy Information Administration, 2018 Commercial Buildings Energy Consumption Survey | Commercial
Energy Recovery Ventilation System (ERV) |  |  |  |  | eui_ventilation_circulation | 5.58 | Energy Use Intensity_ventilation_circulation, Restaurants | US Energy Information Administration, 2018 Commercial Buildings Energy Consumption Survey | Commercial
Energy Recovery Ventilation System (ERV) |  |  |  |  | sqft | 4990 | Average Premise Area, Restaurants | US Energy Information Administration, 2018 Commercial Buildings Energy Consumption Survey | Commercial
Energy Recovery Ventilation System (ERV) |  |  |  |  | eui_ventilation_circulation | 2.21 | Energy Use Intensity_ventilation_circulation, Retail | US Energy Information Administration, 2018 Commercial Buildings Energy Consumption Survey | Commercial
Energy Recovery Ventilation System (ERV) |  |  |  |  | sqft | 23334 | Average Premise Area, Retail | US Energy Information Administration, 2018 Commercial Buildings Energy Consumption Survey | Commercial
Energy Recovery Ventilation System (ERV) |  |  |  |  | eui_ventilation_circulation | 1.33 | Energy Use Intensity_ventilation_circulation, Schools K-12 | US Energy Information Administration, 2018 Commercial Buildings Energy Consumption Survey | Commercial
Energy Recovery Ventilation System (ERV) |  |  |  |  | sqft | 33114 | Average Premise Area, Schools k-12 | US Energy Information Administration, 2018 Commercial Buildings Energy Consumption Survey | Commercial
Energy Recovery Ventilation System (ERV) |  |  |  |  | eui_ventilation_circulation | 0.24 | Energy Use Intensity_ventilation_circulation, Warehouse | US Energy Information Administration, 2018 Commercial Buildings Energy Consumption Survey | Commercial
Energy Recovery Ventilation System (ERV) |  |  |  |  | sqft | 19802 | Average Premise Area, Warehouse | US Energy Information Administration, 2018 Commercial Buildings Energy Consumption Survey | Commercial
Energy Recovery Ventilation System (ERV) |  |  |  |  | cfm_erv | 3000 | Estimated CFM | CFM based on cost estimate. | Commercial
Energy Recovery Ventilation System (ERV) |  |  |  |  | svg_cfm | 1.554 | Average kWh saved per cfm | Average of kWh savings per CFM for all commercial building types, IL TRM v.8 | Commercial
Energy Recovery Ventilation System (ERV) |  |  |  |  | sqft | 1257 | Average mobile home square footage | 2020 RECS Survey Data, Table HC10.12 Average square footage of South homes, 2020 | Commercial
Energy Star Combination Oven | Energy Star Combination Oven | Cooking | energyeff | energybase | energyeff | 11914 | ComOven_ENERGYeff | https://www.energystar.gov/sites/default/files/asset/document/commercial_kitchen_equipment_calculator.xlsx | Commercial
Energy Star Combination Oven |  |  |  |  | energybase | 18282 | ComOven_ENERGYbase | https://www.energystar.gov/sites/default/files/asset/document/commercial_kitchen_equipment_calculator.xlsx | Commercial
Energy Star Commercial Clothes Washer | Energy Star Commercial Clothes Washer | Commercial Miscellaneous | capee/mefp*ncycle | capbase/mefb*ncycle | mefb | 1.71 | Base Federal Standard Modified Energy Factor (MEFb) | Federal Standard Minimum Clothes Washer MEF, Average of Top and Front Loading (2018), https://www.burlingtonelectric.com/sites/default/files/inline-files/VT%20Clothes%20Washer_Qualifying%20Products%20List.pdf | Commercial
Energy Star Commercial Clothes Washer |  |  |  |  | capbase | 2.84 | Capacity of baseline clothes washer (Capbase) | California Energy Commission (â€œCECâ€) Appliance Efficiency database, http://www.appliances.energy.ca.gov/QuickSearch.aspx | Commercial
Energy Star Commercial Clothes Washer |  |  |  |  | capee | 2.84 | Capacity of efficient clothes washer (Capee) | California Energy Commission (â€œCECâ€) Appliance Efficiency database, http://www.appliances.energy.ca.gov/QuickSearch.aspx | Commercial
Energy Star Commercial Clothes Washer |  |  |  |  | ncycle | 2190 | Number of cycles per year (N) | Pennsylvania Statewide TRM, June 2016: U.S. Department of Energy. Commercial Clothes Washer Supplemental Notice of Proposed Rulemaking, Chapter 6. | Commercial
Energy Star Commercial Dishwasher | Energy Star Commercial Dishwasher | Domestic Hot Water | (water_use_eff*racks_washed*days)*(delta_temp_building*1.0*8.2/dhw_std/btu_kwh)+(water_use_eff*racks_washed*days)*(delta_temp_booster*1.0*8.2/dhw_std/btu_kwh)+Idle_draw_eff*(hour_dish*days-days*racks_washed*wash_time/60) | (water_use_base*racks_washed*days)*(delta_temp_building*1.0*8.2/dhw_std/btu_kwh)+(water_use_base*racks_washed*days)*(delta_temp_booster*1.0*8.2/dhw_std/btu_kwh)+Idle_draw_base*(hour_dish*days-days*racks_washed*wash_time/60) | days | 365 | days per year |  | Commercial
Energy Star Commercial Dishwasher |  |  |  |  | btu_kwh | 3412 | BTUs per kilowatt hour |  | Commercial
Energy Star Commercial Dishwasher |  |  |  |  | water_use_eff | 0.89 | water use per rack(gal) of energy star | IL TRM Version 8.0, Section 4.2.6 | Commercial
Energy Star Commercial Dishwasher |  |  |  |  | Idle_draw_eff | 0.7 | Idle power draw (kW) of energy star dishwasher | IL TRM Version 8.0, Section 4.2.6 | Commercial
Energy Star Commercial Dishwasher |  |  |  |  | water_use_base | 1.29 | water use per rack(gal) of baseline dishwasher | IL TRM Version 8.0, Section 4.2.6 | Commercial
Energy Star Commercial Dishwasher |  |  |  |  | racks_washed | 280 | number of racks washed per day | IL TRM Version 8.0, Section 4.2.6 | Commercial
Energy Star Commercial Dishwasher |  |  |  |  | delta_temp_building | 70 | Inlet water temperature increase (F) | IL TRM Version 10.0, Section 4.2.6 | Commercial
Energy Star Commercial Dishwasher |  |  |  |  | delta_temp_booster | 40 | Inlet water temperature increase (F) | IL TRM Version 10.0, Section 4.2.6 | Commercial
Energy Star Commercial Dishwasher |  |  |  |  | Idle_draw_base | 0.87 | Idle power draw (kW) of baseline dishwasher | IL TRM Version 8.0, Section 4.2.6 | Commercial
Energy Star Commercial Dishwasher |  |  |  |  | hour_dish | 18 | Average daily hours of dishwasher operation | IL TRM Version 8.0, Section 4.2.6 | Commercial
Energy Star Commercial Dishwasher |  |  |  |  | wash_time | 1 | Typical wash time (min) | IL TRM Version 8.0, Section 4.2.6 | Commercial
Energy Star Commercial Dishwasher |  |  |  |  | dhw_std | 0.98 | Storage tank water heater efficiency factor |  | Commercial
Energy Star Commercial Glass Door Freezer | Energy Star Commercial Glass Door Freezer | Refrigeration | energy_eff*days | energy_base*days | days | 365 | days per year |  | Commercial
Energy Star Commercial Glass Door Freezer |  |  |  |  | energy_eff | 16.7 | Efficient Glass Door Freezer Energy Consumption (ENERGYEFF) | https://www.energystar.gov/sites/default/files/asset/document/commercial_kitchen_equipment_calculator.xlsx | Commercial
Energy Star Commercial Glass Door Freezer |  |  |  |  | energy_base | 29.6 | Baseline Glass Door Freezer Energy Consumption (ENERGYBASE) | https://www.energystar.gov/sites/default/files/asset/document/commercial_kitchen_equipment_calculator.xlsx | Commercial
Energy Star Commercial Glass Door Refrigerator | Energy Star Commercial Glass Door Refrigerator | Refrigeration | energy_eff*days | energy_base*days | days | 365 | days per year |  | Commercial
Energy Star Commercial Glass Door Refrigerator |  |  |  |  | energy_eff | 5.1 | Efficient Glass Door Refrigerator Energy Consumption (ENERGYEFF) | https://www.energystar.gov/sites/default/files/asset/document/commercial_kitchen_equipment_calculator.xlsx | Commercial
Energy Star Commercial Glass Door Refrigerator |  |  |  |  | energy_base | 7.5 | Baseline Glass Door Refrigerator Energy Consumption (ENERGYBASE) | https://www.energystar.gov/sites/default/files/asset/document/commercial_kitchen_equipment_calculator.xlsx | Commercial
Energy Star Commercial Solid Door Freezer | Energy Star Commercial Solid Door Freezer | Refrigeration | energy_eff*days | energy_base*days | days | 365 | days per year |  | Commercial
Energy Star Commercial Solid Door Freezer |  |  |  |  | energy_eff | 9.6 | Efficient Solid Door Freezer Energy Consumption (ENERGYEFF) | https://www.energystar.gov/sites/default/files/asset/document/commercial_kitchen_equipment_calculator.xlsx | Commercial
Energy Star Commercial Solid Door Freezer |  |  |  |  | energy_base | 15.4 | Baseline Solid Door Freezer Energy Consumption (ENERGYBASE) | https://www.energystar.gov/sites/default/files/asset/document/commercial_kitchen_equipment_calculator.xlsx | Commercial
Energy Star Commercial Solid Door Refrigerator | Energy Star Commercial Solid Door Refrigerator | Refrigeration | energy_eff*days | energy_base*days | days | 365 | days per year |  | Commercial
Energy Star Commercial Solid Door Refrigerator |  |  |  |  | energy_eff | 3.3 | Efficient Solid Door Refrigerator Energy Consumption (ENERGYEFF) | https://www.energystar.gov/sites/default/files/asset/document/commercial_kitchen_equipment_calculator.xlsx | Commercial
Energy Star Commercial Solid Door Refrigerator |  |  |  |  | energy_base | 5.5 | Baseline Solid Door Refrigerator Energy Consumption (ENERGYBASE) | https://www.energystar.gov/sites/default/files/asset/document/commercial_kitchen_equipment_calculator.xlsx | Commercial
Energy Star convection oven | Energy Star convection oven | Cooking | energyeff | energybase | energyeff | 10122 | ComOven_ENERGYeff | https://www.energystar.gov/sites/default/files/asset/document/commercial_kitchen_equipment_calculator.xlsx | Commercial
Energy Star convection oven |  |  |  |  | energybase | 12059 | ComOven_ENERGYbase | https://www.energystar.gov/sites/default/files/asset/document/commercial_kitchen_equipment_calculator.xlsx | Commercial
Energy Star EV Chargers | Energy Star EV Chargers | Commercial Miscellaneous | uec_level2_ee | uec_level2_base | uec_level2_base | 57.2832 | Non-ES charger annual kWh | IL TRM V9, Section 5.7.3, average of networked and non-networked | Commercial
Energy Star EV Chargers |  |  |  |  | uec_level2_ee | 36.2097 | ES charger annual kWh | IL TRM V9, Section 5.7.3, average of networked and non-networked | Commercial
Energy Star Fryer | Energy Star Fryer | Cooking | kwheff | kwhbase | kwheff | 16488 | ESFryer_kWhEff | https://www.energystar.gov/sites/default/files/asset/document/commercial_kitchen_equipment_calculator.xlsx | Commercial
Energy Star Fryer |  |  |  |  | kwhbase | 17439 | ESFryer_kWhBase | https://www.energystar.gov/sites/default/files/asset/document/commercial_kitchen_equipment_calculator.xlsx | Commercial
Energy Star Griddle | Energy Star Griddle | Cooking | energyeff | energybase | energyeff | 13905 | ESGriddle_ENERGYeff | https://www.energystar.gov/sites/default/files/asset/document/commercial_kitchen_equipment_calculator.xlsx | Commercial
Energy Star Griddle |  |  |  |  | energybase | 15346.8463 | Existing Griddle Energy Consumption (ENERGYBASE) | https://www.energystar.gov/sites/default/files/asset/document/CFS_calculator_07-15-2021.xlsx | Commercial
Energy Star Hot Food Holding Cabinet | Energy Star Hot Food Holding Cabinet | Cooking | pidleeff/1000*hou | pidlebase/1000*hou | hou | 5475 | ESFoodCab_HOU | https://www.energystar.gov/sites/default/files/asset/document/commercial_kitchen_equipment_calculator.xlsx | Commercial
Energy Star Hot Food Holding Cabinet |  |  |  |  | pidleeff | 284 | ESFoodCab_PIDLEeff | https://www.energystar.gov/sites/default/files/asset/document/commercial_kitchen_equipment_calculator.xlsx | Commercial
Energy Star Hot Food Holding Cabinet |  |  |  |  | pidlebase | 600 | ESFoodCab_PIDLEbase | https://www.energystar.gov/sites/default/files/asset/document/commercial_kitchen_equipment_calculator.xlsx | Commercial
Energy Star Ice Maker | Energy Star Ice Maker | Refrigeration | kwhee/conversion*rate*dc*imquant | kwhbase/conversion*rate*dc*imquant | conversion | 100 | Conversion to obtain energy per pound of ice (Conversion to obtain energy per pound of ice) | conversion factor | Commercial
Energy Star Ice Maker |  |  |  |  | imquant | 1 | # of measures in a facility (IMQuant) | Engineering Assumption | Commercial
Energy Star Ice Maker |  |  |  |  | kwhee | 8.9 | High-efficiency ice machine energy usage per 100 lbs. of ice (kWhee) | https://www.energystar.gov/sites/default/files/asset/document/commercial_kitchen_equipment_calculator.xlsx | Commercial
Energy Star Ice Maker |  |  |  |  | kwhbase | 9.5 | Baseline ice machine energy usage per 100 lbs. of ice (kWhbase) | https://www.energystar.gov/sites/default/files/asset/document/commercial_kitchen_equipment_calculator.xlsx | Commercial
Energy Star Ice Maker |  |  |  |  | dc | 75 | Duty cycle of ice maker - percentage of time machine produces ice (DC) | https://www.energystar.gov/sites/default/files/asset/document/commercial_kitchen_equipment_calculator.xlsx | Commercial
Energy Star Ice Maker |  |  |  |  | rate | 240 | Ice harvest rate per 24 hrs (H) | https://www.energystar.gov/sites/default/files/asset/document/commercial_kitchen_equipment_calculator.xlsx | Commercial
Energy Star Imaging Equipment | Energy Star Imaging Equipment | Office Equipment | energyeff*week_year | energybase*week_year | week_year | 52.1 | Weeks per year |  | Commercial
Energy Star Imaging Equipment |  |  |  |  | energybase | 18 | estimated baseline energy consumption | ENERGY STAR Office Equipment Calculator, Downloaded 2018. Using Standard format MFD Color unit with a speed of 30<s<=62 as proxy. | Commercial
Energy Star Imaging Equipment |  |  |  |  | energyeff | 10 | estimated efficient case energy consumption | ENERGY STAR Office Equipment Calculator, Downloaded 2018. Using Standard format MFD Color unit with a speed of 30<s<=62 as proxy. | Commercial
Energy Star LED Directional Lamp | Energy Star LED Directional Lamp | Interior Lighting | kw_eff*hou_lighting*(1+ifenergy) | kwbase*hou_lighting*(1+ifenergy) | hou_lighting | 2638 | Lighting Hours of Use, Assembly | Public Utility Commission of Texas, Technical Reference Manual V9.0, April 2022 | Commercial
Energy Star LED Directional Lamp |  |  |  |  | kw_eff | 0.0076 | Power of Efficient LED Lamp | Focus on Energy 2020 TRM, ENERGY STAR LED Replacing Interior Directional Incandescent, Weighted Average Power Consumption of LED Lamp. | Commercial
Energy Star LED Directional Lamp |  |  |  |  | hou_lighting | 3577 | Lighting Hours of Use, College and Univeristy | Public Utility Commission of Texas, Technical Reference Manual V9.0, April 2022 | Commercial
Energy Star LED Directional Lamp |  |  |  |  | hou_lighting | 4008 | Lighting Hours of Use, Data Center | Public Utility Commission of Texas, Technical Reference Manual V9.0, April 2022 | Commercial
Energy Star LED Directional Lamp |  |  |  |  | hou_lighting | 4706 | Lighting Hours of Use, Grocery | Public Utility Commission of Texas, Technical Reference Manual V9.0, April 2022 | Commercial
Energy Star LED Directional Lamp |  |  |  |  | hou_lighting | 3386 | Lighting Hours of Use, Healthcare | Public Utility Commission of Texas, Technical Reference Manual V9.0, April 2022 | Commercial
Energy Star LED Directional Lamp |  |  |  |  | hou_lighting | 5730 | Lighting Hours of Use, Hospitals | Public Utility Commission of Texas, Technical Reference Manual V9.0, April 2022 | Commercial
Energy Star LED Directional Lamp |  |  |  |  | hou_lighting | 3472 | Lighting Hours of Use, Institutional | Public Utility Commission of Texas, Technical Reference Manual V9.0, April 2022 | Commercial
Energy Star LED Directional Lamp |  |  |  |  | hou_lighting | 4842 | Lighting Hours of Use, Lodging/Hospitality | Public Utility Commission of Texas, Technical Reference Manual V9.0, April 2022 | Commercial
Energy Star LED Directional Lamp |  |  |  |  | hou_lighting | 4107 | Lighting Hours of Use, Miscellaneous | Public Utility Commission of Texas, Technical Reference Manual V9.0, April 2022 | Commercial
Energy Star LED Directional Lamp |  |  |  |  | hou_lighting | 3737 | Lighting Hours of Use, Offices | Public Utility Commission of Texas, Technical Reference Manual V9.0, April 2022 | Commercial
Energy Star LED Directional Lamp |  |  |  |  | hou_lighting | 5278 | Lighting Hours of Use, Restaurants | Public Utility Commission of Texas, Technical Reference Manual V9.0, April 2022 | Commercial
Energy Star LED Directional Lamp |  |  |  |  | hou_lighting | 3668 | Lighting Hours of Use, Retail | Public Utility Commission of Texas, Technical Reference Manual V9.0, April 2022 | Commercial
Energy Star LED Directional Lamp |  |  |  |  | hou_lighting | 2777 | Lighting Hours of Use, Schools K-12 | Public Utility Commission of Texas, Technical Reference Manual V9.0, April 2022 | Commercial
Energy Star LED Directional Lamp |  |  |  |  | hou_lighting | 3649 | Lighting Hours of Use, Warehouse | Public Utility Commission of Texas, Technical Reference Manual V9.0, April 2022 | Commercial
Energy Star LED Directional Lamp |  |  |  |  | ifenergy | 0 | Unknown Heating Type Energy Interactive Factor (IFENERGY) | Pennsylvania 2019-2020 Statewide TRM, Section 3.1.1, Table 3-9, "Unknown Heating Fuel" | Commercial
Energy Star LED Directional Lamp |  |  |  |  | kwbase | 0.0492 | Power of Baseline Incandescent Lamp | Focus on Energy 2020 TRM, ENERGY STAR LED Replacing Interior Directional Incandescent, Weighted Average Power Consumption of Incandescent Directional. | Commercial
Energy Star Monitors | Energy Star Monitors | Office Equipment | (poneff*activetime+pidleeff*tidle+psleepeff*tsleep) / 1000 | (ponbase*activetime+pidlebase*tidle+psleepbase*tsleep) / 1000 | tsleep | 3427 | Commercial Monitor Sleep Time (TSLEEP) | ENERGY STAR Office Equipment Calculator | Commercial
Energy Star Monitors |  |  |  |  | tidle | 4531 | Commercial Monitor Idle Time (TIDLE) | ENERGY STAR Office Equipment Calculator | Commercial
Energy Star Monitors |  |  |  |  | activetime | 803 | Commercial Monitor Active Time (TON) | ENERGY STAR Office Equipment Calculator | Commercial
Energy Star Monitors |  |  |  |  | pidleeff | 0.31 | Efficient Monitor Idle Power (PIDLE,EFF) | ENERGY STAR Certified Displays, Average of All Models | Commercial
Energy Star Monitors |  |  |  |  | poneff | 27.61 | Efficient Monitor Active Power (PON,EFF) | Lawrence Berkeley National Laboratory Standby Power Study (assumed consistent with baseline) | Commercial
Energy Star Monitors |  |  |  |  | psleepeff | 0.21 | Efficient Monitor Sleep Power (PSLEEP,EFF) | ENERGY STAR Certified Displays, Average of All Models | Commercial
Energy Star Monitors |  |  |  |  | pidlebase | 1.38 | Baseline Monitor Idle Power (PIDLE,BASE) | Lawrence Berkeley National Laboratory Standby Power Study | Commercial
Energy Star Monitors |  |  |  |  | ponbase | 27.61 | Baseline Monitor Active Power (PON,BASE) | Lawrence Berkeley National Laboratory Standby Power Study | Commercial
Energy Star Monitors |  |  |  |  | psleepbase | 1.13 | Baseline Monitor Sleep Power (PSLEEP,BASE) | Lawrence Berkeley National Laboratory Standby Power Study | Commercial
Energy Star PCs | Energy Star PCs | Office Equipment | energyeff | energybase | energyeff | 161.47 | ESComp_(ENERGYEFF) | ENERGY STAR Office Equipment Calculator, Downloaded 2018. | Commercial
Energy Star PCs |  |  |  |  | energybase | 284.99 | ESComp_(ENERGYBASE) | ENERGY STAR Office Equipment Calculator, Downloaded 2018. | Commercial
Energy Star room AC | Energy Star room AC | Space Cooling | ton*12*(1/ceereff)*eflhcool | ton*12*(1/ceerbase)*eflhcool | eflhcool | 1124 | Equivalent Full Load Hours of operation during the cooling season for the average unit, Assembly | Texas PUC TRM, v5; adjusted for FL CDD/HDD | Commercial
Energy Star room AC |  |  |  |  | ceereff | 14.08 | Space cooling CEER value for efficient room air conditioner | Per ENERGY STAR criteria of 10% higher than federal minimum baseline | Commercial
Energy Star room AC |  |  |  |  | eflhcool | 1247 | Equivalent Full Load Hours of operation during the cooling season for the average unit, College and University | Texas PUC TRM, v5; adjusted for FL CDD/HDD | Commercial
Energy Star room AC |  |  |  |  | eflhcool | 2317 | Equivalent Full Load Hours of operation during the cooling season for the average unit, Data Center | Texas PUC TRM, v5; adjusted for FL CDD/HDD, hospital as proxy | Commercial
Energy Star room AC |  |  |  |  | eflhcool | 621 | Equivalent Full Load Hours of operation during the cooling season for the average unit, Grocery | Texas PUC TRM, v5; adjusted for FL CDD/HDD | Commercial
Energy Star room AC |  |  |  |  | eflhcool | 2446 | Equivalent Full Load Hours of operation during the cooling season for the average unit, Healthcare | Texas PUC TRM, v5; adjusted for FL CDD/HDD | Commercial
Energy Star room AC |  |  |  |  | eflhcool | 2317 | Equivalent Full Load Hours of operation during the cooling season for the average unit, Hospitals | Texas PUC TRM, v5; adjusted for FL CDD/HDD | Commercial
Energy Star room AC |  |  |  |  | eflhcool | 607 | Equivalent Full Load Hours of operation during the cooling season for the average unit, Institutional | Texas PUC TRM, v5; adjusted for FL CDD/HDD | Commercial
Energy Star room AC |  |  |  |  | eflhcool | 1857 | Equivalent Full Load Hours of operation during the cooling season for the average unit, Lodging/Hospitality | Texas PUC TRM, v5; adjusted for FL CDD/HDD | Commercial
Energy Star room AC |  |  |  |  | eflhcool | 628 | Equivalent Full Load Hours of operation during the cooling season for the average unit, Miscellaneous | Texas PUC TRM, v5; adjusted for FL CDD/HDD | Commercial
Energy Star room AC |  |  |  |  | eflhcool | 1265 | Equivalent Full Load Hours of operation during the cooling season for the average unit, Offices | Texas PUC TRM, v5; adjusted for FL CDD/HDD | Commercial
Energy Star room AC |  |  |  |  | eflhcool | 1822 | Equivalent Full Load Hours of operation during the cooling season for the average unit, Restaurants | Texas PUC TRM, v5; adjusted for FL CDD/HDD | Commercial
Energy Star room AC |  |  |  |  | eflhcool | 1428 | Equivalent Full Load Hours of operation during the cooling season for the average unit, Retail | Texas PUC TRM, v5; adjusted for FL CDD/HDD | Commercial
Energy Star room AC |  |  |  |  | eflhcool | 1241 | Equivalent Full Load Hours of operation during the cooling season for the average unit, Schools K-12 | Texas PUC TRM, v5; adjusted for FL CDD/HDD | Commercial
Energy Star room AC |  |  |  |  | eflhcool | 273 | Equivalent Full Load Hours of operation during the cooling season for the average unit, Warehouse | Texas PUC TRM, v5; adjusted for FL CDD/HDD | Commercial
Energy Star room AC |  |  |  |  | ton | 1 | Capacity | Measure Definition | Commercial
Energy Star room AC |  |  |  |  | ceerbase | 12.8 | Code-Compliant Room AC, 0.5 Ton | Minimum Federal Standard as of 2024 (10 CFR 430.32(b)), assume 0.5 ton unit without reverse cycle, without louvered sides (https://www.energy.gov/sites/default/files/2023-03/rac-ecs-fr.pdf) | Commercial
Energy Star Servers | Energy Star Servers | Office Equipment | poneff*ton+pidleeff*tidle | ponbase_man*ton+pidlebase_man*tidle | ton | 2467.44 | ServPow_Man_(TON) | ENERGY STAR Office Equipment Calculator, Downloaded 2018. Used Desktop Values | Commercial
Energy Star Servers |  |  |  |  | tidle | 5853.4 | ServPow_Man_(TIDLE) | ENERGY STAR Office Equipment Calculator, Downloaded 2018. Used Desktop Values | Commercial
Energy Star Servers |  |  |  |  | poneff | 1.06 | ServPow_Man_(PON,EFF) | ENERGY STAR Certified Servers Qualified Products List 2018, Power Supply Rated Output Typical or Single Configuration (W) | Commercial
Energy Star Servers |  |  |  |  | pidleeff | 0.2 | ServPow_Man_(PIDLE,EFF) | ENERGY STAR Certified Servers Qualified Products List 2018, Idle Power Draw for Typical or Single Configuration (W) | Commercial
Energy Star Servers |  |  |  |  | pidlebase_man | 0.26 | ServPow_Man_(PIDLE,BASE) | 30% increase from ENERGY STAR Unit | Commercial
Energy Star Servers |  |  |  |  | ponbase_man | 1.38 | ServPow_Man_(PON,BASE) | 30% increase from ENERGY STAR Unit | Commercial
Energy Star Steamer | Energy Star Steamer | Cooking | energyeff*days_operate | energybase*days_operate | energyeff | 32.7 | Efficient Steamer Energy Consumption (ENERGYEFF) | ENERGY STAR Certified Commercial Kitchen Equipment Calculator, Updated February 2015 | Commercial
Energy Star Steamer |  |  |  |  | days_operate | 335 | Steamer Operating Days (DAYS) | Regional Technical Forum, Commercial: Cooking Equipment - Steamers V2.0 | Commercial
Energy Star Steamer |  |  |  |  | energybase | 69 | Baseline Steamer Energy Consumption (ENERGYBASE) | ENERGY STAR Certified Commercial Kitchen Equipment Calculator, Updated February 2015 | Commercial
Energy Star Uninterruptable Power Supply | Energy Star Uninterruptable Power Supply | Office Equipment | energybase*(1-(effeff-effbase)) | energybase | effbase | 0.9 | UnintPow_(EFFBASE) | Schneider Electric White Paper #92: Comparison of Static and Rotary UPS, 2011 | Commercial
Energy Star Uninterruptable Power Supply |  |  |  |  | energybase | 284.99 | UnintPow_(ENERGYBASE) | ENERGY STAR Office Equipment Calculator, Downloaded 2018. | Commercial
Energy Star Uninterruptable Power Supply |  |  |  |  | effeff | 0.92 | UnintPow_(EFFEFF) | ENERGY STAR Certified Uninterruptable Power Supplies Qualified Products List, Accessed April 2018, Average of all models available | Commercial
Energy Star Vending Machine | Energy Star Vending Machine | Refrigeration | vending_energybase*days*vmquant*(1-vending_svge) | vending_energybase*days*vmquant | days | 365 | days per year |  | Commercial
Energy Star Vending Machine |  |  |  |  | vending_svge | 0.36 | Vending Machine Controls Energy Savings Factor (SVGE) | Regional Technical Forum, Grocery - Vending Machine Controller V1.0 | Commercial
Energy Star Vending Machine |  |  |  |  | vending_energybase | 4.001 | Baseline Vending Machine Electric Demand (ENERGYBASE) | Based on energy star Class A (fully cooled) vending machine kWh/day based on equation Class A â€“ New and Rebuilt Machines: 0.0523V + 2.432 where "V" is the volume in cubic feet (estimated at 30 cuft here) https://www.energystar.gov/products/other/vending_machines/key_product_criteria#ft3 | Commercial
Energy Star Vending Machine |  |  |  |  | vmquant | 1 | # of measures in a facility (VMQuant) | Engineer Assumption | Commercial
ENERGY STAR Water Cooler | ENERGY STAR Water Cooler | Commercial Miscellaneous | energybase*days-svge | energybase*days | svge | 69 | Energy Star certified commercial water coolers annual savings | https://www.energystar.gov/sites/default/files/FINAL%20CFS%20Sell%20Sheet%20-%20Water%20Coolers%205.6.22.pdf | Commercial
ENERGY STAR Water Cooler |  |  |  |  | days | 365 | days per year |  | Commercial
ENERGY STAR Water Cooler |  |  |  |  | energybase | 2.19 | Baseline Water Cooler Energy Consumption (ENERGYBASE) | Pennsylvania Statewide TRM, June 2016, Errata Update February 2017, Section 2.4.9, Table 2-94, Page 165 | Commercial
Energy Star windows | Energy Star windows | Space Cooling; Space Heating | X_cool * (eui_space_cooling*sqft*(1-svge_cooling)) + X_heat * (eui_space_heating*sqft*(1-svge_heating)) | X_cool * (eui_space_cooling*sqft) + X_heat * (eui_space_heating*sqft) | eui_space_heating | 1.02 | Energy Use Intensity_space_heating, Assembly | US Energy Information Administration, 2018 Commercial Buildings Energy Consumption Survey | Commercial
Energy Star windows |  |  |  |  | sqft | 15585 | Average Premise Area, Assembly | US Energy Information Administration, 2018 Commercial Buildings Energy Consumption Survey | Commercial
Energy Star windows |  |  |  |  | eui_space_cooling | 8.01 | Energy Use Intensity_space_cooling, Assembly | US Energy Information Administration, 2018 Commercial Buildings Energy Consumption Survey | Commercial
Energy Star windows |  |  |  |  | eui_space_heating | 0.32 | Energy Use Intensity_space_heating, College and University | US Energy Information Administration, 2018 Commercial Buildings Energy Consumption Survey | Commercial
Energy Star windows |  |  |  |  | eui_space_cooling | 2.06 | Energy Use Intensity_space_cooling, College and University | US Energy Information Administration, 2018 Commercial Buildings Energy Consumption Survey | Commercial
Energy Star windows |  |  |  |  | sqft | 24388 | Average Premise Area, College and University | US Energy Information Administration, 2018 Commercial Buildings Energy Consumption Survey | Commercial
Energy Star windows |  |  |  |  | sqft | 104487 | Average Premise Area, Data Center | US Energy Information Administration, 2018 Commercial Buildings Energy Consumption Survey | Commercial
Energy Star windows |  |  |  |  | eui_space_heating | 0.57 | Energy Use Intensity_space_heating, Data Center | US Energy Information Administration, 2018 Commercial Buildings Energy Consumption Survey | Commercial
Energy Star windows |  |  |  |  | eui_space_cooling | 2.36 | Energy Use Intensity_space_cooling, Data Center | US Energy Information Administration, 2018 Commercial Buildings Energy Consumption Survey | Commercial
Energy Star windows |  |  |  |  | eui_space_heating | 2.59 | Energy Use Intensity_space_heating, Grocery | US Energy Information Administration, 2018 Commercial Buildings Energy Consumption Survey | Commercial
Energy Star windows |  |  |  |  | sqft | 2663 | Average Premise Area, Grocery | US Energy Information Administration, 2018 Commercial Buildings Energy Consumption Survey | Commercial
Energy Star windows |  |  |  |  | eui_space_cooling | 3.81 | Energy Use Intensity_space_cooling, Grocery | US Energy Information Administration, 2018 Commercial Buildings Energy Consumption Survey | Commercial
Energy Star windows |  |  |  |  | eui_space_heating | 1.12 | Energy Use Intensity_space_heating, Healthcare | US Energy Information Administration, 2018 Commercial Buildings Energy Consumption Survey | Commercial
Energy Star windows |  |  |  |  | eui_space_cooling | 2.21 | Energy Use Intensity_space_cooling, Healthcare | US Energy Information Administration, 2018 Commercial Buildings Energy Consumption Survey | Commercial
Energy Star windows |  |  |  |  | sqft | 9531 | Average Premise Area, Healthcare | US Energy Information Administration, 2018 Commercial Buildings Energy Consumption Survey | Commercial
Energy Star windows |  |  |  |  | eui_space_cooling | 9.83 | Energy Use Intensity_space_cooling, Hospitals | US Energy Information Administration, 2018 Commercial Buildings Energy Consumption Survey | Commercial
Energy Star windows |  |  |  |  | sqft | 188543 | Average Premise Area, Hospitals | US Energy Information Administration, 2018 Commercial Buildings Energy Consumption Survey | Commercial
Energy Star windows |  |  |  |  | eui_space_heating | 1.16 | Energy Use Intensity_space_heating, Hospitals | US Energy Information Administration, 2018 Commercial Buildings Energy Consumption Survey | Commercial
Energy Star windows |  |  |  |  | eui_space_heating | 0.59 | Energy Use Intensity_space_heating, Institutional | US Energy Information Administration, 2018 Commercial Buildings Energy Consumption Survey | Commercial
Energy Star windows |  |  |  |  | sqft | 12448 | Average Premise Area, Institutional | US Energy Information Administration, 2018 Commercial Buildings Energy Consumption Survey | Commercial
Energy Star windows |  |  |  |  | eui_space_cooling | 1.98 | Energy Use Intensity_space_cooling, Institutional | US Energy Information Administration, 2018 Commercial Buildings Energy Consumption Survey | Commercial
Energy Star windows |  |  |  |  | eui_space_heating | 0.53 | Energy Use Intensity_space_heating, Lodging/Hospitality | US Energy Information Administration, 2018 Commercial Buildings Energy Consumption Survey | Commercial
Energy Star windows |  |  |  |  | sqft | 43432 | Average Premise Area, Lodging/Hospitality | US Energy Information Administration, 2018 Commercial Buildings Energy Consumption Survey | Commercial
Energy Star windows |  |  |  |  | eui_space_cooling | 4.62 | Energy Use Intensity_space_cooling, Lodging/Hospitality | US Energy Information Administration, 2018 Commercial Buildings Energy Consumption Survey | Commercial
Energy Star windows |  |  |  |  | eui_space_heating | 0.74 | Energy Use Intensity_space_heating, Miscellaneous | US Energy Information Administration, 2018 Commercial Buildings Energy Consumption Survey | Commercial
Energy Star windows |  |  |  |  | eui_space_cooling | 1.32 | Energy Use Intensity_space_cooling, Miscellaneous | US Energy Information Administration, 2018 Commercial Buildings Energy Consumption Survey | Commercial
Energy Star windows |  |  |  |  | sqft | 33805 | Average Premise Area, Miscellaneous | US Energy Information Administration, 2018 Commercial Buildings Energy Consumption Survey | Commercial
Energy Star windows |  |  |  |  | eui_space_cooling | 3.19 | Energy Use Intensity_space_cooling, Offices | US Energy Information Administration, 2018 Commercial Buildings Energy Consumption Survey | Commercial
Energy Star windows |  |  |  |  | sqft | 17724 | Average Premise Area, Offices | US Energy Information Administration, 2018 Commercial Buildings Energy Consumption Survey | Commercial
Energy Star windows |  |  |  |  | eui_space_heating | 1.62 | Energy Use Intensity_space_heating, Offices | US Energy Information Administration, 2018 Commercial Buildings Energy Consumption Survey | Commercial
Energy Star windows |  |  |  |  | eui_space_cooling | 9.72 | Energy Use Intensity_space_cooling, Restaurants | US Energy Information Administration, 2018 Commercial Buildings Energy Consumption Survey | Commercial
Energy Star windows |  |  |  |  | sqft | 4990 | Average Premise Area, Restaurants | US Energy Information Administration, 2018 Commercial Buildings Energy Consumption Survey | Commercial
Energy Star windows |  |  |  |  | eui_space_heating | 3.55 | Energy Use Intensity_space_heating, Restaurants | US Energy Information Administration, 2018 Commercial Buildings Energy Consumption Survey | Commercial
Energy Star windows |  |  |  |  | eui_space_heating | 1.09 | Energy Use Intensity_space_heating, Retail | US Energy Information Administration, 2018 Commercial Buildings Energy Consumption Survey | Commercial
Energy Star windows |  |  |  |  | eui_space_cooling | 3.07 | Energy Use Intensity_space_cooling, Retail | US Energy Information Administration, 2018 Commercial Buildings Energy Consumption Survey | Commercial
Energy Star windows |  |  |  |  | sqft | 23334 | Average Premise Area, Retail | US Energy Information Administration, 2018 Commercial Buildings Energy Consumption Survey | Commercial
Energy Star windows |  |  |  |  | eui_space_cooling | 4.85 | Energy Use Intensity_space_cooling, Schools K-12 | US Energy Information Administration, 2018 Commercial Buildings Energy Consumption Survey | Commercial
Energy Star windows |  |  |  |  | eui_space_heating | 1.51 | Energy Use Intensity_space_heating, Schools K-12 | US Energy Information Administration, 2018 Commercial Buildings Energy Consumption Survey | Commercial
Energy Star windows |  |  |  |  | sqft | 33114 | Average Premise Area, Schools k-12 | US Energy Information Administration, 2018 Commercial Buildings Energy Consumption Survey | Commercial
Energy Star windows |  |  |  |  | sqft | 19802 | Average Premise Area, Warehouse | US Energy Information Administration, 2018 Commercial Buildings Energy Consumption Survey | Commercial
Energy Star windows |  |  |  |  | eui_space_heating | 0.43 | Energy Use Intensity_space_heating, Warehouse | US Energy Information Administration, 2018 Commercial Buildings Energy Consumption Survey | Commercial
Energy Star windows |  |  |  |  | eui_space_cooling | 0.98 | Energy Use Intensity_space_cooling, Warehouse | US Energy Information Administration, 2018 Commercial Buildings Energy Consumption Survey | Commercial
Energy Star windows |  |  |  |  | svge_heating | 0.01912 | Energy Star Windows Space Heating Savings Factor | Residential single family Energy Star Windows savings % on space heating | Commercial
Energy Star windows |  |  |  |  | svge_cooling | 0.00593 | Energy Star Windows Space Cooling Savings Factor | Residential single family Energy Star Windows savings % on space cooling | Commercial
Energy Star windows |  |  |  |  | X_cool | 1 | multiplier for space cooling |  | Commercial
Energy Star windows |  |  |  |  | X_heat | 0 | multiplier for space heating |  | Commercial
Energy Star windows |  |  |  |  | X_cool | 0 | multiplier for space cooling |  | Commercial
Energy Star windows |  |  |  |  | X_heat | 1 | multiplier for space heating |  | Commercial
Engine Block Timer | Engine Block Timer | Commercial Miscellaneous | p_heater*t_control*day_heater*UF_heater | p_heater*t_heater*day_heater*UF_heater | p_heater | 1 | Avg. power of engine block heater | Minnesota 2020 Statewide TRM V3.1 | Commercial
Engine Block Timer |  |  |  |  | t_heater | 10 | time that heater will operate if uncontrolled | Minnesota 2020 Statewide TRM V3.1 | Commercial
Engine Block Timer |  |  |  |  | t_control | 2 | Time that heater will operate if controlled | Minnesota 2020 Statewide TRM V3.1 | Commercial
Engine Block Timer |  |  |  |  | day_heater | 90 | days heater will operate | Minnesota 2020 Statewide TRM V3.1 | Commercial
Engine Block Timer |  |  |  |  | UF_heater | 0.8 | usage factor | Minnesota 2020 Statewide TRM V3.1 | Commercial
Escalator Motor Efficiency Controller | Escalator Motor Efficiency Controller | Commercial Miscellaneous | uec_escalator*(1-factor) | uec_escalator | factor | 0.15 | Escalator Motor Efficiency Controller Energy Savings Factor | Escalators vs. Elevators, http://www.slate.com/articles/health_and_science/the_green_lantern/2010/08/escalators_vs_elevators.html | Commercial
Escalator Motor Efficiency Controller |  |  |  |  | uec_escalator | 75000 | Escalator annual energy consumption | Escalators vs. Elevators, http://www.slate.com/articles/health_and_science/the_green_lantern/2010/08/escalators_vs_elevators.html | Commercial
Facility Commissioning_SC | Facility Commissioning_SC | Space Cooling | eui_space_cooling*sqft*(1-svge) | eui_space_cooling*sqft | sqft | 15585 | Average Premise Area, Assembly | US Energy Information Administration, 2018 Commercial Buildings Energy Consumption Survey | Commercial
Facility Commissioning_SC |  |  |  |  | eui_space_cooling | 8.01 | Energy Use Intensity_space_cooling, Assembly | US Energy Information Administration, 2018 Commercial Buildings Energy Consumption Survey | Commercial
Facility Commissioning_SC |  |  |  |  | eui_space_cooling | 2.06 | Energy Use Intensity_space_cooling, College and University | US Energy Information Administration, 2018 Commercial Buildings Energy Consumption Survey | Commercial
Facility Commissioning_SC |  |  |  |  | sqft | 24388 | Average Premise Area, College and University | US Energy Information Administration, 2018 Commercial Buildings Energy Consumption Survey | Commercial
Facility Commissioning_SC |  |  |  |  | sqft | 104487 | Average Premise Area, Data Center | US Energy Information Administration, 2018 Commercial Buildings Energy Consumption Survey | Commercial
Facility Commissioning_SC |  |  |  |  | eui_space_cooling | 2.36 | Energy Use Intensity_space_cooling, Data Center | US Energy Information Administration, 2018 Commercial Buildings Energy Consumption Survey | Commercial
Facility Commissioning_SC |  |  |  |  | sqft | 2663 | Average Premise Area, Grocery | US Energy Information Administration, 2018 Commercial Buildings Energy Consumption Survey | Commercial
Facility Commissioning_SC |  |  |  |  | eui_space_cooling | 3.81 | Energy Use Intensity_space_cooling, Grocery | US Energy Information Administration, 2018 Commercial Buildings Energy Consumption Survey | Commercial
Facility Commissioning_SC |  |  |  |  | eui_space_cooling | 2.21 | Energy Use Intensity_space_cooling, Healthcare | US Energy Information Administration, 2018 Commercial Buildings Energy Consumption Survey | Commercial
Facility Commissioning_SC |  |  |  |  | sqft | 9531 | Average Premise Area, Healthcare | US Energy Information Administration, 2018 Commercial Buildings Energy Consumption Survey | Commercial
Facility Commissioning_SC |  |  |  |  | eui_space_cooling | 9.83 | Energy Use Intensity_space_cooling, Hospitals | US Energy Information Administration, 2018 Commercial Buildings Energy Consumption Survey | Commercial
Facility Commissioning_SC |  |  |  |  | sqft | 188543 | Average Premise Area, Hospitals | US Energy Information Administration, 2018 Commercial Buildings Energy Consumption Survey | Commercial
Facility Commissioning_SC |  |  |  |  | sqft | 12448 | Average Premise Area, Institutional | US Energy Information Administration, 2018 Commercial Buildings Energy Consumption Survey | Commercial
Facility Commissioning_SC |  |  |  |  | eui_space_cooling | 1.98 | Energy Use Intensity_space_cooling, Institutional | US Energy Information Administration, 2018 Commercial Buildings Energy Consumption Survey | Commercial
Facility Commissioning_SC |  |  |  |  | sqft | 43432 | Average Premise Area, Lodging/Hospitality | US Energy Information Administration, 2018 Commercial Buildings Energy Consumption Survey | Commercial
Facility Commissioning_SC |  |  |  |  | eui_space_cooling | 4.62 | Energy Use Intensity_space_cooling, Lodging/Hospitality | US Energy Information Administration, 2018 Commercial Buildings Energy Consumption Survey | Commercial
Facility Commissioning_SC |  |  |  |  | eui_space_cooling | 1.32 | Energy Use Intensity_space_cooling, Miscellaneous | US Energy Information Administration, 2018 Commercial Buildings Energy Consumption Survey | Commercial
Facility Commissioning_SC |  |  |  |  | sqft | 33805 | Average Premise Area, Miscellaneous | US Energy Information Administration, 2018 Commercial Buildings Energy Consumption Survey | Commercial
Facility Commissioning_SC |  |  |  |  | eui_space_cooling | 3.19 | Energy Use Intensity_space_cooling, Offices | US Energy Information Administration, 2018 Commercial Buildings Energy Consumption Survey | Commercial
Facility Commissioning_SC |  |  |  |  | sqft | 17724 | Average Premise Area, Offices | US Energy Information Administration, 2018 Commercial Buildings Energy Consumption Survey | Commercial
Facility Commissioning_SC |  |  |  |  | eui_space_cooling | 9.72 | Energy Use Intensity_space_cooling, Restaurants | US Energy Information Administration, 2018 Commercial Buildings Energy Consumption Survey | Commercial
Facility Commissioning_SC |  |  |  |  | sqft | 4990 | Average Premise Area, Restaurants | US Energy Information Administration, 2018 Commercial Buildings Energy Consumption Survey | Commercial
Facility Commissioning_SC |  |  |  |  | eui_space_cooling | 3.07 | Energy Use Intensity_space_cooling, Retail | US Energy Information Administration, 2018 Commercial Buildings Energy Consumption Survey | Commercial
Facility Commissioning_SC |  |  |  |  | sqft | 23334 | Average Premise Area, Retail | US Energy Information Administration, 2018 Commercial Buildings Energy Consumption Survey | Commercial
Facility Commissioning_SC |  |  |  |  | eui_space_cooling | 4.85 | Energy Use Intensity_space_cooling, Schools K-12 | US Energy Information Administration, 2018 Commercial Buildings Energy Consumption Survey | Commercial
Facility Commissioning_SC |  |  |  |  | sqft | 33114 | Average Premise Area, Schools k-12 | US Energy Information Administration, 2018 Commercial Buildings Energy Consumption Survey | Commercial
Facility Commissioning_SC |  |  |  |  | sqft | 19802 | Average Premise Area, Warehouse | US Energy Information Administration, 2018 Commercial Buildings Energy Consumption Survey | Commercial
Facility Commissioning_SC |  |  |  |  | eui_space_cooling | 0.98 | Energy Use Intensity_space_cooling, Warehouse | US Energy Information Administration, 2018 Commercial Buildings Energy Consumption Survey | Commercial
Facility Commissioning_SC |  |  |  |  | svge | 0.16 | Retrocommissioning Energy Savings Factor (SVGE) | Pennsylvania Public Utility Commission, Energy Efficiency Potential Study for Pennsylvania Final Report, 2015, Appendix E | Commercial
Facility Commissioning_SH | Facility Commissioning_SH | Space Heating | eui_space_heating*sqft*(1-svge) | eui_space_heating*sqft | svge | 0.16 | Retrocommissioning Energy Savings Factor (SVGE) | Pennsylvania Public Utility Commission, Energy Efficiency Potential Study for Pennsylvania Final Report, 2015, Appendix E | Commercial
Facility Commissioning_SH |  |  |  |  | eui_space_heating | 1.02 | Energy Use Intensity_space_heating, Assembly | US Energy Information Administration, 2018 Commercial Buildings Energy Consumption Survey | Commercial
Facility Commissioning_SH |  |  |  |  | sqft | 15585 | Average Premise Area, Assembly | US Energy Information Administration, 2018 Commercial Buildings Energy Consumption Survey | Commercial
Facility Commissioning_SH |  |  |  |  | eui_space_heating | 0.32 | Energy Use Intensity_space_heating, College and University | US Energy Information Administration, 2018 Commercial Buildings Energy Consumption Survey | Commercial
Facility Commissioning_SH |  |  |  |  | sqft | 24388 | Average Premise Area, College and University | US Energy Information Administration, 2018 Commercial Buildings Energy Consumption Survey | Commercial
Facility Commissioning_SH |  |  |  |  | sqft | 104487 | Average Premise Area, Data Center | US Energy Information Administration, 2018 Commercial Buildings Energy Consumption Survey | Commercial
Facility Commissioning_SH |  |  |  |  | eui_space_heating | 0.57 | Energy Use Intensity_space_heating, Data Center | US Energy Information Administration, 2018 Commercial Buildings Energy Consumption Survey | Commercial
Facility Commissioning_SH |  |  |  |  | eui_space_heating | 2.59 | Energy Use Intensity_space_heating, Grocery | US Energy Information Administration, 2018 Commercial Buildings Energy Consumption Survey | Commercial
Facility Commissioning_SH |  |  |  |  | sqft | 2663 | Average Premise Area, Grocery | US Energy Information Administration, 2018 Commercial Buildings Energy Consumption Survey | Commercial
Facility Commissioning_SH |  |  |  |  | eui_space_heating | 1.12 | Energy Use Intensity_space_heating, Healthcare | US Energy Information Administration, 2018 Commercial Buildings Energy Consumption Survey | Commercial
Facility Commissioning_SH |  |  |  |  | sqft | 9531 | Average Premise Area, Healthcare | US Energy Information Administration, 2018 Commercial Buildings Energy Consumption Survey | Commercial
Facility Commissioning_SH |  |  |  |  | sqft | 188543 | Average Premise Area, Hospitals | US Energy Information Administration, 2018 Commercial Buildings Energy Consumption Survey | Commercial
Facility Commissioning_SH |  |  |  |  | eui_space_heating | 1.16 | Energy Use Intensity_space_heating, Hospitals | US Energy Information Administration, 2018 Commercial Buildings Energy Consumption Survey | Commercial
Facility Commissioning_SH |  |  |  |  | eui_space_heating | 0.59 | Energy Use Intensity_space_heating, Institutional | US Energy Information Administration, 2018 Commercial Buildings Energy Consumption Survey | Commercial
Facility Commissioning_SH |  |  |  |  | sqft | 12448 | Average Premise Area, Institutional | US Energy Information Administration, 2018 Commercial Buildings Energy Consumption Survey | Commercial
Facility Commissioning_SH |  |  |  |  | eui_space_heating | 0.53 | Energy Use Intensity_space_heating, Lodging/Hospitality | US Energy Information Administration, 2018 Commercial Buildings Energy Consumption Survey | Commercial
Facility Commissioning_SH |  |  |  |  | sqft | 43432 | Average Premise Area, Lodging/Hospitality | US Energy Information Administration, 2018 Commercial Buildings Energy Consumption Survey | Commercial
Facility Commissioning_SH |  |  |  |  | eui_space_heating | 0.74 | Energy Use Intensity_space_heating, Miscellaneous | US Energy Information Administration, 2018 Commercial Buildings Energy Consumption Survey | Commercial
Facility Commissioning_SH |  |  |  |  | sqft | 33805 | Average Premise Area, Miscellaneous | US Energy Information Administration, 2018 Commercial Buildings Energy Consumption Survey | Commercial
Facility Commissioning_SH |  |  |  |  | sqft | 17724 | Average Premise Area, Offices | US Energy Information Administration, 2018 Commercial Buildings Energy Consumption Survey | Commercial
Facility Commissioning_SH |  |  |  |  | eui_space_heating | 1.62 | Energy Use Intensity_space_heating, Offices | US Energy Information Administration, 2018 Commercial Buildings Energy Consumption Survey | Commercial
Facility Commissioning_SH |  |  |  |  | sqft | 4990 | Average Premise Area, Restaurants | US Energy Information Administration, 2018 Commercial Buildings Energy Consumption Survey | Commercial
Facility Commissioning_SH |  |  |  |  | eui_space_heating | 3.55 | Energy Use Intensity_space_heating, Restaurants | US Energy Information Administration, 2018 Commercial Buildings Energy Consumption Survey | Commercial
Facility Commissioning_SH |  |  |  |  | eui_space_heating | 1.09 | Energy Use Intensity_space_heating, Retail | US Energy Information Administration, 2018 Commercial Buildings Energy Consumption Survey | Commercial
Facility Commissioning_SH |  |  |  |  | sqft | 23334 | Average Premise Area, Retail | US Energy Information Administration, 2018 Commercial Buildings Energy Consumption Survey | Commercial
Facility Commissioning_SH |  |  |  |  | eui_space_heating | 1.51 | Energy Use Intensity_space_heating, Schools K-12 | US Energy Information Administration, 2018 Commercial Buildings Energy Consumption Survey | Commercial
Facility Commissioning_SH |  |  |  |  | sqft | 33114 | Average Premise Area, Schools k-12 | US Energy Information Administration, 2018 Commercial Buildings Energy Consumption Survey | Commercial
Facility Commissioning_SH |  |  |  |  | sqft | 19802 | Average Premise Area, Warehouse | US Energy Information Administration, 2018 Commercial Buildings Energy Consumption Survey | Commercial
Facility Commissioning_SH |  |  |  |  | eui_space_heating | 0.43 | Energy Use Intensity_space_heating, Warehouse | US Energy Information Administration, 2018 Commercial Buildings Energy Consumption Survey | Commercial
Facility Commissioning_VT | Facility Commissioning_VT | Ventilation and Circulation | eui_ventilation_circulation*sqft*(1-svge) | eui_ventilation_circulation*sqft | svge | 0.16 | Retrocommissioning Energy Savings Factor (SVGE) | Pennsylvania Public Utility Commission, Energy Efficiency Potential Study for Pennsylvania Final Report, 2015, Appendix E | Commercial
Facility Commissioning_VT |  |  |  |  | sqft | 15585 | Average Premise Area, Assembly | US Energy Information Administration, 2018 Commercial Buildings Energy Consumption Survey | Commercial
Facility Commissioning_VT |  |  |  |  | eui_ventilation_circulation | 0.62 | Energy Use Intensity_ventilation_circulation, Assembly | US Energy Information Administration, 2018 Commercial Buildings Energy Consumption Survey | Commercial
Facility Commissioning_VT |  |  |  |  | sqft | 24388 | Average Premise Area, College and University | US Energy Information Administration, 2018 Commercial Buildings Energy Consumption Survey | Commercial
Facility Commissioning_VT |  |  |  |  | eui_ventilation_circulation | 1.34 | Energy Use Intensity_ventilation_circulation, College and University | US Energy Information Administration, 2018 Commercial Buildings Energy Consumption Survey | Commercial
Facility Commissioning_VT |  |  |  |  | sqft | 104487 | Average Premise Area, Data Center | US Energy Information Administration, 2018 Commercial Buildings Energy Consumption Survey | Commercial
Facility Commissioning_VT |  |  |  |  | eui_ventilation_circulation | 1.99 | Energy Use Intensity_ventilation_circulation, Data Center | US Energy Information Administration, 2018 Commercial Buildings Energy Consumption Survey | Commercial
Facility Commissioning_VT |  |  |  |  | eui_ventilation_circulation | 3.98 | Energy Use Intensity_ventilation_circulation, Grocery | US Energy Information Administration, 2018 Commercial Buildings Energy Consumption Survey | Commercial
Facility Commissioning_VT |  |  |  |  | sqft | 2663 | Average Premise Area, Grocery | US Energy Information Administration, 2018 Commercial Buildings Energy Consumption Survey | Commercial
Facility Commissioning_VT |  |  |  |  | sqft | 9531 | Average Premise Area, Healthcare | US Energy Information Administration, 2018 Commercial Buildings Energy Consumption Survey | Commercial
Facility Commissioning_VT |  |  |  |  | eui_ventilation_circulation | 3.89 | Energy Use Intensity_ventilation_circulation, Healthcare | US Energy Information Administration, 2018 Commercial Buildings Energy Consumption Survey | Commercial
Facility Commissioning_VT |  |  |  |  | eui_ventilation_circulation | 7.44 | Energy Use Intensity_ventilation_circulation, Hospitals | US Energy Information Administration, 2018 Commercial Buildings Energy Consumption Survey | Commercial
Facility Commissioning_VT |  |  |  |  | sqft | 188543 | Average Premise Area, Hospitals | US Energy Information Administration, 2018 Commercial Buildings Energy Consumption Survey | Commercial
Facility Commissioning_VT |  |  |  |  | eui_ventilation_circulation | 0.59 | Energy Use Intensity_ventilation_circulation, Institutional | US Energy Information Administration, 2018 Commercial Buildings Energy Consumption Survey | Commercial
Facility Commissioning_VT |  |  |  |  | sqft | 12448 | Average Premise Area, Institutional | US Energy Information Administration, 2018 Commercial Buildings Energy Consumption Survey | Commercial
Facility Commissioning_VT |  |  |  |  | eui_ventilation_circulation | 2.85 | Energy Use Intensity_ventilation_circulation, Lodging/Hospitality | US Energy Information Administration, 2018 Commercial Buildings Energy Consumption Survey | Commercial
Facility Commissioning_VT |  |  |  |  | sqft | 43432 | Average Premise Area, Lodging/Hospitality | US Energy Information Administration, 2018 Commercial Buildings Energy Consumption Survey | Commercial
Facility Commissioning_VT |  |  |  |  | eui_ventilation_circulation | 0.63 | Energy Use Intensity_ventilation_circulation, Miscellaneous | US Energy Information Administration, 2018 Commercial Buildings Energy Consumption Survey | Commercial
Facility Commissioning_VT |  |  |  |  | sqft | 33805 | Average Premise Area, Miscellaneous | US Energy Information Administration, 2018 Commercial Buildings Energy Consumption Survey | Commercial
Facility Commissioning_VT |  |  |  |  | eui_ventilation_circulation | 2.72 | Energy Use Intensity_ventilation_circulation, Offices | US Energy Information Administration, 2018 Commercial Buildings Energy Consumption Survey | Commercial
Facility Commissioning_VT |  |  |  |  | sqft | 17724 | Average Premise Area, Offices | US Energy Information Administration, 2018 Commercial Buildings Energy Consumption Survey | Commercial
Facility Commissioning_VT |  |  |  |  | eui_ventilation_circulation | 5.58 | Energy Use Intensity_ventilation_circulation, Restaurants | US Energy Information Administration, 2018 Commercial Buildings Energy Consumption Survey | Commercial
Facility Commissioning_VT |  |  |  |  | sqft | 4990 | Average Premise Area, Restaurants | US Energy Information Administration, 2018 Commercial Buildings Energy Consumption Survey | Commercial
Facility Commissioning_VT |  |  |  |  | eui_ventilation_circulation | 2.21 | Energy Use Intensity_ventilation_circulation, Retail | US Energy Information Administration, 2018 Commercial Buildings Energy Consumption Survey | Commercial
Facility Commissioning_VT |  |  |  |  | sqft | 23334 | Average Premise Area, Retail | US Energy Information Administration, 2018 Commercial Buildings Energy Consumption Survey | Commercial
Facility Commissioning_VT |  |  |  |  | eui_ventilation_circulation | 1.33 | Energy Use Intensity_ventilation_circulation, Schools K-12 | US Energy Information Administration, 2018 Commercial Buildings Energy Consumption Survey | Commercial
Facility Commissioning_VT |  |  |  |  | sqft | 33114 | Average Premise Area, Schools k-12 | US Energy Information Administration, 2018 Commercial Buildings Energy Consumption Survey | Commercial
Facility Commissioning_VT |  |  |  |  | eui_ventilation_circulation | 0.24 | Energy Use Intensity_ventilation_circulation, Warehouse | US Energy Information Administration, 2018 Commercial Buildings Energy Consumption Survey | Commercial
Facility Commissioning_VT |  |  |  |  | sqft | 19802 | Average Premise Area, Warehouse | US Energy Information Administration, 2018 Commercial Buildings Energy Consumption Survey | Commercial
Facility Energy Management System_SC | Facility Energy Management System_SC | Space Cooling | eui_space_cooling*sqft*(1-svge) | eui_space_cooling*sqft | sqft | 15585 | Average Premise Area, Assembly | US Energy Information Administration, 2018 Commercial Buildings Energy Consumption Survey | Commercial
Facility Energy Management System_SC |  |  |  |  | eui_space_cooling | 8.01 | Energy Use Intensity_space_cooling, Assembly | US Energy Information Administration, 2018 Commercial Buildings Energy Consumption Survey | Commercial
Facility Energy Management System_SC |  |  |  |  | eui_space_cooling | 2.06 | Energy Use Intensity_space_cooling, College and University | US Energy Information Administration, 2018 Commercial Buildings Energy Consumption Survey | Commercial
Facility Energy Management System_SC |  |  |  |  | sqft | 24388 | Average Premise Area, College and University | US Energy Information Administration, 2018 Commercial Buildings Energy Consumption Survey | Commercial
Facility Energy Management System_SC |  |  |  |  | sqft | 104487 | Average Premise Area, Data Center | US Energy Information Administration, 2018 Commercial Buildings Energy Consumption Survey | Commercial
Facility Energy Management System_SC |  |  |  |  | eui_space_cooling | 2.36 | Energy Use Intensity_space_cooling, Data Center | US Energy Information Administration, 2018 Commercial Buildings Energy Consumption Survey | Commercial
Facility Energy Management System_SC |  |  |  |  | sqft | 2663 | Average Premise Area, Grocery | US Energy Information Administration, 2018 Commercial Buildings Energy Consumption Survey | Commercial
Facility Energy Management System_SC |  |  |  |  | eui_space_cooling | 3.81 | Energy Use Intensity_space_cooling, Grocery | US Energy Information Administration, 2018 Commercial Buildings Energy Consumption Survey | Commercial
Facility Energy Management System_SC |  |  |  |  | eui_space_cooling | 2.21 | Energy Use Intensity_space_cooling, Healthcare | US Energy Information Administration, 2018 Commercial Buildings Energy Consumption Survey | Commercial
Facility Energy Management System_SC |  |  |  |  | sqft | 9531 | Average Premise Area, Healthcare | US Energy Information Administration, 2018 Commercial Buildings Energy Consumption Survey | Commercial
Facility Energy Management System_SC |  |  |  |  | eui_space_cooling | 9.83 | Energy Use Intensity_space_cooling, Hospitals | US Energy Information Administration, 2018 Commercial Buildings Energy Consumption Survey | Commercial
Facility Energy Management System_SC |  |  |  |  | sqft | 188543 | Average Premise Area, Hospitals | US Energy Information Administration, 2018 Commercial Buildings Energy Consumption Survey | Commercial
Facility Energy Management System_SC |  |  |  |  | sqft | 12448 | Average Premise Area, Institutional | US Energy Information Administration, 2018 Commercial Buildings Energy Consumption Survey | Commercial
Facility Energy Management System_SC |  |  |  |  | eui_space_cooling | 1.98 | Energy Use Intensity_space_cooling, Institutional | US Energy Information Administration, 2018 Commercial Buildings Energy Consumption Survey | Commercial
Facility Energy Management System_SC |  |  |  |  | sqft | 43432 | Average Premise Area, Lodging/Hospitality | US Energy Information Administration, 2018 Commercial Buildings Energy Consumption Survey | Commercial
Facility Energy Management System_SC |  |  |  |  | eui_space_cooling | 4.62 | Energy Use Intensity_space_cooling, Lodging/Hospitality | US Energy Information Administration, 2018 Commercial Buildings Energy Consumption Survey | Commercial
Facility Energy Management System_SC |  |  |  |  | eui_space_cooling | 1.32 | Energy Use Intensity_space_cooling, Miscellaneous | US Energy Information Administration, 2018 Commercial Buildings Energy Consumption Survey | Commercial
Facility Energy Management System_SC |  |  |  |  | sqft | 33805 | Average Premise Area, Miscellaneous | US Energy Information Administration, 2018 Commercial Buildings Energy Consumption Survey | Commercial
Facility Energy Management System_SC |  |  |  |  | eui_space_cooling | 3.19 | Energy Use Intensity_space_cooling, Offices | US Energy Information Administration, 2018 Commercial Buildings Energy Consumption Survey | Commercial
Facility Energy Management System_SC |  |  |  |  | sqft | 17724 | Average Premise Area, Offices | US Energy Information Administration, 2018 Commercial Buildings Energy Consumption Survey | Commercial
Facility Energy Management System_SC |  |  |  |  | eui_space_cooling | 9.72 | Energy Use Intensity_space_cooling, Restaurants | US Energy Information Administration, 2018 Commercial Buildings Energy Consumption Survey | Commercial
Facility Energy Management System_SC |  |  |  |  | sqft | 4990 | Average Premise Area, Restaurants | US Energy Information Administration, 2018 Commercial Buildings Energy Consumption Survey | Commercial
Facility Energy Management System_SC |  |  |  |  | eui_space_cooling | 3.07 | Energy Use Intensity_space_cooling, Retail | US Energy Information Administration, 2018 Commercial Buildings Energy Consumption Survey | Commercial
Facility Energy Management System_SC |  |  |  |  | sqft | 23334 | Average Premise Area, Retail | US Energy Information Administration, 2018 Commercial Buildings Energy Consumption Survey | Commercial
Facility Energy Management System_SC |  |  |  |  | eui_space_cooling | 4.85 | Energy Use Intensity_space_cooling, Schools K-12 | US Energy Information Administration, 2018 Commercial Buildings Energy Consumption Survey | Commercial
Facility Energy Management System_SC |  |  |  |  | sqft | 33114 | Average Premise Area, Schools k-12 | US Energy Information Administration, 2018 Commercial Buildings Energy Consumption Survey | Commercial
Facility Energy Management System_SC |  |  |  |  | sqft | 19802 | Average Premise Area, Warehouse | US Energy Information Administration, 2018 Commercial Buildings Energy Consumption Survey | Commercial
Facility Energy Management System_SC |  |  |  |  | eui_space_cooling | 0.98 | Energy Use Intensity_space_cooling, Warehouse | US Energy Information Administration, 2018 Commercial Buildings Energy Consumption Survey | Commercial
Facility Energy Management System_SC |  |  |  |  | svge | 0.15 | HVAC Energy Management System Savings | Flusberg, Martin. Powerhouse Dynamics Blog, "How Much Do Energy Management Systems Save Small Commercial Facilities". | Commercial
Facility Energy Management System_SH | Facility Energy Management System_SH | Space Heating | eui_space_heating*sqft*(1-svge) | eui_space_heating*sqft | eui_space_heating | 1.02 | Energy Use Intensity_space_heating, Assembly | US Energy Information Administration, 2018 Commercial Buildings Energy Consumption Survey | Commercial
Facility Energy Management System_SH |  |  |  |  | sqft | 15585 | Average Premise Area, Assembly | US Energy Information Administration, 2018 Commercial Buildings Energy Consumption Survey | Commercial
Facility Energy Management System_SH |  |  |  |  | eui_space_heating | 0.32 | Energy Use Intensity_space_heating, College and University | US Energy Information Administration, 2018 Commercial Buildings Energy Consumption Survey | Commercial
Facility Energy Management System_SH |  |  |  |  | sqft | 24388 | Average Premise Area, College and University | US Energy Information Administration, 2018 Commercial Buildings Energy Consumption Survey | Commercial
Facility Energy Management System_SH |  |  |  |  | sqft | 104487 | Average Premise Area, Data Center | US Energy Information Administration, 2018 Commercial Buildings Energy Consumption Survey | Commercial
Facility Energy Management System_SH |  |  |  |  | eui_space_heating | 0.57 | Energy Use Intensity_space_heating, Data Center | US Energy Information Administration, 2018 Commercial Buildings Energy Consumption Survey | Commercial
Facility Energy Management System_SH |  |  |  |  | eui_space_heating | 2.59 | Energy Use Intensity_space_heating, Grocery | US Energy Information Administration, 2018 Commercial Buildings Energy Consumption Survey | Commercial
Facility Energy Management System_SH |  |  |  |  | sqft | 2663 | Average Premise Area, Grocery | US Energy Information Administration, 2018 Commercial Buildings Energy Consumption Survey | Commercial
Facility Energy Management System_SH |  |  |  |  | eui_space_heating | 1.12 | Energy Use Intensity_space_heating, Healthcare | US Energy Information Administration, 2018 Commercial Buildings Energy Consumption Survey | Commercial
Facility Energy Management System_SH |  |  |  |  | sqft | 9531 | Average Premise Area, Healthcare | US Energy Information Administration, 2018 Commercial Buildings Energy Consumption Survey | Commercial
Facility Energy Management System_SH |  |  |  |  | sqft | 188543 | Average Premise Area, Hospitals | US Energy Information Administration, 2018 Commercial Buildings Energy Consumption Survey | Commercial
Facility Energy Management System_SH |  |  |  |  | eui_space_heating | 1.16 | Energy Use Intensity_space_heating, Hospitals | US Energy Information Administration, 2018 Commercial Buildings Energy Consumption Survey | Commercial
Facility Energy Management System_SH |  |  |  |  | eui_space_heating | 0.59 | Energy Use Intensity_space_heating, Institutional | US Energy Information Administration, 2018 Commercial Buildings Energy Consumption Survey | Commercial
Facility Energy Management System_SH |  |  |  |  | sqft | 12448 | Average Premise Area, Institutional | US Energy Information Administration, 2018 Commercial Buildings Energy Consumption Survey | Commercial
Facility Energy Management System_SH |  |  |  |  | eui_space_heating | 0.53 | Energy Use Intensity_space_heating, Lodging/Hospitality | US Energy Information Administration, 2018 Commercial Buildings Energy Consumption Survey | Commercial
Facility Energy Management System_SH |  |  |  |  | sqft | 43432 | Average Premise Area, Lodging/Hospitality | US Energy Information Administration, 2018 Commercial Buildings Energy Consumption Survey | Commercial
Facility Energy Management System_SH |  |  |  |  | eui_space_heating | 0.74 | Energy Use Intensity_space_heating, Miscellaneous | US Energy Information Administration, 2018 Commercial Buildings Energy Consumption Survey | Commercial
Facility Energy Management System_SH |  |  |  |  | sqft | 33805 | Average Premise Area, Miscellaneous | US Energy Information Administration, 2018 Commercial Buildings Energy Consumption Survey | Commercial
Facility Energy Management System_SH |  |  |  |  | sqft | 17724 | Average Premise Area, Offices | US Energy Information Administration, 2018 Commercial Buildings Energy Consumption Survey | Commercial
Facility Energy Management System_SH |  |  |  |  | eui_space_heating | 1.62 | Energy Use Intensity_space_heating, Offices | US Energy Information Administration, 2018 Commercial Buildings Energy Consumption Survey | Commercial
Facility Energy Management System_SH |  |  |  |  | sqft | 4990 | Average Premise Area, Restaurants | US Energy Information Administration, 2018 Commercial Buildings Energy Consumption Survey | Commercial
Facility Energy Management System_SH |  |  |  |  | eui_space_heating | 3.55 | Energy Use Intensity_space_heating, Restaurants | US Energy Information Administration, 2018 Commercial Buildings Energy Consumption Survey | Commercial
Facility Energy Management System_SH |  |  |  |  | eui_space_heating | 1.09 | Energy Use Intensity_space_heating, Retail | US Energy Information Administration, 2018 Commercial Buildings Energy Consumption Survey | Commercial
Facility Energy Management System_SH |  |  |  |  | sqft | 23334 | Average Premise Area, Retail | US Energy Information Administration, 2018 Commercial Buildings Energy Consumption Survey | Commercial
Facility Energy Management System_SH |  |  |  |  | eui_space_heating | 1.51 | Energy Use Intensity_space_heating, Schools K-12 | US Energy Information Administration, 2018 Commercial Buildings Energy Consumption Survey | Commercial
Facility Energy Management System_SH |  |  |  |  | sqft | 33114 | Average Premise Area, Schools k-12 | US Energy Information Administration, 2018 Commercial Buildings Energy Consumption Survey | Commercial
Facility Energy Management System_SH |  |  |  |  | sqft | 19802 | Average Premise Area, Warehouse | US Energy Information Administration, 2018 Commercial Buildings Energy Consumption Survey | Commercial
Facility Energy Management System_SH |  |  |  |  | eui_space_heating | 0.43 | Energy Use Intensity_space_heating, Warehouse | US Energy Information Administration, 2018 Commercial Buildings Energy Consumption Survey | Commercial
Facility Energy Management System_SH |  |  |  |  | svge | 0.15 | HVAC Energy Management System Savings | Flusberg, Martin. Powerhouse Dynamics Blog, "How Much Do Energy Management Systems Save Small Commercial Facilities". | Commercial
Facility Energy Management System_VT | Facility Energy Management System_VT | Ventilation and Circulation | eui_ventilation_circulation*sqft*(1-svge) | eui_ventilation_circulation*sqft | svge | 0.15 | HVAC Energy Management System Savings | Flusberg, Martin. Powerhouse Dynamics Blog, "How Much Do Energy Management Systems Save Small Commercial Facilities". | Commercial
Facility Energy Management System_VT |  |  |  |  | sqft | 15585 | Average Premise Area, Assembly | US Energy Information Administration, 2018 Commercial Buildings Energy Consumption Survey | Commercial
Facility Energy Management System_VT |  |  |  |  | eui_ventilation_circulation | 0.62 | Energy Use Intensity_ventilation_circulation, Assembly | US Energy Information Administration, 2018 Commercial Buildings Energy Consumption Survey | Commercial
Facility Energy Management System_VT |  |  |  |  | sqft | 24388 | Average Premise Area, College and University | US Energy Information Administration, 2018 Commercial Buildings Energy Consumption Survey | Commercial
Facility Energy Management System_VT |  |  |  |  | eui_ventilation_circulation | 1.34 | Energy Use Intensity_ventilation_circulation, College and University | US Energy Information Administration, 2018 Commercial Buildings Energy Consumption Survey | Commercial
Facility Energy Management System_VT |  |  |  |  | sqft | 104487 | Average Premise Area, Data Center | US Energy Information Administration, 2018 Commercial Buildings Energy Consumption Survey | Commercial
Facility Energy Management System_VT |  |  |  |  | eui_ventilation_circulation | 1.99 | Energy Use Intensity_ventilation_circulation, Data Center | US Energy Information Administration, 2018 Commercial Buildings Energy Consumption Survey | Commercial
Facility Energy Management System_VT |  |  |  |  | eui_ventilation_circulation | 3.98 | Energy Use Intensity_ventilation_circulation, Grocery | US Energy Information Administration, 2018 Commercial Buildings Energy Consumption Survey | Commercial
Facility Energy Management System_VT |  |  |  |  | sqft | 2663 | Average Premise Area, Grocery | US Energy Information Administration, 2018 Commercial Buildings Energy Consumption Survey | Commercial
Facility Energy Management System_VT |  |  |  |  | sqft | 9531 | Average Premise Area, Healthcare | US Energy Information Administration, 2018 Commercial Buildings Energy Consumption Survey | Commercial
Facility Energy Management System_VT |  |  |  |  | eui_ventilation_circulation | 3.89 | Energy Use Intensity_ventilation_circulation, Healthcare | US Energy Information Administration, 2018 Commercial Buildings Energy Consumption Survey | Commercial
Facility Energy Management System_VT |  |  |  |  | eui_ventilation_circulation | 7.44 | Energy Use Intensity_ventilation_circulation, Hospitals | US Energy Information Administration, 2018 Commercial Buildings Energy Consumption Survey | Commercial
Facility Energy Management System_VT |  |  |  |  | sqft | 188543 | Average Premise Area, Hospitals | US Energy Information Administration, 2018 Commercial Buildings Energy Consumption Survey | Commercial
Facility Energy Management System_VT |  |  |  |  | eui_ventilation_circulation | 0.59 | Energy Use Intensity_ventilation_circulation, Institutional | US Energy Information Administration, 2018 Commercial Buildings Energy Consumption Survey | Commercial
Facility Energy Management System_VT |  |  |  |  | sqft | 12448 | Average Premise Area, Institutional | US Energy Information Administration, 2018 Commercial Buildings Energy Consumption Survey | Commercial
Facility Energy Management System_VT |  |  |  |  | eui_ventilation_circulation | 2.85 | Energy Use Intensity_ventilation_circulation, Lodging/Hospitality | US Energy Information Administration, 2018 Commercial Buildings Energy Consumption Survey | Commercial
Facility Energy Management System_VT |  |  |  |  | sqft | 43432 | Average Premise Area, Lodging/Hospitality | US Energy Information Administration, 2018 Commercial Buildings Energy Consumption Survey | Commercial
Facility Energy Management System_VT |  |  |  |  | eui_ventilation_circulation | 0.63 | Energy Use Intensity_ventilation_circulation, Miscellaneous | US Energy Information Administration, 2018 Commercial Buildings Energy Consumption Survey | Commercial
Facility Energy Management System_VT |  |  |  |  | sqft | 33805 | Average Premise Area, Miscellaneous | US Energy Information Administration, 2018 Commercial Buildings Energy Consumption Survey | Commercial
Facility Energy Management System_VT |  |  |  |  | eui_ventilation_circulation | 2.72 | Energy Use Intensity_ventilation_circulation, Offices | US Energy Information Administration, 2018 Commercial Buildings Energy Consumption Survey | Commercial
Facility Energy Management System_VT |  |  |  |  | sqft | 17724 | Average Premise Area, Offices | US Energy Information Administration, 2018 Commercial Buildings Energy Consumption Survey | Commercial
Facility Energy Management System_VT |  |  |  |  | eui_ventilation_circulation | 5.58 | Energy Use Intensity_ventilation_circulation, Restaurants | US Energy Information Administration, 2018 Commercial Buildings Energy Consumption Survey | Commercial
Facility Energy Management System_VT |  |  |  |  | sqft | 4990 | Average Premise Area, Restaurants | US Energy Information Administration, 2018 Commercial Buildings Energy Consumption Survey | Commercial
Facility Energy Management System_VT |  |  |  |  | eui_ventilation_circulation | 2.21 | Energy Use Intensity_ventilation_circulation, Retail | US Energy Information Administration, 2018 Commercial Buildings Energy Consumption Survey | Commercial
Facility Energy Management System_VT |  |  |  |  | sqft | 23334 | Average Premise Area, Retail | US Energy Information Administration, 2018 Commercial Buildings Energy Consumption Survey | Commercial
Facility Energy Management System_VT |  |  |  |  | eui_ventilation_circulation | 1.33 | Energy Use Intensity_ventilation_circulation, Schools K-12 | US Energy Information Administration, 2018 Commercial Buildings Energy Consumption Survey | Commercial
Facility Energy Management System_VT |  |  |  |  | sqft | 33114 | Average Premise Area, Schools k-12 | US Energy Information Administration, 2018 Commercial Buildings Energy Consumption Survey | Commercial
Facility Energy Management System_VT |  |  |  |  | eui_ventilation_circulation | 0.24 | Energy Use Intensity_ventilation_circulation, Warehouse | US Energy Information Administration, 2018 Commercial Buildings Energy Consumption Survey | Commercial
Facility Energy Management System_VT |  |  |  |  | sqft | 19802 | Average Premise Area, Warehouse | US Energy Information Administration, 2018 Commercial Buildings Energy Consumption Survey | Commercial
Faucet Aerator | Faucet Aerator | Domestic Hot Water | gpmeff/gpm_base_faucet*usage*epgelectric | gpm_base_faucet/gpm_base_faucet*usage*epgelectric | gpmeff | 1 | Efficient Faucet Aerator Flow Rate (GPMEFF) | Measure Definition | Commercial
Faucet Aerator |  |  |  |  | epgelectric | 0.09681 | Energy per gallon of water used by faucet (elec WH) (EPGelectric) | Calculated from the parameter listed below | Commercial
Faucet Aerator |  |  |  |  | usage | 5000 | Estimated usage of mixed water per faucet (Usage) | Illinois TRM, Version 8.0,Volume 2: Commercial and Industrial Measures, Final February 11th, 2016; Effective: June 1st, 2016, Section 4.3.2, page 95 | Commercial
Faucet Aerator |  |  |  |  | gpm_base_faucet | 2.2 | Standard flow rate for bathroom and kitchen faucets in gallons per minute |  | Commercial
Floating Head Pressure Controls | Floating Head Pressure Controls | Refrigeration | eui_refrigeration*sqft*(1-svge) | eui_refrigeration*sqft | sqft | 15585 | Average Premise Area, Assembly | US Energy Information Administration, 2018 Commercial Buildings Energy Consumption Survey | Commercial
Floating Head Pressure Controls |  |  |  |  | eui_refrigeration | 0.58 | Energy Use Intensity_refrigeration, Assembly | US Energy Information Administration, 2018 Commercial Buildings Energy Consumption Survey | Commercial
Floating Head Pressure Controls |  |  |  |  | sqft | 24388 | Average Premise Area, College and University | US Energy Information Administration, 2018 Commercial Buildings Energy Consumption Survey | Commercial
Floating Head Pressure Controls |  |  |  |  | eui_refrigeration | 0.33 | Energy Use Intensity_refrigeration, College and University | US Energy Information Administration, 2018 Commercial Buildings Energy Consumption Survey | Commercial
Floating Head Pressure Controls |  |  |  |  | sqft | 104487 | Average Premise Area, Data Center | US Energy Information Administration, 2018 Commercial Buildings Energy Consumption Survey | Commercial
Floating Head Pressure Controls |  |  |  |  | eui_refrigeration | 1.05 | Energy Use Intensity_refrigeration, Data Center | US Energy Information Administration, 2018 Commercial Buildings Energy Consumption Survey | Commercial
Floating Head Pressure Controls |  |  |  |  | sqft | 2663 | Average Premise Area, Grocery | US Energy Information Administration, 2018 Commercial Buildings Energy Consumption Survey | Commercial
Floating Head Pressure Controls |  |  |  |  | eui_refrigeration | 32.05 | Energy Use Intensity_refrigeration, Grocery | US Energy Information Administration, 2018 Commercial Buildings Energy Consumption Survey | Commercial
Floating Head Pressure Controls |  |  |  |  | sqft | 9531 | Average Premise Area, Healthcare | US Energy Information Administration, 2018 Commercial Buildings Energy Consumption Survey | Commercial
Floating Head Pressure Controls |  |  |  |  | eui_refrigeration | 0.38 | Energy Use Intensity_refrigeration, Healthcare | US Energy Information Administration, 2018 Commercial Buildings Energy Consumption Survey | Commercial
Floating Head Pressure Controls |  |  |  |  | eui_refrigeration | 1.49 | Energy Use Intensity_refrigeration, Hospitals | US Energy Information Administration, 2018 Commercial Buildings Energy Consumption Survey | Commercial
Floating Head Pressure Controls |  |  |  |  | sqft | 188543 | Average Premise Area, Hospitals | US Energy Information Administration, 2018 Commercial Buildings Energy Consumption Survey | Commercial
Floating Head Pressure Controls |  |  |  |  | sqft | 12448 | Average Premise Area, Institutional | US Energy Information Administration, 2018 Commercial Buildings Energy Consumption Survey | Commercial
Floating Head Pressure Controls |  |  |  |  | eui_refrigeration | 0.48 | Energy Use Intensity_refrigeration, Institutional | US Energy Information Administration, 2018 Commercial Buildings Energy Consumption Survey | Commercial
Floating Head Pressure Controls |  |  |  |  | eui_refrigeration | 2.23 | Energy Use Intensity_refrigeration, Lodging/Hospitality | US Energy Information Administration, 2018 Commercial Buildings Energy Consumption Survey | Commercial
Floating Head Pressure Controls |  |  |  |  | sqft | 43432 | Average Premise Area, Lodging/Hospitality | US Energy Information Administration, 2018 Commercial Buildings Energy Consumption Survey | Commercial
Floating Head Pressure Controls |  |  |  |  | eui_refrigeration | 0.01 | Energy Use Intensity_refrigeration, Miscellaneous | US Energy Information Administration, 2018 Commercial Buildings Energy Consumption Survey | Commercial
Floating Head Pressure Controls |  |  |  |  | sqft | 33805 | Average Premise Area, Miscellaneous | US Energy Information Administration, 2018 Commercial Buildings Energy Consumption Survey | Commercial
Floating Head Pressure Controls |  |  |  |  | eui_refrigeration | 0.52 | Energy Use Intensity_refrigeration, Offcies | US Energy Information Administration, 2018 Commercial Buildings Energy Consumption Survey | Commercial
Floating Head Pressure Controls |  |  |  |  | sqft | 17724 | Average Premise Area, Offices | US Energy Information Administration, 2018 Commercial Buildings Energy Consumption Survey | Commercial
Floating Head Pressure Controls |  |  |  |  | eui_refrigeration | 13.25 | Energy Use Intensity_refrigeration, Restaurants | US Energy Information Administration, 2018 Commercial Buildings Energy Consumption Survey | Commercial
Floating Head Pressure Controls |  |  |  |  | sqft | 4990 | Average Premise Area, Restaurants | US Energy Information Administration, 2018 Commercial Buildings Energy Consumption Survey | Commercial
Floating Head Pressure Controls |  |  |  |  | eui_refrigeration | 2.36 | Energy Use Intensity_refrigeration, Retail | US Energy Information Administration, 2018 Commercial Buildings Energy Consumption Survey | Commercial
Floating Head Pressure Controls |  |  |  |  | sqft | 23334 | Average Premise Area, Retail | US Energy Information Administration, 2018 Commercial Buildings Energy Consumption Survey | Commercial
Floating Head Pressure Controls |  |  |  |  | eui_refrigeration | 0.29 | Energy Use Intensity_refrigeration, Schools K-12 | US Energy Information Administration, 2018 Commercial Buildings Energy Consumption Survey | Commercial
Floating Head Pressure Controls |  |  |  |  | sqft | 33114 | Average Premise Area, Schools k-12 | US Energy Information Administration, 2018 Commercial Buildings Energy Consumption Survey | Commercial
Floating Head Pressure Controls |  |  |  |  | sqft | 19802 | Average Premise Area, Warehouse | US Energy Information Administration, 2018 Commercial Buildings Energy Consumption Survey | Commercial
Floating Head Pressure Controls |  |  |  |  | eui_refrigeration | 0.14 | Energy Use Intensity_refrigeration, Warehouse | US Energy Information Administration, 2018 Commercial Buildings Energy Consumption Survey | Commercial
Floating Head Pressure Controls |  |  |  |  | sqft | 1257 | Average mobile home square footage | 2020 RECS Survey Data, Table HC10.12 Average square footage of South homes, 2020 | Commercial
Floating Head Pressure Controls |  |  |  |  | svge | 0.13 | Floating Head Pressure Controller on Refrigerator Energy Savings Factor | Regional Technical Forum, Commercial Grocery Floating Head Pressure Controls Single Compressor v3.0 | Commercial
Floor Insulation | Floor Insulation | Space Cooling; Space Heating | X_cool * (eui_space_cooling*sqft-(1/reff_floor_base-1/reff_floor_eff)*(sqft/nfloors)*(1-fframe)*dayhrs*cdd/(1000*er_cool)) + X_heat * (eui_space_heating*sqft-(1/reff_floor_base-1/reff_floor_eff)*(sqft/nfloors)*(1-fframe)*dayhrs*hdd/(btu_kwh*heat_eff)*adjfloor) | X_cool * (eui_space_cooling*sqft) + X_heat * (eui_space_heating*sqft) | eui_space_heating | 1.02 | Energy Use Intensity_space_heating, Assembly | US Energy Information Administration, 2018 Commercial Buildings Energy Consumption Survey | Commercial
Floor Insulation |  |  |  |  | sqft | 15585 | Average Premise Area, Assembly | US Energy Information Administration, 2018 Commercial Buildings Energy Consumption Survey | Commercial
Floor Insulation |  |  |  |  | eui_space_cooling | 8.01 | Energy Use Intensity_space_cooling, Assembly | US Energy Information Administration, 2018 Commercial Buildings Energy Consumption Survey | Commercial
Floor Insulation |  |  |  |  | eui_space_heating | 0.32 | Energy Use Intensity_space_heating, College and University | US Energy Information Administration, 2018 Commercial Buildings Energy Consumption Survey | Commercial
Floor Insulation |  |  |  |  | eui_space_cooling | 2.06 | Energy Use Intensity_space_cooling, College and University | US Energy Information Administration, 2018 Commercial Buildings Energy Consumption Survey | Commercial
Floor Insulation |  |  |  |  | sqft | 24388 | Average Premise Area, College and University | US Energy Information Administration, 2018 Commercial Buildings Energy Consumption Survey | Commercial
Floor Insulation |  |  |  |  | sqft | 104487 | Average Premise Area, Data Center | US Energy Information Administration, 2018 Commercial Buildings Energy Consumption Survey | Commercial
Floor Insulation |  |  |  |  | eui_space_heating | 0.57 | Energy Use Intensity_space_heating, Data Center | US Energy Information Administration, 2018 Commercial Buildings Energy Consumption Survey | Commercial
Floor Insulation |  |  |  |  | eui_space_cooling | 2.36 | Energy Use Intensity_space_cooling, Data Center | US Energy Information Administration, 2018 Commercial Buildings Energy Consumption Survey | Commercial
Floor Insulation |  |  |  |  | eui_space_heating | 2.59 | Energy Use Intensity_space_heating, Grocery | US Energy Information Administration, 2018 Commercial Buildings Energy Consumption Survey | Commercial
Floor Insulation |  |  |  |  | sqft | 2663 | Average Premise Area, Grocery | US Energy Information Administration, 2018 Commercial Buildings Energy Consumption Survey | Commercial
Floor Insulation |  |  |  |  | eui_space_cooling | 3.81 | Energy Use Intensity_space_cooling, Grocery | US Energy Information Administration, 2018 Commercial Buildings Energy Consumption Survey | Commercial
Floor Insulation |  |  |  |  | eui_space_heating | 1.12 | Energy Use Intensity_space_heating, Healthcare | US Energy Information Administration, 2018 Commercial Buildings Energy Consumption Survey | Commercial
Floor Insulation |  |  |  |  | eui_space_cooling | 2.21 | Energy Use Intensity_space_cooling, Healthcare | US Energy Information Administration, 2018 Commercial Buildings Energy Consumption Survey | Commercial
Floor Insulation |  |  |  |  | sqft | 9531 | Average Premise Area, Healthcare | US Energy Information Administration, 2018 Commercial Buildings Energy Consumption Survey | Commercial
Floor Insulation |  |  |  |  | eui_space_cooling | 9.83 | Energy Use Intensity_space_cooling, Hospitals | US Energy Information Administration, 2018 Commercial Buildings Energy Consumption Survey | Commercial
Floor Insulation |  |  |  |  | sqft | 188543 | Average Premise Area, Hospitals | US Energy Information Administration, 2018 Commercial Buildings Energy Consumption Survey | Commercial
Floor Insulation |  |  |  |  | eui_space_heating | 1.16 | Energy Use Intensity_space_heating, Hospitals | US Energy Information Administration, 2018 Commercial Buildings Energy Consumption Survey | Commercial
Floor Insulation |  |  |  |  | eui_space_heating | 0.59 | Energy Use Intensity_space_heating, Institutional | US Energy Information Administration, 2018 Commercial Buildings Energy Consumption Survey | Commercial
Floor Insulation |  |  |  |  | sqft | 12448 | Average Premise Area, Institutional | US Energy Information Administration, 2018 Commercial Buildings Energy Consumption Survey | Commercial
Floor Insulation |  |  |  |  | eui_space_cooling | 1.98 | Energy Use Intensity_space_cooling, Institutional | US Energy Information Administration, 2018 Commercial Buildings Energy Consumption Survey | Commercial
Floor Insulation |  |  |  |  | eui_space_heating | 0.53 | Energy Use Intensity_space_heating, Lodging/Hospitality | US Energy Information Administration, 2018 Commercial Buildings Energy Consumption Survey | Commercial
Floor Insulation |  |  |  |  | sqft | 43432 | Average Premise Area, Lodging/Hospitality | US Energy Information Administration, 2018 Commercial Buildings Energy Consumption Survey | Commercial
Floor Insulation |  |  |  |  | eui_space_cooling | 4.62 | Energy Use Intensity_space_cooling, Lodging/Hospitality | US Energy Information Administration, 2018 Commercial Buildings Energy Consumption Survey | Commercial
Floor Insulation |  |  |  |  | eui_space_heating | 0.74 | Energy Use Intensity_space_heating, Miscellaneous | US Energy Information Administration, 2018 Commercial Buildings Energy Consumption Survey | Commercial
Floor Insulation |  |  |  |  | eui_space_cooling | 1.32 | Energy Use Intensity_space_cooling, Miscellaneous | US Energy Information Administration, 2018 Commercial Buildings Energy Consumption Survey | Commercial
Floor Insulation |  |  |  |  | sqft | 33805 | Average Premise Area, Miscellaneous | US Energy Information Administration, 2018 Commercial Buildings Energy Consumption Survey | Commercial
Floor Insulation |  |  |  |  | eui_space_cooling | 3.19 | Energy Use Intensity_space_cooling, Offices | US Energy Information Administration, 2018 Commercial Buildings Energy Consumption Survey | Commercial
Floor Insulation |  |  |  |  | sqft | 17724 | Average Premise Area, Offices | US Energy Information Administration, 2018 Commercial Buildings Energy Consumption Survey | Commercial
Floor Insulation |  |  |  |  | eui_space_heating | 1.62 | Energy Use Intensity_space_heating, Offices | US Energy Information Administration, 2018 Commercial Buildings Energy Consumption Survey | Commercial
Floor Insulation |  |  |  |  | eui_space_cooling | 9.72 | Energy Use Intensity_space_cooling, Restaurants | US Energy Information Administration, 2018 Commercial Buildings Energy Consumption Survey | Commercial
Floor Insulation |  |  |  |  | sqft | 4990 | Average Premise Area, Restaurants | US Energy Information Administration, 2018 Commercial Buildings Energy Consumption Survey | Commercial
Floor Insulation |  |  |  |  | eui_space_heating | 3.55 | Energy Use Intensity_space_heating, Restaurants | US Energy Information Administration, 2018 Commercial Buildings Energy Consumption Survey | Commercial
Floor Insulation |  |  |  |  | eui_space_heating | 1.09 | Energy Use Intensity_space_heating, Retail | US Energy Information Administration, 2018 Commercial Buildings Energy Consumption Survey | Commercial
Floor Insulation |  |  |  |  | eui_space_cooling | 3.07 | Energy Use Intensity_space_cooling, Retail | US Energy Information Administration, 2018 Commercial Buildings Energy Consumption Survey | Commercial
Floor Insulation |  |  |  |  | sqft | 23334 | Average Premise Area, Retail | US Energy Information Administration, 2018 Commercial Buildings Energy Consumption Survey | Commercial
Floor Insulation |  |  |  |  | eui_space_cooling | 4.85 | Energy Use Intensity_space_cooling, Schools K-12 | US Energy Information Administration, 2018 Commercial Buildings Energy Consumption Survey | Commercial
Floor Insulation |  |  |  |  | eui_space_heating | 1.51 | Energy Use Intensity_space_heating, Schools K-12 | US Energy Information Administration, 2018 Commercial Buildings Energy Consumption Survey | Commercial
Floor Insulation |  |  |  |  | sqft | 33114 | Average Premise Area, Schools k-12 | US Energy Information Administration, 2018 Commercial Buildings Energy Consumption Survey | Commercial
Floor Insulation |  |  |  |  | sqft | 19802 | Average Premise Area, Warehouse | US Energy Information Administration, 2018 Commercial Buildings Energy Consumption Survey | Commercial
Floor Insulation |  |  |  |  | eui_space_heating | 0.43 | Energy Use Intensity_space_heating, Warehouse | US Energy Information Administration, 2018 Commercial Buildings Energy Consumption Survey | Commercial
Floor Insulation |  |  |  |  | eui_space_cooling | 0.98 | Energy Use Intensity_space_cooling, Warehouse | US Energy Information Administration, 2018 Commercial Buildings Energy Consumption Survey | Commercial
Floor Insulation |  |  |  |  | dayhrs | 24 | Hours per day |  | Commercial
Floor Insulation |  |  |  |  | btu_kwh | 3412 | BTUs per kilowatt hour |  | Commercial
Floor Insulation |  |  |  |  | nfloors | 1.58 | Average Premise Number of Floors, Assembly | US Energy Information Administration, 2018 Commercial Buildings Energy Consumption Survey | Commercial
Floor Insulation |  |  |  |  | nfloors | 1.65 | Average Premise Number of Floors, College and University | US Energy Information Administration, 2018 Commercial Buildings Energy Consumption Survey | Commercial
Floor Insulation |  |  |  |  | nfloors | 2.24 | Average Premise Number of Floors, Data Center | US Energy Information Administration, 2018 Commercial Buildings Energy Consumption Survey | Commercial
Floor Insulation |  |  |  |  | nfloors | 1.11 | Average Premise Number of Floors, Grocery | US Energy Information Administration, 2018 Commercial Buildings Energy Consumption Survey | Commercial
Floor Insulation |  |  |  |  | nfloors | 1.46 | Average Premise Number of Floors, Healthcare | US Energy Information Administration, 2018 Commercial Buildings Energy Consumption Survey | Commercial
Floor Insulation |  |  |  |  | nfloors | 2.87 | Average Premise Number of Floors, Hospitals | US Energy Information Administration, 2018 Commercial Buildings Energy Consumption Survey | Commercial
Floor Insulation |  |  |  |  | nfloors | 1.42 | Average Premise Number of Floors, Institutional | US Energy Information Administration, 2018 Commercial Buildings Energy Consumption Survey | Commercial
Floor Insulation |  |  |  |  | nfloors | 3.15 | Average Premise Number of Floors, Lodging/Hospitality | US Energy Information Administration, 2018 Commercial Buildings Energy Consumption Survey | Commercial
Floor Insulation |  |  |  |  | nfloors | 1.6 | Average Premise Number of Floors, Miscellaneous | US Energy Information Administration, 2018 Commercial Buildings Energy Consumption Survey | Commercial
Floor Insulation |  |  |  |  | nfloors | 1.63 | Average Premise Number of Floors, Offices | US Energy Information Administration, 2018 Commercial Buildings Energy Consumption Survey | Commercial
Floor Insulation |  |  |  |  | nfloors | 1.39 | Average Premise Number of Floors, Restaurants | US Energy Information Administration, 2018 Commercial Buildings Energy Consumption Survey | Commercial
Floor Insulation |  |  |  |  | nfloors | 1.1 | Average Premise Number of Floors, Retail | US Energy Information Administration, 2018 Commercial Buildings Energy Consumption Survey | Commercial
Floor Insulation |  |  |  |  | nfloors | 1.42 | Average Premise Number of Floors, Schools K-12 | US Energy Information Administration, 2018 Commercial Buildings Energy Consumption Survey | Commercial
Floor Insulation |  |  |  |  | nfloors | 1.33 | Average Premise Number of Floors, Warehouse | US Energy Information Administration, 2018 Commercial Buildings Energy Consumption Survey | Commercial
Floor Insulation |  |  |  |  | hdd | 1470 | Heating Degree Days | FL Zone 2, ASHRAE 90.1: Tampa Intl.AP, FL | Commercial
Floor Insulation |  |  |  |  | cdd | 2630 | Cooling Degree Days | FL Zone 2, ASHRAE 90.1: Tampa Intl.AP, FL | Commercial
Floor Insulation |  |  |  |  | reff_floor_base | 13 | Baseline Commercial Floor Insulation, R-Value | Measure Definition | Commercial
Floor Insulation |  |  |  |  | reff_floor_eff | 19 | Incresed floor insulation R-value | Measure Definition | Commercial
Floor Insulation |  |  |  |  | fframe | 0.07 | Insulation Framing Factor | Illinois TRM Version 10.0, Volume 3: Residential Measures, 5.6.5 Ceiling/Attic Insulation | Commercial
Floor Insulation |  |  |  |  | adjfloor | 0.8 | Adjustment for floor insulation | Illinois TRM Version 10.0, Volume 3: Residential Measures, Section 5.6.3 Floor Insulation above Grawlspace | Commercial
Floor Insulation |  |  |  |  | er_cool | 13 | Seasonal Energy Efficiency Ratio of cooling system | Illinois TRM Version 10.0, Volume 3: Residential Measures, Section 5.6.3 Floor Insulation above Grawlspace | Commercial
Floor Insulation |  |  |  |  | heat_eff | 2.04 | Efficiency of heating system | Illinois TRM Version 10.0, Volume 3: Residential Measures, 5.6.4 Wall Insulation and 5.6.5 Ceiling/Attic Insulation | Commercial
Floor Insulation |  |  |  |  | X_cool | 1 | multiplier for space cooling |  | Commercial
Floor Insulation |  |  |  |  | X_heat | 0 | multiplier for space heating |  | Commercial
Floor Insulation |  |  |  |  | X_cool | 0 | multiplier for space cooling |  | Commercial
Floor Insulation |  |  |  |  | X_heat | 1 | multiplier for space heating |  | Commercial
Geothermal Heat Pump | Geothermal Heat Pump | Space Cooling; Space Heating | X_cool * (hvac_tons*eflhcool*(12/gshp_seer)) + X_heat * (hvac_tons*eflhheat*(12/gshp_hspf)) | X_cool * (hvac_tons*eflhcool*(12/base_seer)) + X_heat * (hvac_tons*eflhheat*(12/market_hspf)) | eflhcool | 1124 | Equivalent Full Load Hours of operation during the cooling season for the average unit, Assembly | Texas PUC TRM, v5; adjusted for FL CDD/HDD | Commercial
Geothermal Heat Pump |  |  |  |  | eflhheat | 141 | Equivalent Full Load Hours of operation during the heating season for the average unit, Assembly | Texas PUC TRM, v5; adjusted for FL CDD/HDD | Commercial
Geothermal Heat Pump |  |  |  |  | gshp_hspf | 11.6 | EER to SEER Calculator, http://www.power-calculation.com/EER_SEER_COP_conversion_air_conditioning.php (EER- 17, Engineering assumption) |  | Commercial
Geothermal Heat Pump |  |  |  |  | eflhcool | 1247 | Equivalent Full Load Hours of operation during the cooling season for the average unit, College and University | Texas PUC TRM, v5; adjusted for FL CDD/HDD | Commercial
Geothermal Heat Pump |  |  |  |  | eflhheat | 141 | Equivalent Full Load Hours of operation during the heating season for the average unit, College and University | Texas PUC TRM, v5; adjusted for FL CDD/HDD | Commercial
Geothermal Heat Pump |  |  |  |  | gshp_seer | 9.19 | EER to SEER Calculator, http://www.power-calculation.com/EER_SEER_COP_conversion_air_conditioning.php (EER- 17, Engineering assumption) |  | Commercial
Geothermal Heat Pump |  |  |  |  | eflhheat | 251 | Equivalent Full Load Hours of operation during the heating season for the average unit, Data Center | Texas PUC TRM, v5; adjusted for FL CDD/HDD, hospital as proxy | Commercial
Geothermal Heat Pump |  |  |  |  | eflhcool | 2317 | Equivalent Full Load Hours of operation during the cooling season for the average unit, Data Center | Texas PUC TRM, v5; adjusted for FL CDD/HDD, hospital as proxy | Commercial
Geothermal Heat Pump |  |  |  |  | eflhcool | 621 | Equivalent Full Load Hours of operation during the cooling season for the average unit, Grocery | Texas PUC TRM, v5; adjusted for FL CDD/HDD | Commercial
Geothermal Heat Pump |  |  |  |  | eflhheat | 242 | Equivalent Full Load Hours of operation during the heating season for the average unit, Grocery | Texas PUC TRM, v5; adjusted for FL CDD/HDD | Commercial
Geothermal Heat Pump |  |  |  |  | eflhheat | 220 | Equivalent Full Load Hours of operation during the heating season for the average unit, Healthcare | Texas PUC TRM, v5; adjusted for FL CDD/HDD | Commercial
Geothermal Heat Pump |  |  |  |  | eflhcool | 2446 | Equivalent Full Load Hours of operation during the cooling season for the average unit, Healthcare | Texas PUC TRM, v5; adjusted for FL CDD/HDD | Commercial
Geothermal Heat Pump |  |  |  |  | eflhcool | 2317 | Equivalent Full Load Hours of operation during the cooling season for the average unit, hospitals | Texas PUC TRM, v5; adjusted for FL CDD/HDD | Commercial
Geothermal Heat Pump |  |  |  |  | eflhheat | 251 | Equivalent Full Load Hours of operation during the heating season for the average unit, Hospitals | Texas PUC TRM, v5; adjusted for FL CDD/HDD | Commercial
Geothermal Heat Pump |  |  |  |  | eflhheat | 123 | Equivalent Full Load Hours of operation during the heating season for the average unit, Institutional | Texas PUC TRM, v5; adjusted for FL CDD/HDD | Commercial
Geothermal Heat Pump |  |  |  |  | eflhcool | 607 | Equivalent Full Load Hours of operation during the cooling season for the average unit, Institutional | Texas PUC TRM, v5; adjusted for FL CDD/HDD | Commercial
Geothermal Heat Pump |  |  |  |  | eflhcool | 1857 | Equivalent Full Load Hours of operation during the cooling season for the average unit, Lodging/Hospitality | Texas PUC TRM, v5; adjusted for FL CDD/HDD | Commercial
Geothermal Heat Pump |  |  |  |  | eflhheat | 148 | Equivalent Full Load Hours of operation during the heating season for the average unit, Lodging/Hospitality | Texas PUC TRM, v5; adjusted for FL CDD/HDD | Commercial
Geothermal Heat Pump |  |  |  |  | eflhcool | 628 | Equivalent Full Load Hours of operation during the cooling season for the average unit, Miscellaneous | Texas PUC TRM, v5; adjusted for FL CDD/HDD | Commercial
Geothermal Heat Pump |  |  |  |  | eflhheat | 78 | Equivalent Full Load Hours of operation during the heating season for the average unit, Miscellaneous | Texas PUC TRM, v5; adjusted for FL CDD/HDD | Commercial
Geothermal Heat Pump |  |  |  |  | eflhheat | 82 | Equivalent Full Load Hours of operation during the heating season for the average unit, Offices | Texas PUC TRM, v5; adjusted for FL CDD/HDD | Commercial
Geothermal Heat Pump |  |  |  |  | eflhcool | 1265 | Equivalent Full Load Hours of operation during the cooling season for the average unit, Offices | Texas PUC TRM, v5; adjusted for FL CDD/HDD | Commercial
Geothermal Heat Pump |  |  |  |  | eflhheat | 518 | Equivalent Full Load Hours of operation during the heating season for the average unit, Restaurants | Texas PUC TRM, v5; adjusted for FL CDD/HDD | Commercial
Geothermal Heat Pump |  |  |  |  | eflhcool | 1822 | Equivalent Full Load Hours of operation during the cooling season for the average unit, Restaurants | Texas PUC TRM, v5; adjusted for FL CDD/HDD | Commercial
Geothermal Heat Pump |  |  |  |  | eflhheat | 325 | Equivalent Full Load Hours of operation during the heating season for the average unit, Retail | Texas PUC TRM, v5; adjusted for FL CDD/HDD | Commercial
Geothermal Heat Pump |  |  |  |  | eflhcool | 1428 | Equivalent Full Load Hours of operation during the cooling season for the average unit, Retail | Texas PUC TRM, v5; adjusted for FL CDD/HDD | Commercial
Geothermal Heat Pump |  |  |  |  | eflhheat | 299 | Equivalent Full Load Hours of operation during the heating season for the average unit, Schools K-12 | Texas PUC TRM, v5; adjusted for FL CDD/HDD | Commercial
Geothermal Heat Pump |  |  |  |  | eflhcool | 1241 | Equivalent Full Load Hours of operation during the cooling season for the average unit, Schools K-12 | Texas PUC TRM, v5; adjusted for FL CDD/HDD | Commercial
Geothermal Heat Pump |  |  |  |  | eflhheat | 78 | Equivalent Full Load Hours of operation during the heating season for the average unit, Warehouse | Texas PUC TRM, v5; adjusted for FL CDD/HDD | Commercial
Geothermal Heat Pump |  |  |  |  | eflhcool | 273 | Equivalent Full Load Hours of operation during the cooling season for the average unit, Warehouse | Texas PUC TRM, v5; adjusted for FL CDD/HDD | Commercial
Geothermal Heat Pump |  |  |  |  | X_cool | 1 | multiplier for space cooling |  | Commercial
Geothermal Heat Pump |  |  |  |  | X_heat | 0 | multiplier for space heating |  | Commercial
Geothermal Heat Pump |  |  |  |  | X_cool | 0 | multiplier for space cooling |  | Commercial
Geothermal Heat Pump |  |  |  |  | X_heat | 1 | multiplier for space heating |  | Commercial
Geothermal Heat Pump |  |  |  |  | hvac_tons | 10 | Capacity | Measure Definition | Commercial
Geothermal Heat Pump |  |  |  |  | market_hspf | 11.26 | Calculated from COP (3.3, IECC 2012) |  | Commercial
Geothermal Heat Pump |  |  |  |  | base_seer | 8.66 | EER to SEER Calculator, http://www.power-calculation.com/EER_SEER_COP_conversion_air_conditioning.php (EER- 8.2, IL TRM V10, section 4.4.44) |  | Commercial
Green roof | Green roof | Space Cooling; Space Heating | X_cool * (eui_space_cooling*sqft*(1-svge)) + X_heat * (eui_space_heating*sqft*(1-svge)) | X_cool * (eui_space_cooling*sqft) + X_heat * (eui_space_heating*sqft) | eui_space_heating | 1.02 | Energy Use Intensity_space_heating, Assembly | US Energy Information Administration, 2018 Commercial Buildings Energy Consumption Survey | Commercial
Green roof |  |  |  |  | sqft | 15585 | Average Premise Area, Assembly | US Energy Information Administration, 2018 Commercial Buildings Energy Consumption Survey | Commercial
Green roof |  |  |  |  | eui_space_cooling | 8.01 | Energy Use Intensity_space_cooling, Assembly | US Energy Information Administration, 2018 Commercial Buildings Energy Consumption Survey | Commercial
Green roof |  |  |  |  | eui_space_heating | 0.32 | Energy Use Intensity_space_heating, College and University | US Energy Information Administration, 2018 Commercial Buildings Energy Consumption Survey | Commercial
Green roof |  |  |  |  | eui_space_cooling | 2.06 | Energy Use Intensity_space_cooling, College and University | US Energy Information Administration, 2018 Commercial Buildings Energy Consumption Survey | Commercial
Green roof |  |  |  |  | sqft | 24388 | Average Premise Area, College and University | US Energy Information Administration, 2018 Commercial Buildings Energy Consumption Survey | Commercial
Green roof |  |  |  |  | sqft | 104487 | Average Premise Area, Data Center | US Energy Information Administration, 2018 Commercial Buildings Energy Consumption Survey | Commercial
Green roof |  |  |  |  | eui_space_heating | 0.57 | Energy Use Intensity_space_heating, Data Center | US Energy Information Administration, 2018 Commercial Buildings Energy Consumption Survey | Commercial
Green roof |  |  |  |  | eui_space_cooling | 2.36 | Energy Use Intensity_space_cooling, Data Center | US Energy Information Administration, 2018 Commercial Buildings Energy Consumption Survey | Commercial
Green roof |  |  |  |  | eui_space_heating | 2.59 | Energy Use Intensity_space_heating, Grocery | US Energy Information Administration, 2018 Commercial Buildings Energy Consumption Survey | Commercial
Green roof |  |  |  |  | sqft | 2663 | Average Premise Area, Grocery | US Energy Information Administration, 2018 Commercial Buildings Energy Consumption Survey | Commercial
Green roof |  |  |  |  | eui_space_cooling | 3.81 | Energy Use Intensity_space_cooling, Grocery | US Energy Information Administration, 2018 Commercial Buildings Energy Consumption Survey | Commercial
Green roof |  |  |  |  | eui_space_heating | 1.12 | Energy Use Intensity_space_heating, Healthcare | US Energy Information Administration, 2018 Commercial Buildings Energy Consumption Survey | Commercial
Green roof |  |  |  |  | eui_space_cooling | 2.21 | Energy Use Intensity_space_cooling, Healthcare | US Energy Information Administration, 2018 Commercial Buildings Energy Consumption Survey | Commercial
Green roof |  |  |  |  | sqft | 9531 | Average Premise Area, Healthcare | US Energy Information Administration, 2018 Commercial Buildings Energy Consumption Survey | Commercial
Green roof |  |  |  |  | eui_space_cooling | 9.83 | Energy Use Intensity_space_cooling, Hospitals | US Energy Information Administration, 2018 Commercial Buildings Energy Consumption Survey | Commercial
Green roof |  |  |  |  | sqft | 188543 | Average Premise Area, Hospitals | US Energy Information Administration, 2018 Commercial Buildings Energy Consumption Survey | Commercial
Green roof |  |  |  |  | eui_space_heating | 1.16 | Energy Use Intensity_space_heating, Hospitals | US Energy Information Administration, 2018 Commercial Buildings Energy Consumption Survey | Commercial
Green roof |  |  |  |  | eui_space_heating | 0.59 | Energy Use Intensity_space_heating, Institutional | US Energy Information Administration, 2018 Commercial Buildings Energy Consumption Survey | Commercial
Green roof |  |  |  |  | sqft | 12448 | Average Premise Area, Institutional | US Energy Information Administration, 2018 Commercial Buildings Energy Consumption Survey | Commercial
Green roof |  |  |  |  | eui_space_cooling | 1.98 | Energy Use Intensity_space_cooling, Institutional | US Energy Information Administration, 2018 Commercial Buildings Energy Consumption Survey | Commercial
Green roof |  |  |  |  | eui_space_heating | 0.53 | Energy Use Intensity_space_heating, Lodging/Hospitality | US Energy Information Administration, 2018 Commercial Buildings Energy Consumption Survey | Commercial
Green roof |  |  |  |  | sqft | 43432 | Average Premise Area, Lodging/Hospitality | US Energy Information Administration, 2018 Commercial Buildings Energy Consumption Survey | Commercial
Green roof |  |  |  |  | eui_space_cooling | 4.62 | Energy Use Intensity_space_cooling, Lodging/Hospitality | US Energy Information Administration, 2018 Commercial Buildings Energy Consumption Survey | Commercial
Green roof |  |  |  |  | eui_space_heating | 0.74 | Energy Use Intensity_space_heating, Miscellaneous | US Energy Information Administration, 2018 Commercial Buildings Energy Consumption Survey | Commercial
Green roof |  |  |  |  | eui_space_cooling | 1.32 | Energy Use Intensity_space_cooling, Miscellaneous | US Energy Information Administration, 2018 Commercial Buildings Energy Consumption Survey | Commercial
Green roof |  |  |  |  | sqft | 33805 | Average Premise Area, Miscellaneous | US Energy Information Administration, 2018 Commercial Buildings Energy Consumption Survey | Commercial
Green roof |  |  |  |  | eui_space_cooling | 3.19 | Energy Use Intensity_space_cooling, Offices | US Energy Information Administration, 2018 Commercial Buildings Energy Consumption Survey | Commercial
Green roof |  |  |  |  | sqft | 17724 | Average Premise Area, Offices | US Energy Information Administration, 2018 Commercial Buildings Energy Consumption Survey | Commercial
Green roof |  |  |  |  | eui_space_heating | 1.62 | Energy Use Intensity_space_heating, Offices | US Energy Information Administration, 2018 Commercial Buildings Energy Consumption Survey | Commercial
Green roof |  |  |  |  | eui_space_cooling | 9.72 | Energy Use Intensity_space_cooling, Restaurants | US Energy Information Administration, 2018 Commercial Buildings Energy Consumption Survey | Commercial
Green roof |  |  |  |  | sqft | 4990 | Average Premise Area, Restaurants | US Energy Information Administration, 2018 Commercial Buildings Energy Consumption Survey | Commercial
Green roof |  |  |  |  | eui_space_heating | 3.55 | Energy Use Intensity_space_heating, Restaurants | US Energy Information Administration, 2018 Commercial Buildings Energy Consumption Survey | Commercial
Green roof |  |  |  |  | eui_space_heating | 1.09 | Energy Use Intensity_space_heating, Retail | US Energy Information Administration, 2018 Commercial Buildings Energy Consumption Survey | Commercial
Green roof |  |  |  |  | eui_space_cooling | 3.07 | Energy Use Intensity_space_cooling, Retail | US Energy Information Administration, 2018 Commercial Buildings Energy Consumption Survey | Commercial
Green roof |  |  |  |  | sqft | 23334 | Average Premise Area, Retail | US Energy Information Administration, 2018 Commercial Buildings Energy Consumption Survey | Commercial
Green roof |  |  |  |  | eui_space_cooling | 4.85 | Energy Use Intensity_space_cooling, Schools K-12 | US Energy Information Administration, 2018 Commercial Buildings Energy Consumption Survey | Commercial
Green roof |  |  |  |  | eui_space_heating | 1.51 | Energy Use Intensity_space_heating, Schools K-12 | US Energy Information Administration, 2018 Commercial Buildings Energy Consumption Survey | Commercial
Green roof |  |  |  |  | sqft | 33114 | Average Premise Area, Schools k-12 | US Energy Information Administration, 2018 Commercial Buildings Energy Consumption Survey | Commercial
Green roof |  |  |  |  | sqft | 19802 | Average Premise Area, Warehouse | US Energy Information Administration, 2018 Commercial Buildings Energy Consumption Survey | Commercial
Green roof |  |  |  |  | eui_space_heating | 0.43 | Energy Use Intensity_space_heating, Warehouse | US Energy Information Administration, 2018 Commercial Buildings Energy Consumption Survey | Commercial
Green roof |  |  |  |  | eui_space_cooling | 0.98 | Energy Use Intensity_space_cooling, Warehouse | US Energy Information Administration, 2018 Commercial Buildings Energy Consumption Survey | Commercial
Green roof |  |  |  |  | svge | 0.27 | Green Roof Savings | National Resources Defense Council, https://www.nrdc.org/sites/default/files/GreenRoofsReport.pdf | Commercial
Green roof |  |  |  |  | X_cool | 1 | multiplier for space cooling |  | Commercial
Green roof |  |  |  |  | X_heat | 0 | multiplier for space heating |  | Commercial
Green roof |  |  |  |  | X_cool | 0 | multiplier for space cooling |  | Commercial
Green roof |  |  |  |  | X_heat | 1 | multiplier for space heating |  | Commercial
HE Air Cooled Chiller - All Compressor Types - 100 Tons | HE Air Cooled Chiller - All Compressor Types - 100 Tons | Space Cooling | chil_tons*12*1/eer_eff*eflhcool | chil_tons*12*1/eerbase*eflhcool | eflhcool | 1124 | Equivalent Full Load Hours of operation during the cooling season for the average unit, Assembly | Texas PUC TRM, v5; adjusted for FL CDD/HDD | Commercial
HE Air Cooled Chiller - All Compressor Types - 100 Tons |  |  |  |  | eer_eff | 13.7 | Air Cooled Chiller, <150 Tons, Efficient EER | ASHRAE 189.1-2014 Path A, Part Load | Commercial
HE Air Cooled Chiller - All Compressor Types - 100 Tons |  |  |  |  | eflhcool | 1247 | Equivalent Full Load Hours of operation during the cooling season for the average unit, College and University | Texas PUC TRM, v5; adjusted for FL CDD/HDD | Commercial
HE Air Cooled Chiller - All Compressor Types - 100 Tons |  |  |  |  | eflhcool | 2317 | Equivalent Full Load Hours of operation during the cooling season for the average unit, Data Center | Texas PUC TRM, v5; adjusted for FL CDD/HDD, hospital as proxy | Commercial
HE Air Cooled Chiller - All Compressor Types - 100 Tons |  |  |  |  | eflhcool | 621 | Equivalent Full Load Hours of operation during the cooling season for the average unit, Grocery | Texas PUC TRM, v5; adjusted for FL CDD/HDD | Commercial
HE Air Cooled Chiller - All Compressor Types - 100 Tons |  |  |  |  | eflhcool | 2446 | Equivalent Full Load Hours of operation during the cooling season for the average unit, Healthcare | Texas PUC TRM, v5; adjusted for FL CDD/HDD | Commercial
HE Air Cooled Chiller - All Compressor Types - 100 Tons |  |  |  |  | eflhcool | 2317 | Equivalent Full Load Hours of operation during the cooling season for the average unit, Hospitals | Texas PUC TRM, v5; adjusted for FL CDD/HDD | Commercial
HE Air Cooled Chiller - All Compressor Types - 100 Tons |  |  |  |  | eflhcool | 607 | Equivalent Full Load Hours of operation during the cooling season for the average unit, Institutional | Texas PUC TRM, v5; adjusted for FL CDD/HDD | Commercial
HE Air Cooled Chiller - All Compressor Types - 100 Tons |  |  |  |  | eflhcool | 1857 | Equivalent Full Load Hours of operation during the cooling season for the average unit, Lodging/Hospitality | Texas PUC TRM, v5; adjusted for FL CDD/HDD | Commercial
HE Air Cooled Chiller - All Compressor Types - 100 Tons |  |  |  |  | eflhcool | 628 | Equivalent Full Load Hours of operation during the cooling season for the average unit, Miscellaneous | Texas PUC TRM, v5; adjusted for FL CDD/HDD | Commercial
HE Air Cooled Chiller - All Compressor Types - 100 Tons |  |  |  |  | eflhcool | 1265 | Equivalent Full Load Hours of operation during the cooling season for the average unit, Offices | Texas PUC TRM, v5; adjusted for FL CDD/HDD | Commercial
HE Air Cooled Chiller - All Compressor Types - 100 Tons |  |  |  |  | eflhcool | 1822 | Equivalent Full Load Hours of operation during the cooling season for the average unit, Restaurants | Texas PUC TRM, v5; adjusted for FL CDD/HDD | Commercial
HE Air Cooled Chiller - All Compressor Types - 100 Tons |  |  |  |  | eflhcool | 1428 | Equivalent Full Load Hours of operation during the cooling season for the average unit, Retail | Texas PUC TRM, v5; adjusted for FL CDD/HDD | Commercial
HE Air Cooled Chiller - All Compressor Types - 100 Tons |  |  |  |  | eflhcool | 1241 | Equivalent Full Load Hours of operation during the cooling season for the average unit, Schools K-12 | Texas PUC TRM, v5; adjusted for FL CDD/HDD | Commercial
HE Air Cooled Chiller - All Compressor Types - 100 Tons |  |  |  |  | eflhcool | 273 | Equivalent Full Load Hours of operation during the cooling season for the average unit, Warehouse | Texas PUC TRM, v5; adjusted for FL CDD/HDD | Commercial
HE Air Cooled Chiller - All Compressor Types - 100 Tons |  |  |  |  | chil_tons | 100 | Commercial chiller HVAC capacity-tons | Measure Definition | Commercial
HE Air Cooled Chiller - All Compressor Types - 100 Tons |  |  |  |  | eerbase | 12.5 | Air Cooled Chiller, <150 Tons, Minimum EER (EERBASE) | IECC 2018, Table C403.2.3 (7) | Commercial
HE DX 11.25-20.0 Tons Elec Heat | HE DX 11.25-20.0 Tons Elec Heat | Space Cooling; Space Heating | X_cool * (ton*12*(1/eer_eff)*eflhcool) + X_heat * (ton*12*1/(copeff*btu_kwh/1000)*eflhheat) | X_cool * (ton*12*(1/eerbase)*eflhcool) + X_heat * (ton*12*1/(copbase*btu_kwh/1000)*eflhheat) | btu_kwh | 3412 | BTUs per kilowatt hour |  | Commercial
HE DX 11.25-20.0 Tons Elec Heat |  |  |  |  | eflhcool | 1124 | Equivalent Full Load Hours of operation during the cooling season for the average unit, Assembly | Texas PUC TRM, v5; adjusted for FL CDD/HDD | Commercial
HE DX 11.25-20.0 Tons Elec Heat |  |  |  |  | eflhheat | 141 | Equivalent Full Load Hours of operation during the heating season for the average unit, Assembly | Texas PUC TRM, v5; adjusted for FL CDD/HDD | Commercial
HE DX 11.25-20.0 Tons Elec Heat |  |  |  |  | eer_eff | 11.5 | Air-Cooled AC, <240,000 BTU, Efficient EER | AHRI Database, Average 15 Ton Unit | Commercial
HE DX 11.25-20.0 Tons Elec Heat |  |  |  |  | eflhcool | 1247 | Equivalent Full Load Hours of operation during the cooling season for the average unit, College and University | Texas PUC TRM, v5; adjusted for FL CDD/HDD | Commercial
HE DX 11.25-20.0 Tons Elec Heat |  |  |  |  | eflhheat | 141 | Equivalent Full Load Hours of operation during the heating season for the average unit, College and University | Texas PUC TRM, v5; adjusted for FL CDD/HDD | Commercial
HE DX 11.25-20.0 Tons Elec Heat |  |  |  |  | copeff | 3.3 | Air Source Heat Pump, 135,000-240,000 BTU, Efficient COP | ASHRAE 90.1-2007 | Commercial
HE DX 11.25-20.0 Tons Elec Heat |  |  |  |  | eflhheat | 251 | Equivalent Full Load Hours of operation during the heating season for the average unit, Data Center | Texas PUC TRM, v5; adjusted for FL CDD/HDD, hospital as proxy | Commercial
HE DX 11.25-20.0 Tons Elec Heat |  |  |  |  | eflhcool | 2317 | Equivalent Full Load Hours of operation during the cooling season for the average unit, Data Center | Texas PUC TRM, v5; adjusted for FL CDD/HDD, hospital as proxy | Commercial
HE DX 11.25-20.0 Tons Elec Heat |  |  |  |  | eflhcool | 621 | Equivalent Full Load Hours of operation during the cooling season for the average unit, Grocery | Texas PUC TRM, v5; adjusted for FL CDD/HDD | Commercial
HE DX 11.25-20.0 Tons Elec Heat |  |  |  |  | eflhheat | 242 | Equivalent Full Load Hours of operation during the heating season for the average unit, Grocery | Texas PUC TRM, v5; adjusted for FL CDD/HDD | Commercial
HE DX 11.25-20.0 Tons Elec Heat |  |  |  |  | eflhheat | 220 | Equivalent Full Load Hours of operation during the heating season for the average unit, Healthcare | Texas PUC TRM, v5; adjusted for FL CDD/HDD | Commercial
HE DX 11.25-20.0 Tons Elec Heat |  |  |  |  | eflhcool | 2446 | Equivalent Full Load Hours of operation during the cooling season for the average unit, Healthcare | Texas PUC TRM, v5; adjusted for FL CDD/HDD | Commercial
HE DX 11.25-20.0 Tons Elec Heat |  |  |  |  | eflhcool | 2317 | Equivalent Full Load Hours of operation during the cooling season for the average unit, Hospitals | Texas PUC TRM, v5; adjusted for FL CDD/HDD | Commercial
HE DX 11.25-20.0 Tons Elec Heat |  |  |  |  | eflhheat | 251 | Equivalent Full Load Hours of operation during the heating season for the average unit, Hospitals | Texas PUC TRM, v5; adjusted for FL CDD/HDD | Commercial
HE DX 11.25-20.0 Tons Elec Heat |  |  |  |  | eflhheat | 123 | Equivalent Full Load Hours of operation during the heating season for the average unit, Institutional | Texas PUC TRM, v5; adjusted for FL CDD/HDD | Commercial
HE DX 11.25-20.0 Tons Elec Heat |  |  |  |  | eflhcool | 607 | Equivalent Full Load Hours of operation during the cooling season for the average unit, Institutional | Texas PUC TRM, v5; adjusted for FL CDD/HDD | Commercial
HE DX 11.25-20.0 Tons Elec Heat |  |  |  |  | eflhcool | 1857 | Equivalent Full Load Hours of operation during the cooling season for the average unit, Lodging/Hospitality | Texas PUC TRM, v5; adjusted for FL CDD/HDD | Commercial
HE DX 11.25-20.0 Tons Elec Heat |  |  |  |  | eflhheat | 148 | Equivalent Full Load Hours of operation during the heating season for the average unit, Lodging/Hospitality | Texas PUC TRM, v5; adjusted for FL CDD/HDD | Commercial
HE DX 11.25-20.0 Tons Elec Heat |  |  |  |  | eflhcool | 628 | Equivalent Full Load Hours of operation during the cooling season for the average unit, Miscellaneous | Texas PUC TRM, v5; adjusted for FL CDD/HDD | Commercial
HE DX 11.25-20.0 Tons Elec Heat |  |  |  |  | eflhheat | 78 | Equivalent Full Load Hours of operation during the heating season for the average unit, Miscellaneous | Texas PUC TRM, v5; adjusted for FL CDD/HDD | Commercial
HE DX 11.25-20.0 Tons Elec Heat |  |  |  |  | eflhheat | 82 | Equivalent Full Load Hours of operation during the heating season for the average unit, Offices | Texas PUC TRM, v5; adjusted for FL CDD/HDD | Commercial
HE DX 11.25-20.0 Tons Elec Heat |  |  |  |  | eflhcool | 1265 | Equivalent Full Load Hours of operation during the cooling season for the average unit, Offices | Texas PUC TRM, v5; adjusted for FL CDD/HDD | Commercial
HE DX 11.25-20.0 Tons Elec Heat |  |  |  |  | eflhheat | 518 | Equivalent Full Load Hours of operation during the heating season for the average unit, Restaurants | Texas PUC TRM, v5; adjusted for FL CDD/HDD | Commercial
HE DX 11.25-20.0 Tons Elec Heat |  |  |  |  | eflhcool | 1822 | Equivalent Full Load Hours of operation during the cooling season for the average unit, Restaurants | Texas PUC TRM, v5; adjusted for FL CDD/HDD | Commercial
HE DX 11.25-20.0 Tons Elec Heat |  |  |  |  | eflhheat | 325 | Equivalent Full Load Hours of operation during the heating season for the average unit, Retail | Texas PUC TRM, v5; adjusted for FL CDD/HDD | Commercial
HE DX 11.25-20.0 Tons Elec Heat |  |  |  |  | eflhcool | 1428 | Equivalent Full Load Hours of operation during the cooling season for the average unit, Retail | Texas PUC TRM, v5; adjusted for FL CDD/HDD | Commercial
HE DX 11.25-20.0 Tons Elec Heat |  |  |  |  | eflhheat | 299 | Equivalent Full Load Hours of operation during the heating season for the average unit, Schools K-12 | Texas PUC TRM, v5; adjusted for FL CDD/HDD | Commercial
HE DX 11.25-20.0 Tons Elec Heat |  |  |  |  | eflhcool | 1241 | Equivalent Full Load Hours of operation during the cooling season for the average unit, Schools K-12 | Texas PUC TRM, v5; adjusted for FL CDD/HDD | Commercial
HE DX 11.25-20.0 Tons Elec Heat |  |  |  |  | eflhheat | 78 | Equivalent Full Load Hours of operation during the heating season for the average unit, Warehouse | Texas PUC TRM, v5; adjusted for FL CDD/HDD | Commercial
HE DX 11.25-20.0 Tons Elec Heat |  |  |  |  | eflhcool | 273 | Equivalent Full Load Hours of operation during the cooling season for the average unit, Warehouse | Texas PUC TRM, v5; adjusted for FL CDD/HDD | Commercial
HE DX 11.25-20.0 Tons Elec Heat |  |  |  |  | eerbase | 11 | Air-Cooled AC, Electric Resistance, <240,000 BTU, Minimum EER | IECC 2018 | Commercial
HE DX 11.25-20.0 Tons Elec Heat |  |  |  |  | ton | 15 | Capacity | Measure Definition | Commercial
HE DX 11.25-20.0 Tons Elec Heat |  |  |  |  | copbase | 3.2 | Air Source Heat Pump, All Other, <240,000 BTU, Minimum COP | Measure Definition | Commercial
HE DX 11.25-20.0 Tons Elec Heat |  |  |  |  | X_cool | 1 | multiplier for space cooling |  | Commercial
HE DX 11.25-20.0 Tons Elec Heat |  |  |  |  | X_heat | 0 | multiplier for space heating |  | Commercial
HE DX 11.25-20.0 Tons Elec Heat |  |  |  |  | X_cool | 0 | multiplier for space cooling |  | Commercial
HE DX 11.25-20.0 Tons Elec Heat |  |  |  |  | X_heat | 1 | multiplier for space heating |  | Commercial
HE DX 11.25-20.0 Tons Other Heat | HE DX 11.25-20.0 Tons Other Heat | Space Cooling | ton*12*(1/eer_eff)*eflhcool | ton*12*(1/eerbase)*eflhcool | eflhcool | 1124 | Equivalent Full Load Hours of operation during the cooling season for the average unit, Assembly | Texas PUC TRM, v5; adjusted for FL CDD/HDD | Commercial
HE DX 11.25-20.0 Tons Other Heat |  |  |  |  | eer_eff | 11.5 | Air-Cooled AC, <240,000 BTU, Efficient EER | AHRI Database, Average 15 Ton Unit | Commercial
HE DX 11.25-20.0 Tons Other Heat |  |  |  |  | eflhcool | 1247 | Equivalent Full Load Hours of operation during the cooling season for the average unit, College and University | Texas PUC TRM, v5; adjusted for FL CDD/HDD | Commercial
HE DX 11.25-20.0 Tons Other Heat |  |  |  |  | eflhcool | 2317 | Equivalent Full Load Hours of operation during the cooling season for the average unit, Data Center | Texas PUC TRM, v5; adjusted for FL CDD/HDD, hospital as proxy | Commercial
HE DX 11.25-20.0 Tons Other Heat |  |  |  |  | eflhcool | 621 | Equivalent Full Load Hours of operation during the cooling season for the average unit, Grocery | Texas PUC TRM, v5; adjusted for FL CDD/HDD | Commercial
HE DX 11.25-20.0 Tons Other Heat |  |  |  |  | eflhcool | 2446 | Equivalent Full Load Hours of operation during the cooling season for the average unit, Healthcare | Texas PUC TRM, v5; adjusted for FL CDD/HDD | Commercial
HE DX 11.25-20.0 Tons Other Heat |  |  |  |  | eflhcool | 2317 | Equivalent Full Load Hours of operation during the cooling season for the average unit, Hospitals | Texas PUC TRM, v5; adjusted for FL CDD/HDD | Commercial
HE DX 11.25-20.0 Tons Other Heat |  |  |  |  | eflhcool | 607 | Equivalent Full Load Hours of operation during the cooling season for the average unit, Institutional | Texas PUC TRM, v5; adjusted for FL CDD/HDD | Commercial
HE DX 11.25-20.0 Tons Other Heat |  |  |  |  | eflhcool | 1857 | Equivalent Full Load Hours of operation during the cooling season for the average unit, Lodging/Hospitality | Texas PUC TRM, v5; adjusted for FL CDD/HDD | Commercial
HE DX 11.25-20.0 Tons Other Heat |  |  |  |  | eflhcool | 628 | Equivalent Full Load Hours of operation during the cooling season for the average unit, Miscellaneous | Texas PUC TRM, v5; adjusted for FL CDD/HDD | Commercial
HE DX 11.25-20.0 Tons Other Heat |  |  |  |  | eflhcool | 1265 | Equivalent Full Load Hours of operation during the cooling season for the average unit, Offices | Texas PUC TRM, v5; adjusted for FL CDD/HDD | Commercial
HE DX 11.25-20.0 Tons Other Heat |  |  |  |  | eflhcool | 1822 | Equivalent Full Load Hours of operation during the cooling season for the average unit, Restaurants | Texas PUC TRM, v5; adjusted for FL CDD/HDD | Commercial
HE DX 11.25-20.0 Tons Other Heat |  |  |  |  | eflhcool | 1428 | Equivalent Full Load Hours of operation during the cooling season for the average unit, Retail | Texas PUC TRM, v5; adjusted for FL CDD/HDD | Commercial
HE DX 11.25-20.0 Tons Other Heat |  |  |  |  | eflhcool | 1241 | Equivalent Full Load Hours of operation during the cooling season for the average unit, Schools K-12 | Texas PUC TRM, v5; adjusted for FL CDD/HDD | Commercial
HE DX 11.25-20.0 Tons Other Heat |  |  |  |  | eflhcool | 273 | Equivalent Full Load Hours of operation during the cooling season for the average unit, Warehouse | Texas PUC TRM, v5; adjusted for FL CDD/HDD | Commercial
HE DX 11.25-20.0 Tons Other Heat |  |  |  |  | ton | 15 | Capacity | Measure Definition | Commercial
HE DX 11.25-20.0 Tons Other Heat |  |  |  |  | eerbase | 11 | Air-Cooled AC, Electric Resistance, <240,000 BTU, Minimum EER | IECC 2018 Table C403.2.3(1) | Commercial
HE DX 5.4-11.25 Tons Elect Heat | HE DX 5.4-11.25 Tons Elect Heat | Space Cooling; Space Heating | X_cool * (ton*12*(1/eer_eff)*eflhcool) + X_heat * (ton*12*1/(copeff*btu_kwh/1000)*eflhheat) | X_cool * (ton*12*(1/ac_eerbase)*eflhcool) + X_heat * (ton*12*1/(copbase*btu_kwh/1000)*eflhheat) | btu_kwh | 3412 | BTUs per kilowatt hour |  | Commercial
HE DX 5.4-11.25 Tons Elect Heat |  |  |  |  | eflhcool | 1124 | Equivalent Full Load Hours of operation during the cooling season for the average unit, Assembly | Texas PUC TRM, v5; adjusted for FL CDD/HDD | Commercial
HE DX 5.4-11.25 Tons Elect Heat |  |  |  |  | eflhheat | 141 | Equivalent Full Load Hours of operation during the heating season for the average unit, Assembly | Texas PUC TRM, v5; adjusted for FL CDD/HDD | Commercial
HE DX 5.4-11.25 Tons Elect Heat |  |  |  |  | eer_eff | 12 | Air-Cooled AC, Electric Resistance, <135,000 BTU, Minimum EER (EERBASE) | Code | Commercial
HE DX 5.4-11.25 Tons Elect Heat |  |  |  |  | eflhcool | 1247 | Equivalent Full Load Hours of operation during the cooling season for the average unit, College and University | Texas PUC TRM, v5; adjusted for FL CDD/HDD | Commercial
HE DX 5.4-11.25 Tons Elect Heat |  |  |  |  | eflhheat | 141 | Equivalent Full Load Hours of operation during the heating season for the average unit, College and University | Texas PUC TRM, v5; adjusted for FL CDD/HDD | Commercial
HE DX 5.4-11.25 Tons Elect Heat |  |  |  |  | copeff | 3.4 | Air Source Heat Pump, 65,000-135,000 BTU, Efficient COP | ASHRAE 90.1-2007 | Commercial
HE DX 5.4-11.25 Tons Elect Heat |  |  |  |  | eflhheat | 251 | Equivalent Full Load Hours of operation during the heating season for the average unit, Data Center | Texas PUC TRM, v5; adjusted for FL CDD/HDD, hospital as proxy | Commercial
HE DX 5.4-11.25 Tons Elect Heat |  |  |  |  | eflhcool | 2317 | Equivalent Full Load Hours of operation during the cooling season for the average unit, Data Center | Texas PUC TRM, v5; adjusted for FL CDD/HDD, hospital as proxy | Commercial
HE DX 5.4-11.25 Tons Elect Heat |  |  |  |  | eflhcool | 621 | Equivalent Full Load Hours of operation during the cooling season for the average unit, Grocery | Texas PUC TRM, v5; adjusted for FL CDD/HDD | Commercial
HE DX 5.4-11.25 Tons Elect Heat |  |  |  |  | eflhheat | 242 | Equivalent Full Load Hours of operation during the heating season for the average unit, Grocery | Texas PUC TRM, v5; adjusted for FL CDD/HDD | Commercial
HE DX 5.4-11.25 Tons Elect Heat |  |  |  |  | eflhheat | 220 | Equivalent Full Load Hours of operation during the heating season for the average unit, Healthcare | Texas PUC TRM, v5; adjusted for FL CDD/HDD | Commercial
HE DX 5.4-11.25 Tons Elect Heat |  |  |  |  | eflhcool | 2446 | Equivalent Full Load Hours of operation during the cooling season for the average unit, Healthcare | Texas PUC TRM, v5; adjusted for FL CDD/HDD | Commercial
HE DX 5.4-11.25 Tons Elect Heat |  |  |  |  | eflhcool | 2317 | Equivalent Full Load Hours of operation during the cooling season for the average unit, Hospitals | Texas PUC TRM, v5; adjusted for FL CDD/HDD | Commercial
HE DX 5.4-11.25 Tons Elect Heat |  |  |  |  | eflhheat | 251 | Equivalent Full Load Hours of operation during the heating season for the average unit, Hospitals | Texas PUC TRM, v5; adjusted for FL CDD/HDD | Commercial
HE DX 5.4-11.25 Tons Elect Heat |  |  |  |  | eflhheat | 123 | Equivalent Full Load Hours of operation during the heating season for the average unit, Institutional | Texas PUC TRM, v5; adjusted for FL CDD/HDD | Commercial
HE DX 5.4-11.25 Tons Elect Heat |  |  |  |  | eflhcool | 607 | Equivalent Full Load Hours of operation during the cooling season for the average unit, Institutional | Texas PUC TRM, v5; adjusted for FL CDD/HDD | Commercial
HE DX 5.4-11.25 Tons Elect Heat |  |  |  |  | eflhcool | 1857 | Equivalent Full Load Hours of operation during the cooling season for the average unit, Lodging/Hospitality | Texas PUC TRM, v5; adjusted for FL CDD/HDD | Commercial
HE DX 5.4-11.25 Tons Elect Heat |  |  |  |  | eflhheat | 148 | Equivalent Full Load Hours of operation during the heating season for the average unit, Lodging/Hospitality | Texas PUC TRM, v5; adjusted for FL CDD/HDD | Commercial
HE DX 5.4-11.25 Tons Elect Heat |  |  |  |  | eflhcool | 628 | Equivalent Full Load Hours of operation during the cooling season for the average unit, Miscellaneous | Texas PUC TRM, v5; adjusted for FL CDD/HDD | Commercial
HE DX 5.4-11.25 Tons Elect Heat |  |  |  |  | eflhheat | 78 | Equivalent Full Load Hours of operation during the heating season for the average unit, Miscellaneous | Texas PUC TRM, v5; adjusted for FL CDD/HDD | Commercial
HE DX 5.4-11.25 Tons Elect Heat |  |  |  |  | eflhheat | 82 | Equivalent Full Load Hours of operation during the heating season for the average unit, Offices | Texas PUC TRM, v5; adjusted for FL CDD/HDD | Commercial
HE DX 5.4-11.25 Tons Elect Heat |  |  |  |  | eflhcool | 1265 | Equivalent Full Load Hours of operation during the cooling season for the average unit, Offices | Texas PUC TRM, v5; adjusted for FL CDD/HDD | Commercial
HE DX 5.4-11.25 Tons Elect Heat |  |  |  |  | eflhheat | 518 | Equivalent Full Load Hours of operation during the heating season for the average unit, Restaurants | Texas PUC TRM, v5; adjusted for FL CDD/HDD | Commercial
HE DX 5.4-11.25 Tons Elect Heat |  |  |  |  | eflhcool | 1822 | Equivalent Full Load Hours of operation during the cooling season for the average unit, Restaurants | Texas PUC TRM, v5; adjusted for FL CDD/HDD | Commercial
HE DX 5.4-11.25 Tons Elect Heat |  |  |  |  | eflhheat | 325 | Equivalent Full Load Hours of operation during the heating season for the average unit, Retail | Texas PUC TRM, v5; adjusted for FL CDD/HDD | Commercial
HE DX 5.4-11.25 Tons Elect Heat |  |  |  |  | eflhcool | 1428 | Equivalent Full Load Hours of operation during the cooling season for the average unit, Retail | Texas PUC TRM, v5; adjusted for FL CDD/HDD | Commercial
HE DX 5.4-11.25 Tons Elect Heat |  |  |  |  | eflhheat | 299 | Equivalent Full Load Hours of operation during the heating season for the average unit, Schools K-12 | Texas PUC TRM, v5; adjusted for FL CDD/HDD | Commercial
HE DX 5.4-11.25 Tons Elect Heat |  |  |  |  | eflhcool | 1241 | Equivalent Full Load Hours of operation during the cooling season for the average unit, Schools K-12 | Texas PUC TRM, v5; adjusted for FL CDD/HDD | Commercial
HE DX 5.4-11.25 Tons Elect Heat |  |  |  |  | eflhheat | 78 | Equivalent Full Load Hours of operation during the heating season for the average unit, Warehouse | Texas PUC TRM, v5; adjusted for FL CDD/HDD | Commercial
HE DX 5.4-11.25 Tons Elect Heat |  |  |  |  | eflhcool | 273 | Equivalent Full Load Hours of operation during the cooling season for the average unit, Warehouse | Texas PUC TRM, v5; adjusted for FL CDD/HDD | Commercial
HE DX 5.4-11.25 Tons Elect Heat |  |  |  |  | ton | 7.5 | Capacity | Measure Definition | Commercial
HE DX 5.4-11.25 Tons Elect Heat |  |  |  |  | ac_eerbase | 11.2 | Air-Cooled AC, Electric Resistance, <135,000 BTU, Minimum EER (EERBASE) | Code | Commercial
HE DX 5.4-11.25 Tons Elect Heat |  |  |  |  | copbase | 3.3 | Air Source Heat Pump, All Other, <135,000 BTU, Minimum COP | Code | Commercial
HE DX 5.4-11.25 Tons Elect Heat |  |  |  |  | X_cool | 1 | multiplier for space cooling |  | Commercial
HE DX 5.4-11.25 Tons Elect Heat |  |  |  |  | X_heat | 0 | multiplier for space heating |  | Commercial
HE DX 5.4-11.25 Tons Elect Heat |  |  |  |  | X_cool | 0 | multiplier for space cooling |  | Commercial
HE DX 5.4-11.25 Tons Elect Heat |  |  |  |  | X_heat | 1 | multiplier for space heating |  | Commercial
HE DX 5.4-11.25 Tons Other Heat | HE DX 5.4-11.25 Tons Other Heat | Space Cooling | ton*12*(1/eer_eff)*eflhcool | ton*12*(1/ac_eerbase)*eflhcool | eflhcool | 1124 | Equivalent Full Load Hours of operation during the cooling season for the average unit, Assembly | Texas PUC TRM, v5; adjusted for FL CDD/HDD | Commercial
HE DX 5.4-11.25 Tons Other Heat |  |  |  |  | eer_eff | 12 | Air-Cooled AC, Electric Resistance, <135,000 BTU, Minimum EER (EERBASE) | Code | Commercial
HE DX 5.4-11.25 Tons Other Heat |  |  |  |  | eflhcool | 1247 | Equivalent Full Load Hours of operation during the cooling season for the average unit, College and University | Texas PUC TRM, v5; adjusted for FL CDD/HDD | Commercial
HE DX 5.4-11.25 Tons Other Heat |  |  |  |  | eflhcool | 2317 | Equivalent Full Load Hours of operation during the cooling season for the average unit, Data Center | Texas PUC TRM, v5; adjusted for FL CDD/HDD, hospital as proxy | Commercial
HE DX 5.4-11.25 Tons Other Heat |  |  |  |  | eflhcool | 621 | Equivalent Full Load Hours of operation during the cooling season for the average unit, Grocery | Texas PUC TRM, v5; adjusted for FL CDD/HDD | Commercial
HE DX 5.4-11.25 Tons Other Heat |  |  |  |  | eflhcool | 2446 | Equivalent Full Load Hours of operation during the cooling season for the average unit, Healthcare | Texas PUC TRM, v5; adjusted for FL CDD/HDD | Commercial
HE DX 5.4-11.25 Tons Other Heat |  |  |  |  | eflhcool | 2317 | Equivalent Full Load Hours of operation during the cooling season for the average unit, Hospitals | Texas PUC TRM, v5; adjusted for FL CDD/HDD | Commercial
HE DX 5.4-11.25 Tons Other Heat |  |  |  |  | eflhcool | 607 | Equivalent Full Load Hours of operation during the cooling season for the average unit, Institutional | Texas PUC TRM, v5; adjusted for FL CDD/HDD | Commercial
HE DX 5.4-11.25 Tons Other Heat |  |  |  |  | eflhcool | 1857 | Equivalent Full Load Hours of operation during the cooling season for the average unit, Lodging/Hospitality | Texas PUC TRM, v5; adjusted for FL CDD/HDD | Commercial
HE DX 5.4-11.25 Tons Other Heat |  |  |  |  | eflhcool | 628 | Equivalent Full Load Hours of operation during the cooling season for the average unit, Miscellaneous | Texas PUC TRM, v5; adjusted for FL CDD/HDD | Commercial
HE DX 5.4-11.25 Tons Other Heat |  |  |  |  | eflhcool | 1265 | Equivalent Full Load Hours of operation during the cooling season for the average unit, Offices | Texas PUC TRM, v5; adjusted for FL CDD/HDD | Commercial
HE DX 5.4-11.25 Tons Other Heat |  |  |  |  | eflhcool | 1822 | Equivalent Full Load Hours of operation during the cooling season for the average unit, Restaurants | Texas PUC TRM, v5; adjusted for FL CDD/HDD | Commercial
HE DX 5.4-11.25 Tons Other Heat |  |  |  |  | eflhcool | 1428 | Equivalent Full Load Hours of operation during the cooling season for the average unit, Retail | Texas PUC TRM, v5; adjusted for FL CDD/HDD | Commercial
HE DX 5.4-11.25 Tons Other Heat |  |  |  |  | eflhcool | 1241 | Equivalent Full Load Hours of operation during the cooling season for the average unit, Schools K-12 | Texas PUC TRM, v5; adjusted for FL CDD/HDD | Commercial
HE DX 5.4-11.25 Tons Other Heat |  |  |  |  | eflhcool | 273 | Equivalent Full Load Hours of operation during the cooling season for the average unit, Warehouse | Texas PUC TRM, v5; adjusted for FL CDD/HDD | Commercial
HE DX 5.4-11.25 Tons Other Heat |  |  |  |  | ac_eerbase | 11.2 | Air-Cooled AC, Electric Resistance, <135,000 BTU, Minimum EER (EERBASE) | Code | Commercial
HE DX 5.4-11.25 Tons Other Heat |  |  |  |  | ton | 7.5 | Capacity | Measure Definition | Commercial
HE DX Less than 5.4 Tons Elect Heat | HE DX Less than 5.4 Tons Elect Heat | Space Cooling; Space Heating | X_cool * (ton*12*(1/eer_eff)*eflhcool) + X_heat * (ton*12*1/hspfeff*eflhheat) | X_cool * (ton*12*(1/eerbase)*eflhcool) + X_heat * (ton*12*1/hspfbase*eflhheat) | eflhcool | 1124 | Equivalent Full Load Hours of operation during the cooling season for the average unit, Assembly | Texas PUC TRM, v5; adjusted for FL CDD/HDD | Commercial
HE DX Less than 5.4 Tons Elect Heat |  |  |  |  | eflhheat | 141 | Equivalent Full Load Hours of operation during the heating season for the average unit, Assembly | Texas PUC TRM, v5; adjusted for FL CDD/HDD | Commercial
HE DX Less than 5.4 Tons Elect Heat |  |  |  |  | eer_eff | 14.5 | Air-Cooled AC, <65,000 BTU, Efficient SEER (SEEREFF) | AHRI Database, Average 5 Ton Unit | Commercial
HE DX Less than 5.4 Tons Elect Heat |  |  |  |  | eflhcool | 1247 | Equivalent Full Load Hours of operation during the cooling season for the average unit, College and University | Texas PUC TRM, v5; adjusted for FL CDD/HDD | Commercial
HE DX Less than 5.4 Tons Elect Heat |  |  |  |  | eflhheat | 141 | Equivalent Full Load Hours of operation during the heating season for the average unit, College and University | Texas PUC TRM, v5; adjusted for FL CDD/HDD | Commercial
HE DX Less than 5.4 Tons Elect Heat |  |  |  |  | hspfeff | 9.5 | Air Source Heat Pump, <65,000 BTU, Efficient HSPF | CEE Tier 3 | Commercial
HE DX Less than 5.4 Tons Elect Heat |  |  |  |  | eflhheat | 251 | Equivalent Full Load Hours of operation during the heating season for the average unit, Data Center | Texas PUC TRM, v5; adjusted for FL CDD/HDD, hospital as proxy | Commercial
HE DX Less than 5.4 Tons Elect Heat |  |  |  |  | eflhcool | 2317 | Equivalent Full Load Hours of operation during the cooling season for the average unit, Data Center | Texas PUC TRM, v5; adjusted for FL CDD/HDD, hospital as proxy | Commercial
HE DX Less than 5.4 Tons Elect Heat |  |  |  |  | eflhcool | 621 | Equivalent Full Load Hours of operation during the cooling season for the average unit, Grocery | Texas PUC TRM, v5; adjusted for FL CDD/HDD | Commercial
HE DX Less than 5.4 Tons Elect Heat |  |  |  |  | eflhheat | 242 | Equivalent Full Load Hours of operation during the heating season for the average unit, Grocery | Texas PUC TRM, v5; adjusted for FL CDD/HDD | Commercial
HE DX Less than 5.4 Tons Elect Heat |  |  |  |  | eflhheat | 220 | Equivalent Full Load Hours of operation during the heating season for the average unit, Healthcare | Texas PUC TRM, v5; adjusted for FL CDD/HDD | Commercial
HE DX Less than 5.4 Tons Elect Heat |  |  |  |  | eflhcool | 2446 | Equivalent Full Load Hours of operation during the cooling season for the average unit, Healthcare | Texas PUC TRM, v5; adjusted for FL CDD/HDD | Commercial
HE DX Less than 5.4 Tons Elect Heat |  |  |  |  | eflhcool | 2317 | Equivalent Full Load Hours of operation during the cooling season for the average unit, Hospitals | Texas PUC TRM, v5; adjusted for FL CDD/HDD | Commercial
HE DX Less than 5.4 Tons Elect Heat |  |  |  |  | eflhheat | 251 | Equivalent Full Load Hours of operation during the heating season for the average unit, Hospitals | Texas PUC TRM, v5; adjusted for FL CDD/HDD | Commercial
HE DX Less than 5.4 Tons Elect Heat |  |  |  |  | eflhheat | 123 | Equivalent Full Load Hours of operation during the heating season for the average unit, Institutional | Texas PUC TRM, v5; adjusted for FL CDD/HDD | Commercial
HE DX Less than 5.4 Tons Elect Heat |  |  |  |  | eflhcool | 607 | Equivalent Full Load Hours of operation during the cooling season for the average unit, Institutional | Texas PUC TRM, v5; adjusted for FL CDD/HDD | Commercial
HE DX Less than 5.4 Tons Elect Heat |  |  |  |  | eflhcool | 1857 | Equivalent Full Load Hours of operation during the cooling season for the average unit, Lodging/Hospitality | Texas PUC TRM, v5; adjusted for FL CDD/HDD | Commercial
HE DX Less than 5.4 Tons Elect Heat |  |  |  |  | eflhheat | 148 | Equivalent Full Load Hours of operation during the heating season for the average unit, Lodging/Hospitality | Texas PUC TRM, v5; adjusted for FL CDD/HDD | Commercial
HE DX Less than 5.4 Tons Elect Heat |  |  |  |  | eflhcool | 628 | Equivalent Full Load Hours of operation during the cooling season for the average unit, Miscellaneous | Texas PUC TRM, v5; adjusted for FL CDD/HDD | Commercial
HE DX Less than 5.4 Tons Elect Heat |  |  |  |  | eflhheat | 78 | Equivalent Full Load Hours of operation during the heating season for the average unit, Miscellaneous | Texas PUC TRM, v5; adjusted for FL CDD/HDD | Commercial
HE DX Less than 5.4 Tons Elect Heat |  |  |  |  | eflhheat | 82 | Equivalent Full Load Hours of operation during the heating season for the average unit, Offices | Texas PUC TRM, v5; adjusted for FL CDD/HDD | Commercial
HE DX Less than 5.4 Tons Elect Heat |  |  |  |  | eflhcool | 1265 | Equivalent Full Load Hours of operation during the cooling season for the average unit, Offices | Texas PUC TRM, v5; adjusted for FL CDD/HDD | Commercial
HE DX Less than 5.4 Tons Elect Heat |  |  |  |  | eflhheat | 518 | Equivalent Full Load Hours of operation during the heating season for the average unit, Restaurants | Texas PUC TRM, v5; adjusted for FL CDD/HDD | Commercial
HE DX Less than 5.4 Tons Elect Heat |  |  |  |  | eflhcool | 1822 | Equivalent Full Load Hours of operation during the cooling season for the average unit, Restaurants | Texas PUC TRM, v5; adjusted for FL CDD/HDD | Commercial
HE DX Less than 5.4 Tons Elect Heat |  |  |  |  | eflhheat | 325 | Equivalent Full Load Hours of operation during the heating season for the average unit, Retail | Texas PUC TRM, v5; adjusted for FL CDD/HDD | Commercial
HE DX Less than 5.4 Tons Elect Heat |  |  |  |  | eflhcool | 1428 | Equivalent Full Load Hours of operation during the cooling season for the average unit, Retail | Texas PUC TRM, v5; adjusted for FL CDD/HDD | Commercial
HE DX Less than 5.4 Tons Elect Heat |  |  |  |  | eflhheat | 299 | Equivalent Full Load Hours of operation during the heating season for the average unit, Schools K-12 | Texas PUC TRM, v5; adjusted for FL CDD/HDD | Commercial
HE DX Less than 5.4 Tons Elect Heat |  |  |  |  | eflhcool | 1241 | Equivalent Full Load Hours of operation during the cooling season for the average unit, Schools K-12 | Texas PUC TRM, v5; adjusted for FL CDD/HDD | Commercial
HE DX Less than 5.4 Tons Elect Heat |  |  |  |  | eflhheat | 78 | Equivalent Full Load Hours of operation during the heating season for the average unit, Warehouse | Texas PUC TRM, v5; adjusted for FL CDD/HDD | Commercial
HE DX Less than 5.4 Tons Elect Heat |  |  |  |  | eflhcool | 273 | Equivalent Full Load Hours of operation during the cooling season for the average unit, Warehouse | Texas PUC TRM, v5; adjusted for FL CDD/HDD | Commercial
HE DX Less than 5.4 Tons Elect Heat |  |  |  |  | hspfbase | 8.2 | Air Source Heat Pump, <65,000 BTU, Minimum HSPF | Federal Standards, https://www.ecfr.gov/current/title-10/chapter-II/subchapter-D/part-431/subpart-F/subject-group-ECFR2640f6ad978e4e6/section-431.97, Equipment manufactured starting on 1/1/2017 | Commercial
HE DX Less than 5.4 Tons Elect Heat |  |  |  |  | ton | 5 | Capacity | Measure Definition | Commercial
HE DX Less than 5.4 Tons Elect Heat |  |  |  |  | eerbase | 13 | Air-Cooled AC, Electric Resistance, <65,000 BTU, Minimum SEER (SEERBASE) | IECC 2018 | Commercial
HE DX Less than 5.4 Tons Elect Heat |  |  |  |  | X_cool | 1 | multiplier for space cooling |  | Commercial
HE DX Less than 5.4 Tons Elect Heat |  |  |  |  | X_heat | 0 | multiplier for space heating |  | Commercial
HE DX Less than 5.4 Tons Elect Heat |  |  |  |  | X_cool | 0 | multiplier for space cooling |  | Commercial
HE DX Less than 5.4 Tons Elect Heat |  |  |  |  | X_heat | 1 | multiplier for space heating |  | Commercial
HE DX Less than 5.4 Tons Other Heat | HE DX Less than 5.4 Tons Other Heat | Space Cooling | ton*12*(1/eer_eff)*eflhcool | ton*12*(1/eerbase)*eflhcool | eflhcool | 1124 | Equivalent Full Load Hours of operation during the cooling season for the average unit, Assembly | Texas PUC TRM, v5; adjusted for FL CDD/HDD | Commercial
HE DX Less than 5.4 Tons Other Heat |  |  |  |  | eer_eff | 14.5 | Air-Cooled AC, <65,000 BTU, Efficient SEER | AHRI Database, Average 5 Ton Unit | Commercial
HE DX Less than 5.4 Tons Other Heat |  |  |  |  | eflhcool | 1247 | Equivalent Full Load Hours of operation during the cooling season for the average unit, College and University | Texas PUC TRM, v5; adjusted for FL CDD/HDD | Commercial
HE DX Less than 5.4 Tons Other Heat |  |  |  |  | eflhcool | 2317 | Equivalent Full Load Hours of operation during the cooling season for the average unit, Data Center | Texas PUC TRM, v5; adjusted for FL CDD/HDD, hospital as proxy | Commercial
HE DX Less than 5.4 Tons Other Heat |  |  |  |  | eflhcool | 621 | Equivalent Full Load Hours of operation during the cooling season for the average unit, Grocery | Texas PUC TRM, v5; adjusted for FL CDD/HDD | Commercial
HE DX Less than 5.4 Tons Other Heat |  |  |  |  | eflhcool | 2446 | Equivalent Full Load Hours of operation during the cooling season for the average unit, Healthcare | Texas PUC TRM, v5; adjusted for FL CDD/HDD | Commercial
HE DX Less than 5.4 Tons Other Heat |  |  |  |  | eflhcool | 2317 | Equivalent Full Load Hours of operation during the cooling season for the average unit, Hospitals | Texas PUC TRM, v5; adjusted for FL CDD/HDD | Commercial
HE DX Less than 5.4 Tons Other Heat |  |  |  |  | eflhcool | 607 | Equivalent Full Load Hours of operation during the cooling season for the average unit, Institutional | Texas PUC TRM, v5; adjusted for FL CDD/HDD | Commercial
HE DX Less than 5.4 Tons Other Heat |  |  |  |  | eflhcool | 1857 | Equivalent Full Load Hours of operation during the cooling season for the average unit, Lodging/Hospitality | Texas PUC TRM, v5; adjusted for FL CDD/HDD | Commercial
HE DX Less than 5.4 Tons Other Heat |  |  |  |  | eflhcool | 628 | Equivalent Full Load Hours of operation during the cooling season for the average unit, Miscellaneous | Texas PUC TRM, v5; adjusted for FL CDD/HDD | Commercial
HE DX Less than 5.4 Tons Other Heat |  |  |  |  | eflhcool | 1265 | Equivalent Full Load Hours of operation during the cooling season for the average unit, Offices | Texas PUC TRM, v5; adjusted for FL CDD/HDD | Commercial
HE DX Less than 5.4 Tons Other Heat |  |  |  |  | eflhcool | 1822 | Equivalent Full Load Hours of operation during the cooling season for the average unit, Restaurants | Texas PUC TRM, v5; adjusted for FL CDD/HDD | Commercial
HE DX Less than 5.4 Tons Other Heat |  |  |  |  | eflhcool | 1428 | Equivalent Full Load Hours of operation during the cooling season for the average unit, Retail | Texas PUC TRM, v5; adjusted for FL CDD/HDD | Commercial
HE DX Less than 5.4 Tons Other Heat |  |  |  |  | eflhcool | 1241 | Equivalent Full Load Hours of operation during the cooling season for the average unit, Schools K-12 | Texas PUC TRM, v5; adjusted for FL CDD/HDD | Commercial
HE DX Less than 5.4 Tons Other Heat |  |  |  |  | eflhcool | 273 | Equivalent Full Load Hours of operation during the cooling season for the average unit, Warehouse | Texas PUC TRM, v5; adjusted for FL CDD/HDD | Commercial
HE DX Less than 5.4 Tons Other Heat |  |  |  |  | eerbase | 13 | Air-Cooled AC, Electric Resistance, <65,000 BTU, Minimum SEER | Code | Commercial
HE DX Less than 5.4 Tons Other Heat |  |  |  |  | ton | 5 | Capacity | Measure Definition | Commercial
HE Water Cooled Chiller - Centrifugal Compressor - 200 Tons | HE Water Cooled Chiller - Centrifugal Compressor - 200 Tons | Space Cooling | ton*iplveff*eflhcool | ton*iplvbase*eflhcool | eflhcool | 1124 | Equivalent Full Load Hours of operation during the cooling season for the average unit, Assembly | Texas PUC TRM, v5; adjusted for FL CDD/HDD | Commercial
HE Water Cooled Chiller - Centrifugal Compressor - 200 Tons |  |  |  |  | eflhcool | 1247 | Equivalent Full Load Hours of operation during the cooling season for the average unit, College and University | Texas PUC TRM, v5; adjusted for FL CDD/HDD | Commercial
HE Water Cooled Chiller - Centrifugal Compressor - 200 Tons |  |  |  |  | eflhcool | 2317 | Equivalent Full Load Hours of operation during the cooling season for the average unit, Data Center | Texas PUC TRM, v5; adjusted for FL CDD/HDD, hospital as proxy | Commercial
HE Water Cooled Chiller - Centrifugal Compressor - 200 Tons |  |  |  |  | eflhcool | 621 | Equivalent Full Load Hours of operation during the cooling season for the average unit, Grocery | Texas PUC TRM, v5; adjusted for FL CDD/HDD | Commercial
HE Water Cooled Chiller - Centrifugal Compressor - 200 Tons |  |  |  |  | eflhcool | 2446 | Equivalent Full Load Hours of operation during the cooling season for the average unit, Healthcare | Texas PUC TRM, v5; adjusted for FL CDD/HDD | Commercial
HE Water Cooled Chiller - Centrifugal Compressor - 200 Tons |  |  |  |  | eflhcool | 2317 | Equivalent Full Load Hours of operation during the cooling season for the average unit, Hospitals | Texas PUC TRM, v5; adjusted for FL CDD/HDD | Commercial
HE Water Cooled Chiller - Centrifugal Compressor - 200 Tons |  |  |  |  | eflhcool | 607 | Equivalent Full Load Hours of operation during the cooling season for the average unit, Institutional | Texas PUC TRM, v5; adjusted for FL CDD/HDD | Commercial
HE Water Cooled Chiller - Centrifugal Compressor - 200 Tons |  |  |  |  | eflhcool | 1857 | Equivalent Full Load Hours of operation during the cooling season for the average unit, Lodging/Hospitality | Texas PUC TRM, v5; adjusted for FL CDD/HDD | Commercial
HE Water Cooled Chiller - Centrifugal Compressor - 200 Tons |  |  |  |  | eflhcool | 628 | Equivalent Full Load Hours of operation during the cooling season for the average unit, Miscellaneous | Texas PUC TRM, v5; adjusted for FL CDD/HDD | Commercial
HE Water Cooled Chiller - Centrifugal Compressor - 200 Tons |  |  |  |  | eflhcool | 1265 | Equivalent Full Load Hours of operation during the cooling season for the average unit, Offices | Texas PUC TRM, v5; adjusted for FL CDD/HDD | Commercial
HE Water Cooled Chiller - Centrifugal Compressor - 200 Tons |  |  |  |  | eflhcool | 1822 | Equivalent Full Load Hours of operation during the cooling season for the average unit, Restaurants | Texas PUC TRM, v5; adjusted for FL CDD/HDD | Commercial
HE Water Cooled Chiller - Centrifugal Compressor - 200 Tons |  |  |  |  | eflhcool | 1428 | Equivalent Full Load Hours of operation during the cooling season for the average unit, Retail | Texas PUC TRM, v5; adjusted for FL CDD/HDD | Commercial
HE Water Cooled Chiller - Centrifugal Compressor - 200 Tons |  |  |  |  | eflhcool | 1241 | Equivalent Full Load Hours of operation during the cooling season for the average unit, Schools K-12 | Texas PUC TRM, v5; adjusted for FL CDD/HDD | Commercial
HE Water Cooled Chiller - Centrifugal Compressor - 200 Tons |  |  |  |  | eflhcool | 273 | Equivalent Full Load Hours of operation during the cooling season for the average unit, Warehouse | Texas PUC TRM, v5; adjusted for FL CDD/HDD | Commercial
HE Water Cooled Chiller - Centrifugal Compressor - 200 Tons |  |  |  |  | ton | 200 | Capacity | Measure Definition | Commercial
HE Water Cooled Chiller - Centrifugal Compressor - 200 Tons |  |  |  |  | iplveff | 0.55 | Water Cooled, Centrifugal, <300 Tons, Efficient IPLV (IPLVEFF) | IECC 2018, Table C403.2.3 (7) | Commercial
HE Water Cooled Chiller - Centrifugal Compressor - 200 Tons |  |  |  |  | iplvbase | 0.596 | Water Cooled, Centrifugal, <300 Tons, Minimum IPLV (IPLVBASE) | ASHRAE 90.1 before 1/1/2010 | Commercial
HE Water Cooled Chiller - Centrifugal Compressor - 500 Tons | HE Water Cooled Chiller - Centrifugal Compressor - 500 Tons | Space Cooling | ton*iplveff*eflhcool | ton*iplvbase*eflhcool | eflhcool | 1124 | Equivalent Full Load Hours of operation during the cooling season for the average unit, Assembly | Texas PUC TRM, v5; adjusted for FL CDD/HDD | Commercial
HE Water Cooled Chiller - Centrifugal Compressor - 500 Tons |  |  |  |  | eflhcool | 1247 | Equivalent Full Load Hours of operation during the cooling season for the average unit, College and University | Texas PUC TRM, v5; adjusted for FL CDD/HDD | Commercial
HE Water Cooled Chiller - Centrifugal Compressor - 500 Tons |  |  |  |  | eflhcool | 2317 | Equivalent Full Load Hours of operation during the cooling season for the average unit, Data Center | Texas PUC TRM, v5; adjusted for FL CDD/HDD, hospital as proxy | Commercial
HE Water Cooled Chiller - Centrifugal Compressor - 500 Tons |  |  |  |  | eflhcool | 621 | Equivalent Full Load Hours of operation during the cooling season for the average unit, Grocery | Texas PUC TRM, v5; adjusted for FL CDD/HDD | Commercial
HE Water Cooled Chiller - Centrifugal Compressor - 500 Tons |  |  |  |  | eflhcool | 2446 | Equivalent Full Load Hours of operation during the cooling season for the average unit, Healthcare | Texas PUC TRM, v5; adjusted for FL CDD/HDD | Commercial
HE Water Cooled Chiller - Centrifugal Compressor - 500 Tons |  |  |  |  | eflhcool | 2317 | Equivalent Full Load Hours of operation during the cooling season for the average unit, Hospitals | Texas PUC TRM, v5; adjusted for FL CDD/HDD | Commercial
HE Water Cooled Chiller - Centrifugal Compressor - 500 Tons |  |  |  |  | eflhcool | 607 | Equivalent Full Load Hours of operation during the cooling season for the average unit, Institutional | Texas PUC TRM, v5; adjusted for FL CDD/HDD | Commercial
HE Water Cooled Chiller - Centrifugal Compressor - 500 Tons |  |  |  |  | eflhcool | 1857 | Equivalent Full Load Hours of operation during the cooling season for the average unit, Lodging/Hospitality | Texas PUC TRM, v5; adjusted for FL CDD/HDD | Commercial
HE Water Cooled Chiller - Centrifugal Compressor - 500 Tons |  |  |  |  | eflhcool | 628 | Equivalent Full Load Hours of operation during the cooling season for the average unit, Miscellaneous | Texas PUC TRM, v5; adjusted for FL CDD/HDD | Commercial
HE Water Cooled Chiller - Centrifugal Compressor - 500 Tons |  |  |  |  | eflhcool | 1265 | Equivalent Full Load Hours of operation during the cooling season for the average unit, Offices | Texas PUC TRM, v5; adjusted for FL CDD/HDD | Commercial
HE Water Cooled Chiller - Centrifugal Compressor - 500 Tons |  |  |  |  | eflhcool | 1822 | Equivalent Full Load Hours of operation during the cooling season for the average unit, Restaurants | Texas PUC TRM, v5; adjusted for FL CDD/HDD | Commercial
HE Water Cooled Chiller - Centrifugal Compressor - 500 Tons |  |  |  |  | eflhcool | 1428 | Equivalent Full Load Hours of operation during the cooling season for the average unit, Retail | Texas PUC TRM, v5; adjusted for FL CDD/HDD | Commercial
HE Water Cooled Chiller - Centrifugal Compressor - 500 Tons |  |  |  |  | eflhcool | 1241 | Equivalent Full Load Hours of operation during the cooling season for the average unit, Schools K-12 | Texas PUC TRM, v5; adjusted for FL CDD/HDD | Commercial
HE Water Cooled Chiller - Centrifugal Compressor - 500 Tons |  |  |  |  | eflhcool | 273 | Equivalent Full Load Hours of operation during the cooling season for the average unit, Warehouse | Texas PUC TRM, v5; adjusted for FL CDD/HDD | Commercial
HE Water Cooled Chiller - Centrifugal Compressor - 500 Tons |  |  |  |  | ton | 500 | Capacity | Measure Definition | Commercial
HE Water Cooled Chiller - Centrifugal Compressor - 500 Tons |  |  |  |  | iplveff | 0.5 | Water Cooled, Centrifugal, <600 Tons, Efficient IPLV (IPLVEFF) | IECC 2018, Table C403.2.3 (7) | Commercial
HE Water Cooled Chiller - Centrifugal Compressor - 500 Tons |  |  |  |  | iplvbase | 0.54 | Water Cooled, Centrifugal, <600 Tons, Minimum IPLV (IPLVBASE) | IECC 2018, Table C403.2.3 (7) | Commercial
HE Water Cooled Chiller - Rotary or Screw Compressor - 175 Tons | HE Water Cooled Chiller - Rotary or Screw Compressor - 175 Tons | Space Cooling | ton*iplveff*eflhcool | ton*iplvbase*eflhcool | eflhcool | 1124 | Equivalent Full Load Hours of operation during the cooling season for the average unit, Assembly | Texas PUC TRM, v5; adjusted for FL CDD/HDD | Commercial
HE Water Cooled Chiller - Rotary or Screw Compressor - 175 Tons |  |  |  |  | eflhcool | 1247 | Equivalent Full Load Hours of operation during the cooling season for the average unit, College and University | Texas PUC TRM, v5; adjusted for FL CDD/HDD | Commercial
HE Water Cooled Chiller - Rotary or Screw Compressor - 175 Tons |  |  |  |  | eflhcool | 2317 | Equivalent Full Load Hours of operation during the cooling season for the average unit, Data Center | Texas PUC TRM, v5; adjusted for FL CDD/HDD, hospital as proxy | Commercial
HE Water Cooled Chiller - Rotary or Screw Compressor - 175 Tons |  |  |  |  | eflhcool | 621 | Equivalent Full Load Hours of operation during the cooling season for the average unit, Grocery | Texas PUC TRM, v5; adjusted for FL CDD/HDD | Commercial
HE Water Cooled Chiller - Rotary or Screw Compressor - 175 Tons |  |  |  |  | eflhcool | 2446 | Equivalent Full Load Hours of operation during the cooling season for the average unit, Healthcare | Texas PUC TRM, v5; adjusted for FL CDD/HDD | Commercial
HE Water Cooled Chiller - Rotary or Screw Compressor - 175 Tons |  |  |  |  | eflhcool | 2317 | Equivalent Full Load Hours of operation during the cooling season for the average unit, Hospitals | Texas PUC TRM, v5; adjusted for FL CDD/HDD | Commercial
HE Water Cooled Chiller - Rotary or Screw Compressor - 175 Tons |  |  |  |  | eflhcool | 607 | Equivalent Full Load Hours of operation during the cooling season for the average unit, Institutional | Texas PUC TRM, v5; adjusted for FL CDD/HDD | Commercial
HE Water Cooled Chiller - Rotary or Screw Compressor - 175 Tons |  |  |  |  | eflhcool | 1857 | Equivalent Full Load Hours of operation during the cooling season for the average unit, Lodging/Hospitality | Texas PUC TRM, v5; adjusted for FL CDD/HDD | Commercial
HE Water Cooled Chiller - Rotary or Screw Compressor - 175 Tons |  |  |  |  | eflhcool | 628 | Equivalent Full Load Hours of operation during the cooling season for the average unit, Miscellaneous | Texas PUC TRM, v5; adjusted for FL CDD/HDD | Commercial
HE Water Cooled Chiller - Rotary or Screw Compressor - 175 Tons |  |  |  |  | eflhcool | 1265 | Equivalent Full Load Hours of operation during the cooling season for the average unit, Offices | Texas PUC TRM, v5; adjusted for FL CDD/HDD | Commercial
HE Water Cooled Chiller - Rotary or Screw Compressor - 175 Tons |  |  |  |  | eflhcool | 1822 | Equivalent Full Load Hours of operation during the cooling season for the average unit, Restaurants | Texas PUC TRM, v5; adjusted for FL CDD/HDD | Commercial
HE Water Cooled Chiller - Rotary or Screw Compressor - 175 Tons |  |  |  |  | eflhcool | 1428 | Equivalent Full Load Hours of operation during the cooling season for the average unit, Retail | Texas PUC TRM, v5; adjusted for FL CDD/HDD | Commercial
HE Water Cooled Chiller - Rotary or Screw Compressor - 175 Tons |  |  |  |  | eflhcool | 1241 | Equivalent Full Load Hours of operation during the cooling season for the average unit, Schools K-12 | Texas PUC TRM, v5; adjusted for FL CDD/HDD | Commercial
HE Water Cooled Chiller - Rotary or Screw Compressor - 175 Tons |  |  |  |  | eflhcool | 273 | Equivalent Full Load Hours of operation during the cooling season for the average unit, Warehouse | Texas PUC TRM, v5; adjusted for FL CDD/HDD | Commercial
HE Water Cooled Chiller - Rotary or Screw Compressor - 175 Tons |  |  |  |  | ton | 175 | Capacity | Measure Definition | Commercial
HE Water Cooled Chiller - Rotary or Screw Compressor - 175 Tons |  |  |  |  | iplveff | 0.54 | Water Cooled, Positive Displacement, <300 Tons, Efficient IPLV (IPLVBASE) | IECC 2018, Table C403.2.3 (7) | Commercial
HE Water Cooled Chiller - Rotary or Screw Compressor - 175 Tons |  |  |  |  | iplvbase | 0.58 | Water Cooled, Positive Displacement, <300 Tons, Minimum IPLV (IPLVBASE) | IECC 2018, Table C403.2.3 (7) | Commercial
HE Water Cooled Chiller - Rotary or Screw Compressor - 50 Tons | HE Water Cooled Chiller - Rotary or Screw Compressor - 50 Tons | Space Cooling | ton*iplveff*eflhcool | ton*iplvbase*eflhcool | eflhcool | 1124 | Equivalent Full Load Hours of operation during the cooling season for the average unit, Assembly | Texas PUC TRM, v5; adjusted for FL CDD/HDD | Commercial
HE Water Cooled Chiller - Rotary or Screw Compressor - 50 Tons |  |  |  |  | eflhcool | 1247 | Equivalent Full Load Hours of operation during the cooling season for the average unit, College and University | Texas PUC TRM, v5; adjusted for FL CDD/HDD | Commercial
HE Water Cooled Chiller - Rotary or Screw Compressor - 50 Tons |  |  |  |  | eflhcool | 2317 | Equivalent Full Load Hours of operation during the cooling season for the average unit, Data Center | Texas PUC TRM, v5; adjusted for FL CDD/HDD, hospital as proxy | Commercial
HE Water Cooled Chiller - Rotary or Screw Compressor - 50 Tons |  |  |  |  | eflhcool | 621 | Equivalent Full Load Hours of operation during the cooling season for the average unit, Grocery | Texas PUC TRM, v5; adjusted for FL CDD/HDD | Commercial
HE Water Cooled Chiller - Rotary or Screw Compressor - 50 Tons |  |  |  |  | eflhcool | 2446 | Equivalent Full Load Hours of operation during the cooling season for the average unit, Healthcare | Texas PUC TRM, v5; adjusted for FL CDD/HDD | Commercial
HE Water Cooled Chiller - Rotary or Screw Compressor - 50 Tons |  |  |  |  | eflhcool | 2317 | Equivalent Full Load Hours of operation during the cooling season for the average unit, Hospitals | Texas PUC TRM, v5; adjusted for FL CDD/HDD | Commercial
HE Water Cooled Chiller - Rotary or Screw Compressor - 50 Tons |  |  |  |  | eflhcool | 607 | Equivalent Full Load Hours of operation during the cooling season for the average unit, Institutional | Texas PUC TRM, v5; adjusted for FL CDD/HDD | Commercial
HE Water Cooled Chiller - Rotary or Screw Compressor - 50 Tons |  |  |  |  | eflhcool | 1857 | Equivalent Full Load Hours of operation during the cooling season for the average unit, Lodging/Hospitality | Texas PUC TRM, v5; adjusted for FL CDD/HDD | Commercial
HE Water Cooled Chiller - Rotary or Screw Compressor - 50 Tons |  |  |  |  | eflhcool | 628 | Equivalent Full Load Hours of operation during the cooling season for the average unit, Miscellaneous | Texas PUC TRM, v5; adjusted for FL CDD/HDD | Commercial
HE Water Cooled Chiller - Rotary or Screw Compressor - 50 Tons |  |  |  |  | eflhcool | 1265 | Equivalent Full Load Hours of operation during the cooling season for the average unit, Offices | Texas PUC TRM, v5; adjusted for FL CDD/HDD | Commercial
HE Water Cooled Chiller - Rotary or Screw Compressor - 50 Tons |  |  |  |  | eflhcool | 1822 | Equivalent Full Load Hours of operation during the cooling season for the average unit, Restaurants | Texas PUC TRM, v5; adjusted for FL CDD/HDD | Commercial
HE Water Cooled Chiller - Rotary or Screw Compressor - 50 Tons |  |  |  |  | eflhcool | 1428 | Equivalent Full Load Hours of operation during the cooling season for the average unit, Retail | Texas PUC TRM, v5; adjusted for FL CDD/HDD | Commercial
HE Water Cooled Chiller - Rotary or Screw Compressor - 50 Tons |  |  |  |  | eflhcool | 1241 | Equivalent Full Load Hours of operation during the cooling season for the average unit, Schools K-12 | Texas PUC TRM, v5; adjusted for FL CDD/HDD | Commercial
HE Water Cooled Chiller - Rotary or Screw Compressor - 50 Tons |  |  |  |  | eflhcool | 273 | Equivalent Full Load Hours of operation during the cooling season for the average unit, Warehouse | Texas PUC TRM, v5; adjusted for FL CDD/HDD | Commercial
HE Water Cooled Chiller - Rotary or Screw Compressor - 50 Tons |  |  |  |  | ton | 50 | Capacity | Measure Definition | Commercial
HE Water Cooled Chiller - Rotary or Screw Compressor - 50 Tons |  |  |  |  | iplveff | 0.6 | Water Cooled, Positive Displacement, <75 Tons, Efficient IPLV | IECC 2018, Table C403.2.3 (7) | Commercial
HE Water Cooled Chiller - Rotary or Screw Compressor - 50 Tons |  |  |  |  | iplvbase | 0.63 | Water Cooled, Positive Displacement, <75 Tons, Minimum IPLV | IECC 2018, Table C403.2.3 (7) | Commercial
Heat Pump Pool Heater Commercial | Heat Pump Pool Heater Commercial | Commercial Miscellaneous | epoolcvr*(1-svge) | epoolcvr | svge | 0.8 | Estimated heat pump pool heater savings percentage | https://www.energy.gov/energysaver/heat-pump-swimming-pool-heaters | Commercial
Heat Pump Pool Heater Commercial |  | Commercial Miscellaneous |  |  | epoolcvr | 3529.41 | Estimated electric pool heater consumption w/ cover (epoolcvr) | Engineer Assumption | Commercial
Heat Pump Water Heater | Heat Pump Water Heater | Domestic Hot Water | ((1/(hpwh_eff*paf))*gpd*noccupants*days*density*(hot_wtr_temp-cold_wtr_temp))/btu_kwh | ((1/base_dhw)*gpd*noccupants)*days*density*(hot_wtr_temp-cold_wtr_temp)/btu_kwh | days | 365 | days per year |  | Commercial
Heat Pump Water Heater |  |  |  |  | btu_kwh | 3412 | BTUs per kilowatt hour |  | Commercial
Heat Pump Water Heater |  |  |  |  | hpwh_eff | 3.28 | Efficient Heat Pump Water Heater Energy Factor (EFEFF) | Updated 2020 per information provided by Indiana Citizen's Action Coalition. (https://www.energystar.gov/productfinder/product/certified-water-heaters/results | Commercial
Heat Pump Water Heater |  |  |  |  | noccupants | 8 | Average Number of Occupants, Assembly | US Energy Information Administration, 2018 Commercial Buildings Energy Consumption Survey | Commercial
Heat Pump Water Heater |  |  |  |  | noccupants | 21 | Average Number of Occupants, College and University | US Energy Information Administration, 2018 Commercial Buildings Energy Consumption Survey | Commercial
Heat Pump Water Heater |  |  |  |  | noccupants | 142 | Average Number of Occupants, Data Center | US Energy Information Administration, 2018 Commercial Buildings Energy Consumption Survey | Commercial
Heat Pump Water Heater |  |  |  |  | noccupants | 4 | Average Number of Occupants, Grocery | US Energy Information Administration, 2018 Commercial Buildings Energy Consumption Survey | Commercial
Heat Pump Water Heater |  |  |  |  | noccupants | 19 | Average Number of Occupants, Healthcare | US Energy Information Administration, 2018 Commercial Buildings Energy Consumption Survey | Commercial
Heat Pump Water Heater |  |  |  |  | noccupants | 334 | Average Number of Occupants, Hospitals | US Energy Information Administration, 2018 Commercial Buildings Energy Consumption Survey | Commercial
Heat Pump Water Heater |  |  |  |  | noccupants | 5 | Average Number of Occupants, Institutional | US Energy Information Administration, 2018 Commercial Buildings Energy Consumption Survey | Commercial
Heat Pump Water Heater |  |  |  |  | noccupants | 13 | Average Number of Occupants, Lodging/Hospitality | US Energy Information Administration, 2018 Commercial Buildings Energy Consumption Survey | Commercial
Heat Pump Water Heater |  |  |  |  | noccupants | 20 | Average Number of Occupants, Miscellaneous | US Energy Information Administration, 2018 Commercial Buildings Energy Consumption Survey | Commercial
Heat Pump Water Heater |  |  |  |  | noccupants | 35 | Average Number of Occupants, Offices | US Energy Information Administration, 2018 Commercial Buildings Energy Consumption Survey | Commercial
Heat Pump Water Heater |  |  |  |  | noccupants | 12 | Average Number of Occupants, Restaurants | US Energy Information Administration, 2018 Commercial Buildings Energy Consumption Survey | Commercial
Heat Pump Water Heater |  |  |  |  | noccupants | 18 | Average Number of Occupants, Retail | US Energy Information Administration, 2018 Commercial Buildings Energy Consumption Survey | Commercial
Heat Pump Water Heater |  |  |  |  | noccupants | 31 | Average Number of Occupants, Schools K-12 | US Energy Information Administration, 2018 Commercial Buildings Energy Consumption Survey | Commercial
Heat Pump Water Heater |  |  |  |  | noccupants | 7 | Average Number of Occupants, Warehouse | US Energy Information Administration, 2018 Commercial Buildings Energy Consumption Survey | Commercial
Heat Pump Water Heater |  |  |  |  | density | 8.3 | Density of water in pounds per gallon | Wisconsin 2020 Technical Reference Manual | Commercial
Heat Pump Water Heater |  |  |  |  | gpd | 17.2 | Average Per Person Gallons of Shower Water Use per Day (GPERSON/DAY) | Minnesota 2016 Statewide TRM V1.3 | Commercial
Heat Pump Water Heater |  |  |  |  | hot_wtr_temp | 125 | Temperature of Hot Water Heater | Illinois TRM, Version 10.0,Volume 3: Residential Measures, Section 5.4.3 | Commercial
Heat Pump Water Heater |  |  |  |  | cold_wtr_temp | 74 | FL Zone 2, Temperature of Cold Water | FSEC Solar Water Heater Calculator, http://www.fsec.ucf.edu/en/consumer/solar_hot_water/homes/calculator/SHW-calculator_simple.xls | Commercial
Heat Pump Water Heater |  |  |  |  | noccupants | 2.4 | Mobile home, Average Number of Occupants (NOCCUPANTS) | US Energy Information Administration, 2020 Residential Energy Consumption Survey, Table HC9.1 Household demographics of U.S. homes, by housing unit type, 2020 | Commercial
Heat Pump Water Heater |  |  |  |  | paf | 1.0083 | HP Water Heater COP Performance Adjustment Factor (PAF) | Arkansas TRM, based on average ambient air temperature and DOE guidance (assume unconditioned garage). Air temp based on avg Florida climate data (http://www.ncdc.noaa.gov/cag/) | Commercial
Heat Pump Water Heater |  |  |  |  | base_dhw | 0.9207 | Residential Electric Storage Water Heaters baseline UEF | IL TRM v10.0, section 5.4.3 | Commercial
High Efficiency Air Compressor | High Efficiency Air Compressor | Commercial Miscellaneous | hp*kw_hp*hou_lighting*(1-svg) | hp*kw_hp*hou_lighting | kw_hp | 0.746 | Horsepower to kilowatts conversion |  | Commercial
High Efficiency Air Compressor |  |  |  |  | hou_lighting | 2638 | Lighting Hours of Use, Assembly | Public Utility Commission of Texas, Technical Reference Manual V9.0, April 2022 | Commercial
High Efficiency Air Compressor |  |  |  |  | hou_lighting | 3577 | Lighting Hours of Use, College and University | Public Utility Commission of Texas, Technical Reference Manual V9.0, April 2022 | Commercial
High Efficiency Air Compressor |  |  |  |  | hou_lighting | 4008 | Lighting Hours of Use, Data Center | Public Utility Commission of Texas, Technical Reference Manual V9.0, April 2022 | Commercial
High Efficiency Air Compressor |  |  |  |  | hou_lighting | 4706 | Lighting Hours of Use, Grocery | Public Utility Commission of Texas, Technical Reference Manual V9.0, April 2022 | Commercial
High Efficiency Air Compressor |  |  |  |  | hou_lighting | 3386 | Lighting Hours of Use, Healthcare | Public Utility Commission of Texas, Technical Reference Manual V9.0, April 2022 | Commercial
High Efficiency Air Compressor |  |  |  |  | hou_lighting | 5730 | Lighting Hours of Use, Hospitals | Public Utility Commission of Texas, Technical Reference Manual V9.0, April 2022 | Commercial
High Efficiency Air Compressor |  |  |  |  | hou_lighting | 3472 | Lighting Hours of Use, Institutional | Public Utility Commission of Texas, Technical Reference Manual V9.0, April 2022 | Commercial
High Efficiency Air Compressor |  |  |  |  | hou_lighting | 4842 | Lighting Hours of Use, Lodging/Hospitality | Public Utility Commission of Texas, Technical Reference Manual V9.0, April 2022 | Commercial
High Efficiency Air Compressor |  |  |  |  | hou_lighting | 4107 | Lighting Hours of Use, Miscellaneous | Public Utility Commission of Texas, Technical Reference Manual V9.0, April 2022 | Commercial
High Efficiency Air Compressor |  |  |  |  | hou_lighting | 3737 | Lighting Hours of Use, Offices | Public Utility Commission of Texas, Technical Reference Manual V9.0, April 2022 | Commercial
High Efficiency Air Compressor |  |  |  |  | hou_lighting | 5278 | Lighting Hours of Use, Restaurants | Public Utility Commission of Texas, Technical Reference Manual V9.0, April 2022 | Commercial
High Efficiency Air Compressor |  |  |  |  | hou_lighting | 3668 | Lighting Hours of Use, Retail | Public Utility Commission of Texas, Technical Reference Manual V9.0, April 2022 | Commercial
High Efficiency Air Compressor |  |  |  |  | hou_lighting | 2777 | Lighting Hours of Use, Schools K-12 | Public Utility Commission of Texas, Technical Reference Manual V9.0, April 2022 | Commercial
High Efficiency Air Compressor |  |  |  |  | hou_lighting | 3649 | Lighting Hours of Use, Warehouse | Public Utility Commission of Texas, Technical Reference Manual V9.0, April 2022 | Commercial
High Efficiency Air Compressor |  |  |  |  | svg | 0.2358 | Air Compressor Savings Factor | Efficiency Maine Commercial TRM 2021, Table 32 | Commercial
High Efficiency Air Compressor |  |  |  |  | hp | 20 | Air Compressor Horsepower | Measure Definition | Commercial
High Efficiency Data Center Cooling | High Efficiency Data Center Cooling | Space Cooling | max(eui_space_cooling*sqft-delta_kwh,eui_space_cooling*sqft/2) | eui_space_cooling*sqft | sqft | 15585 | Average Premise Area, Assembly | US Energy Information Administration, 2018 Commercial Buildings Energy Consumption Survey | Commercial
High Efficiency Data Center Cooling |  |  |  |  | eui_space_cooling | 8.01 | Energy Use Intensity_space_cooling, Assembly | US Energy Information Administration, 2018 Commercial Buildings Energy Consumption Survey | Commercial
High Efficiency Data Center Cooling |  |  |  |  | sqft | 24388 | Average Premise Area, College and University | US Energy Information Administration, 2018 Commercial Buildings Energy Consumption Survey | Commercial
High Efficiency Data Center Cooling |  |  |  |  | eui_space_cooling | 2.06 | Energy Use Intensity_space_cooling, College and University | US Energy Information Administration, 2018 Commercial Buildings Energy Consumption Survey | Commercial
High Efficiency Data Center Cooling |  |  |  |  | sqft | 104487 | Average Premise Area, Data Center | US Energy Information Administration, 2018 Commercial Buildings Energy Consumption Survey | Commercial
High Efficiency Data Center Cooling |  |  |  |  | eui_space_cooling | 2.36 | Energy Use Intensity_space_cooling, Data Center | US Energy Information Administration, 2018 Commercial Buildings Energy Consumption Survey | Commercial
High Efficiency Data Center Cooling |  |  |  |  | eui_space_cooling | 3.81 | Energy Use Intensity_space_cooling, Grocery | US Energy Information Administration, 2018 Commercial Buildings Energy Consumption Survey | Commercial
High Efficiency Data Center Cooling |  |  |  |  | sqft | 2663 | Average Premise Area, Grocery | US Energy Information Administration, 2018 Commercial Buildings Energy Consumption Survey | Commercial
High Efficiency Data Center Cooling |  |  |  |  | sqft | 9531 | Average Premise Area, Healthcare | US Energy Information Administration, 2018 Commercial Buildings Energy Consumption Survey | Commercial
High Efficiency Data Center Cooling |  |  |  |  | eui_space_cooling | 2.21 | Energy Use Intensity_space_cooling, Healthcare | US Energy Information Administration, 2018 Commercial Buildings Energy Consumption Survey | Commercial
High Efficiency Data Center Cooling |  |  |  |  | eui_space_cooling | 9.83 | Energy Use Intensity_space_cooling, Hospitals | US Energy Information Administration, 2018 Commercial Buildings Energy Consumption Survey | Commercial
High Efficiency Data Center Cooling |  |  |  |  | sqft | 188543 | Average Premise Area, Hospitals | US Energy Information Administration, 2018 Commercial Buildings Energy Consumption Survey | Commercial
High Efficiency Data Center Cooling |  |  |  |  | eui_space_cooling | 1.98 | Energy Use Intensity_space_cooling, Institutional | US Energy Information Administration, 2018 Commercial Buildings Energy Consumption Survey | Commercial
High Efficiency Data Center Cooling |  |  |  |  | sqft | 12448 | Average Premise Area, Institutional | US Energy Information Administration, 2018 Commercial Buildings Energy Consumption Survey | Commercial
High Efficiency Data Center Cooling |  |  |  |  | eui_space_cooling | 4.62 | Energy Use Intensity_space_cooling, Lodging/Hospitality | US Energy Information Administration, 2018 Commercial Buildings Energy Consumption Survey | Commercial
High Efficiency Data Center Cooling |  |  |  |  | sqft | 43432 | Average Premise Area, Lodging/Hospitality | US Energy Information Administration, 2018 Commercial Buildings Energy Consumption Survey | Commercial
High Efficiency Data Center Cooling |  |  |  |  | eui_space_cooling | 1.32 | Energy Use Intensity_space_cooling, Miscellaneous | US Energy Information Administration, 2018 Commercial Buildings Energy Consumption Survey | Commercial
High Efficiency Data Center Cooling |  |  |  |  | sqft | 33805 | Average Premise Area, Miscellaneous | US Energy Information Administration, 2018 Commercial Buildings Energy Consumption Survey | Commercial
High Efficiency Data Center Cooling |  |  |  |  | eui_space_cooling | 3.19 | Energy Use Intensity_space_cooling, Offices | US Energy Information Administration, 2018 Commercial Buildings Energy Consumption Survey | Commercial
High Efficiency Data Center Cooling |  |  |  |  | sqft | 17724 | Average Premise Area, Offices | US Energy Information Administration, 2018 Commercial Buildings Energy Consumption Survey | Commercial
High Efficiency Data Center Cooling |  |  |  |  | eui_space_cooling | 9.72 | Energy Use Intensity_space_cooling, Restaurants | US Energy Information Administration, 2018 Commercial Buildings Energy Consumption Survey | Commercial
High Efficiency Data Center Cooling |  |  |  |  | sqft | 4990 | Average Premise Area, Restaurants | US Energy Information Administration, 2018 Commercial Buildings Energy Consumption Survey | Commercial
High Efficiency Data Center Cooling |  |  |  |  | eui_space_cooling | 3.07 | Energy Use Intensity_space_cooling, Retail | US Energy Information Administration, 2018 Commercial Buildings Energy Consumption Survey | Commercial
High Efficiency Data Center Cooling |  |  |  |  | sqft | 23334 | Average Premise Area, Retail | US Energy Information Administration, 2018 Commercial Buildings Energy Consumption Survey | Commercial
High Efficiency Data Center Cooling |  |  |  |  | eui_space_cooling | 4.85 | Energy Use Intensity_space_cooling, Schools K-12 | US Energy Information Administration, 2018 Commercial Buildings Energy Consumption Survey | Commercial
High Efficiency Data Center Cooling |  |  |  |  | sqft | 33114 | Average Premise Area, Schools k-12 | US Energy Information Administration, 2018 Commercial Buildings Energy Consumption Survey | Commercial
High Efficiency Data Center Cooling |  |  |  |  | eui_space_cooling | 0.98 | Energy Use Intensity_space_cooling, Warehouse | US Energy Information Administration, 2018 Commercial Buildings Energy Consumption Survey | Commercial
High Efficiency Data Center Cooling |  |  |  |  | sqft | 19802 | Average Premise Area, Warehouse | US Energy Information Administration, 2018 Commercial Buildings Energy Consumption Survey | Commercial
High Efficiency Data Center Cooling |  |  |  |  | delta_kwh | 13494 | High Efficiency CRAC Units Deemed Energy Savings (Delta_kWh) | 2015 Salt River Project Small Business Solutions Calculations Workbook | Commercial
High Efficiency PTAC | High Efficiency PTAC | Space Cooling | ton*eflhcool*12*(1/eereff) | ton*eflhcool*12*(1/eerbase_replacements) | eflhcool | 1124 | Equivalent Full Load Hours of operation during the cooling season for the average unit, Assembly | Texas PUC TRM, v5; adjusted for FL CDD/HDD | Commercial
High Efficiency PTAC |  |  |  |  | eereff | 14 | PTAC, Efficient EER | IECC 2018 Table C403.2.3(3) | Commercial
High Efficiency PTAC |  |  |  |  | eflhcool | 1247 | Equivalent Full Load Hours of operation during the cooling season for the average unit, College and University | Texas PUC TRM, v5; adjusted for FL CDD/HDD | Commercial
High Efficiency PTAC |  |  |  |  | eflhcool | 2317 | Equivalent Full Load Hours of operation during the cooling season for the average unit, Data Center | Texas PUC TRM, v5; adjusted for FL CDD/HDD, hospital as proxy | Commercial
High Efficiency PTAC |  |  |  |  | eflhcool | 621 | Equivalent Full Load Hours of operation during the cooling season for the average unit, Grocery | Texas PUC TRM, v5; adjusted for FL CDD/HDD | Commercial
High Efficiency PTAC |  |  |  |  | eflhcool | 2446 | Equivalent Full Load Hours of operation during the cooling season for the average unit, Healthcare | Texas PUC TRM, v5; adjusted for FL CDD/HDD | Commercial
High Efficiency PTAC |  |  |  |  | eflhcool | 2317 | Equivalent Full Load Hours of operation during the cooling season for the average unit, Hospitals | Texas PUC TRM, v5; adjusted for FL CDD/HDD | Commercial
High Efficiency PTAC |  |  |  |  | eflhcool | 607 | Equivalent Full Load Hours of operation during the cooling season for the average unit, Institutional | Texas PUC TRM, v5; adjusted for FL CDD/HDD | Commercial
High Efficiency PTAC |  |  |  |  | eflhcool | 1857 | Equivalent Full Load Hours of operation during the cooling season for the average unit, Lodging/Hospitality | Texas PUC TRM, v5; adjusted for FL CDD/HDD | Commercial
High Efficiency PTAC |  |  |  |  | eflhcool | 628 | Equivalent Full Load Hours of operation during the cooling season for the average unit, Miscellaneous | Texas PUC TRM, v5; adjusted for FL CDD/HDD | Commercial
High Efficiency PTAC |  |  |  |  | eflhcool | 1265 | Equivalent Full Load Hours of operation during the cooling season for the average unit, Offices | Texas PUC TRM, v5; adjusted for FL CDD/HDD | Commercial
High Efficiency PTAC |  |  |  |  | eflhcool | 1822 | Equivalent Full Load Hours of operation during the cooling season for the average unit, Restaurants | Texas PUC TRM, v5; adjusted for FL CDD/HDD | Commercial
High Efficiency PTAC |  |  |  |  | eflhcool | 1428 | Equivalent Full Load Hours of operation during the cooling season for the average unit, Retail | Texas PUC TRM, v5; adjusted for FL CDD/HDD | Commercial
High Efficiency PTAC |  |  |  |  | eflhcool | 1241 | Equivalent Full Load Hours of operation during the cooling season for the average unit, Schools K-12 | Texas PUC TRM, v5; adjusted for FL CDD/HDD | Commercial
High Efficiency PTAC |  |  |  |  | eflhcool | 273 | Equivalent Full Load Hours of operation during the cooling season for the average unit, Warehouse | Texas PUC TRM, v5; adjusted for FL CDD/HDD | Commercial
High Efficiency PTAC |  |  |  |  | ton | 1.5 | PTAC Capacity | AHRI Database, Average Tonnage | Commercial
High Efficiency PTAC |  |  |  |  | eerbase_replacements | 10.9 | PTAC, Cooling Mode, 1-2 Ton, Replacements (EERBASE) | IECC 2018 Table C403.3.2(3) | Commercial
High Efficiency PTHP | High Efficiency PTHP | Space Cooling; Space Heating | X_cool * (ton*eflhcool*(12/eereff)) + X_heat * (ton*eflhheat*(12/copeff)) | X_cool * (ton*eflhcool*(12/eerbase_replacements)) + X_heat * (ton*eflhheat*(12/copbase_replacement)) | eflhcool | 1124 | Equivalent Full Load Hours of operation during the cooling season for the average unit, Assembly | Texas PUC TRM, v5; adjusted for FL CDD/HDD | Commercial
High Efficiency PTHP |  |  |  |  | eflhheat | 141 | Equivalent Full Load Hours of operation during the heating season for the average unit, Assembly | Texas PUC TRM, v5; adjusted for FL CDD/HDD | Commercial
High Efficiency PTHP |  |  |  |  | eereff | 14 | PTHP, Efficient EER | IECC 2018 Table C403.2.3(3) | Commercial
High Efficiency PTHP |  |  |  |  | eflhcool | 1247 | Equivalent Full Load Hours of operation during the cooling season for the average unit, College and University | Texas PUC TRM, v5; adjusted for FL CDD/HDD | Commercial
High Efficiency PTHP |  |  |  |  | eflhheat | 141 | Equivalent Full Load Hours of operation during the heating season for the average unit, College and University | Texas PUC TRM, v5; adjusted for FL CDD/HDD | Commercial
High Efficiency PTHP |  |  |  |  | copeff | 3.2 | PTHP, Efficient COP (COPEFF) | IECC 2018 Table C403.2.3(3) | Commercial
High Efficiency PTHP |  |  |  |  | eflhheat | 251 | Equivalent Full Load Hours of operation during the heating season for the average unit, Data Center | Texas PUC TRM, v5; adjusted for FL CDD/HDD, hospital as proxy | Commercial
High Efficiency PTHP |  |  |  |  | eflhcool | 2317 | Equivalent Full Load Hours of operation during the cooling season for the average unit, Data Center | Texas PUC TRM, v5; adjusted for FL CDD/HDD, hospital as proxy | Commercial
High Efficiency PTHP |  |  |  |  | eflhcool | 621 | Equivalent Full Load Hours of operation during the cooling season for the average unit, Grocery | Texas PUC TRM, v5; adjusted for FL CDD/HDD | Commercial
High Efficiency PTHP |  |  |  |  | eflhheat | 242 | Equivalent Full Load Hours of operation during the heating season for the average unit, Grocery | Texas PUC TRM, v5; adjusted for FL CDD/HDD | Commercial
High Efficiency PTHP |  |  |  |  | eflhheat | 220 | Equivalent Full Load Hours of operation during the heating season for the average unit, Healthcare | Texas PUC TRM, v5; adjusted for FL CDD/HDD | Commercial
High Efficiency PTHP |  |  |  |  | eflhcool | 2446 | Equivalent Full Load Hours of operation during the cooling season for the average unit, Healthcare | Texas PUC TRM, v5; adjusted for FL CDD/HDD | Commercial
High Efficiency PTHP |  |  |  |  | eflhcool | 2317 | Equivalent Full Load Hours of operation during the cooling season for the average unit, Hospitals | Texas PUC TRM, v5; adjusted for FL CDD/HDD | Commercial
High Efficiency PTHP |  |  |  |  | eflhheat | 251 | Equivalent Full Load Hours of operation during the heating season for the average unit, Hospitals | Texas PUC TRM, v5; adjusted for FL CDD/HDD | Commercial
High Efficiency PTHP |  |  |  |  | eflhheat | 123 | Equivalent Full Load Hours of operation during the heating season for the average unit, Institutional | Texas PUC TRM, v5; adjusted for FL CDD/HDD | Commercial
High Efficiency PTHP |  |  |  |  | eflhcool | 607 | Equivalent Full Load Hours of operation during the cooling season for the average unit, Institutional | Texas PUC TRM, v5; adjusted for FL CDD/HDD | Commercial
High Efficiency PTHP |  |  |  |  | eflhcool | 1857 | Equivalent Full Load Hours of operation during the cooling season for the average unit, Lodging/Hospitality | Texas PUC TRM, v5; adjusted for FL CDD/HDD | Commercial
High Efficiency PTHP |  |  |  |  | eflhheat | 148 | Equivalent Full Load Hours of operation during the heating season for the average unit, Lodging/Hospitality | Texas PUC TRM, v5; adjusted for FL CDD/HDD | Commercial
High Efficiency PTHP |  |  |  |  | eflhcool | 628 | Equivalent Full Load Hours of operation during the cooling season for the average unit, Miscellaneous | Texas PUC TRM, v5; adjusted for FL CDD/HDD | Commercial
High Efficiency PTHP |  |  |  |  | eflhheat | 78 | Equivalent Full Load Hours of operation during the heating season for the average unit, Miscellaneous | Texas PUC TRM, v5; adjusted for FL CDD/HDD | Commercial
High Efficiency PTHP |  |  |  |  | eflhheat | 82 | Equivalent Full Load Hours of operation during the heating season for the average unit, Offices | Texas PUC TRM, v5; adjusted for FL CDD/HDD | Commercial
High Efficiency PTHP |  |  |  |  | eflhcool | 1265 | Equivalent Full Load Hours of operation during the cooling season for the average unit, Offices | Texas PUC TRM, v5; adjusted for FL CDD/HDD | Commercial
High Efficiency PTHP |  |  |  |  | eflhheat | 518 | Equivalent Full Load Hours of operation during the heating season for the average unit, Restaurants | Texas PUC TRM, v5; adjusted for FL CDD/HDD | Commercial
High Efficiency PTHP |  |  |  |  | eflhcool | 1822 | Equivalent Full Load Hours of operation during the cooling season for the average unit, Restaurants | Texas PUC TRM, v5; adjusted for FL CDD/HDD | Commercial
High Efficiency PTHP |  |  |  |  | eflhheat | 325 | Equivalent Full Load Hours of operation during the heating season for the average unit, Retail | Texas PUC TRM, v5; adjusted for FL CDD/HDD | Commercial
High Efficiency PTHP |  |  |  |  | eflhcool | 1428 | Equivalent Full Load Hours of operation during the cooling season for the average unit, Retail | Texas PUC TRM, v5; adjusted for FL CDD/HDD | Commercial
High Efficiency PTHP |  |  |  |  | eflhheat | 299 | Equivalent Full Load Hours of operation during the heating season for the average unit, Schools K-12 | Texas PUC TRM, v5; adjusted for FL CDD/HDD | Commercial
High Efficiency PTHP |  |  |  |  | eflhcool | 1241 | Equivalent Full Load Hours of operation during the cooling season for the average unit, Schools K-12 | Texas PUC TRM, v5; adjusted for FL CDD/HDD | Commercial
High Efficiency PTHP |  |  |  |  | eflhheat | 78 | Equivalent Full Load Hours of operation during the heating season for the average unit, Warehouse | Texas PUC TRM, v5; adjusted for FL CDD/HDD | Commercial
High Efficiency PTHP |  |  |  |  | eflhcool | 273 | Equivalent Full Load Hours of operation during the cooling season for the average unit, Warehouse | Texas PUC TRM, v5; adjusted for FL CDD/HDD | Commercial
High Efficiency PTHP |  |  |  |  | ton | 1.5 | PTHP Capacity | AHRI Database, Average Tonnage | Commercial
High Efficiency PTHP |  |  |  |  | copbase_replacement | 2.9 | PTHP, Heating Mode, 1-2 Ton, Replacements (COPBASE) | IECC 2018 Table C403.2.3(3) | Commercial
High Efficiency PTHP |  |  |  |  | eerbase_replacements | 10.8 | PTHP, Cooling Mode, 1-2 Ton, Replacements | IECC 2018 Table C403.3.2(3) | Commercial
High Efficiency PTHP |  |  |  |  | X_cool | 1 | multiplier for space cooling |  | Commercial
High Efficiency PTHP |  |  |  |  | X_heat | 0 | multiplier for space heating |  | Commercial
High Efficiency PTHP |  |  |  |  | X_cool | 0 | multiplier for space cooling |  | Commercial
High Efficiency PTHP |  |  |  |  | X_heat | 1 | multiplier for space heating |  | Commercial
High Efficiency Refrigeration Compressor_Discus | High Efficiency Refrigeration Compressor_Discus | Refrigeration | energy_eff | energy_base | energy_eff | 1822 | Energy Consumption of Efficient Discus Refrigeration Compressor (ENERGYEFF) | 2014 IESO Measures and Assumptions Document | Commercial
High Efficiency Refrigeration Compressor_Discus |  |  |  |  | energy_base | 1957.5 | Baseline Refrigeration Compressor Energy Consumption (ENERGYBASE) | Regional Technical Forum, Commercial: Grocery - AntiSweatHeaterControls V2.1 | Commercial
High Efficiency Refrigeration Compressor_Scroll | High Efficiency Refrigeration Compressor_Scroll | Refrigeration | energy_eff | energy_base | energy_eff | 1821.8 | Energy Consumption of Efficient Scroll Refrigeration Compressor (ENERGYEFF) | 2014 IESO Measures and Assumptions Document | Commercial
High Efficiency Refrigeration Compressor_Scroll |  |  |  |  | energy_base | 1957.5 | Baseline Refrigeration Compressor Energy Consumption | Regional Technical Forum, Commercial: Grocery - AntiSweatHeaterControls V2.1 | Commercial
High Speed Fans | High Speed Fans | Ventilation and Circulation | fan_kw_ee*hou | fan_kw_base*hou | hou | 7446 | Annual Hours of Operation (Hours) | Wisconsin Focus on Energy 2017 Technical Reference Manual. | Commercial
High Speed Fans |  |  |  |  | fan_kw_ee | 0.5534 | Circulation energy-efficient fan average kW rating (Fan_kW_EE) | Wisconsin Focus on Energy 2017 Technical Reference Manual. | Commercial
High Speed Fans |  |  |  |  | fan_kw_base | 0.6217 | Circulation baseline efficiency average kW rating (Fan_kW_Base) | Wisconsin Focus on Energy 2017 Technical Reference Manual. | Commercial
Hot water pipe insulation | Hot water pipe insulation | Domestic Hot Water | eui_domestic_hot_water*sqft*(1-svge_pipe) | eui_domestic_hot_water*sqft | sqft | 15585 | Average Premise Area, Assembly | US Energy Information Administration, 2018 Commercial Buildings Energy Consumption Survey | Commercial
Hot water pipe insulation |  |  |  |  | svge_pipe | 0.03 | annual energy savings factor of an electric water heater | Pennsylvania TRM 2019-2020, section 2.3.6 | Commercial
Hot water pipe insulation |  |  |  |  | eui_domestic_hot_water | 0.1 | Energy Use Intensity_domestic_hot_water, Assembly | US Energy Information Administration, 2018 Commercial Buildings Energy Consumption Survey | Commercial
Hot water pipe insulation |  |  |  |  | eui_domestic_hot_water | 0.28 | Energy Use Intensity_domestic_hot_water, College and University | US Energy Information Administration, 2018 Commercial Buildings Energy Consumption Survey | Commercial
Hot water pipe insulation |  |  |  |  | sqft | 24388 | Average Premise Area, College and University | US Energy Information Administration, 2018 Commercial Buildings Energy Consumption Survey | Commercial
Hot water pipe insulation |  |  |  |  | sqft | 104487 | Average Premise Area, Data Center | US Energy Information Administration, 2018 Commercial Buildings Energy Consumption Survey | Commercial
Hot water pipe insulation |  |  |  |  | eui_domestic_hot_water | 2.06 | Energy Use Intensity_domestic_hot_water, Data Center | US Energy Information Administration, 2018 Commercial Buildings Energy Consumption Survey | Commercial
Hot water pipe insulation |  |  |  |  | eui_domestic_hot_water | 0.19 | Energy Use Intensity_domestic_hot_water, Grocery | US Energy Information Administration, 2018 Commercial Buildings Energy Consumption Survey | Commercial
Hot water pipe insulation |  |  |  |  | sqft | 2663 | Average Premise Area, Grocery | US Energy Information Administration, 2018 Commercial Buildings Energy Consumption Survey | Commercial
Hot water pipe insulation |  |  |  |  | sqft | 9531 | Average Premise Area, Healthcare | US Energy Information Administration, 2018 Commercial Buildings Energy Consumption Survey | Commercial
Hot water pipe insulation |  |  |  |  | eui_domestic_hot_water | 0.11 | Energy Use Intensity_domestic_hot_water, Healthcare | US Energy Information Administration, 2018 Commercial Buildings Energy Consumption Survey | Commercial
Hot water pipe insulation |  |  |  |  | eui_domestic_hot_water | 1.17 | Energy Use Intensity_domestic_hot_water, Hospitals | US Energy Information Administration, 2018 Commercial Buildings Energy Consumption Survey | Commercial
Hot water pipe insulation |  |  |  |  | sqft | 188543 | Average Premise Area, Hospitals | US Energy Information Administration, 2018 Commercial Buildings Energy Consumption Survey | Commercial
Hot water pipe insulation |  |  |  |  | sqft | 12448 | Average Premise Area, Institutional | US Energy Information Administration, 2018 Commercial Buildings Energy Consumption Survey | Commercial
Hot water pipe insulation |  |  |  |  | eui_domestic_hot_water | 0.07 | Energy Use Intensity_domestic_hot_water, Institutional | US Energy Information Administration, 2018 Commercial Buildings Energy Consumption Survey | Commercial
Hot water pipe insulation |  |  |  |  | eui_domestic_hot_water | 1.11 | Energy Use Intensity_domestic_hot_water, Lodging/Hospitality | US Energy Information Administration, 2018 Commercial Buildings Energy Consumption Survey | Commercial
Hot water pipe insulation |  |  |  |  | sqft | 43432 | Average Premise Area, Lodging/Hospitality | US Energy Information Administration, 2018 Commercial Buildings Energy Consumption Survey | Commercial
Hot water pipe insulation |  |  |  |  | eui_domestic_hot_water | 0.05 | Energy Use Intensity_domestic_hot_water, Miscellaneous | US Energy Information Administration, 2018 Commercial Buildings Energy Consumption Survey | Commercial
Hot water pipe insulation |  |  |  |  | sqft | 33805 | Average Premise Area, Miscellaneous | US Energy Information Administration, 2018 Commercial Buildings Energy Consumption Survey | Commercial
Hot water pipe insulation |  |  |  |  | sqft | 17724 | Average Premise Area, Offices | US Energy Information Administration, 2018 Commercial Buildings Energy Consumption Survey | Commercial
Hot water pipe insulation |  |  |  |  | eui_domestic_hot_water | 0.11 | Energy Use Intensity_domestic_hot_water, Offices | US Energy Information Administration, 2018 Commercial Buildings Energy Consumption Survey | Commercial
Hot water pipe insulation |  |  |  |  | sqft | 4990 | Average Premise Area, Restaurants | US Energy Information Administration, 2018 Commercial Buildings Energy Consumption Survey | Commercial
Hot water pipe insulation |  |  |  |  | eui_domestic_hot_water | 4.67 | Energy Use Intensity_domestic_hot_water, Restaurants | US Energy Information Administration, 2018 Commercial Buildings Energy Consumption Survey | Commercial
Hot water pipe insulation |  |  |  |  | eui_domestic_hot_water | 0.39 | Energy Use Intensity_domestic_hot_water, Retail | US Energy Information Administration, 2018 Commercial Buildings Energy Consumption Survey | Commercial
Hot water pipe insulation |  |  |  |  | sqft | 23334 | Average Premise Area, Retail | US Energy Information Administration, 2018 Commercial Buildings Energy Consumption Survey | Commercial
Hot water pipe insulation |  |  |  |  | eui_domestic_hot_water | 0.77 | Energy Use Intensity_domestic_hot_water, Schools K-12 | US Energy Information Administration, 2018 Commercial Buildings Energy Consumption Survey | Commercial
Hot water pipe insulation |  |  |  |  | sqft | 33114 | Average Premise Area, Schools k-12 | US Energy Information Administration, 2018 Commercial Buildings Energy Consumption Survey | Commercial
Hot water pipe insulation |  |  |  |  | eui_domestic_hot_water | 0.04 | Energy Use Intensity_domestic_hot_water, Warehouse | US Energy Information Administration, 2018 Commercial Buildings Energy Consumption Survey | Commercial
Hot water pipe insulation |  |  |  |  | sqft | 19802 | Average Premise Area, Warehouse | US Energy Information Administration, 2018 Commercial Buildings Energy Consumption Survey | Commercial
Hotel Card Energy Control Systems | Hotel Card Energy Control Systems | Space Cooling; Space Heating | X_cool * (eui_space_cooling*sqft-svge*ton*percentage_cooling) + X_heat * (eui_space_heating*sqft-svge*ton*percentage_heating) | X_cool * (eui_space_cooling*sqft) + X_heat * (eui_space_heating*sqft) | eui_space_heating | 1.02 | Energy Use Intensity_space_heating, Assembly | US Energy Information Administration, 2018 Commercial Buildings Energy Consumption Survey | Commercial
Hotel Card Energy Control Systems |  |  |  |  | sqft | 15585 | Average Premise Area, Assembly | US Energy Information Administration, 2018 Commercial Buildings Energy Consumption Survey | Commercial
Hotel Card Energy Control Systems |  |  |  |  | eui_space_cooling | 8.01 | Energy Use Intensity_space_cooling, Assembly | US Energy Information Administration, 2018 Commercial Buildings Energy Consumption Survey | Commercial
Hotel Card Energy Control Systems |  |  |  |  | eui_space_heating | 0.32 | Energy Use Intensity_space_heating, College and University | US Energy Information Administration, 2018 Commercial Buildings Energy Consumption Survey | Commercial
Hotel Card Energy Control Systems |  |  |  |  | eui_space_cooling | 2.06 | Energy Use Intensity_space_cooling, College and University | US Energy Information Administration, 2018 Commercial Buildings Energy Consumption Survey | Commercial
Hotel Card Energy Control Systems |  |  |  |  | sqft | 24388 | Average Premise Area, College and University | US Energy Information Administration, 2018 Commercial Buildings Energy Consumption Survey | Commercial
Hotel Card Energy Control Systems |  |  |  |  | sqft | 104487 | Average Premise Area, Data Center | US Energy Information Administration, 2018 Commercial Buildings Energy Consumption Survey | Commercial
Hotel Card Energy Control Systems |  |  |  |  | eui_space_heating | 0.57 | Energy Use Intensity_space_heating, Data Center | US Energy Information Administration, 2018 Commercial Buildings Energy Consumption Survey | Commercial
Hotel Card Energy Control Systems |  |  |  |  | eui_space_cooling | 2.36 | Energy Use Intensity_space_cooling, Data Center | US Energy Information Administration, 2018 Commercial Buildings Energy Consumption Survey | Commercial
Hotel Card Energy Control Systems |  |  |  |  | eui_space_heating | 2.59 | Energy Use Intensity_space_heating, Grocery | US Energy Information Administration, 2018 Commercial Buildings Energy Consumption Survey | Commercial
Hotel Card Energy Control Systems |  |  |  |  | sqft | 2663 | Average Premise Area, Grocery | US Energy Information Administration, 2018 Commercial Buildings Energy Consumption Survey | Commercial
Hotel Card Energy Control Systems |  |  |  |  | eui_space_cooling | 3.81 | Energy Use Intensity_space_cooling, Grocery | US Energy Information Administration, 2018 Commercial Buildings Energy Consumption Survey | Commercial
Hotel Card Energy Control Systems |  |  |  |  | eui_space_heating | 1.12 | Energy Use Intensity_space_heating, Healthcare | US Energy Information Administration, 2018 Commercial Buildings Energy Consumption Survey | Commercial
Hotel Card Energy Control Systems |  |  |  |  | eui_space_cooling | 2.21 | Energy Use Intensity_space_cooling, Healthcare | US Energy Information Administration, 2018 Commercial Buildings Energy Consumption Survey | Commercial
Hotel Card Energy Control Systems |  |  |  |  | sqft | 9531 | Average Premise Area, Healthcare | US Energy Information Administration, 2018 Commercial Buildings Energy Consumption Survey | Commercial
Hotel Card Energy Control Systems |  |  |  |  | eui_space_cooling | 9.83 | Energy Use Intensity_space_cooling, Hospitals | US Energy Information Administration, 2018 Commercial Buildings Energy Consumption Survey | Commercial
Hotel Card Energy Control Systems |  |  |  |  | sqft | 188543 | Average Premise Area, Hospitals | US Energy Information Administration, 2018 Commercial Buildings Energy Consumption Survey | Commercial
Hotel Card Energy Control Systems |  |  |  |  | eui_space_heating | 1.16 | Energy Use Intensity_space_heating, Hospitals | US Energy Information Administration, 2018 Commercial Buildings Energy Consumption Survey | Commercial
Hotel Card Energy Control Systems |  |  |  |  | eui_space_heating | 0.59 | Energy Use Intensity_space_heating, Institutional | US Energy Information Administration, 2018 Commercial Buildings Energy Consumption Survey | Commercial
Hotel Card Energy Control Systems |  |  |  |  | sqft | 12448 | Average Premise Area, Institutional | US Energy Information Administration, 2018 Commercial Buildings Energy Consumption Survey | Commercial
Hotel Card Energy Control Systems |  |  |  |  | eui_space_cooling | 1.98 | Energy Use Intensity_space_cooling, Institutional | US Energy Information Administration, 2018 Commercial Buildings Energy Consumption Survey | Commercial
Hotel Card Energy Control Systems |  |  |  |  | eui_space_heating | 0.53 | Energy Use Intensity_space_heating, Lodging/Hospitality | US Energy Information Administration, 2018 Commercial Buildings Energy Consumption Survey | Commercial
Hotel Card Energy Control Systems |  |  |  |  | sqft | 43432 | Average Premise Area, Lodging/Hospitality | US Energy Information Administration, 2018 Commercial Buildings Energy Consumption Survey | Commercial
Hotel Card Energy Control Systems |  |  |  |  | eui_space_cooling | 4.62 | Energy Use Intensity_space_cooling, Lodging/Hospitality | US Energy Information Administration, 2018 Commercial Buildings Energy Consumption Survey | Commercial
Hotel Card Energy Control Systems |  |  |  |  | eui_space_heating | 0.74 | Energy Use Intensity_space_heating, Miscellaneous | US Energy Information Administration, 2018 Commercial Buildings Energy Consumption Survey | Commercial
Hotel Card Energy Control Systems |  |  |  |  | eui_space_cooling | 1.32 | Energy Use Intensity_space_cooling, Miscellaneous | US Energy Information Administration, 2018 Commercial Buildings Energy Consumption Survey | Commercial
Hotel Card Energy Control Systems |  |  |  |  | sqft | 33805 | Average Premise Area, Miscellaneous | US Energy Information Administration, 2018 Commercial Buildings Energy Consumption Survey | Commercial
Hotel Card Energy Control Systems |  |  |  |  | eui_space_cooling | 3.19 | Energy Use Intensity_space_cooling, Offices | US Energy Information Administration, 2018 Commercial Buildings Energy Consumption Survey | Commercial
Hotel Card Energy Control Systems |  |  |  |  | sqft | 17724 | Average Premise Area, Offices | US Energy Information Administration, 2018 Commercial Buildings Energy Consumption Survey | Commercial
Hotel Card Energy Control Systems |  |  |  |  | eui_space_heating | 1.62 | Energy Use Intensity_space_heating, Offices | US Energy Information Administration, 2018 Commercial Buildings Energy Consumption Survey | Commercial
Hotel Card Energy Control Systems |  |  |  |  | eui_space_cooling | 9.72 | Energy Use Intensity_space_cooling, Restaurants | US Energy Information Administration, 2018 Commercial Buildings Energy Consumption Survey | Commercial
Hotel Card Energy Control Systems |  |  |  |  | sqft | 4990 | Average Premise Area, Restaurants | US Energy Information Administration, 2018 Commercial Buildings Energy Consumption Survey | Commercial
Hotel Card Energy Control Systems |  |  |  |  | eui_space_heating | 3.55 | Energy Use Intensity_space_heating, Restaurants | US Energy Information Administration, 2018 Commercial Buildings Energy Consumption Survey | Commercial
Hotel Card Energy Control Systems |  |  |  |  | eui_space_heating | 1.09 | Energy Use Intensity_space_heating, Retail | US Energy Information Administration, 2018 Commercial Buildings Energy Consumption Survey | Commercial
Hotel Card Energy Control Systems |  |  |  |  | eui_space_cooling | 3.07 | Energy Use Intensity_space_cooling, Retail | US Energy Information Administration, 2018 Commercial Buildings Energy Consumption Survey | Commercial
Hotel Card Energy Control Systems |  |  |  |  | sqft | 23334 | Average Premise Area, Retail | US Energy Information Administration, 2018 Commercial Buildings Energy Consumption Survey | Commercial
Hotel Card Energy Control Systems |  |  |  |  | eui_space_cooling | 4.85 | Energy Use Intensity_space_cooling, Schools K-12 | US Energy Information Administration, 2018 Commercial Buildings Energy Consumption Survey | Commercial
Hotel Card Energy Control Systems |  |  |  |  | eui_space_heating | 1.51 | Energy Use Intensity_space_heating, Schools K-12 | US Energy Information Administration, 2018 Commercial Buildings Energy Consumption Survey | Commercial
Hotel Card Energy Control Systems |  |  |  |  | sqft | 33114 | Average Premise Area, Schools k-12 | US Energy Information Administration, 2018 Commercial Buildings Energy Consumption Survey | Commercial
Hotel Card Energy Control Systems |  |  |  |  | sqft | 19802 | Average Premise Area, Warehouse | US Energy Information Administration, 2018 Commercial Buildings Energy Consumption Survey | Commercial
Hotel Card Energy Control Systems |  |  |  |  | eui_space_heating | 0.43 | Energy Use Intensity_space_heating, Warehouse | US Energy Information Administration, 2018 Commercial Buildings Energy Consumption Survey | Commercial
Hotel Card Energy Control Systems |  |  |  |  | eui_space_cooling | 0.98 | Energy Use Intensity_space_cooling, Warehouse | US Energy Information Administration, 2018 Commercial Buildings Energy Consumption Survey | Commercial
Hotel Card Energy Control Systems |  |  |  |  | svge | 335.7625 | Average Hotel Key Card Room ECS Energy Savings | Averaged from IL TRM v8.0 pg 200-202 | Commercial
Hotel Card Energy Control Systems |  |  |  |  | X_cool | 1 | multiplier for space cooling |  | Commercial
Hotel Card Energy Control Systems |  |  |  |  | X_heat | 0 | multiplier for space heating |  | Commercial
Hotel Card Energy Control Systems |  |  |  |  | X_cool | 0 | multiplier for space cooling |  | Commercial
Hotel Card Energy Control Systems |  |  |  |  | X_heat | 1 | multiplier for space heating |  | Commercial
Indoor daylight sensor | Indoor daylight sensor | Interior Lighting | controlled_kw*hou_lighting*(1-svge)*(1+ifenergy) | controlled_kw*hou_lighting**(1+ifenergy) | hou_lighting | 2638 | Lighting Hours of Use, Assembly | Public Utility Commission of Texas, Technical Reference Manual V9.0, April 2022 | Commercial
Indoor daylight sensor |  |  |  |  | hou_lighting | 3577 | Lighting Hours of Use, College and University | Public Utility Commission of Texas, Technical Reference Manual V9.0, April 2022 | Commercial
Indoor daylight sensor |  |  |  |  | hou_lighting | 4008 | Lighting Hours of Use, Data Center | Public Utility Commission of Texas, Technical Reference Manual V9.0, April 2022 | Commercial
Indoor daylight sensor |  |  |  |  | hou_lighting | 4706 | Lighting Hours of Use, Grocery | Public Utility Commission of Texas, Technical Reference Manual V9.0, April 2022 | Commercial
Indoor daylight sensor |  |  |  |  | hou_lighting | 3386 | Lighting Hours of Use, Healthcare | Public Utility Commission of Texas, Technical Reference Manual V9.0, April 2022 | Commercial
Indoor daylight sensor |  |  |  |  | hou_lighting | 5730 | Lighting Hours of Use, Hospitals | Public Utility Commission of Texas, Technical Reference Manual V9.0, April 2022 | Commercial
Indoor daylight sensor |  |  |  |  | hou_lighting | 3472 | Lighting Hours of Use, Institutional | Public Utility Commission of Texas, Technical Reference Manual V9.0, April 2022 | Commercial
Indoor daylight sensor |  |  |  |  | hou_lighting | 4842 | Lighting Hours of Use, Lodging/Hospitality | Public Utility Commission of Texas, Technical Reference Manual V9.0, April 2022 | Commercial
Indoor daylight sensor |  |  |  |  | hou_lighting | 4107 | Lighting Hours of Use, Miscellaneous | Public Utility Commission of Texas, Technical Reference Manual V9.0, April 2022 | Commercial
Indoor daylight sensor |  |  |  |  | hou_lighting | 3737 | Lighting Hours of Use, Offices | Public Utility Commission of Texas, Technical Reference Manual V9.0, April 2022 | Commercial
Indoor daylight sensor |  |  |  |  | hou_lighting | 5278 | Lighting Hours of Use, Restaurants | Public Utility Commission of Texas, Technical Reference Manual V9.0, April 2022 | Commercial
Indoor daylight sensor |  |  |  |  | hou_lighting | 3668 | Lighting Hours of Use, Retail | Public Utility Commission of Texas, Technical Reference Manual V9.0, April 2022 | Commercial
Indoor daylight sensor |  |  |  |  | hou_lighting | 2777 | Lighting Hours of Use, Schools K-12 | Public Utility Commission of Texas, Technical Reference Manual V9.0, April 2022 | Commercial
Indoor daylight sensor |  |  |  |  | hou_lighting | 3649 | Lighting Hours of Use, Warehouse | Public Utility Commission of Texas, Technical Reference Manual V9.0, April 2022 | Commercial
Indoor daylight sensor |  |  |  |  | svge | 0.28 | Indoor Daylight Sensor Energy Savings Factor | Pennsylvania 2019-2020 Statewide TRM, Section 3.1.1, Table 3-4 | Commercial
Indoor daylight sensor |  |  |  |  | ifenergy | 0 | Unknown Heating Type Energy Interactive Factor (IFENERGY) | Pennsylvania 2019-2020 Statewide TRM, Section 3.1.1, Table 3-9, "Unknown Heating Fuel" | Commercial
Indoor daylight sensor |  |  |  |  | controlled_kw | 0.5 | Total Lighting Load Connected to Control (kWCONTROLLED) | Measure Definition | Commercial
Induction Cooktops | Induction Cooktops | Cooking | kw_eff*hrs*rapid_cook_factor*HVAC_cooling_kWhsavings_factor | kw_base*hrs*rapid_cook_factor*HVAC_cooling_kWhsavings_factor | hrs | 2057 | Deemed annual operating hours (average of all building types) | Minnesota TRM V3.0 Commercial Food Service - Electric Oven and Range | Commercial
Induction Cooktops |  |  |  |  | rapid_cook_factor | 1.67 | Deemed increased savings resulting from increased throughput or reduced cooking times associated with advanced cooking technology | Minnesota TRM V3.0 Commercial Food Service - Electric Oven and Range | Commercial
Induction Cooktops |  |  |  |  | HVAC_cooling_kWhsavings_factor | 1.03 | Deemed cooling system energy savings factor | Minnesota TRM V3.0 Commercial Food Service - Electric Oven and Range | Commercial
Induction Cooktops |  |  |  |  | kw_eff | 4.14 | Deemed wattage (kW per unit) for high-efficiency cooking equipment | Minnesota TRM V3.0 Commercial Food Service - Electric Oven and Range | Commercial
Induction Cooktops |  |  |  |  | kw_base | 5.1 | Deemed corresponding wattage (kW per unit) of baseline cooking technology | Minnesota TRM V3.0 Commercial Food Service - Electric Oven and Range | Commercial
Infiltration Reduction - Air Sealing | Infiltration Reduction - Air Sealing | Space Cooling; Space Heating | X_cool * (eui_space_cooling*sqft*(1-seal_svge)) + X_heat * (eui_space_heating*sqft*(1-seal_svge)) | X_cool * (eui_space_cooling*sqft) + X_heat * (eui_space_heating*sqft) | eui_space_heating | 1.02 | Energy Use Intensity_space_heating, Assembly | US Energy Information Administration, 2018 Commercial Buildings Energy Consumption Survey | Commercial
Infiltration Reduction - Air Sealing |  |  |  |  | sqft | 15585 | Average Premise Area, Assembly | US Energy Information Administration, 2018 Commercial Buildings Energy Consumption Survey | Commercial
Infiltration Reduction - Air Sealing |  |  |  |  | eui_space_cooling | 8.01 | Energy Use Intensity_space_cooling, Assembly | US Energy Information Administration, 2018 Commercial Buildings Energy Consumption Survey | Commercial
Infiltration Reduction - Air Sealing |  |  |  |  | eui_space_heating | 0.32 | Energy Use Intensity_space_heating, College and University | US Energy Information Administration, 2018 Commercial Buildings Energy Consumption Survey | Commercial
Infiltration Reduction - Air Sealing |  |  |  |  | eui_space_cooling | 2.06 | Energy Use Intensity_space_cooling, College and University | US Energy Information Administration, 2018 Commercial Buildings Energy Consumption Survey | Commercial
Infiltration Reduction - Air Sealing |  |  |  |  | sqft | 24388 | Average Premise Area, College and University | US Energy Information Administration, 2018 Commercial Buildings Energy Consumption Survey | Commercial
Infiltration Reduction - Air Sealing |  |  |  |  | sqft | 104487 | Average Premise Area, Data Center | US Energy Information Administration, 2018 Commercial Buildings Energy Consumption Survey | Commercial
Infiltration Reduction - Air Sealing |  |  |  |  | eui_space_heating | 0.57 | Energy Use Intensity_space_heating, Data Center | US Energy Information Administration, 2018 Commercial Buildings Energy Consumption Survey | Commercial
Infiltration Reduction - Air Sealing |  |  |  |  | eui_space_cooling | 2.36 | Energy Use Intensity_space_cooling, Data Center | US Energy Information Administration, 2018 Commercial Buildings Energy Consumption Survey | Commercial
Infiltration Reduction - Air Sealing |  |  |  |  | eui_space_heating | 2.59 | Energy Use Intensity_space_heating, Grocery | US Energy Information Administration, 2018 Commercial Buildings Energy Consumption Survey | Commercial
Infiltration Reduction - Air Sealing |  |  |  |  | sqft | 2663 | Average Premise Area, Grocery | US Energy Information Administration, 2018 Commercial Buildings Energy Consumption Survey | Commercial
Infiltration Reduction - Air Sealing |  |  |  |  | eui_space_cooling | 3.81 | Energy Use Intensity_space_cooling, Grocery | US Energy Information Administration, 2018 Commercial Buildings Energy Consumption Survey | Commercial
Infiltration Reduction - Air Sealing |  |  |  |  | eui_space_heating | 1.12 | Energy Use Intensity_space_heating, Healthcare | US Energy Information Administration, 2018 Commercial Buildings Energy Consumption Survey | Commercial
Infiltration Reduction - Air Sealing |  |  |  |  | eui_space_cooling | 2.21 | Energy Use Intensity_space_cooling, Healthcare | US Energy Information Administration, 2018 Commercial Buildings Energy Consumption Survey | Commercial
Infiltration Reduction - Air Sealing |  |  |  |  | sqft | 9531 | Average Premise Area, Healthcare | US Energy Information Administration, 2018 Commercial Buildings Energy Consumption Survey | Commercial
Infiltration Reduction - Air Sealing |  |  |  |  | eui_space_cooling | 9.83 | Energy Use Intensity_space_cooling, Hospitals | US Energy Information Administration, 2018 Commercial Buildings Energy Consumption Survey | Commercial
Infiltration Reduction - Air Sealing |  |  |  |  | sqft | 188543 | Average Premise Area, Hospitals | US Energy Information Administration, 2018 Commercial Buildings Energy Consumption Survey | Commercial
Infiltration Reduction - Air Sealing |  |  |  |  | eui_space_heating | 1.16 | Energy Use Intensity_space_heating, Hospitals | US Energy Information Administration, 2018 Commercial Buildings Energy Consumption Survey | Commercial
Infiltration Reduction - Air Sealing |  |  |  |  | eui_space_heating | 0.59 | Energy Use Intensity_space_heating, Institutional | US Energy Information Administration, 2018 Commercial Buildings Energy Consumption Survey | Commercial
Infiltration Reduction - Air Sealing |  |  |  |  | sqft | 12448 | Average Premise Area, Institutional | US Energy Information Administration, 2018 Commercial Buildings Energy Consumption Survey | Commercial
Infiltration Reduction - Air Sealing |  |  |  |  | eui_space_cooling | 1.98 | Energy Use Intensity_space_cooling, Institutional | US Energy Information Administration, 2018 Commercial Buildings Energy Consumption Survey | Commercial
Infiltration Reduction - Air Sealing |  |  |  |  | eui_space_heating | 0.53 | Energy Use Intensity_space_heating, Lodging/Hospitality | US Energy Information Administration, 2018 Commercial Buildings Energy Consumption Survey | Commercial
Infiltration Reduction - Air Sealing |  |  |  |  | sqft | 43432 | Average Premise Area, Lodging/Hospitality | US Energy Information Administration, 2018 Commercial Buildings Energy Consumption Survey | Commercial
Infiltration Reduction - Air Sealing |  |  |  |  | eui_space_cooling | 4.62 | Energy Use Intensity_space_cooling, Lodging/Hospitality | US Energy Information Administration, 2018 Commercial Buildings Energy Consumption Survey | Commercial
Infiltration Reduction - Air Sealing |  |  |  |  | eui_space_heating | 0.74 | Energy Use Intensity_space_heating, Miscellaneous | US Energy Information Administration, 2018 Commercial Buildings Energy Consumption Survey | Commercial
Infiltration Reduction - Air Sealing |  |  |  |  | eui_space_cooling | 1.32 | Energy Use Intensity_space_cooling, Miscellaneous | US Energy Information Administration, 2018 Commercial Buildings Energy Consumption Survey | Commercial
Infiltration Reduction - Air Sealing |  |  |  |  | sqft | 33805 | Average Premise Area, Miscellaneous | US Energy Information Administration, 2018 Commercial Buildings Energy Consumption Survey | Commercial
Infiltration Reduction - Air Sealing |  |  |  |  | eui_space_cooling | 3.19 | Energy Use Intensity_space_cooling, Offices | US Energy Information Administration, 2018 Commercial Buildings Energy Consumption Survey | Commercial
Infiltration Reduction - Air Sealing |  |  |  |  | sqft | 17724 | Average Premise Area, Offices | US Energy Information Administration, 2018 Commercial Buildings Energy Consumption Survey | Commercial
Infiltration Reduction - Air Sealing |  |  |  |  | eui_space_heating | 1.62 | Energy Use Intensity_space_heating, Offices | US Energy Information Administration, 2018 Commercial Buildings Energy Consumption Survey | Commercial
Infiltration Reduction - Air Sealing |  |  |  |  | eui_space_cooling | 9.72 | Energy Use Intensity_space_cooling, Restaurants | US Energy Information Administration, 2018 Commercial Buildings Energy Consumption Survey | Commercial
Infiltration Reduction - Air Sealing |  |  |  |  | sqft | 4990 | Average Premise Area, Restaurants | US Energy Information Administration, 2018 Commercial Buildings Energy Consumption Survey | Commercial
Infiltration Reduction - Air Sealing |  |  |  |  | eui_space_heating | 3.55 | Energy Use Intensity_space_heating, Restaurants | US Energy Information Administration, 2018 Commercial Buildings Energy Consumption Survey | Commercial
Infiltration Reduction - Air Sealing |  |  |  |  | eui_space_heating | 1.09 | Energy Use Intensity_space_heating, Retail | US Energy Information Administration, 2018 Commercial Buildings Energy Consumption Survey | Commercial
Infiltration Reduction - Air Sealing |  |  |  |  | eui_space_cooling | 3.07 | Energy Use Intensity_space_cooling, Retail | US Energy Information Administration, 2018 Commercial Buildings Energy Consumption Survey | Commercial
Infiltration Reduction - Air Sealing |  |  |  |  | sqft | 23334 | Average Premise Area, Retail | US Energy Information Administration, 2018 Commercial Buildings Energy Consumption Survey | Commercial
Infiltration Reduction - Air Sealing |  |  |  |  | eui_space_cooling | 4.85 | Energy Use Intensity_space_cooling, Schools K-12 | US Energy Information Administration, 2018 Commercial Buildings Energy Consumption Survey | Commercial
Infiltration Reduction - Air Sealing |  |  |  |  | eui_space_heating | 1.51 | Energy Use Intensity_space_heating, Schools K-12 | US Energy Information Administration, 2018 Commercial Buildings Energy Consumption Survey | Commercial
Infiltration Reduction - Air Sealing |  |  |  |  | sqft | 33114 | Average Premise Area, Schools k-12 | US Energy Information Administration, 2018 Commercial Buildings Energy Consumption Survey | Commercial
Infiltration Reduction - Air Sealing |  |  |  |  | sqft | 19802 | Average Premise Area, Warehouse | US Energy Information Administration, 2018 Commercial Buildings Energy Consumption Survey | Commercial
Infiltration Reduction - Air Sealing |  |  |  |  | eui_space_heating | 0.43 | Energy Use Intensity_space_heating, Warehouse | US Energy Information Administration, 2018 Commercial Buildings Energy Consumption Survey | Commercial
Infiltration Reduction - Air Sealing |  |  |  |  | eui_space_cooling | 0.98 | Energy Use Intensity_space_cooling, Warehouse | US Energy Information Administration, 2018 Commercial Buildings Energy Consumption Survey | Commercial
Infiltration Reduction - Air Sealing |  |  |  |  | seal_svge | 0.09 | FL Zone 2, average savings for air sealing | US Department of Energy, Energy Star, "Methodology for Estimated Energy Savings from Cost-Effective Air Sealing and Insulating". | Commercial
Infiltration Reduction - Air Sealing |  |  |  |  | X_cool | 1 | multiplier for space cooling |  | Commercial
Infiltration Reduction - Air Sealing |  |  |  |  | X_heat | 0 | multiplier for space heating |  | Commercial
Infiltration Reduction - Air Sealing |  |  |  |  | X_cool | 0 | multiplier for space cooling |  | Commercial
Infiltration Reduction - Air Sealing |  |  |  |  | X_heat | 1 | multiplier for space heating |  | Commercial
Instantaneous Hot Water System Commercial | Instantaneous Hot Water System Commercial | Domestic Hot Water | ((1/(hpwh_eff_instant*paf))*gpd*noccupants*days*density*(hot_wtr_temp-cold_wtr_temp))/btu_kwh | ((1/base_dhw)*gpd*noccupants)*days*density*(hot_wtr_temp-cold_wtr_temp)/btu_kwh | days | 365 | days per year |  | Commercial
Instantaneous Hot Water System Commercial |  |  |  |  | btu_kwh | 3412 | BTUs per kilowatt hour |  | Commercial
Instantaneous Hot Water System Commercial |  |  |  |  | hpwh_eff_instant | 0.98 | Instantaneous Hot Water System Energy Factor Rating for Efficient equipment | Electric Tankless Water Heating: Competitive Assessment, EPRI Retail Technology Application Centers, March 2005. | Commercial
Instantaneous Hot Water System Commercial |  |  |  |  | noccupants | 8 | Average Number of Occupants, Assembly | US Energy Information Administration, 2018 Commercial Buildings Energy Consumption Survey | Commercial
Instantaneous Hot Water System Commercial |  |  |  |  | noccupants | 21 | Average Number of Occupants, College and University | US Energy Information Administration, 2018 Commercial Buildings Energy Consumption Survey | Commercial
Instantaneous Hot Water System Commercial |  |  |  |  | paf | 1.0083 | HP Water Heater COP Performance Adjustment Factor (PAF) | Arkansas TRM, based on average ambient air temperature and DOE guidance (assume unconditioned garage). Air temp based on avg Florida climate data (http://www.ncdc.noaa.gov/cag/) | Commercial
Instantaneous Hot Water System Commercial |  |  |  |  | noccupants | 142 | Average Number of Occupants, Data Center | US Energy Information Administration, 2018 Commercial Buildings Energy Consumption Survey | Commercial
Instantaneous Hot Water System Commercial |  |  |  |  | noccupants | 4 | Average Number of Occupants, Grocery | US Energy Information Administration, 2018 Commercial Buildings Energy Consumption Survey | Commercial
Instantaneous Hot Water System Commercial |  |  |  |  | noccupants | 19 | Average Number of Occupants, Healthcare | US Energy Information Administration, 2018 Commercial Buildings Energy Consumption Survey | Commercial
Instantaneous Hot Water System Commercial |  |  |  |  | noccupants | 334 | Average Number of Occupants, Hospitals | US Energy Information Administration, 2018 Commercial Buildings Energy Consumption Survey | Commercial
Instantaneous Hot Water System Commercial |  |  |  |  | noccupants | 5 | Average Number of Occupants, Institutional | US Energy Information Administration, 2018 Commercial Buildings Energy Consumption Survey | Commercial
Instantaneous Hot Water System Commercial |  |  |  |  | noccupants | 13 | Average Number of Occupants, Lodging/Hospitality | US Energy Information Administration, 2018 Commercial Buildings Energy Consumption Survey | Commercial
Instantaneous Hot Water System Commercial |  |  |  |  | noccupants | 20 | Average Number of Occupants, Miscellaneous | US Energy Information Administration, 2018 Commercial Buildings Energy Consumption Survey | Commercial
Instantaneous Hot Water System Commercial |  |  |  |  | noccupants | 35 | Average Number of Occupants, Offices | US Energy Information Administration, 2018 Commercial Buildings Energy Consumption Survey | Commercial
Instantaneous Hot Water System Commercial |  |  |  |  | noccupants | 12 | Average Number of Occupants, Restaurants | US Energy Information Administration, 2018 Commercial Buildings Energy Consumption Survey | Commercial
Instantaneous Hot Water System Commercial |  |  |  |  | noccupants | 18 | Average Number of Occupants, Retail | US Energy Information Administration, 2018 Commercial Buildings Energy Consumption Survey | Commercial
Instantaneous Hot Water System Commercial |  |  |  |  | noccupants | 31 | Average Number of Occupants, Schools K-12 | US Energy Information Administration, 2018 Commercial Buildings Energy Consumption Survey | Commercial
Instantaneous Hot Water System Commercial |  |  |  |  | noccupants | 7 | Average Number of Occupants, Warehouse | US Energy Information Administration, 2018 Commercial Buildings Energy Consumption Survey | Commercial
Instantaneous Hot Water System Commercial |  |  |  |  | density | 8.3 | Density of water in pounds per gallon | Wisconsin 2020 Technical Reference Manual | Commercial
Instantaneous Hot Water System Commercial |  |  |  |  | gpd | 17.2 | Average Per Person Gallons of Shower Water Use per Day (GPERSON/DAY) | Minnesota 2016 Statewide TRM V1.3 | Commercial
Instantaneous Hot Water System Commercial |  |  |  |  | hot_wtr_temp | 125 | Temperature of Hot Water Heater | Illinois TRM, Version 10.0,Volume 3: Residential Measures, Section 5.4.3 | Commercial
Instantaneous Hot Water System Commercial |  |  |  |  | cold_wtr_temp | 74 | FL Zone 2, Temperature of Cold Water | FSEC Solar Water Heater Calculator, http://www.fsec.ucf.edu/en/consumer/solar_hot_water/homes/calculator/SHW-calculator_simple.xls | Commercial
Instantaneous Hot Water System Commercial |  |  |  |  | base_dhw | 0.9207 | Residential Electric Storage Water Heaters baseline UEF | IL TRM v10.0, section 5.4.3 | Commercial
LED - 14W_CFL Baseline | LED - 14W_CFL Baseline | Interior Lighting | kw_eff*hou_lighting*(1+ifenergy) | kwbase*hou_lighting*(1+ifenergy) | hou_lighting | 2638 | Lighting Hours of Use, Assembly | Public Utility Commission of Texas, Technical Reference Manual V9.0, April 2022 | Commercial
LED - 14W_CFL Baseline |  |  |  |  | kw_eff | 0.014 | Power of Efficient LED Lamp | Measure Definition | Commercial
LED - 14W_CFL Baseline |  |  |  |  | hou_lighting | 3577 | Lighting Hours of Use, College and University | Public Utility Commission of Texas, Technical Reference Manual V9.0, April 2022 | Commercial
LED - 14W_CFL Baseline |  |  |  |  | hou_lighting | 4008 | Lighting Hours of Use, Data Center | Public Utility Commission of Texas, Technical Reference Manual V9.0, April 2022 | Commercial
LED - 14W_CFL Baseline |  |  |  |  | hou_lighting | 4706 | Lighting Hours of Use, Grocery | Public Utility Commission of Texas, Technical Reference Manual V9.0, April 2022 | Commercial
LED - 14W_CFL Baseline |  |  |  |  | hou_lighting | 3386 | Lighting Hours of Use, Healthcare | Public Utility Commission of Texas, Technical Reference Manual V9.0, April 2022 | Commercial
LED - 14W_CFL Baseline |  |  |  |  | hou_lighting | 5730 | Lighting Hours of Use, Hospitals | Public Utility Commission of Texas, Technical Reference Manual V9.0, April 2022 | Commercial
LED - 14W_CFL Baseline |  |  |  |  | hou_lighting | 3472 | Lighting Hours of Use, Institutional | Public Utility Commission of Texas, Technical Reference Manual V9.0, April 2022 | Commercial
LED - 14W_CFL Baseline |  |  |  |  | hou_lighting | 4842 | Lighting Hours of Use, Lodging/Hospitality | Public Utility Commission of Texas, Technical Reference Manual V9.0, April 2022 | Commercial
LED - 14W_CFL Baseline |  |  |  |  | hou_lighting | 4107 | Lighting Hours of Use, Miscellaneous | Public Utility Commission of Texas, Technical Reference Manual V9.0, April 2022 | Commercial
LED - 14W_CFL Baseline |  |  |  |  | hou_lighting | 3737 | Lighting Hours of Use, Offices | Public Utility Commission of Texas, Technical Reference Manual V9.0, April 2022 | Commercial
LED - 14W_CFL Baseline |  |  |  |  | hou_lighting | 5278 | Lighting Hours of Use, Restaurants | Public Utility Commission of Texas, Technical Reference Manual V9.0, April 2022 | Commercial
LED - 14W_CFL Baseline |  |  |  |  | hou_lighting | 3668 | Lighting Hours of Use, Retail | Public Utility Commission of Texas, Technical Reference Manual V9.0, April 2022 | Commercial
LED - 14W_CFL Baseline |  |  |  |  | hou_lighting | 2777 | Lighting Hours of Use, Schools K-12 | Public Utility Commission of Texas, Technical Reference Manual V9.0, April 2022 | Commercial
LED - 14W_CFL Baseline |  |  |  |  | hou_lighting | 3649 | Lighting Hours of Use, Warehouse | Public Utility Commission of Texas, Technical Reference Manual V9.0, April 2022 | Commercial
LED - 14W_CFL Baseline |  |  |  |  | ifenergy | 0 | Unknown Heating Type Energy Interactive Factor (IFENERGY) | Pennsylvania 2019-2020 Statewide TRM, Section 3.1.1, Table 3-9, "Unknown Heating Fuel" | Commercial
LED - 14W_CFL Baseline |  |  |  |  | kwbase | 0.023 | Power of Baseline CFL Lamp (100W equivalent) | Measure Definition | Commercial
LED - 9W Flood_CFL Baseline | LED - 9W Flood_CFL Baseline | Exterior Lighting | kw_eff*hou_exterior_lighting | kwbase*hou_exterior_lighting | kwbase | 0.014 | Power of Baseline CFL Lamp | Measure Definition | Commercial
LED - 9W Flood_CFL Baseline |  |  |  |  | kw_eff | 0.009 | Power of Efficient LED Lamp | Measure Definition | Commercial
LED - 9W Flood_CFL Baseline |  |  |  |  | hou_exterior_lighting | 3604 | Commercial Exterior Lighting Hours of Use | Pennsylvania 2019-2020 Statewide TRM, Section 3.1.1, Table 3-5 | Commercial
LED Canopy Lighting (Exterior) | LED Canopy Lighting (Exterior) | Exterior Lighting | kweff/1000*hou_exterior_lighting*(1+ifenergy) | kwbase/1000*hou_exterior_lighting*(1+ifenergy) | kweff | 67.2 | Power of Efficient Exterior Fixture (kWBASE) | IL TRM v8.0, section 4.5.4 | Commercial
LED Canopy Lighting (Exterior) |  |  |  |  | ifenergy | 0 | Exterior Lighting Interactive Energy Factor | Pennsylvania 2019-2020 Statewide TRM, Section 3.1.1, Table 3-9 | Commercial
LED Canopy Lighting (Exterior) |  |  |  |  | hou_exterior_lighting | 3604 | Commercial Exterior Lighting Hours of Use | Pennsylvania 2019-2020 Statewide TRM, Section 3.1.1, Table 3-5 | Commercial
LED Canopy Lighting (Exterior) |  |  |  |  | kwbase | 198.9 | Power of Lumen-Equivalent Incandescent Fixture (kWBASE) | IL TRM v8.0, section 4.5.4 | Commercial
LED Display Lighting (Exterior) | LED Display Lighting (Exterior) | Exterior Lighting | kw_eff*hou_exterior_lighting | kwbase*hou_exterior_lighting | kwbase | 1.08 | Power of Neon or Argon-mercury Signage | Pennsylvania 2016 Statewide TRM, Section 3.1.6, Table 3-21 | Commercial
LED Display Lighting (Exterior) |  |  |  |  | kw_eff | 0.14 | Power of Efficient LED Signage | Pennsylvania 2016 Statewide TRM, Section 3.1.6, Table 3-21 | Commercial
LED Display Lighting (Exterior) |  |  |  |  | hou_exterior_lighting | 3604 | Commercial Exterior Lighting Hours of Use | Pennsylvania 2019-2020 Statewide TRM, Section 3.1.1, Table 3-5 | Commercial
LED Display Lighting (Interior) | LED Display Lighting (Interior) | Interior Lighting | kw_eff*hou_lighting*(1+ifenergy) | kwbase*hou_lighting*(1+ifenergy) | hou_lighting | 2638 | Lighting Hours of Use, Assembly | Public Utility Commission of Texas, Technical Reference Manual V9.0, April 2022 | Commercial
LED Display Lighting (Interior) |  |  |  |  | kw_eff | 0.14 | Power of Efficient LED Signage (kWEFF) | Pennsylvania 2016 Statewide TRM, Section 3.1.6, Table 3-21 | Commercial
LED Display Lighting (Interior) |  |  |  |  | hou_lighting | 3577 | Lighting Hours of Use, College and University | Public Utility Commission of Texas, Technical Reference Manual V9.0, April 2022 | Commercial
LED Display Lighting (Interior) |  |  |  |  | hou_lighting | 4008 | Lighting Hours of Use, Data Center | Public Utility Commission of Texas, Technical Reference Manual V9.0, April 2022 | Commercial
LED Display Lighting (Interior) |  |  |  |  | hou_lighting | 4706 | Lighting Hours of Use, Grocery | Public Utility Commission of Texas, Technical Reference Manual V9.0, April 2022 | Commercial
LED Display Lighting (Interior) |  |  |  |  | hou_lighting | 3386 | Lighting Hours of Use, Healthcare | Public Utility Commission of Texas, Technical Reference Manual V9.0, April 2022 | Commercial
LED Display Lighting (Interior) |  |  |  |  | hou_lighting | 5730 | Lighting Hours of Use, Hospitals | Public Utility Commission of Texas, Technical Reference Manual V9.0, April 2022 | Commercial
LED Display Lighting (Interior) |  |  |  |  | hou_lighting | 3472 | Lighting Hours of Use, Institutional | Public Utility Commission of Texas, Technical Reference Manual V9.0, April 2022 | Commercial
LED Display Lighting (Interior) |  |  |  |  | hou_lighting | 4842 | Lighting Hours of Use, Lodging/Hospitality | Public Utility Commission of Texas, Technical Reference Manual V9.0, April 2022 | Commercial
LED Display Lighting (Interior) |  |  |  |  | hou_lighting | 4107 | Lighting Hours of Use, Miscellaneous | Public Utility Commission of Texas, Technical Reference Manual V9.0, April 2022 | Commercial
LED Display Lighting (Interior) |  |  |  |  | hou_lighting | 3737 | Lighting Hours of Use, Offices | Public Utility Commission of Texas, Technical Reference Manual V9.0, April 2022 | Commercial
LED Display Lighting (Interior) |  |  |  |  | hou_lighting | 5278 | Lighting Hours of Use, Restaurants | Public Utility Commission of Texas, Technical Reference Manual V9.0, April 2022 | Commercial
LED Display Lighting (Interior) |  |  |  |  | hou_lighting | 3668 | Lighting Hours of Use, Retail | Public Utility Commission of Texas, Technical Reference Manual V9.0, April 2022 | Commercial
LED Display Lighting (Interior) |  |  |  |  | hou_lighting | 2777 | Lighting Hours of Use, Schools K-12 | Public Utility Commission of Texas, Technical Reference Manual V9.0, April 2022 | Commercial
LED Display Lighting (Interior) |  |  |  |  | hou_lighting | 3649 | Lighting Hours of Use, Warehouse | Public Utility Commission of Texas, Technical Reference Manual V9.0, April 2022 | Commercial
LED Display Lighting (Interior) |  |  |  |  | ifenergy | 0 | Unknown Heating Type Energy Interactive Factor (IFENERGY) | Pennsylvania 2019-2020 Statewide TRM, Section 3.1.1, Table 3-9, "Unknown Heating Fuel" | Commercial
LED Display Lighting (Interior) |  |  |  |  | kwbase | 1.08 | Power of Neon or Argon-mercury Signage (kWBASE) | Pennsylvania 2016 Statewide TRM, Section 3.1.6, Table 3-21 | Commercial
LED Exit Sign | LED Exit Sign | Interior Lighting | kw_eff/1000*(hou*(1+ifenergy)) | kwbase/1000*(hou*(1+ifenergy)) | kw_eff | 5 | Power of LED Exit Sign (kWEFF) | Measure Definition | Commercial
LED Exit Sign |  |  |  |  | ifenergy | 0 | Unknown Heating Type Energy Interactive Factor (IFENERGY) | Pennsylvania 2019-2020 Statewide TRM, Section 3.1.1, Table 3-9, "Unknown Heating Fuel" | Commercial
LED Exit Sign |  |  |  |  | hou | 8760 | Exit Sign Hours of Use (HOU) | Pennsylvania 2019-2020 Statewide TRM, Section 3.1.4, Table 3-17 | Commercial
LED Exit Sign |  |  |  |  | kwbase | 9 | Power of Baseline Exit Sign (kWBASE) | Pennsylvania Statewide Act 129 2014 Baseline and End-Use Study Report | Commercial
LED Exterior Wall Packs | LED Exterior Wall Packs | Exterior Lighting | kw_eff/1000*hou_exterior_lighting*(1+ifenergy) | kwbase/1000*hou_exterior_lighting*(1+ifenergy) | kw_eff | 35 | Power of Efficient Exterior Fixture | Measure Definition | Commercial
LED Exterior Wall Packs |  |  |  |  | kwbase | 175 | Power of Lumen-Equivalent Incandescent Fixture | Based on Lumen-Equivalent Metal Halides (updated to match industrial version), reference link: https://www.1000bulbs.com/product/217561/PLT-11711.html?gclid=CjwKCAiA7939BRBMEiwA-hX5J9wcFs9sLnOwsSYY-W_-BAfX4Al5Rhk6DMTM_rn17RA0NQN7D0JUxBoCddkQAvD_BwE | Commercial
LED Exterior Wall Packs |  |  |  |  | ifenergy | 0 | Exterior Lighting Interactive Energy Factor | Pennsylvania 2019-2020 Statewide TRM, Section 3.1.1, Table 3-9 | Commercial
LED Exterior Wall Packs |  |  |  |  | hou_exterior_lighting | 3604 | Commercial Exterior Lighting Hours of Use | Pennsylvania 2019-2020 Statewide TRM, Section 3.1.1, Table 3-5 | Commercial
LED High Bay_HID Baseline | LED High Bay_HID Baseline | Interior Lighting | kw_eff*hou_lighting*(1+ifenergy)/1000 | kwbase*hou_lighting*(1+ifenergy)/1000 | hou_lighting | 2638 | Lighting Hours of Use, Assembly | Public Utility Commission of Texas, Technical Reference Manual V9.0, April 2022 | Commercial
LED High Bay_HID Baseline |  |  |  |  | kw_eff | 140 | Power of Efficient High Bay Fixture | Updated 2020 per comments from CAC in reference to IL TRM v8 | Commercial
LED High Bay_HID Baseline |  |  |  |  | hou_lighting | 3577 | Lighting Hours of Use, College and University | Public Utility Commission of Texas, Technical Reference Manual V9.0, April 2022 | Commercial
LED High Bay_HID Baseline |  |  |  |  | hou_lighting | 4008 | Lighting Hours of Use, Data Center | Public Utility Commission of Texas, Technical Reference Manual V9.0, April 2022 | Commercial
LED High Bay_HID Baseline |  |  |  |  | hou_lighting | 4706 | Lighting Hours of Use, Grocery | Public Utility Commission of Texas, Technical Reference Manual V9.0, April 2022 | Commercial
LED High Bay_HID Baseline |  |  |  |  | hou_lighting | 3386 | Lighting Hours of Use, Healthcare | Public Utility Commission of Texas, Technical Reference Manual V9.0, April 2022 | Commercial
LED High Bay_HID Baseline |  |  |  |  | hou_lighting | 5730 | Lighting Hours of Use, Hospitals | Public Utility Commission of Texas, Technical Reference Manual V9.0, April 2022 | Commercial
LED High Bay_HID Baseline |  |  |  |  | hou_lighting | 3472 | Lighting Hours of Use, Institutional | Public Utility Commission of Texas, Technical Reference Manual V9.0, April 2022 | Commercial
LED High Bay_HID Baseline |  |  |  |  | hou_lighting | 4842 | Lighting Hours of Use, Lodging/Hospitality | Public Utility Commission of Texas, Technical Reference Manual V9.0, April 2022 | Commercial
LED High Bay_HID Baseline |  |  |  |  | hou_lighting | 4107 | Lighting Hours of Use, Miscellaneous | Public Utility Commission of Texas, Technical Reference Manual V9.0, April 2022 | Commercial
LED High Bay_HID Baseline |  |  |  |  | hou_lighting | 3737 | Lighting Hours of Use, Offices | Public Utility Commission of Texas, Technical Reference Manual V9.0, April 2022 | Commercial
LED High Bay_HID Baseline |  |  |  |  | hou_lighting | 5278 | Lighting Hours of Use, Restaurants | Public Utility Commission of Texas, Technical Reference Manual V9.0, April 2022 | Commercial
LED High Bay_HID Baseline |  |  |  |  | hou_lighting | 3668 | Lighting Hours of Use, Retail | Public Utility Commission of Texas, Technical Reference Manual V9.0, April 2022 | Commercial
LED High Bay_HID Baseline |  |  |  |  | hou_lighting | 2777 | Lighting Hours of Use, Schools K-12 | Public Utility Commission of Texas, Technical Reference Manual V9.0, April 2022 | Commercial
LED High Bay_HID Baseline |  |  |  |  | hou_lighting | 3649 | Lighting Hours of Use, Warehouse | Public Utility Commission of Texas, Technical Reference Manual V9.0, April 2022 | Commercial
LED High Bay_HID Baseline |  |  |  |  | ifenergy | 0 | Unknown Heating Type Energy Interactive Factor (IFENERGY) | Pennsylvania 2019-2020 Statewide TRM, Section 3.1.1, Table 3-9, "Unknown Heating Fuel" | Commercial
LED High Bay_HID Baseline |  |  |  |  | kwbase | 398 | Power of Lumen-Equivalent Baseline HID High Bay Fixture | Measure research, a 140W High Bay LED replaces 400W HID High Bay | Commercial
LED High Bay_LF Baseline | LED High Bay_LF Baseline | Interior Lighting | kw_eff*hou_lighting*(1+ifenergy)/1000 | kwbase*hou_lighting*(1+ifenergy)/1000 | hou_lighting | 2638 | Lighting Hours of Use, Assembly | Public Utility Commission of Texas, Technical Reference Manual V9.0, April 2022 | Commercial
LED High Bay_LF Baseline |  |  |  |  | kw_eff | 140 | Power of Efficient High Bay Fixture | Pennsylvania 2016 Statewide TRM, Appendix C | Commercial
LED High Bay_LF Baseline |  |  |  |  | hou_lighting | 3577 | Lighting Hours of Use, College and University | Public Utility Commission of Texas, Technical Reference Manual V9.0, April 2022 | Commercial
LED High Bay_LF Baseline |  |  |  |  | hou_lighting | 4008 | Lighting Hours of Use, Data Center | Public Utility Commission of Texas, Technical Reference Manual V9.0, April 2022 | Commercial
LED High Bay_LF Baseline |  |  |  |  | hou_lighting | 4706 | Lighting Hours of Use, Grocery | Public Utility Commission of Texas, Technical Reference Manual V9.0, April 2022 | Commercial
LED High Bay_LF Baseline |  |  |  |  | hou_lighting | 3386 | Lighting Hours of Use, Healthcare | Public Utility Commission of Texas, Technical Reference Manual V9.0, April 2022 | Commercial
LED High Bay_LF Baseline |  |  |  |  | hou_lighting | 5730 | Lighting Hours of Use, Hospitals | Public Utility Commission of Texas, Technical Reference Manual V9.0, April 2022 | Commercial
LED High Bay_LF Baseline |  |  |  |  | hou_lighting | 3472 | Lighting Hours of Use, Institutional | Public Utility Commission of Texas, Technical Reference Manual V9.0, April 2022 | Commercial
LED High Bay_LF Baseline |  |  |  |  | hou_lighting | 4842 | Lighting Hours of Use, Lodging/Hospitality | Public Utility Commission of Texas, Technical Reference Manual V9.0, April 2022 | Commercial
LED High Bay_LF Baseline |  |  |  |  | hou_lighting | 4107 | Lighting Hours of Use, Miscellaneous | Public Utility Commission of Texas, Technical Reference Manual V9.0, April 2022 | Commercial
LED High Bay_LF Baseline |  |  |  |  | hou_lighting | 3737 | Lighting Hours of Use, Offices | Public Utility Commission of Texas, Technical Reference Manual V9.0, April 2022 | Commercial
LED High Bay_LF Baseline |  |  |  |  | hou_lighting | 5278 | Lighting Hours of Use, Restaurants | Public Utility Commission of Texas, Technical Reference Manual V9.0, April 2022 | Commercial
LED High Bay_LF Baseline |  |  |  |  | hou_lighting | 3668 | Lighting Hours of Use, Retail | Public Utility Commission of Texas, Technical Reference Manual V9.0, April 2022 | Commercial
LED High Bay_LF Baseline |  |  |  |  | hou_lighting | 2777 | Lighting Hours of Use, Schools K-12 | Public Utility Commission of Texas, Technical Reference Manual V9.0, April 2022 | Commercial
LED High Bay_LF Baseline |  |  |  |  | hou_lighting | 3649 | Lighting Hours of Use, Warehouse | Public Utility Commission of Texas, Technical Reference Manual V9.0, April 2022 | Commercial
LED High Bay_LF Baseline |  |  |  |  | ifenergy | 0 | Unknown Heating Type Energy Interactive Factor (IFENERGY) | Pennsylvania 2019-2020 Statewide TRM, Section 3.1.1, Table 3-9, "Unknown Heating Fuel" | Commercial
LED High Bay_LF Baseline |  |  |  |  | kwbase | 294 | Power of Lumen-Equivalent Baseline Linear Fluorescent High Bay Fixture | Osram Sylvania 's 2014-2015 Lamp and Ballast Catalog, and Pennsylvania 2016 Statewide TRM, Appendix C | Commercial
LED Linear - Fixture Replacement | LED Linear - Fixture Replacement | Interior Lighting | kweff*hou_lighting*(1-svgbase)*(1+ifenergy)/1000 | kwbase*hou_lighting*(1-svgbase)*(1+ifenergy)/1000 | hou_lighting | 2638 | Lighting Hours of Use, Assembly | Public Utility Commission of Texas, Technical Reference Manual V9.0, April 2022 | Commercial
LED Linear - Fixture Replacement |  |  |  |  | svgbase | 0.02 | Code Required Controls Saving Factor | Pennsylvania 2019-2020 Statewide TRM, Section 3.1.2, Table 3-15 | Commercial
LED Linear - Fixture Replacement |  |  |  |  | kweff | 39.2 | Power of Efficient Linear Fluorescent Fixture (kWBASE) | Measure Definition | Commercial
LED Linear - Fixture Replacement |  |  |  |  | svgbase | 0.13 | Code Required Controls Saving Factor | Pennsylvania 2019-2020 Statewide TRM, Section 3.1.2, Table 3-15 | Commercial
LED Linear - Fixture Replacement |  |  |  |  | hou_lighting | 3577 | Lighting Hours of Use, College and University | Public Utility Commission of Texas, Technical Reference Manual V9.0, April 2022 | Commercial
LED Linear - Fixture Replacement |  |  |  |  | hou_lighting | 4008 | Lighting Hours of Use, Data Center | Public Utility Commission of Texas, Technical Reference Manual V9.0, April 2022 | Commercial
LED Linear - Fixture Replacement |  |  |  |  | svgbase | 0.06 | Code Required Controls Saving Factor | Pennsylvania 2019-2020 Statewide TRM, Section 3.1.2, Table 3-15 | Commercial
LED Linear - Fixture Replacement |  |  |  |  | svgbase | 0.05 | Code Required Controls Saving Factor | Pennsylvania 2019-2020 Statewide TRM, Section 3.1.2, Table 3-15 | Commercial
LED Linear - Fixture Replacement |  |  |  |  | hou_lighting | 4706 | Lighting Hours of Use, Grocery | Public Utility Commission of Texas, Technical Reference Manual V9.0, April 2022 | Commercial
LED Linear - Fixture Replacement |  |  |  |  | svgbase | 0.08 | Code Required Controls Saving Factor | Pennsylvania 2019-2020 Statewide TRM, Section 3.1.2, Table 3-15 | Commercial
LED Linear - Fixture Replacement |  |  |  |  | hou_lighting | 3386 | Lighting Hours of Use, Healthcare | Public Utility Commission of Texas, Technical Reference Manual V9.0, April 2022 | Commercial
LED Linear - Fixture Replacement |  |  |  |  | svgbase | 0.08 | Code Required Controls Saving Factor | Pennsylvania 2019-2020 Statewide TRM, Section 3.1.2, Table 3-15 | Commercial
LED Linear - Fixture Replacement |  |  |  |  | hou_lighting | 5730 | Lighting Hours of Use, Hospitals | Public Utility Commission of Texas, Technical Reference Manual V9.0, April 2022 | Commercial
LED Linear - Fixture Replacement |  |  |  |  | hou_lighting | 3472 | Lighting Hours of Use, Institutional | Public Utility Commission of Texas, Technical Reference Manual V9.0, April 2022 | Commercial
LED Linear - Fixture Replacement |  |  |  |  | svgbase | 0.12 | Code Required Controls Saving Factor | Pennsylvania 2019-2020 Statewide TRM, Section 3.1.2, Table 3-15 | Commercial
LED Linear - Fixture Replacement |  |  |  |  | svgbase | 0.15 | Code Required Controls Saving Factor | Pennsylvania 2019-2020 Statewide TRM, Section 3.1.2, Table 3-15 | Commercial
LED Linear - Fixture Replacement |  |  |  |  | hou_lighting | 4842 | Lighting Hours of Use, Lodging/Hospitality | Public Utility Commission of Texas, Technical Reference Manual V9.0, April 2022 | Commercial
LED Linear - Fixture Replacement |  |  |  |  | svgbase | 0.06 | Code Required Controls Saving Factor | Pennsylvania 2019-2020 Statewide TRM, Section 3.1.2, Table 3-15 | Commercial
LED Linear - Fixture Replacement |  |  |  |  | hou_lighting | 4107 | Lighting Hours of Use, Miscellaneous | Public Utility Commission of Texas, Technical Reference Manual V9.0, April 2022 | Commercial
LED Linear - Fixture Replacement |  |  |  |  | svgbase | 0.15 | Code Required Controls Saving Factor | Pennsylvania 2019-2020 Statewide TRM, Section 3.1.2, Table 3-15 | Commercial
LED Linear - Fixture Replacement |  |  |  |  | hou_lighting | 3737 | Lighting Hours of Use, Offices | Public Utility Commission of Texas, Technical Reference Manual V9.0, April 2022 | Commercial
LED Linear - Fixture Replacement |  |  |  |  | hou_lighting | 5278 | Lighting Hours of Use, Restaurants | Public Utility Commission of Texas, Technical Reference Manual V9.0, April 2022 | Commercial
LED Linear - Fixture Replacement |  |  |  |  | svgbase | 0.05 | Code Required Controls Saving Factor | Pennsylvania 2019-2020 Statewide TRM, Section 3.1.2, Table 3-15 | Commercial
LED Linear - Fixture Replacement |  |  |  |  | hou_lighting | 3668 | Lighting Hours of Use, Retail | Public Utility Commission of Texas, Technical Reference Manual V9.0, April 2022 | Commercial
LED Linear - Fixture Replacement |  |  |  |  | svgbase | 0.05 | Code Required Controls Saving Factor | Pennsylvania 2019-2020 Statewide TRM, Section 3.1.2, Table 3-15 | Commercial
LED Linear - Fixture Replacement |  |  |  |  | svgbase | 0.17 | Code Required Controls Saving Factor | Pennsylvania 2019-2020 Statewide TRM, Section 3.1.2, Table 3-15 | Commercial
LED Linear - Fixture Replacement |  |  |  |  | hou_lighting | 2777 | Lighting Hours of Use, Schools K-12 | Public Utility Commission of Texas, Technical Reference Manual V9.0, April 2022 | Commercial
LED Linear - Fixture Replacement |  |  |  |  | hou_lighting | 3649 | Lighting Hours of Use, Warehouse | Public Utility Commission of Texas, Technical Reference Manual V9.0, April 2022 | Commercial
LED Linear - Fixture Replacement |  |  |  |  | svgbase | 0.14 | Code Required Controls Saving Factor | Pennsylvania 2019-2020 Statewide TRM, Section 3.1.2, Table 3-15 | Commercial
LED Linear - Fixture Replacement |  |  |  |  | ifenergy | 0 | Unknown Heating Type Energy Interactive Factor (IFENERGY) | Pennsylvania 2019-2020 Statewide TRM, Section 3.1.1, Table 3-9, "Unknown Heating Fuel" | Commercial
LED Linear - Fixture Replacement |  |  |  |  | kwbase | 97.3 | Power of Lumen-Equivalent Baseline Linear Fluorescent Fixture (kWBASE) | https://www.ahutton.com/LED/Progress%20wattages.pdf | Commercial
LED Linear - Lamp Replacement | LED Linear - Lamp Replacement | Interior Lighting | kw_eff*hou_lighting*(1+ifenergy)/1000 | kwbase*hou_lighting*(1+ifenergy)/1000 | hou_lighting | 2638 | Lighting Hours of Use, Assembly | Public Utility Commission of Texas, Technical Reference Manual V9.0, April 2022 | Commercial
LED Linear - Lamp Replacement |  |  |  |  | kw_eff | 16.71 | Power of Efficient Linear Fluorescent Fixture | Updated 2020 per CAC comments referencing IL TRM v8. | Commercial
LED Linear - Lamp Replacement |  |  |  |  | hou_lighting | 3577 | Lighting Hours of Use, College and University | Public Utility Commission of Texas, Technical Reference Manual V9.0, April 2022 | Commercial
LED Linear - Lamp Replacement |  |  |  |  | hou_lighting | 4008 | Lighting Hours of Use, Data Center | Public Utility Commission of Texas, Technical Reference Manual V9.0, April 2022 | Commercial
LED Linear - Lamp Replacement |  |  |  |  | hou_lighting | 4706 | Lighting Hours of Use, Grocery | Public Utility Commission of Texas, Technical Reference Manual V9.0, April 2022 | Commercial
LED Linear - Lamp Replacement |  |  |  |  | hou_lighting | 3386 | Lighting Hours of Use, Healthcare | Public Utility Commission of Texas, Technical Reference Manual V9.0, April 2022 | Commercial
LED Linear - Lamp Replacement |  |  |  |  | hou_lighting | 5730 | Lighting Hours of Use, Hospitals | Public Utility Commission of Texas, Technical Reference Manual V9.0, April 2022 | Commercial
LED Linear - Lamp Replacement |  |  |  |  | hou_lighting | 3472 | Lighting Hours of Use, Institutional | Public Utility Commission of Texas, Technical Reference Manual V9.0, April 2022 | Commercial
LED Linear - Lamp Replacement |  |  |  |  | hou_lighting | 4842 | Lighting Hours of Use, Lodging/Hospitality | Public Utility Commission of Texas, Technical Reference Manual V9.0, April 2022 | Commercial
LED Linear - Lamp Replacement |  |  |  |  | hou_lighting | 4107 | Lighting Hours of Use, Miscellaneous | Public Utility Commission of Texas, Technical Reference Manual V9.0, April 2022 | Commercial
LED Linear - Lamp Replacement |  |  |  |  | hou_lighting | 3737 | Lighting Hours of Use, Offices | Public Utility Commission of Texas, Technical Reference Manual V9.0, April 2022 | Commercial
LED Linear - Lamp Replacement |  |  |  |  | hou_lighting | 5278 | Lighting Hours of Use, Restaurants | Public Utility Commission of Texas, Technical Reference Manual V9.0, April 2022 | Commercial
LED Linear - Lamp Replacement |  |  |  |  | hou_lighting | 3668 | Lighting Hours of Use, Retail | Public Utility Commission of Texas, Technical Reference Manual V9.0, April 2022 | Commercial
LED Linear - Lamp Replacement |  |  |  |  | hou_lighting | 2777 | Lighting Hours of Use, Schools K-12 | Public Utility Commission of Texas, Technical Reference Manual V9.0, April 2022 | Commercial
LED Linear - Lamp Replacement |  |  |  |  | hou_lighting | 3649 | Lighting Hours of Use, Warehouse | Public Utility Commission of Texas, Technical Reference Manual V9.0, April 2022 | Commercial
LED Linear - Lamp Replacement |  |  |  |  | ifenergy | 0 | Unknown Heating Type Energy Interactive Factor (IFENERGY) | Pennsylvania 2019-2020 Statewide TRM, Section 3.1.1, Table 3-9, "Unknown Heating Fuel" | Commercial
LED Linear - Lamp Replacement |  |  |  |  | kwbase | 27.4 | Power of Lumen-Equivalent Baseline Linear Fluorescent Fixture | Osram Sylvania 's 2014-2015 Lamp and Ballast Catalog, and Pennsylvania 2016 Statewide TRM, Appendix C | Commercial
LED Parking Lighting | LED Parking Lighting | Exterior Lighting | WattsEE/1000*HOURS | WattsBASE/1000*HOURS | WattsBASE | 312.33 | Power of Lumen-Equivalent HID Fixture | Osram Sylvania 's 2014-2015 Lamp and Ballast Catalog, and Pennsylvania 2016 Statewide TRM, Appendix C | Commercial
LED Parking Lighting |  |  |  |  | WattsEE | 160 | Power of Efficient LED Fixture | Measure Definition | Commercial
LED Parking Lighting |  |  |  |  | HOURS | 4018 | Dusk-to-Dawn Hours of Use | The Civil night time hours - average for multiple Florida cities | Commercial
LEED New Construction Whole Building | LEED New Construction Whole Building | Space Cooling; Space Heating | X_cool*eui_space_cooling*sqft*(1-svge)+ X_heat*eui_space_heating*sqft*(1-svge) | X_cool*eui_space_cooling*sqft+X_heat*eui_space_heating*sqft | sqft | 15585 | Average Premise Area, Assembly | US Energy Information Administration, 2018 Commercial Buildings Energy Consumption Survey | Commercial
LEED New Construction Whole Building |  |  |  |  | svge | 0.35 | ESBLDG Energy Savings Factor (SVGE) | https://www.energystar.gov/buildings/facility-owners-and-managers/existing-buildings/earn-recognition/energy-star-certification | Commercial
LEED New Construction Whole Building |  |  |  |  | eui_space_heating | 1.02 | Energy Use Intensity_space_heating, Assembly | US Energy Information Administration, 2018 Commercial Buildings Energy Consumption Survey | Commercial
LEED New Construction Whole Building |  |  |  |  | eui_space_cooling | 8.01 | Energy Use Intensity_space_cooling, Assembly | US Energy Information Administration, 2018 Commercial Buildings Energy Consumption Survey | Commercial
LEED New Construction Whole Building |  |  |  |  | sqft | 24388 | Average Premise Area, College and University | US Energy Information Administration, 2018 Commercial Buildings Energy Consumption Survey | Commercial
LEED New Construction Whole Building |  |  |  |  | eui_space_heating | 0.32 | Energy Use Intensity_space_heating, College and University | US Energy Information Administration, 2018 Commercial Buildings Energy Consumption Survey | Commercial
LEED New Construction Whole Building |  |  |  |  | eui_space_cooling | 2.06 | Energy Use Intensity_space_cooling, College and University | US Energy Information Administration, 2018 Commercial Buildings Energy Consumption Survey | Commercial
LEED New Construction Whole Building |  |  |  |  | sqft | 104487 | Average Premise Area, Data Center | US Energy Information Administration, 2018 Commercial Buildings Energy Consumption Survey | Commercial
LEED New Construction Whole Building |  |  |  |  | eui_space_heating | 0.57 | Energy Use Intensity_space_heating, Data Center | US Energy Information Administration, 2018 Commercial Buildings Energy Consumption Survey | Commercial
LEED New Construction Whole Building |  |  |  |  | eui_space_cooling | 2.36 | Energy Use Intensity_space_cooling, Data Center | US Energy Information Administration, 2018 Commercial Buildings Energy Consumption Survey | Commercial
LEED New Construction Whole Building |  |  |  |  | sqft | 2663 | Average Premise Area, Grocery | US Energy Information Administration, 2018 Commercial Buildings Energy Consumption Survey | Commercial
LEED New Construction Whole Building |  |  |  |  | eui_space_heating | 2.59 | Energy Use Intensity_space_heating, Grocery | US Energy Information Administration, 2018 Commercial Buildings Energy Consumption Survey | Commercial
LEED New Construction Whole Building |  |  |  |  | eui_space_cooling | 3.81 | Energy Use Intensity_space_cooling, Grocery | US Energy Information Administration, 2018 Commercial Buildings Energy Consumption Survey | Commercial
LEED New Construction Whole Building |  |  |  |  | eui_space_heating | 1.12 | Energy Use Intensity_space_heating, Healthcare | US Energy Information Administration, 2018 Commercial Buildings Energy Consumption Survey | Commercial
LEED New Construction Whole Building |  |  |  |  | eui_space_cooling | 2.21 | Energy Use Intensity_space_cooling, Healthcare | US Energy Information Administration, 2018 Commercial Buildings Energy Consumption Survey | Commercial
LEED New Construction Whole Building |  |  |  |  | sqft | 9531 | Average Premise Area, Healthcare | US Energy Information Administration, 2018 Commercial Buildings Energy Consumption Survey | Commercial
LEED New Construction Whole Building |  |  |  |  | eui_space_cooling | 9.83 | Energy Use Intensity_space_cooling, Hospitals | US Energy Information Administration, 2018 Commercial Buildings Energy Consumption Survey | Commercial
LEED New Construction Whole Building |  |  |  |  | eui_space_heating | 1.16 | Energy Use Intensity_space_heating, Hospitals | US Energy Information Administration, 2018 Commercial Buildings Energy Consumption Survey | Commercial
LEED New Construction Whole Building |  |  |  |  | sqft | 188543 | Average Premise Area, Hospitals | US Energy Information Administration, 2018 Commercial Buildings Energy Consumption Survey | Commercial
LEED New Construction Whole Building |  |  |  |  | eui_space_heating | 0.59 | Energy Use Intensity_space_heating, Institutional | US Energy Information Administration, 2018 Commercial Buildings Energy Consumption Survey | Commercial
LEED New Construction Whole Building |  |  |  |  | eui_space_cooling | 1.98 | Energy Use Intensity_space_cooling, Institutional | US Energy Information Administration, 2018 Commercial Buildings Energy Consumption Survey | Commercial
LEED New Construction Whole Building |  |  |  |  | sqft | 12448 | Average Premise Area, Institutional | US Energy Information Administration, 2018 Commercial Buildings Energy Consumption Survey | Commercial
LEED New Construction Whole Building |  |  |  |  | eui_space_heating | 0.53 | Energy Use Intensity_space_heating, Lodging/Hospitality | US Energy Information Administration, 2018 Commercial Buildings Energy Consumption Survey | Commercial
LEED New Construction Whole Building |  |  |  |  | eui_space_cooling | 4.62 | Energy Use Intensity_space_cooling, Lodging/Hospitality | US Energy Information Administration, 2018 Commercial Buildings Energy Consumption Survey | Commercial
LEED New Construction Whole Building |  |  |  |  | sqft | 43432 | Average Premise Area, Lodging/Hospitality | US Energy Information Administration, 2018 Commercial Buildings Energy Consumption Survey | Commercial
LEED New Construction Whole Building |  |  |  |  | eui_space_heating | 0.74 | Energy Use Intensity_space_heating, Miscellaneous | US Energy Information Administration, 2018 Commercial Buildings Energy Consumption Survey | Commercial
LEED New Construction Whole Building |  |  |  |  | eui_space_cooling | 1.32 | Energy Use Intensity_space_cooling, Miscellaneous | US Energy Information Administration, 2018 Commercial Buildings Energy Consumption Survey | Commercial
LEED New Construction Whole Building |  |  |  |  | sqft | 33805 | Average Premise Area, Miscellaneous | US Energy Information Administration, 2018 Commercial Buildings Energy Consumption Survey | Commercial
LEED New Construction Whole Building |  |  |  |  | eui_space_cooling | 3.19 | Energy Use Intensity_space_cooling, Offices | US Energy Information Administration, 2018 Commercial Buildings Energy Consumption Survey | Commercial
LEED New Construction Whole Building |  |  |  |  | eui_space_heating | 1.62 | Energy Use Intensity_space_heating, Offices | US Energy Information Administration, 2018 Commercial Buildings Energy Consumption Survey | Commercial
LEED New Construction Whole Building |  |  |  |  | sqft | 17724 | Average Premise Area, Offices | US Energy Information Administration, 2018 Commercial Buildings Energy Consumption Survey | Commercial
LEED New Construction Whole Building |  |  |  |  | eui_space_cooling | 9.72 | Energy Use Intensity_space_cooling, Restaurants | US Energy Information Administration, 2018 Commercial Buildings Energy Consumption Survey | Commercial
LEED New Construction Whole Building |  |  |  |  | eui_space_heating | 3.55 | Energy Use Intensity_space_heating, Restaurants | US Energy Information Administration, 2018 Commercial Buildings Energy Consumption Survey | Commercial
LEED New Construction Whole Building |  |  |  |  | sqft | 4990 | Average Premise Area, Restaurants | US Energy Information Administration, 2018 Commercial Buildings Energy Consumption Survey | Commercial
LEED New Construction Whole Building |  |  |  |  | eui_space_heating | 1.09 | Energy Use Intensity_space_heating, Retail | US Energy Information Administration, 2018 Commercial Buildings Energy Consumption Survey | Commercial
LEED New Construction Whole Building |  |  |  |  | eui_space_cooling | 3.07 | Energy Use Intensity_space_cooling, Retail | US Energy Information Administration, 2018 Commercial Buildings Energy Consumption Survey | Commercial
LEED New Construction Whole Building |  |  |  |  | sqft | 23334 | Average Premise Area, Retail | US Energy Information Administration, 2018 Commercial Buildings Energy Consumption Survey | Commercial
LEED New Construction Whole Building |  |  |  |  | eui_space_cooling | 4.85 | Energy Use Intensity_space_cooling, Schools K-12 | US Energy Information Administration, 2018 Commercial Buildings Energy Consumption Survey | Commercial
LEED New Construction Whole Building |  |  |  |  | eui_space_heating | 1.51 | Energy Use Intensity_space_heating, Schools K-12 | US Energy Information Administration, 2018 Commercial Buildings Energy Consumption Survey | Commercial
LEED New Construction Whole Building |  |  |  |  | sqft | 33114 | Average Premise Area, Schools k-12 | US Energy Information Administration, 2018 Commercial Buildings Energy Consumption Survey | Commercial
LEED New Construction Whole Building |  |  |  |  | sqft | 19802 | Average Premise Area, Warehouse | US Energy Information Administration, 2018 Commercial Buildings Energy Consumption Survey | Commercial
LEED New Construction Whole Building |  |  |  |  | eui_space_heating | 0.43 | Energy Use Intensity_space_heating, Warehouse | US Energy Information Administration, 2018 Commercial Buildings Energy Consumption Survey | Commercial
LEED New Construction Whole Building |  |  |  |  | eui_space_cooling | 0.98 | Energy Use Intensity_space_cooling, Warehouse | US Energy Information Administration, 2018 Commercial Buildings Energy Consumption Survey | Commercial
Light Tube | Light Tube | Interior Lighting | max(eui_interior_lighting*area-delta_kwh,0) | eui_interior_lighting*area | eui_interior_lighting | 1.64 | Energy Use Intensity_Interior Lighting, Assembly | US Energy Information Administration, 2018 Commercial Buildings Energy Consumption Survey | Commercial
Light Tube |  |  |  |  | eui_interior_lighting | 1.29 | Energy Use Intensity_Interior Lighting, College and University | US Energy Information Administration, 2018 Commercial Buildings Energy Consumption Survey | Commercial
Light Tube |  |  |  |  | eui_interior_lighting | 2.06 | Energy Use Intensity_Interior Lighting, Data Center | US Energy Information Administration, 2018 Commercial Buildings Energy Consumption Survey | Commercial
Light Tube |  |  |  |  | eui_interior_lighting | 5.71 | Energy Use Intensity_Interior Lighting, Grocery | US Energy Information Administration, 2018 Commercial Buildings Energy Consumption Survey | Commercial
Light Tube |  |  |  |  | eui_interior_lighting | 3.52 | Energy Use Intensity_Interior Lighting, Healthcare | US Energy Information Administration, 2018 Commercial Buildings Energy Consumption Survey | Commercial
Light Tube |  |  |  |  | eui_interior_lighting | 3.95 | Energy Use Intensity_Interior Lighting, Hospitals | US Energy Information Administration, 2018 Commercial Buildings Energy Consumption Survey | Commercial
Light Tube |  |  |  |  | eui_interior_lighting | 1.08 | Energy Use Intensity_Interior Lighting, Institutional | US Energy Information Administration, 2018 Commercial Buildings Energy Consumption Survey | Commercial
Light Tube |  |  |  |  | eui_interior_lighting | 1.45 | Energy Use Intensity_Interior Lighting, Lodging/Hospitality | US Energy Information Administration, 2018 Commercial Buildings Energy Consumption Survey | Commercial
Light Tube |  |  |  |  | eui_interior_lighting | 1.35 | Energy Use Intensity_Interior Lighting, Miscellaneous | US Energy Information Administration, 2018 Commercial Buildings Energy Consumption Survey | Commercial
Light Tube |  |  |  |  | eui_interior_lighting | 2.12 | Energy Use Intensity_Interior Lighting, Offices | US Energy Information Administration, 2018 Commercial Buildings Energy Consumption Survey | Commercial
Light Tube |  |  |  |  | eui_interior_lighting | 3.63 | Energy Use Intensity_Interior Lighting, Restaurants | US Energy Information Administration, 2018 Commercial Buildings Energy Consumption Survey | Commercial
Light Tube |  |  |  |  | eui_interior_lighting | 3.09 | Energy Use Intensity_Interior Lighting, Retail | US Energy Information Administration, 2018 Commercial Buildings Energy Consumption Survey | Commercial
Light Tube |  |  |  |  | eui_interior_lighting | 1.5 | Energy Use Intensity_Interior Lighting, Schools K-12 | US Energy Information Administration, 2018 Commercial Buildings Energy Consumption Survey | Commercial
Light Tube |  |  |  |  | eui_interior_lighting | 0.9 | Energy Use Intensity_Interior Lighting, Warehouse | US Energy Information Administration, 2018 Commercial Buildings Energy Consumption Survey | Commercial
Light Tube |  |  |  |  | delta_kwh | 358.8 | Light Tube Deemed Energy Savings (Delta_kWh) | 2016 Michigan Master Measure Database | Commercial
Light Tube |  |  |  |  | area | 250 | Area Lit by Light Tube (AREA) | Engineering Assumption | Commercial
Low Flow Shower Head | Low Flow Shower Head | Domestic Hot Water | gpm_eff_shower*gpd*nshowers*days*showers*(shower_wtr_temp-cold_wtr_temp)*density/btu_kwh*recovery | gpm_base_show*gpd*nshowers*days*showers*(shower_wtr_temp-cold_wtr_temp)*density/btu_kwh*recovery | days | 365 | days per year |  | Commercial
Low Flow Shower Head |  |  |  |  | btu_kwh | 3412 | BTUs per kilowatt hour |  | Commercial
Low Flow Shower Head |  |  |  |  | nshowers | 1 | Average number of showerheads, Assembly | based on PA showerheads workbook | Commercial
Low Flow Shower Head |  |  |  |  | nshowers | 8 | Average number of showerheads, College and University | based on PA showerheads workbook | Commercial
Low Flow Shower Head |  |  |  |  | nshowers | 1 | Average number of showerheads, Data Center | based on PA showerheads workbook | Commercial
Low Flow Shower Head |  |  |  |  | nshowers | 1 | Average number of showerheads, Grocery | based on PA showerheads workbook | Commercial
Low Flow Shower Head |  |  |  |  | nshowers | 1 | Average number of showerheads, Healthcare | based on PA showerheads workbook | Commercial
Low Flow Shower Head |  |  |  |  | nshowers | 8 | Average number of showerheads, Hospitals | based on PA showerheads workbook | Commercial
Low Flow Shower Head |  |  |  |  | nshowers | 1 | Average number of showerheads, Institutional | based on PA showerheads workbook | Commercial
Low Flow Shower Head |  |  |  |  | nshowers | 13 | Average number of showerheads, Lodging/ Hospitality | based on PA showerheads workbook | Commercial
Low Flow Shower Head |  |  |  |  | nshowers | 1 | Average number of showerheads, Miscellaneous | based on PA showerheads workbook | Commercial
Low Flow Shower Head |  |  |  |  | nshowers | 1 | Average number of showerheads, Offices | based on PA showerheads workbook | Commercial
Low Flow Shower Head |  |  |  |  | nshowers | 1 | Average number of showerheads, Restaurants | based on PA showerheads workbook | Commercial
Low Flow Shower Head |  |  |  |  | nshowers | 1 | Average number of showerheads, Retail | based on PA showerheads workbook | Commercial
Low Flow Shower Head |  |  |  |  | nshowers | 1 | Average number of showerheads, Schools K-12 | based on PA showerheads workbook | Commercial
Low Flow Shower Head |  |  |  |  | nshowers | 1 | Average number of showerheads, Warehouse | based on PA showerheads workbook | Commercial
Low Flow Shower Head |  |  |  |  | showers | 0.1 | Average Number of Showers per Person per Day (SPERSON/DAY) | Engineer assumption | Commercial
Low Flow Shower Head |  |  |  |  | density | 8.3 | Density of water in pounds per gallon | Wisconsin 2020 Technical Reference Manual | Commercial
Low Flow Shower Head |  |  |  |  | shower_wtr_temp | 101 | Assumed temperature of water used by showerhead | Illinois TRM, Version 10.0,Volume 3: Residential Measures, Section 5.4.3 | Commercial
Low Flow Shower Head |  |  |  |  | gpd | 17.2 | Average Per Person Gallons of Shower Water Use per Day (GPERSON/DAY) | Minnesota 2016 Statewide TRM V1.3 | Commercial
Low Flow Shower Head |  |  |  |  | cold_wtr_temp | 74 | FL Zone 2, Temperature of Cold Water | FSEC Solar Water Heater Calculator, http://www.fsec.ucf.edu/en/consumer/solar_hot_water/homes/calculator/SHW-calculator_simple.xls | Commercial
Low Flow Shower Head |  |  |  |  | recovery | 0.98 | Recovery Efficiency of Water Heater (RE) | PA TRM, August 2019, Volume 2 Residential Measures,Table 2-61 | Commercial
Low Flow Shower Head |  |  |  |  | gpm_eff_shower | 1.5 | Efficient Showerhead Flow Rate (GPMEFF) | Measure Definition | Commercial
Low Flow Shower Head |  |  |  |  | gpm_base_show | 2.5 | Standard flow rate for shower heads in gallons per minute | EPA WaterSense page on showerheads indicates 2.5 gpm as the standard. Link: https://www.epa.gove/watersense/showerheads | Commercial
Low-Flow Pre-Rinse Sprayers | Low-Flow Pre-Rinse Sprayers | Domestic Hot Water | gpmeff*timeeff*0.133 | gpmbase*timebasesp*0.133 | gpmeff | 1.12 | Efficient Sprayer Flow Rate | Pennsylvania 2019-2020 Statewide TRM, Section 3.4.2, Table 3-89 | Commercial
Low-Flow Pre-Rinse Sprayers |  |  |  |  | timeeff | 2190 | Efficient Sprayer Water Usage | Pennsylvania 2019-2020 Statewide TRM, Section 3.4.2, Table 3-89 | Commercial
Low-Flow Pre-Rinse Sprayers |  |  |  |  | gpmbase | 2.25 | Baseline Sprayer Flow Rate | Pennsylvania 2019-2020 Statewide TRM, Section 3.4.2, Table 3-89 | Commercial
Low-Flow Pre-Rinse Sprayers |  |  |  |  | timebasesp | 1752 | Baseline Sprayer Water Usage | Pennsylvania 2019-2020 Statewide TRM, Section 3.4.2, Table 3-89 | Commercial
Networked Lighting Controls | Networked Lighting Controls | Interior Lighting | controlled_kw*hou_lighting*(1-svgee)*(1+ifenergy) | controlled_kw*hou_lighting*(1+ifenergy) | controlled_kw | 0.5 | Total Lighting Load Connected to Control (kWCONTROLLED) | Measure Definition | Commercial
Networked Lighting Controls |  |  |  |  | ifenergy | 0 | Unknown Heating Type Energy Interactive Factor (IFENERGY) | Pennsylvania 2019-2020 Statewide TRM, Section 3.1.1, Table 3-9, "Unknown Heating Fuel" | Commercial
Networked Lighting Controls |  |  |  |  | svgee | 0.46 | Network Lighting Controls Savings Factor | Reference to analysis conducted by DesignLights Consortium. Results summary by D. Mellinger. Accessed 11/13/2020. https://www.hpbmagazine.org/leds-networked-lighting-controls-maximizing-adoption-savings-potential/ | Commercial
Networked Lighting Controls |  |  |  |  | hou_lighting | 2638 | Lighting Hours of Use, Assembly | Public Utility Commission of Texas, Technical Reference Manual V9.0, April 2022 | Commercial
Networked Lighting Controls |  |  |  |  | hou_lighting | 3577 | Lighting Hours of Use, College and Univeristy | Public Utility Commission of Texas, Technical Reference Manual V9.0, April 2022 | Commercial
Networked Lighting Controls |  |  |  |  | hou_lighting | 4008 | Lighting Hours of Use, Data Center | Public Utility Commission of Texas, Technical Reference Manual V9.0, April 2022 | Commercial
Networked Lighting Controls |  |  |  |  | hou_lighting | 4706 | Lighting Hours of Use, Grocery | Public Utility Commission of Texas, Technical Reference Manual V9.0, April 2022 | Commercial
Networked Lighting Controls |  |  |  |  | hou_lighting | 3386 | Lighting Hours of Use, Healthcare | Public Utility Commission of Texas, Technical Reference Manual V9.0, April 2022 | Commercial
Networked Lighting Controls |  |  |  |  | hou_lighting | 5730 | Lighting Hours of Use, Hospitals | Public Utility Commission of Texas, Technical Reference Manual V9.0, April 2022 | Commercial
Networked Lighting Controls |  |  |  |  | hou_lighting | 3472 | Lighting Hours of Use, Institutional | Public Utility Commission of Texas, Technical Reference Manual V9.0, April 2022 | Commercial
Networked Lighting Controls |  |  |  |  | hou_lighting | 4842 | Lighting Hours of Use, Lodging/Hospitality | Public Utility Commission of Texas, Technical Reference Manual V9.0, April 2022 | Commercial
Networked Lighting Controls |  |  |  |  | hou_lighting | 4107 | Lighting Hours of Use, Miscellaneous | Public Utility Commission of Texas, Technical Reference Manual V9.0, April 2022 | Commercial
Networked Lighting Controls |  |  |  |  | hou_lighting | 3737 | Lighting Hours of Use, Offices | Public Utility Commission of Texas, Technical Reference Manual V9.0, April 2022 | Commercial
Networked Lighting Controls |  |  |  |  | hou_lighting | 5278 | Lighting Hours of Use, Restaurants | Public Utility Commission of Texas, Technical Reference Manual V9.0, April 2022 | Commercial
Networked Lighting Controls |  |  |  |  | hou_lighting | 3668 | Lighting Hours of Use, Retail | Public Utility Commission of Texas, Technical Reference Manual V9.0, April 2022 | Commercial
Networked Lighting Controls |  |  |  |  | hou_lighting | 2777 | Lighting Hours of Use, Schools K-12 | Public Utility Commission of Texas, Technical Reference Manual V9.0, April 2022 | Commercial
Networked Lighting Controls |  |  |  |  | hou_lighting | 3649 | Lighting Hours of Use, Warehouse | Public Utility Commission of Texas, Technical Reference Manual V9.0, April 2022 | Commercial
Network PC Power Management | Network PC Power Management | Office Equipment | kwhbase-kwhsave | kwhbase | kwhsave | 161 | PCPowMan_kWhsavings | Illinois TRM, Version 6.0,Volume 2: Commercial and Industrial Measures for "unkown workstation type" | Commercial
Network PC Power Management |  |  |  |  | kwhbase | 284.9702 | Assumed computer annual kwh baseline | Estimated based on Energy Star Office Equipment Calculator, 2018 | Commercial
Night Covers for Display Cases | Night Covers for Display Cases | Refrigeration | energybase*days*(1-svge) | energybase*days | days | 365 | days per year |  | Commercial
Night Covers for Display Cases |  |  |  |  | svge | 0.02 | Vertical Night Covers Energy Savings Factor (SVGE) | Regional Technical Forum, Commercial: Grocery - Night Covers V1.0 | Commercial
Night Covers for Display Cases |  |  |  |  | energybase | 15.08 | Baseline Medium-Temp Refrigerated Case Energy Consumption (ENERGYBASE) | Regional Technical Forum, Commercial: Grocery - Door Gasket Replacement V1.4 | Commercial
Occupancy Sensors, Ceiling Mounted | Occupancy Sensors, Ceiling Mounted | Interior Lighting | controlled_kw*hou_lighting*(1-svgee)*(1+ifenergy) | controlled_kw*hou_lighting*(1+ifenergy) | hou_lighting | 2638 | Lighting Hours of Use, Assembly | Public Utility Commission of Texas, Technical Reference Manual V9.0, April 2022 | Commercial
Occupancy Sensors, Ceiling Mounted |  |  |  |  | svgee | 0.24 | Occupancy Sensor Savings Factor | Pennsylvania 2019-2020 Statewide TRM, Section 3.1.1, Table 3-4 | Commercial
Occupancy Sensors, Ceiling Mounted |  |  |  |  | hou_lighting | 3577 | Lighting Hours of Use, College and University | Public Utility Commission of Texas, Technical Reference Manual V9.0, April 2022 | Commercial
Occupancy Sensors, Ceiling Mounted |  |  |  |  | hou_lighting | 4008 | Lighting Hours of Use, Data Center | Public Utility Commission of Texas, Technical Reference Manual V9.0, April 2022 | Commercial
Occupancy Sensors, Ceiling Mounted |  |  |  |  | hou_lighting | 4706 | Lighting Hours of Use, Grocery | Public Utility Commission of Texas, Technical Reference Manual V9.0, April 2022 | Commercial
Occupancy Sensors, Ceiling Mounted |  |  |  |  | hou_lighting | 3386 | Lighting Hours of Use, Healthcare | Public Utility Commission of Texas, Technical Reference Manual V9.0, April 2022 | Commercial
Occupancy Sensors, Ceiling Mounted |  |  |  |  | hou_lighting | 5730 | Lighting Hours of Use, Hospitals | Public Utility Commission of Texas, Technical Reference Manual V9.0, April 2022 | Commercial
Occupancy Sensors, Ceiling Mounted |  |  |  |  | hou_lighting | 3472 | Lighting Hours of Use, Institutional | Public Utility Commission of Texas, Technical Reference Manual V9.0, April 2022 | Commercial
Occupancy Sensors, Ceiling Mounted |  |  |  |  | hou_lighting | 4842 | Lighting Hours of Use, Lodging/Hospitality | Public Utility Commission of Texas, Technical Reference Manual V9.0, April 2022 | Commercial
Occupancy Sensors, Ceiling Mounted |  |  |  |  | hou_lighting | 4107 | Lighting Hours of Use, Miscellaneous | Public Utility Commission of Texas, Technical Reference Manual V9.0, April 2022 | Commercial
Occupancy Sensors, Ceiling Mounted |  |  |  |  | hou_lighting | 3737 | Lighting Hours of Use, Offices | Public Utility Commission of Texas, Technical Reference Manual V9.0, April 2022 | Commercial
Occupancy Sensors, Ceiling Mounted |  |  |  |  | hou_lighting | 5278 | Lighting Hours of Use, Restaurants | Public Utility Commission of Texas, Technical Reference Manual V9.0, April 2022 | Commercial
Occupancy Sensors, Ceiling Mounted |  |  |  |  | hou_lighting | 3668 | Lighting Hours of Use, Retail | Public Utility Commission of Texas, Technical Reference Manual V9.0, April 2022 | Commercial
Occupancy Sensors, Ceiling Mounted |  |  |  |  | hou_lighting | 2777 | Lighting Hours of Use, Schools K-12 | Public Utility Commission of Texas, Technical Reference Manual V9.0, April 2022 | Commercial
Occupancy Sensors, Ceiling Mounted |  |  |  |  | hou_lighting | 3649 | Lighting Hours of Use, Warehouse | Public Utility Commission of Texas, Technical Reference Manual V9.0, April 2022 | Commercial
Occupancy Sensors, Ceiling Mounted |  |  |  |  | ifenergy | 0 | Unknown Heating Type Energy Interactive Factor (IFENERGY) | Pennsylvania 2019-2020 Statewide TRM, Section 3.1.1, Table 3-9, "Unknown Heating Fuel" | Commercial
Occupancy Sensors, Ceiling Mounted |  |  |  |  | controlled_kw | 0.5 | Total Lighting Load Connected to Control (kWCONTROLLED) | Measure Definition | Commercial
Occupancy Sensors, Switch Mounted | Occupancy Sensors, Switch Mounted | Interior Lighting | controlled_kw*hou_lighting*(1-svgee)*(1+ifenergy) | controlled_kw*hou_lighting*(1+ifenergy) | hou_lighting | 2638 | Lighting Hours of Use, Assembly | Public Utility Commission of Texas, Technical Reference Manual V9.0, April 2022 | Commercial
Occupancy Sensors, Switch Mounted |  |  |  |  | svgee | 0.24 | Occupancy Sensor Savings Factor | Pennsylvania 2019-2020 Statewide TRM, Section 3.1.1, Table 3-4 | Commercial
Occupancy Sensors, Switch Mounted |  |  |  |  | hou_lighting | 3577 | Lighting Hours of Use, College and University | Public Utility Commission of Texas, Technical Reference Manual V9.0, April 2022 | Commercial
Occupancy Sensors, Switch Mounted |  |  |  |  | hou_lighting | 4008 | Lighting Hours of Use, Data Center | Public Utility Commission of Texas, Technical Reference Manual V9.0, April 2022 | Commercial
Occupancy Sensors, Switch Mounted |  |  |  |  | hou_lighting | 4706 | Lighting Hours of Use, Grocery | Public Utility Commission of Texas, Technical Reference Manual V9.0, April 2022 | Commercial
Occupancy Sensors, Switch Mounted |  |  |  |  | hou_lighting | 3386 | Lighting Hours of Use, Healthcare | Public Utility Commission of Texas, Technical Reference Manual V9.0, April 2022 | Commercial
Occupancy Sensors, Switch Mounted |  |  |  |  | hou_lighting | 5730 | Lighting Hours of Use, Hospitals | Public Utility Commission of Texas, Technical Reference Manual V9.0, April 2022 | Commercial
Occupancy Sensors, Switch Mounted |  |  |  |  | hou_lighting | 3472 | Lighting Hours of Use, Institutional | Public Utility Commission of Texas, Technical Reference Manual V9.0, April 2022 | Commercial
Occupancy Sensors, Switch Mounted |  |  |  |  | hou_lighting | 4842 | Lighting Hours of Use, Lodging/Hospitality | Public Utility Commission of Texas, Technical Reference Manual V9.0, April 2022 | Commercial
Occupancy Sensors, Switch Mounted |  |  |  |  | hou_lighting | 4107 | Lighting Hours of Use, Miscellaneous | Public Utility Commission of Texas, Technical Reference Manual V9.0, April 2022 | Commercial
Occupancy Sensors, Switch Mounted |  |  |  |  | hou_lighting | 3737 | Lighting Hours of Use, Offices | Public Utility Commission of Texas, Technical Reference Manual V9.0, April 2022 | Commercial
Occupancy Sensors, Switch Mounted |  |  |  |  | hou_lighting | 5278 | Lighting Hours of Use, Restaurants | Public Utility Commission of Texas, Technical Reference Manual V9.0, April 2022 | Commercial
Occupancy Sensors, Switch Mounted |  |  |  |  | hou_lighting | 3668 | Lighting Hours of Use, Retail | Public Utility Commission of Texas, Technical Reference Manual V9.0, April 2022 | Commercial
Occupancy Sensors, Switch Mounted |  |  |  |  | hou_lighting | 2777 | Lighting Hours of Use, Schools K-12 | Public Utility Commission of Texas, Technical Reference Manual V9.0, April 2022 | Commercial
Occupancy Sensors, Switch Mounted |  |  |  |  | hou_lighting | 3649 | Lighting Hours of Use, Warehouse | Public Utility Commission of Texas, Technical Reference Manual V9.0, April 2022 | Commercial
Occupancy Sensors, Switch Mounted |  |  |  |  | ifenergy | 0 | Unknown Heating Type Energy Interactive Factor (IFENERGY) | Pennsylvania 2019-2020 Statewide TRM, Section 3.1.1, Table 3-9, "Unknown Heating Fuel" | Commercial
Occupancy Sensors, Switch Mounted |  |  |  |  | controlled_kw | 0.5 | Total Lighting Load Connected to Control (kWCONTROLLED) | Measure Definition | Commercial
Outdoor Lighting Controls | Outdoor Lighting Controls | Exterior Lighting | controlled_kw*hou_exterior_photocell*(1+ifenergy) | controlled_kw*(hou_exterior_photocell/(1-svgee))*(1+ifenergy) | controlled_kw | 0.5 | Total Lighting Load Connected to Control (kWCONTROLLED) | Measure Definition | Commercial
Outdoor Lighting Controls |  |  |  |  | ifenergy | 0 | Exterior Lighting Interactive Energy Factor | Pennsylvania 2019-2020 Statewide TRM, Section 3.1.1, Table 3-9 | Commercial
Outdoor Lighting Controls |  |  |  |  | hou_exterior_photocell | 4306 | Commercial Exterior Photocell-Controlled Lighting Hours of Use | Pennsylvania 2019-2020 Statewide TRM, Section 3.1.1, Table 3-5 | Commercial
Outdoor Lighting Controls |  |  |  |  | svgee | 0.18 | Photocell Dimming Savings Factor (SVGEE) | CMUA TRM, 3rd edition (Microsoft Word - CMUA POU TRM_2017_FINAL_12 5 2017 | Commercial
Outdoor motion sensor | Outdoor motion sensor | Exterior Lighting | controlled_kw*hou_exterior_lighting*(1-svgee)*(1+ifenergy) | controlled_kw*hou_exterior_lighting*(1+ifenergy) | hou_exterior_lighting | 3604 | Commercial Exterior Lighting Hours of Use | Pennsylvania 2019-2020 Statewide TRM, Section 3.1.1, Table 3-5 | Commercial
Outdoor motion sensor |  |  |  |  | controlled_kw | 0.5 | Total Lighting Load Connected to Control (kWCONTROLLED) | Measure Definition | Commercial
Outdoor motion sensor |  |  |  |  | svgee | 0.24 | Occupancy Sensor Savings Factor | Pennsylvania 2019-2020 Statewide TRM, Section 3.1.1, Table 3-4 | Commercial
Outdoor motion sensor |  |  |  |  | ifenergy | 0 | Exterior Lighting Interactive Energy Factor | Pennsylvania 2019-2020 Statewide TRM, Section 3.1.1, Table 3-9 | Commercial
Ozone Laundry Commercial | Ozone Laundry Commercial | Commercial Miscellaneous | capbase/mefb*ncycle-(hp*hp_conversion*hours*water_savings_percent) | capbase/mefb*ncycle | capbase | 2.84 | Capacity of baseline clothes washer (Capbase) | California Energy Commission (â€œCECâ€) Appliance Efficiency database, http://www.appliances.energy.ca.gov/QuickSearch.aspx | Commercial
Ozone Laundry Commercial |  |  |  |  | hp | 5 | brake horsepower of boiler feed water pump | IL TRM v8.0, section 4.3.6, page 143 | Commercial
Ozone Laundry Commercial |  |  |  |  | hp_conversion | 0.746 | conversion from horsepower to Kilowatt | IL TRM v8.0, section 4.3.6, page 143 | Commercial
Ozone Laundry Commercial |  |  |  |  | hours | 800 | associated boiler feed water pump hours | IL TRM v8.0, section 4.3.6, page 143, for other applications | Commercial
Ozone Laundry Commercial |  |  |  |  | water_savings_percent | 0.25 | water reduction factor | IL TRM v8.0, section 4.3.6, page 143, for all other applications | Commercial
Ozone Laundry Commercial |  |  |  |  | mefb | 1.71 | Base Federal Standard Modified Energy Factor (MEFb) | Federal Standard Minimum Clothes Washer MEF, Average of Top and Front Loading (2018), https://www.burlingtonelectric.com/sites/default/files/inline-files/VT%20Clothes%20Washer_Qualifying%20Products%20List.pdf | Commercial
Ozone Laundry Commercial |  |  |  |  | ncycle | 2190 | Number of cycles per year (N) | Pennsylvania Statewide TRM, June 2016: U.S. Department of Energy. Commercial Clothes Washer Supplemental Notice of Proposed Rulemaking, Chapter 6. | Commercial
Programmable thermostat | Programmable thermostat | Space Cooling; Space Heating | X_cool * (eui_space_cooling*sqft*(1-svge_cooling)) + X_heat * (eui_space_heating*sqft*(1-svge_heating)) | X_cool * (eui_space_cooling*sqft) + X_heat * (eui_space_heating*sqft) | eui_space_heating | 1.02 | Energy Use Intensity_space_heating, Assembly | US Energy Information Administration, 2018 Commercial Buildings Energy Consumption Survey | Commercial
Programmable thermostat |  |  |  |  | sqft | 15585 | Average Premise Area, Assembly | US Energy Information Administration, 2018 Commercial Buildings Energy Consumption Survey | Commercial
Programmable thermostat |  |  |  |  | eui_space_cooling | 8.01 | Energy Use Intensity_space_cooling, Assembly | US Energy Information Administration, 2018 Commercial Buildings Energy Consumption Survey | Commercial
Programmable thermostat |  |  |  |  | eui_space_heating | 0.32 | Energy Use Intensity_space_heating, College and University | US Energy Information Administration, 2018 Commercial Buildings Energy Consumption Survey | Commercial
Programmable thermostat |  |  |  |  | eui_space_cooling | 2.06 | Energy Use Intensity_space_cooling, College and University | US Energy Information Administration, 2018 Commercial Buildings Energy Consumption Survey | Commercial
Programmable thermostat |  |  |  |  | sqft | 24388 | Average Premise Area, College and University | US Energy Information Administration, 2018 Commercial Buildings Energy Consumption Survey | Commercial
Programmable thermostat |  |  |  |  | sqft | 104487 | Average Premise Area, Data Center | US Energy Information Administration, 2018 Commercial Buildings Energy Consumption Survey | Commercial
Programmable thermostat |  |  |  |  | eui_space_heating | 0.57 | Energy Use Intensity_space_heating, Data Center | US Energy Information Administration, 2018 Commercial Buildings Energy Consumption Survey | Commercial
Programmable thermostat |  |  |  |  | eui_space_cooling | 2.36 | Energy Use Intensity_space_cooling, Data Center | US Energy Information Administration, 2018 Commercial Buildings Energy Consumption Survey | Commercial
Programmable thermostat |  |  |  |  | eui_space_heating | 2.59 | Energy Use Intensity_space_heating, Grocery | US Energy Information Administration, 2018 Commercial Buildings Energy Consumption Survey | Commercial
Programmable thermostat |  |  |  |  | sqft | 2663 | Average Premise Area, Grocery | US Energy Information Administration, 2018 Commercial Buildings Energy Consumption Survey | Commercial
Programmable thermostat |  |  |  |  | eui_space_cooling | 3.81 | Energy Use Intensity_space_cooling, Grocery | US Energy Information Administration, 2018 Commercial Buildings Energy Consumption Survey | Commercial
Programmable thermostat |  |  |  |  | eui_space_heating | 1.12 | Energy Use Intensity_space_heating, Healthcare | US Energy Information Administration, 2018 Commercial Buildings Energy Consumption Survey | Commercial
Programmable thermostat |  |  |  |  | eui_space_cooling | 2.21 | Energy Use Intensity_space_cooling, Healthcare | US Energy Information Administration, 2018 Commercial Buildings Energy Consumption Survey | Commercial
Programmable thermostat |  |  |  |  | sqft | 9531 | Average Premise Area, Healthcare | US Energy Information Administration, 2018 Commercial Buildings Energy Consumption Survey | Commercial
Programmable thermostat |  |  |  |  | eui_space_cooling | 9.83 | Energy Use Intensity_space_cooling, Hospitals | US Energy Information Administration, 2018 Commercial Buildings Energy Consumption Survey | Commercial
Programmable thermostat |  |  |  |  | sqft | 188543 | Average Premise Area, Hospitals | US Energy Information Administration, 2018 Commercial Buildings Energy Consumption Survey | Commercial
Programmable thermostat |  |  |  |  | eui_space_heating | 1.16 | Energy Use Intensity_space_heating, Hospitals | US Energy Information Administration, 2018 Commercial Buildings Energy Consumption Survey | Commercial
Programmable thermostat |  |  |  |  | eui_space_heating | 0.59 | Energy Use Intensity_space_heating, Institutional | US Energy Information Administration, 2018 Commercial Buildings Energy Consumption Survey | Commercial
Programmable thermostat |  |  |  |  | sqft | 12448 | Average Premise Area, Institutional | US Energy Information Administration, 2018 Commercial Buildings Energy Consumption Survey | Commercial
Programmable thermostat |  |  |  |  | eui_space_cooling | 1.98 | Energy Use Intensity_space_cooling, Institutional | US Energy Information Administration, 2018 Commercial Buildings Energy Consumption Survey | Commercial
Programmable thermostat |  |  |  |  | eui_space_heating | 0.53 | Energy Use Intensity_space_heating, Lodging/Hospitality | US Energy Information Administration, 2018 Commercial Buildings Energy Consumption Survey | Commercial
Programmable thermostat |  |  |  |  | sqft | 43432 | Average Premise Area, Lodging/Hospitality | US Energy Information Administration, 2018 Commercial Buildings Energy Consumption Survey | Commercial
Programmable thermostat |  |  |  |  | eui_space_cooling | 4.62 | Energy Use Intensity_space_cooling, Lodging/Hospitality | US Energy Information Administration, 2018 Commercial Buildings Energy Consumption Survey | Commercial
Programmable thermostat |  |  |  |  | eui_space_heating | 0.74 | Energy Use Intensity_space_heating, Miscellaneous | US Energy Information Administration, 2018 Commercial Buildings Energy Consumption Survey | Commercial
Programmable thermostat |  |  |  |  | eui_space_cooling | 1.32 | Energy Use Intensity_space_cooling, Miscellaneous | US Energy Information Administration, 2018 Commercial Buildings Energy Consumption Survey | Commercial
Programmable thermostat |  |  |  |  | sqft | 33805 | Average Premise Area, Miscellaneous | US Energy Information Administration, 2018 Commercial Buildings Energy Consumption Survey | Commercial
Programmable thermostat |  |  |  |  | eui_space_cooling | 3.19 | Energy Use Intensity_space_cooling, Offices | US Energy Information Administration, 2018 Commercial Buildings Energy Consumption Survey | Commercial
Programmable thermostat |  |  |  |  | sqft | 17724 | Average Premise Area, Offices | US Energy Information Administration, 2018 Commercial Buildings Energy Consumption Survey | Commercial
Programmable thermostat |  |  |  |  | eui_space_heating | 1.62 | Energy Use Intensity_space_heating, Offices | US Energy Information Administration, 2018 Commercial Buildings Energy Consumption Survey | Commercial
Programmable thermostat |  |  |  |  | eui_space_cooling | 9.72 | Energy Use Intensity_space_cooling, Restaurants | US Energy Information Administration, 2018 Commercial Buildings Energy Consumption Survey | Commercial
Programmable thermostat |  |  |  |  | sqft | 4990 | Average Premise Area, Restaurants | US Energy Information Administration, 2018 Commercial Buildings Energy Consumption Survey | Commercial
Programmable thermostat |  |  |  |  | eui_space_heating | 3.55 | Energy Use Intensity_space_heating, Restaurants | US Energy Information Administration, 2018 Commercial Buildings Energy Consumption Survey | Commercial
Programmable thermostat |  |  |  |  | eui_space_heating | 1.09 | Energy Use Intensity_space_heating, Retail | US Energy Information Administration, 2018 Commercial Buildings Energy Consumption Survey | Commercial
Programmable thermostat |  |  |  |  | eui_space_cooling | 3.07 | Energy Use Intensity_space_cooling, Retail | US Energy Information Administration, 2018 Commercial Buildings Energy Consumption Survey | Commercial
Programmable thermostat |  |  |  |  | sqft | 23334 | Average Premise Area, Retail | US Energy Information Administration, 2018 Commercial Buildings Energy Consumption Survey | Commercial
Programmable thermostat |  |  |  |  | eui_space_cooling | 4.85 | Energy Use Intensity_space_cooling, Schools K-12 | US Energy Information Administration, 2018 Commercial Buildings Energy Consumption Survey | Commercial
Programmable thermostat |  |  |  |  | eui_space_heating | 1.51 | Energy Use Intensity_space_heating, Schools K-12 | US Energy Information Administration, 2018 Commercial Buildings Energy Consumption Survey | Commercial
Programmable thermostat |  |  |  |  | sqft | 33114 | Average Premise Area, Schools k-12 | US Energy Information Administration, 2018 Commercial Buildings Energy Consumption Survey | Commercial
Programmable thermostat |  |  |  |  | sqft | 19802 | Average Premise Area, Warehouse | US Energy Information Administration, 2018 Commercial Buildings Energy Consumption Survey | Commercial
Programmable thermostat |  |  |  |  | eui_space_heating | 0.43 | Energy Use Intensity_space_heating, Warehouse | US Energy Information Administration, 2018 Commercial Buildings Energy Consumption Survey | Commercial
Programmable thermostat |  |  |  |  | eui_space_cooling | 0.98 | Energy Use Intensity_space_cooling, Warehouse | US Energy Information Administration, 2018 Commercial Buildings Energy Consumption Survey | Commercial
Programmable thermostat |  |  |  |  | svge_heating | 0.036 | Programmable Thermostat Savings Factor | Pennsylvania 2016 Statewide TRM, Section 2.2.8, Table 4-21 | Commercial
Programmable thermostat |  |  |  |  | svge_cooling | 0.02 | Programmable thermostat savings factor (cooling) | Pennsylvania 2016 Statewide TRM, Section 2.2.8, Table 4-21 | Commercial
Programmable thermostat |  |  |  |  | X_cool | 1 | multiplier for space cooling |  | Commercial
Programmable thermostat |  |  |  |  | X_heat | 0 | multiplier for space heating |  | Commercial
Programmable thermostat |  |  |  |  | X_cool | 0 | multiplier for space cooling |  | Commercial
Programmable thermostat |  |  |  |  | X_heat | 1 | multiplier for space heating |  | Commercial
PSC to ECM Evaporator Fan Motor (Reach-In) | PSC to ECM Evaporator Fan Motor (Reach-In) | Refrigeration | kweff*lf*dc_cooler*(1+1/dg*cop)*hou | kwbase*lf*dc_cooler*(1+1/dg*cop)*hou | dc_cooler | 1 | Duty Cycle of Evaporator Fan Motor for Cooler (DC) | Pennsylvania 2016 Statewide TRM, Section 3.5.2, Table 3-89 | Commercial
PSC to ECM Evaporator Fan Motor (Reach-In) |  |  |  |  | dg | 0.98 | Compressor Degradation Factor (DG) | Pennsylvania 2016 Statewide TRM, Section 3.5.2, Table 3-89 | Commercial
PSC to ECM Evaporator Fan Motor (Reach-In) |  |  |  |  | hou | 8760 | Reach-In Case Hours of Use (HOU) | Pennsylvania 2019-2020 Statewide TRM, Section 3.5.2, Table 3-96 | Commercial
PSC to ECM Evaporator Fan Motor (Reach-In) |  |  |  |  | lf | 0.9 | Reach-In Case Fan Load Factor (LF) | Pennsylvania 2019-2020 Statewide TRM, Section 3.5.2, Table 3-96 | Commercial
PSC to ECM Evaporator Fan Motor (Reach-In) |  |  |  |  | cop | 2.5 | Reach-In Cooler Compressor Coefficient of Performance | Pennsylvania 2016 Statewide TRM, Section 3.5.2, Table 3-89 | Commercial
PSC to ECM Evaporator Fan Motor (Reach-In) |  |  |  |  | kweff | 0.03 | Electronically Commutated Fan Motor Electric Demand (kWEFF) | Pennsylvania 2016 Statewide TRM, Section 3.5.2, Table 3-91 | Commercial
PSC to ECM Evaporator Fan Motor (Reach-In) |  |  |  |  | kwbase | 0.05 | Permanent Split Capacitor Fan Motor Electric Demand (kWBASE) | Pennsylvania 2016 Statewide TRM, Section 3.5.2, Table 3-91 | Commercial
PSC to ECM Evaporator Fan Motor (Walk-In, Refrigerator) | PSC to ECM Evaporator Fan Motor (Walk-In, Refrigerator) | Refrigeration | kweff*lf*dc_freezer*(1+1/dg*cop)*hou | kwbase*lf*dc_freezer*(1+1/dg*cop)*hou | lf | 0.9 | Walk-In Case Fan Load Factor (LF) | Pennsylvania 2019-2020 Statewide TRM, Section 3.5.2, Table 3-96 | Commercial
PSC to ECM Evaporator Fan Motor (Walk-In, Refrigerator) |  |  |  |  | dg | 0.98 | Compressor Degradation Factor | Pennsylvania 2016 Statewide TRM, Section 3.5.2, Table 3-89 | Commercial
PSC to ECM Evaporator Fan Motor (Walk-In, Refrigerator) |  |  |  |  | kwbase | 0.05 | Permanent Split Capacitor Fan Motor Electric Demand | Pennsylvania 2016 Statewide TRM, Section 3.5.2, Table 3-91 | Commercial
PSC to ECM Evaporator Fan Motor (Walk-In, Refrigerator) |  |  |  |  | hou | 8760 | Walk-In Case Hours of Use (HOU) | Pennsylvania 2019-2020 Statewide TRM, Section 3.5.2, Table 3-96 | Commercial
PSC to ECM Evaporator Fan Motor (Walk-In, Refrigerator) |  |  |  |  | cop | 1.3 | Walk-In Freezer Compressor Coefficient of Performance | Pennsylvania 2016 Statewide TRM, Section 3.5.3, Table 3-93 | Commercial
PSC to ECM Evaporator Fan Motor (Walk-In, Refrigerator) |  |  |  |  | kweff | 0.03 | Electronically Commutated Fan Motor Electric Demand | Pennsylvania 2016 Statewide TRM, Section 3.5.2, Table 3-91 | Commercial
PSC to ECM Evaporator Fan Motor (Walk-In, Refrigerator) |  |  |  |  | dc_freezer | 0.944 | Duty Cycle of Evaporator Fan Motor for Freezer (DC) | Pennsylvania 2016 Statewide TRM, Section 3.5.2, Table 3-89 | Commercial
Q-Sync Evaporator Fan Motor | Q-Sync Evaporator Fan Motor | Refrigeration | motor_power_eff*hours/1000 | motor_power_base*hours/1000 | motor_power_base | 61.3 | Average evaporator fan motor power in walk-in coolers/freezer (watt), PSC motor | Illinois TRM Version 8.0, section 4.6.11 | Commercial
Q-Sync Evaporator Fan Motor |  |  |  |  | motor_power_eff | 37.2 | Average evaporator fan motor power in walk-in coolers/freezer (watt), Q-Sync motor | Illinois TRM Version 8.0, section 4.6.11 | Commercial
Q-Sync Evaporator Fan Motor |  |  |  |  | hours | 8760 | Annual operating hours | Illinois TRM Version 8.0, section 4.6.11 | Commercial
Reflective Roof Treatment | Reflective Roof Treatment | Space Cooling | coolingload_ee*rarea/100/eer_reflect | coolingload_black*rarea/100/eer_reflect | rarea | 18640 | Estimated Roof Area, Assembly | CBECS 2012 Water Consumption and ENERGY STAR Water Sense Building Types | Commercial
Reflective Roof Treatment |  |  |  |  | rarea | 72328.5 | Estimated Roof Area, College and University | CBECS 2012 Water Consumption and ENERGY STAR Water Sense Building Types | Commercial
Reflective Roof Treatment |  |  |  |  | rarea | 11148 | Estimated Roof Area, Data Center | CBECS 2012 Water Consumption and ENERGY STAR Water Sense Building Types | Commercial
Reflective Roof Treatment |  |  |  |  | rarea | 4964 | Estimated Roof Area, Grocery | CBECS 2012 Water Consumption and ENERGY STAR Water Sense Building Types | Commercial
Reflective Roof Treatment |  |  |  |  | rarea | 9696 | Estimated Roof Area, Healthcare | CBECS 2012 Water Consumption and ENERGY STAR Water Sense Building Types | Commercial
Reflective Roof Treatment |  |  |  |  | rarea | 121574.3333 | Estimated Roof Area, Hospitals | CBECS 2012 Water Consumption and ENERGY STAR Water Sense Building Types | Commercial
Reflective Roof Treatment |  |  |  |  | rarea | 12078 | Estimated Roof Area, Institutional | CBECS 2012 Water Consumption and ENERGY STAR Water Sense Building Types | Commercial
Reflective Roof Treatment |  |  |  |  | rarea | 73760 | Estimated Roof Area, Lodging/ Hospitality | CBECS 2012 Water Consumption and ENERGY STAR Water Sense Building Types | Commercial
Reflective Roof Treatment |  |  |  |  | rarea | 11148 | Estimated Roof Area, Miscellaneous | CBECS 2012 Water Consumption and ENERGY STAR Water Sense Building Types | Commercial
Reflective Roof Treatment |  |  |  |  | rarea | 15707 | Estimated Roof Area, Offices | CBECS 2012 Water Consumption and ENERGY STAR Water Sense Building Types | Commercial
Reflective Roof Treatment |  |  |  |  | rarea | 4843 | Estimated Roof Area, Restaurants | CBECS 2012 Water Consumption and ENERGY STAR Water Sense Building Types | Commercial
Reflective Roof Treatment |  |  |  |  | rarea | 17868 | Estimated Roof Area, Retail | CBECS 2012 Water Consumption and ENERGY STAR Water Sense Building Types | Commercial
Reflective Roof Treatment |  |  |  |  | rarea | 71516 | Estimated Roof Area, Schools K-12 | CBECS 2012 Water Consumption and ENERGY STAR Water Sense Building Types | Commercial
Reflective Roof Treatment |  |  |  |  | rarea | 19949 | Estimated Roof Area, Warehouse | CBECS 2012 Water Consumption and ENERGY STAR Water Sense Building Types | Commercial
Reflective Roof Treatment |  |  |  |  | eer_reflect | 11 | Cooling energy efficiency ratio (EER) | ASHRAE 90.1 Air-cooled AC unit >135 kBTU/h | Commercial
Reflective Roof Treatment |  |  |  |  | coolingload_ee | 4591 | Annual Cooling Load for an energy efficient cool roof (CoolingLoad_EE) | Oak Ridge National Laboratory. Cool Roof Calculator for Tampa, Florida | Commercial
Reflective Roof Treatment |  |  |  |  | coolingload_black | 6847 | Annual Cooling Load for a standard black roof (CoolingLoad_Black) | Oak Ridge National Laboratory. Cool Roof Calculator for Tampa, Florida | Commercial
Refrigerated Display Case LED Lighting | Refrigerated Display Case LED Lighting | Refrigeration | energy_base*days-(kwbase-kw_eff)/1000*hou_rcase*(1+if_rcase) | energy_base*days | days | 365 | days per year |  | Commercial
Refrigerated Display Case LED Lighting |  |  |  |  | hou_rcase | 6471 | Refrigerated Case Lighting Hours of Use | Pennsylvania 2019-2020 Statewide TRM, Section 3.1.6, Table 3-19 | Commercial
Refrigerated Display Case LED Lighting |  |  |  |  | if_rcase | 0.32333 | Refrigerated Case Lighting Interactive Factor | Pennsylvania 2019-2020 Statewide TRM, Table 3-8 (Average of Freezer and Cooler) | Commercial
Refrigerated Display Case LED Lighting |  |  |  |  | kw_eff | 10.45 | Power of Efficient Refrigerated Case LED | GE Immersion LED Refrigerated Display Lighting Technical Guide, Average of Center and End Units | Commercial
Refrigerated Display Case LED Lighting |  |  |  |  | kwbase | 28.16 | Power of Lumen-Equivalent Baseline Linear Fluorescent Fixture | Osram Sylvania 's 2014-2015 Lamp and Ballast Catalog, and Pennsylvania 2016 Statewide TRM, Appendix C | Commercial
Refrigerated Display Case LED Lighting |  |  |  |  | energy_base | 6.67 | Baseline Glass Door Refrigerator Energy Consumption | Pennsylvania 2019-2020 Statewide TRM, Table 3-95 | Commercial
Refrigerated Display Case Lighting Controls | Refrigerated Display Case Lighting Controls | Refrigeration | energy_base*days-kwbase*hou_rcase*(1+if_rcase)/1000*svgee | energy_base*days | days | 365 | days per year |  | Commercial
Refrigerated Display Case Lighting Controls |  |  |  |  | svgee | 0.24 | Occupancy Sensor Savings Factor | Pennsylvania 2019-2020 Statewide TRM, Section 3.1.1, Table 3-4 | Commercial
Refrigerated Display Case Lighting Controls |  |  |  |  | hou_rcase | 6471 | Refrigerated Case Lighting Hours of Use | Pennsylvania 2019-2020 Statewide TRM, Section 3.1.6, Table 3-19 | Commercial
Refrigerated Display Case Lighting Controls |  |  |  |  | if_rcase | 0.32333 | Refrigerated Case Lighting Interactive Factor | Pennsylvania 2019-2020 Statewide TRM, Table 3-8 (Average of Freezer and Cooler) | Commercial
Refrigerated Display Case Lighting Controls |  |  |  |  | kwbase | 28.16 | Power of Lumen-Equivalent Baseline Linear Fluorescent Fixture | Osram Sylvania 's 2014-2015 Lamp and Ballast Catalog, and Pennsylvania 2016 Statewide TRM, Appendix C | Commercial
Refrigerated Display Case Lighting Controls |  |  |  |  | energy_base | 6.67 | Baseline Glass Door Refrigerator Energy Consumption | Pennsylvania 2019-2020 Statewide TRM, Table 3-95 | Commercial
Refrigeration Commissioning | Refrigeration Commissioning | Refrigeration | eui_refrigeration*sqft*(1-svge) | eui_refrigeration*sqft | sqft | 15585 | Average Premise Area, Assembly | US Energy Information Administration, 2018 Commercial Buildings Energy Consumption Survey | Commercial
Refrigeration Commissioning |  |  |  |  | eui_refrigeration | 0.58 | Energy Use Intensity_refrigeration, Assembly | US Energy Information Administration, 2018 Commercial Buildings Energy Consumption Survey | Commercial
Refrigeration Commissioning |  |  |  |  | sqft | 24388 | Average Premise Area, College and University | US Energy Information Administration, 2018 Commercial Buildings Energy Consumption Survey | Commercial
Refrigeration Commissioning |  |  |  |  | eui_refrigeration | 0.33 | Energy Use Intensity_refrigeration, College and University | US Energy Information Administration, 2018 Commercial Buildings Energy Consumption Survey | Commercial
Refrigeration Commissioning |  |  |  |  | sqft | 104487 | Average Premise Area, Data Center | US Energy Information Administration, 2018 Commercial Buildings Energy Consumption Survey | Commercial
Refrigeration Commissioning |  |  |  |  | eui_refrigeration | 1.05 | Energy Use Intensity_refrigeration, Data Center | US Energy Information Administration, 2018 Commercial Buildings Energy Consumption Survey | Commercial
Refrigeration Commissioning |  |  |  |  | sqft | 2663 | Average Premise Area, Grocery | US Energy Information Administration, 2018 Commercial Buildings Energy Consumption Survey | Commercial
Refrigeration Commissioning |  |  |  |  | eui_refrigeration | 32.05 | Energy Use Intensity_refrigeration, Grocery | US Energy Information Administration, 2018 Commercial Buildings Energy Consumption Survey | Commercial
Refrigeration Commissioning |  |  |  |  | sqft | 9531 | Average Premise Area, Healthcare | US Energy Information Administration, 2018 Commercial Buildings Energy Consumption Survey | Commercial
Refrigeration Commissioning |  |  |  |  | eui_refrigeration | 0.38 | Energy Use Intensity_refrigeration, Healthcare | US Energy Information Administration, 2018 Commercial Buildings Energy Consumption Survey | Commercial
Refrigeration Commissioning |  |  |  |  | eui_refrigeration | 1.49 | Energy Use Intensity_refrigeration, Hospitals | US Energy Information Administration, 2018 Commercial Buildings Energy Consumption Survey | Commercial
Refrigeration Commissioning |  |  |  |  | sqft | 188543 | Average Premise Area, Hospitals | US Energy Information Administration, 2018 Commercial Buildings Energy Consumption Survey | Commercial
Refrigeration Commissioning |  |  |  |  | sqft | 12448 | Average Premise Area, Institutional | US Energy Information Administration, 2018 Commercial Buildings Energy Consumption Survey | Commercial
Refrigeration Commissioning |  |  |  |  | eui_refrigeration | 0.48 | Energy Use Intensity_refrigeration, Institutional | US Energy Information Administration, 2018 Commercial Buildings Energy Consumption Survey | Commercial
Refrigeration Commissioning |  |  |  |  | eui_refrigeration | 2.23 | Energy Use Intensity_refrigeration, Lodging/Hospitality | US Energy Information Administration, 2018 Commercial Buildings Energy Consumption Survey | Commercial
Refrigeration Commissioning |  |  |  |  | sqft | 43432 | Average Premise Area, Lodging/Hospitality | US Energy Information Administration, 2018 Commercial Buildings Energy Consumption Survey | Commercial
Refrigeration Commissioning |  |  |  |  | eui_refrigeration | 0.01 | Energy Use Intensity_refrigeration, Miscellaneous | US Energy Information Administration, 2018 Commercial Buildings Energy Consumption Survey | Commercial
Refrigeration Commissioning |  |  |  |  | sqft | 33805 | Average Premise Area, Miscellaneous | US Energy Information Administration, 2018 Commercial Buildings Energy Consumption Survey | Commercial
Refrigeration Commissioning |  |  |  |  | eui_refrigeration | 0.52 | Energy Use Intensity_refrigeration, Offcies | US Energy Information Administration, 2018 Commercial Buildings Energy Consumption Survey | Commercial
Refrigeration Commissioning |  |  |  |  | sqft | 17724 | Average Premise Area, Offices | US Energy Information Administration, 2018 Commercial Buildings Energy Consumption Survey | Commercial
Refrigeration Commissioning |  |  |  |  | eui_refrigeration | 13.25 | Energy Use Intensity_refrigeration, Restaurants | US Energy Information Administration, 2018 Commercial Buildings Energy Consumption Survey | Commercial
Refrigeration Commissioning |  |  |  |  | sqft | 4990 | Average Premise Area, Restaurants | US Energy Information Administration, 2018 Commercial Buildings Energy Consumption Survey | Commercial
Refrigeration Commissioning |  |  |  |  | eui_refrigeration | 2.36 | Energy Use Intensity_refrigeration, Retail | US Energy Information Administration, 2018 Commercial Buildings Energy Consumption Survey | Commercial
Refrigeration Commissioning |  |  |  |  | sqft | 23334 | Average Premise Area, Retail | US Energy Information Administration, 2018 Commercial Buildings Energy Consumption Survey | Commercial
Refrigeration Commissioning |  |  |  |  | eui_refrigeration | 0.29 | Energy Use Intensity_refrigeration, Schools K-12 | US Energy Information Administration, 2018 Commercial Buildings Energy Consumption Survey | Commercial
Refrigeration Commissioning |  |  |  |  | sqft | 33114 | Average Premise Area, Schools k-12 | US Energy Information Administration, 2018 Commercial Buildings Energy Consumption Survey | Commercial
Refrigeration Commissioning |  |  |  |  | sqft | 19802 | Average Premise Area, Warehouse | US Energy Information Administration, 2018 Commercial Buildings Energy Consumption Survey | Commercial
Refrigeration Commissioning |  |  |  |  | eui_refrigeration | 0.14 | Energy Use Intensity_refrigeration, Warehouse | US Energy Information Administration, 2018 Commercial Buildings Energy Consumption Survey | Commercial
Refrigeration Commissioning |  |  |  |  | svge | 0.121 | Refrigeration Commissioning Energy Savings Factor | Mill, E. 2009. Building Commissioning: A Golden Opportunity for Reducing Energy Cost and GreenhousDe Gas Emissions. Lawrence Berkeley National Laboratory. Used cost (and savings estimate) for supermarkets of $0.14/sf inflated at 2% from 2004 to 2020 | Commercial
Refrigeration Economizer | Refrigeration Economizer | Refrigeration | eui_refrigeration*sqft*(1-svge) | eui_refrigeration * sqft | sqft | 15585 | Average Premise Area, Assembly | US Energy Information Administration, 2018 Commercial Buildings Energy Consumption Survey | Commercial
Refrigeration Economizer |  |  |  |  | svge | 0.28 | Annual energy savings% | https://nordic-refrig.com/wp-content/uploads/2016/08/Nordic-Economizer_Basic-Info.pdf, average of annual % savings. | Commercial
Refrigeration Economizer |  |  |  |  | eui_refrigeration | 0.58 | Energy Use Intensity_refrigeration, Assembly | US Energy Information Administration, 2018 Commercial Buildings Energy Consumption Survey | Commercial
Refrigeration Economizer |  |  |  |  | sqft | 24388 | Average Premise Area, College and University | US Energy Information Administration, 2018 Commercial Buildings Energy Consumption Survey | Commercial
Refrigeration Economizer |  |  |  |  | eui_refrigeration | 0.33 | Energy Use Intensity_refrigeration, College and University | US Energy Information Administration, 2018 Commercial Buildings Energy Consumption Survey | Commercial
Refrigeration Economizer |  |  |  |  | sqft | 104487 | Average Premise Area, Data Center | US Energy Information Administration, 2018 Commercial Buildings Energy Consumption Survey | Commercial
Refrigeration Economizer |  |  |  |  | eui_refrigeration | 1.05 | Energy Use Intensity_refrigeration, Data Center | US Energy Information Administration, 2018 Commercial Buildings Energy Consumption Survey | Commercial
Refrigeration Economizer |  |  |  |  | sqft | 2663 | Average Premise Area, Grocery | US Energy Information Administration, 2018 Commercial Buildings Energy Consumption Survey | Commercial
Refrigeration Economizer |  |  |  |  | eui_refrigeration | 32.05 | Energy Use Intensity_refrigeration, Grocery | US Energy Information Administration, 2018 Commercial Buildings Energy Consumption Survey | Commercial
Refrigeration Economizer |  |  |  |  | sqft | 9531 | Average Premise Area, Healthcare | US Energy Information Administration, 2018 Commercial Buildings Energy Consumption Survey | Commercial
Refrigeration Economizer |  |  |  |  | eui_refrigeration | 0.38 | Energy Use Intensity_refrigeration, Healthcare | US Energy Information Administration, 2018 Commercial Buildings Energy Consumption Survey | Commercial
Refrigeration Economizer |  |  |  |  | eui_refrigeration | 1.49 | Energy Use Intensity_refrigeration, Hospitals | US Energy Information Administration, 2018 Commercial Buildings Energy Consumption Survey | Commercial
Refrigeration Economizer |  |  |  |  | sqft | 188543 | Average Premise Area, Hospitals | US Energy Information Administration, 2018 Commercial Buildings Energy Consumption Survey | Commercial
Refrigeration Economizer |  |  |  |  | sqft | 12448 | Average Premise Area, Institutional | US Energy Information Administration, 2018 Commercial Buildings Energy Consumption Survey | Commercial
Refrigeration Economizer |  |  |  |  | eui_refrigeration | 0.48 | Energy Use Intensity_refrigeration, Institutional | US Energy Information Administration, 2018 Commercial Buildings Energy Consumption Survey | Commercial
Refrigeration Economizer |  |  |  |  | eui_refrigeration | 2.23 | Energy Use Intensity_refrigeration, Lodging/Hospitality | US Energy Information Administration, 2018 Commercial Buildings Energy Consumption Survey | Commercial
Refrigeration Economizer |  |  |  |  | sqft | 43432 | Average Premise Area, Lodging/Hospitality | US Energy Information Administration, 2018 Commercial Buildings Energy Consumption Survey | Commercial
Refrigeration Economizer |  |  |  |  | eui_refrigeration | 0.01 | Energy Use Intensity_refrigeration, Miscellaneous | US Energy Information Administration, 2018 Commercial Buildings Energy Consumption Survey | Commercial
Refrigeration Economizer |  |  |  |  | sqft | 33805 | Average Premise Area, Miscellaneous | US Energy Information Administration, 2018 Commercial Buildings Energy Consumption Survey | Commercial
Refrigeration Economizer |  |  |  |  | eui_refrigeration | 0.52 | Energy Use Intensity_refrigeration, Offcies | US Energy Information Administration, 2018 Commercial Buildings Energy Consumption Survey | Commercial
Refrigeration Economizer |  |  |  |  | sqft | 17724 | Average Premise Area, Offices | US Energy Information Administration, 2018 Commercial Buildings Energy Consumption Survey | Commercial
Refrigeration Economizer |  |  |  |  | eui_refrigeration | 13.25 | Energy Use Intensity_refrigeration, Restaurants | US Energy Information Administration, 2018 Commercial Buildings Energy Consumption Survey | Commercial
Refrigeration Economizer |  |  |  |  | sqft | 4990 | Average Premise Area, Restaurants | US Energy Information Administration, 2018 Commercial Buildings Energy Consumption Survey | Commercial
Refrigeration Economizer |  |  |  |  | eui_refrigeration | 2.36 | Energy Use Intensity_refrigeration, Retail | US Energy Information Administration, 2018 Commercial Buildings Energy Consumption Survey | Commercial
Refrigeration Economizer |  |  |  |  | sqft | 23334 | Average Premise Area, Retail | US Energy Information Administration, 2018 Commercial Buildings Energy Consumption Survey | Commercial
Refrigeration Economizer |  |  |  |  | eui_refrigeration | 0.29 | Energy Use Intensity_refrigeration, Schools K-12 | US Energy Information Administration, 2018 Commercial Buildings Energy Consumption Survey | Commercial
Refrigeration Economizer |  |  |  |  | sqft | 33114 | Average Premise Area, Schools k-12 | US Energy Information Administration, 2018 Commercial Buildings Energy Consumption Survey | Commercial
Refrigeration Economizer |  |  |  |  | sqft | 19802 | Average Premise Area, Warehouse | US Energy Information Administration, 2018 Commercial Buildings Energy Consumption Survey | Commercial
Refrigeration Economizer |  |  |  |  | eui_refrigeration | 0.14 | Energy Use Intensity_refrigeration, Warehouse | US Energy Information Administration, 2018 Commercial Buildings Energy Consumption Survey | Commercial
Regenerative Drive Elevator Motor | Regenerative Drive Elevator Motor | Commercial Miscellaneous | 0.746*HP*LF/n_ee*RHRS | 0.746*HP*LF/n_base * RHRS | HP | 20 | Rated horsepower of the baseline and energy efficient motor | Nexant eQuest 2014; PA TRM, June 2016, Errata Update February 2017, Section 3.3.1, Table 3-57; PA TRM, June 2016, Errata Update February 2017, Section 3.3.1, Table 3-58 | Commercial
Regenerative Drive Elevator Motor |  |  |  |  | LF | 0.75 | Load Factor - Ratio between the actual load and the rated load | California Public Utility Commission. Database for Energy Efficiency Resources 2005. | Commercial
Regenerative Drive Elevator Motor |  |  |  |  | RHRS | 2600 | Annual run hours of the motor | https://www.boma.org/research/Documents/Find%20a%20Resource/Elevator%20Modernization%20Case%20Study.pdf | Commercial
Regenerative Drive Elevator Motor |  |  |  |  | n_ee | 0.95 | Efficiency of the energy-efficient motor | Epact vs. NEMA Premium | Commercial
Regenerative Drive Elevator Motor |  |  |  |  | n_base | 0.89 | Efficiency of the baseline motor | Epact vs. NEMA Premium | Commercial
Retro-Commissioning (Existing Construction)_SC | Retro-Commissioning (Existing Construction)_SC | Space Cooling | eui_space_cooling*sqft*(1-svgee) | eui_space_cooling*sqft | sqft | 15585 | Average Premise Area, Assembly | US Energy Information Administration, 2018 Commercial Buildings Energy Consumption Survey | Commercial
Retro-Commissioning (Existing Construction)_SC |  |  |  |  | eui_space_cooling | 8.01 | Energy Use Intensity_space_cooling, Assembly | US Energy Information Administration, 2018 Commercial Buildings Energy Consumption Survey | Commercial
Retro-Commissioning (Existing Construction)_SC |  |  |  |  | eui_space_cooling | 2.06 | Energy Use Intensity_space_cooling, College and University | US Energy Information Administration, 2018 Commercial Buildings Energy Consumption Survey | Commercial
Retro-Commissioning (Existing Construction)_SC |  |  |  |  | sqft | 24388 | Average Premise Area, College and University | US Energy Information Administration, 2018 Commercial Buildings Energy Consumption Survey | Commercial
Retro-Commissioning (Existing Construction)_SC |  |  |  |  | sqft | 104487 | Average Premise Area, Data Center | US Energy Information Administration, 2018 Commercial Buildings Energy Consumption Survey | Commercial
Retro-Commissioning (Existing Construction)_SC |  |  |  |  | eui_space_cooling | 2.36 | Energy Use Intensity_space_cooling, Data Center | US Energy Information Administration, 2018 Commercial Buildings Energy Consumption Survey | Commercial
Retro-Commissioning (Existing Construction)_SC |  |  |  |  | sqft | 2663 | Average Premise Area, Grocery | US Energy Information Administration, 2018 Commercial Buildings Energy Consumption Survey | Commercial
Retro-Commissioning (Existing Construction)_SC |  |  |  |  | eui_space_cooling | 3.81 | Energy Use Intensity_space_cooling, Grocery | US Energy Information Administration, 2018 Commercial Buildings Energy Consumption Survey | Commercial
Retro-Commissioning (Existing Construction)_SC |  |  |  |  | eui_space_cooling | 2.21 | Energy Use Intensity_space_cooling, Healthcare | US Energy Information Administration, 2018 Commercial Buildings Energy Consumption Survey | Commercial
Retro-Commissioning (Existing Construction)_SC |  |  |  |  | sqft | 9531 | Average Premise Area, Healthcare | US Energy Information Administration, 2018 Commercial Buildings Energy Consumption Survey | Commercial
Retro-Commissioning (Existing Construction)_SC |  |  |  |  | eui_space_cooling | 9.83 | Energy Use Intensity_space_cooling, Hospitals | US Energy Information Administration, 2018 Commercial Buildings Energy Consumption Survey | Commercial
Retro-Commissioning (Existing Construction)_SC |  |  |  |  | sqft | 188543 | Average Premise Area, Hospitals | US Energy Information Administration, 2018 Commercial Buildings Energy Consumption Survey | Commercial
Retro-Commissioning (Existing Construction)_SC |  |  |  |  | sqft | 12448 | Average Premise Area, Institutional | US Energy Information Administration, 2018 Commercial Buildings Energy Consumption Survey | Commercial
Retro-Commissioning (Existing Construction)_SC |  |  |  |  | eui_space_cooling | 1.98 | Energy Use Intensity_space_cooling, Institutional | US Energy Information Administration, 2018 Commercial Buildings Energy Consumption Survey | Commercial
Retro-Commissioning (Existing Construction)_SC |  |  |  |  | sqft | 43432 | Average Premise Area, Lodging/Hospitality | US Energy Information Administration, 2018 Commercial Buildings Energy Consumption Survey | Commercial
Retro-Commissioning (Existing Construction)_SC |  |  |  |  | eui_space_cooling | 4.62 | Energy Use Intensity_space_cooling, Lodging/Hospitality | US Energy Information Administration, 2018 Commercial Buildings Energy Consumption Survey | Commercial
Retro-Commissioning (Existing Construction)_SC |  |  |  |  | eui_space_cooling | 1.32 | Energy Use Intensity_space_cooling, Miscellaneous | US Energy Information Administration, 2018 Commercial Buildings Energy Consumption Survey | Commercial
Retro-Commissioning (Existing Construction)_SC |  |  |  |  | sqft | 33805 | Average Premise Area, Miscellaneous | US Energy Information Administration, 2018 Commercial Buildings Energy Consumption Survey | Commercial
Retro-Commissioning (Existing Construction)_SC |  |  |  |  | eui_space_cooling | 3.19 | Energy Use Intensity_space_cooling, Offices | US Energy Information Administration, 2018 Commercial Buildings Energy Consumption Survey | Commercial
Retro-Commissioning (Existing Construction)_SC |  |  |  |  | sqft | 17724 | Average Premise Area, Offices | US Energy Information Administration, 2018 Commercial Buildings Energy Consumption Survey | Commercial
Retro-Commissioning (Existing Construction)_SC |  |  |  |  | eui_space_cooling | 9.72 | Energy Use Intensity_space_cooling, Restaurants | US Energy Information Administration, 2018 Commercial Buildings Energy Consumption Survey | Commercial
Retro-Commissioning (Existing Construction)_SC |  |  |  |  | sqft | 4990 | Average Premise Area, Restaurants | US Energy Information Administration, 2018 Commercial Buildings Energy Consumption Survey | Commercial
Retro-Commissioning (Existing Construction)_SC |  |  |  |  | eui_space_cooling | 3.07 | Energy Use Intensity_space_cooling, Retail | US Energy Information Administration, 2018 Commercial Buildings Energy Consumption Survey | Commercial
Retro-Commissioning (Existing Construction)_SC |  |  |  |  | sqft | 23334 | Average Premise Area, Retail | US Energy Information Administration, 2018 Commercial Buildings Energy Consumption Survey | Commercial
Retro-Commissioning (Existing Construction)_SC |  |  |  |  | eui_space_cooling | 4.85 | Energy Use Intensity_space_cooling, Schools K-12 | US Energy Information Administration, 2018 Commercial Buildings Energy Consumption Survey | Commercial
Retro-Commissioning (Existing Construction)_SC |  |  |  |  | sqft | 33114 | Average Premise Area, Schools k-12 | US Energy Information Administration, 2018 Commercial Buildings Energy Consumption Survey | Commercial
Retro-Commissioning (Existing Construction)_SC |  |  |  |  | sqft | 19802 | Average Premise Area, Warehouse | US Energy Information Administration, 2018 Commercial Buildings Energy Consumption Survey | Commercial
Retro-Commissioning (Existing Construction)_SC |  |  |  |  | eui_space_cooling | 0.98 | Energy Use Intensity_space_cooling, Warehouse | US Energy Information Administration, 2018 Commercial Buildings Energy Consumption Survey | Commercial
Retro-Commissioning (Existing Construction)_SC |  |  |  |  | svgee | 0.16 | Retrocommissioning Energy Savings Factor | Pennsylvania Public Utility Commission, Energy Efficiency Potential Study for Pennsylvania Final Report, 2015, Appendix E | Commercial
Retro-Commissioning (Existing Construction)_SH | Retro-Commissioning (Existing Construction)_SH | Space Heating | eui_space_heating*sqft*(1-svgee) | eui_space_heating*sqft | eui_space_heating | 1.02 | Energy Use Intensity_space_heating, Assembly | US Energy Information Administration, 2018 Commercial Buildings Energy Consumption Survey | Commercial
Retro-Commissioning (Existing Construction)_SH |  |  |  |  | svgee | 0.16 | Retrocommissioning Energy Savings Factor | Pennsylvania Public Utility Commission, Energy Efficiency Potential Study for Pennsylvania Final Report, 2015, Appendix E | Commercial
Retro-Commissioning (Existing Construction)_SH |  |  |  |  | sqft | 15585 | Average Premise Area, Assembly | US Energy Information Administration, 2018 Commercial Buildings Energy Consumption Survey | Commercial
Retro-Commissioning (Existing Construction)_SH |  |  |  |  | eui_space_heating | 0.32 | Energy Use Intensity_space_heating, College and University | US Energy Information Administration, 2018 Commercial Buildings Energy Consumption Survey | Commercial
Retro-Commissioning (Existing Construction)_SH |  |  |  |  | sqft | 24388 | Average Premise Area, College and University | US Energy Information Administration, 2018 Commercial Buildings Energy Consumption Survey | Commercial
Retro-Commissioning (Existing Construction)_SH |  |  |  |  | sqft | 104487 | Average Premise Area, Data Center | US Energy Information Administration, 2018 Commercial Buildings Energy Consumption Survey | Commercial
Retro-Commissioning (Existing Construction)_SH |  |  |  |  | eui_space_heating | 0.57 | Energy Use Intensity_space_heating, Data Center | US Energy Information Administration, 2018 Commercial Buildings Energy Consumption Survey | Commercial
Retro-Commissioning (Existing Construction)_SH |  |  |  |  | eui_space_heating | 2.59 | Energy Use Intensity_space_heating, Grocery | US Energy Information Administration, 2018 Commercial Buildings Energy Consumption Survey | Commercial
Retro-Commissioning (Existing Construction)_SH |  |  |  |  | sqft | 2663 | Average Premise Area, Grocery | US Energy Information Administration, 2018 Commercial Buildings Energy Consumption Survey | Commercial
Retro-Commissioning (Existing Construction)_SH |  |  |  |  | eui_space_heating | 1.12 | Energy Use Intensity_space_heating, Healthcare | US Energy Information Administration, 2018 Commercial Buildings Energy Consumption Survey | Commercial
Retro-Commissioning (Existing Construction)_SH |  |  |  |  | sqft | 9531 | Average Premise Area, Healthcare | US Energy Information Administration, 2018 Commercial Buildings Energy Consumption Survey | Commercial
Retro-Commissioning (Existing Construction)_SH |  |  |  |  | sqft | 188543 | Average Premise Area, Hospitals | US Energy Information Administration, 2018 Commercial Buildings Energy Consumption Survey | Commercial
Retro-Commissioning (Existing Construction)_SH |  |  |  |  | eui_space_heating | 1.16 | Energy Use Intensity_space_heating, Hospitals | US Energy Information Administration, 2018 Commercial Buildings Energy Consumption Survey | Commercial
Retro-Commissioning (Existing Construction)_SH |  |  |  |  | eui_space_heating | 0.59 | Energy Use Intensity_space_heating, Institutional | US Energy Information Administration, 2018 Commercial Buildings Energy Consumption Survey | Commercial
Retro-Commissioning (Existing Construction)_SH |  |  |  |  | sqft | 12448 | Average Premise Area, Institutional | US Energy Information Administration, 2018 Commercial Buildings Energy Consumption Survey | Commercial
Retro-Commissioning (Existing Construction)_SH |  |  |  |  | eui_space_heating | 0.53 | Energy Use Intensity_space_heating, Lodging/Hospitality | US Energy Information Administration, 2018 Commercial Buildings Energy Consumption Survey | Commercial
Retro-Commissioning (Existing Construction)_SH |  |  |  |  | sqft | 43432 | Average Premise Area, Lodging/Hospitality | US Energy Information Administration, 2018 Commercial Buildings Energy Consumption Survey | Commercial
Retro-Commissioning (Existing Construction)_SH |  |  |  |  | eui_space_heating | 0.74 | Energy Use Intensity_space_heating, Miscellaneous | US Energy Information Administration, 2018 Commercial Buildings Energy Consumption Survey | Commercial
Retro-Commissioning (Existing Construction)_SH |  |  |  |  | sqft | 33805 | Average Premise Area, Miscellaneous | US Energy Information Administration, 2018 Commercial Buildings Energy Consumption Survey | Commercial
Retro-Commissioning (Existing Construction)_SH |  |  |  |  | sqft | 17724 | Average Premise Area, Offices | US Energy Information Administration, 2018 Commercial Buildings Energy Consumption Survey | Commercial
Retro-Commissioning (Existing Construction)_SH |  |  |  |  | eui_space_heating | 1.62 | Energy Use Intensity_space_heating, Offices | US Energy Information Administration, 2018 Commercial Buildings Energy Consumption Survey | Commercial
Retro-Commissioning (Existing Construction)_SH |  |  |  |  | sqft | 4990 | Average Premise Area, Restaurants | US Energy Information Administration, 2018 Commercial Buildings Energy Consumption Survey | Commercial
Retro-Commissioning (Existing Construction)_SH |  |  |  |  | eui_space_heating | 3.55 | Energy Use Intensity_space_heating, Restaurants | US Energy Information Administration, 2018 Commercial Buildings Energy Consumption Survey | Commercial
Retro-Commissioning (Existing Construction)_SH |  |  |  |  | eui_space_heating | 1.09 | Energy Use Intensity_space_heating, Retail | US Energy Information Administration, 2018 Commercial Buildings Energy Consumption Survey | Commercial
Retro-Commissioning (Existing Construction)_SH |  |  |  |  | sqft | 23334 | Average Premise Area, Retail | US Energy Information Administration, 2018 Commercial Buildings Energy Consumption Survey | Commercial
Retro-Commissioning (Existing Construction)_SH |  |  |  |  | eui_space_heating | 1.51 | Energy Use Intensity_space_heating, Schools K-12 | US Energy Information Administration, 2018 Commercial Buildings Energy Consumption Survey | Commercial
Retro-Commissioning (Existing Construction)_SH |  |  |  |  | sqft | 33114 | Average Premise Area, Schools k-12 | US Energy Information Administration, 2018 Commercial Buildings Energy Consumption Survey | Commercial
Retro-Commissioning (Existing Construction)_SH |  |  |  |  | sqft | 19802 | Average Premise Area, Warehouse | US Energy Information Administration, 2018 Commercial Buildings Energy Consumption Survey | Commercial
Retro-Commissioning (Existing Construction)_SH |  |  |  |  | eui_space_heating | 0.43 | Energy Use Intensity_space_heating, Warehouse | US Energy Information Administration, 2018 Commercial Buildings Energy Consumption Survey | Commercial
Retro-Commissioning (Existing Construction)_VT | Retro-Commissioning (Existing Construction)_VT | Ventilation and Circulation | eui_ventilation_circulation*sqft*(1-svgee) | eui_ventilation_circulation*sqft | sqft | 15585 | Average Premise Area, Assembly | US Energy Information Administration, 2018 Commercial Buildings Energy Consumption Survey | Commercial
Retro-Commissioning (Existing Construction)_VT |  |  |  |  | svgee | 0.16 | Retrocommissioning Energy Savings Factor | Pennsylvania Public Utility Commission, Energy Efficiency Potential Study for Pennsylvania Final Report, 2015, Appendix E | Commercial
Retro-Commissioning (Existing Construction)_VT |  |  |  |  | eui_ventilation_circulation | 0.62 | Energy Use Intensity_ventilation_circulation, Assembly | US Energy Information Administration, 2018 Commercial Buildings Energy Consumption Survey | Commercial
Retro-Commissioning (Existing Construction)_VT |  |  |  |  | sqft | 24388 | Average Premise Area, College and University | US Energy Information Administration, 2018 Commercial Buildings Energy Consumption Survey | Commercial
Retro-Commissioning (Existing Construction)_VT |  |  |  |  | eui_ventilation_circulation | 1.34 | Energy Use Intensity_ventilation_circulation, College and University | US Energy Information Administration, 2018 Commercial Buildings Energy Consumption Survey | Commercial
Retro-Commissioning (Existing Construction)_VT |  |  |  |  | sqft | 104487 | Average Premise Area, Data Center | US Energy Information Administration, 2018 Commercial Buildings Energy Consumption Survey | Commercial
Retro-Commissioning (Existing Construction)_VT |  |  |  |  | eui_ventilation_circulation | 1.99 | Energy Use Intensity_ventilation_circulation, Data Center | US Energy Information Administration, 2018 Commercial Buildings Energy Consumption Survey | Commercial
Retro-Commissioning (Existing Construction)_VT |  |  |  |  | eui_ventilation_circulation | 3.98 | Energy Use Intensity_ventilation_circulation, Grocery | US Energy Information Administration, 2018 Commercial Buildings Energy Consumption Survey | Commercial
Retro-Commissioning (Existing Construction)_VT |  |  |  |  | sqft | 2663 | Average Premise Area, Grocery | US Energy Information Administration, 2018 Commercial Buildings Energy Consumption Survey | Commercial
Retro-Commissioning (Existing Construction)_VT |  |  |  |  | sqft | 9531 | Average Premise Area, Healthcare | US Energy Information Administration, 2018 Commercial Buildings Energy Consumption Survey | Commercial
Retro-Commissioning (Existing Construction)_VT |  |  |  |  | eui_ventilation_circulation | 3.89 | Energy Use Intensity_ventilation_circulation, Healthcare | US Energy Information Administration, 2018 Commercial Buildings Energy Consumption Survey | Commercial
Retro-Commissioning (Existing Construction)_VT |  |  |  |  | eui_ventilation_circulation | 7.44 | Energy Use Intensity_ventilation_circulation, Hospitals | US Energy Information Administration, 2018 Commercial Buildings Energy Consumption Survey | Commercial
Retro-Commissioning (Existing Construction)_VT |  |  |  |  | sqft | 188543 | Average Premise Area, Hospitals | US Energy Information Administration, 2018 Commercial Buildings Energy Consumption Survey | Commercial
Retro-Commissioning (Existing Construction)_VT |  |  |  |  | eui_ventilation_circulation | 0.59 | Energy Use Intensity_ventilation_circulation, Institutional | US Energy Information Administration, 2018 Commercial Buildings Energy Consumption Survey | Commercial
Retro-Commissioning (Existing Construction)_VT |  |  |  |  | sqft | 12448 | Average Premise Area, Institutional | US Energy Information Administration, 2018 Commercial Buildings Energy Consumption Survey | Commercial
Retro-Commissioning (Existing Construction)_VT |  |  |  |  | eui_ventilation_circulation | 2.85 | Energy Use Intensity_ventilation_circulation, Lodging/Hospitality | US Energy Information Administration, 2018 Commercial Buildings Energy Consumption Survey | Commercial
Retro-Commissioning (Existing Construction)_VT |  |  |  |  | sqft | 43432 | Average Premise Area, Lodging/Hospitality | US Energy Information Administration, 2018 Commercial Buildings Energy Consumption Survey | Commercial
Retro-Commissioning (Existing Construction)_VT |  |  |  |  | eui_ventilation_circulation | 0.63 | Energy Use Intensity_ventilation_circulation, Miscellaneous | US Energy Information Administration, 2018 Commercial Buildings Energy Consumption Survey | Commercial
Retro-Commissioning (Existing Construction)_VT |  |  |  |  | sqft | 33805 | Average Premise Area, Miscellaneous | US Energy Information Administration, 2018 Commercial Buildings Energy Consumption Survey | Commercial
Retro-Commissioning (Existing Construction)_VT |  |  |  |  | eui_ventilation_circulation | 2.72 | Energy Use Intensity_ventilation_circulation, Offices | US Energy Information Administration, 2018 Commercial Buildings Energy Consumption Survey | Commercial
Retro-Commissioning (Existing Construction)_VT |  |  |  |  | sqft | 17724 | Average Premise Area, Offices | US Energy Information Administration, 2018 Commercial Buildings Energy Consumption Survey | Commercial
Retro-Commissioning (Existing Construction)_VT |  |  |  |  | eui_ventilation_circulation | 5.58 | Energy Use Intensity_ventilation_circulation, Restaurants | US Energy Information Administration, 2018 Commercial Buildings Energy Consumption Survey | Commercial
Retro-Commissioning (Existing Construction)_VT |  |  |  |  | sqft | 4990 | Average Premise Area, Restaurants | US Energy Information Administration, 2018 Commercial Buildings Energy Consumption Survey | Commercial
Retro-Commissioning (Existing Construction)_VT |  |  |  |  | eui_ventilation_circulation | 2.21 | Energy Use Intensity_ventilation_circulation, Retail | US Energy Information Administration, 2018 Commercial Buildings Energy Consumption Survey | Commercial
Retro-Commissioning (Existing Construction)_VT |  |  |  |  | sqft | 23334 | Average Premise Area, Retail | US Energy Information Administration, 2018 Commercial Buildings Energy Consumption Survey | Commercial
Retro-Commissioning (Existing Construction)_VT |  |  |  |  | eui_ventilation_circulation | 1.33 | Energy Use Intensity_ventilation_circulation, Schools K-12 | US Energy Information Administration, 2018 Commercial Buildings Energy Consumption Survey | Commercial
Retro-Commissioning (Existing Construction)_VT |  |  |  |  | sqft | 33114 | Average Premise Area, Schools k-12 | US Energy Information Administration, 2018 Commercial Buildings Energy Consumption Survey | Commercial
Retro-Commissioning (Existing Construction)_VT |  |  |  |  | eui_ventilation_circulation | 0.24 | Energy Use Intensity_ventilation_circulation, Warehouse | US Energy Information Administration, 2018 Commercial Buildings Energy Consumption Survey | Commercial
Retro-Commissioning (Existing Construction)_VT |  |  |  |  | sqft | 19802 | Average Premise Area, Warehouse | US Energy Information Administration, 2018 Commercial Buildings Energy Consumption Survey | Commercial
Roof Insulation | Roof Insulation | Space Cooling; Space Heating | X_cool * (eui_space_cooling*sqft-((1/rbase-1/reff)*(sqft/nfloors)*24*cdd)/(1000 *Î·cool)) + X_heat * (eui_space_heating*sqft-((1/rbase-1/reff)*(sqft/nfloors)*24*hdd)/(cop*3412)) | X_cool * (eui_space_cooling*sqft) + X_heat * (eui_space_heating*sqft) | eui_space_heating | 1.02 | Energy Use Intensity_space_heating, Assembly | US Energy Information Administration, 2018 Commercial Buildings Energy Consumption Survey | Commercial
Roof Insulation |  |  |  |  | sqft | 15585 | Average Premise Area, Assembly | US Energy Information Administration, 2018 Commercial Buildings Energy Consumption Survey | Commercial
Roof Insulation |  |  |  |  | eui_space_cooling | 8.01 | Energy Use Intensity_space_cooling, Assembly | US Energy Information Administration, 2018 Commercial Buildings Energy Consumption Survey | Commercial
Roof Insulation |  |  |  |  | eui_space_heating | 0.32 | Energy Use Intensity_space_heating, College and University | US Energy Information Administration, 2018 Commercial Buildings Energy Consumption Survey | Commercial
Roof Insulation |  |  |  |  | eui_space_cooling | 2.06 | Energy Use Intensity_space_cooling, College and University | US Energy Information Administration, 2018 Commercial Buildings Energy Consumption Survey | Commercial
Roof Insulation |  |  |  |  | sqft | 24388 | Average Premise Area, College and University | US Energy Information Administration, 2018 Commercial Buildings Energy Consumption Survey | Commercial
Roof Insulation |  |  |  |  | sqft | 104487 | Average Premise Area, Data Center | US Energy Information Administration, 2018 Commercial Buildings Energy Consumption Survey | Commercial
Roof Insulation |  |  |  |  | eui_space_heating | 0.57 | Energy Use Intensity_space_heating, Data Center | US Energy Information Administration, 2018 Commercial Buildings Energy Consumption Survey | Commercial
Roof Insulation |  |  |  |  | eui_space_cooling | 2.36 | Energy Use Intensity_space_cooling, Data Center | US Energy Information Administration, 2018 Commercial Buildings Energy Consumption Survey | Commercial
Roof Insulation |  |  |  |  | eui_space_heating | 2.59 | Energy Use Intensity_space_heating, Grocery | US Energy Information Administration, 2018 Commercial Buildings Energy Consumption Survey | Commercial
Roof Insulation |  |  |  |  | sqft | 2663 | Average Premise Area, Grocery | US Energy Information Administration, 2018 Commercial Buildings Energy Consumption Survey | Commercial
Roof Insulation |  |  |  |  | eui_space_cooling | 3.81 | Energy Use Intensity_space_cooling, Grocery | US Energy Information Administration, 2018 Commercial Buildings Energy Consumption Survey | Commercial
Roof Insulation |  |  |  |  | eui_space_heating | 1.12 | Energy Use Intensity_space_heating, Healthcare | US Energy Information Administration, 2018 Commercial Buildings Energy Consumption Survey | Commercial
Roof Insulation |  |  |  |  | eui_space_cooling | 2.21 | Energy Use Intensity_space_cooling, Healthcare | US Energy Information Administration, 2018 Commercial Buildings Energy Consumption Survey | Commercial
Roof Insulation |  |  |  |  | sqft | 9531 | Average Premise Area, Healthcare | US Energy Information Administration, 2018 Commercial Buildings Energy Consumption Survey | Commercial
Roof Insulation |  |  |  |  | eui_space_cooling | 9.83 | Energy Use Intensity_space_cooling, Hospitals | US Energy Information Administration, 2018 Commercial Buildings Energy Consumption Survey | Commercial
Roof Insulation |  |  |  |  | sqft | 188543 | Average Premise Area, Hospitals | US Energy Information Administration, 2018 Commercial Buildings Energy Consumption Survey | Commercial
Roof Insulation |  |  |  |  | eui_space_heating | 1.16 | Energy Use Intensity_space_heating, Hospitals | US Energy Information Administration, 2018 Commercial Buildings Energy Consumption Survey | Commercial
Roof Insulation |  |  |  |  | eui_space_heating | 0.59 | Energy Use Intensity_space_heating, Institutional | US Energy Information Administration, 2018 Commercial Buildings Energy Consumption Survey | Commercial
Roof Insulation |  |  |  |  | sqft | 12448 | Average Premise Area, Institutional | US Energy Information Administration, 2018 Commercial Buildings Energy Consumption Survey | Commercial
Roof Insulation |  |  |  |  | eui_space_cooling | 1.98 | Energy Use Intensity_space_cooling, Institutional | US Energy Information Administration, 2018 Commercial Buildings Energy Consumption Survey | Commercial
Roof Insulation |  |  |  |  | eui_space_heating | 0.53 | Energy Use Intensity_space_heating, Lodging/Hospitality | US Energy Information Administration, 2018 Commercial Buildings Energy Consumption Survey | Commercial
Roof Insulation |  |  |  |  | sqft | 43432 | Average Premise Area, Lodging/Hospitality | US Energy Information Administration, 2018 Commercial Buildings Energy Consumption Survey | Commercial
Roof Insulation |  |  |  |  | eui_space_cooling | 4.62 | Energy Use Intensity_space_cooling, Lodging/Hospitality | US Energy Information Administration, 2018 Commercial Buildings Energy Consumption Survey | Commercial
Roof Insulation |  |  |  |  | eui_space_heating | 0.74 | Energy Use Intensity_space_heating, Miscellaneous | US Energy Information Administration, 2018 Commercial Buildings Energy Consumption Survey | Commercial
Roof Insulation |  |  |  |  | eui_space_cooling | 1.32 | Energy Use Intensity_space_cooling, Miscellaneous | US Energy Information Administration, 2018 Commercial Buildings Energy Consumption Survey | Commercial
Roof Insulation |  |  |  |  | sqft | 33805 | Average Premise Area, Miscellaneous | US Energy Information Administration, 2018 Commercial Buildings Energy Consumption Survey | Commercial
Roof Insulation |  |  |  |  | eui_space_cooling | 3.19 | Energy Use Intensity_space_cooling, Offices | US Energy Information Administration, 2018 Commercial Buildings Energy Consumption Survey | Commercial
Roof Insulation |  |  |  |  | sqft | 17724 | Average Premise Area, Offices | US Energy Information Administration, 2018 Commercial Buildings Energy Consumption Survey | Commercial
Roof Insulation |  |  |  |  | eui_space_heating | 1.62 | Energy Use Intensity_space_heating, Offices | US Energy Information Administration, 2018 Commercial Buildings Energy Consumption Survey | Commercial
Roof Insulation |  |  |  |  | eui_space_cooling | 9.72 | Energy Use Intensity_space_cooling, Restaurants | US Energy Information Administration, 2018 Commercial Buildings Energy Consumption Survey | Commercial
Roof Insulation |  |  |  |  | sqft | 4990 | Average Premise Area, Restaurants | US Energy Information Administration, 2018 Commercial Buildings Energy Consumption Survey | Commercial
Roof Insulation |  |  |  |  | eui_space_heating | 3.55 | Energy Use Intensity_space_heating, Restaurants | US Energy Information Administration, 2018 Commercial Buildings Energy Consumption Survey | Commercial
Roof Insulation |  |  |  |  | eui_space_heating | 1.09 | Energy Use Intensity_space_heating, Retail | US Energy Information Administration, 2018 Commercial Buildings Energy Consumption Survey | Commercial
Roof Insulation |  |  |  |  | eui_space_cooling | 3.07 | Energy Use Intensity_space_cooling, Retail | US Energy Information Administration, 2018 Commercial Buildings Energy Consumption Survey | Commercial
Roof Insulation |  |  |  |  | sqft | 23334 | Average Premise Area, Retail | US Energy Information Administration, 2018 Commercial Buildings Energy Consumption Survey | Commercial
Roof Insulation |  |  |  |  | eui_space_cooling | 4.85 | Energy Use Intensity_space_cooling, Schools K-12 | US Energy Information Administration, 2018 Commercial Buildings Energy Consumption Survey | Commercial
Roof Insulation |  |  |  |  | eui_space_heating | 1.51 | Energy Use Intensity_space_heating, Schools K-12 | US Energy Information Administration, 2018 Commercial Buildings Energy Consumption Survey | Commercial
Roof Insulation |  |  |  |  | sqft | 33114 | Average Premise Area, Schools k-12 | US Energy Information Administration, 2018 Commercial Buildings Energy Consumption Survey | Commercial
Roof Insulation |  |  |  |  | sqft | 19802 | Average Premise Area, Warehouse | US Energy Information Administration, 2018 Commercial Buildings Energy Consumption Survey | Commercial
Roof Insulation |  |  |  |  | eui_space_heating | 0.43 | Energy Use Intensity_space_heating, Warehouse | US Energy Information Administration, 2018 Commercial Buildings Energy Consumption Survey | Commercial
Roof Insulation |  |  |  |  | eui_space_cooling | 0.98 | Energy Use Intensity_space_cooling, Warehouse | US Energy Information Administration, 2018 Commercial Buildings Energy Consumption Survey | Commercial
Roof Insulation |  |  |  |  | nfloors | 1.58 | Average Premise Number of Floors, Assembly | US Energy Information Administration, 2018 Commercial Buildings Energy Consumption Survey | Commercial
Roof Insulation |  |  |  |  | nfloors | 1.65 | Average Premise Number of Floors, College and University | US Energy Information Administration, 2018 Commercial Buildings Energy Consumption Survey | Commercial
Roof Insulation |  |  |  |  | nfloors | 2.24 | Average Premise Number of Floors, Data Center | US Energy Information Administration, 2018 Commercial Buildings Energy Consumption Survey | Commercial
Roof Insulation |  |  |  |  | nfloors | 1.11 | Average Premise Number of Floors, Grocery | US Energy Information Administration, 2018 Commercial Buildings Energy Consumption Survey | Commercial
Roof Insulation |  |  |  |  | nfloors | 1.46 | Average Premise Number of Floors, Healthcare | US Energy Information Administration, 2018 Commercial Buildings Energy Consumption Survey | Commercial
Roof Insulation |  |  |  |  | nfloors | 2.87 | Average Premise Number of Floors, Hospitals | US Energy Information Administration, 2018 Commercial Buildings Energy Consumption Survey | Commercial
Roof Insulation |  |  |  |  | nfloors | 1.42 | Average Premise Number of Floors, Institutional | US Energy Information Administration, 2018 Commercial Buildings Energy Consumption Survey | Commercial
Roof Insulation |  |  |  |  | nfloors | 3.15 | Average Premise Number of Floors, Lodging/Hospitality | US Energy Information Administration, 2018 Commercial Buildings Energy Consumption Survey | Commercial
Roof Insulation |  |  |  |  | nfloors | 1.6 | Average Premise Number of Floors, Miscellaneous | US Energy Information Administration, 2018 Commercial Buildings Energy Consumption Survey | Commercial
Roof Insulation |  |  |  |  | nfloors | 1.63 | Average Premise Number of Floors, Offices | US Energy Information Administration, 2018 Commercial Buildings Energy Consumption Survey | Commercial
Roof Insulation |  |  |  |  | nfloors | 1.39 | Average Premise Number of Floors, Restaurants | US Energy Information Administration, 2018 Commercial Buildings Energy Consumption Survey | Commercial
Roof Insulation |  |  |  |  | nfloors | 1.1 | Average Premise Number of Floors, Retail | US Energy Information Administration, 2018 Commercial Buildings Energy Consumption Survey | Commercial
Roof Insulation |  |  |  |  | nfloors | 1.42 | Average Premise Number of Floors, Schools K-12 | US Energy Information Administration, 2018 Commercial Buildings Energy Consumption Survey | Commercial
Roof Insulation |  |  |  |  | nfloors | 1.33 | Average Premise Number of Floors, Warehouse | US Energy Information Administration, 2018 Commercial Buildings Energy Consumption Survey | Commercial
Roof Insulation |  |  |  |  | hdd | 1470 | Heating Degree Days | FL Zone 2, ASHRAE 90.1: Tampa Intl.AP, FL | Commercial
Roof Insulation |  |  |  |  | cdd | 2630 | Cooling Degree Days | FL Zone 2, ASHRAE 90.1: Tampa Intl.AP, FL | Commercial
Roof Insulation |  |  |  |  | rbase | 15 | Baseline Commercial Ceiling Insulation, R-Value | Estimated market baseline for commercial ceiling insulation | Commercial
Roof Insulation |  |  |  |  | reff | 30 | Efficient Commercial Ceiling Insulation R-Value | Measure Definition | Commercial
Roof Insulation |  |  |  |  | cop | 2.9 | PTHP, Heating Mode, 1-2 Ton, Replacements | Code | Commercial
Roof Insulation |  |  |  |  | Î·cool | 13 | Seasonal Energy Efficiency Ratio of cooling system | Illinois Statewide Technical Reference Manual for Energy Efficiency, Version 6.0 | Commercial
Roof Insulation |  |  |  |  | X_cool | 1 | multiplier for space cooling |  | Commercial
Roof Insulation |  |  |  |  | X_heat | 0 | multiplier for space heating |  | Commercial
Roof Insulation |  |  |  |  | X_cool | 0 | multiplier for space cooling |  | Commercial
Roof Insulation |  |  |  |  | X_heat | 1 | multiplier for space heating |  | Commercial
Server Virtualization | Server Virtualization | Office Equipment | kW_virt*8760 | kWbaseline*8760 | kW_virt | 0.4 | Average power of the two virtual host servers | The Uniform Methods Project, Chapter 20: Data Center IT Efficiency Measures, September 2011-December 2015 | Commercial
Server Virtualization |  |  |  |  | kWbaseline | 2.8 | Wattage at 12.5% load for 20 single application servers | The Uniform Methods Project, Chapter 20: Data Center IT Efficiency Measures, September 2011-December 2014 | Commercial
Smart Strip Plug Outlet | Smart Strip Plug Outlet | Office Equipment | eui_computer_base*sqft-(eui_computer_base*sqft*((kwcompsleep/1000*timecompsleep+kwcompoff/1000*timecompoff)/kwhbase)) | eui_computer_base*sqft | sqft | 15585 | Average Premise Area, Assembly | US Energy Information Administration, 2018 Commercial Buildings Energy Consumption Survey | Commercial
Smart Strip Plug Outlet |  |  |  |  | timecompsleep | 439 | SmartStrip_(TimeCompSleep) | ENERGY STAR Office Equipment Calculator, Downloaded 2018. Used Desktop Values | Commercial
Smart Strip Plug Outlet |  |  |  |  | timecompoff | 2467 | SmartStrip_(TimeCompOff) | ENERGY STAR Office Equipment Calculator, Downloaded 2018. Used Desktop Values | Commercial
Smart Strip Plug Outlet |  |  |  |  | kwcompoff | 0.96 | SmartStrip_(kWCompOff) | ENERGY STAR Office Equipment Calculator, Downloaded 2018. Used Desktop Values | Commercial
Smart Strip Plug Outlet |  |  |  |  | kwhbase | 284.9702 | Assumed computer annual kwh baseline | Estimated based on Energy Star Office Equipment Calculator, 2018 | Commercial
Smart Strip Plug Outlet |  |  |  |  | kwcompsleep | 2.31 | SmartStrip_(kWCompSleep) | ENERGY STAR Office Equipment Calculator, Downloaded 2018. Used Desktop Values | Commercial
Smart Strip Plug Outlet |  |  |  |  | eui_computer_base | 0.2 | Energy Use Intensity_computer baseline, Assembly | US Energy Information Administration, 2018 Commercial Buildings Energy Consumption Survey | Commercial
Smart Strip Plug Outlet |  |  |  |  | eui_computer_base | 0.83 | Energy Use Intensity_computer baseline, College and University | US Energy Information Administration, 2018 Commercial Buildings Energy Consumption Survey | Commercial
Smart Strip Plug Outlet |  |  |  |  | sqft | 24388 | Average Premise Area, College and University | US Energy Information Administration, 2018 Commercial Buildings Energy Consumption Survey | Commercial
Smart Strip Plug Outlet |  |  |  |  | sqft | 104487 | Average Premise Area, Data Center | US Energy Information Administration, 2018 Commercial Buildings Energy Consumption Survey | Commercial
Smart Strip Plug Outlet |  |  |  |  | eui_computer_base | 1.03 | Energy Use Intensity_computer baseline, Data Center | US Energy Information Administration, 2018 Commercial Buildings Energy Consumption Survey | Commercial
Smart Strip Plug Outlet |  |  |  |  | eui_computer_base | 0.12 | Energy Use Intensity_computer baseline, Grocery | US Energy Information Administration, 2018 Commercial Buildings Energy Consumption Survey | Commercial
Smart Strip Plug Outlet |  |  |  |  | sqft | 2663 | Average Premise Area, Grocery | US Energy Information Administration, 2018 Commercial Buildings Energy Consumption Survey | Commercial
Smart Strip Plug Outlet |  |  |  |  | eui_computer_base | 1.01 | Energy Use Intensity_computer baseline, Healthcare | US Energy Information Administration, 2018 Commercial Buildings Energy Consumption Survey | Commercial
Smart Strip Plug Outlet |  |  |  |  | sqft | 9531 | Average Premise Area, Healthcare | US Energy Information Administration, 2018 Commercial Buildings Energy Consumption Survey | Commercial
Smart Strip Plug Outlet |  |  |  |  | sqft | 188543 | Average Premise Area, Hospitals | US Energy Information Administration, 2018 Commercial Buildings Energy Consumption Survey | Commercial
Smart Strip Plug Outlet |  |  |  |  | eui_computer_base | 1.21 | Energy Use Intensity_computer baseline, Hospitals | US Energy Information Administration, 2018 Commercial Buildings Energy Consumption Survey | Commercial
Smart Strip Plug Outlet |  |  |  |  | eui_computer_base | 0.09 | Energy Use Intensity_computer baseline, Institutional | US Energy Information Administration, 2018 Commercial Buildings Energy Consumption Survey | Commercial
Smart Strip Plug Outlet |  |  |  |  | sqft | 12448 | Average Premise Area, Institutional | US Energy Information Administration, 2018 Commercial Buildings Energy Consumption Survey | Commercial
Smart Strip Plug Outlet |  |  |  |  | eui_computer_base | 0.22 | Energy Use Intensity_computer baseline, Lodging/Hospitality | US Energy Information Administration, 2018 Commercial Buildings Energy Consumption Survey | Commercial
Smart Strip Plug Outlet |  |  |  |  | sqft | 43432 | Average Premise Area, Lodging/Hospitality | US Energy Information Administration, 2018 Commercial Buildings Energy Consumption Survey | Commercial
Smart Strip Plug Outlet |  |  |  |  | eui_computer_base | 0.76 | Energy Use Intensity_computer baseline, Miscellaneous | US Energy Information Administration, 2018 Commercial Buildings Energy Consumption Survey | Commercial
Smart Strip Plug Outlet |  |  |  |  | sqft | 33805 | Average Premise Area, Miscellaneous | US Energy Information Administration, 2018 Commercial Buildings Energy Consumption Survey | Commercial
Smart Strip Plug Outlet |  |  |  |  | sqft | 17724 | Average Premise Area, Offices | US Energy Information Administration, 2018 Commercial Buildings Energy Consumption Survey | Commercial
Smart Strip Plug Outlet |  |  |  |  | eui_computer_base | 1.12 | Energy Use Intensity_computer baseline, Offices | US Energy Information Administration, 2018 Commercial Buildings Energy Consumption Survey | Commercial
Smart Strip Plug Outlet |  |  |  |  | eui_computer_base | 0.32 | Energy Use Intensity_computer baseline, Restaurants | US Energy Information Administration, 2018 Commercial Buildings Energy Consumption Survey | Commercial
Smart Strip Plug Outlet |  |  |  |  | sqft | 4990 | Average Premise Area, Restaurants | US Energy Information Administration, 2018 Commercial Buildings Energy Consumption Survey | Commercial
Smart Strip Plug Outlet |  |  |  |  | eui_computer_base | 0.65 | Energy Use Intensity_computer baseline, Retail | US Energy Information Administration, 2018 Commercial Buildings Energy Consumption Survey | Commercial
Smart Strip Plug Outlet |  |  |  |  | sqft | 23334 | Average Premise Area, Retail | US Energy Information Administration, 2018 Commercial Buildings Energy Consumption Survey | Commercial
Smart Strip Plug Outlet |  |  |  |  | eui_computer_base | 0.46 | Energy Use Intensity_computer baseline, Schools K-12 | US Energy Information Administration, 2018 Commercial Buildings Energy Consumption Survey | Commercial
Smart Strip Plug Outlet |  |  |  |  | sqft | 33114 | Average Premise Area, Schools k-12 | US Energy Information Administration, 2018 Commercial Buildings Energy Consumption Survey | Commercial
Smart Strip Plug Outlet |  |  |  |  | eui_computer_base | 0.21 | Energy Use Intensity_computer baseline, Warehouse | US Energy Information Administration, 2018 Commercial Buildings Energy Consumption Survey | Commercial
Smart Strip Plug Outlet |  |  |  |  | sqft | 19802 | Average Premise Area, Warehouse | US Energy Information Administration, 2018 Commercial Buildings Energy Consumption Survey | Commercial
Smart thermostat | Smart thermostat | Space Cooling; Space Heating | X_cool * (eui_space_cooling*sqft*(1-svge)) + X_heat * (eui_space_heating*sqft*(1-svge)) | X_cool * (eui_space_cooling*sqft) + X_heat * (eui_space_heating*sqft) | eui_space_heating | 1.02 | Energy Use Intensity_space_heating, Assembly | US Energy Information Administration, 2018 Commercial Buildings Energy Consumption Survey | Commercial
Smart thermostat |  |  |  |  | svge | 0.07 | Smart thermostat savings factor | Mid-Atlantic TRM v9 | Commercial
Smart thermostat |  |  |  |  | sqft | 15585 | Average Premise Area, Assembly | US Energy Information Administration, 2018 Commercial Buildings Energy Consumption Survey | Commercial
Smart thermostat |  |  |  |  | eui_space_cooling | 8.01 | Energy Use Intensity_space_cooling, Assembly | US Energy Information Administration, 2018 Commercial Buildings Energy Consumption Survey | Commercial
Smart thermostat |  |  |  |  | eui_space_heating | 0.32 | Energy Use Intensity_space_heating, College and University | US Energy Information Administration, 2018 Commercial Buildings Energy Consumption Survey | Commercial
Smart thermostat |  |  |  |  | eui_space_cooling | 2.06 | Energy Use Intensity_space_cooling, College and University | US Energy Information Administration, 2018 Commercial Buildings Energy Consumption Survey | Commercial
Smart thermostat |  |  |  |  | sqft | 24388 | Average Premise Area, College and University | US Energy Information Administration, 2018 Commercial Buildings Energy Consumption Survey | Commercial
Smart thermostat |  |  |  |  | sqft | 104487 | Average Premise Area, Data Center | US Energy Information Administration, 2018 Commercial Buildings Energy Consumption Survey | Commercial
Smart thermostat |  |  |  |  | eui_space_heating | 0.57 | Energy Use Intensity_space_heating, Data Center | US Energy Information Administration, 2018 Commercial Buildings Energy Consumption Survey | Commercial
Smart thermostat |  |  |  |  | eui_space_cooling | 2.36 | Energy Use Intensity_space_cooling, Data Center | US Energy Information Administration, 2018 Commercial Buildings Energy Consumption Survey | Commercial
Smart thermostat |  |  |  |  | eui_space_heating | 2.59 | Energy Use Intensity_space_heating, Grocery | US Energy Information Administration, 2018 Commercial Buildings Energy Consumption Survey | Commercial
Smart thermostat |  |  |  |  | sqft | 2663 | Average Premise Area, Grocery | US Energy Information Administration, 2018 Commercial Buildings Energy Consumption Survey | Commercial
Smart thermostat |  |  |  |  | eui_space_cooling | 3.81 | Energy Use Intensity_space_cooling, Grocery | US Energy Information Administration, 2018 Commercial Buildings Energy Consumption Survey | Commercial
Smart thermostat |  |  |  |  | eui_space_heating | 1.12 | Energy Use Intensity_space_heating, Healthcare | US Energy Information Administration, 2018 Commercial Buildings Energy Consumption Survey | Commercial
Smart thermostat |  |  |  |  | eui_space_cooling | 2.21 | Energy Use Intensity_space_cooling, Healthcare | US Energy Information Administration, 2018 Commercial Buildings Energy Consumption Survey | Commercial
Smart thermostat |  |  |  |  | sqft | 9531 | Average Premise Area, Healthcare | US Energy Information Administration, 2018 Commercial Buildings Energy Consumption Survey | Commercial
Smart thermostat |  |  |  |  | eui_space_cooling | 9.83 | Energy Use Intensity_space_cooling, Hospitals | US Energy Information Administration, 2018 Commercial Buildings Energy Consumption Survey | Commercial
Smart thermostat |  |  |  |  | sqft | 188543 | Average Premise Area, Hospitals | US Energy Information Administration, 2018 Commercial Buildings Energy Consumption Survey | Commercial
Smart thermostat |  |  |  |  | eui_space_heating | 1.16 | Energy Use Intensity_space_heating, Hospitals | US Energy Information Administration, 2018 Commercial Buildings Energy Consumption Survey | Commercial
Smart thermostat |  |  |  |  | eui_space_heating | 0.59 | Energy Use Intensity_space_heating, Institutional | US Energy Information Administration, 2018 Commercial Buildings Energy Consumption Survey | Commercial
Smart thermostat |  |  |  |  | sqft | 12448 | Average Premise Area, Institutional | US Energy Information Administration, 2018 Commercial Buildings Energy Consumption Survey | Commercial
Smart thermostat |  |  |  |  | eui_space_cooling | 1.98 | Energy Use Intensity_space_cooling, Institutional | US Energy Information Administration, 2018 Commercial Buildings Energy Consumption Survey | Commercial
Smart thermostat |  |  |  |  | eui_space_heating | 0.53 | Energy Use Intensity_space_heating, Lodging/Hospitality | US Energy Information Administration, 2018 Commercial Buildings Energy Consumption Survey | Commercial
Smart thermostat |  |  |  |  | sqft | 43432 | Average Premise Area, Lodging/Hospitality | US Energy Information Administration, 2018 Commercial Buildings Energy Consumption Survey | Commercial
Smart thermostat |  |  |  |  | eui_space_cooling | 4.62 | Energy Use Intensity_space_cooling, Lodging/Hospitality | US Energy Information Administration, 2018 Commercial Buildings Energy Consumption Survey | Commercial
Smart thermostat |  |  |  |  | eui_space_heating | 0.74 | Energy Use Intensity_space_heating, Miscellaneous | US Energy Information Administration, 2018 Commercial Buildings Energy Consumption Survey | Commercial
Smart thermostat |  |  |  |  | eui_space_cooling | 1.32 | Energy Use Intensity_space_cooling, Miscellaneous | US Energy Information Administration, 2018 Commercial Buildings Energy Consumption Survey | Commercial
Smart thermostat |  |  |  |  | sqft | 33805 | Average Premise Area, Miscellaneous | US Energy Information Administration, 2018 Commercial Buildings Energy Consumption Survey | Commercial
Smart thermostat |  |  |  |  | eui_space_cooling | 3.19 | Energy Use Intensity_space_cooling, Offices | US Energy Information Administration, 2018 Commercial Buildings Energy Consumption Survey | Commercial
Smart thermostat |  |  |  |  | sqft | 17724 | Average Premise Area, Offices | US Energy Information Administration, 2018 Commercial Buildings Energy Consumption Survey | Commercial
Smart thermostat |  |  |  |  | eui_space_heating | 1.62 | Energy Use Intensity_space_heating, Offices | US Energy Information Administration, 2018 Commercial Buildings Energy Consumption Survey | Commercial
Smart thermostat |  |  |  |  | eui_space_cooling | 9.72 | Energy Use Intensity_space_cooling, Restaurants | US Energy Information Administration, 2018 Commercial Buildings Energy Consumption Survey | Commercial
Smart thermostat |  |  |  |  | sqft | 4990 | Average Premise Area, Restaurants | US Energy Information Administration, 2018 Commercial Buildings Energy Consumption Survey | Commercial
Smart thermostat |  |  |  |  | eui_space_heating | 3.55 | Energy Use Intensity_space_heating, Restaurants | US Energy Information Administration, 2018 Commercial Buildings Energy Consumption Survey | Commercial
Smart thermostat |  |  |  |  | eui_space_heating | 1.09 | Energy Use Intensity_space_heating, Retail | US Energy Information Administration, 2018 Commercial Buildings Energy Consumption Survey | Commercial
Smart thermostat |  |  |  |  | eui_space_cooling | 3.07 | Energy Use Intensity_space_cooling, Retail | US Energy Information Administration, 2018 Commercial Buildings Energy Consumption Survey | Commercial
Smart thermostat |  |  |  |  | sqft | 23334 | Average Premise Area, Retail | US Energy Information Administration, 2018 Commercial Buildings Energy Consumption Survey | Commercial
Smart thermostat |  |  |  |  | eui_space_cooling | 4.85 | Energy Use Intensity_space_cooling, Schools K-12 | US Energy Information Administration, 2018 Commercial Buildings Energy Consumption Survey | Commercial
Smart thermostat |  |  |  |  | eui_space_heating | 1.51 | Energy Use Intensity_space_heating, Schools K-12 | US Energy Information Administration, 2018 Commercial Buildings Energy Consumption Survey | Commercial
Smart thermostat |  |  |  |  | sqft | 33114 | Average Premise Area, Schools k-12 | US Energy Information Administration, 2018 Commercial Buildings Energy Consumption Survey | Commercial
Smart thermostat |  |  |  |  | sqft | 19802 | Average Premise Area, Warehouse | US Energy Information Administration, 2018 Commercial Buildings Energy Consumption Survey | Commercial
Smart thermostat |  |  |  |  | eui_space_heating | 0.43 | Energy Use Intensity_space_heating, Warehouse | US Energy Information Administration, 2018 Commercial Buildings Energy Consumption Survey | Commercial
Smart thermostat |  |  |  |  | eui_space_cooling | 0.98 | Energy Use Intensity_space_cooling, Warehouse | US Energy Information Administration, 2018 Commercial Buildings Energy Consumption Survey | Commercial
Smart thermostat |  |  |  |  | X_cool | 1 | multiplier for space cooling |  | Commercial
Smart thermostat |  |  |  |  | X_heat | 0 | multiplier for space heating |  | Commercial
Smart thermostat |  |  |  |  | X_cool | 0 | multiplier for space cooling |  | Commercial
Smart thermostat |  |  |  |  | X_heat | 1 | multiplier for space heating |  | Commercial
Solar Pool Heater Commercial | Solar Pool Heater Commercial | Commercial Miscellaneous | epoolcvr*(1-svge) | epoolcvr | svge | 0.861 | Estimated electric energy reduction | Engineering judgement (solar heaters require additional pool pump run time) | Commercial
Solar Pool Heater Commercial |  |  |  |  | epoolcvr | 3529.41 | Estimated electric pool heater consumption w/ cover in FL Zone 2 |  | Commercial
Solar Powered Pool Pump | Solar Powered Pool Pump | Commercial Miscellaneous | (1/pump_ef)*pool_capacity*pool_turn*pool_days/1000*(1-solar_cf) | (1/pump_ef)*pool_capacity*pool_turn*pool_days/1000 | solar_cf | 0.19 | Engineering assumption |  | Commercial
Solar Powered Pool Pump |  |  |  |  | pool_capacity | 22000 | pool gallons | Arkansas TRM, Version 8.1, section 2.4.5 | Commercial
Solar Powered Pool Pump |  |  |  |  | pool_turn | 1.5 | Pool puming turnover per day | Arkansas TRM, Version 8.1, section 2.4.5 | Commercial
Solar Powered Pool Pump |  |  |  |  | pool_days | 365 | pool pumping days per year | ENERGY STAR Pool Pump Calculator (for Florida), Updated 2013 | Commercial
Solar Powered Pool Pump |  |  |  |  | pump_ef | 3.75 | Pool pump energy factor low speed | Arkansas TRM, Version 8.1, section 2.4.5 | Commercial
Solar Thermal Water Heating System Commercial | Solar Thermal Water Heating System Commercial | Domestic Hot Water | 1/efeff*(1/fadjust)*density*hw*(hot_wtr_temp-cold_wtr_temp)/btu_kwh | 1/efbase*hw*density*(hot_wtr_temp-cold_wtr_temp)/btu_kwh | btu_kwh | 3412 | BTUs per kilowatt hour |  | Commercial
Solar Thermal Water Heating System Commercial |  |  |  |  | efeff | 2.62 | Efficient Solar Water Heater Water Heater Energy Factor | Pennsylvania 2019-2020 Statewide TRM, Section 2.3.2, Table 2-49 | Commercial
Solar Thermal Water Heating System Commercial |  |  |  |  | fadjust | 1 | Electric Resistance Water Heater COP Adjustment Factor | Pennsylvania 2016 Statewide TRM, Section 3.4.1, Table 3-71 | Commercial
Solar Thermal Water Heating System Commercial |  |  |  |  | hw | 54750 | Annual Gallons of Hot Water Use, Assembly | Indiana TRM Version 2.1, July 15, 2015 | Commercial
Solar Thermal Water Heating System Commercial |  |  |  |  | hw | 1259250 | Annual Gallons of Hot Water Use, College and University | Indiana TRM Version 2.1, July 15, 2015 | Commercial
Solar Thermal Water Heating System Commercial |  |  |  |  | hw | 109500 | Annual Gallons of Hot Water Use, Data Center | Pennsylvania 2016 Statewide TRM, Section 3.4.1, Table 3-69 | Commercial
Solar Thermal Water Heating System Commercial |  |  |  |  | hw | 73000 | Annual Gallons of Hot Water Use, Grocery | Indiana TRM Version 2.1, July 15, 2015 | Commercial
Solar Thermal Water Heating System Commercial |  |  |  |  | hw | 2208250 | Annual Gallons of Hot Water Use, Healthcare | Indiana TRM Version 2.1, July 15, 2015 | Commercial
Solar Thermal Water Heating System Commercial |  |  |  |  | hw | 4380000 | Annual Gallons of Hot Water Use, Hospitals | Indiana TRM Version 2.1, July 15, 2015 | Commercial
Solar Thermal Water Heating System Commercial |  |  |  |  | hw | 525600 | Annual Gallons of Hot Water Use, Institutional | Indiana TRM Version 2.1, July 15, 2015 | Commercial
Solar Thermal Water Heating System Commercial |  |  |  |  | hw | 3285000 | Annual Gallons of Hot Water Use, Lodging/Hospitality | Indiana TRM Version 2.1, July 15, 2015 | Commercial
Solar Thermal Water Heating System Commercial |  |  |  |  | hw | 456250 | Annual Gallons of Hot Water Use, Miscellaneous | Pennsylvania 2016 Statewide TRM, Section 3.4.1, Table 3-69 | Commercial
Solar Thermal Water Heating System Commercial |  |  |  |  | hw | 182500 | Annual Gallons of Hot Water Use, Offices | Indiana TRM Version 2.1, July 15, 2015 | Commercial
Solar Thermal Water Heating System Commercial |  |  |  |  | hw | 325215 | Annual Gallons of Hot Water Use, Restaurants | Indiana TRM Version 2.1, July 15, 2015 | Commercial
Solar Thermal Water Heating System Commercial |  |  |  |  | hw | 22813 | Annual Gallons of Hot Water Use, Retail | Indiana TRM Version 2.1, July 15, 2015 | Commercial
Solar Thermal Water Heating System Commercial |  |  |  |  | hw | 109500 | Annual Gallons of Hot Water Use, Schools K-12 | Indiana TRM Version 2.1, July 15, 2015 | Commercial
Solar Thermal Water Heating System Commercial |  |  |  |  | hw | 36500 | Annual Gallons of Hot Water Use, Warehouse | Indiana TRM Version 2.1, July 15, 2015 | Commercial
Solar Thermal Water Heating System Commercial |  |  |  |  | density | 8.3 | Density of water in pounds per gallon | Wisconsin 2020 Technical Reference Manual | Commercial
Solar Thermal Water Heating System Commercial |  |  |  |  | hot_wtr_temp | 125 | Temperature of Hot Water Heater | Illinois TRM, Version 10.0,Volume 3: Residential Measures, Section 5.4.3 | Commercial
Solar Thermal Water Heating System Commercial |  |  |  |  | cold_wtr_temp | 74 | FL Zone 2, Temperature of Cold Water | FSEC Solar Water Heater Calculator, http://www.fsec.ucf.edu/en/consumer/solar_hot_water/homes/calculator/SHW-calculator_simple.xls | Commercial
Solar Thermal Water Heating System Commercial |  |  |  |  | efbase | 0.9207 | Residential Electric Storage Water Heaters baseline UEF | IL TRM v10.0, section 5.4.3 | Commercial
Strip Curtains - Freezers | Strip Curtains - Freezers | Refrigeration | consumption-kwh_persqft*area | consumption | kwh_persqft | 27 | Strip Curtains Deemed Savings, per sqft of doorway (kWh) | IL TRM 2020 Table 4.6.7-1 Using Convenience Store freezer with no existing curtains | Commercial
Strip Curtains - Freezers |  |  |  |  | area | 21 | Avg Walk-in Refrigerator/Freezer Doorway Area (A) | PA TRM 2019, Volume 3: Commercial and Industrail Measures, Table 3-106 | Commercial
Strip Curtains - Freezers |  |  |  |  | consumption | 19854.7304 | Avg. Walk-in Freezer Annual Consumption | http://www.uscooler.com/refrigeration-sizing-estimate/ | Commercial
Strip Curtains - Refrigerators | Strip Curtains - Refrigerators | Refrigeration | consumption-area*kwh_persqft | consumption | kwh_persqft | 20 | Strip Curtains Deemed Savings, per sqft of doorway | IL TRM 2020 Table 4.6.7-1 Using Convenience Store cooler with no existing curtains | Commercial
Strip Curtains - Refrigerators |  |  |  |  | area | 21 | Avg Walk-in Refrigerator/Freezer Doorway Area (A) | PA TRM 2019, Volume 3: Commercial and Industrail Measures, Table 3-106 | Commercial
Strip Curtains - Refrigerators |  |  |  |  | consumption | 9041.0695 | Avg. Walk-in Refrigerator Annual Consumption | http://www.uscooler.com/refrigeration-sizing-estimate/ | Commercial
Suction Pipe Insulation - Freezers | Suction Pipe Insulation - Freezers | Refrigeration | consumption-delta_kwh*ft | consumption | sqft | 15585 | Average Premise Area, Assembly | US Energy Information Administration, 2018 Commercial Buildings Energy Consumption Survey | Commercial
Suction Pipe Insulation - Freezers |  |  |  |  | nfloors | 1.58 | Average Premise Number of Floors, Assembly | US Energy Information Administration, 2018 Commercial Buildings Energy Consumption Survey | Commercial
Suction Pipe Insulation - Freezers |  |  |  |  | nfloors | 1.65 | Average Premise Number of Floors, College and University | US Energy Information Administration, 2018 Commercial Buildings Energy Consumption Survey | Commercial
Suction Pipe Insulation - Freezers |  |  |  |  | sqft | 24388 | Average Premise Area, College and University | US Energy Information Administration, 2018 Commercial Buildings Energy Consumption Survey | Commercial
Suction Pipe Insulation - Freezers |  |  |  |  | sqft | 104487 | Average Premise Area, Data Center | US Energy Information Administration, 2018 Commercial Buildings Energy Consumption Survey | Commercial
Suction Pipe Insulation - Freezers |  |  |  |  | nfloors | 2.24 | Average Premise Number of Floors, Data Center | US Energy Information Administration, 2018 Commercial Buildings Energy Consumption Survey | Commercial
Suction Pipe Insulation - Freezers |  |  |  |  | nfloors | 1.11 | Average Premise Number of Floors, Grocery | US Energy Information Administration, 2018 Commercial Buildings Energy Consumption Survey | Commercial
Suction Pipe Insulation - Freezers |  |  |  |  | sqft | 2663 | Average Premise Area, Grocery | US Energy Information Administration, 2018 Commercial Buildings Energy Consumption Survey | Commercial
Suction Pipe Insulation - Freezers |  |  |  |  | sqft | 9531 | Average Premise Area, Healthcare | US Energy Information Administration, 2018 Commercial Buildings Energy Consumption Survey | Commercial
Suction Pipe Insulation - Freezers |  |  |  |  | nfloors | 1.46 | Average Premise Number of Floors, Healthcare | US Energy Information Administration, 2018 Commercial Buildings Energy Consumption Survey | Commercial
Suction Pipe Insulation - Freezers |  |  |  |  | sqft | 188543 | Average Premise Area, Hospitals | US Energy Information Administration, 2018 Commercial Buildings Energy Consumption Survey | Commercial
Suction Pipe Insulation - Freezers |  |  |  |  | nfloors | 2.87 | Average Premise Number of Floors, Hospitals | US Energy Information Administration, 2018 Commercial Buildings Energy Consumption Survey | Commercial
Suction Pipe Insulation - Freezers |  |  |  |  | sqft | 12448 | Average Premise Area, Institutional | US Energy Information Administration, 2018 Commercial Buildings Energy Consumption Survey | Commercial
Suction Pipe Insulation - Freezers |  |  |  |  | nfloors | 1.42 | Average Premise Number of Floors, Institutional | US Energy Information Administration, 2018 Commercial Buildings Energy Consumption Survey | Commercial
Suction Pipe Insulation - Freezers |  |  |  |  | sqft | 43432 | Average Premise Area, Lodging/Hospitality | US Energy Information Administration, 2018 Commercial Buildings Energy Consumption Survey | Commercial
Suction Pipe Insulation - Freezers |  |  |  |  | nfloors | 3.15 | Average Premise Number of Floors, Lodging/Hospitality | US Energy Information Administration, 2018 Commercial Buildings Energy Consumption Survey | Commercial
Suction Pipe Insulation - Freezers |  |  |  |  | nfloors | 1.6 | Average Premise Number of Floors, Miscellaneous | US Energy Information Administration, 2018 Commercial Buildings Energy Consumption Survey | Commercial
Suction Pipe Insulation - Freezers |  |  |  |  | sqft | 33805 | Average Premise Area, Miscellaneous | US Energy Information Administration, 2018 Commercial Buildings Energy Consumption Survey | Commercial
Suction Pipe Insulation - Freezers |  |  |  |  | nfloors | 1.63 | Average Premise Number of Floors, Offices | US Energy Information Administration, 2018 Commercial Buildings Energy Consumption Survey | Commercial
Suction Pipe Insulation - Freezers |  |  |  |  | sqft | 17724 | Average Premise Area, Offices | US Energy Information Administration, 2018 Commercial Buildings Energy Consumption Survey | Commercial
Suction Pipe Insulation - Freezers |  |  |  |  | sqft | 4990 | Average Premise Area, Restaurants | US Energy Information Administration, 2018 Commercial Buildings Energy Consumption Survey | Commercial
Suction Pipe Insulation - Freezers |  |  |  |  | nfloors | 1.39 | Average Premise Number of Floors, Restaurants | US Energy Information Administration, 2018 Commercial Buildings Energy Consumption Survey | Commercial
Suction Pipe Insulation - Freezers |  |  |  |  | nfloors | 1.1 | Average Premise Number of Floors, Retail | US Energy Information Administration, 2018 Commercial Buildings Energy Consumption Survey | Commercial
Suction Pipe Insulation - Freezers |  |  |  |  | sqft | 23334 | Average Premise Area, Retail | US Energy Information Administration, 2018 Commercial Buildings Energy Consumption Survey | Commercial
Suction Pipe Insulation - Freezers |  |  |  |  | nfloors | 1.42 | Average Premise Number of Floors, Schools K-12 | US Energy Information Administration, 2018 Commercial Buildings Energy Consumption Survey | Commercial
Suction Pipe Insulation - Freezers |  |  |  |  | sqft | 33114 | Average Premise Area, Schools k-12 | US Energy Information Administration, 2018 Commercial Buildings Energy Consumption Survey | Commercial
Suction Pipe Insulation - Freezers |  |  |  |  | nfloors | 1.33 | Average Premise Number of Floors, Warehouse | US Energy Information Administration, 2018 Commercial Buildings Energy Consumption Survey | Commercial
Suction Pipe Insulation - Freezers |  |  |  |  | sqft | 19802 | Average Premise Area, Warehouse | US Energy Information Administration, 2018 Commercial Buildings Energy Consumption Survey | Commercial
Suction Pipe Insulation - Freezers |  |  |  |  | delta_kwh | 85.5 | Annual energy savings per foot of suction pipe insulation, freezers (Delta_kWh) | Pennyslvania 2019 TRM, Table 3-116 | Commercial
Suction Pipe Insulation - Freezers |  |  |  |  | consumption | 19854.7304 | Avg. Walk-in Freezer Annual Consumption | http://www.uscooler.com/refrigeration-sizing-estimate/ | Commercial
Suction Pipe Insulation - Refrigerators | Suction Pipe Insulation - Refrigerators | Refrigeration | consumption-delta_kwh*ft | consumption | sqft | 15585 | Average Premise Area, Assembly | US Energy Information Administration, 2018 Commercial Buildings Energy Consumption Survey | Commercial
Suction Pipe Insulation - Refrigerators |  |  |  |  | nfloors | 1.58 | Average Premise Number of Floors, Assembly | US Energy Information Administration, 2018 Commercial Buildings Energy Consumption Survey | Commercial
Suction Pipe Insulation - Refrigerators |  |  |  |  | nfloors | 1.65 | Average Premise Number of Floors, College and University | US Energy Information Administration, 2018 Commercial Buildings Energy Consumption Survey | Commercial
Suction Pipe Insulation - Refrigerators |  |  |  |  | sqft | 24388 | Average Premise Area, College and University | US Energy Information Administration, 2018 Commercial Buildings Energy Consumption Survey | Commercial
Suction Pipe Insulation - Refrigerators |  |  |  |  | sqft | 104487 | Average Premise Area, Data Center | US Energy Information Administration, 2018 Commercial Buildings Energy Consumption Survey | Commercial
Suction Pipe Insulation - Refrigerators |  |  |  |  | nfloors | 2.24 | Average Premise Number of Floors, Data Center | US Energy Information Administration, 2018 Commercial Buildings Energy Consumption Survey | Commercial
Suction Pipe Insulation - Refrigerators |  |  |  |  | nfloors | 1.11 | Average Premise Number of Floors, Grocery | US Energy Information Administration, 2018 Commercial Buildings Energy Consumption Survey | Commercial
Suction Pipe Insulation - Refrigerators |  |  |  |  | sqft | 2663 | Average Premise Area, Grocery | US Energy Information Administration, 2018 Commercial Buildings Energy Consumption Survey | Commercial
Suction Pipe Insulation - Refrigerators |  |  |  |  | sqft | 9531 | Average Premise Area, Healthcare | US Energy Information Administration, 2018 Commercial Buildings Energy Consumption Survey | Commercial
Suction Pipe Insulation - Refrigerators |  |  |  |  | nfloors | 1.46 | Average Premise Number of Floors, Healthcare | US Energy Information Administration, 2018 Commercial Buildings Energy Consumption Survey | Commercial
Suction Pipe Insulation - Refrigerators |  |  |  |  | sqft | 188543 | Average Premise Area, Hospitals | US Energy Information Administration, 2018 Commercial Buildings Energy Consumption Survey | Commercial
Suction Pipe Insulation - Refrigerators |  |  |  |  | nfloors | 2.87 | Average Premise Number of Floors, Hospitals | US Energy Information Administration, 2018 Commercial Buildings Energy Consumption Survey | Commercial
Suction Pipe Insulation - Refrigerators |  |  |  |  | sqft | 12448 | Average Premise Area, Institutional | US Energy Information Administration, 2018 Commercial Buildings Energy Consumption Survey | Commercial
Suction Pipe Insulation - Refrigerators |  |  |  |  | nfloors | 1.42 | Average Premise Number of Floors, Institutional | US Energy Information Administration, 2018 Commercial Buildings Energy Consumption Survey | Commercial
Suction Pipe Insulation - Refrigerators |  |  |  |  | sqft | 43432 | Average Premise Area, Lodging/Hospitality | US Energy Information Administration, 2018 Commercial Buildings Energy Consumption Survey | Commercial
Suction Pipe Insulation - Refrigerators |  |  |  |  | nfloors | 3.15 | Average Premise Number of Floors, Lodging/Hospitality | US Energy Information Administration, 2018 Commercial Buildings Energy Consumption Survey | Commercial
Suction Pipe Insulation - Refrigerators |  |  |  |  | nfloors | 1.6 | Average Premise Number of Floors, Miscellaneous | US Energy Information Administration, 2018 Commercial Buildings Energy Consumption Survey | Commercial
Suction Pipe Insulation - Refrigerators |  |  |  |  | sqft | 33805 | Average Premise Area, Miscellaneous | US Energy Information Administration, 2018 Commercial Buildings Energy Consumption Survey | Commercial
Suction Pipe Insulation - Refrigerators |  |  |  |  | nfloors | 1.63 | Average Premise Number of Floors, Offices | US Energy Information Administration, 2018 Commercial Buildings Energy Consumption Survey | Commercial
Suction Pipe Insulation - Refrigerators |  |  |  |  | sqft | 17724 | Average Premise Area, Offices | US Energy Information Administration, 2018 Commercial Buildings Energy Consumption Survey | Commercial
Suction Pipe Insulation - Refrigerators |  |  |  |  | sqft | 4990 | Average Premise Area, Restaurants | US Energy Information Administration, 2018 Commercial Buildings Energy Consumption Survey | Commercial
Suction Pipe Insulation - Refrigerators |  |  |  |  | nfloors | 1.39 | Average Premise Number of Floors, Restaurants | US Energy Information Administration, 2018 Commercial Buildings Energy Consumption Survey | Commercial
Suction Pipe Insulation - Refrigerators |  |  |  |  | nfloors | 1.1 | Average Premise Number of Floors, Retail | US Energy Information Administration, 2018 Commercial Buildings Energy Consumption Survey | Commercial
Suction Pipe Insulation - Refrigerators |  |  |  |  | sqft | 23334 | Average Premise Area, Retail | US Energy Information Administration, 2018 Commercial Buildings Energy Consumption Survey | Commercial
Suction Pipe Insulation - Refrigerators |  |  |  |  | nfloors | 1.42 | Average Premise Number of Floors, Schools K-12 | US Energy Information Administration, 2018 Commercial Buildings Energy Consumption Survey | Commercial
Suction Pipe Insulation - Refrigerators |  |  |  |  | sqft | 33114 | Average Premise Area, Schools k-12 | US Energy Information Administration, 2018 Commercial Buildings Energy Consumption Survey | Commercial
Suction Pipe Insulation - Refrigerators |  |  |  |  | nfloors | 1.33 | Average Premise Number of Floors, Warehouse | US Energy Information Administration, 2018 Commercial Buildings Energy Consumption Survey | Commercial
Suction Pipe Insulation - Refrigerators |  |  |  |  | sqft | 19802 | Average Premise Area, Warehouse | US Energy Information Administration, 2018 Commercial Buildings Energy Consumption Survey | Commercial
Suction Pipe Insulation - Refrigerators |  |  |  |  | delta_kwh | 24.8 | Annual energy savings per foot of suction pipe insulation, coolers (Delta_kWh) | Pennyslvania 2019 TRM, Table 3-116 | Commercial
Suction Pipe Insulation - Refrigerators |  |  |  |  | consumption | 9041.0695 | Avg. Walk-in Refrigerator Annual Consumption | http://www.uscooler.com/refrigeration-sizing-estimate/ | Commercial
Thermal Energy Storage | Thermal Energy Storage | Space Cooling | eui_space_cooling*sqft*(1-svge) | eui_space_cooling*sqft | sqft | 15585 | Average Premise Area, Assembly | US Energy Information Administration, 2018 Commercial Buildings Energy Consumption Survey | Commercial
Thermal Energy Storage |  |  |  |  | svge | -309.2 | Thermal Energy Storage Energy Savings Factor | Energy impacts per summer kW saved from FPL program data | Commercial
Thermal Energy Storage |  |  |  |  | eui_space_cooling | 8.01 | Energy Use Intensity_space_cooling, Assembly | US Energy Information Administration, 2018 Commercial Buildings Energy Consumption Survey | Commercial
Thermal Energy Storage |  |  |  |  | eui_space_cooling | 2.06 | Energy Use Intensity_space_cooling, College and University | US Energy Information Administration, 2018 Commercial Buildings Energy Consumption Survey | Commercial
Thermal Energy Storage |  |  |  |  | sqft | 24388 | Average Premise Area, College and University | US Energy Information Administration, 2018 Commercial Buildings Energy Consumption Survey | Commercial
Thermal Energy Storage |  |  |  |  | sqft | 104487 | Average Premise Area, Data Center | US Energy Information Administration, 2018 Commercial Buildings Energy Consumption Survey | Commercial
Thermal Energy Storage |  |  |  |  | eui_space_cooling | 2.36 | Energy Use Intensity_space_cooling, Data Center | US Energy Information Administration, 2018 Commercial Buildings Energy Consumption Survey | Commercial
Thermal Energy Storage |  |  |  |  | sqft | 2663 | Average Premise Area, Grocery | US Energy Information Administration, 2018 Commercial Buildings Energy Consumption Survey | Commercial
Thermal Energy Storage |  |  |  |  | eui_space_cooling | 3.81 | Energy Use Intensity_space_cooling, Grocery | US Energy Information Administration, 2018 Commercial Buildings Energy Consumption Survey | Commercial
Thermal Energy Storage |  |  |  |  | eui_space_cooling | 2.21 | Energy Use Intensity_space_cooling, Healthcare | US Energy Information Administration, 2018 Commercial Buildings Energy Consumption Survey | Commercial
Thermal Energy Storage |  |  |  |  | sqft | 9531 | Average Premise Area, Healthcare | US Energy Information Administration, 2018 Commercial Buildings Energy Consumption Survey | Commercial
Thermal Energy Storage |  |  |  |  | eui_space_cooling | 9.83 | Energy Use Intensity_space_cooling, Hospitals | US Energy Information Administration, 2018 Commercial Buildings Energy Consumption Survey | Commercial
Thermal Energy Storage |  |  |  |  | sqft | 188543 | Average Premise Area, Hospitals | US Energy Information Administration, 2018 Commercial Buildings Energy Consumption Survey | Commercial
Thermal Energy Storage |  |  |  |  | sqft | 12448 | Average Premise Area, Institutional | US Energy Information Administration, 2018 Commercial Buildings Energy Consumption Survey | Commercial
Thermal Energy Storage |  |  |  |  | eui_space_cooling | 1.98 | Energy Use Intensity_space_cooling, Institutional | US Energy Information Administration, 2018 Commercial Buildings Energy Consumption Survey | Commercial
Thermal Energy Storage |  |  |  |  | sqft | 43432 | Average Premise Area, Lodging/Hospitality | US Energy Information Administration, 2018 Commercial Buildings Energy Consumption Survey | Commercial
Thermal Energy Storage |  |  |  |  | eui_space_cooling | 4.62 | Energy Use Intensity_space_cooling, Lodging/Hospitality | US Energy Information Administration, 2018 Commercial Buildings Energy Consumption Survey | Commercial
Thermal Energy Storage |  |  |  |  | eui_space_cooling | 1.32 | Energy Use Intensity_space_cooling, Miscellaneous | US Energy Information Administration, 2018 Commercial Buildings Energy Consumption Survey | Commercial
Thermal Energy Storage |  |  |  |  | sqft | 33805 | Average Premise Area, Miscellaneous | US Energy Information Administration, 2018 Commercial Buildings Energy Consumption Survey | Commercial
Thermal Energy Storage |  |  |  |  | eui_space_cooling | 3.19 | Energy Use Intensity_space_cooling, Offices | US Energy Information Administration, 2018 Commercial Buildings Energy Consumption Survey | Commercial
Thermal Energy Storage |  |  |  |  | sqft | 17724 | Average Premise Area, Offices | US Energy Information Administration, 2018 Commercial Buildings Energy Consumption Survey | Commercial
Thermal Energy Storage |  |  |  |  | eui_space_cooling | 9.72 | Energy Use Intensity_space_cooling, Restaurants | US Energy Information Administration, 2018 Commercial Buildings Energy Consumption Survey | Commercial
Thermal Energy Storage |  |  |  |  | sqft | 4990 | Average Premise Area, Restaurants | US Energy Information Administration, 2018 Commercial Buildings Energy Consumption Survey | Commercial
Thermal Energy Storage |  |  |  |  | eui_space_cooling | 3.07 | Energy Use Intensity_space_cooling, Retail | US Energy Information Administration, 2018 Commercial Buildings Energy Consumption Survey | Commercial
Thermal Energy Storage |  |  |  |  | sqft | 23334 | Average Premise Area, Retail | US Energy Information Administration, 2018 Commercial Buildings Energy Consumption Survey | Commercial
Thermal Energy Storage |  |  |  |  | eui_space_cooling | 4.85 | Energy Use Intensity_space_cooling, Schools K-12 | US Energy Information Administration, 2018 Commercial Buildings Energy Consumption Survey | Commercial
Thermal Energy Storage |  |  |  |  | sqft | 33114 | Average Premise Area, Schools k-12 | US Energy Information Administration, 2018 Commercial Buildings Energy Consumption Survey | Commercial
Thermal Energy Storage |  |  |  |  | sqft | 19802 | Average Premise Area, Warehouse | US Energy Information Administration, 2018 Commercial Buildings Energy Consumption Survey | Commercial
Thermal Energy Storage |  |  |  |  | eui_space_cooling | 0.98 | Energy Use Intensity_space_cooling, Warehouse | US Energy Information Administration, 2018 Commercial Buildings Energy Consumption Survey | Commercial
Thermostatic Shower Restriction Valve Commercial | Thermostatic Shower Restriction Valve Commercial | Domestic Hot Water | (sqft*eui_domestic_hot_water)-1*((gpm_exist_show*dhw_wast)*noccupants*showers* 365.25/nshowers)*8.33*1*(hot_wtr_temp-cold_wtr_temp)/(dhw_std*3412)*ISR | sqft*eui_domestic_hot_water | sqft | 15585 | Average Premise Area, Assembly | US Energy Information Administration, 2018 Commercial Buildings Energy Consumption Survey | Commercial
Thermostatic Shower Restriction Valve Commercial |  |  |  |  | eui_domestic_hot_water | 0.1 | Energy Use Intensity_domestic_hot_water, Assembly | US Energy Information Administration, 2018 Commercial Buildings Energy Consumption Survey | Commercial
Thermostatic Shower Restriction Valve Commercial |  |  |  |  | eui_domestic_hot_water | 0.28 | Energy Use Intensity_domestic_hot_water, College and University | US Energy Information Administration, 2018 Commercial Buildings Energy Consumption Survey | Commercial
Thermostatic Shower Restriction Valve Commercial |  |  |  |  | sqft | 24388 | Average Premise Area, College and University | US Energy Information Administration, 2018 Commercial Buildings Energy Consumption Survey | Commercial
Thermostatic Shower Restriction Valve Commercial |  |  |  |  | sqft | 104487 | Average Premise Area, Data Center | US Energy Information Administration, 2018 Commercial Buildings Energy Consumption Survey | Commercial
Thermostatic Shower Restriction Valve Commercial |  |  |  |  | eui_domestic_hot_water | 2.06 | Energy Use Intensity_domestic_hot_water, Data Center | US Energy Information Administration, 2018 Commercial Buildings Energy Consumption Survey | Commercial
Thermostatic Shower Restriction Valve Commercial |  |  |  |  | eui_domestic_hot_water | 0.19 | Energy Use Intensity_domestic_hot_water, Grocery | US Energy Information Administration, 2018 Commercial Buildings Energy Consumption Survey | Commercial
Thermostatic Shower Restriction Valve Commercial |  |  |  |  | sqft | 2663 | Average Premise Area, Grocery | US Energy Information Administration, 2018 Commercial Buildings Energy Consumption Survey | Commercial
Thermostatic Shower Restriction Valve Commercial |  |  |  |  | sqft | 9531 | Average Premise Area, Healthcare | US Energy Information Administration, 2018 Commercial Buildings Energy Consumption Survey | Commercial
Thermostatic Shower Restriction Valve Commercial |  |  |  |  | eui_domestic_hot_water | 0.11 | Energy Use Intensity_domestic_hot_water, Healthcare | US Energy Information Administration, 2018 Commercial Buildings Energy Consumption Survey | Commercial
Thermostatic Shower Restriction Valve Commercial |  |  |  |  | eui_domestic_hot_water | 1.17 | Energy Use Intensity_domestic_hot_water, Hospitals | US Energy Information Administration, 2018 Commercial Buildings Energy Consumption Survey | Commercial
Thermostatic Shower Restriction Valve Commercial |  |  |  |  | sqft | 188543 | Average Premise Area, Hospitals | US Energy Information Administration, 2018 Commercial Buildings Energy Consumption Survey | Commercial
Thermostatic Shower Restriction Valve Commercial |  |  |  |  | sqft | 12448 | Average Premise Area, Institutional | US Energy Information Administration, 2018 Commercial Buildings Energy Consumption Survey | Commercial
Thermostatic Shower Restriction Valve Commercial |  |  |  |  | eui_domestic_hot_water | 0.07 | Energy Use Intensity_domestic_hot_water, Institutional | US Energy Information Administration, 2018 Commercial Buildings Energy Consumption Survey | Commercial
Thermostatic Shower Restriction Valve Commercial |  |  |  |  | eui_domestic_hot_water | 1.11 | Energy Use Intensity_domestic_hot_water, Lodging/Hospitality | US Energy Information Administration, 2018 Commercial Buildings Energy Consumption Survey | Commercial
Thermostatic Shower Restriction Valve Commercial |  |  |  |  | sqft | 43432 | Average Premise Area, Lodging/Hospitality | US Energy Information Administration, 2018 Commercial Buildings Energy Consumption Survey | Commercial
Thermostatic Shower Restriction Valve Commercial |  |  |  |  | eui_domestic_hot_water | 0.05 | Energy Use Intensity_domestic_hot_water, Miscellaneous | US Energy Information Administration, 2018 Commercial Buildings Energy Consumption Survey | Commercial
Thermostatic Shower Restriction Valve Commercial |  |  |  |  | sqft | 33805 | Average Premise Area, Miscellaneous | US Energy Information Administration, 2018 Commercial Buildings Energy Consumption Survey | Commercial
Thermostatic Shower Restriction Valve Commercial |  |  |  |  | sqft | 17724 | Average Premise Area, Offices | US Energy Information Administration, 2018 Commercial Buildings Energy Consumption Survey | Commercial
Thermostatic Shower Restriction Valve Commercial |  |  |  |  | eui_domestic_hot_water | 0.11 | Energy Use Intensity_domestic_hot_water, Offices | US Energy Information Administration, 2018 Commercial Buildings Energy Consumption Survey | Commercial
Thermostatic Shower Restriction Valve Commercial |  |  |  |  | sqft | 4990 | Average Premise Area, Restaurants | US Energy Information Administration, 2018 Commercial Buildings Energy Consumption Survey | Commercial
Thermostatic Shower Restriction Valve Commercial |  |  |  |  | noccupants | 8 | Average Number of Occupants, Assembly | US Energy Information Administration, 2018 Commercial Buildings Energy Consumption Survey | Commercial
Thermostatic Shower Restriction Valve Commercial |  |  |  |  | nshowers | 1 | Average number of showerheads, Assembly | based on PA showerheads workbook | Commercial
Thermostatic Shower Restriction Valve Commercial |  |  |  |  | noccupants | 21 | Average Number of Occupants, College and University | US Energy Information Administration, 2018 Commercial Buildings Energy Consumption Survey | Commercial
Thermostatic Shower Restriction Valve Commercial |  |  |  |  | nshowers | 8 | Average number of showerheads, College and University | based on PA showerheads workbook | Commercial
Thermostatic Shower Restriction Valve Commercial |  |  |  |  | noccupants | 142 | Average Number of Occupants, Data Center | US Energy Information Administration, 2018 Commercial Buildings Energy Consumption Survey | Commercial
Thermostatic Shower Restriction Valve Commercial |  |  |  |  | nshowers | 1 | Average number of showerheads, Data Center | based on PA showerheads workbook | Commercial
Thermostatic Shower Restriction Valve Commercial |  |  |  |  | noccupants | 4 | Average Number of Occupants, Grocery | US Energy Information Administration, 2018 Commercial Buildings Energy Consumption Survey | Commercial
Thermostatic Shower Restriction Valve Commercial |  |  |  |  | nshowers | 1 | Average number of showerheads, Grocery | based on PA showerheads workbook | Commercial
Thermostatic Shower Restriction Valve Commercial |  |  |  |  | noccupants | 19 | Average Number of Occupants, Healthcare | US Energy Information Administration, 2018 Commercial Buildings Energy Consumption Survey | Commercial
Thermostatic Shower Restriction Valve Commercial |  |  |  |  | nshowers | 1 | Average number of showerheads, Healthcare | based on PA showerheads workbook | Commercial
Thermostatic Shower Restriction Valve Commercial |  |  |  |  | noccupants | 334 | Average Number of Occupants, Hospitals | US Energy Information Administration, 2018 Commercial Buildings Energy Consumption Survey | Commercial
Thermostatic Shower Restriction Valve Commercial |  |  |  |  | nshowers | 8 | Average number of showerheads, Hospitals | based on PA showerheads workbook | Commercial
Thermostatic Shower Restriction Valve Commercial |  |  |  |  | nshowers | 1 | Average number of showerheads, Institutional | based on PA showerheads workbook | Commercial
Thermostatic Shower Restriction Valve Commercial |  |  |  |  | noccupants | 5 | Average Number of Occupants, Institutional | US Energy Information Administration, 2018 Commercial Buildings Energy Consumption Survey | Commercial
Thermostatic Shower Restriction Valve Commercial |  |  |  |  | noccupants | 13 | Average Number of Occupants, Lodging/Hospitality | US Energy Information Administration, 2018 Commercial Buildings Energy Consumption Survey | Commercial
Thermostatic Shower Restriction Valve Commercial |  |  |  |  | nshowers | 13 | Average number of showerheads, Lodging/Hospitality | based on PA showerheads workbook | Commercial
Thermostatic Shower Restriction Valve Commercial |  |  |  |  | noccupants | 20 | Average Number of Occupants, Miscellaneous | US Energy Information Administration, 2018 Commercial Buildings Energy Consumption Survey | Commercial
Thermostatic Shower Restriction Valve Commercial |  |  |  |  | nshowers | 1 | Average number of showerheads, Miscellaneous | based on PA showerheads workbook | Commercial
Thermostatic Shower Restriction Valve Commercial |  |  |  |  | noccupants | 35 | Average Number of Occupants, Offices | US Energy Information Administration, 2018 Commercial Buildings Energy Consumption Survey | Commercial
Thermostatic Shower Restriction Valve Commercial |  |  |  |  | nshowers | 1 | Average number of showerheads, Offices | based on PA showerheads workbook | Commercial
Thermostatic Shower Restriction Valve Commercial |  |  |  |  | nshowers | 1 | Average number of showerheads, Restaurants | based on PA showerheads workbook | Commercial
Thermostatic Shower Restriction Valve Commercial |  |  |  |  | noccupants | 12 | Average Number of Occupants, Restaurants | US Energy Information Administration, 2018 Commercial Buildings Energy Consumption Survey | Commercial
Thermostatic Shower Restriction Valve Commercial |  |  |  |  | noccupants | 18 | Average Number of Occupants, Retail | US Energy Information Administration, 2018 Commercial Buildings Energy Consumption Survey | Commercial
Thermostatic Shower Restriction Valve Commercial |  |  |  |  | nshowers | 1 | Average number of showerheads, Retail | based on PA showerheads workbook | Commercial
Thermostatic Shower Restriction Valve Commercial |  |  |  |  | noccupants | 31 | Average Number of Occupants, Schools K-12 | US Energy Information Administration, 2018 Commercial Buildings Energy Consumption Survey | Commercial
Thermostatic Shower Restriction Valve Commercial |  |  |  |  | nshowers | 1 | Average number of showerheads, Schools K-12 | based on PA showerheads workbook | Commercial
Thermostatic Shower Restriction Valve Commercial |  |  |  |  | nshowers | 1 | Average number of showerheads, Warehouse | based on PA showerheads workbook | Commercial
Thermostatic Shower Restriction Valve Commercial |  |  |  |  | noccupants | 7 | Average Number of Occupants, Warehouse | US Energy Information Administration, 2018 Commercial Buildings Energy Consumption Survey | Commercial
Thermostatic Shower Restriction Valve Commercial |  |  |  |  | showers | 0.1 | Average Number of Showers per Person per Day (SPERSON/DAY) | Engineer assumption | Commercial
Thermostatic Shower Restriction Valve Commercial |  |  |  |  | hot_wtr_temp | 125 | Temperature of Hot Water Heater | Illinois TRM, Version 10.0,Volume 3: Residential Measures, Section 5.4.3 | Commercial
Thermostatic Shower Restriction Valve Commercial |  |  |  |  | cold_wtr_temp | 74 | FL Zone 2, Temperature of Cold Water | FSEC Solar Water Heater Calculator, http://www.fsec.ucf.edu/en/consumer/solar_hot_water/homes/calculator/SHW-calculator_simple.xls | Commercial
Thermostatic Shower Restriction Valve Commercial |  |  |  |  | dhw_std_valve | 0.9207 | Residential Electric Storage Water Heaters baseline UEF | IL TRM v10.0, section 5.4.3 | Commercial
Thermostatic Shower Restriction Valve Commercial |  |  |  |  | gpm_exist_show | 2.5 | Existing Showerhead Flow Rate (GPMBASE) | Federal Standard Maximum Showerhead Flow Rate | Commercial
Thermostatic Shower Restriction Valve Commercial |  |  |  |  | dhw_wast | 0.89 | Hot water waste time avoided due to thermostatic restrictor valve, minutes | IL TRM, Version 10.0, Volume 3: Residential Measures,5.4.8 | Commercial
Thermostatic Shower Restriction Valve Commercial |  |  |  |  | ISR | 0.95 | In service rate of showerhead | IL TRM, Version 10.0, Volume 2: Commercial Measures,4.3.2 | Commercial
Thermostatic Shower Restriction Valve Commercial |  |  |  |  | eui_domestic_hot_water | 4.67 | Energy Use Intensity_domestic_hot_water, Restaurants | US Energy Information Administration, 2018 Commercial Buildings Energy Consumption Survey | Commercial
Thermostatic Shower Restriction Valve Commercial |  |  |  |  | eui_domestic_hot_water | 0.39 | Energy Use Intensity_domestic_hot_water, Retail | US Energy Information Administration, 2018 Commercial Buildings Energy Consumption Survey | Commercial
Thermostatic Shower Restriction Valve Commercial |  |  |  |  | sqft | 23334 | Average Premise Area, Retail | US Energy Information Administration, 2018 Commercial Buildings Energy Consumption Survey | Commercial
Thermostatic Shower Restriction Valve Commercial |  |  |  |  | eui_domestic_hot_water | 0.77 | Energy Use Intensity_domestic_hot_water, Schools K-12 | US Energy Information Administration, 2018 Commercial Buildings Energy Consumption Survey | Commercial
Thermostatic Shower Restriction Valve Commercial |  |  |  |  | sqft | 33114 | Average Premise Area, Schools k-12 | US Energy Information Administration, 2018 Commercial Buildings Energy Consumption Survey | Commercial
Thermostatic Shower Restriction Valve Commercial |  |  |  |  | eui_domestic_hot_water | 0.04 | Energy Use Intensity_domestic_hot_water, Warehouse | US Energy Information Administration, 2018 Commercial Buildings Energy Consumption Survey | Commercial
Thermostatic Shower Restriction Valve Commercial |  |  |  |  | sqft | 19802 | Average Premise Area, Warehouse | US Energy Information Administration, 2018 Commercial Buildings Energy Consumption Survey | Commercial
Time Clock Control | Time Clock Control | Interior Lighting | controlled_kw*hou_lighting*(1-svgee)*(1+ifenergy) | controlled_kw*hou_lighting*(1+ifenergy) | hou_lighting | 2638 | Lighting Hours of Use, Assembly | Public Utility Commission of Texas, Technical Reference Manual V9.0, April 2022 | Commercial
Time Clock Control |  |  |  |  | svgee | 0.24 | Time Clock Control Savings Factor | Pennsylvania 2019-2020 Statewide TRM, Section 3.1.1, Table 3-4 | Commercial
Time Clock Control |  |  |  |  | hou_lighting | 3577 | Lighting Hours of Use, College and University | Public Utility Commission of Texas, Technical Reference Manual V9.0, April 2022 | Commercial
Time Clock Control |  |  |  |  | hou_lighting | 4008 | Lighting Hours of Use, Data Center | Public Utility Commission of Texas, Technical Reference Manual V9.0, April 2022 | Commercial
Time Clock Control |  |  |  |  | hou_lighting | 4706 | Lighting Hours of Use, Grocery | Public Utility Commission of Texas, Technical Reference Manual V9.0, April 2022 | Commercial
Time Clock Control |  |  |  |  | hou_lighting | 3386 | Lighting Hours of Use, Healthcare | Public Utility Commission of Texas, Technical Reference Manual V9.0, April 2022 | Commercial
Time Clock Control |  |  |  |  | hou_lighting | 5730 | Lighting Hours of Use, Hospitals | Public Utility Commission of Texas, Technical Reference Manual V9.0, April 2022 | Commercial
Time Clock Control |  |  |  |  | hou_lighting | 3472 | Lighting Hours of Use, Institutional | Public Utility Commission of Texas, Technical Reference Manual V9.0, April 2022 | Commercial
Time Clock Control |  |  |  |  | hou_lighting | 4842 | Lighting Hours of Use, Lodging/Hospitality | Public Utility Commission of Texas, Technical Reference Manual V9.0, April 2022 | Commercial
Time Clock Control |  |  |  |  | hou_lighting | 4107 | Lighting Hours of Use, Miscellaneous | Public Utility Commission of Texas, Technical Reference Manual V9.0, April 2022 | Commercial
Time Clock Control |  |  |  |  | hou_lighting | 3737 | Lighting Hours of Use, Offices | Public Utility Commission of Texas, Technical Reference Manual V9.0, April 2022 | Commercial
Time Clock Control |  |  |  |  | hou_lighting | 5278 | Lighting Hours of Use, Restaurants | Public Utility Commission of Texas, Technical Reference Manual V9.0, April 2022 | Commercial
Time Clock Control |  |  |  |  | hou_lighting | 3668 | Lighting Hours of Use, Retail | Public Utility Commission of Texas, Technical Reference Manual V9.0, April 2022 | Commercial
Time Clock Control |  |  |  |  | hou_lighting | 2777 | Lighting Hours of Use, Schools K-12 | Public Utility Commission of Texas, Technical Reference Manual V9.0, April 2022 | Commercial
Time Clock Control |  |  |  |  | hou_lighting | 3649 | Lighting Hours of Use, Warehouse | Public Utility Commission of Texas, Technical Reference Manual V9.0, April 2022 | Commercial
Time Clock Control |  |  |  |  | ifenergy | 0 | Unknown Heating Type Energy Interactive Factor (IFENERGY) | Pennsylvania 2019-2020 Statewide TRM, Section 3.1.1, Table 3-9, "Unknown Heating Fuel" | Commercial
Time Clock Control |  |  |  |  | controlled_kw | 0.5 | Total Lighting Load Connected to Control (kWCONTROLLED) | Measure Definition | Commercial
Variable Refrigerant Flow (VRF) HVAC Systems | Variable Refrigerant Flow (VRF) HVAC Systems | Space Cooling; Space Heating | X_cool * (tons*eflhcool*12*(1/seereff)) + X_heat * (tons*12*1/hspf_eff*eflhheat ) | X_cool * (tons*eflhcool*12*(1/seerbase)) + X_heat * (tons*12*1/hspf_base*eflhheat ) | eflhcool | 1124 | Equivalent Full Load Hours of operation during the cooling season for the average unit, Assembly | Texas PUC TRM, v5; adjusted for FL CDD/HDD | Commercial
Variable Refrigerant Flow (VRF) HVAC Systems |  |  |  |  | eflhheat | 141 | Equivalent Full Load Hours of operation during the heating season for the average unit, Assembly | Texas PUC TRM, v5; adjusted for FL CDD/HDD | Commercial
Variable Refrigerant Flow (VRF) HVAC Systems |  |  |  |  | eflhcool | 1247 | Equivalent Full Load Hours of operation during the cooling season for the average unit, College and University | Texas PUC TRM, v5; adjusted for FL CDD/HDD | Commercial
Variable Refrigerant Flow (VRF) HVAC Systems |  |  |  |  | eflhheat | 141 | Equivalent Full Load Hours of operation during the heating season for the average unit, College and University | Texas PUC TRM, v5; adjusted for FL CDD/HDD | Commercial
Variable Refrigerant Flow (VRF) HVAC Systems |  |  |  |  | eflhheat | 251 | Equivalent Full Load Hours of operation during the heating season for the average unit, Data Center | Texas PUC TRM, v5; adjusted for FL CDD/HDD, hospital as proxy | Commercial
Variable Refrigerant Flow (VRF) HVAC Systems |  |  |  |  | eflhcool | 2317 | Equivalent Full Load Hours of operation during the cooling season for the average unit, Data Center | Texas PUC TRM, v5; adjusted for FL CDD/HDD, hospital as proxy | Commercial
Variable Refrigerant Flow (VRF) HVAC Systems |  |  |  |  | eflhcool | 621 | Equivalent Full Load Hours of operation during the cooling season for the average unit, Grocery | Texas PUC TRM, v5; adjusted for FL CDD/HDD | Commercial
Variable Refrigerant Flow (VRF) HVAC Systems |  |  |  |  | eflhheat | 242 | Equivalent Full Load Hours of operation during the heating season for the average unit, Grocery | Texas PUC TRM, v5; adjusted for FL CDD/HDD | Commercial
Variable Refrigerant Flow (VRF) HVAC Systems |  |  |  |  | eflhheat | 220 | Equivalent Full Load Hours of operation during the heating season for the average unit, Healthcare | Texas PUC TRM, v5; adjusted for FL CDD/HDD | Commercial
Variable Refrigerant Flow (VRF) HVAC Systems |  |  |  |  | eflhcool | 2446 | Equivalent Full Load Hours of operation during the cooling season for the average unit, Healthcare | Texas PUC TRM, v5; adjusted for FL CDD/HDD | Commercial
Variable Refrigerant Flow (VRF) HVAC Systems |  |  |  |  | eflhcool | 2317 | Equivalent Full Load Hours of operation during the cooling season for the average unit, Hospitals | Texas PUC TRM, v5; adjusted for FL CDD/HDD | Commercial
Variable Refrigerant Flow (VRF) HVAC Systems |  |  |  |  | eflhheat | 251 | Equivalent Full Load Hours of operation during the heating season for the average unit, Hospitals | Texas PUC TRM, v5; adjusted for FL CDD/HDD | Commercial
Variable Refrigerant Flow (VRF) HVAC Systems |  |  |  |  | eflhheat | 123 | Equivalent Full Load Hours of operation during the heating season for the average unit, Institutional | Texas PUC TRM, v5; adjusted for FL CDD/HDD | Commercial
Variable Refrigerant Flow (VRF) HVAC Systems |  |  |  |  | eflhcool | 607 | Equivalent Full Load Hours of operation during the cooling season for the average unit, Institutional | Texas PUC TRM, v5; adjusted for FL CDD/HDD | Commercial
Variable Refrigerant Flow (VRF) HVAC Systems |  |  |  |  | eflhcool | 1857 | Equivalent Full Load Hours of operation during the cooling season for the average unit, Lodging/Hospitality | Texas PUC TRM, v5; adjusted for FL CDD/HDD | Commercial
Variable Refrigerant Flow (VRF) HVAC Systems |  |  |  |  | eflhheat | 148 | Equivalent Full Load Hours of operation during the heating season for the average unit, Lodging/Hospitality | Texas PUC TRM, v5; adjusted for FL CDD/HDD | Commercial
Variable Refrigerant Flow (VRF) HVAC Systems |  |  |  |  | eflhcool | 628 | Equivalent Full Load Hours of operation during the cooling season for the average unit, Miscellaneous | Texas PUC TRM, v5; adjusted for FL CDD/HDD | Commercial
Variable Refrigerant Flow (VRF) HVAC Systems |  |  |  |  | eflhheat | 78 | Equivalent Full Load Hours of operation during the heating season for the average unit, Miscellaneous | Texas PUC TRM, v5; adjusted for FL CDD/HDD | Commercial
Variable Refrigerant Flow (VRF) HVAC Systems |  |  |  |  | eflhheat | 82 | Equivalent Full Load Hours of operation during the heating season for the average unit, Offices | Texas PUC TRM, v5; adjusted for FL CDD/HDD | Commercial
Variable Refrigerant Flow (VRF) HVAC Systems |  |  |  |  | eflhcool | 1265 | Equivalent Full Load Hours of operation during the cooling season for the average unit, Offices | Texas PUC TRM, v5; adjusted for FL CDD/HDD | Commercial
Variable Refrigerant Flow (VRF) HVAC Systems |  |  |  |  | eflhheat | 518 | Equivalent Full Load Hours of operation during the heating season for the average unit, Restaurants | Texas PUC TRM, v5; adjusted for FL CDD/HDD | Commercial
Variable Refrigerant Flow (VRF) HVAC Systems |  |  |  |  | eflhcool | 1822 | Equivalent Full Load Hours of operation during the cooling season for the average unit, Restaurants | Texas PUC TRM, v5; adjusted for FL CDD/HDD | Commercial
Variable Refrigerant Flow (VRF) HVAC Systems |  |  |  |  | eflhheat | 325 | Equivalent Full Load Hours of operation during the heating season for the average unit, Retail | Texas PUC TRM, v5; adjusted for FL CDD/HDD | Commercial
Variable Refrigerant Flow (VRF) HVAC Systems |  |  |  |  | eflhcool | 1428 | Equivalent Full Load Hours of operation during the cooling season for the average unit, Retail | Texas PUC TRM, v5; adjusted for FL CDD/HDD | Commercial
Variable Refrigerant Flow (VRF) HVAC Systems |  |  |  |  | eflhheat | 299 | Equivalent Full Load Hours of operation during the heating season for the average unit, Schools K-12 | Texas PUC TRM, v5; adjusted for FL CDD/HDD | Commercial
Variable Refrigerant Flow (VRF) HVAC Systems |  |  |  |  | eflhcool | 1241 | Equivalent Full Load Hours of operation during the cooling season for the average unit, Schools K-12 | Texas PUC TRM, v5; adjusted for FL CDD/HDD | Commercial
Variable Refrigerant Flow (VRF) HVAC Systems |  |  |  |  | eflhheat | 78 | Equivalent Full Load Hours of operation during the heating season for the average unit, Warehouse | Texas PUC TRM, v5; adjusted for FL CDD/HDD | Commercial
Variable Refrigerant Flow (VRF) HVAC Systems |  |  |  |  | eflhcool | 273 | Equivalent Full Load Hours of operation during the cooling season for the average unit, Warehouse | Texas PUC TRM, v5; adjusted for FL CDD/HDD | Commercial
Variable Refrigerant Flow (VRF) HVAC Systems |  |  |  |  | X_cool | 1 | multiplier for space cooling |  | Commercial
Variable Refrigerant Flow (VRF) HVAC Systems |  |  |  |  | X_heat | 0 | multiplier for space heating |  | Commercial
Variable Refrigerant Flow (VRF) HVAC Systems |  |  |  |  | X_cool | 0 | multiplier for space cooling |  | Commercial
Variable Refrigerant Flow (VRF) HVAC Systems |  |  |  |  | X_heat | 1 | multiplier for space heating |  | Commercial
Variable Refrigerant Flow (VRF) HVAC Systems |  |  |  |  | tons | 4 | Capacity | Measure Definition | Commercial
Variable Refrigerant Flow (VRF) HVAC Systems |  |  |  |  | hspf_eff | 9.6 | Heat Pump Heating Seasonal Performance Facotr High Efficiency | AHRI Database, Average 4 Ton Unit | Commercial
Variable Refrigerant Flow (VRF) HVAC Systems |  |  |  |  | seereff | 16 | Heat Pump High Efficiency | AHRI Database, Average 4 Ton Unit | Commercial
Variable Refrigerant Flow (VRF) HVAC Systems |  |  |  |  | hspf_base | 6.6 | Heat Pump Heating Seasonal Performance Factor Baseline | 2006 IECC, Table 503.2.3 (2) | Commercial
Variable Refrigerant Flow (VRF) HVAC Systems |  |  |  |  | seerbase | 10.1 | Heat Pump Baseline Efficiency | IECC 2012 | Commercial
VAV System | VAV System | Ventilation and Circulation | sqft*svge/0.3-sqft*svge | sqft*svge/0.3 | sqft | 15585 | Average Premise Area, Assembly | US Energy Information Administration, 2018 Commercial Buildings Energy Consumption Survey | Commercial
VAV System |  |  |  |  | sqft | 24388 | Average Premise Area, College and University | US Energy Information Administration, 2018 Commercial Buildings Energy Consumption Survey | Commercial
VAV System |  |  |  |  | sqft | 104487 | Average Premise Area, Data Center | US Energy Information Administration, 2018 Commercial Buildings Energy Consumption Survey | Commercial
VAV System |  |  |  |  | sqft | 2663 | Average Premise Area, Grocery | US Energy Information Administration, 2018 Commercial Buildings Energy Consumption Survey | Commercial
VAV System |  |  |  |  | sqft | 9531 | Average Premise Area, Healthcare | US Energy Information Administration, 2018 Commercial Buildings Energy Consumption Survey | Commercial
VAV System |  |  |  |  | sqft | 188543 | Average Premise Area, Hospitals | US Energy Information Administration, 2018 Commercial Buildings Energy Consumption Survey | Commercial
VAV System |  |  |  |  | sqft | 12448 | Average Premise Area, Institutional | US Energy Information Administration, 2018 Commercial Buildings Energy Consumption Survey | Commercial
VAV System |  |  |  |  | sqft | 43432 | Average Premise Area, Lodging/Hospitality | US Energy Information Administration, 2018 Commercial Buildings Energy Consumption Survey | Commercial
VAV System |  |  |  |  | sqft | 33805 | Average Premise Area, Miscellaneous | US Energy Information Administration, 2018 Commercial Buildings Energy Consumption Survey | Commercial
VAV System |  |  |  |  | sqft | 17724 | Average Premise Area, Offices | US Energy Information Administration, 2018 Commercial Buildings Energy Consumption Survey | Commercial
VAV System |  |  |  |  | sqft | 4990 | Average Premise Area, Restaurants | US Energy Information Administration, 2018 Commercial Buildings Energy Consumption Survey | Commercial
VAV System |  |  |  |  | sqft | 23334 | Average Premise Area, Retail | US Energy Information Administration, 2018 Commercial Buildings Energy Consumption Survey | Commercial
VAV System |  |  |  |  | sqft | 33114 | Average Premise Area, Schools k-12 | US Energy Information Administration, 2018 Commercial Buildings Energy Consumption Survey | Commercial
VAV System |  |  |  |  | sqft | 19802 | Average Premise Area, Warehouse | US Energy Information Administration, 2018 Commercial Buildings Energy Consumption Survey | Commercial
VAV System |  |  |  |  | svge | 3.62 | Commercial VAV System Energy Savings Factor (SVGE) | "Chapter 8: Air Distribution Systems". Energy Star Building Manual. April, 2008. Table 8.1 | Commercial
VFD on Cooling Tower Fans | VFD on Cooling Tower Fans | Space Cooling | HP*LF/Effi*cooltower*ESF | HP*LF/Effi*cooltower | cooltower | 2150 | Cooling Tower Run hours, Assembly | Used Cooling Run hours from IL TRM v8 Section 4.4.17 | Commercial
VFD on Cooling Tower Fans |  |  |  |  | cooltower | 4065 | Cooling Tower Run Hours, College and University | Use Cooling Run Hours from IL TRM v8 Section 4.4.17 | Commercial
VFD on Cooling Tower Fans |  |  |  |  | cooltower | 8760 | Cooling Tower Run Hours, Data Center | Assume Datacenter run cooling tower 8760, similar to hospital from IL TRM v8, Section 4.4.17 | Commercial
VFD on Cooling Tower Fans |  |  |  |  | cooltower | 5470 | Cooling Tower Run Hours, Grocery | Use Cooling Run Hours from IL TRM v8 Section 4.4.17 | Commercial
VFD on Cooling Tower Fans |  |  |  |  | cooltower | 6364 | Cooling Tower Run Hours, Healthcare | Use Cooling Run Hours from IL TRM v8 Section 4.4.17 | Commercial
VFD on Cooling Tower Fans |  |  |  |  | cooltower | 4948 | Cooling Tower Run Hours, Hospitals | Use Cooling Run Hours from IL TRM v8 Section 4.4.17 | Commercial
VFD on Cooling Tower Fans |  |  |  |  | cooltower | 4373 | Cooling Tower Run Hours, Institutional | Use Cooling Run Hours (assisted living) from IL TRM v8 Section 4.4.17 | Commercial
VFD on Cooling Tower Fans |  |  |  |  | cooltower | 6227 | Cooling Tower Run Hours, Lodging/Hospitality | Use Cooling Run Hours from IL TRM v8 Section 4.4.17 | Commercial
VFD on Cooling Tower Fans |  |  |  |  | cooltower | 2987 | Cooling Tower Run Hours, Miscellaneous | Use Cooling Run Hours from IL TRM v8 Section 4.4.17 | Commercial
VFD on Cooling Tower Fans |  |  |  |  | cooltower | 6049 | Cooling Tower Run Hours, Offices | Use Cooling Run Hours from IL TRM v8 Section 4.4.17 | Commercial
VFD on Cooling Tower Fans |  |  |  |  | cooltower | 2305 | Cooling Tower Run Hours, Restaurants | Use Cooling Run Hours from IL TRM v8 Section 4.4.17 | Commercial
VFD on Cooling Tower Fans |  |  |  |  | cooltower | 2266 | Cooling Tower Run Hours, Retail | Use Cooling Run Hours from IL TRM v8 Section 4.4.17 | Commercial
VFD on Cooling Tower Fans |  |  |  |  | cooltower | 2649 | Cooling Tower Run Hours, Schools K-12 | Use Cooling Run Hours from IL TRM v8 Section 4.4.17 | Commercial
VFD on Cooling Tower Fans |  |  |  |  | cooltower | 770 | Cooling Tower Run Hours, Warehouse | Use Cooling Run Hours from IL TRM v8 Section 4.4.17 | Commercial
VFD on Cooling Tower Fans |  |  |  |  | HP | 7.5 | Rated Motor Horsepower (HP) | Measure Definition | Commercial
VFD on Cooling Tower Fans |  |  |  |  | LF | 0.65 | Motor Load Factor | IL TRM v8.0, section 4.4.17 | Commercial
VFD on Cooling Tower Fans |  |  |  |  | ESF | 0.502 | Energy savings factor (Cooling Tower Fan) | IL TRM v8.0, section 4.4.17 | Commercial
VFD on Cooling Tower Fans |  |  |  |  | Effi | 0.93 | Motor efficiency, installed | IL TRM v8.0, section 4.4.17 | Commercial
VFD on HVAC Pump | VFD on HVAC Pump | Space Cooling; Space Heating | X_cool * (0.746*hpbase*lf*runhour_cool/nmotor*(1-esf)) + X_heat * (0.746*hpbase*lf*runhour_heat/nmotor*(1-esf)) | X_cool * (0.746*hpbase*lf*runhour_cool/nmotor) + X_heat * (0.746*hpbase*lf*runhour_heat/nmotor) | runhour_cool | 1827.5 | Cooling Run Hours for HVAC Pump (Assembly) | Use Cooling Run Hours from IL TRM v8 Section 4.4.17, derated by 15% per CAC suggestion | Commercial
VFD on HVAC Pump |  |  |  |  | runhour_heat | 4154.8 | Heating Run Hours for HVAC Pump (Assembly) | Use Heating Run Hours from IL TRM v8 Section 4.4.17, derated by 15% per CAC suggestion | Commercial
VFD on HVAC Pump |  |  |  |  | runhour_cool | 3455.25 | Cooling Run Hours for HVAC Pump (College and University) | Use Cooling Run Hours from IL TRM v8 Section 4.4.17, derated by 15% per CAC suggestion | Commercial
VFD on HVAC Pump |  |  |  |  | runhour_heat | 5954.25 | Heating Run Hours for HVAC Pump (College and University) | Use Heating Run Hours from IL TRM v8 Section 4.4.17, derated by 15% per CAC suggestion | Commercial
VFD on HVAC Pump |  |  |  |  | runhour_cool | 7446 | Cooling Run Hours for HVAC Pump (Data Center) | Use Cooling Run Hours from IL TRM v8 Section 4.4.17, derated by 15% per CAC suggestion | Commercial
VFD on HVAC Pump |  |  |  |  | runhour_heat | 7446 | Heating Run Hours for HVAC Pump (Data Center) | Use Heating Run Hours from IL TRM v8 Section 4.4.17, derated by 15% per CAC suggestion | Commercial
VFD on HVAC Pump |  |  |  |  | runhour_cool | 4649.5 | Cooling Run Hours for HVAC Pump (Grocery) | Use Cooling Run Hours from IL TRM v8 Section 4.4.17, derated by 15% per CAC suggestion | Commercial
VFD on HVAC Pump |  |  |  |  | runhour_heat | 6334.2 | Heating Run Hours for HVAC Pump (Grocery) | Use Heating Run Hours from IL TRM v8 Section 4.4.17, derated by 15% per CAC suggestion | Commercial
VFD on HVAC Pump |  |  |  |  | runhour_cool | 5409.4 | Cooling Run Hours for HVAC Pump (Healthcare) | Use Cooling Run Hours from IL TRM v8 Section 4.4.17, derated by 15% per CAC suggestion | Commercial
VFD on HVAC Pump |  |  |  |  | runhour_heat | 7446 | Heating Run Hours for HVAC Pump (Healthcare) | Use Heating Run Hours from IL TRM v8 Section 4.4.17, derated by 15% per CAC suggestion | Commercial
VFD on HVAC Pump |  |  |  |  | runhour_cool | 4205.8 | Cooling Run Hours for HVAC Pump (Hospitals) | Use Cooling Run Hours from IL TRM v8 Section 4.4.17, derated by 15% per CAC suggestion | Commercial
VFD on HVAC Pump |  |  |  |  | runhour_heat | 2487.95 | Heating Run Hours for HVAC Pump (Hospitals) | Use Heating Run Hours from IL TRM v8 Section 4.4.17, derated by 15% per CAC suggestion | Commercial
VFD on HVAC Pump |  |  |  |  | runhour_cool | 3717.05 | Cooling Run Hours for HVAC Pump (Institutional) | Use Cooling Run Hours from IL TRM v8 Section 4.4.17, derated by 15% per CAC suggestion | Commercial
VFD on HVAC Pump |  |  |  |  | runhour_heat | 4004.35 | Heating Run Hours for HVAC Pump (Institutional) | Use Heating Run Hours from IL TRM v8 Section 4.4.17, derated by 15% per CAC suggestion | Commercial
VFD on HVAC Pump |  |  |  |  | runhour_cool | 5292.95 | Cooling Run Hours for HVAC Pump (Lodging/Hospitality) | Use Cooling Run Hours from IL TRM v8 Section 4.4.17, derated by 15% per CAC suggestion | Commercial
VFD on HVAC Pump |  |  |  |  | runhour_heat | 5389 | Heating Run Hours for HVAC Pump (Lodging/Hospitality) | Use Heating Run Hours from IL TRM v8 Section 4.4.17, derated by 15% per CAC suggestion | Commercial
VFD on HVAC Pump |  |  |  |  | runhour_cool | 2538.95 | Cooling Run Hours for HVAC Pump (Miscellaneous) | Use Cooling Run Hours from IL TRM v8 Section 4.4.17, derated by 15% per CAC suggestion | Commercial
VFD on HVAC Pump |  |  |  |  | runhour_heat | 4282.3 | Heating Run Hours for HVAC Pump (Miscellaneous) | Use Heating Run Hours from IL TRM v8 Section 4.4.17, derated by 15% per CAC suggestion | Commercial
VFD on HVAC Pump |  |  |  |  | runhour_cool | 5141.65 | Cooling Run Hours for HVAC Pump (Offices) | Use Cooling Run Hours from IL TRM v8 Section 4.4.17, derated by 15% per CAC suggestion | Commercial
VFD on HVAC Pump |  |  |  |  | runhour_heat | 3571.7 | Heating Run Hours for HVAC Pump (Offices) | Use Heating Run Hours from IL TRM v8 Section 4.4.17, derated by 15% per CAC suggestion | Commercial
VFD on HVAC Pump |  |  |  |  | runhour_cool | 1959.25 | Cooling Run Hours for HVAC Pump (Restaurants) | Use Cooling Run Hours from IL TRM v8 Section 4.4.17, derated by 15% per CAC suggestion | Commercial
VFD on HVAC Pump |  |  |  |  | runhour_heat | 2954.6 | Heating Run Hours for HVAC Pump (Restaurants) | Use Heating Run Hours from IL TRM v8 Section 4.4.17, derated by 15% per CAC suggestion | Commercial
VFD on HVAC Pump |  |  |  |  | runhour_cool | 1926.1 | Cooling Run Hours for HVAC Pump (Retail) | Use Cooling Run Hours from IL TRM v8 Section 4.4.17, derated by 15% per CAC suggestion | Commercial
VFD on HVAC Pump |  |  |  |  | runhour_heat | 3803.75 | Heating Run Hours for HVAC Pump (Retail) | Use Heating Run Hours from IL TRM v8 Section 4.4.17, derated by 15% per CAC suggestion | Commercial
VFD on HVAC Pump |  |  |  |  | runhour_cool | 2251.65 | Cooling Run Hours for HVAC Pump (Schools K-12) | Use Cooling Run Hours from IL TRM v8 Section 4.4.17, derated by 15% per CAC suggestion | Commercial
VFD on HVAC Pump |  |  |  |  | runhour_heat | 5123.8 | Heating Run Hours for HVAC Pump (Schools K-12) | Use Heating Run Hours from IL TRM v8 Section 4.4.17, derated by 15% per CAC suggestion | Commercial
VFD on HVAC Pump |  |  |  |  | runhour_cool | 654.5 | Cooling Run Hours for HVAC Pump (Warehouse) | Use Cooling Run Hours from IL TRM v8 Section 4.4.17, derated by 15% per CAC suggestion | Commercial
VFD on HVAC Pump |  |  |  |  | runhour_heat | 3915.1 | Heating Run Hours for HVAC Pump (Warehouse) | Use Heating Run Hours from IL TRM v8 Section 4.4.17, derated by 15% per CAC suggestion | Commercial
VFD on HVAC Pump |  |  |  |  | hpbase | 7.5 | Baseline Horsepower (HP) | Updated per comment from CAC in reference to IL TRM. | Commercial
VFD on HVAC Pump |  |  |  |  | nmotor | 0.93 | Efficiency of baseline Motor | 2014 Pennsylvania TRM, efficiencies | Commercial
VFD on HVAC Pump |  |  |  |  | lf | 0.75 | Load Factor (Motor kw / (Rated motor HP x .746 / nameplate efficiency)) | 2014 Pennsylvania TRM, default value | Commercial
VFD on HVAC Pump |  |  |  |  | esf | 0.11 | HVAC Fan Motor VFD Energy Savings Factor | Savings rates based on comment from CAC re: cooling savings. | Commercial
VFD on HVAC Pump |  |  |  |  | X_cool | 1 | multiplier for space cooling |  | Commercial
VFD on HVAC Pump |  |  |  |  | X_heat | 0 | multiplier for space heating |  | Commercial
VFD on HVAC Pump |  |  |  |  | X_cool | 0 | multiplier for space cooling |  | Commercial
VFD on HVAC Pump |  |  |  |  | X_heat | 1 | multiplier for space heating |  | Commercial
VSD Controlled Compressor | VSD Controlled Compressor | Refrigeration | max(eui_refrigeration*sqft-ton*0.445*svge,eui_refrigeration*sqft/2) | eui_refrigeration*sqft | sqft | 15585 | Average Premise Area, Assembly | US Energy Information Administration, 2018 Commercial Buildings Energy Consumption Survey | Commercial
VSD Controlled Compressor |  |  |  |  | eui_refrigeration | 0.58 | Energy Use Intensity_refrigeration, Assembly | US Energy Information Administration, 2018 Commercial Buildings Energy Consumption Survey | Commercial
VSD Controlled Compressor |  |  |  |  | sqft | 24388 | Average Premise Area, College and University | US Energy Information Administration, 2018 Commercial Buildings Energy Consumption Survey | Commercial
VSD Controlled Compressor |  |  |  |  | eui_refrigeration | 0.33 | Energy Use Intensity_refrigeration, College and University | US Energy Information Administration, 2018 Commercial Buildings Energy Consumption Survey | Commercial
VSD Controlled Compressor |  |  |  |  | sqft | 104487 | Average Premise Area, Data Center | US Energy Information Administration, 2018 Commercial Buildings Energy Consumption Survey | Commercial
VSD Controlled Compressor |  |  |  |  | eui_refrigeration | 1.05 | Energy Use Intensity_refrigeration, Data Center | US Energy Information Administration, 2018 Commercial Buildings Energy Consumption Survey | Commercial
VSD Controlled Compressor |  |  |  |  | sqft | 2663 | Average Premise Area, Grocery | US Energy Information Administration, 2018 Commercial Buildings Energy Consumption Survey | Commercial
VSD Controlled Compressor |  |  |  |  | eui_refrigeration | 32.05 | Energy Use Intensity_refrigeration, Grocery | US Energy Information Administration, 2018 Commercial Buildings Energy Consumption Survey | Commercial
VSD Controlled Compressor |  |  |  |  | sqft | 9531 | Average Premise Area, Healthcare | US Energy Information Administration, 2018 Commercial Buildings Energy Consumption Survey | Commercial
VSD Controlled Compressor |  |  |  |  | eui_refrigeration | 0.38 | Energy Use Intensity_refrigeration, Healthcare | US Energy Information Administration, 2018 Commercial Buildings Energy Consumption Survey | Commercial
VSD Controlled Compressor |  |  |  |  | eui_refrigeration | 1.49 | Energy Use Intensity_refrigeration, Hospitals | US Energy Information Administration, 2018 Commercial Buildings Energy Consumption Survey | Commercial
VSD Controlled Compressor |  |  |  |  | sqft | 188543 | Average Premise Area, Hospitals | US Energy Information Administration, 2018 Commercial Buildings Energy Consumption Survey | Commercial
VSD Controlled Compressor |  |  |  |  | sqft | 12448 | Average Premise Area, Institutional | US Energy Information Administration, 2018 Commercial Buildings Energy Consumption Survey | Commercial
VSD Controlled Compressor |  |  |  |  | eui_refrigeration | 0.48 | Energy Use Intensity_refrigeration, Institutional | US Energy Information Administration, 2018 Commercial Buildings Energy Consumption Survey | Commercial
VSD Controlled Compressor |  |  |  |  | eui_refrigeration | 2.23 | Energy Use Intensity_refrigeration, Lodging/Hospitality | US Energy Information Administration, 2018 Commercial Buildings Energy Consumption Survey | Commercial
VSD Controlled Compressor |  |  |  |  | sqft | 43432 | Average Premise Area, Lodging/Hospitality | US Energy Information Administration, 2018 Commercial Buildings Energy Consumption Survey | Commercial
VSD Controlled Compressor |  |  |  |  | eui_refrigeration | 0.01 | Energy Use Intensity_refrigeration, Miscellaneous | US Energy Information Administration, 2018 Commercial Buildings Energy Consumption Survey | Commercial
VSD Controlled Compressor |  |  |  |  | sqft | 33805 | Average Premise Area, Miscellaneous | US Energy Information Administration, 2018 Commercial Buildings Energy Consumption Survey | Commercial
VSD Controlled Compressor |  |  |  |  | eui_refrigeration | 0.52 | Energy Use Intensity_refrigeration, Offcies | US Energy Information Administration, 2018 Commercial Buildings Energy Consumption Survey | Commercial
VSD Controlled Compressor |  |  |  |  | sqft | 17724 | Average Premise Area, Offices | US Energy Information Administration, 2018 Commercial Buildings Energy Consumption Survey | Commercial
VSD Controlled Compressor |  |  |  |  | eui_refrigeration | 13.25 | Energy Use Intensity_refrigeration, Restaurants | US Energy Information Administration, 2018 Commercial Buildings Energy Consumption Survey | Commercial
VSD Controlled Compressor |  |  |  |  | sqft | 4990 | Average Premise Area, Restaurants | US Energy Information Administration, 2018 Commercial Buildings Energy Consumption Survey | Commercial
VSD Controlled Compressor |  |  |  |  | eui_refrigeration | 2.36 | Energy Use Intensity_refrigeration, Retail | US Energy Information Administration, 2018 Commercial Buildings Energy Consumption Survey | Commercial
VSD Controlled Compressor |  |  |  |  | sqft | 23334 | Average Premise Area, Retail | US Energy Information Administration, 2018 Commercial Buildings Energy Consumption Survey | Commercial
VSD Controlled Compressor |  |  |  |  | eui_refrigeration | 0.29 | Energy Use Intensity_refrigeration, Schools K-12 | US Energy Information Administration, 2018 Commercial Buildings Energy Consumption Survey | Commercial
VSD Controlled Compressor |  |  |  |  | sqft | 33114 | Average Premise Area, Schools k-12 | US Energy Information Administration, 2018 Commercial Buildings Energy Consumption Survey | Commercial
VSD Controlled Compressor |  |  |  |  | sqft | 19802 | Average Premise Area, Warehouse | US Energy Information Administration, 2018 Commercial Buildings Energy Consumption Survey | Commercial
VSD Controlled Compressor |  |  |  |  | eui_refrigeration | 0.14 | Energy Use Intensity_refrigeration, Warehouse | US Energy Information Administration, 2018 Commercial Buildings Energy Consumption Survey | Commercial
VSD Controlled Compressor |  |  |  |  | svge | 839.825 | VSD Controlled Compressor Energy Savings | Pennsylvania 2019-2020 Statewide TRM, Section 3.10.5, Table 3-195 (average of annual energy savings per HP) | Commercial
VSD Controlled Compressor |  |  |  |  | ton | 20 | Average Refrigeration Compressor Tonnage (TONS) | Engineering Assumption | Commercial
Wall Insulation | Wall Insulation | Space Cooling; Space Heating | X_cool * (eui_space_cooling*sqft-((1/wall_rbase_existing-1/reff_exteriorwall)*(4*sqrt(sqft/nfloors))*height*(1-fframe)*dayhrs*cdd/(1000*er_cool))) + X_heat * (eui_space_heating*sqft-((1/wall_rbase_existing-1/reff_exteriorwall)*(4*sqrt(sqft/nfloors))*height*(1-fframe)*0.63*dayhrs*hdd/(heat_eff*btu_kwh))) | X_cool * (eui_space_cooling*sqft) + X_heat * (eui_space_heating*sqft) | eui_space_heating | 1.02 | Energy Use Intensity_space_heating, Assembly | US Energy Information Administration, 2018 Commercial Buildings Energy Consumption Survey | Commercial
Wall Insulation |  |  |  |  | sqft | 15585 | Average Premise Area, Assembly | US Energy Information Administration, 2018 Commercial Buildings Energy Consumption Survey | Commercial
Wall Insulation |  |  |  |  | eui_space_cooling | 8.01 | Energy Use Intensity_space_cooling, Assembly | US Energy Information Administration, 2018 Commercial Buildings Energy Consumption Survey | Commercial
Wall Insulation |  |  |  |  | eui_space_heating | 0.32 | Energy Use Intensity_space_heating, College and University | US Energy Information Administration, 2018 Commercial Buildings Energy Consumption Survey | Commercial
Wall Insulation |  |  |  |  | eui_space_cooling | 2.06 | Energy Use Intensity_space_cooling, College and University | US Energy Information Administration, 2018 Commercial Buildings Energy Consumption Survey | Commercial
Wall Insulation |  |  |  |  | sqft | 24388 | Average Premise Area, College and University | US Energy Information Administration, 2018 Commercial Buildings Energy Consumption Survey | Commercial
Wall Insulation |  |  |  |  | sqft | 104487 | Average Premise Area, Data Center | US Energy Information Administration, 2018 Commercial Buildings Energy Consumption Survey | Commercial
Wall Insulation |  |  |  |  | eui_space_heating | 0.57 | Energy Use Intensity_space_heating, Data Center | US Energy Information Administration, 2018 Commercial Buildings Energy Consumption Survey | Commercial
Wall Insulation |  |  |  |  | eui_space_cooling | 2.36 | Energy Use Intensity_space_cooling, Data Center | US Energy Information Administration, 2018 Commercial Buildings Energy Consumption Survey | Commercial
Wall Insulation |  |  |  |  | eui_space_heating | 2.59 | Energy Use Intensity_space_heating, Grocery | US Energy Information Administration, 2018 Commercial Buildings Energy Consumption Survey | Commercial
Wall Insulation |  |  |  |  | sqft | 2663 | Average Premise Area, Grocery | US Energy Information Administration, 2018 Commercial Buildings Energy Consumption Survey | Commercial
Wall Insulation |  |  |  |  | eui_space_cooling | 3.81 | Energy Use Intensity_space_cooling, Grocery | US Energy Information Administration, 2018 Commercial Buildings Energy Consumption Survey | Commercial
Wall Insulation |  |  |  |  | eui_space_heating | 1.12 | Energy Use Intensity_space_heating, Healthcare | US Energy Information Administration, 2018 Commercial Buildings Energy Consumption Survey | Commercial
Wall Insulation |  |  |  |  | eui_space_cooling | 2.21 | Energy Use Intensity_space_cooling, Healthcare | US Energy Information Administration, 2018 Commercial Buildings Energy Consumption Survey | Commercial
Wall Insulation |  |  |  |  | sqft | 9531 | Average Premise Area, Healthcare | US Energy Information Administration, 2018 Commercial Buildings Energy Consumption Survey | Commercial
Wall Insulation |  |  |  |  | eui_space_cooling | 9.83 | Energy Use Intensity_space_cooling, Hospitals | US Energy Information Administration, 2018 Commercial Buildings Energy Consumption Survey | Commercial
Wall Insulation |  |  |  |  | sqft | 188543 | Average Premise Area, Hospitals | US Energy Information Administration, 2018 Commercial Buildings Energy Consumption Survey | Commercial
Wall Insulation |  |  |  |  | eui_space_heating | 1.16 | Energy Use Intensity_space_heating, Hospitals | US Energy Information Administration, 2018 Commercial Buildings Energy Consumption Survey | Commercial
Wall Insulation |  |  |  |  | eui_space_heating | 0.59 | Energy Use Intensity_space_heating, Institutional | US Energy Information Administration, 2018 Commercial Buildings Energy Consumption Survey | Commercial
Wall Insulation |  |  |  |  | sqft | 12448 | Average Premise Area, Institutional | US Energy Information Administration, 2018 Commercial Buildings Energy Consumption Survey | Commercial
Wall Insulation |  |  |  |  | eui_space_cooling | 1.98 | Energy Use Intensity_space_cooling, Institutional | US Energy Information Administration, 2018 Commercial Buildings Energy Consumption Survey | Commercial
Wall Insulation |  |  |  |  | eui_space_heating | 0.53 | Energy Use Intensity_space_heating, Lodging/Hospitality | US Energy Information Administration, 2018 Commercial Buildings Energy Consumption Survey | Commercial
Wall Insulation |  |  |  |  | sqft | 43432 | Average Premise Area, Lodging/Hospitality | US Energy Information Administration, 2018 Commercial Buildings Energy Consumption Survey | Commercial
Wall Insulation |  |  |  |  | eui_space_cooling | 4.62 | Energy Use Intensity_space_cooling, Lodging/Hospitality | US Energy Information Administration, 2018 Commercial Buildings Energy Consumption Survey | Commercial
Wall Insulation |  |  |  |  | eui_space_heating | 0.74 | Energy Use Intensity_space_heating, Miscellaneous | US Energy Information Administration, 2018 Commercial Buildings Energy Consumption Survey | Commercial
Wall Insulation |  |  |  |  | eui_space_cooling | 1.32 | Energy Use Intensity_space_cooling, Miscellaneous | US Energy Information Administration, 2018 Commercial Buildings Energy Consumption Survey | Commercial
Wall Insulation |  |  |  |  | sqft | 33805 | Average Premise Area, Miscellaneous | US Energy Information Administration, 2018 Commercial Buildings Energy Consumption Survey | Commercial
Wall Insulation |  |  |  |  | eui_space_cooling | 3.19 | Energy Use Intensity_space_cooling, Offices | US Energy Information Administration, 2018 Commercial Buildings Energy Consumption Survey | Commercial
Wall Insulation |  |  |  |  | sqft | 17724 | Average Premise Area, Offices | US Energy Information Administration, 2018 Commercial Buildings Energy Consumption Survey | Commercial
Wall Insulation |  |  |  |  | eui_space_heating | 1.62 | Energy Use Intensity_space_heating, Offices | US Energy Information Administration, 2018 Commercial Buildings Energy Consumption Survey | Commercial
Wall Insulation |  |  |  |  | eui_space_cooling | 9.72 | Energy Use Intensity_space_cooling, Restaurants | US Energy Information Administration, 2018 Commercial Buildings Energy Consumption Survey | Commercial
Wall Insulation |  |  |  |  | sqft | 4990 | Average Premise Area, Restaurants | US Energy Information Administration, 2018 Commercial Buildings Energy Consumption Survey | Commercial
Wall Insulation |  |  |  |  | eui_space_heating | 3.55 | Energy Use Intensity_space_heating, Restaurants | US Energy Information Administration, 2018 Commercial Buildings Energy Consumption Survey | Commercial
Wall Insulation |  |  |  |  | eui_space_heating | 1.09 | Energy Use Intensity_space_heating, Retail | US Energy Information Administration, 2018 Commercial Buildings Energy Consumption Survey | Commercial
Wall Insulation |  |  |  |  | eui_space_cooling | 3.07 | Energy Use Intensity_space_cooling, Retail | US Energy Information Administration, 2018 Commercial Buildings Energy Consumption Survey | Commercial
Wall Insulation |  |  |  |  | sqft | 23334 | Average Premise Area, Retail | US Energy Information Administration, 2018 Commercial Buildings Energy Consumption Survey | Commercial
Wall Insulation |  |  |  |  | eui_space_cooling | 4.85 | Energy Use Intensity_space_cooling, Schools K-12 | US Energy Information Administration, 2018 Commercial Buildings Energy Consumption Survey | Commercial
Wall Insulation |  |  |  |  | eui_space_heating | 1.51 | Energy Use Intensity_space_heating, Schools K-12 | US Energy Information Administration, 2018 Commercial Buildings Energy Consumption Survey | Commercial
Wall Insulation |  |  |  |  | sqft | 33114 | Average Premise Area, Schools k-12 | US Energy Information Administration, 2018 Commercial Buildings Energy Consumption Survey | Commercial
Wall Insulation |  |  |  |  | sqft | 19802 | Average Premise Area, Warehouse | US Energy Information Administration, 2018 Commercial Buildings Energy Consumption Survey | Commercial
Wall Insulation |  |  |  |  | eui_space_heating | 0.43 | Energy Use Intensity_space_heating, Warehouse | US Energy Information Administration, 2018 Commercial Buildings Energy Consumption Survey | Commercial
Wall Insulation |  |  |  |  | eui_space_cooling | 0.98 | Energy Use Intensity_space_cooling, Warehouse | US Energy Information Administration, 2018 Commercial Buildings Energy Consumption Survey | Commercial
Wall Insulation |  |  |  |  | dayhrs | 24 | Hours per day |  | Commercial
Wall Insulation |  |  |  |  | btu_kwh | 3412 | BTUs per kilowatt hour |  | Commercial
Wall Insulation |  |  |  |  | nfloors | 1.58 | Average Premise Number of Floors, Assembly | US Energy Information Administration, 2018 Commercial Buildings Energy Consumption Survey | Commercial
Wall Insulation |  |  |  |  | nfloors | 1.65 | Average Premise Number of Floors, College and University | US Energy Information Administration, 2018 Commercial Buildings Energy Consumption Survey | Commercial
Wall Insulation |  |  |  |  | nfloors | 2.24 | Average Premise Number of Floors, Data Center | US Energy Information Administration, 2018 Commercial Buildings Energy Consumption Survey | Commercial
Wall Insulation |  |  |  |  | nfloors | 1.11 | Average Premise Number of Floors, Grocery | US Energy Information Administration, 2018 Commercial Buildings Energy Consumption Survey | Commercial
Wall Insulation |  |  |  |  | nfloors | 1.46 | Average Premise Number of Floors, Healthcare | US Energy Information Administration, 2018 Commercial Buildings Energy Consumption Survey | Commercial
Wall Insulation |  |  |  |  | nfloors | 2.87 | Average Premise Number of Floors, Hospitals | US Energy Information Administration, 2018 Commercial Buildings Energy Consumption Survey | Commercial
Wall Insulation |  |  |  |  | nfloors | 1.42 | Average Premise Number of Floors, Institutional | US Energy Information Administration, 2018 Commercial Buildings Energy Consumption Survey | Commercial
Wall Insulation |  |  |  |  | nfloors | 3.15 | Average Premise Number of Floors, Lodging/Hospitality | US Energy Information Administration, 2018 Commercial Buildings Energy Consumption Survey | Commercial
Wall Insulation |  |  |  |  | nfloors | 1.6 | Average Premise Number of Floors, Miscellaneous | US Energy Information Administration, 2018 Commercial Buildings Energy Consumption Survey | Commercial
Wall Insulation |  |  |  |  | nfloors | 1.63 | Average Premise Number of Floors, Offices | US Energy Information Administration, 2018 Commercial Buildings Energy Consumption Survey | Commercial
Wall Insulation |  |  |  |  | nfloors | 1.39 | Average Premise Number of Floors, Restaurants | US Energy Information Administration, 2018 Commercial Buildings Energy Consumption Survey | Commercial
Wall Insulation |  |  |  |  | nfloors | 1.1 | Average Premise Number of Floors, Retail | US Energy Information Administration, 2018 Commercial Buildings Energy Consumption Survey | Commercial
Wall Insulation |  |  |  |  | nfloors | 1.42 | Average Premise Number of Floors, Schools K-12 | US Energy Information Administration, 2018 Commercial Buildings Energy Consumption Survey | Commercial
Wall Insulation |  |  |  |  | nfloors | 1.33 | Average Premise Number of Floors, Warehouse | US Energy Information Administration, 2018 Commercial Buildings Energy Consumption Survey | Commercial
Wall Insulation |  |  |  |  | hdd | 1470 | Heating Degree Days | FL Zone 2, ASHRAE 90.1: Tampa Intl.AP, FL | Commercial
Wall Insulation |  |  |  |  | cdd | 2630 | Cooling Degree Days | FL Zone 2, ASHRAE 90.1: Tampa Intl.AP, FL | Commercial
Wall Insulation |  |  |  |  | reff_exteriorwall | 13 | Efficient Residential Above-Grade Wall Insulation, R-Value | Measure Definition | Commercial
Wall Insulation |  |  |  |  | height | 8 | Assumed House Height | Engineer Assumption | Commercial
Wall Insulation |  |  |  |  | fframe | 0.07 | Insulation Framing Factor | Illinois TRM Version 10.0, Volume 3: Residential Measures, 5.6.5 Ceiling/Attic Insulation | Commercial
Wall Insulation |  |  |  |  | heat_eff | 2.04 | Efficiency of heating system | Illinois TRM Version 10.0, Volume 3: Residential Measures, 5.6.4 Wall Insulation and 5.6.5 Ceiling/Attic Insulation | Commercial
Wall Insulation |  |  |  |  | er_cool | 13 | Seasonal Energy Efficiency Ratio of cooling system | Illinois TRM Version 10.0, Volume 3: Residential Measures, Section 5.6.3 Floor Insulation above Grawlspace | Commercial
Wall Insulation |  |  |  |  | wall_rbase_existing | 2 | Existing Commercial Below-Grade Wall Insulation, R-Value | Measure Definition | Commercial
Wall Insulation |  |  |  |  | X_cool | 1 | multiplier for space cooling |  | Commercial
Wall Insulation |  |  |  |  | X_heat | 0 | multiplier for space heating |  | Commercial
Wall Insulation |  |  |  |  | X_cool | 0 | multiplier for space cooling |  | Commercial
Wall Insulation |  |  |  |  | X_heat | 1 | multiplier for space heating |  | Commercial
Warehouse Loading Dock Seals | Warehouse Loading Dock Seals | Space Cooling; Space Heating | X_cool * ((eui_space_cooling*sqft)-((cfm_red/n_factor)*60*24*cdd*rho_air) /1000/Î·Cool) + X_heat * ((eui_space_heating*sqft)-((cfm_red/n_factor)*60*24*hdd*rho_air)/eff*0.000293071) | X_cool * (eui_space_cooling*sqft) + X_heat * (eui_space_heating*sqft) | eui_space_heating | 1.02 | Energy Use Intensity_space_heating, Assembly | US Energy Information Administration, 2018 Commercial Buildings Energy Consumption Survey | Commercial
Warehouse Loading Dock Seals |  |  |  |  | sqft | 15585 | Average Premise Area, Assembly | US Energy Information Administration, 2018 Commercial Buildings Energy Consumption Survey | Commercial
Warehouse Loading Dock Seals |  |  |  |  | eui_space_cooling | 8.01 | Energy Use Intensity_space_cooling, Assembly | US Energy Information Administration, 2018 Commercial Buildings Energy Consumption Survey | Commercial
Warehouse Loading Dock Seals |  |  |  |  | eui_space_heating | 0.32 | Energy Use Intensity_space_heating, College and University | US Energy Information Administration, 2018 Commercial Buildings Energy Consumption Survey | Commercial
Warehouse Loading Dock Seals |  |  |  |  | eui_space_cooling | 2.06 | Energy Use Intensity_space_cooling, College and University | US Energy Information Administration, 2018 Commercial Buildings Energy Consumption Survey | Commercial
Warehouse Loading Dock Seals |  |  |  |  | sqft | 24388 | Average Premise Area, College and University | US Energy Information Administration, 2018 Commercial Buildings Energy Consumption Survey | Commercial
Warehouse Loading Dock Seals |  |  |  |  | sqft | 104487 | Average Premise Area, Data Center | US Energy Information Administration, 2018 Commercial Buildings Energy Consumption Survey | Commercial
Warehouse Loading Dock Seals |  |  |  |  | eui_space_heating | 0.57 | Energy Use Intensity_space_heating, Data Center | US Energy Information Administration, 2018 Commercial Buildings Energy Consumption Survey | Commercial
Warehouse Loading Dock Seals |  |  |  |  | eui_space_cooling | 2.36 | Energy Use Intensity_space_cooling, Data Center | US Energy Information Administration, 2018 Commercial Buildings Energy Consumption Survey | Commercial
Warehouse Loading Dock Seals |  |  |  |  | eui_space_heating | 2.59 | Energy Use Intensity_space_heating, Grocery | US Energy Information Administration, 2018 Commercial Buildings Energy Consumption Survey | Commercial
Warehouse Loading Dock Seals |  |  |  |  | sqft | 2663 | Average Premise Area, Grocery | US Energy Information Administration, 2018 Commercial Buildings Energy Consumption Survey | Commercial
Warehouse Loading Dock Seals |  |  |  |  | eui_space_cooling | 3.81 | Energy Use Intensity_space_cooling, Grocery | US Energy Information Administration, 2018 Commercial Buildings Energy Consumption Survey | Commercial
Warehouse Loading Dock Seals |  |  |  |  | eui_space_heating | 1.12 | Energy Use Intensity_space_heating, Healthcare | US Energy Information Administration, 2018 Commercial Buildings Energy Consumption Survey | Commercial
Warehouse Loading Dock Seals |  |  |  |  | eui_space_cooling | 2.21 | Energy Use Intensity_space_cooling, Healthcare | US Energy Information Administration, 2018 Commercial Buildings Energy Consumption Survey | Commercial
Warehouse Loading Dock Seals |  |  |  |  | sqft | 9531 | Average Premise Area, Healthcare | US Energy Information Administration, 2018 Commercial Buildings Energy Consumption Survey | Commercial
Warehouse Loading Dock Seals |  |  |  |  | eui_space_cooling | 9.83 | Energy Use Intensity_space_cooling, Hospitals | US Energy Information Administration, 2018 Commercial Buildings Energy Consumption Survey | Commercial
Warehouse Loading Dock Seals |  |  |  |  | sqft | 188543 | Average Premise Area, Hospitals | US Energy Information Administration, 2018 Commercial Buildings Energy Consumption Survey | Commercial
Warehouse Loading Dock Seals |  |  |  |  | eui_space_heating | 1.16 | Energy Use Intensity_space_heating, Hospitals | US Energy Information Administration, 2018 Commercial Buildings Energy Consumption Survey | Commercial
Warehouse Loading Dock Seals |  |  |  |  | eui_space_heating | 0.59 | Energy Use Intensity_space_heating, Institutional | US Energy Information Administration, 2018 Commercial Buildings Energy Consumption Survey | Commercial
Warehouse Loading Dock Seals |  |  |  |  | sqft | 12448 | Average Premise Area, Institutional | US Energy Information Administration, 2018 Commercial Buildings Energy Consumption Survey | Commercial
Warehouse Loading Dock Seals |  |  |  |  | eui_space_cooling | 1.98 | Energy Use Intensity_space_cooling, Institutional | US Energy Information Administration, 2018 Commercial Buildings Energy Consumption Survey | Commercial
Warehouse Loading Dock Seals |  |  |  |  | eui_space_heating | 0.53 | Energy Use Intensity_space_heating, Lodging/Hospitality | US Energy Information Administration, 2018 Commercial Buildings Energy Consumption Survey | Commercial
Warehouse Loading Dock Seals |  |  |  |  | sqft | 43432 | Average Premise Area, Lodging/Hospitality | US Energy Information Administration, 2018 Commercial Buildings Energy Consumption Survey | Commercial
Warehouse Loading Dock Seals |  |  |  |  | eui_space_cooling | 4.62 | Energy Use Intensity_space_cooling, Lodging/Hospitality | US Energy Information Administration, 2018 Commercial Buildings Energy Consumption Survey | Commercial
Warehouse Loading Dock Seals |  |  |  |  | eui_space_heating | 0.74 | Energy Use Intensity_space_heating, Miscellaneous | US Energy Information Administration, 2018 Commercial Buildings Energy Consumption Survey | Commercial
Warehouse Loading Dock Seals |  |  |  |  | eui_space_cooling | 1.32 | Energy Use Intensity_space_cooling, Miscellaneous | US Energy Information Administration, 2018 Commercial Buildings Energy Consumption Survey | Commercial
Warehouse Loading Dock Seals |  |  |  |  | sqft | 33805 | Average Premise Area, Miscellaneous | US Energy Information Administration, 2018 Commercial Buildings Energy Consumption Survey | Commercial
Warehouse Loading Dock Seals |  |  |  |  | eui_space_cooling | 3.19 | Energy Use Intensity_space_cooling, Offices | US Energy Information Administration, 2018 Commercial Buildings Energy Consumption Survey | Commercial
Warehouse Loading Dock Seals |  |  |  |  | sqft | 17724 | Average Premise Area, Offices | US Energy Information Administration, 2018 Commercial Buildings Energy Consumption Survey | Commercial
Warehouse Loading Dock Seals |  |  |  |  | eui_space_heating | 1.62 | Energy Use Intensity_space_heating, Offices | US Energy Information Administration, 2018 Commercial Buildings Energy Consumption Survey | Commercial
Warehouse Loading Dock Seals |  |  |  |  | eui_space_cooling | 9.72 | Energy Use Intensity_space_cooling, Restaurants | US Energy Information Administration, 2018 Commercial Buildings Energy Consumption Survey | Commercial
Warehouse Loading Dock Seals |  |  |  |  | sqft | 4990 | Average Premise Area, Restaurants | US Energy Information Administration, 2018 Commercial Buildings Energy Consumption Survey | Commercial
Warehouse Loading Dock Seals |  |  |  |  | eui_space_heating | 3.55 | Energy Use Intensity_space_heating, Restaurants | US Energy Information Administration, 2018 Commercial Buildings Energy Consumption Survey | Commercial
Warehouse Loading Dock Seals |  |  |  |  | eui_space_heating | 1.09 | Energy Use Intensity_space_heating, Retail | US Energy Information Administration, 2018 Commercial Buildings Energy Consumption Survey | Commercial
Warehouse Loading Dock Seals |  |  |  |  | eui_space_cooling | 3.07 | Energy Use Intensity_space_cooling, Retail | US Energy Information Administration, 2018 Commercial Buildings Energy Consumption Survey | Commercial
Warehouse Loading Dock Seals |  |  |  |  | sqft | 23334 | Average Premise Area, Retail | US Energy Information Administration, 2018 Commercial Buildings Energy Consumption Survey | Commercial
Warehouse Loading Dock Seals |  |  |  |  | eui_space_cooling | 4.85 | Energy Use Intensity_space_cooling, Schools K-12 | US Energy Information Administration, 2018 Commercial Buildings Energy Consumption Survey | Commercial
Warehouse Loading Dock Seals |  |  |  |  | eui_space_heating | 1.51 | Energy Use Intensity_space_heating, Schools K-12 | US Energy Information Administration, 2018 Commercial Buildings Energy Consumption Survey | Commercial
Warehouse Loading Dock Seals |  |  |  |  | sqft | 33114 | Average Premise Area, Schools k-12 | US Energy Information Administration, 2018 Commercial Buildings Energy Consumption Survey | Commercial
Warehouse Loading Dock Seals |  |  |  |  | sqft | 19802 | Average Premise Area, Warehouse | US Energy Information Administration, 2018 Commercial Buildings Energy Consumption Survey | Commercial
Warehouse Loading Dock Seals |  |  |  |  | eui_space_heating | 0.43 | Energy Use Intensity_space_heating, Warehouse | US Energy Information Administration, 2018 Commercial Buildings Energy Consumption Survey | Commercial
Warehouse Loading Dock Seals |  |  |  |  | eui_space_cooling | 0.98 | Energy Use Intensity_space_cooling, Warehouse | US Energy Information Administration, 2018 Commercial Buildings Energy Consumption Survey | Commercial
Warehouse Loading Dock Seals |  |  |  |  | hdd | 1470 | Heating Degree Days | FL Zone 2, ASHRAE 90.1: Tampa Intl.AP, FL | Commercial
Warehouse Loading Dock Seals |  |  |  |  | cdd | 2630 | Cooling Degree Days | FL Zone 2, ASHRAE 90.1: Tampa Intl.AP, FL | Commercial
Warehouse Loading Dock Seals |  |  |  |  | cfm_red | 2000 | Reduction in infiltration in CFM | Engineering Assumption | Commercial
Warehouse Loading Dock Seals |  |  |  |  | n_factor | 20 | conversion from CFM50 to CFM_Natural | Assumed N-Factor for a normal exposure. N-factor is used to convert 50-pascal blower door air flows to natural air flows and is dependent on geographic location and exposure of the home to wind, based on methodology developed by Lawrence Berkeley Laboratory (LBL). Since there is minimal stack effect due to low delta T, the height of the building is not included in determining n-factor for cooling savings. | Commercial
Warehouse Loading Dock Seals |  |  |  |  | rho_air | 0.02 | volumetric heat capacity of air | standard value | Commercial
Warehouse Loading Dock Seals |  |  |  |  | eff | 2.9 | PTHP, Heating Mode, 1-2 Ton, Replacements | Code | Commercial
Warehouse Loading Dock Seals |  |  |  |  | Î·Cool | 13 | Seasonal Energy Efficiency Ratio of cooling system | Illinois Statewide Technical Reference Manual for Energy Efficiency, Version 6.0 | Commercial
Warehouse Loading Dock Seals |  |  |  |  | X_cool | 1 | multiplier for space cooling |  | Commercial
Warehouse Loading Dock Seals |  |  |  |  | X_heat | 0 | multiplier for space heating |  | Commercial
Warehouse Loading Dock Seals |  |  |  |  | X_cool | 0 | multiplier for space cooling |  | Commercial
Warehouse Loading Dock Seals |  |  |  |  | X_heat | 1 | multiplier for space heating |  | Commercial
Water Cooled Refrigeration Heat Recovery | Water Cooled Refrigeration Heat Recovery | Space Heating | eui_domestic_hot_water*sqft*(1-svge) | eui_domestic_hot_water*sqft | eui_space_heating | 1.02 | Energy Use Intensity_space_heating, Assembly | US Energy Information Administration, 2018 Commercial Buildings Energy Consumption Survey | Commercial
Water Cooled Refrigeration Heat Recovery |  |  |  |  | sqft | 15585 | Average Premise Area, Assembly | US Energy Information Administration, 2018 Commercial Buildings Energy Consumption Survey | Commercial
Water Cooled Refrigeration Heat Recovery |  |  |  |  | svge | 0.1 | Water Cooled Refrigeration Heat Recovery Energy Savings Factor | Engieering Assumption | Commercial
Water Cooled Refrigeration Heat Recovery |  |  |  |  | eui_space_heating | 0.32 | Energy Use Intensity_space_heating, College and University | US Energy Information Administration, 2018 Commercial Buildings Energy Consumption Survey | Commercial
Water Cooled Refrigeration Heat Recovery |  |  |  |  | sqft | 24388 | Average Premise Area, College and University | US Energy Information Administration, 2018 Commercial Buildings Energy Consumption Survey | Commercial
Water Cooled Refrigeration Heat Recovery |  |  |  |  | sqft | 104487 | Average Premise Area, Data Center | US Energy Information Administration, 2018 Commercial Buildings Energy Consumption Survey | Commercial
Water Cooled Refrigeration Heat Recovery |  |  |  |  | eui_space_heating | 0.57 | Energy Use Intensity_space_heating, Data Center | US Energy Information Administration, 2018 Commercial Buildings Energy Consumption Survey | Commercial
Water Cooled Refrigeration Heat Recovery |  |  |  |  | eui_space_heating | 2.59 | Energy Use Intensity_space_heating, Grocery | US Energy Information Administration, 2018 Commercial Buildings Energy Consumption Survey | Commercial
Water Cooled Refrigeration Heat Recovery |  |  |  |  | sqft | 2663 | Average Premise Area, Grocery | US Energy Information Administration, 2018 Commercial Buildings Energy Consumption Survey | Commercial
Water Cooled Refrigeration Heat Recovery |  |  |  |  | eui_space_heating | 1.12 | Energy Use Intensity_space_heating, Healthcare | US Energy Information Administration, 2018 Commercial Buildings Energy Consumption Survey | Commercial
Water Cooled Refrigeration Heat Recovery |  |  |  |  | sqft | 9531 | Average Premise Area, Healthcare | US Energy Information Administration, 2018 Commercial Buildings Energy Consumption Survey | Commercial
Water Cooled Refrigeration Heat Recovery |  |  |  |  | sqft | 188543 | Average Premise Area, Hospitals | US Energy Information Administration, 2018 Commercial Buildings Energy Consumption Survey | Commercial
Water Cooled Refrigeration Heat Recovery |  |  |  |  | eui_space_heating | 1.16 | Energy Use Intensity_space_heating, Hospitals | US Energy Information Administration, 2018 Commercial Buildings Energy Consumption Survey | Commercial
Water Cooled Refrigeration Heat Recovery |  |  |  |  | eui_space_heating | 0.59 | Energy Use Intensity_space_heating, Institutional | US Energy Information Administration, 2018 Commercial Buildings Energy Consumption Survey | Commercial
Water Cooled Refrigeration Heat Recovery |  |  |  |  | sqft | 12448 | Average Premise Area, Institutional | US Energy Information Administration, 2018 Commercial Buildings Energy Consumption Survey | Commercial
Water Cooled Refrigeration Heat Recovery |  |  |  |  | eui_space_heating | 0.53 | Energy Use Intensity_space_heating, Lodging/Hospitality | US Energy Information Administration, 2018 Commercial Buildings Energy Consumption Survey | Commercial
Water Cooled Refrigeration Heat Recovery |  |  |  |  | sqft | 43432 | Average Premise Area, Lodging/Hospitality | US Energy Information Administration, 2018 Commercial Buildings Energy Consumption Survey | Commercial
Water Cooled Refrigeration Heat Recovery |  |  |  |  | eui_space_heating | 0.74 | Energy Use Intensity_space_heating, Miscellaneous | US Energy Information Administration, 2018 Commercial Buildings Energy Consumption Survey | Commercial
Water Cooled Refrigeration Heat Recovery |  |  |  |  | sqft | 33805 | Average Premise Area, Miscellaneous | US Energy Information Administration, 2018 Commercial Buildings Energy Consumption Survey | Commercial
Water Cooled Refrigeration Heat Recovery |  |  |  |  | sqft | 17724 | Average Premise Area, Offices | US Energy Information Administration, 2018 Commercial Buildings Energy Consumption Survey | Commercial
Water Cooled Refrigeration Heat Recovery |  |  |  |  | eui_space_heating | 1.62 | Energy Use Intensity_space_heating, Offices | US Energy Information Administration, 2018 Commercial Buildings Energy Consumption Survey | Commercial
Water Cooled Refrigeration Heat Recovery |  |  |  |  | sqft | 4990 | Average Premise Area, Restaurants | US Energy Information Administration, 2018 Commercial Buildings Energy Consumption Survey | Commercial
Water Cooled Refrigeration Heat Recovery |  |  |  |  | eui_space_heating | 3.55 | Energy Use Intensity_space_heating, Restaurants | US Energy Information Administration, 2018 Commercial Buildings Energy Consumption Survey | Commercial
Water Cooled Refrigeration Heat Recovery |  |  |  |  | eui_space_heating | 1.09 | Energy Use Intensity_space_heating, Retail | US Energy Information Administration, 2018 Commercial Buildings Energy Consumption Survey | Commercial
Water Cooled Refrigeration Heat Recovery |  |  |  |  | sqft | 23334 | Average Premise Area, Retail | US Energy Information Administration, 2018 Commercial Buildings Energy Consumption Survey | Commercial
Water Cooled Refrigeration Heat Recovery |  |  |  |  | eui_space_heating | 1.51 | Energy Use Intensity_space_heating, Schools K-12 | US Energy Information Administration, 2018 Commercial Buildings Energy Consumption Survey | Commercial
Water Cooled Refrigeration Heat Recovery |  |  |  |  | sqft | 33114 | Average Premise Area, Schools k-12 | US Energy Information Administration, 2018 Commercial Buildings Energy Consumption Survey | Commercial
Water Cooled Refrigeration Heat Recovery |  |  |  |  | sqft | 19802 | Average Premise Area, Warehouse | US Energy Information Administration, 2018 Commercial Buildings Energy Consumption Survey | Commercial
Water Cooled Refrigeration Heat Recovery |  |  |  |  | eui_space_heating | 0.43 | Energy Use Intensity_space_heating, Warehouse | US Energy Information Administration, 2018 Commercial Buildings Energy Consumption Survey | Commercial
Water Heater Setback | Water Heater Setback | Domestic Hot Water | ainsul*uinsul*tpost*hou/(btu_kwh*re) | ainsul*uinsul*tpre*hou/(btu_kwh*re) | btu_kwh | 3412 | BTUs per kilowatt hour |  | Commercial
Water Heater Setback |  |  |  |  | hou | 8760 | Piping and Insulation Hours of Use | Pennsylvania 2019-2020 Statewide TRM, Section 2.3.5 | Commercial
Water Heater Setback |  |  |  |  | re | 0.98 | Recovery efficiency of electric hot water heater (RE) | PA TRM, August 2019, Volume 2 Residential Measures,Table 2-61 | Commercial
Water Heater Setback |  |  |  |  | tpre | 135 | Water Heater Setpoint Before Setback (TPRE) | IL TRM Verson 8.0, section 5.4.6 | Commercial
Water Heater Setback |  |  |  |  | uinsul | 0.083 | Heat Transfer Coefficient of Wrapped Tank | IL TRM Verson 8.0, section 5.4.6 | Commercial
Water Heater Setback |  |  |  |  | tpost | 120 | Water Heater Setpoint After Setback (TPOST) | IL TRM Verson 8.0, section 5.4.6 | Commercial
Water Heater Setback |  |  |  |  | ainsul | 27.06 | Surface Area of Wrapped Water Heater Tank (AINSUL) | Pennsylvania Statewide TRM, August 2019,Table 2-54, assumed 50 gallon tank | Commercial
Water source heat pump | Water source heat pump | Space Cooling; Space Heating | X_cool * (hvac_tons*eflhcool*12/eereff) + X_heat * (hvac_tons*eflhheat*(3.52/cop_eff)) | X_cool * (hvac_tons*eflhcool*12/eerbase) + X_heat * (hvac_tons*eflhheat*(3.52/cop_base)) | eflhcool | 1124 | Equivalent Full Load Hours of operation during the cooling season for the average unit, Assembly | Texas PUC TRM, v5; adjusted for FL CDD/HDD | Commercial
Water source heat pump |  |  |  |  | eflhheat | 141 | Equivalent Full Load Hours of operation during the heating season for the average unit, Assembly | Texas PUC TRM, v5; adjusted for FL CDD/HDD | Commercial
Water source heat pump |  |  |  |  | eflhcool | 1247 | Equivalent Full Load Hours of operation during the cooling season for the average unit, College and University | Texas PUC TRM, v5; adjusted for FL CDD/HDD | Commercial
Water source heat pump |  |  |  |  | eflhheat | 141 | Equivalent Full Load Hours of operation during the heating season for the average unit, College and University | Texas PUC TRM, v5; adjusted for FL CDD/HDD | Commercial
Water source heat pump |  |  |  |  | eflhheat | 251 | Equivalent Full Load Hours of operation during the heating season for the average unit, Data Center | Texas PUC TRM, v5; adjusted for FL CDD/HDD, hospital as proxy | Commercial
Water source heat pump |  |  |  |  | eflhcool | 2317 | Equivalent Full Load Hours of operation during the cooling season for the average unit, Data Center | Texas PUC TRM, v5; adjusted for FL CDD/HDD, hospital as proxy | Commercial
Water source heat pump |  |  |  |  | eflhcool | 621 | Equivalent Full Load Hours of operation during the cooling season for the average unit, Grocery | Texas PUC TRM, v5; adjusted for FL CDD/HDD | Commercial
Water source heat pump |  |  |  |  | eflhheat | 242 | Equivalent Full Load Hours of operation during the heating season for the average unit, Grocery | Texas PUC TRM, v5; adjusted for FL CDD/HDD | Commercial
Water source heat pump |  |  |  |  | eflhheat | 220 | Equivalent Full Load Hours of operation during the heating season for the average unit, Healthcare | Texas PUC TRM, v5; adjusted for FL CDD/HDD | Commercial
Water source heat pump |  |  |  |  | eflhcool | 2446 | Equivalent Full Load Hours of operation during the cooling season for the average unit, Healthcare | Texas PUC TRM, v5; adjusted for FL CDD/HDD | Commercial
Water source heat pump |  |  |  |  | eflhcool | 2317 | Equivalent Full Load Hours of operation during the cooling season for the average unit, Hospitals | Texas PUC TRM, v5; adjusted for FL CDD/HDD | Commercial
Water source heat pump |  |  |  |  | eflhheat | 251 | Equivalent Full Load Hours of operation during the heating season for the average unit, Hospitals | Texas PUC TRM, v5; adjusted for FL CDD/HDD | Commercial
Water source heat pump |  |  |  |  | eflhheat | 123 | Equivalent Full Load Hours of operation during the heating season for the average unit, Institutional | Texas PUC TRM, v5; adjusted for FL CDD/HDD | Commercial
Water source heat pump |  |  |  |  | eflhcool | 607 | Equivalent Full Load Hours of operation during the cooling season for the average unit, Institutional | Texas PUC TRM, v5; adjusted for FL CDD/HDD | Commercial
Water source heat pump |  |  |  |  | eflhcool | 1857 | Equivalent Full Load Hours of operation during the cooling season for the average unit, Lodging/Hospitality | Texas PUC TRM, v5; adjusted for FL CDD/HDD | Commercial
Water source heat pump |  |  |  |  | eflhheat | 148 | Equivalent Full Load Hours of operation during the heating season for the average unit, Lodging/Hospitality | Texas PUC TRM, v5; adjusted for FL CDD/HDD | Commercial
Water source heat pump |  |  |  |  | eflhcool | 628 | Equivalent Full Load Hours of operation during the cooling season for the average unit, Miscellaneous | Texas PUC TRM, v5; adjusted for FL CDD/HDD | Commercial
Water source heat pump |  |  |  |  | eflhheat | 78 | Equivalent Full Load Hours of operation during the heating season for the average unit, Miscellaneous | Texas PUC TRM, v5; adjusted for FL CDD/HDD | Commercial
Water source heat pump |  |  |  |  | eflhheat | 82 | Equivalent Full Load Hours of operation during the heating season for the average unit, Offices | Texas PUC TRM, v5; adjusted for FL CDD/HDD | Commercial
Water source heat pump |  |  |  |  | eflhcool | 1265 | Equivalent Full Load Hours of operation during the cooling season for the average unit, Offices | Texas PUC TRM, v5; adjusted for FL CDD/HDD | Commercial
Water source heat pump |  |  |  |  | eflhheat | 518 | Equivalent Full Load Hours of operation during the heating season for the average unit, Restaurants | Texas PUC TRM, v5; adjusted for FL CDD/HDD | Commercial
Water source heat pump |  |  |  |  | eflhcool | 1822 | Equivalent Full Load Hours of operation during the cooling season for the average unit, Restaurants | Texas PUC TRM, v5; adjusted for FL CDD/HDD | Commercial
Water source heat pump |  |  |  |  | eflhheat | 325 | Equivalent Full Load Hours of operation during the heating season for the average unit, Retail | Texas PUC TRM, v5; adjusted for FL CDD/HDD | Commercial
Water source heat pump |  |  |  |  | eflhcool | 1428 | Equivalent Full Load Hours of operation during the cooling season for the average unit, Retail | Texas PUC TRM, v5; adjusted for FL CDD/HDD | Commercial
Water source heat pump |  |  |  |  | eflhheat | 299 | Equivalent Full Load Hours of operation during the heating season for the average unit, Schools K-12 | Texas PUC TRM, v5; adjusted for FL CDD/HDD | Commercial
Water source heat pump |  |  |  |  | eflhcool | 1241 | Equivalent Full Load Hours of operation during the cooling season for the average unit, Schools K-12 | Texas PUC TRM, v5; adjusted for FL CDD/HDD | Commercial
Water source heat pump |  |  |  |  | eflhheat | 78 | Equivalent Full Load Hours of operation during the heating season for the average unit, Warehouse | Texas PUC TRM, v5; adjusted for FL CDD/HDD | Commercial
Water source heat pump |  |  |  |  | eflhcool | 273 | Equivalent Full Load Hours of operation during the cooling season for the average unit, Warehouse | Texas PUC TRM, v5; adjusted for FL CDD/HDD | Commercial
Water source heat pump |  |  |  |  | eerbase | 12 | Water Source Heat Pump, <65,000 BTU, Minimum EER (EERBASE) | Code | Commercial
Water source heat pump |  |  |  |  | hvac_tons | 2.5 | Capacity | Measure Definition | Commercial
Water source heat pump |  |  |  |  | cop_base | 4.3 | Water Source Heat Pump, <135,000 BTU, Minimum COP (COPBASE) | IECC 2018, Table C403.3.2(2) | Commercial
Water source heat pump |  |  |  |  | eereff | 16 | Water Source Heat Pump, <65,000 BTU, Efficient EER (EEREFF) | AHRI Database, Average 4 Ton Unit | Commercial
Water source heat pump |  |  |  |  | cop_eff | 4.4 | Water Source Heat Pump, <135,000 BTU, Efficient COP (COPEFF) | Alabama Power, Water Loop Heat Pump System, Avg HE | Commercial
Water source heat pump |  |  |  |  | X_cool | 1 | multiplier for space cooling |  | Commercial
Water source heat pump |  |  |  |  | X_heat | 0 | multiplier for space heating |  | Commercial
Water source heat pump |  |  |  |  | X_cool | 0 | multiplier for space cooling |  | Commercial
Water source heat pump |  |  |  |  | X_heat | 1 | multiplier for space heating |  | Commercial
Waterside Economizer | Waterside Economizer | Space Cooling | eui_space_cooling*sqft-(ton*iplv*eflhcool*fchr/ch) | eui_space_cooling*sqft | sqft | 15585 | Average Premise Area, Assembly | US Energy Information Administration, 2018 Commercial Buildings Energy Consumption Survey | Commercial
Waterside Economizer |  |  |  |  | eflhcool | 1124 | Equivalent Full Load Hours of operation during the cooling season for the average unit, Assembly | Texas PUC TRM, v5; adjusted for FL CDD/HDD | Commercial
Waterside Economizer |  |  |  |  | eflhcool | 1247 | Equivalent Full Load Hours of operation during the cooling season for the average unit, College and University | Texas PUC TRM, v5; adjusted for FL CDD/HDD | Commercial
Waterside Economizer |  |  |  |  | eflhcool | 2317 | Equivalent Full Load Hours of operation during the cooling season for the average unit, Data Center | Texas PUC TRM, v5; adjusted for FL CDD/HDD, hospital as proxy | Commercial
Waterside Economizer |  |  |  |  | eflhcool | 621 | Equivalent Full Load Hours of operation during the cooling season for the average unit, Grocery | Texas PUC TRM, v5; adjusted for FL CDD/HDD | Commercial
Waterside Economizer |  |  |  |  | eflhcool | 2446 | Equivalent Full Load Hours of operation during the cooling season for the average unit, Healthcare | Texas PUC TRM, v5; adjusted for FL CDD/HDD | Commercial
Waterside Economizer |  |  |  |  | eflhcool | 2317 | Equivalent Full Load Hours of operation during the cooling season for the average unit, Hospitals | Texas PUC TRM, v5; adjusted for FL CDD/HDD | Commercial
Waterside Economizer |  |  |  |  | eflhcool | 607 | Equivalent Full Load Hours of operation during the cooling season for the average unit, Institutional | Texas PUC TRM, v5; adjusted for FL CDD/HDD | Commercial
Waterside Economizer |  |  |  |  | eflhcool | 1857 | Equivalent Full Load Hours of operation during the cooling season for the average unit, Lodging/Hospitality | Texas PUC TRM, v5; adjusted for FL CDD/HDD | Commercial
Waterside Economizer |  |  |  |  | eflhcool | 628 | Equivalent Full Load Hours of operation during the cooling season for the average unit, Miscellaneous | Texas PUC TRM, v5; adjusted for FL CDD/HDD | Commercial
Waterside Economizer |  |  |  |  | eflhcool | 1265 | Equivalent Full Load Hours of operation during the cooling season for the average unit, Offices | Texas PUC TRM, v5; adjusted for FL CDD/HDD | Commercial
Waterside Economizer |  |  |  |  | eflhcool | 1822 | Equivalent Full Load Hours of operation during the cooling season for the average unit, Restaurants | Texas PUC TRM, v5; adjusted for FL CDD/HDD | Commercial
Waterside Economizer |  |  |  |  | eflhcool | 1428 | Equivalent Full Load Hours of operation during the cooling season for the average unit, Retail | Texas PUC TRM, v5; adjusted for FL CDD/HDD | Commercial
Waterside Economizer |  |  |  |  | eflhcool | 1241 | Equivalent Full Load Hours of operation during the cooling season for the average unit, Schools K-12 | Texas PUC TRM, v5; adjusted for FL CDD/HDD | Commercial
Waterside Economizer |  |  |  |  | eflhcool | 273 | Equivalent Full Load Hours of operation during the cooling season for the average unit, Warehouse | Texas PUC TRM, v5; adjusted for FL CDD/HDD | Commercial
Waterside Economizer |  |  |  |  | ton | 200 | Capacity | Measure Definition | Commercial
Waterside Economizer |  |  |  |  | iplv | 0.6 | Water Cooled, Centrifugal, <300 Tons, Minimum IPLV | Code | Commercial
Waterside Economizer |  |  |  |  | fchr | 145 | Free cooling hours with outdoor wetbulb temperature between 35 and 50F (FCHr FL Zone 2) | https://www.energystar.gov/products/low_carbon_it_campaign/12_ways_save_energy_data_center/water_side_economizer | Commercial
Waterside Economizer |  |  |  |  | ch | 2610 | Annual Cooling Hours according to FCHr schedule, ie 8am-6pm, M-F | hrs/yr | Commercial
Waterside Economizer |  |  |  |  | eui_space_cooling | 8.01 | Energy Use Intensity_space_cooling, Assembly | US Energy Information Administration, 2018 Commercial Buildings Energy Consumption Survey | Commercial
Waterside Economizer |  |  |  |  | eui_space_cooling | 2.06 | Energy Use Intensity_space_cooling, College and University | US Energy Information Administration, 2018 Commercial Buildings Energy Consumption Survey | Commercial
Waterside Economizer |  |  |  |  | sqft | 24388 | Average Premise Area, College and University | US Energy Information Administration, 2018 Commercial Buildings Energy Consumption Survey | Commercial
Waterside Economizer |  |  |  |  | sqft | 104487 | Average Premise Area, Data Center | US Energy Information Administration, 2018 Commercial Buildings Energy Consumption Survey | Commercial
Waterside Economizer |  |  |  |  | eui_space_cooling | 2.36 | Energy Use Intensity_space_cooling, Data Center | US Energy Information Administration, 2018 Commercial Buildings Energy Consumption Survey | Commercial
Waterside Economizer |  |  |  |  | sqft | 2663 | Average Premise Area, Grocery | US Energy Information Administration, 2018 Commercial Buildings Energy Consumption Survey | Commercial
Waterside Economizer |  |  |  |  | eui_space_cooling | 3.81 | Energy Use Intensity_space_cooling, Grocery | US Energy Information Administration, 2018 Commercial Buildings Energy Consumption Survey | Commercial
Waterside Economizer |  |  |  |  | eui_space_cooling | 2.21 | Energy Use Intensity_space_cooling, Healthcare | US Energy Information Administration, 2018 Commercial Buildings Energy Consumption Survey | Commercial
Waterside Economizer |  |  |  |  | sqft | 9531 | Average Premise Area, Healthcare | US Energy Information Administration, 2018 Commercial Buildings Energy Consumption Survey | Commercial
Waterside Economizer |  |  |  |  | eui_space_cooling | 9.83 | Energy Use Intensity_space_cooling, Hospitals | US Energy Information Administration, 2018 Commercial Buildings Energy Consumption Survey | Commercial
Waterside Economizer |  |  |  |  | sqft | 188543 | Average Premise Area, Hospitals | US Energy Information Administration, 2018 Commercial Buildings Energy Consumption Survey | Commercial
Waterside Economizer |  |  |  |  | sqft | 12448 | Average Premise Area, Institutional | US Energy Information Administration, 2018 Commercial Buildings Energy Consumption Survey | Commercial
Waterside Economizer |  |  |  |  | eui_space_cooling | 1.98 | Energy Use Intensity_space_cooling, Institutional | US Energy Information Administration, 2018 Commercial Buildings Energy Consumption Survey | Commercial
Waterside Economizer |  |  |  |  | sqft | 43432 | Average Premise Area, Lodging/Hospitality | US Energy Information Administration, 2018 Commercial Buildings Energy Consumption Survey | Commercial
Waterside Economizer |  |  |  |  | eui_space_cooling | 4.62 | Energy Use Intensity_space_cooling, Lodging/Hospitality | US Energy Information Administration, 2018 Commercial Buildings Energy Consumption Survey | Commercial
Waterside Economizer |  |  |  |  | eui_space_cooling | 1.32 | Energy Use Intensity_space_cooling, Miscellaneous | US Energy Information Administration, 2018 Commercial Buildings Energy Consumption Survey | Commercial
Waterside Economizer |  |  |  |  | sqft | 33805 | Average Premise Area, Miscellaneous | US Energy Information Administration, 2018 Commercial Buildings Energy Consumption Survey | Commercial
Waterside Economizer |  |  |  |  | eui_space_cooling | 3.19 | Energy Use Intensity_space_cooling, Offices | US Energy Information Administration, 2018 Commercial Buildings Energy Consumption Survey | Commercial
Waterside Economizer |  |  |  |  | sqft | 17724 | Average Premise Area, Offices | US Energy Information Administration, 2018 Commercial Buildings Energy Consumption Survey | Commercial
Waterside Economizer |  |  |  |  | eui_space_cooling | 9.72 | Energy Use Intensity_space_cooling, Restaurants | US Energy Information Administration, 2018 Commercial Buildings Energy Consumption Survey | Commercial
Waterside Economizer |  |  |  |  | sqft | 4990 | Average Premise Area, Restaurants | US Energy Information Administration, 2018 Commercial Buildings Energy Consumption Survey | Commercial
Waterside Economizer |  |  |  |  | eui_space_cooling | 3.07 | Energy Use Intensity_space_cooling, Retail | US Energy Information Administration, 2018 Commercial Buildings Energy Consumption Survey | Commercial
Waterside Economizer |  |  |  |  | sqft | 23334 | Average Premise Area, Retail | US Energy Information Administration, 2018 Commercial Buildings Energy Consumption Survey | Commercial
Waterside Economizer |  |  |  |  | eui_space_cooling | 4.85 | Energy Use Intensity_space_cooling, Schools K-12 | US Energy Information Administration, 2018 Commercial Buildings Energy Consumption Survey | Commercial
Waterside Economizer |  |  |  |  | sqft | 33114 | Average Premise Area, Schools k-12 | US Energy Information Administration, 2018 Commercial Buildings Energy Consumption Survey | Commercial
Waterside Economizer |  |  |  |  | sqft | 19802 | Average Premise Area, Warehouse | US Energy Information Administration, 2018 Commercial Buildings Energy Consumption Survey | Commercial
Waterside Economizer |  |  |  |  | eui_space_cooling | 0.98 | Energy Use Intensity_space_cooling, Warehouse | US Energy Information Administration, 2018 Commercial Buildings Energy Consumption Survey | Commercial
Window shade film | Window shade film | Space Cooling | eui_space_cooling*sqft-capy_windowfilm*(1/eer)*eflhcool*(shgcbase-shgceff) | eui_space_cooling*sqft | sqft | 15585 | Average Premise Area, Assembly | US Energy Information Administration, 2018 Commercial Buildings Energy Consumption Survey | Commercial
Window shade film |  |  |  |  | eer | 9.2 | Average HVAC Efficiency by Building Type, Assembly | Pennsylvania Statewide Act 129 2014 Baseline and End-Use Study Report | Commercial
Window shade film |  |  |  |  | shgcbase | 0.4 | Baseline Commercial Windows, SHGC | IECC 2018, Table C402.4 | Commercial
Window shade film |  |  |  |  | eer | 8.7 | Average HVAC Efficiency by Building Type, College and University | Pennsylvania Statewide Act 129 2014 Baseline and End-Use Study Report | Commercial
Window shade film |  |  |  |  | eer | 10.6 | Average HVAC Efficiency by Building Type, Data Center | Pennsylvania Statewide Act 129 2014 Baseline and End-Use Study Report | Commercial
Window shade film |  |  |  |  | eer | 9.2 | Average HVAC Efficiency by Building Type, Grocery | Pennsylvania Statewide Act 129 2014 Baseline and End-Use Study Report | Commercial
Window shade film |  |  |  |  | eer | 11.3 | Average HVAC Efficiency by Building Type, Healthcare | Pennsylvania Statewide Act 129 2014 Baseline and End-Use Study Report | Commercial
Window shade film |  |  |  |  | eer | 11.3 | Average HVAC Efficiency by Building Type, Hospitals | Pennsylvania Statewide Act 129 2014 Baseline and End-Use Study Report | Commercial
Window shade film |  |  |  |  | eer | 10.6 | Average HVAC Efficiency by Building Type, Institutional | Pennsylvania Statewide Act 129 2014 Baseline and End-Use Study Report | Commercial
Window shade film |  |  |  |  | eer | 9.2 | Average HVAC Efficiency by Building Type, Lodging/Hospitality | Pennsylvania Statewide Act 129 2014 Baseline and End-Use Study Report | Commercial
Window shade film |  |  |  |  | eer | 9.8 | Average HVAC Efficiency by Building Type, Miscellaneous | Pennsylvania Statewide Act 129 2014 Baseline and End-Use Study Report | Commercial
Window shade film |  |  |  |  | eer | 10.6 | Average HVAC Efficiency by Building Type, Offices | Pennsylvania Statewide Act 129 2014 Baseline and End-Use Study Report | Commercial
Window shade film |  |  |  |  | eer | 9.3 | Average HVAC Efficiency by Building Type, Restaurants | Pennsylvania Statewide Act 129 2014 Baseline and End-Use Study Report | Commercial
Window shade film |  |  |  |  | eer | 8.3 | Average HVAC Efficiency by Building Type, Retail | Pennsylvania Statewide Act 129 2014 Baseline and End-Use Study Report | Commercial
Window shade film |  |  |  |  | eer | 8.7 | Average HVAC Efficiency by Building Type, Schools K-12 | Pennsylvania Statewide Act 129 2014 Baseline and End-Use Study Report | Commercial
Window shade film |  |  |  |  | eer | 7 | Average HVAC Efficiency by Building Type, Warehouse | Pennsylvania Statewide Act 129 2014 Baseline and End-Use Study Report | Commercial
Window shade film |  |  |  |  | shgceff | 0.35 | Window Shade Film SHGC | Measure Definition | Commercial
Window shade film |  |  |  |  | capy_windowfilm | 135 | Average HVAC Capacity by Building Type | Engineering assumption | Commercial
Window shade film |  |  |  |  | eui_space_cooling | 8.01 | Energy Use Intensity_space_cooling, Assembly | US Energy Information Administration, 2018 Commercial Buildings Energy Consumption Survey | Commercial
Window shade film |  |  |  |  | eui_space_cooling | 2.06 | Energy Use Intensity_space_cooling, College and University | US Energy Information Administration, 2018 Commercial Buildings Energy Consumption Survey | Commercial
Window shade film |  |  |  |  | sqft | 24388 | Average Premise Area, College and University | US Energy Information Administration, 2018 Commercial Buildings Energy Consumption Survey | Commercial
Window shade film |  |  |  |  | sqft | 104487 | Average Premise Area, Data Center | US Energy Information Administration, 2018 Commercial Buildings Energy Consumption Survey | Commercial
Window shade film |  |  |  |  | eui_space_cooling | 2.36 | Energy Use Intensity_space_cooling, Data Center | US Energy Information Administration, 2018 Commercial Buildings Energy Consumption Survey | Commercial
Window shade film |  |  |  |  | sqft | 2663 | Average Premise Area, Grocery | US Energy Information Administration, 2018 Commercial Buildings Energy Consumption Survey | Commercial
Window shade film |  |  |  |  | eui_space_cooling | 3.81 | Energy Use Intensity_space_cooling, Grocery | US Energy Information Administration, 2018 Commercial Buildings Energy Consumption Survey | Commercial
Window shade film |  |  |  |  | eui_space_cooling | 2.21 | Energy Use Intensity_space_cooling, Healthcare | US Energy Information Administration, 2018 Commercial Buildings Energy Consumption Survey | Commercial
Window shade film |  |  |  |  | sqft | 9531 | Average Premise Area, Healthcare | US Energy Information Administration, 2018 Commercial Buildings Energy Consumption Survey | Commercial
Window shade film |  |  |  |  | eui_space_cooling | 9.83 | Energy Use Intensity_space_cooling, Hospitals | US Energy Information Administration, 2018 Commercial Buildings Energy Consumption Survey | Commercial
Window shade film |  |  |  |  | sqft | 188543 | Average Premise Area, Hospitals | US Energy Information Administration, 2018 Commercial Buildings Energy Consumption Survey | Commercial
Window shade film |  |  |  |  | sqft | 12448 | Average Premise Area, Institutional | US Energy Information Administration, 2018 Commercial Buildings Energy Consumption Survey | Commercial
Window shade film |  |  |  |  | eui_space_cooling | 1.98 | Energy Use Intensity_space_cooling, Institutional | US Energy Information Administration, 2018 Commercial Buildings Energy Consumption Survey | Commercial
Window shade film |  |  |  |  | sqft | 43432 | Average Premise Area, Lodging/Hospitality | US Energy Information Administration, 2018 Commercial Buildings Energy Consumption Survey | Commercial
Window shade film |  |  |  |  | eui_space_cooling | 4.62 | Energy Use Intensity_space_cooling, Lodging/Hospitality | US Energy Information Administration, 2018 Commercial Buildings Energy Consumption Survey | Commercial
Window shade film |  |  |  |  | eui_space_cooling | 1.32 | Energy Use Intensity_space_cooling, Miscellaneous | US Energy Information Administration, 2018 Commercial Buildings Energy Consumption Survey | Commercial
Window shade film |  |  |  |  | sqft | 33805 | Average Premise Area, Miscellaneous | US Energy Information Administration, 2018 Commercial Buildings Energy Consumption Survey | Commercial
Window shade film |  |  |  |  | eui_space_cooling | 3.19 | Energy Use Intensity_space_cooling, Offices | US Energy Information Administration, 2018 Commercial Buildings Energy Consumption Survey | Commercial
Window shade film |  |  |  |  | sqft | 17724 | Average Premise Area, Offices | US Energy Information Administration, 2018 Commercial Buildings Energy Consumption Survey | Commercial
Window shade film |  |  |  |  | eui_space_cooling | 9.72 | Energy Use Intensity_space_cooling, Restaurants | US Energy Information Administration, 2018 Commercial Buildings Energy Consumption Survey | Commercial
Window shade film |  |  |  |  | sqft | 4990 | Average Premise Area, Restaurants | US Energy Information Administration, 2018 Commercial Buildings Energy Consumption Survey | Commercial
Window shade film |  |  |  |  | eui_space_cooling | 3.07 | Energy Use Intensity_space_cooling, Retail | US Energy Information Administration, 2018 Commercial Buildings Energy Consumption Survey | Commercial
Window shade film |  |  |  |  | sqft | 23334 | Average Premise Area, Retail | US Energy Information Administration, 2018 Commercial Buildings Energy Consumption Survey | Commercial
Window shade film |  |  |  |  | eui_space_cooling | 4.85 | Energy Use Intensity_space_cooling, Schools K-12 | US Energy Information Administration, 2018 Commercial Buildings Energy Consumption Survey | Commercial
Window shade film |  |  |  |  | sqft | 33114 | Average Premise Area, Schools k-12 | US Energy Information Administration, 2018 Commercial Buildings Energy Consumption Survey | Commercial
Window shade film |  |  |  |  | sqft | 19802 | Average Premise Area, Warehouse | US Energy Information Administration, 2018 Commercial Buildings Energy Consumption Survey | Commercial
Window shade film |  |  |  |  | eui_space_cooling | 0.98 | Energy Use Intensity_space_cooling, Warehouse | US Energy Information Administration, 2018 Commercial Buildings Energy Consumption Survey | Commercial
Zero Energy Doors | Zero Energy Doors | Refrigeration | energy_base*eflhrefrig*tash-svge_zdoors | energy_base*eflhrefrig*tash | energy_base | 26.1 | Baseline Refrigeration Compressor Energy Consumption per LF (ENERGYBASE) | Regional Technical Forum, Commercial: Grocery - AntiSweatHeaterControls V2.1 | Commercial
Zero Energy Doors |  |  |  |  | tash | 0.04 | Cooler Anti-Sweat Heater Runtime Reduction (TASH) | Regional Technical Forum, Commercial: Grocery - AntiSweatHeaterControls V2.1 | Commercial
Zero Energy Doors |  |  |  |  | svge_zdoors | 1879.7 | average deemed energy savings per door | Arkansas TRM 2019, Version 8.1, Table 414 | Commercial
Zero Energy Doors |  |  |  |  | eflhrefrig | 8273 | Effective Full Load Hours of Refrigeration (EFLHREFRIG) | Regional Technical Forum, Commercial: Grocery - AntiSweatHeaterControls V2.1 | Commercial
Custom Measure - Non-Lighting | Custom Measure - Non-Lighting | Space Cooling; Space Heating | X_cool * (eui_space_cooling*sqft-svge_cool) + X_heat * (eui_space_heating*sqft-svge_heat) | X_cool * (eui_space_cooling*sqft) + X_heat * (eui_space_heating*sqft) | eui_space_heating | 1.02 | Energy Use Intensity_space_heating, Assembly | US Energy Information Administration, 2018 Commercial Buildings Energy Consumption Survey | Commercial
Custom Measure - Non-Lighting |  |  |  |  | sqft | 15585 | Average Premise Area, Assembly | US Energy Information Administration, 2018 Commercial Buildings Energy Consumption Survey | Commercial
Custom Measure - Non-Lighting |  |  |  |  | eui_space_cooling | 8.01 | Energy Use Intensity_space_cooling, Assembly | US Energy Information Administration, 2018 Commercial Buildings Energy Consumption Survey | Commercial
Custom Measure - Non-Lighting |  |  |  |  | eui_space_heating | 0.32 | Energy Use Intensity_space_heating, College and University | US Energy Information Administration, 2018 Commercial Buildings Energy Consumption Survey | Commercial
Custom Measure - Non-Lighting |  |  |  |  | eui_space_cooling | 2.06 | Energy Use Intensity_space_cooling, College and University | US Energy Information Administration, 2018 Commercial Buildings Energy Consumption Survey | Commercial
Custom Measure - Non-Lighting |  |  |  |  | sqft | 24388 | Average Premise Area, College and University | US Energy Information Administration, 2018 Commercial Buildings Energy Consumption Survey | Commercial
Custom Measure - Non-Lighting |  |  |  |  | sqft | 104487 | Average Premise Area, Data Center | US Energy Information Administration, 2018 Commercial Buildings Energy Consumption Survey | Commercial
Custom Measure - Non-Lighting |  |  |  |  | eui_space_heating | 0.57 | Energy Use Intensity_space_heating, Data Center | US Energy Information Administration, 2018 Commercial Buildings Energy Consumption Survey | Commercial
Custom Measure - Non-Lighting |  |  |  |  | eui_space_cooling | 2.36 | Energy Use Intensity_space_cooling, Data Center | US Energy Information Administration, 2018 Commercial Buildings Energy Consumption Survey | Commercial
Custom Measure - Non-Lighting |  |  |  |  | eui_space_heating | 2.59 | Energy Use Intensity_space_heating, Grocery | US Energy Information Administration, 2018 Commercial Buildings Energy Consumption Survey | Commercial
Custom Measure - Non-Lighting |  |  |  |  | sqft | 2663 | Average Premise Area, Grocery | US Energy Information Administration, 2018 Commercial Buildings Energy Consumption Survey | Commercial
Custom Measure - Non-Lighting |  |  |  |  | eui_space_cooling | 3.81 | Energy Use Intensity_space_cooling, Grocery | US Energy Information Administration, 2018 Commercial Buildings Energy Consumption Survey | Commercial
Custom Measure - Non-Lighting |  |  |  |  | eui_space_heating | 1.12 | Energy Use Intensity_space_heating, Healthcare | US Energy Information Administration, 2018 Commercial Buildings Energy Consumption Survey | Commercial
Custom Measure - Non-Lighting |  |  |  |  | eui_space_cooling | 2.21 | Energy Use Intensity_space_cooling, Healthcare | US Energy Information Administration, 2018 Commercial Buildings Energy Consumption Survey | Commercial
Custom Measure - Non-Lighting |  |  |  |  | sqft | 9531 | Average Premise Area, Healthcare | US Energy Information Administration, 2018 Commercial Buildings Energy Consumption Survey | Commercial
Custom Measure - Non-Lighting |  |  |  |  | eui_space_cooling | 9.83 | Energy Use Intensity_space_cooling, Hospitals | US Energy Information Administration, 2018 Commercial Buildings Energy Consumption Survey | Commercial
Custom Measure - Non-Lighting |  |  |  |  | sqft | 188543 | Average Premise Area, Hospitals | US Energy Information Administration, 2018 Commercial Buildings Energy Consumption Survey | Commercial
Custom Measure - Non-Lighting |  |  |  |  | eui_space_heating | 1.16 | Energy Use Intensity_space_heating, Hospitals | US Energy Information Administration, 2018 Commercial Buildings Energy Consumption Survey | Commercial
Custom Measure - Non-Lighting |  |  |  |  | eui_space_heating | 0.59 | Energy Use Intensity_space_heating, Institutional | US Energy Information Administration, 2018 Commercial Buildings Energy Consumption Survey | Commercial
Custom Measure - Non-Lighting |  |  |  |  | sqft | 12448 | Average Premise Area, Institutional | US Energy Information Administration, 2018 Commercial Buildings Energy Consumption Survey | Commercial
Custom Measure - Non-Lighting |  |  |  |  | eui_space_cooling | 1.98 | Energy Use Intensity_space_cooling, Institutional | US Energy Information Administration, 2018 Commercial Buildings Energy Consumption Survey | Commercial
Custom Measure - Non-Lighting |  |  |  |  | eui_space_heating | 0.53 | Energy Use Intensity_space_heating, Lodging/Hospitality | US Energy Information Administration, 2018 Commercial Buildings Energy Consumption Survey | Commercial
Custom Measure - Non-Lighting |  |  |  |  | sqft | 43432 | Average Premise Area, Lodging/Hospitality | US Energy Information Administration, 2018 Commercial Buildings Energy Consumption Survey | Commercial
Custom Measure - Non-Lighting |  |  |  |  | eui_space_cooling | 4.62 | Energy Use Intensity_space_cooling, Lodging/Hospitality | US Energy Information Administration, 2018 Commercial Buildings Energy Consumption Survey | Commercial
Custom Measure - Non-Lighting |  |  |  |  | eui_space_heating | 0.74 | Energy Use Intensity_space_heating, Miscellaneous | US Energy Information Administration, 2018 Commercial Buildings Energy Consumption Survey | Commercial
Custom Measure - Non-Lighting |  |  |  |  | eui_space_cooling | 1.32 | Energy Use Intensity_space_cooling, Miscellaneous | US Energy Information Administration, 2018 Commercial Buildings Energy Consumption Survey | Commercial
Custom Measure - Non-Lighting |  |  |  |  | sqft | 33805 | Average Premise Area, Miscellaneous | US Energy Information Administration, 2018 Commercial Buildings Energy Consumption Survey | Commercial
Custom Measure - Non-Lighting |  |  |  |  | eui_space_cooling | 3.19 | Energy Use Intensity_space_cooling, Offices | US Energy Information Administration, 2018 Commercial Buildings Energy Consumption Survey | Commercial
Custom Measure - Non-Lighting |  |  |  |  | sqft | 17724 | Average Premise Area, Offices | US Energy Information Administration, 2018 Commercial Buildings Energy Consumption Survey | Commercial
Custom Measure - Non-Lighting |  |  |  |  | eui_space_heating | 1.62 | Energy Use Intensity_space_heating, Offices | US Energy Information Administration, 2018 Commercial Buildings Energy Consumption Survey | Commercial
Custom Measure - Non-Lighting |  |  |  |  | eui_space_cooling | 9.72 | Energy Use Intensity_space_cooling, Restaurants | US Energy Information Administration, 2018 Commercial Buildings Energy Consumption Survey | Commercial
Custom Measure - Non-Lighting |  |  |  |  | sqft | 4990 | Average Premise Area, Restaurants | US Energy Information Administration, 2018 Commercial Buildings Energy Consumption Survey | Commercial
Custom Measure - Non-Lighting |  |  |  |  | eui_space_heating | 3.55 | Energy Use Intensity_space_heating, Restaurants | US Energy Information Administration, 2018 Commercial Buildings Energy Consumption Survey | Commercial
Custom Measure - Non-Lighting |  |  |  |  | eui_space_heating | 1.09 | Energy Use Intensity_space_heating, Retail | US Energy Information Administration, 2018 Commercial Buildings Energy Consumption Survey | Commercial
Custom Measure - Non-Lighting |  |  |  |  | eui_space_cooling | 3.07 | Energy Use Intensity_space_cooling, Retail | US Energy Information Administration, 2018 Commercial Buildings Energy Consumption Survey | Commercial
Custom Measure - Non-Lighting |  |  |  |  | sqft | 23334 | Average Premise Area, Retail | US Energy Information Administration, 2018 Commercial Buildings Energy Consumption Survey | Commercial
Custom Measure - Non-Lighting |  |  |  |  | eui_space_cooling | 4.85 | Energy Use Intensity_space_cooling, Schools K-12 | US Energy Information Administration, 2018 Commercial Buildings Energy Consumption Survey | Commercial
Custom Measure - Non-Lighting |  |  |  |  | eui_space_heating | 1.51 | Energy Use Intensity_space_heating, Schools K-12 | US Energy Information Administration, 2018 Commercial Buildings Energy Consumption Survey | Commercial
Custom Measure - Non-Lighting |  |  |  |  | sqft | 33114 | Average Premise Area, Schools k-12 | US Energy Information Administration, 2018 Commercial Buildings Energy Consumption Survey | Commercial
Custom Measure - Non-Lighting |  |  |  |  | sqft | 19802 | Average Premise Area, Warehouse | US Energy Information Administration, 2018 Commercial Buildings Energy Consumption Survey | Commercial
Custom Measure - Non-Lighting |  |  |  |  | eui_space_heating | 0.43 | Energy Use Intensity_space_heating, Warehouse | US Energy Information Administration, 2018 Commercial Buildings Energy Consumption Survey | Commercial
Custom Measure - Non-Lighting |  |  |  |  | eui_space_cooling | 0.98 | Energy Use Intensity_space_cooling, Warehouse | US Energy Information Administration, 2018 Commercial Buildings Energy Consumption Survey | Commercial
Custom Measure - Non-Lighting |  |  |  |  | X_cool | 1 | multiplier for space cooling |  | Commercial
Custom Measure - Non-Lighting |  |  |  |  | X_heat | 0 | multiplier for space heating |  | Commercial
Custom Measure - Non-Lighting |  |  |  |  | svge_cool | 0.05 | Average annual energy savings factor | Engineering estimate | Commercial
Custom Measure - Non-Lighting |  |  |  |  | svge_heat | 0.05 | Average annual energy savings factor | Engineering estimate | Commercial

## MeasureImpact
FPL 002623
20240012-EG
Measure Type | Name | Description | Baseline Description | Sector | Vintage | Segment | Zone | Unit | Baseline EUI (kWh) | Measure EUI (kWh) | Savings EUI (kWh) | Energy Savings % | Full Measure Life (yrs) | Summer Peak Savings (Kw) | Winter Peak Savings (Kw) | Incremental Cost per Measure | End Use | Equipment Type | Parent Category | Evaluate Dup (at end use level)
NonEquipment | Demand Controlled Ventilation | Return Air System with CO2 Sensors |  | Commercial | Existing | Assembly | FPL Blend | Per End Use Consumption | 9662.7 | 4831.35 | 4831.35 | 0.5 | 10 | 1.3626 | 0.97034 | 5789.57 | Ventilation and Circulation |  | Ventilation System | 1
NonEquipment | Demand Controlled Ventilation | Return Air System with CO2 Sensors | Standard Return Air System, No Sensors | Commercial | New | Assembly | FPL Blend | Per End Use Consumption | 9662.7 | 4831.35 | 4831.35 | 0.5 | 10 | 1.3626 | 0.97034 | 5789.57 | Ventilation and Circulation |  | Ventilation System | 1
NonEquipment | Demand Controlled Ventilation | Return Air System with CO2 Sensors |  | Commercial | Existing | College and University | FPL Blend | Per End Use Consumption | 32679.92 | 21679.41 | 11000.51 | 0.33661 | 10 | 1.6055 | 1.2677 | 9059.74 | Ventilation and Circulation |  | Ventilation System | 1
NonEquipment | Demand Controlled Ventilation | Return Air System with CO2 Sensors | Standard Return Air System, No Sensors | Commercial | New | College and University | FPL Blend | Per End Use Consumption | 32679.92 | 21679.41 | 11000.51 | 0.33661 | 10 | 1.6055 | 1.2677 | 9059.74 | Ventilation and Circulation |  | Ventilation System | 1
NonEquipment | Demand Controlled Ventilation | Return Air System with CO2 Sensors |  | Commercial | Existing | Data Center | FPL Blend | Per End Use Consumption | 207929.13 | 160798.96 | 47130.17 | 0.22666 | 10 | 6.8786 | 5.4313 | 38815.18 | Ventilation and Circulation |  | Ventilation System | 1
NonEquipment | Demand Controlled Ventilation | Return Air System with CO2 Sensors | Standard Return Air System, No Sensors | Commercial | New | Data Center | FPL Blend | Per End Use Consumption | 207929.13 | 160798.96 | 47130.17 | 0.22666 | 10 | 6.8786 | 5.4313 | 38815.18 | Ventilation and Circulation |  | Ventilation System | 1
NonEquipment | Demand Controlled Ventilation | Return Air System with CO2 Sensors |  | Commercial | Existing | Grocery | FPL Blend | Per End Use Consumption | 10598.74 | 9397.56 | 1201.18 | 0.11333 | 10 | 0.26653 | 0.19852 | 989.26 | Ventilation and Circulation |  | Ventilation System | 1
NonEquipment | Demand Controlled Ventilation | Return Air System with CO2 Sensors | Standard Return Air System, No Sensors | Commercial | New | Grocery | FPL Blend | Per End Use Consumption | 10598.74 | 9397.56 | 1201.18 | 0.11333 | 10 | 0.26653 | 0.19852 | 989.26 | Ventilation and Circulation |  | Ventilation System | 1
NonEquipment | Demand Controlled Ventilation | Return Air System with CO2 Sensors |  | Commercial | Existing | Healthcare | FPL Blend | Per End Use Consumption | 37075.59 | 32776.51 | 4299.08 | 0.11595 | 10 | 0.62744 | 0.49543 | 3540.61 | Ventilation and Circulation |  | Ventilation System | 1
NonEquipment | Demand Controlled Ventilation | Return Air System with CO2 Sensors | Standard Return Air System, No Sensors | Commercial | New | Healthcare | FPL Blend | Per End Use Consumption | 37075.59 | 32776.51 | 4299.08 | 0.11595 | 10 | 0.62744 | 0.49543 | 3540.61 | Ventilation and Circulation |  | Ventilation System | 1
NonEquipment | Demand Controlled Ventilation | Return Air System with CO2 Sensors |  | Commercial | Existing | Hospitals | FPL Blend | Per End Use Consumption | 1402759.92 | 1317715.24 | 85044.68 | 0.060627 | 10 | 12.4121 | 9.8006 | 70040.58 | Ventilation and Circulation |  | Ventilation System | 1
NonEquipment | Demand Controlled Ventilation | Return Air System with CO2 Sensors | Standard Return Air System, No Sensors | Commercial | New | Hospitals | FPL Blend | Per End Use Consumption | 1402759.92 | 1317715.24 | 85044.68 | 0.060627 | 10 | 12.4121 | 9.8006 | 70040.58 | Ventilation and Circulation |  | Ventilation System | 1
NonEquipment | Demand Controlled Ventilation | Return Air System with CO2 Sensors |  | Commercial | Existing | Institutional | FPL Blend | Per End Use Consumption | 7344.32 | 3672.16 | 3672.16 | 0.5 | 10 | 0.53595 | 0.42318 | 4624.22 | Ventilation and Circulation |  | Ventilation System | 1
NonEquipment | Demand Controlled Ventilation | Return Air System with CO2 Sensors | Standard Return Air System, No Sensors | Commercial | New | Institutional | FPL Blend | Per End Use Consumption | 7344.32 | 3672.16 | 3672.16 | 0.5 | 10 | 0.53595 | 0.42318 | 4624.22 | Ventilation and Circulation |  | Ventilation System | 1
NonEquipment | Demand Controlled Ventilation | Return Air System with CO2 Sensors |  | Commercial | Existing | Lodging/Hospitality | FPL Blend | Per End Use Consumption | 123781.2 | 104190.65 | 19590.55 | 0.15827 | 10 | 3.5473 | 1.4563 | 16134.26 | Ventilation and Circulation |  | Ventilation System | 1
NonEquipment | Demand Controlled Ventilation | Return Air System with CO2 Sensors | Standard Return Air System, No Sensors | Commercial | New | Lodging/Hospitality | FPL Blend | Per End Use Consumption | 123781.2 | 104190.65 | 19590.55 | 0.15827 | 10 | 3.5473 | 1.4563 | 16134.26 | Ventilation and Circulation |  | Ventilation System | 1
NonEquipment | Demand Controlled Ventilation | Return Air System with CO2 Sensors |  | Commercial | Existing | Miscellaneous | FPL Blend | Per End Use Consumption | 21297.15 | 10648.58 | 10648.57 | 0.5 | 10 | 3.0034 | 2.1387 | 12557.99 | Ventilation and Circulation |  | Ventilation System | 1
NonEquipment | Demand Controlled Ventilation | Return Air System with CO2 Sensors | Standard Return Air System, No Sensors | Commercial | New | Miscellaneous | FPL Blend | Per End Use Consumption | 21297.15 | 10648.58 | 10648.57 | 0.5 | 10 | 3.0034 | 2.1387 | 12557.99 | Ventilation and Circulation |  | Ventilation System | 1
NonEquipment | Demand Controlled Ventilation | Return Air System with CO2 Sensors |  | Commercial | Existing | Offices | FPL Blend | Per End Use Consumption | 48209.28 | 40214.65 | 7994.63 | 0.16583 | 10 | 2.2548 | 1.6057 | 6584.17 | Ventilation and Circulation |  | Ventilation System | 1
NonEquipment | Demand Controlled Ventilation | Return Air System with CO2 Sensors | Standard Return Air System, No Sensors | Commercial | New | Offices | FPL Blend | Per End Use Consumption | 48209.28 | 40214.65 | 7994.63 | 0.16583 | 10 | 2.2548 | 1.6057 | 6584.17 | Ventilation and Circulation |  | Ventilation System | 1
NonEquipment | Demand Controlled Ventilation | Return Air System with CO2 Sensors |  | Commercial | Existing | Restaurants | FPL Blend | Per End Use Consumption | 27844.2 | 25593.4 | 2250.8 | 0.080836 | 10 | 0.49943 | 0.37198 | 1853.7 | Ventilation and Circulation |  | Ventilation System | 1
NonEquipment | Demand Controlled Ventilation | Return Air System with CO2 Sensors | Standard Return Air System, No Sensors | Commercial | New | Restaurants | FPL Blend | Per End Use Consumption | 27844.2 | 25593.4 | 2250.8 | 0.080836 | 10 | 0.49943 | 0.37198 | 1853.7 | Ventilation and Circulation |  | Ventilation System | 1
NonEquipment | Demand Controlled Ventilation | Return Air System with CO2 Sensors |  | Commercial | Existing | Retail | FPL Blend | Per End Use Consumption | 51568.14 | 41043.05 | 10525.09 | 0.2041 | 10 | 2.9685 | 2.1139 | 8668.19 | Ventilation and Circulation |  | Ventilation System | 1
NonEquipment | Demand Controlled Ventilation | Return Air System with CO2 Sensors | Standard Return Air System, No Sensors | Commercial | New | Retail | FPL Blend | Per End Use Consumption | 51568.14 | 41043.05 | 10525.09 | 0.2041 | 10 | 2.9685 | 2.1139 | 8668.19 | Ventilation and Circulation |  | Ventilation System | 1
NonEquipment | Demand Controlled Ventilation | Return Air System with CO2 Sensors |  | Commercial | Existing | Schools K-12 | FPL Blend | Per End Use Consumption | 44041.62 | 29105.14 | 14936.48 | 0.33914 | 10 | 4.2127 | 2.9999 | 12301.3 | Ventilation and Circulation |  | Ventilation System | 1
NonEquipment | Demand Controlled Ventilation | Return Air System with CO2 Sensors | Standard Return Air System, No Sensors | Commercial | New | Schools K-12 | FPL Blend | Per End Use Consumption | 44041.62 | 29105.14 | 14936.48 | 0.33914 | 10 | 4.2127 | 2.9999 | 12301.3 | Ventilation and Circulation |  | Ventilation System | 1
NonEquipment | Demand Controlled Ventilation | Return Air System with CO2 Sensors |  | Commercial | Existing | Warehouse | FPL Blend | Per End Use Consumption | 4752.48 | 2376.24 | 2376.24 | 0.5 | 10 | 0.6702 | 0.47725 | 7356.11 | Ventilation and Circulation |  | Ventilation System | 1
NonEquipment | Demand Controlled Ventilation | Return Air System with CO2 Sensors | Standard Return Air System, No Sensors | Commercial | New | Warehouse | FPL Blend | Per End Use Consumption | 4752.48 | 2376.24 | 2376.24 | 0.5 | 10 | 0.6702 | 0.47725 | 7356.11 | Ventilation and Circulation |  | Ventilation System | 1
NonEquipment | Programmable thermostat | Pre-set programmable thermostat that replaces manual thermostat |  | Commercial | Existing | Assembly | FPL Blend | Per End Use Consumption | 124835.85 | 122339.13 | 2496.72 | 0.02 | 11 | 0.83156 | 0 | 64.9521 | Space Cooling |  | Heat Pump Cooling | 1
NonEquipment | Programmable thermostat | Pre-set programmable thermostat that replaces manual thermostat | Standard Heating and Cooling System with Manual Thermostat | Commercial | New | Assembly | FPL Blend | Per End Use Consumption | 124835.85 | 122339.13 | 2496.72 | 0.02 | 11 | 0.83156 | 0 | 64.9521 | Space Cooling |  | Heat Pump Cooling | 1
NonEquipment | Programmable thermostat | Pre-set programmable thermostat that replaces manual thermostat |  | Commercial | Existing | College and University | FPL Blend | Per End Use Consumption | 50239.28 | 49234.49 | 1004.79 | 0.02 | 11 | 0.20372 | 0 | 237.877 | Space Cooling |  | Heat Pump Cooling | 1
NonEquipment | Programmable thermostat | Pre-set programmable thermostat that replaces manual thermostat | Standard Heating and Cooling System with Manual Thermostat | Commercial | New | College and University | FPL Blend | Per End Use Consumption | 50239.28 | 49234.49 | 1004.79 | 0.02 | 11 | 0.20372 | 0 | 237.877 | Space Cooling |  | Heat Pump Cooling | 1
NonEquipment | Programmable thermostat | Pre-set programmable thermostat that replaces manual thermostat |  | Commercial | Existing | Data Center | FPL Blend | Per End Use Consumption | 246589.32 | 241657.53 | 4931.79 | 0.02 | 11 | 0.99993 | 0 | 803.4112 | Space Cooling |  | Heat Pump Cooling | 1
NonEquipment | Programmable thermostat | Pre-set programmable thermostat that replaces manual thermostat | Standard Heating and Cooling System with Manual Thermostat | Commercial | New | Data Center | FPL Blend | Per End Use Consumption | 246589.32 | 241657.53 | 4931.79 | 0.02 | 11 | 0.99993 | 0 | 803.4112 | Space Cooling |  | Heat Pump Cooling | 1
NonEquipment | Programmable thermostat | Pre-set programmable thermostat that replaces manual thermostat |  | Commercial | Existing | Grocery | FPL Blend | Per End Use Consumption | 10146.03 | 9943.11 | 202.92 | 0.02 | 11 | 0.057544 | 0 | 8.9763 | Space Cooling |  | Heat Pump Cooling | 1
NonEquipment | Programmable thermostat | Pre-set programmable thermostat that replaces manual thermostat | Standard Heating and Cooling System with Manual Thermostat | Commercial | New | Grocery | FPL Blend | Per End Use Consumption | 10146.03 | 9943.11 | 202.92 | 0.02 | 11 | 0.057544 | 0 | 8.9763 | Space Cooling |  | Heat Pump Cooling | 1
NonEquipment | Programmable thermostat | Pre-set programmable thermostat that replaces manual thermostat |  | Commercial | Existing | Healthcare | FPL Blend | Per End Use Consumption | 21063.51 | 20642.24 | 421.27 | 0.02 | 11 | 0.085413 | 0 | 44.3621 | Space Cooling |  | Heat Pump Cooling | 1
NonEquipment | Programmable thermostat | Pre-set programmable thermostat that replaces manual thermostat | Standard Heating and Cooling System with Manual Thermostat | Commercial | New | Healthcare | FPL Blend | Per End Use Consumption | 21063.51 | 20642.24 | 421.27 | 0.02 | 11 | 0.085413 | 0 | 44.3621 | Space Cooling |  | Heat Pump Cooling | 1
NonEquipment | Programmable thermostat | Pre-set programmable thermostat that replaces manual thermostat |  | Commercial | Existing | Hospitals | FPL Blend | Per End Use Consumption | 1853377.69 | 1816310.14 | 37067.55 | 0.02 | 11 | 7.5155 | 0 | 691.4486 | Space Cooling |  | Heat Pump Cooling | 1
NonEquipment | Programmable thermostat | Pre-set programmable thermostat that replaces manual thermostat | Standard Heating and Cooling System with Manual Thermostat | Commercial | New | Hospitals | FPL Blend | Per End Use Consumption | 1853377.69 | 1816310.14 | 37067.55 | 0.02 | 11 | 7.5155 | 0 | 691.4486 | Space Cooling |  | Heat Pump Cooling | 1
NonEquipment | Programmable thermostat | Pre-set programmable thermostat that replaces manual thermostat |  | Commercial | Existing | Institutional | FPL Blend | Per End Use Consumption | 24647.04 | 24154.1 | 492.94 | 0.02 | 11 | 0.099945 | 0 | 55.2144 | Space Cooling |  | Heat Pump Cooling | 1
NonEquipment | Programmable thermostat | Pre-set programmable thermostat that replaces manual thermostat | Standard Heating and Cooling System with Manual Thermostat | Commercial | New | Institutional | FPL Blend | Per End Use Consumption | 24647.04 | 24154.1 | 492.94 | 0.02 | 11 | 0.099945 | 0 | 55.2144 | Space Cooling |  | Heat Pump Cooling | 1
NonEquipment | Programmable thermostat | Pre-set programmable thermostat that replaces manual thermostat |  | Commercial | Existing | Lodging/Hospitality | FPL Blend | Per End Use Consumption | 200655.84 | 196642.72 | 4013.12 | 0.02 | 11 | 0.76855 | 0 | 111.6708 | Space Cooling |  | Heat Pump Cooling | 1
NonEquipment | Programmable thermostat | Pre-set programmable thermostat that replaces manual thermostat | Standard Heating and Cooling System with Manual Thermostat | Commercial | New | Lodging/Hospitality | FPL Blend | Per End Use Consumption | 200655.84 | 196642.72 | 4013.12 | 0.02 | 11 | 0.76855 | 0 | 111.6708 | Space Cooling |  | Heat Pump Cooling | 1
NonEquipment | Programmable thermostat | Pre-set programmable thermostat that replaces manual thermostat |  | Commercial | Existing | Miscellaneous | FPL Blend | Per End Use Consumption | 44622.6 | 43730.15 | 892.45 | 0.02 | 11 | 0.29724 | 0 | 573.7349 | Space Cooling |  | Heat Pump Cooling | 1
NonEquipment | Programmable thermostat | Pre-set programmable thermostat that replaces manual thermostat | Standard Heating and Cooling System with Manual Thermostat | Commercial | New | Miscellaneous | FPL Blend | Per End Use Consumption | 44622.6 | 43730.15 | 892.45 | 0.02 | 11 | 0.29724 | 0 | 573.7349 | Space Cooling |  | Heat Pump Cooling | 1
NonEquipment | Programmable thermostat | Pre-set programmable thermostat that replaces manual thermostat |  | Commercial | Existing | Offices | FPL Blend | Per End Use Consumption | 56539.56 | 55408.77 | 1130.79 | 0.02 | 11 | 0.37662 | 0 | 33.8905 | Space Cooling |  | Heat Pump Cooling | 1
NonEquipment | Programmable thermostat | Pre-set programmable thermostat that replaces manual thermostat | Standard Heating and Cooling System with Manual Thermostat | Commercial | New | Offices | FPL Blend | Per End Use Consumption | 56539.56 | 55408.77 | 1130.79 | 0.02 | 11 | 0.37662 | 0 | 33.8905 | Space Cooling |  | Heat Pump Cooling | 1
NonEquipment | Programmable thermostat | Pre-set programmable thermostat that replaces manual thermostat |  | Commercial | Existing | Restaurants | FPL Blend | Per End Use Consumption | 48502.8 | 47532.74 | 970.06 | 0.02 | 11 | 0.27509 | 0 | 15.0537 | Space Cooling |  | Heat Pump Cooling | 1
NonEquipment | Programmable thermostat | Pre-set programmable thermostat that replaces manual thermostat | Standard Heating and Cooling System with Manual Thermostat | Commercial | New | Restaurants | FPL Blend | Per End Use Consumption | 48502.8 | 47532.74 | 970.06 | 0.02 | 11 | 0.27509 | 0 | 15.0537 | Space Cooling |  | Heat Pump Cooling | 1
NonEquipment | Programmable thermostat | Pre-set programmable thermostat that replaces manual thermostat |  | Commercial | Existing | Retail | FPL Blend | Per End Use Consumption | 71635.38 | 70202.67 | 1432.71 | 0.02 | 11 | 0.47718 | 0 | 30.4437 | Space Cooling |  | Heat Pump Cooling | 1
NonEquipment | Programmable thermostat | Pre-set programmable thermostat that replaces manual thermostat | Standard Heating and Cooling System with Manual Thermostat | Commercial | New | Retail | FPL Blend | Per End Use Consumption | 71635.38 | 70202.67 | 1432.71 | 0.02 | 11 | 0.47718 | 0 | 30.4437 | Space Cooling |  | Heat Pump Cooling | 1
NonEquipment | Programmable thermostat | Pre-set programmable thermostat that replaces manual thermostat |  | Commercial | Existing | Schools K-12 | FPL Blend | Per End Use Consumption | 160602.9 | 157390.84 | 3212.06 | 0.02 | 11 | 1.0698 | 0 | 134.3106 | Space Cooling |  | Heat Pump Cooling | 1
NonEquipment | Programmable thermostat | Pre-set programmable thermostat that replaces manual thermostat | Standard Heating and Cooling System with Manual Thermostat | Commercial | New | Schools K-12 | FPL Blend | Per End Use Consumption | 160602.9 | 157390.84 | 3212.06 | 0.02 | 11 | 1.0698 | 0 | 134.3106 | Space Cooling |  | Heat Pump Cooling | 1
NonEquipment | Programmable thermostat | Pre-set programmable thermostat that replaces manual thermostat |  | Commercial | Existing | Warehouse | FPL Blend | Per End Use Consumption | 19405.96 | 19017.84 | 388.12 | 0.02 | 11 | 0.12927 | 0 | 36.2446 | Space Cooling |  | Heat Pump Cooling | 1
NonEquipment | Programmable thermostat | Pre-set programmable thermostat that replaces manual thermostat | Standard Heating and Cooling System with Manual Thermostat | Commercial | New | Warehouse | FPL Blend | Per End Use Consumption | 19405.96 | 19017.84 | 388.12 | 0.02 | 11 | 0.12927 | 0 | 36.2446 | Space Cooling |  | Heat Pump Cooling | 1
NonEquipment | Programmable thermostat | Pre-set programmable thermostat that replaces manual thermostat |  | Commercial | Existing | Assembly | FPL Blend | Per End Use Consumption | 15896.7 | 15324.42 | 572.28 | 0.036 | 11 | 0 | 1.3037 | 14.8879 | Space Heating |  | Packaged central unit | 1
NonEquipment | Programmable thermostat | Pre-set programmable thermostat that replaces manual thermostat | Standard Heating and Cooling System with Manual Thermostat | Commercial | New | Assembly | FPL Blend | Per End Use Consumption | 15896.7 | 15324.42 | 572.28 | 0.036 | 11 | 0 | 1.3037 | 14.8879 | Space Heating |  | Packaged central unit | 1
NonEquipment | Programmable thermostat | Pre-set programmable thermostat that replaces manual thermostat |  | Commercial | Existing | College and University | FPL Blend | Per End Use Consumption | 7804.16 | 7523.21 | 280.95 | 0.036 | 11 | 0 | 0.054052 | 66.513 | Space Heating |  | Packaged central unit | 1
NonEquipment | Programmable thermostat | Pre-set programmable thermostat that replaces manual thermostat | Standard Heating and Cooling System with Manual Thermostat | Commercial | New | College and University | FPL Blend | Per End Use Consumption | 7804.16 | 7523.21 | 280.95 | 0.036 | 11 | 0 | 0.054052 | 66.513 | Space Heating |  | Packaged central unit | 1
NonEquipment | Programmable thermostat | Pre-set programmable thermostat that replaces manual thermostat |  | Commercial | Existing | Data Center | FPL Blend | Per End Use Consumption | 59557.59 | 57413.52 | 2144.07 | 0.036 | 11 | 0 | 0.4125 | 349.2788 | Space Heating |  | Packaged central unit | 1
NonEquipment | Programmable thermostat | Pre-set programmable thermostat that replaces manual thermostat | Standard Heating and Cooling System with Manual Thermostat | Commercial | New | Data Center | FPL Blend | Per End Use Consumption | 59557.59 | 57413.52 | 2144.07 | 0.036 | 11 | 0 | 0.4125 | 349.2788 | Space Heating |  | Packaged central unit | 1
NonEquipment | Programmable thermostat | Pre-set programmable thermostat that replaces manual thermostat |  | Commercial | Existing | Grocery | FPL Blend | Per End Use Consumption | 6897.17 | 6648.87 | 248.3 | 0.036 | 11 | 0 | 0.19083 | 10.9837 | Space Heating |  | Packaged central unit | 1
NonEquipment | Programmable thermostat | Pre-set programmable thermostat that replaces manual thermostat | Standard Heating and Cooling System with Manual Thermostat | Commercial | New | Grocery | FPL Blend | Per End Use Consumption | 6897.17 | 6648.87 | 248.3 | 0.036 | 11 | 0 | 0.19083 | 10.9837 | Space Heating |  | Packaged central unit | 1
NonEquipment | Programmable thermostat | Pre-set programmable thermostat that replaces manual thermostat |  | Commercial | Existing | Healthcare | FPL Blend | Per End Use Consumption | 10674.72 | 10290.43 | 384.29 | 0.036 | 11 | 0 | 0.073934 | 40.4679 | Space Heating |  | Packaged central unit | 1
NonEquipment | Programmable thermostat | Pre-set programmable thermostat that replaces manual thermostat | Standard Heating and Cooling System with Manual Thermostat | Commercial | New | Healthcare | FPL Blend | Per End Use Consumption | 10674.72 | 10290.43 | 384.29 | 0.036 | 11 | 0 | 0.073934 | 40.4679 | Space Heating |  | Packaged central unit | 1
NonEquipment | Programmable thermostat | Pre-set programmable thermostat that replaces manual thermostat |  | Commercial | Existing | Hospitals | FPL Blend | Per End Use Consumption | 218709.88 | 210836.32 | 7873.56 | 0.036 | 11 | 0 | 1.5148 | 146.8714 | Space Heating |  | Packaged central unit | 1
NonEquipment | Programmable thermostat | Pre-set programmable thermostat that replaces manual thermostat | Standard Heating and Cooling System with Manual Thermostat | Commercial | New | Hospitals | FPL Blend | Per End Use Consumption | 218709.88 | 210836.32 | 7873.56 | 0.036 | 11 | 0 | 1.5148 | 146.8714 | Space Heating |  | Packaged central unit | 1
NonEquipment | Programmable thermostat | Pre-set programmable thermostat that replaces manual thermostat |  | Commercial | Existing | Institutional | FPL Blend | Per End Use Consumption | 7344.32 | 7079.92 | 264.4 | 0.036001 | 11 | 0 | 0.050868 | 29.6156 | Space Heating |  | Packaged central unit | 1
NonEquipment | Programmable thermostat | Pre-set programmable thermostat that replaces manual thermostat | Standard Heating and Cooling System with Manual Thermostat | Commercial | New | Institutional | FPL Blend | Per End Use Consumption | 7344.32 | 7079.92 | 264.4 | 0.036001 | 11 | 0 | 0.050868 | 29.6156 | Space Heating |  | Packaged central unit | 1
NonEquipment | Programmable thermostat | Pre-set programmable thermostat that replaces manual thermostat |  | Commercial | Existing | Lodging/Hospitality | FPL Blend | Per End Use Consumption | 23018.96 | 22190.28 | 828.68 | 0.036 | 11 | 0 | 0.54586 | 23.0592 | Space Heating |  | Packaged central unit | 1
NonEquipment | Programmable thermostat | Pre-set programmable thermostat that replaces manual thermostat | Standard Heating and Cooling System with Manual Thermostat | Commercial | New | Lodging/Hospitality | FPL Blend | Per End Use Consumption | 23018.96 | 22190.28 | 828.68 | 0.036 | 11 | 0 | 0.54586 | 23.0592 | Space Heating |  | Packaged central unit | 1
NonEquipment | Programmable thermostat | Pre-set programmable thermostat that replaces manual thermostat |  | Commercial | Existing | Miscellaneous | FPL Blend | Per End Use Consumption | 25015.7 | 24115.13 | 900.57 | 0.036 | 11 | 0 | 2.0516 | 578.9551 | Space Heating |  | Packaged central unit | 1
NonEquipment | Programmable thermostat | Pre-set programmable thermostat that replaces manual thermostat | Standard Heating and Cooling System with Manual Thermostat | Commercial | New | Miscellaneous | FPL Blend | Per End Use Consumption | 25015.7 | 24115.13 | 900.57 | 0.036 | 11 | 0 | 2.0516 | 578.9551 | Space Heating |  | Packaged central unit | 1
NonEquipment | Programmable thermostat | Pre-set programmable thermostat that replaces manual thermostat |  | Commercial | Existing | Offices | FPL Blend | Per End Use Consumption | 28712.88 | 27679.22 | 1033.66 | 0.036 | 11 | 0 | 2.3548 | 30.9795 | Space Heating |  | Packaged central unit | 1
NonEquipment | Programmable thermostat | Pre-set programmable thermostat that replaces manual thermostat | Standard Heating and Cooling System with Manual Thermostat | Commercial | New | Offices | FPL Blend | Per End Use Consumption | 28712.88 | 27679.22 | 1033.66 | 0.036 | 11 | 0 | 2.3548 | 30.9795 | Space Heating |  | Packaged central unit | 1
NonEquipment | Programmable thermostat | Pre-set programmable thermostat that replaces manual thermostat |  | Commercial | Existing | Restaurants | FPL Blend | Per End Use Consumption | 17714.5 | 17076.78 | 637.72 | 0.036 | 11 | 0 | 0.49011 | 9.8963 | Space Heating |  | Packaged central unit | 1
NonEquipment | Programmable thermostat | Pre-set programmable thermostat that replaces manual thermostat | Standard Heating and Cooling System with Manual Thermostat | Commercial | New | Restaurants | FPL Blend | Per End Use Consumption | 17714.5 | 17076.78 | 637.72 | 0.036 | 11 | 0 | 0.49011 | 9.8963 | Space Heating |  | Packaged central unit | 1
NonEquipment | Programmable thermostat | Pre-set programmable thermostat that replaces manual thermostat |  | Commercial | Existing | Retail | FPL Blend | Per End Use Consumption | 25434.06 | 24518.43 | 915.63 | 0.036 | 11 | 0 | 2.0859 | 19.4563 | Space Heating |  | Packaged central unit | 1
NonEquipment | Programmable thermostat | Pre-set programmable thermostat that replaces manual thermostat | Standard Heating and Cooling System with Manual Thermostat | Commercial | New | Retail | FPL Blend | Per End Use Consumption | 25434.06 | 24518.43 | 915.63 | 0.036 | 11 | 0 | 2.0859 | 19.4563 | Space Heating |  | Packaged central unit | 1
NonEquipment | Programmable thermostat | Pre-set programmable thermostat that replaces manual thermostat |  | Commercial | Existing | Schools K-12 | FPL Blend | Per End Use Consumption | 50002.14 | 48202.06 | 1800.08 | 0.036 | 11 | 0 | 4.1009 | 75.2694 | Space Heating |  | Packaged central unit | 1
NonEquipment | Programmable thermostat | Pre-set programmable thermostat that replaces manual thermostat | Standard Heating and Cooling System with Manual Thermostat | Commercial | New | Schools K-12 | FPL Blend | Per End Use Consumption | 50002.14 | 48202.06 | 1800.08 | 0.036 | 11 | 0 | 4.1009 | 75.2694 | Space Heating |  | Packaged central unit | 1
NonEquipment | Programmable thermostat | Pre-set programmable thermostat that replaces manual thermostat |  | Commercial | Existing | Warehouse | FPL Blend | Per End Use Consumption | 8514.86 | 8208.33 | 306.53 | 0.035999 | 11 | 0 | 0.69832 | 28.6254 | Space Heating |  | Packaged central unit | 1
NonEquipment | Programmable thermostat | Pre-set programmable thermostat that replaces manual thermostat | Standard Heating and Cooling System with Manual Thermostat | Commercial | New | Warehouse | FPL Blend | Per End Use Consumption | 8514.86 | 8208.33 | 306.53 | 0.035999 | 11 | 0 | 0.69832 | 28.6254 | Space Heating |  | Packaged central unit | 1
NonEquipment | Ceiling Insulation(R19 to R30) | Blown-in insulation in ceiling cavity/attic |  | Commercial | Existing | Assembly | FPL Blend | Per End Use Consumption | 124835.85 | 124178.2 | 657.65 | 0.0052681 | 30 | 0.21904 | 0 | 5488.0041 | Space Cooling |  | Heat Pump Cooling | 1
NonEquipment | Ceiling Insulation(R19 to R30) | Blown-in insulation in ceiling cavity/attic | Market Average Existing Ceiling Insulation in older steep slope, residential style commercial building | Commercial | New | Assembly | FPL Blend | Per End Use Consumption | 124835.85 | 124178.2 | 657.65 | 0.0052681 | 30 | 0.21904 | 0 | 5488.0041 | Space Cooling |  | Heat Pump Cooling | 1
NonEquipment | Ceiling Insulation(R19 to R30) | Blown-in insulation in ceiling cavity/attic |  | Commercial | Existing | College and University | FPL Blend | Per End Use Consumption | 50239.28 | 49145.97 | 1093.31 | 0.021762 | 30 | 0.22167 | 0 | 8242.8741 | Space Cooling |  | Heat Pump Cooling | 1
NonEquipment | Ceiling Insulation(R19 to R30) | Blown-in insulation in ceiling cavity/attic | Market Average Existing Ceiling Insulation in older steep slope, residential style commercial building | Commercial | New | College and University | FPL Blend | Per End Use Consumption | 50239.28 | 49145.97 | 1093.31 | 0.021762 | 30 | 0.22167 | 0 | 8242.8741 | Space Cooling |  | Heat Pump Cooling | 1
NonEquipment | Ceiling Insulation(R19 to R30) | Blown-in insulation in ceiling cavity/attic |  | Commercial | Existing | Data Center | FPL Blend | Per End Use Consumption | 246589.32 | 240176.7 | 6412.62 | 0.026005 | 30 | 1.3002 | 0 | 26032.7734 | Space Cooling |  | Heat Pump Cooling | 1
NonEquipment | Ceiling Insulation(R19 to R30) | Blown-in insulation in ceiling cavity/attic | Market Average Existing Ceiling Insulation in older steep slope, residential style commercial building | Commercial | New | Data Center | FPL Blend | Per End Use Consumption | 246589.32 | 240176.7 | 6412.62 | 0.026005 | 30 | 1.3002 | 0 | 26032.7734 | Space Cooling |  | Heat Pump Cooling | 1
NonEquipment | Ceiling Insulation(R19 to R30) | Blown-in insulation in ceiling cavity/attic |  | Commercial | Existing | Grocery | FPL Blend | Per End Use Consumption | 10146.03 | 10057.64 | 88.39 | 0.0087118 | 30 | 0.025066 | 0 | 1270.2022 | Space Cooling |  | Heat Pump Cooling | 1
NonEquipment | Ceiling Insulation(R19 to R30) | Blown-in insulation in ceiling cavity/attic | Market Average Existing Ceiling Insulation in older steep slope, residential style commercial building | Commercial | New | Grocery | FPL Blend | Per End Use Consumption | 10146.03 | 10057.64 | 88.39 | 0.0087118 | 30 | 0.025066 | 0 | 1270.2022 | Space Cooling |  | Heat Pump Cooling | 1
NonEquipment | Ceiling Insulation(R19 to R30) | Blown-in insulation in ceiling cavity/attic |  | Commercial | Existing | Healthcare | FPL Blend | Per End Use Consumption | 21063.51 | 20116.08 | 947.43 | 0.04498 | 30 | 0.19209 | 0 | 3656.4814 | Space Cooling |  | Heat Pump Cooling | 1
NonEquipment | Ceiling Insulation(R19 to R30) | Blown-in insulation in ceiling cavity/attic | Market Average Existing Ceiling Insulation in older steep slope, residential style commercial building | Commercial | New | Healthcare | FPL Blend | Per End Use Consumption | 21063.51 | 20116.08 | 947.43 | 0.04498 | 30 | 0.19209 | 0 | 3656.4814 | Space Cooling |  | Heat Pump Cooling | 1
NonEquipment | Ceiling Insulation(R19 to R30) | Blown-in insulation in ceiling cavity/attic |  | Commercial | Existing | Hospitals | FPL Blend | Per End Use Consumption | 1853377.69 | 1844346.39 | 9031.3 | 0.0048729 | 30 | 1.8311 | 0 | 36663.5336 | Space Cooling |  | Heat Pump Cooling | 1
NonEquipment | Ceiling Insulation(R19 to R30) | Blown-in insulation in ceiling cavity/attic | Market Average Existing Ceiling Insulation in older steep slope, residential style commercial building | Commercial | New | Hospitals | FPL Blend | Per End Use Consumption | 1853377.69 | 1844346.39 | 9031.3 | 0.0048729 | 30 | 1.8311 | 0 | 36663.5336 | Space Cooling |  | Heat Pump Cooling | 1
NonEquipment | Ceiling Insulation(R19 to R30) | Blown-in insulation in ceiling cavity/attic |  | Commercial | Existing | Institutional | FPL Blend | Per End Use Consumption | 24647.04 | 24331.09 | 315.95 | 0.012819 | 30 | 0.064059 | 0 | 4808.4699 | Space Cooling |  | Heat Pump Cooling | 1
NonEquipment | Ceiling Insulation(R19 to R30) | Blown-in insulation in ceiling cavity/attic | Market Average Existing Ceiling Insulation in older steep slope, residential style commercial building | Commercial | New | Institutional | FPL Blend | Per End Use Consumption | 24647.04 | 24331.09 | 315.95 | 0.012819 | 30 | 0.064059 | 0 | 4808.4699 | Space Cooling |  | Heat Pump Cooling | 1
NonEquipment | Ceiling Insulation(R19 to R30) | Blown-in insulation in ceiling cavity/attic |  | Commercial | Existing | Lodging/Hospitality | FPL Blend | Per End Use Consumption | 200655.84 | 199136.8 | 1519.04 | 0.0075704 | 30 | 0.29091 | 0 | 7739.1385 | Space Cooling |  | Heat Pump Cooling | 1
NonEquipment | Ceiling Insulation(R19 to R30) | Blown-in insulation in ceiling cavity/attic | Market Average Existing Ceiling Insulation in older steep slope, residential style commercial building | Commercial | New | Lodging/Hospitality | FPL Blend | Per End Use Consumption | 200655.84 | 199136.8 | 1519.04 | 0.0075704 | 30 | 0.29091 | 0 | 7739.1385 | Space Cooling |  | Heat Pump Cooling | 1
NonEquipment | Ceiling Insulation(R19 to R30) | Blown-in insulation in ceiling cavity/attic |  | Commercial | Existing | Miscellaneous | FPL Blend | Per End Use Consumption | 44622.6 | 43835.68 | 786.92 | 0.017635 | 30 | 0.26209 | 0 | 11761.59 | Space Cooling |  | Heat Pump Cooling | 1
NonEquipment | Ceiling Insulation(R19 to R30) | Blown-in insulation in ceiling cavity/attic | Market Average Existing Ceiling Insulation in older steep slope, residential style commercial building | Commercial | New | Miscellaneous | FPL Blend | Per End Use Consumption | 44622.6 | 43835.68 | 786.92 | 0.017635 | 30 | 0.26209 | 0 | 11761.59 | Space Cooling |  | Heat Pump Cooling | 1
NonEquipment | Ceiling Insulation(R19 to R30) | Blown-in insulation in ceiling cavity/attic |  | Commercial | Existing | Offices | FPL Blend | Per End Use Consumption | 56539.56 | 55723.48 | 816.08 | 0.014434 | 30 | 0.27181 | 0 | 6119.2277 | Space Cooling |  | Heat Pump Cooling | 1
NonEquipment | Ceiling Insulation(R19 to R30) | Blown-in insulation in ceiling cavity/attic | Market Average Existing Ceiling Insulation in older steep slope, residential style commercial building | Commercial | New | Offices | FPL Blend | Per End Use Consumption | 56539.56 | 55723.48 | 816.08 | 0.014434 | 30 | 0.27181 | 0 | 6119.2277 | Space Cooling |  | Heat Pump Cooling | 1
NonEquipment | Ceiling Insulation(R19 to R30) | Blown-in insulation in ceiling cavity/attic |  | Commercial | Existing | Restaurants | FPL Blend | Per End Use Consumption | 48502.8 | 48114.78 | 388.02 | 0.008 | 30 | 0.11003 | 0 | 1938.4043 | Space Cooling |  | Heat Pump Cooling | 1
NonEquipment | Ceiling Insulation(R19 to R30) | Blown-in insulation in ceiling cavity/attic | Market Average Existing Ceiling Insulation in older steep slope, residential style commercial building | Commercial | New | Restaurants | FPL Blend | Per End Use Consumption | 48502.8 | 48114.78 | 388.02 | 0.008 | 30 | 0.11003 | 0 | 1938.4043 | Space Cooling |  | Heat Pump Cooling | 1
NonEquipment | Ceiling Insulation(R19 to R30) | Blown-in insulation in ceiling cavity/attic |  | Commercial | Existing | Retail | FPL Blend | Per End Use Consumption | 71635.38 | 69838.37 | 1797.01 | 0.025086 | 30 | 0.59852 | 0 | 11573.8126 | Space Cooling |  | Heat Pump Cooling | 1
NonEquipment | Ceiling Insulation(R19 to R30) | Blown-in insulation in ceiling cavity/attic | Market Average Existing Ceiling Insulation in older steep slope, residential style commercial building | Commercial | New | Retail | FPL Blend | Per End Use Consumption | 71635.38 | 69838.37 | 1797.01 | 0.025086 | 30 | 0.59852 | 0 | 11573.8126 | Space Cooling |  | Heat Pump Cooling | 1
NonEquipment | Ceiling Insulation(R19 to R30) | Blown-in insulation in ceiling cavity/attic |  | Commercial | Existing | Schools K-12 | FPL Blend | Per End Use Consumption | 160602.9 | 158885.44 | 1717.46 | 0.010694 | 30 | 0.57202 | 0 | 12690.825 | Space Cooling |  | Heat Pump Cooling | 1
NonEquipment | Ceiling Insulation(R19 to R30) | Blown-in insulation in ceiling cavity/attic | Market Average Existing Ceiling Insulation in older steep slope, residential style commercial building | Commercial | New | Schools K-12 | FPL Blend | Per End Use Consumption | 160602.9 | 158885.44 | 1717.46 | 0.010694 | 30 | 0.57202 | 0 | 12690.825 | Space Cooling |  | Heat Pump Cooling | 1
NonEquipment | Ceiling Insulation(R19 to R30) | Blown-in insulation in ceiling cavity/attic |  | Commercial | Existing | Warehouse | FPL Blend | Per End Use Consumption | 19405.96 | 19165.4 | 240.56 | 0.012396 | 30 | 0.080121 | 0 | 8042.8999 | Space Cooling |  | Heat Pump Cooling | 1
NonEquipment | Ceiling Insulation(R19 to R30) | Blown-in insulation in ceiling cavity/attic | Market Average Existing Ceiling Insulation in older steep slope, residential style commercial building | Commercial | New | Warehouse | FPL Blend | Per End Use Consumption | 19405.96 | 19165.4 | 240.56 | 0.012396 | 30 | 0.080121 | 0 | 8042.8999 | Space Cooling |  | Heat Pump Cooling | 1
NonEquipment | Ceiling Insulation(R19 to R30) | Blown-in insulation in ceiling cavity/attic |  | Commercial | Existing | Assembly | FPL Blend | Per End Use Consumption | 15896.7 | 15880.59 | 16.11 | 0.0010134 | 30 | 0 | 0.036701 | 134.4359 | Space Heating |  | Packaged central unit | 1
NonEquipment | Ceiling Insulation(R19 to R30) | Blown-in insulation in ceiling cavity/attic | Market Average Existing Ceiling Insulation in older steep slope, residential style commercial building | Commercial | New | Assembly | FPL Blend | Per End Use Consumption | 15896.7 | 15880.59 | 16.11 | 0.0010134 | 30 | 0 | 0.036701 | 134.4359 | Space Heating |  | Packaged central unit | 1
NonEquipment | Ceiling Insulation(R19 to R30) | Blown-in insulation in ceiling cavity/attic |  | Commercial | Existing | College and University | FPL Blend | Per End Use Consumption | 7804.16 | 7780.01 | 24.15 | 0.0030945 | 30 | 0 | 0.0046462 | 182.0759 | Space Heating |  | Packaged central unit | 1
NonEquipment | Ceiling Insulation(R19 to R30) | Blown-in insulation in ceiling cavity/attic | Market Average Existing Ceiling Insulation in older steep slope, residential style commercial building | Commercial | New | College and University | FPL Blend | Per End Use Consumption | 7804.16 | 7780.01 | 24.15 | 0.0030945 | 30 | 0 | 0.0046462 | 182.0759 | Space Heating |  | Packaged central unit | 1
NonEquipment | Ceiling Insulation(R19 to R30) | Blown-in insulation in ceiling cavity/attic |  | Commercial | Existing | Data Center | FPL Blend | Per End Use Consumption | 59557.59 | 59420.77 | 136.82 | 0.0022973 | 30 | 0 | 0.026323 | 555.4366 | Space Heating |  | Packaged central unit | 1
NonEquipment | Ceiling Insulation(R19 to R30) | Blown-in insulation in ceiling cavity/attic | Market Average Existing Ceiling Insulation in older steep slope, residential style commercial building | Commercial | New | Data Center | FPL Blend | Per End Use Consumption | 59557.59 | 59420.77 | 136.82 | 0.0022973 | 30 | 0 | 0.026323 | 555.4366 | Space Heating |  | Packaged central unit | 1
NonEquipment | Ceiling Insulation(R19 to R30) | Blown-in insulation in ceiling cavity/attic |  | Commercial | Existing | Grocery | FPL Blend | Per End Use Consumption | 6897.17 | 6890.4 | 6.77 | 0.00098156 | 30 | 0 | 0.005203 | 97.2878 | Space Heating |  | Packaged central unit | 1
NonEquipment | Ceiling Insulation(R19 to R30) | Blown-in insulation in ceiling cavity/attic | Market Average Existing Ceiling Insulation in older steep slope, residential style commercial building | Commercial | New | Grocery | FPL Blend | Per End Use Consumption | 6897.17 | 6890.4 | 6.77 | 0.00098156 | 30 | 0 | 0.005203 | 97.2878 | Space Heating |  | Packaged central unit | 1
NonEquipment | Ceiling Insulation(R19 to R30) | Blown-in insulation in ceiling cavity/attic |  | Commercial | Existing | Healthcare | FPL Blend | Per End Use Consumption | 10674.72 | 10658 | 16.72 | 0.0015663 | 30 | 0 | 0.0032168 | 64.5286 | Space Heating |  | Packaged central unit | 1
NonEquipment | Ceiling Insulation(R19 to R30) | Blown-in insulation in ceiling cavity/attic | Market Average Existing Ceiling Insulation in older steep slope, residential style commercial building | Commercial | New | Healthcare | FPL Blend | Per End Use Consumption | 10674.72 | 10658 | 16.72 | 0.0015663 | 30 | 0 | 0.0032168 | 64.5286 | Space Heating |  | Packaged central unit | 1
NonEquipment | Ceiling Insulation(R19 to R30) | Blown-in insulation in ceiling cavity/attic |  | Commercial | Existing | Hospitals | FPL Blend | Per End Use Consumption | 218709.88 | 218517.18 | 192.7 | 0.00088108 | 30 | 0 | 0.037074 | 782.2864 | Space Heating |  | Packaged central unit | 1
NonEquipment | Ceiling Insulation(R19 to R30) | Blown-in insulation in ceiling cavity/attic | Market Average Existing Ceiling Insulation in older steep slope, residential style commercial building | Commercial | New | Hospitals | FPL Blend | Per End Use Consumption | 218709.88 | 218517.18 | 192.7 | 0.00088108 | 30 | 0 | 0.037074 | 782.2864 | Space Heating |  | Packaged central unit | 1
NonEquipment | Ceiling Insulation(R19 to R30) | Blown-in insulation in ceiling cavity/attic |  | Commercial | Existing | Institutional | FPL Blend | Per End Use Consumption | 7344.32 | 7331.95 | 12.37 | 0.0016843 | 30 | 0 | 0.0023799 | 188.2601 | Space Heating |  | Packaged central unit | 1
NonEquipment | Ceiling Insulation(R19 to R30) | Blown-in insulation in ceiling cavity/attic | Market Average Existing Ceiling Insulation in older steep slope, residential style commercial building | Commercial | New | Institutional | FPL Blend | Per End Use Consumption | 7344.32 | 7331.95 | 12.37 | 0.0016843 | 30 | 0 | 0.0023799 | 188.2601 | Space Heating |  | Packaged central unit | 1
NonEquipment | Ceiling Insulation(R19 to R30) | Blown-in insulation in ceiling cavity/attic |  | Commercial | Existing | Lodging/Hospitality | FPL Blend | Per End Use Consumption | 23018.96 | 22995.41 | 23.55 | 0.0010231 | 30 | 0 | 0.015513 | 119.9815 | Space Heating |  | Packaged central unit | 1
NonEquipment | Ceiling Insulation(R19 to R30) | Blown-in insulation in ceiling cavity/attic | Market Average Existing Ceiling Insulation in older steep slope, residential style commercial building | Commercial | New | Lodging/Hospitality | FPL Blend | Per End Use Consumption | 23018.96 | 22995.41 | 23.55 | 0.0010231 | 30 | 0 | 0.015513 | 119.9815 | Space Heating |  | Packaged central unit | 1
NonEquipment | Ceiling Insulation(R19 to R30) | Blown-in insulation in ceiling cavity/attic |  | Commercial | Existing | Miscellaneous | FPL Blend | Per End Use Consumption | 25015.7 | 24996.87 | 18.83 | 0.00075273 | 30 | 0 | 0.042898 | 281.44 | Space Heating |  | Packaged central unit | 1
NonEquipment | Ceiling Insulation(R19 to R30) | Blown-in insulation in ceiling cavity/attic | Market Average Existing Ceiling Insulation in older steep slope, residential style commercial building | Commercial | New | Miscellaneous | FPL Blend | Per End Use Consumption | 25015.7 | 24996.87 | 18.83 | 0.00075273 | 30 | 0 | 0.042898 | 281.44 | Space Heating |  | Packaged central unit | 1
NonEquipment | Ceiling Insulation(R19 to R30) | Blown-in insulation in ceiling cavity/attic |  | Commercial | Existing | Offices | FPL Blend | Per End Use Consumption | 28712.88 | 28702.38 | 10.5 | 0.00036569 | 30 | 0 | 0.023921 | 78.7323 | Space Heating |  | Packaged central unit | 1
NonEquipment | Ceiling Insulation(R19 to R30) | Blown-in insulation in ceiling cavity/attic | Market Average Existing Ceiling Insulation in older steep slope, residential style commercial building | Commercial | New | Offices | FPL Blend | Per End Use Consumption | 28712.88 | 28702.38 | 10.5 | 0.00036569 | 30 | 0 | 0.023921 | 78.7323 | Space Heating |  | Packaged central unit | 1
NonEquipment | Ceiling Insulation(R19 to R30) | Blown-in insulation in ceiling cavity/attic |  | Commercial | Existing | Restaurants | FPL Blend | Per End Use Consumption | 17714.5 | 17692.91 | 21.59 | 0.0012188 | 30 | 0 | 0.016593 | 107.8557 | Space Heating |  | Packaged central unit | 1
NonEquipment | Ceiling Insulation(R19 to R30) | Blown-in insulation in ceiling cavity/attic | Market Average Existing Ceiling Insulation in older steep slope, residential style commercial building | Commercial | New | Restaurants | FPL Blend | Per End Use Consumption | 17714.5 | 17692.91 | 21.59 | 0.0012188 | 30 | 0 | 0.016593 | 107.8557 | Space Heating |  | Packaged central unit | 1
NonEquipment | Ceiling Insulation(R19 to R30) | Blown-in insulation in ceiling cavity/attic |  | Commercial | Existing | Retail | FPL Blend | Per End Use Consumption | 25434.06 | 25353.72 | 80.34 | 0.0031588 | 30 | 0 | 0.18303 | 517.4374 | Space Heating |  | Packaged central unit | 1
NonEquipment | Ceiling Insulation(R19 to R30) | Blown-in insulation in ceiling cavity/attic | Market Average Existing Ceiling Insulation in older steep slope, residential style commercial building | Commercial | New | Retail | FPL Blend | Per End Use Consumption | 25434.06 | 25353.72 | 80.34 | 0.0031588 | 30 | 0 | 0.18303 | 517.4374 | Space Heating |  | Packaged central unit | 1
NonEquipment | Ceiling Insulation(R19 to R30) | Blown-in insulation in ceiling cavity/attic |  | Commercial | Existing | Schools K-12 | FPL Blend | Per End Use Consumption | 50002.14 | 49920.75 | 81.39 | 0.0016277 | 30 | 0 | 0.18542 | 601.415 | Space Heating |  | Packaged central unit | 1
NonEquipment | Ceiling Insulation(R19 to R30) | Blown-in insulation in ceiling cavity/attic | Market Average Existing Ceiling Insulation in older steep slope, residential style commercial building | Commercial | New | Schools K-12 | FPL Blend | Per End Use Consumption | 50002.14 | 49920.75 | 81.39 | 0.0016277 | 30 | 0 | 0.18542 | 601.415 | Space Heating |  | Packaged central unit | 1
NonEquipment | Ceiling Insulation(R19 to R30) | Blown-in insulation in ceiling cavity/attic |  | Commercial | Existing | Warehouse | FPL Blend | Per End Use Consumption | 8514.86 | 8501.59 | 13.27 | 0.0015585 | 30 | 0 | 0.030231 | 443.6701 | Space Heating |  | Packaged central unit | 1
NonEquipment | Ceiling Insulation(R19 to R30) | Blown-in insulation in ceiling cavity/attic | Market Average Existing Ceiling Insulation in older steep slope, residential style commercial building | Commercial | New | Warehouse | FPL Blend | Per End Use Consumption | 8514.86 | 8501.59 | 13.27 | 0.0015585 | 30 | 0 | 0.030231 | 443.6701 | Space Heating |  | Packaged central unit | 1
Equipment | Ductless Mini-Split AC | Ductless Mini-Split AC, 4 Ton, 16 SEER | Code-Compliant AC Unit, 4 Ton, 15 SEER | Commercial | Turnover | Assembly | FPL Blend | Per Unit | 5701.71 | 4989 | 712.71 | 0.125 | 18 | 0.23738 | 0 | 1504 | Space Cooling | Residential-type Split System |  | 1
Equipment | Ductless Mini-Split AC | Ductless Mini-Split AC, 4 Ton, 16 SEER | Code-Compliant AC Unit, 4 Ton, 15 SEER | Commercial | New | Assembly | FPL Blend | Per Unit | 5701.71 | 4989 | 712.71 | 0.125 | 18 | 0.23738 | 0 | 1504 | Space Cooling | Residential-type Split System |  | 1
Equipment | Ductless Mini-Split AC | Ductless Mini-Split AC, 4 Ton, 16 SEER | Code-Compliant AC Unit, 4 Ton, 15 SEER | Commercial | Turnover | College and University | FPL Blend | Per Unit | 6325.71 | 5535 | 790.71 | 0.125 | 18 | 0.16032 | 0 | 1504 | Space Cooling | Residential-type Split System |  | 1
Equipment | Ductless Mini-Split AC | Ductless Mini-Split AC, 4 Ton, 16 SEER | Code-Compliant AC Unit, 4 Ton, 15 SEER | Commercial | New | College and University | FPL Blend | Per Unit | 6325.71 | 5535 | 790.71 | 0.125 | 18 | 0.16032 | 0 | 1504 | Space Cooling | Residential-type Split System |  | 1
Equipment | Ductless Mini-Split AC | Ductless Mini-Split AC, 4 Ton, 16 SEER | Code-Compliant AC Unit, 4 Ton, 15 SEER | Commercial | Turnover | Data Center | FPL Blend | Per Unit | 11756.57 | 10287 | 1469.57 | 0.125 | 18 | 0.29796 | 0 | 1504 | Space Cooling | Residential-type Split System |  | 1
Equipment | Ductless Mini-Split AC | Ductless Mini-Split AC, 4 Ton, 16 SEER | Code-Compliant AC Unit, 4 Ton, 15 SEER | Commercial | New | Data Center | FPL Blend | Per Unit | 11756.57 | 10287 | 1469.57 | 0.125 | 18 | 0.29796 | 0 | 1504 | Space Cooling | Residential-type Split System |  | 1
Equipment | Ductless Mini-Split AC | Ductless Mini-Split AC, 4 Ton, 16 SEER | Code-Compliant AC Unit, 4 Ton, 15 SEER | Commercial | Turnover | Grocery | FPL Blend | Per Unit | 3150.86 | 2757 | 393.86 | 0.125 | 18 | 0.11169 | 0 | 1504 | Space Cooling | Residential-type Split System |  | 1
Equipment | Ductless Mini-Split AC | Ductless Mini-Split AC, 4 Ton, 16 SEER | Code-Compliant AC Unit, 4 Ton, 15 SEER | Commercial | New | Grocery | FPL Blend | Per Unit | 3150.86 | 2757 | 393.86 | 0.125 | 18 | 0.11169 | 0 | 1504 | Space Cooling | Residential-type Split System |  | 1
Equipment | Ductless Mini-Split AC | Ductless Mini-Split AC, 4 Ton, 16 SEER | Code-Compliant AC Unit, 4 Ton, 15 SEER | Commercial | Turnover | Healthcare | FPL Blend | Per Unit | 12411.43 | 10860 | 1551.43 | 0.125 | 18 | 0.31456 | 0 | 1504 | Space Cooling | Residential-type Split System |  | 1
Equipment | Ductless Mini-Split AC | Ductless Mini-Split AC, 4 Ton, 16 SEER | Code-Compliant AC Unit, 4 Ton, 15 SEER | Commercial | New | Healthcare | FPL Blend | Per Unit | 12411.43 | 10860 | 1551.43 | 0.125 | 18 | 0.31456 | 0 | 1504 | Space Cooling | Residential-type Split System |  | 1
Equipment | Ductless Mini-Split AC | Ductless Mini-Split AC, 4 Ton, 16 SEER | Code-Compliant AC Unit, 4 Ton, 15 SEER | Commercial | Turnover | Hospitals | FPL Blend | Per Unit | 11756.57 | 10287 | 1469.57 | 0.125 | 18 | 0.29796 | 0 | 1504 | Space Cooling | Residential-type Split System |  | 1
Equipment | Ductless Mini-Split AC | Ductless Mini-Split AC, 4 Ton, 16 SEER | Code-Compliant AC Unit, 4 Ton, 15 SEER | Commercial | New | Hospitals | FPL Blend | Per Unit | 11756.57 | 10287 | 1469.57 | 0.125 | 18 | 0.29796 | 0 | 1504 | Space Cooling | Residential-type Split System |  | 1
Equipment | Ductless Mini-Split AC | Ductless Mini-Split AC, 4 Ton, 16 SEER | Code-Compliant AC Unit, 4 Ton, 15 SEER | Commercial | Turnover | Institutional | FPL Blend | Per Unit | 3082.29 | 2697 | 385.29 | 0.125 | 18 | 0.078118 | 0 | 1504 | Space Cooling | Residential-type Split System |  | 1
Equipment | Ductless Mini-Split AC | Ductless Mini-Split AC, 4 Ton, 16 SEER | Code-Compliant AC Unit, 4 Ton, 15 SEER | Commercial | New | Institutional | FPL Blend | Per Unit | 3082.29 | 2697 | 385.29 | 0.125 | 18 | 0.078118 | 0 | 1504 | Space Cooling | Residential-type Split System |  | 1
Equipment | Ductless Mini-Split AC | Ductless Mini-Split AC, 4 Ton, 16 SEER | Code-Compliant AC Unit, 4 Ton, 15 SEER | Commercial | Turnover | Lodging/Hospitality | FPL Blend | Per Unit | 9421.71 | 8244 | 1177.71 | 0.125 | 18 | 0.22554 | 0 | 1504 | Space Cooling | Residential-type Split System |  | 1
Equipment | Ductless Mini-Split AC | Ductless Mini-Split AC, 4 Ton, 16 SEER | Code-Compliant AC Unit, 4 Ton, 15 SEER | Commercial | New | Lodging/Hospitality | FPL Blend | Per Unit | 9421.71 | 8244 | 1177.71 | 0.125 | 18 | 0.22554 | 0 | 1504 | Space Cooling | Residential-type Split System |  | 1
Equipment | Ductless Mini-Split AC | Ductless Mini-Split AC, 4 Ton, 16 SEER | Code-Compliant AC Unit, 4 Ton, 15 SEER | Commercial | Turnover | Miscellaneous | FPL Blend | Per Unit | 3185.14 | 2787 | 398.14 | 0.125 | 18 | 0.13261 | 0 | 1504 | Space Cooling | Residential-type Split System |  | 1
Equipment | Ductless Mini-Split AC | Ductless Mini-Split AC, 4 Ton, 16 SEER | Code-Compliant AC Unit, 4 Ton, 15 SEER | Commercial | New | Miscellaneous | FPL Blend | Per Unit | 3185.14 | 2787 | 398.14 | 0.125 | 18 | 0.13261 | 0 | 1504 | Space Cooling | Residential-type Split System |  | 1
Equipment | Ductless Mini-Split AC | Ductless Mini-Split AC, 4 Ton, 16 SEER | Code-Compliant AC Unit, 4 Ton, 15 SEER | Commercial | Turnover | Offices | FPL Blend | Per Unit | 6418.29 | 5616 | 802.29 | 0.125 | 18 | 0.26721 | 0 | 1504 | Space Cooling | Residential-type Split System |  | 1
Equipment | Ductless Mini-Split AC | Ductless Mini-Split AC, 4 Ton, 16 SEER | Code-Compliant AC Unit, 4 Ton, 15 SEER | Commercial | New | Offices | FPL Blend | Per Unit | 6418.29 | 5616 | 802.29 | 0.125 | 18 | 0.26721 | 0 | 1504 | Space Cooling | Residential-type Split System |  | 1
Equipment | Ductless Mini-Split AC | Ductless Mini-Split AC, 4 Ton, 16 SEER | Code-Compliant AC Unit, 4 Ton, 15 SEER | Commercial | Turnover | Restaurants | FPL Blend | Per Unit | 9243.43 | 8088 | 1155.43 | 0.125 | 18 | 0.32766 | 0 | 1504 | Space Cooling | Residential-type Split System |  | 1
Equipment | Ductless Mini-Split AC | Ductless Mini-Split AC, 4 Ton, 16 SEER | Code-Compliant AC Unit, 4 Ton, 15 SEER | Commercial | New | Restaurants | FPL Blend | Per Unit | 9243.43 | 8088 | 1155.43 | 0.125 | 18 | 0.32766 | 0 | 1504 | Space Cooling | Residential-type Split System |  | 1
Equipment | Ductless Mini-Split AC | Ductless Mini-Split AC, 4 Ton, 16 SEER | Code-Compliant AC Unit, 4 Ton, 15 SEER | Commercial | Turnover | Retail | FPL Blend | Per Unit | 7244.57 | 6339 | 905.57 | 0.125 | 18 | 0.30161 | 0 | 1504 | Space Cooling | Residential-type Split System |  | 1
Equipment | Ductless Mini-Split AC | Ductless Mini-Split AC, 4 Ton, 16 SEER | Code-Compliant AC Unit, 4 Ton, 15 SEER | Commercial | New | Retail | FPL Blend | Per Unit | 7244.57 | 6339 | 905.57 | 0.125 | 18 | 0.30161 | 0 | 1504 | Space Cooling | Residential-type Split System |  | 1
Equipment | Ductless Mini-Split AC | Ductless Mini-Split AC, 4 Ton, 16 SEER | Code-Compliant AC Unit, 4 Ton, 15 SEER | Commercial | Turnover | Schools K-12 | FPL Blend | Per Unit | 6298.29 | 5511 | 787.29 | 0.125 | 18 | 0.26222 | 0 | 1504 | Space Cooling | Residential-type Split System |  | 1
Equipment | Ductless Mini-Split AC | Ductless Mini-Split AC, 4 Ton, 16 SEER | Code-Compliant AC Unit, 4 Ton, 15 SEER | Commercial | New | Schools K-12 | FPL Blend | Per Unit | 6298.29 | 5511 | 787.29 | 0.125 | 18 | 0.26222 | 0 | 1504 | Space Cooling | Residential-type Split System |  | 1
Equipment | Ductless Mini-Split AC | Ductless Mini-Split AC, 4 Ton, 16 SEER | Code-Compliant AC Unit, 4 Ton, 15 SEER | Commercial | Turnover | Warehouse | FPL Blend | Per Unit | 1381.71 | 1209 | 172.71 | 0.125 | 18 | 0.057523 | 0 | 1504 | Space Cooling | Residential-type Split System |  | 1
Equipment | Ductless Mini-Split AC | Ductless Mini-Split AC, 4 Ton, 16 SEER | Code-Compliant AC Unit, 4 Ton, 15 SEER | Commercial | New | Warehouse | FPL Blend | Per Unit | 1381.71 | 1209 | 172.71 | 0.125 | 18 | 0.057523 | 0 | 1504 | Space Cooling | Residential-type Split System |  | 1
Equipment | High Efficiency PTHP | High Efficiency PTHP | Code-Compliant PTHP | Commercial | Turnover | Assembly | FPL Blend | Per Unit | 2771.67 | 2138.14 | 633.53 | 0.22857 | 8 | 0.211 | 0 | 123.9898 | Space Cooling | Packaged air conditioning units (RTUs) |  | 1
Equipment | High Efficiency PTHP | High Efficiency PTHP | Code-Compliant PTHP | Commercial | New | Assembly | FPL Blend | Per Unit | 2771.67 | 2138.14 | 633.53 | 0.22857 | 8 | 0.211 | 0 | 123.9898 | Space Cooling | Packaged air conditioning units (RTUs) |  | 1
Equipment | High Efficiency PTHP | High Efficiency PTHP | Code-Compliant PTHP | Commercial | Turnover | College and University | FPL Blend | Per Unit | 3075 | 2372.14 | 702.86 | 0.22857 | 8 | 0.14251 | 0 | 124.4666 | Space Cooling | Packaged air conditioning units (RTUs) |  | 1
Equipment | High Efficiency PTHP | High Efficiency PTHP | Code-Compliant PTHP | Commercial | New | College and University | FPL Blend | Per Unit | 3075 | 2372.14 | 702.86 | 0.22857 | 8 | 0.14251 | 0 | 124.4666 | Space Cooling | Packaged air conditioning units (RTUs) |  | 1
Equipment | High Efficiency PTHP | High Efficiency PTHP | Code-Compliant PTHP | Commercial | Turnover | Data Center | FPL Blend | Per Unit | 5715 | 4408.71 | 1306.29 | 0.22857 | 8 | 0.26485 | 0 | 124.6156 | Space Cooling | Packaged air conditioning units (RTUs) |  | 1
Equipment | High Efficiency PTHP | High Efficiency PTHP | Code-Compliant PTHP | Commercial | New | Data Center | FPL Blend | Per Unit | 5715 | 4408.71 | 1306.29 | 0.22857 | 8 | 0.26485 | 0 | 124.6156 | Space Cooling | Packaged air conditioning units (RTUs) |  | 1
Equipment | High Efficiency PTHP | High Efficiency PTHP | Code-Compliant PTHP | Commercial | Turnover | Grocery | FPL Blend | Per Unit | 1531.67 | 1181.57 | 350.1 | 0.22857 | 8 | 0.099281 | 0 | 114.5336 | Space Cooling | Packaged air conditioning units (RTUs) |  | 1
Equipment | High Efficiency PTHP | High Efficiency PTHP | Code-Compliant PTHP | Commercial | New | Grocery | FPL Blend | Per Unit | 1531.67 | 1181.57 | 350.1 | 0.22857 | 8 | 0.099281 | 0 | 114.5336 | Space Cooling | Packaged air conditioning units (RTUs) |  | 1
Equipment | High Efficiency PTHP | High Efficiency PTHP | Code-Compliant PTHP | Commercial | Turnover | Healthcare | FPL Blend | Per Unit | 6033.33 | 4654.29 | 1379.04 | 0.22857 | 8 | 0.2796 | 0 | 125.3496 | Space Cooling | Packaged air conditioning units (RTUs) |  | 1
Equipment | High Efficiency PTHP | High Efficiency PTHP | Code-Compliant PTHP | Commercial | New | Healthcare | FPL Blend | Per Unit | 6033.33 | 4654.29 | 1379.04 | 0.22857 | 8 | 0.2796 | 0 | 125.3496 | Space Cooling | Packaged air conditioning units (RTUs) |  | 1
Equipment | High Efficiency PTHP | High Efficiency PTHP | Code-Compliant PTHP | Commercial | Turnover | Hospitals | FPL Blend | Per Unit | 5715 | 4408.71 | 1306.29 | 0.22857 | 8 | 0.26485 | 0 | 124.6156 | Space Cooling | Packaged air conditioning units (RTUs) |  | 1
Equipment | High Efficiency PTHP | High Efficiency PTHP | Code-Compliant PTHP | Commercial | New | Hospitals | FPL Blend | Per Unit | 5715 | 4408.71 | 1306.29 | 0.22857 | 8 | 0.26485 | 0 | 124.6156 | Space Cooling | Packaged air conditioning units (RTUs) |  | 1
Equipment | High Efficiency PTHP | High Efficiency PTHP | Code-Compliant PTHP | Commercial | Turnover | Institutional | FPL Blend | Per Unit | 1498.33 | 1155.86 | 342.47 | 0.22857 | 8 | 0.069436 | 0 | 121.1768 | Space Cooling | Packaged air conditioning units (RTUs) |  | 1
Equipment | High Efficiency PTHP | High Efficiency PTHP | Code-Compliant PTHP | Commercial | New | Institutional | FPL Blend | Per Unit | 1498.33 | 1155.86 | 342.47 | 0.22857 | 8 | 0.069436 | 0 | 121.1768 | Space Cooling | Packaged air conditioning units (RTUs) |  | 1
Equipment | High Efficiency PTHP | High Efficiency PTHP | Code-Compliant PTHP | Commercial | Turnover | Lodging/Hospitality | FPL Blend | Per Unit | 4580 | 3533.14 | 1046.86 | 0.22857 | 8 | 0.20048 | 0 | 125.7835 | Space Cooling | Packaged air conditioning units (RTUs) |  | 1
Equipment | High Efficiency PTHP | High Efficiency PTHP | Code-Compliant PTHP | Commercial | New | Lodging/Hospitality | FPL Blend | Per Unit | 4580 | 3533.14 | 1046.86 | 0.22857 | 8 | 0.20048 | 0 | 125.7835 | Space Cooling | Packaged air conditioning units (RTUs) |  | 1
Equipment | High Efficiency PTHP | High Efficiency PTHP | Code-Compliant PTHP | Commercial | Turnover | Miscellaneous | FPL Blend | Per Unit | 1548.33 | 1194.43 | 353.9 | 0.22857 | 8 | 0.11787 | 0 | 124.1012 | Space Cooling | Packaged air conditioning units (RTUs) |  | 1
Equipment | High Efficiency PTHP | High Efficiency PTHP | Code-Compliant PTHP | Commercial | New | Miscellaneous | FPL Blend | Per Unit | 1548.33 | 1194.43 | 353.9 | 0.22857 | 8 | 0.11787 | 0 | 124.1012 | Space Cooling | Packaged air conditioning units (RTUs) |  | 1
Equipment | High Efficiency PTHP | High Efficiency PTHP | Code-Compliant PTHP | Commercial | Turnover | Offices | FPL Blend | Per Unit | 3120 | 2406.86 | 713.14 | 0.22857 | 8 | 0.23752 | 0 | 126.32 | Space Cooling | Packaged air conditioning units (RTUs) |  | 1
Equipment | High Efficiency PTHP | High Efficiency PTHP | Code-Compliant PTHP | Commercial | New | Offices | FPL Blend | Per Unit | 3120 | 2406.86 | 713.14 | 0.22857 | 8 | 0.23752 | 0 | 126.32 | Space Cooling | Packaged air conditioning units (RTUs) |  | 1
Equipment | High Efficiency PTHP | High Efficiency PTHP | Code-Compliant PTHP | Commercial | Turnover | Restaurants | FPL Blend | Per Unit | 4493.33 | 3466.29 | 1027.04 | 0.22857 | 8 | 0.29125 | 0 | 118.1548 | Space Cooling | Packaged air conditioning units (RTUs) |  | 1
Equipment | High Efficiency PTHP | High Efficiency PTHP | Code-Compliant PTHP | Commercial | New | Restaurants | FPL Blend | Per Unit | 4493.33 | 3466.29 | 1027.04 | 0.22857 | 8 | 0.29125 | 0 | 118.1548 | Space Cooling | Packaged air conditioning units (RTUs) |  | 1
Equipment | High Efficiency PTHP | High Efficiency PTHP | Code-Compliant PTHP | Commercial | Turnover | Retail | FPL Blend | Per Unit | 3521.67 | 2716.71 | 804.96 | 0.22857 | 8 | 0.2681 | 0 | 120.1419 | Space Cooling | Packaged air conditioning units (RTUs) |  | 1
Equipment | High Efficiency PTHP | High Efficiency PTHP | Code-Compliant PTHP | Commercial | New | Retail | FPL Blend | Per Unit | 3521.67 | 2716.71 | 804.96 | 0.22857 | 8 | 0.2681 | 0 | 120.1419 | Space Cooling | Packaged air conditioning units (RTUs) |  | 1
Equipment | High Efficiency PTHP | High Efficiency PTHP | Code-Compliant PTHP | Commercial | Turnover | Schools K-12 | FPL Blend | Per Unit | 3061.67 | 2361.86 | 699.81 | 0.22857 | 8 | 0.23308 | 0 | 119.6478 | Space Cooling | Packaged air conditioning units (RTUs) |  | 1
Equipment | High Efficiency PTHP | High Efficiency PTHP | Code-Compliant PTHP | Commercial | New | Schools K-12 | FPL Blend | Per Unit | 3061.67 | 2361.86 | 699.81 | 0.22857 | 8 | 0.23308 | 0 | 119.6478 | Space Cooling | Packaged air conditioning units (RTUs) |  | 1
Equipment | High Efficiency PTHP | High Efficiency PTHP | Code-Compliant PTHP | Commercial | Turnover | Warehouse | FPL Blend | Per Unit | 671.67 | 518.14 | 153.53 | 0.22858 | 8 | 0.051135 | 0 | 118.241 | Space Cooling | Packaged air conditioning units (RTUs) |  | 1
Equipment | High Efficiency PTHP | High Efficiency PTHP | Code-Compliant PTHP | Commercial | New | Warehouse | FPL Blend | Per Unit | 671.67 | 518.14 | 153.53 | 0.22858 | 8 | 0.051135 | 0 | 118.241 | Space Cooling | Packaged air conditioning units (RTUs) |  | 1
Equipment | High Efficiency PTHP | High Efficiency PTHP | Code-Compliant PTHP | Commercial | Turnover | Assembly | FPL Blend | Per Unit | 273.1 | 247.5 | 25.6 | 0.093739 | 8 | 0 | 0.058321 | 5.0102 | Space Heating | Packaged central unit |  | 1
Equipment | High Efficiency PTHP | High Efficiency PTHP | Code-Compliant PTHP | Commercial | New | Assembly | FPL Blend | Per Unit | 273.1 | 247.5 | 25.6 | 0.093739 | 8 | 0 | 0.058321 | 5.0102 | Space Heating | Packaged central unit |  | 1
Equipment | High Efficiency PTHP | High Efficiency PTHP | Code-Compliant PTHP | Commercial | Turnover | College and University | FPL Blend | Per Unit | 273.1 | 247.5 | 25.6 | 0.093739 | 8 | 0 | 0.0049252 | 4.5334 | Space Heating | Packaged central unit |  | 1
Equipment | High Efficiency PTHP | High Efficiency PTHP | Code-Compliant PTHP | Commercial | New | College and University | FPL Blend | Per Unit | 273.1 | 247.5 | 25.6 | 0.093739 | 8 | 0 | 0.0049252 | 4.5334 | Space Heating | Packaged central unit |  | 1
Equipment | High Efficiency PTHP | High Efficiency PTHP | Code-Compliant PTHP | Commercial | Turnover | Data Center | FPL Blend | Per Unit | 490.34 | 444.38 | 45.96 | 0.093731 | 8 | 0 | 0.0088422 | 4.3844 | Space Heating | Packaged central unit |  | 1
Equipment | High Efficiency PTHP | High Efficiency PTHP | Code-Compliant PTHP | Commercial | New | Data Center | FPL Blend | Per Unit | 490.34 | 444.38 | 45.96 | 0.093731 | 8 | 0 | 0.0088422 | 4.3844 | Space Heating | Packaged central unit |  | 1
Equipment | High Efficiency PTHP | High Efficiency PTHP | Code-Compliant PTHP | Commercial | Turnover | Grocery | FPL Blend | Per Unit | 471.72 | 427.5 | 44.22 | 0.093742 | 8 | 0 | 0.033985 | 14.4664 | Space Heating | Packaged central unit |  | 1
Equipment | High Efficiency PTHP | High Efficiency PTHP | Code-Compliant PTHP | Commercial | New | Grocery | FPL Blend | Per Unit | 471.72 | 427.5 | 44.22 | 0.093742 | 8 | 0 | 0.033985 | 14.4664 | Space Heating | Packaged central unit |  | 1
Equipment | High Efficiency PTHP | High Efficiency PTHP | Code-Compliant PTHP | Commercial | Turnover | Healthcare | FPL Blend | Per Unit | 428.28 | 388.12 | 40.16 | 0.09377 | 8 | 0 | 0.0077264 | 3.6504 | Space Heating | Packaged central unit |  | 1
Equipment | High Efficiency PTHP | High Efficiency PTHP | Code-Compliant PTHP | Commercial | New | Healthcare | FPL Blend | Per Unit | 428.28 | 388.12 | 40.16 | 0.09377 | 8 | 0 | 0.0077264 | 3.6504 | Space Heating | Packaged central unit |  | 1
Equipment | High Efficiency PTHP | High Efficiency PTHP | Code-Compliant PTHP | Commercial | Turnover | Hospitals | FPL Blend | Per Unit | 490.34 | 444.38 | 45.96 | 0.093731 | 8 | 0 | 0.0088422 | 4.3844 | Space Heating | Packaged central unit |  | 1
Equipment | High Efficiency PTHP | High Efficiency PTHP | Code-Compliant PTHP | Commercial | New | Hospitals | FPL Blend | Per Unit | 490.34 | 444.38 | 45.96 | 0.093731 | 8 | 0 | 0.0088422 | 4.3844 | Space Heating | Packaged central unit |  | 1
Equipment | High Efficiency PTHP | High Efficiency PTHP | Code-Compliant PTHP | Commercial | Turnover | Institutional | FPL Blend | Per Unit | 235.86 | 213.75 | 22.11 | 0.093742 | 8 | 0 | 0.0042537 | 7.8232 | Space Heating | Packaged central unit |  | 1
Equipment | High Efficiency PTHP | High Efficiency PTHP | Code-Compliant PTHP | Commercial | New | Institutional | FPL Blend | Per Unit | 235.86 | 213.75 | 22.11 | 0.093742 | 8 | 0 | 0.0042537 | 7.8232 | Space Heating | Packaged central unit |  | 1
Equipment | High Efficiency PTHP | High Efficiency PTHP | Code-Compliant PTHP | Commercial | Turnover | Lodging/Hospitality | FPL Blend | Per Unit | 285.52 | 258.75 | 26.77 | 0.093759 | 8 | 0 | 0.017634 | 3.2165 | Space Heating | Packaged central unit |  | 1
Equipment | High Efficiency PTHP | High Efficiency PTHP | Code-Compliant PTHP | Commercial | New | Lodging/Hospitality | FPL Blend | Per Unit | 285.52 | 258.75 | 26.77 | 0.093759 | 8 | 0 | 0.017634 | 3.2165 | Space Heating | Packaged central unit |  | 1
Equipment | High Efficiency PTHP | High Efficiency PTHP | Code-Compliant PTHP | Commercial | Turnover | Miscellaneous | FPL Blend | Per Unit | 148.97 | 135 | 13.97 | 0.093777 | 8 | 0 | 0.031826 | 4.8988 | Space Heating | Packaged central unit |  | 1
Equipment | High Efficiency PTHP | High Efficiency PTHP | Code-Compliant PTHP | Commercial | New | Miscellaneous | FPL Blend | Per Unit | 148.97 | 135 | 13.97 | 0.093777 | 8 | 0 | 0.031826 | 4.8988 | Space Heating | Packaged central unit |  | 1
Equipment | High Efficiency PTHP | High Efficiency PTHP | Code-Compliant PTHP | Commercial | Turnover | Offices | FPL Blend | Per Unit | 161.38 | 146.25 | 15.13 | 0.093754 | 8 | 0 | 0.034468 | 2.68 | Space Heating | Packaged central unit |  | 1
Equipment | High Efficiency PTHP | High Efficiency PTHP | Code-Compliant PTHP | Commercial | New | Offices | FPL Blend | Per Unit | 161.38 | 146.25 | 15.13 | 0.093754 | 8 | 0 | 0.034468 | 2.68 | Space Heating | Packaged central unit |  | 1
Equipment | High Efficiency PTHP | High Efficiency PTHP | Code-Compliant PTHP | Commercial | Turnover | Restaurants | FPL Blend | Per Unit | 1005.52 | 911.25 | 94.27 | 0.093752 | 8 | 0 | 0.07245 | 10.8452 | Space Heating | Packaged central unit |  | 1
Equipment | High Efficiency PTHP | High Efficiency PTHP | Code-Compliant PTHP | Commercial | New | Restaurants | FPL Blend | Per Unit | 1005.52 | 911.25 | 94.27 | 0.093752 | 8 | 0 | 0.07245 | 10.8452 | Space Heating | Packaged central unit |  | 1
Equipment | High Efficiency PTHP | High Efficiency PTHP | Code-Compliant PTHP | Commercial | Turnover | Retail | FPL Blend | Per Unit | 633.1 | 573.75 | 59.35 | 0.093745 | 8 | 0 | 0.13521 | 8.8581 | Space Heating | Packaged central unit |  | 1
Equipment | High Efficiency PTHP | High Efficiency PTHP | Code-Compliant PTHP | Commercial | New | Retail | FPL Blend | Per Unit | 633.1 | 573.75 | 59.35 | 0.093745 | 8 | 0 | 0.13521 | 8.8581 | Space Heating | Packaged central unit |  | 1
Equipment | High Efficiency PTHP | High Efficiency PTHP | Code-Compliant PTHP | Commercial | Turnover | Schools K-12 | FPL Blend | Per Unit | 583.45 | 528.75 | 54.7 | 0.093753 | 8 | 0 | 0.12461 | 9.3522 | Space Heating | Packaged central unit |  | 1
Equipment | High Efficiency PTHP | High Efficiency PTHP | Code-Compliant PTHP | Commercial | New | Schools K-12 | FPL Blend | Per Unit | 583.45 | 528.75 | 54.7 | 0.093753 | 8 | 0 | 0.12461 | 9.3522 | Space Heating | Packaged central unit |  | 1
Equipment | High Efficiency PTHP | High Efficiency PTHP | Code-Compliant PTHP | Commercial | Turnover | Warehouse | FPL Blend | Per Unit | 148.97 | 135 | 13.97 | 0.093777 | 8 | 0 | 0.031826 | 10.759 | Space Heating | Packaged central unit |  | 1
Equipment | High Efficiency PTHP | High Efficiency PTHP | Code-Compliant PTHP | Commercial | New | Warehouse | FPL Blend | Per Unit | 148.97 | 135 | 13.97 | 0.093777 | 8 | 0 | 0.031826 | 10.759 | Space Heating | Packaged central unit |  | 1
Equipment | Energy Star Commercial Solid Door Freezer | One Solid Door Freezer meeting ENERGY STAR Version 5.0 Standards | One Solid Door Freezer meeting Federal Standards | Commercial | Turnover | Assembly | FPL Blend | Per Unit | 5621 | 3504 | 2117 | 0.37662 | 12 | 0.31755 | 0.25192 | 1095.15 | Refrigeration | Display cases |  | 1
Equipment | Energy Star Commercial Solid Door Freezer | One Solid Door Freezer meeting ENERGY STAR Version 5.0 Standards | One Solid Door Freezer meeting Federal Standards | Commercial | New | Assembly | FPL Blend | Per Unit | 5621 | 3504 | 2117 | 0.37662 | 12 | 0.31755 | 0.25192 | 1095.15 | Refrigeration | Display cases |  | 1
Equipment | Energy Star Commercial Solid Door Freezer | One Solid Door Freezer meeting ENERGY STAR Version 5.0 Standards | One Solid Door Freezer meeting Federal Standards | Commercial | Turnover | College and University | FPL Blend | Per Unit | 5621 | 3504 | 2117 | 0.37662 | 12 | 0.31755 | 0.25192 | 1095.15 | Refrigeration | Display cases |  | 1
Equipment | Energy Star Commercial Solid Door Freezer | One Solid Door Freezer meeting ENERGY STAR Version 5.0 Standards | One Solid Door Freezer meeting Federal Standards | Commercial | New | College and University | FPL Blend | Per Unit | 5621 | 3504 | 2117 | 0.37662 | 12 | 0.31755 | 0.25192 | 1095.15 | Refrigeration | Display cases |  | 1
Equipment | Energy Star Commercial Solid Door Freezer | One Solid Door Freezer meeting ENERGY STAR Version 5.0 Standards | One Solid Door Freezer meeting Federal Standards | Commercial | Turnover | Data Center | FPL Blend | Per Unit | 5621 | 3504 | 2117 | 0.37662 | 12 | 0.30273 | 0.24557 | 1095.15 | Refrigeration | Display cases |  | 1
Equipment | Energy Star Commercial Solid Door Freezer | One Solid Door Freezer meeting ENERGY STAR Version 5.0 Standards | One Solid Door Freezer meeting Federal Standards | Commercial | New | Data Center | FPL Blend | Per Unit | 5621 | 3504 | 2117 | 0.37662 | 12 | 0.30273 | 0.24557 | 1095.15 | Refrigeration | Display cases |  | 1
Equipment | Energy Star Commercial Solid Door Freezer | One Solid Door Freezer meeting ENERGY STAR Version 5.0 Standards | One Solid Door Freezer meeting Federal Standards | Commercial | Turnover | Grocery | FPL Blend | Per Unit | 5621 | 3504 | 2117 | 0.37662 | 12 | 0.31755 | 0.25192 | 1095.15 | Refrigeration | Display cases |  | 1
Equipment | Energy Star Commercial Solid Door Freezer | One Solid Door Freezer meeting ENERGY STAR Version 5.0 Standards | One Solid Door Freezer meeting Federal Standards | Commercial | New | Grocery | FPL Blend | Per Unit | 5621 | 3504 | 2117 | 0.37662 | 12 | 0.31755 | 0.25192 | 1095.15 | Refrigeration | Display cases |  | 1
Equipment | Energy Star Commercial Solid Door Freezer | One Solid Door Freezer meeting ENERGY STAR Version 5.0 Standards | One Solid Door Freezer meeting Federal Standards | Commercial | Turnover | Healthcare | FPL Blend | Per Unit | 5621 | 3504 | 2117 | 0.37662 | 12 | 0.31755 | 0.25192 | 1095.15 | Refrigeration | Display cases |  | 1
Equipment | Energy Star Commercial Solid Door Freezer | One Solid Door Freezer meeting ENERGY STAR Version 5.0 Standards | One Solid Door Freezer meeting Federal Standards | Commercial | New | Healthcare | FPL Blend | Per Unit | 5621 | 3504 | 2117 | 0.37662 | 12 | 0.31755 | 0.25192 | 1095.15 | Refrigeration | Display cases |  | 1
Equipment | Energy Star Commercial Solid Door Freezer | One Solid Door Freezer meeting ENERGY STAR Version 5.0 Standards | One Solid Door Freezer meeting Federal Standards | Commercial | Turnover | Hospitals | FPL Blend | Per Unit | 5621 | 3504 | 2117 | 0.37662 | 12 | 0.31755 | 0.25192 | 1095.15 | Refrigeration | Display cases |  | 1
Equipment | Energy Star Commercial Solid Door Freezer | One Solid Door Freezer meeting ENERGY STAR Version 5.0 Standards | One Solid Door Freezer meeting Federal Standards | Commercial | New | Hospitals | FPL Blend | Per Unit | 5621 | 3504 | 2117 | 0.37662 | 12 | 0.31755 | 0.25192 | 1095.15 | Refrigeration | Display cases |  | 1
Equipment | Energy Star Commercial Solid Door Freezer | One Solid Door Freezer meeting ENERGY STAR Version 5.0 Standards | One Solid Door Freezer meeting Federal Standards | Commercial | Turnover | Institutional | FPL Blend | Per Unit | 5621 | 3504 | 2117 | 0.37662 | 12 | 0.30273 | 0.24557 | 1095.15 | Refrigeration | Display cases |  | 1
Equipment | Energy Star Commercial Solid Door Freezer | One Solid Door Freezer meeting ENERGY STAR Version 5.0 Standards | One Solid Door Freezer meeting Federal Standards | Commercial | New | Institutional | FPL Blend | Per Unit | 5621 | 3504 | 2117 | 0.37662 | 12 | 0.30273 | 0.24557 | 1095.15 | Refrigeration | Display cases |  | 1
Equipment | Energy Star Commercial Solid Door Freezer | One Solid Door Freezer meeting ENERGY STAR Version 5.0 Standards | One Solid Door Freezer meeting Federal Standards | Commercial | Turnover | Lodging/Hospitality | FPL Blend | Per Unit | 5621 | 3504 | 2117 | 0.37662 | 12 | 0.31755 | 0.25192 | 1095.15 | Refrigeration | Display cases |  | 1
Equipment | Energy Star Commercial Solid Door Freezer | One Solid Door Freezer meeting ENERGY STAR Version 5.0 Standards | One Solid Door Freezer meeting Federal Standards | Commercial | New | Lodging/Hospitality | FPL Blend | Per Unit | 5621 | 3504 | 2117 | 0.37662 | 12 | 0.31755 | 0.25192 | 1095.15 | Refrigeration | Display cases |  | 1
Equipment | Energy Star Commercial Solid Door Freezer | One Solid Door Freezer meeting ENERGY STAR Version 5.0 Standards | One Solid Door Freezer meeting Federal Standards | Commercial | Turnover | Miscellaneous | FPL Blend | Per Unit | 5621 | 3504 | 2117 | 0.37662 | 12 | 0.30273 | 0.24557 | 1095.15 | Refrigeration | Display cases |  | 1
Equipment | Energy Star Commercial Solid Door Freezer | One Solid Door Freezer meeting ENERGY STAR Version 5.0 Standards | One Solid Door Freezer meeting Federal Standards | Commercial | New | Miscellaneous | FPL Blend | Per Unit | 5621 | 3504 | 2117 | 0.37662 | 12 | 0.30273 | 0.24557 | 1095.15 | Refrigeration | Display cases |  | 1
Equipment | Energy Star Commercial Solid Door Freezer | One Solid Door Freezer meeting ENERGY STAR Version 5.0 Standards | One Solid Door Freezer meeting Federal Standards | Commercial | Turnover | Offices | FPL Blend | Per Unit | 5621 | 3504 | 2117 | 0.37662 | 12 | 0.30273 | 0.24557 | 1095.15 | Refrigeration | Display cases |  | 1
Equipment | Energy Star Commercial Solid Door Freezer | One Solid Door Freezer meeting ENERGY STAR Version 5.0 Standards | One Solid Door Freezer meeting Federal Standards | Commercial | New | Offices | FPL Blend | Per Unit | 5621 | 3504 | 2117 | 0.37662 | 12 | 0.30273 | 0.24557 | 1095.15 | Refrigeration | Display cases |  | 1
Equipment | Energy Star Commercial Solid Door Freezer | One Solid Door Freezer meeting ENERGY STAR Version 5.0 Standards | One Solid Door Freezer meeting Federal Standards | Commercial | Turnover | Restaurants | FPL Blend | Per Unit | 5621 | 3504 | 2117 | 0.37662 | 12 | 0.2985 | 0.23922 | 1095.15 | Refrigeration | Display cases |  | 1
Equipment | Energy Star Commercial Solid Door Freezer | One Solid Door Freezer meeting ENERGY STAR Version 5.0 Standards | One Solid Door Freezer meeting Federal Standards | Commercial | New | Restaurants | FPL Blend | Per Unit | 5621 | 3504 | 2117 | 0.37662 | 12 | 0.2985 | 0.23922 | 1095.15 | Refrigeration | Display cases |  | 1
Equipment | Energy Star Commercial Solid Door Freezer | One Solid Door Freezer meeting ENERGY STAR Version 5.0 Standards | One Solid Door Freezer meeting Federal Standards | Commercial | Turnover | Retail | FPL Blend | Per Unit | 5621 | 3504 | 2117 | 0.37662 | 12 | 0.31755 | 0.25192 | 1095.15 | Refrigeration | Display cases |  | 1
Equipment | Energy Star Commercial Solid Door Freezer | One Solid Door Freezer meeting ENERGY STAR Version 5.0 Standards | One Solid Door Freezer meeting Federal Standards | Commercial | New | Retail | FPL Blend | Per Unit | 5621 | 3504 | 2117 | 0.37662 | 12 | 0.31755 | 0.25192 | 1095.15 | Refrigeration | Display cases |  | 1
Equipment | Energy Star Commercial Solid Door Freezer | One Solid Door Freezer meeting ENERGY STAR Version 5.0 Standards | One Solid Door Freezer meeting Federal Standards | Commercial | Turnover | Schools K-12 | FPL Blend | Per Unit | 5621 | 3504 | 2117 | 0.37662 | 12 | 0.30273 | 0.24557 | 1095.15 | Refrigeration | Display cases |  | 1
Equipment | Energy Star Commercial Solid Door Freezer | One Solid Door Freezer meeting ENERGY STAR Version 5.0 Standards | One Solid Door Freezer meeting Federal Standards | Commercial | New | Schools K-12 | FPL Blend | Per Unit | 5621 | 3504 | 2117 | 0.37662 | 12 | 0.30273 | 0.24557 | 1095.15 | Refrigeration | Display cases |  | 1
Equipment | Energy Star Commercial Solid Door Freezer | One Solid Door Freezer meeting ENERGY STAR Version 5.0 Standards | One Solid Door Freezer meeting Federal Standards | Commercial | Turnover | Warehouse | FPL Blend | Per Unit | 5621 | 3504 | 2117 | 0.37662 | 12 | 0.30273 | 0.24557 | 1095.15 | Refrigeration | Display cases |  | 1
Equipment | Energy Star Commercial Solid Door Freezer | One Solid Door Freezer meeting ENERGY STAR Version 5.0 Standards | One Solid Door Freezer meeting Federal Standards | Commercial | New | Warehouse | FPL Blend | Per Unit | 5621 | 3504 | 2117 | 0.37662 | 12 | 0.30273 | 0.24557 | 1095.15 | Refrigeration | Display cases |  | 1
Equipment | HE Water Cooled Chiller - Rotary or Screw Compressor - 50 Tons | Water Cooled Positive Displacement Chiller with Integral VFD, 50 Tons | Code-Compliant Water Cooled Positive Displacement Chiller, 50 Tons | Commercial | Turnover | Assembly | FPL Blend | Per Unit | 52384.5 | 49890 | 2494.5 | 0.047619 | 23 | 0.83082 | 0 | 7151 | Space Cooling | Central chillers inside |  | 1
Equipment | HE Water Cooled Chiller - Rotary or Screw Compressor - 50 Tons | Water Cooled Positive Displacement Chiller with Integral VFD, 50 Tons | Code-Compliant Water Cooled Positive Displacement Chiller, 50 Tons | Commercial | New | Assembly | FPL Blend | Per Unit | 52384.5 | 49890 | 2494.5 | 0.047619 | 23 | 0.83082 | 0 | 7151 | Space Cooling | Central chillers inside |  | 1
Equipment | HE Water Cooled Chiller - Rotary or Screw Compressor - 50 Tons | Water Cooled Positive Displacement Chiller with Integral VFD, 50 Tons | Code-Compliant Water Cooled Positive Displacement Chiller, 50 Tons | Commercial | Turnover | College and University | FPL Blend | Per Unit | 58117.5 | 55350 | 2767.5 | 0.047619 | 23 | 0.56112 | 0 | 7151 | Space Cooling | Central chillers inside |  | 1
Equipment | HE Water Cooled Chiller - Rotary or Screw Compressor - 50 Tons | Water Cooled Positive Displacement Chiller with Integral VFD, 50 Tons | Code-Compliant Water Cooled Positive Displacement Chiller, 50 Tons | Commercial | New | College and University | FPL Blend | Per Unit | 58117.5 | 55350 | 2767.5 | 0.047619 | 23 | 0.56112 | 0 | 7151 | Space Cooling | Central chillers inside |  | 1
Equipment | HE Water Cooled Chiller - Rotary or Screw Compressor - 50 Tons | Water Cooled Positive Displacement Chiller with Integral VFD, 50 Tons | Code-Compliant Water Cooled Positive Displacement Chiller, 50 Tons | Commercial | Turnover | Data Center | FPL Blend | Per Unit | 108013.5 | 102870 | 5143.5 | 0.047619 | 23 | 1.0429 | 0 | 7151 | Space Cooling | Central chillers inside |  | 1
Equipment | HE Water Cooled Chiller - Rotary or Screw Compressor - 50 Tons | Water Cooled Positive Displacement Chiller with Integral VFD, 50 Tons | Code-Compliant Water Cooled Positive Displacement Chiller, 50 Tons | Commercial | New | Data Center | FPL Blend | Per Unit | 108013.5 | 102870 | 5143.5 | 0.047619 | 23 | 1.0429 | 0 | 7151 | Space Cooling | Central chillers inside |  | 1
Equipment | HE Water Cooled Chiller - Rotary or Screw Compressor - 50 Tons | Water Cooled Positive Displacement Chiller with Integral VFD, 50 Tons | Code-Compliant Water Cooled Positive Displacement Chiller, 50 Tons | Commercial | Turnover | Grocery | FPL Blend | Per Unit | 28948.5 | 27570 | 1378.5 | 0.047619 | 23 | 0.39091 | 0 | 7151 | Space Cooling | Central chillers inside |  | 1
Equipment | HE Water Cooled Chiller - Rotary or Screw Compressor - 50 Tons | Water Cooled Positive Displacement Chiller with Integral VFD, 50 Tons | Code-Compliant Water Cooled Positive Displacement Chiller, 50 Tons | Commercial | New | Grocery | FPL Blend | Per Unit | 28948.5 | 27570 | 1378.5 | 0.047619 | 23 | 0.39091 | 0 | 7151 | Space Cooling | Central chillers inside |  | 1
Equipment | HE Water Cooled Chiller - Rotary or Screw Compressor - 50 Tons | Water Cooled Positive Displacement Chiller with Integral VFD, 50 Tons | Code-Compliant Water Cooled Positive Displacement Chiller, 50 Tons | Commercial | Turnover | Healthcare | FPL Blend | Per Unit | 114030 | 108600 | 5430 | 0.047619 | 23 | 1.1009 | 0 | 7151 | Space Cooling | Central chillers inside |  | 1
Equipment | HE Water Cooled Chiller - Rotary or Screw Compressor - 50 Tons | Water Cooled Positive Displacement Chiller with Integral VFD, 50 Tons | Code-Compliant Water Cooled Positive Displacement Chiller, 50 Tons | Commercial | New | Healthcare | FPL Blend | Per Unit | 114030 | 108600 | 5430 | 0.047619 | 23 | 1.1009 | 0 | 7151 | Space Cooling | Central chillers inside |  | 1
Equipment | HE Water Cooled Chiller - Rotary or Screw Compressor - 50 Tons | Water Cooled Positive Displacement Chiller with Integral VFD, 50 Tons | Code-Compliant Water Cooled Positive Displacement Chiller, 50 Tons | Commercial | Turnover | Hospitals | FPL Blend | Per Unit | 108013.5 | 102870 | 5143.5 | 0.047619 | 23 | 1.0429 | 0 | 7151 | Space Cooling | Central chillers inside |  | 1
Equipment | HE Water Cooled Chiller - Rotary or Screw Compressor - 50 Tons | Water Cooled Positive Displacement Chiller with Integral VFD, 50 Tons | Code-Compliant Water Cooled Positive Displacement Chiller, 50 Tons | Commercial | New | Hospitals | FPL Blend | Per Unit | 108013.5 | 102870 | 5143.5 | 0.047619 | 23 | 1.0429 | 0 | 7151 | Space Cooling | Central chillers inside |  | 1
Equipment | HE Water Cooled Chiller - Rotary or Screw Compressor - 50 Tons | Water Cooled Positive Displacement Chiller with Integral VFD, 50 Tons | Code-Compliant Water Cooled Positive Displacement Chiller, 50 Tons | Commercial | Turnover | Institutional | FPL Blend | Per Unit | 28318.5 | 26970 | 1348.5 | 0.047619 | 23 | 0.27341 | 0 | 7151 | Space Cooling | Central chillers inside |  | 1
Equipment | HE Water Cooled Chiller - Rotary or Screw Compressor - 50 Tons | Water Cooled Positive Displacement Chiller with Integral VFD, 50 Tons | Code-Compliant Water Cooled Positive Displacement Chiller, 50 Tons | Commercial | New | Institutional | FPL Blend | Per Unit | 28318.5 | 26970 | 1348.5 | 0.047619 | 23 | 0.27341 | 0 | 7151 | Space Cooling | Central chillers inside |  | 1
Equipment | HE Water Cooled Chiller - Rotary or Screw Compressor - 50 Tons | Water Cooled Positive Displacement Chiller with Integral VFD, 50 Tons | Code-Compliant Water Cooled Positive Displacement Chiller, 50 Tons | Commercial | Turnover | Lodging/Hospitality | FPL Blend | Per Unit | 86562 | 82440 | 4122 | 0.047619 | 23 | 0.7894 | 0 | 7151 | Space Cooling | Central chillers inside |  | 1
Equipment | HE Water Cooled Chiller - Rotary or Screw Compressor - 50 Tons | Water Cooled Positive Displacement Chiller with Integral VFD, 50 Tons | Code-Compliant Water Cooled Positive Displacement Chiller, 50 Tons | Commercial | New | Lodging/Hospitality | FPL Blend | Per Unit | 86562 | 82440 | 4122 | 0.047619 | 23 | 0.7894 | 0 | 7151 | Space Cooling | Central chillers inside |  | 1
Equipment | HE Water Cooled Chiller - Rotary or Screw Compressor - 50 Tons | Water Cooled Positive Displacement Chiller with Integral VFD, 50 Tons | Code-Compliant Water Cooled Positive Displacement Chiller, 50 Tons | Commercial | Turnover | Miscellaneous | FPL Blend | Per Unit | 29263.5 | 27870 | 1393.5 | 0.047619 | 23 | 0.46412 | 0 | 7151 | Space Cooling | Central chillers inside |  | 1
Equipment | HE Water Cooled Chiller - Rotary or Screw Compressor - 50 Tons | Water Cooled Positive Displacement Chiller with Integral VFD, 50 Tons | Code-Compliant Water Cooled Positive Displacement Chiller, 50 Tons | Commercial | New | Miscellaneous | FPL Blend | Per Unit | 29263.5 | 27870 | 1393.5 | 0.047619 | 23 | 0.46412 | 0 | 7151 | Space Cooling | Central chillers inside |  | 1
Equipment | HE Water Cooled Chiller - Rotary or Screw Compressor - 50 Tons | Water Cooled Positive Displacement Chiller with Integral VFD, 50 Tons | Code-Compliant Water Cooled Positive Displacement Chiller, 50 Tons | Commercial | Turnover | Offices | FPL Blend | Per Unit | 58968 | 56160 | 2808 | 0.047619 | 23 | 0.93524 | 0 | 7151 | Space Cooling | Central chillers inside |  | 1
Equipment | HE Water Cooled Chiller - Rotary or Screw Compressor - 50 Tons | Water Cooled Positive Displacement Chiller with Integral VFD, 50 Tons | Code-Compliant Water Cooled Positive Displacement Chiller, 50 Tons | Commercial | New | Offices | FPL Blend | Per Unit | 58968 | 56160 | 2808 | 0.047619 | 23 | 0.93524 | 0 | 7151 | Space Cooling | Central chillers inside |  | 1
Equipment | HE Water Cooled Chiller - Rotary or Screw Compressor - 50 Tons | Water Cooled Positive Displacement Chiller with Integral VFD, 50 Tons | Code-Compliant Water Cooled Positive Displacement Chiller, 50 Tons | Commercial | Turnover | Restaurants | FPL Blend | Per Unit | 84924 | 80880 | 4044 | 0.047619 | 23 | 1.1468 | 0 | 7151 | Space Cooling | Central chillers inside |  | 1
Equipment | HE Water Cooled Chiller - Rotary or Screw Compressor - 50 Tons | Water Cooled Positive Displacement Chiller with Integral VFD, 50 Tons | Code-Compliant Water Cooled Positive Displacement Chiller, 50 Tons | Commercial | New | Restaurants | FPL Blend | Per Unit | 84924 | 80880 | 4044 | 0.047619 | 23 | 1.1468 | 0 | 7151 | Space Cooling | Central chillers inside |  | 1
Equipment | HE Water Cooled Chiller - Rotary or Screw Compressor - 50 Tons | Water Cooled Positive Displacement Chiller with Integral VFD, 50 Tons | Code-Compliant Water Cooled Positive Displacement Chiller, 50 Tons | Commercial | Turnover | Retail | FPL Blend | Per Unit | 66559.5 | 63390 | 3169.5 | 0.047619 | 23 | 1.0556 | 0 | 7151 | Space Cooling | Central chillers inside |  | 1
Equipment | HE Water Cooled Chiller - Rotary or Screw Compressor - 50 Tons | Water Cooled Positive Displacement Chiller with Integral VFD, 50 Tons | Code-Compliant Water Cooled Positive Displacement Chiller, 50 Tons | Commercial | New | Retail | FPL Blend | Per Unit | 66559.5 | 63390 | 3169.5 | 0.047619 | 23 | 1.0556 | 0 | 7151 | Space Cooling | Central chillers inside |  | 1
Equipment | HE Water Cooled Chiller - Rotary or Screw Compressor - 50 Tons | Water Cooled Positive Displacement Chiller with Integral VFD, 50 Tons | Code-Compliant Water Cooled Positive Displacement Chiller, 50 Tons | Commercial | Turnover | Schools K-12 | FPL Blend | Per Unit | 57865.5 | 55110 | 2755.5 | 0.047619 | 23 | 0.91775 | 0 | 7151 | Space Cooling | Central chillers inside |  | 1
Equipment | HE Water Cooled Chiller - Rotary or Screw Compressor - 50 Tons | Water Cooled Positive Displacement Chiller with Integral VFD, 50 Tons | Code-Compliant Water Cooled Positive Displacement Chiller, 50 Tons | Commercial | New | Schools K-12 | FPL Blend | Per Unit | 57865.5 | 55110 | 2755.5 | 0.047619 | 23 | 0.91775 | 0 | 7151 | Space Cooling | Central chillers inside |  | 1
Equipment | HE Water Cooled Chiller - Rotary or Screw Compressor - 50 Tons | Water Cooled Positive Displacement Chiller with Integral VFD, 50 Tons | Code-Compliant Water Cooled Positive Displacement Chiller, 50 Tons | Commercial | Turnover | Warehouse | FPL Blend | Per Unit | 12694.5 | 12090 | 604.5 | 0.047619 | 23 | 0.20134 | 0 | 7151 | Space Cooling | Central chillers inside |  | 1
Equipment | HE Water Cooled Chiller - Rotary or Screw Compressor - 50 Tons | Water Cooled Positive Displacement Chiller with Integral VFD, 50 Tons | Code-Compliant Water Cooled Positive Displacement Chiller, 50 Tons | Commercial | New | Warehouse | FPL Blend | Per Unit | 12694.5 | 12090 | 604.5 | 0.047619 | 23 | 0.20134 | 0 | 7151 | Space Cooling | Central chillers inside |  | 1
Equipment | HE Water Cooled Chiller - Rotary or Screw Compressor - 175 Tons | Water Cooled Positive Displacement Chiller with Integral VFD, 175 Tons | Code-Compliant Water Cooled Positive Displacement Chiller, 175 Tons | Commercial | Turnover | Assembly | FPL Blend | Per Unit | 168794.5 | 157153.5 | 11641 | 0.068966 | 23 | 3.8772 | 0 | 16475 | Space Cooling | Central chillers inside |  | 1
Equipment | HE Water Cooled Chiller - Rotary or Screw Compressor - 175 Tons | Water Cooled Positive Displacement Chiller with Integral VFD, 175 Tons | Code-Compliant Water Cooled Positive Displacement Chiller, 175 Tons | Commercial | New | Assembly | FPL Blend | Per Unit | 168794.5 | 157153.5 | 11641 | 0.068966 | 23 | 3.8772 | 0 | 16475 | Space Cooling | Central chillers inside |  | 1
Equipment | HE Water Cooled Chiller - Rotary or Screw Compressor - 175 Tons | Water Cooled Positive Displacement Chiller with Integral VFD, 175 Tons | Code-Compliant Water Cooled Positive Displacement Chiller, 175 Tons | Commercial | Turnover | College and University | FPL Blend | Per Unit | 187267.5 | 174352.5 | 12915 | 0.068966 | 23 | 2.6185 | 0 | 16475 | Space Cooling | Central chillers inside |  | 1
Equipment | HE Water Cooled Chiller - Rotary or Screw Compressor - 175 Tons | Water Cooled Positive Displacement Chiller with Integral VFD, 175 Tons | Code-Compliant Water Cooled Positive Displacement Chiller, 175 Tons | Commercial | New | College and University | FPL Blend | Per Unit | 187267.5 | 174352.5 | 12915 | 0.068966 | 23 | 2.6185 | 0 | 16475 | Space Cooling | Central chillers inside |  | 1
Equipment | HE Water Cooled Chiller - Rotary or Screw Compressor - 175 Tons | Water Cooled Positive Displacement Chiller with Integral VFD, 175 Tons | Code-Compliant Water Cooled Positive Displacement Chiller, 175 Tons | Commercial | Turnover | Data Center | FPL Blend | Per Unit | 348043.5 | 324040.5 | 24003 | 0.068966 | 23 | 4.8667 | 0 | 16475 | Space Cooling | Central chillers inside |  | 1
Equipment | HE Water Cooled Chiller - Rotary or Screw Compressor - 175 Tons | Water Cooled Positive Displacement Chiller with Integral VFD, 175 Tons | Code-Compliant Water Cooled Positive Displacement Chiller, 175 Tons | Commercial | New | Data Center | FPL Blend | Per Unit | 348043.5 | 324040.5 | 24003 | 0.068966 | 23 | 4.8667 | 0 | 16475 | Space Cooling | Central chillers inside |  | 1
Equipment | HE Water Cooled Chiller - Rotary or Screw Compressor - 175 Tons | Water Cooled Positive Displacement Chiller with Integral VFD, 175 Tons | Code-Compliant Water Cooled Positive Displacement Chiller, 175 Tons | Commercial | Turnover | Grocery | FPL Blend | Per Unit | 93278.5 | 86845.5 | 6433 | 0.068966 | 23 | 1.8243 | 0 | 16475 | Space Cooling | Central chillers inside |  | 1
Equipment | HE Water Cooled Chiller - Rotary or Screw Compressor - 175 Tons | Water Cooled Positive Displacement Chiller with Integral VFD, 175 Tons | Code-Compliant Water Cooled Positive Displacement Chiller, 175 Tons | Commercial | New | Grocery | FPL Blend | Per Unit | 93278.5 | 86845.5 | 6433 | 0.068966 | 23 | 1.8243 | 0 | 16475 | Space Cooling | Central chillers inside |  | 1
Equipment | HE Water Cooled Chiller - Rotary or Screw Compressor - 175 Tons | Water Cooled Positive Displacement Chiller with Integral VFD, 175 Tons | Code-Compliant Water Cooled Positive Displacement Chiller, 175 Tons | Commercial | Turnover | Healthcare | FPL Blend | Per Unit | 367430 | 342090 | 25340 | 0.068966 | 23 | 5.1377 | 0 | 16475 | Space Cooling | Central chillers inside |  | 1
Equipment | HE Water Cooled Chiller - Rotary or Screw Compressor - 175 Tons | Water Cooled Positive Displacement Chiller with Integral VFD, 175 Tons | Code-Compliant Water Cooled Positive Displacement Chiller, 175 Tons | Commercial | New | Healthcare | FPL Blend | Per Unit | 367430 | 342090 | 25340 | 0.068966 | 23 | 5.1377 | 0 | 16475 | Space Cooling | Central chillers inside |  | 1
Equipment | HE Water Cooled Chiller - Rotary or Screw Compressor - 175 Tons | Water Cooled Positive Displacement Chiller with Integral VFD, 175 Tons | Code-Compliant Water Cooled Positive Displacement Chiller, 175 Tons | Commercial | Turnover | Hospitals | FPL Blend | Per Unit | 348043.5 | 324040.5 | 24003 | 0.068966 | 23 | 4.8667 | 0 | 16475 | Space Cooling | Central chillers inside |  | 1
Equipment | HE Water Cooled Chiller - Rotary or Screw Compressor - 175 Tons | Water Cooled Positive Displacement Chiller with Integral VFD, 175 Tons | Code-Compliant Water Cooled Positive Displacement Chiller, 175 Tons | Commercial | New | Hospitals | FPL Blend | Per Unit | 348043.5 | 324040.5 | 24003 | 0.068966 | 23 | 4.8667 | 0 | 16475 | Space Cooling | Central chillers inside |  | 1
Equipment | HE Water Cooled Chiller - Rotary or Screw Compressor - 175 Tons | Water Cooled Positive Displacement Chiller with Integral VFD, 175 Tons | Code-Compliant Water Cooled Positive Displacement Chiller, 175 Tons | Commercial | Turnover | Institutional | FPL Blend | Per Unit | 91248.5 | 84955.5 | 6293 | 0.068966 | 23 | 1.2759 | 0 | 16475 | Space Cooling | Central chillers inside |  | 1
Equipment | HE Water Cooled Chiller - Rotary or Screw Compressor - 175 Tons | Water Cooled Positive Displacement Chiller with Integral VFD, 175 Tons | Code-Compliant Water Cooled Positive Displacement Chiller, 175 Tons | Commercial | New | Institutional | FPL Blend | Per Unit | 91248.5 | 84955.5 | 6293 | 0.068966 | 23 | 1.2759 | 0 | 16475 | Space Cooling | Central chillers inside |  | 1
Equipment | HE Water Cooled Chiller - Rotary or Screw Compressor - 175 Tons | Water Cooled Positive Displacement Chiller with Integral VFD, 175 Tons | Code-Compliant Water Cooled Positive Displacement Chiller, 175 Tons | Commercial | Turnover | Lodging/Hospitality | FPL Blend | Per Unit | 278922 | 259686 | 19236 | 0.068966 | 23 | 3.6839 | 0 | 16475 | Space Cooling | Central chillers inside |  | 1
Equipment | HE Water Cooled Chiller - Rotary or Screw Compressor - 175 Tons | Water Cooled Positive Displacement Chiller with Integral VFD, 175 Tons | Code-Compliant Water Cooled Positive Displacement Chiller, 175 Tons | Commercial | New | Lodging/Hospitality | FPL Blend | Per Unit | 278922 | 259686 | 19236 | 0.068966 | 23 | 3.6839 | 0 | 16475 | Space Cooling | Central chillers inside |  | 1
Equipment | HE Water Cooled Chiller - Rotary or Screw Compressor - 175 Tons | Water Cooled Positive Displacement Chiller with Integral VFD, 175 Tons | Code-Compliant Water Cooled Positive Displacement Chiller, 175 Tons | Commercial | Turnover | Miscellaneous | FPL Blend | Per Unit | 94293.5 | 87790.5 | 6503 | 0.068966 | 23 | 2.1659 | 0 | 16475 | Space Cooling | Central chillers inside |  | 1
Equipment | HE Water Cooled Chiller - Rotary or Screw Compressor - 175 Tons | Water Cooled Positive Displacement Chiller with Integral VFD, 175 Tons | Code-Compliant Water Cooled Positive Displacement Chiller, 175 Tons | Commercial | New | Miscellaneous | FPL Blend | Per Unit | 94293.5 | 87790.5 | 6503 | 0.068966 | 23 | 2.1659 | 0 | 16475 | Space Cooling | Central chillers inside |  | 1
Equipment | HE Water Cooled Chiller - Rotary or Screw Compressor - 175 Tons | Water Cooled Positive Displacement Chiller with Integral VFD, 175 Tons | Code-Compliant Water Cooled Positive Displacement Chiller, 175 Tons | Commercial | Turnover | Offices | FPL Blend | Per Unit | 190008 | 176904 | 13104 | 0.068966 | 23 | 4.3644 | 0 | 16475 | Space Cooling | Central chillers inside |  | 1
Equipment | HE Water Cooled Chiller - Rotary or Screw Compressor - 175 Tons | Water Cooled Positive Displacement Chiller with Integral VFD, 175 Tons | Code-Compliant Water Cooled Positive Displacement Chiller, 175 Tons | Commercial | New | Offices | FPL Blend | Per Unit | 190008 | 176904 | 13104 | 0.068966 | 23 | 4.3644 | 0 | 16475 | Space Cooling | Central chillers inside |  | 1
Equipment | HE Water Cooled Chiller - Rotary or Screw Compressor - 175 Tons | Water Cooled Positive Displacement Chiller with Integral VFD, 175 Tons | Code-Compliant Water Cooled Positive Displacement Chiller, 175 Tons | Commercial | Turnover | Restaurants | FPL Blend | Per Unit | 273644 | 254772 | 18872 | 0.068966 | 23 | 5.3517 | 0 | 16475 | Space Cooling | Central chillers inside |  | 1
Equipment | HE Water Cooled Chiller - Rotary or Screw Compressor - 175 Tons | Water Cooled Positive Displacement Chiller with Integral VFD, 175 Tons | Code-Compliant Water Cooled Positive Displacement Chiller, 175 Tons | Commercial | New | Restaurants | FPL Blend | Per Unit | 273644 | 254772 | 18872 | 0.068966 | 23 | 5.3517 | 0 | 16475 | Space Cooling | Central chillers inside |  | 1
Equipment | HE Water Cooled Chiller - Rotary or Screw Compressor - 175 Tons | Water Cooled Positive Displacement Chiller with Integral VFD, 175 Tons | Code-Compliant Water Cooled Positive Displacement Chiller, 175 Tons | Commercial | Turnover | Retail | FPL Blend | Per Unit | 214469.5 | 199678.5 | 14791 | 0.068966 | 23 | 4.9263 | 0 | 16475 | Space Cooling | Central chillers inside |  | 1
Equipment | HE Water Cooled Chiller - Rotary or Screw Compressor - 175 Tons | Water Cooled Positive Displacement Chiller with Integral VFD, 175 Tons | Code-Compliant Water Cooled Positive Displacement Chiller, 175 Tons | Commercial | New | Retail | FPL Blend | Per Unit | 214469.5 | 199678.5 | 14791 | 0.068966 | 23 | 4.9263 | 0 | 16475 | Space Cooling | Central chillers inside |  | 1
Equipment | HE Water Cooled Chiller - Rotary or Screw Compressor - 175 Tons | Water Cooled Positive Displacement Chiller with Integral VFD, 175 Tons | Code-Compliant Water Cooled Positive Displacement Chiller, 175 Tons | Commercial | Turnover | Schools K-12 | FPL Blend | Per Unit | 186455.5 | 173596.5 | 12859 | 0.068966 | 23 | 4.2828 | 0 | 16475 | Space Cooling | Central chillers inside |  | 1
Equipment | HE Water Cooled Chiller - Rotary or Screw Compressor - 175 Tons | Water Cooled Positive Displacement Chiller with Integral VFD, 175 Tons | Code-Compliant Water Cooled Positive Displacement Chiller, 175 Tons | Commercial | New | Schools K-12 | FPL Blend | Per Unit | 186455.5 | 173596.5 | 12859 | 0.068966 | 23 | 4.2828 | 0 | 16475 | Space Cooling | Central chillers inside |  | 1
Equipment | HE Water Cooled Chiller - Rotary or Screw Compressor - 175 Tons | Water Cooled Positive Displacement Chiller with Integral VFD, 175 Tons | Code-Compliant Water Cooled Positive Displacement Chiller, 175 Tons | Commercial | Turnover | Warehouse | FPL Blend | Per Unit | 40904.5 | 38083.5 | 2821 | 0.068966 | 23 | 0.93957 | 0 | 16475 | Space Cooling | Central chillers inside |  | 1
Equipment | HE Water Cooled Chiller - Rotary or Screw Compressor - 175 Tons | Water Cooled Positive Displacement Chiller with Integral VFD, 175 Tons | Code-Compliant Water Cooled Positive Displacement Chiller, 175 Tons | Commercial | New | Warehouse | FPL Blend | Per Unit | 40904.5 | 38083.5 | 2821 | 0.068966 | 23 | 0.93957 | 0 | 16475 | Space Cooling | Central chillers inside |  | 1
Equipment | HE DX 5.4-11.25 Tons Other Heat | High Efficiency Packaged or Split DX Unit, 7.5 Tons, 12 SEER | Code-Compliant Packaged or Split DX Unit, 7.5 Tons, 11 SEER | Commercial | Turnover | Assembly | FPL Blend | Per Unit | 13363.39 | 12472.5 | 890.89 | 0.066666 | 15 | 0.29672 | 0 | 982.5 | Space Cooling | Packaged air conditioning units (RTUs) |  | 1
Equipment | HE DX 5.4-11.25 Tons Other Heat | High Efficiency Packaged or Split DX Unit, 7.5 Tons, 12 SEER | Code-Compliant Packaged or Split DX Unit, 7.5 Tons, 11 SEER | Commercial | New | Assembly | FPL Blend | Per Unit | 13363.39 | 12472.5 | 890.89 | 0.066666 | 15 | 0.29672 | 0 | 982.5 | Space Cooling | Packaged air conditioning units (RTUs) |  | 1
Equipment | HE DX 5.4-11.25 Tons Other Heat | High Efficiency Packaged or Split DX Unit, 7.5 Tons, 12 SEER | Code-Compliant Packaged or Split DX Unit, 7.5 Tons, 11 SEER | Commercial | Turnover | College and University | FPL Blend | Per Unit | 14825.89 | 13837.5 | 988.39 | 0.066666 | 15 | 0.2004 | 0 | 982.5 | Space Cooling | Packaged air conditioning units (RTUs) |  | 1
Equipment | HE DX 5.4-11.25 Tons Other Heat | High Efficiency Packaged or Split DX Unit, 7.5 Tons, 12 SEER | Code-Compliant Packaged or Split DX Unit, 7.5 Tons, 11 SEER | Commercial | New | College and University | FPL Blend | Per Unit | 14825.89 | 13837.5 | 988.39 | 0.066666 | 15 | 0.2004 | 0 | 982.5 | Space Cooling | Packaged air conditioning units (RTUs) |  | 1
Equipment | HE DX 5.4-11.25 Tons Other Heat | High Efficiency Packaged or Split DX Unit, 7.5 Tons, 12 SEER | Code-Compliant Packaged or Split DX Unit, 7.5 Tons, 11 SEER | Commercial | Turnover | Data Center | FPL Blend | Per Unit | 27554.46 | 25717.5 | 1836.96 | 0.066667 | 15 | 0.37245 | 0 | 982.5 | Space Cooling | Packaged air conditioning units (RTUs) |  | 1
Equipment | HE DX 5.4-11.25 Tons Other Heat | High Efficiency Packaged or Split DX Unit, 7.5 Tons, 12 SEER | Code-Compliant Packaged or Split DX Unit, 7.5 Tons, 11 SEER | Commercial | New | Data Center | FPL Blend | Per Unit | 27554.46 | 25717.5 | 1836.96 | 0.066667 | 15 | 0.37245 | 0 | 982.5 | Space Cooling | Packaged air conditioning units (RTUs) |  | 1
Equipment | HE DX 5.4-11.25 Tons Other Heat | High Efficiency Packaged or Split DX Unit, 7.5 Tons, 12 SEER | Code-Compliant Packaged or Split DX Unit, 7.5 Tons, 11 SEER | Commercial | Turnover | Grocery | FPL Blend | Per Unit | 7384.82 | 6892.5 | 492.32 | 0.066666 | 15 | 0.13961 | 0 | 982.5 | Space Cooling | Packaged air conditioning units (RTUs) |  | 1
Equipment | HE DX 5.4-11.25 Tons Other Heat | High Efficiency Packaged or Split DX Unit, 7.5 Tons, 12 SEER | Code-Compliant Packaged or Split DX Unit, 7.5 Tons, 11 SEER | Commercial | New | Grocery | FPL Blend | Per Unit | 7384.82 | 6892.5 | 492.32 | 0.066666 | 15 | 0.13961 | 0 | 982.5 | Space Cooling | Packaged air conditioning units (RTUs) |  | 1
Equipment | HE DX 5.4-11.25 Tons Other Heat | High Efficiency Packaged or Split DX Unit, 7.5 Tons, 12 SEER | Code-Compliant Packaged or Split DX Unit, 7.5 Tons, 11 SEER | Commercial | Turnover | Healthcare | FPL Blend | Per Unit | 29089.29 | 27150 | 1939.29 | 0.066667 | 15 | 0.39319 | 0 | 982.5 | Space Cooling | Packaged air conditioning units (RTUs) |  | 1
Equipment | HE DX 5.4-11.25 Tons Other Heat | High Efficiency Packaged or Split DX Unit, 7.5 Tons, 12 SEER | Code-Compliant Packaged or Split DX Unit, 7.5 Tons, 11 SEER | Commercial | New | Healthcare | FPL Blend | Per Unit | 29089.29 | 27150 | 1939.29 | 0.066667 | 15 | 0.39319 | 0 | 982.5 | Space Cooling | Packaged air conditioning units (RTUs) |  | 1
Equipment | HE DX 5.4-11.25 Tons Other Heat | High Efficiency Packaged or Split DX Unit, 7.5 Tons, 12 SEER | Code-Compliant Packaged or Split DX Unit, 7.5 Tons, 11 SEER | Commercial | Turnover | Hospitals | FPL Blend | Per Unit | 27554.46 | 25717.5 | 1836.96 | 0.066667 | 15 | 0.37245 | 0 | 982.5 | Space Cooling | Packaged air conditioning units (RTUs) |  | 1
Equipment | HE DX 5.4-11.25 Tons Other Heat | High Efficiency Packaged or Split DX Unit, 7.5 Tons, 12 SEER | Code-Compliant Packaged or Split DX Unit, 7.5 Tons, 11 SEER | Commercial | New | Hospitals | FPL Blend | Per Unit | 27554.46 | 25717.5 | 1836.96 | 0.066667 | 15 | 0.37245 | 0 | 982.5 | Space Cooling | Packaged air conditioning units (RTUs) |  | 1
Equipment | HE DX 5.4-11.25 Tons Other Heat | High Efficiency Packaged or Split DX Unit, 7.5 Tons, 12 SEER | Code-Compliant Packaged or Split DX Unit, 7.5 Tons, 11 SEER | Commercial | Turnover | Institutional | FPL Blend | Per Unit | 7224.11 | 6742.5 | 481.61 | 0.066667 | 15 | 0.097647 | 0 | 982.5 | Space Cooling | Packaged air conditioning units (RTUs) |  | 1
Equipment | HE DX 5.4-11.25 Tons Other Heat | High Efficiency Packaged or Split DX Unit, 7.5 Tons, 12 SEER | Code-Compliant Packaged or Split DX Unit, 7.5 Tons, 11 SEER | Commercial | New | Institutional | FPL Blend | Per Unit | 7224.11 | 6742.5 | 481.61 | 0.066667 | 15 | 0.097647 | 0 | 982.5 | Space Cooling | Packaged air conditioning units (RTUs) |  | 1
Equipment | HE DX 5.4-11.25 Tons Other Heat | High Efficiency Packaged or Split DX Unit, 7.5 Tons, 12 SEER | Code-Compliant Packaged or Split DX Unit, 7.5 Tons, 11 SEER | Commercial | Turnover | Lodging/Hospitality | FPL Blend | Per Unit | 22082.14 | 20610 | 1472.14 | 0.066667 | 15 | 0.28193 | 0 | 982.5 | Space Cooling | Packaged air conditioning units (RTUs) |  | 1
Equipment | HE DX 5.4-11.25 Tons Other Heat | High Efficiency Packaged or Split DX Unit, 7.5 Tons, 12 SEER | Code-Compliant Packaged or Split DX Unit, 7.5 Tons, 11 SEER | Commercial | New | Lodging/Hospitality | FPL Blend | Per Unit | 22082.14 | 20610 | 1472.14 | 0.066667 | 15 | 0.28193 | 0 | 982.5 | Space Cooling | Packaged air conditioning units (RTUs) |  | 1
Equipment | HE DX 5.4-11.25 Tons Other Heat | High Efficiency Packaged or Split DX Unit, 7.5 Tons, 12 SEER | Code-Compliant Packaged or Split DX Unit, 7.5 Tons, 11 SEER | Commercial | Turnover | Miscellaneous | FPL Blend | Per Unit | 7465.18 | 6967.5 | 497.68 | 0.066667 | 15 | 0.16576 | 0 | 982.5 | Space Cooling | Packaged air conditioning units (RTUs) |  | 1
Equipment | HE DX 5.4-11.25 Tons Other Heat | High Efficiency Packaged or Split DX Unit, 7.5 Tons, 12 SEER | Code-Compliant Packaged or Split DX Unit, 7.5 Tons, 11 SEER | Commercial | New | Miscellaneous | FPL Blend | Per Unit | 7465.18 | 6967.5 | 497.68 | 0.066667 | 15 | 0.16576 | 0 | 982.5 | Space Cooling | Packaged air conditioning units (RTUs) |  | 1
Equipment | HE DX 5.4-11.25 Tons Other Heat | High Efficiency Packaged or Split DX Unit, 7.5 Tons, 12 SEER | Code-Compliant Packaged or Split DX Unit, 7.5 Tons, 11 SEER | Commercial | Turnover | Offices | FPL Blend | Per Unit | 15042.86 | 14040 | 1002.86 | 0.066667 | 15 | 0.33401 | 0 | 982.5 | Space Cooling | Packaged air conditioning units (RTUs) |  | 1
Equipment | HE DX 5.4-11.25 Tons Other Heat | High Efficiency Packaged or Split DX Unit, 7.5 Tons, 12 SEER | Code-Compliant Packaged or Split DX Unit, 7.5 Tons, 11 SEER | Commercial | New | Offices | FPL Blend | Per Unit | 15042.86 | 14040 | 1002.86 | 0.066667 | 15 | 0.33401 | 0 | 982.5 | Space Cooling | Packaged air conditioning units (RTUs) |  | 1
Equipment | HE DX 5.4-11.25 Tons Other Heat | High Efficiency Packaged or Split DX Unit, 7.5 Tons, 12 SEER | Code-Compliant Packaged or Split DX Unit, 7.5 Tons, 11 SEER | Commercial | Turnover | Restaurants | FPL Blend | Per Unit | 21664.29 | 20220 | 1444.29 | 0.066667 | 15 | 0.40957 | 0 | 982.5 | Space Cooling | Packaged air conditioning units (RTUs) |  | 1
Equipment | HE DX 5.4-11.25 Tons Other Heat | High Efficiency Packaged or Split DX Unit, 7.5 Tons, 12 SEER | Code-Compliant Packaged or Split DX Unit, 7.5 Tons, 11 SEER | Commercial | New | Restaurants | FPL Blend | Per Unit | 21664.29 | 20220 | 1444.29 | 0.066667 | 15 | 0.40957 | 0 | 982.5 | Space Cooling | Packaged air conditioning units (RTUs) |  | 1
Equipment | HE DX 5.4-11.25 Tons Other Heat | High Efficiency Packaged or Split DX Unit, 7.5 Tons, 12 SEER | Code-Compliant Packaged or Split DX Unit, 7.5 Tons, 11 SEER | Commercial | Turnover | Retail | FPL Blend | Per Unit | 16979.46 | 15847.5 | 1131.96 | 0.066666 | 15 | 0.37701 | 0 | 982.5 | Space Cooling | Packaged air conditioning units (RTUs) |  | 1
Equipment | HE DX 5.4-11.25 Tons Other Heat | High Efficiency Packaged or Split DX Unit, 7.5 Tons, 12 SEER | Code-Compliant Packaged or Split DX Unit, 7.5 Tons, 11 SEER | Commercial | New | Retail | FPL Blend | Per Unit | 16979.46 | 15847.5 | 1131.96 | 0.066666 | 15 | 0.37701 | 0 | 982.5 | Space Cooling | Packaged air conditioning units (RTUs) |  | 1
Equipment | HE DX 5.4-11.25 Tons Other Heat | High Efficiency Packaged or Split DX Unit, 7.5 Tons, 12 SEER | Code-Compliant Packaged or Split DX Unit, 7.5 Tons, 11 SEER | Commercial | Turnover | Schools K-12 | FPL Blend | Per Unit | 14761.61 | 13777.5 | 984.11 | 0.066667 | 15 | 0.32777 | 0 | 982.5 | Space Cooling | Packaged air conditioning units (RTUs) |  | 1
Equipment | HE DX 5.4-11.25 Tons Other Heat | High Efficiency Packaged or Split DX Unit, 7.5 Tons, 12 SEER | Code-Compliant Packaged or Split DX Unit, 7.5 Tons, 11 SEER | Commercial | New | Schools K-12 | FPL Blend | Per Unit | 14761.61 | 13777.5 | 984.11 | 0.066667 | 15 | 0.32777 | 0 | 982.5 | Space Cooling | Packaged air conditioning units (RTUs) |  | 1
Equipment | HE DX 5.4-11.25 Tons Other Heat | High Efficiency Packaged or Split DX Unit, 7.5 Tons, 12 SEER | Code-Compliant Packaged or Split DX Unit, 7.5 Tons, 11 SEER | Commercial | Turnover | Warehouse | FPL Blend | Per Unit | 3238.39 | 3022.5 | 215.89 | 0.066666 | 15 | 0.071905 | 0 | 982.5 | Space Cooling | Packaged air conditioning units (RTUs) |  | 1
Equipment | HE DX 5.4-11.25 Tons Other Heat | High Efficiency Packaged or Split DX Unit, 7.5 Tons, 12 SEER | Code-Compliant Packaged or Split DX Unit, 7.5 Tons, 11 SEER | Commercial | New | Warehouse | FPL Blend | Per Unit | 3238.39 | 3022.5 | 215.89 | 0.066666 | 15 | 0.071905 | 0 | 982.5 | Space Cooling | Packaged air conditioning units (RTUs) |  | 1
Equipment | Energy Star Uninterruptable Power Supply | Standard Desktop Plugged into Energy Star Uninterruptable Power Supply at 25% Load | Standard Desktop Plugged into Average Rotary Uninterruptable Power Supply at 25% Load | Commercial | Turnover | Assembly | FPL Blend | Per Unit | 284.99 | 279.29 | 5.7 | 0.020001 | 15 | 0.0009747 | 0.0004218 | 61 | Office Equipment | Other office |  | 1
Equipment | Energy Star Uninterruptable Power Supply | Standard Desktop Plugged into Energy Star Uninterruptable Power Supply at 25% Load | Standard Desktop Plugged into Average Rotary Uninterruptable Power Supply at 25% Load | Commercial | New | Assembly | FPL Blend | Per Unit | 284.99 | 279.29 | 5.7 | 0.020001 | 15 | 0.0009747 | 0.0004218 | 61 | Office Equipment | Other office |  | 1
Equipment | Energy Star Uninterruptable Power Supply | Standard Desktop Plugged into Energy Star Uninterruptable Power Supply at 25% Load | Standard Desktop Plugged into Average Rotary Uninterruptable Power Supply at 25% Load | Commercial | Turnover | College and University | FPL Blend | Per Unit | 284.99 | 279.29 | 5.7 | 0.020001 | 15 | 0.0005757 | 0.0005814 | 61 | Office Equipment | Other office |  | 1
Equipment | Energy Star Uninterruptable Power Supply | Standard Desktop Plugged into Energy Star Uninterruptable Power Supply at 25% Load | Standard Desktop Plugged into Average Rotary Uninterruptable Power Supply at 25% Load | Commercial | New | College and University | FPL Blend | Per Unit | 284.99 | 279.29 | 5.7 | 0.020001 | 15 | 0.0005757 | 0.0005814 | 61 | Office Equipment | Other office |  | 1
Equipment | Energy Star Uninterruptable Power Supply | Standard Desktop Plugged into Energy Star Uninterruptable Power Supply at 25% Load | Standard Desktop Plugged into Average Rotary Uninterruptable Power Supply at 25% Load | Commercial | Turnover | Data Center | FPL Blend | Per Unit | 284.99 | 279.29 | 5.7 | 0.020001 | 15 | 0.0006327 | 0.0006726 | 61 | Office Equipment | Other office |  | 1
Equipment | Energy Star Uninterruptable Power Supply | Standard Desktop Plugged into Energy Star Uninterruptable Power Supply at 25% Load | Standard Desktop Plugged into Average Rotary Uninterruptable Power Supply at 25% Load | Commercial | New | Data Center | FPL Blend | Per Unit | 284.99 | 279.29 | 5.7 | 0.020001 | 15 | 0.0006327 | 0.0006726 | 61 | Office Equipment | Other office |  | 1
Equipment | Energy Star Uninterruptable Power Supply | Standard Desktop Plugged into Energy Star Uninterruptable Power Supply at 25% Load | Standard Desktop Plugged into Average Rotary Uninterruptable Power Supply at 25% Load | Commercial | Turnover | Grocery | FPL Blend | Per Unit | 284.99 | 279.29 | 5.7 | 0.020001 | 15 | 0.0007695 | 0.0004617 | 61 | Office Equipment | Other office |  | 1
Equipment | Energy Star Uninterruptable Power Supply | Standard Desktop Plugged into Energy Star Uninterruptable Power Supply at 25% Load | Standard Desktop Plugged into Average Rotary Uninterruptable Power Supply at 25% Load | Commercial | New | Grocery | FPL Blend | Per Unit | 284.99 | 279.29 | 5.7 | 0.020001 | 15 | 0.0007695 | 0.0004617 | 61 | Office Equipment | Other office |  | 1
Equipment | Energy Star Uninterruptable Power Supply | Standard Desktop Plugged into Energy Star Uninterruptable Power Supply at 25% Load | Standard Desktop Plugged into Average Rotary Uninterruptable Power Supply at 25% Load | Commercial | Turnover | Healthcare | FPL Blend | Per Unit | 284.99 | 279.29 | 5.7 | 0.020001 | 15 | 0.0008208 | 0.0008493 | 61 | Office Equipment | Other office |  | 1
Equipment | Energy Star Uninterruptable Power Supply | Standard Desktop Plugged into Energy Star Uninterruptable Power Supply at 25% Load | Standard Desktop Plugged into Average Rotary Uninterruptable Power Supply at 25% Load | Commercial | New | Healthcare | FPL Blend | Per Unit | 284.99 | 279.29 | 5.7 | 0.020001 | 15 | 0.0008208 | 0.0008493 | 61 | Office Equipment | Other office |  | 1
Equipment | Energy Star Uninterruptable Power Supply | Standard Desktop Plugged into Energy Star Uninterruptable Power Supply at 25% Load | Standard Desktop Plugged into Average Rotary Uninterruptable Power Supply at 25% Load | Commercial | Turnover | Hospitals | FPL Blend | Per Unit | 284.99 | 279.29 | 5.7 | 0.020001 | 15 | 0.0005757 | 0.0005814 | 61 | Office Equipment | Other office |  | 1
Equipment | Energy Star Uninterruptable Power Supply | Standard Desktop Plugged into Energy Star Uninterruptable Power Supply at 25% Load | Standard Desktop Plugged into Average Rotary Uninterruptable Power Supply at 25% Load | Commercial | New | Hospitals | FPL Blend | Per Unit | 284.99 | 279.29 | 5.7 | 0.020001 | 15 | 0.0005757 | 0.0005814 | 61 | Office Equipment | Other office |  | 1
Equipment | Energy Star Uninterruptable Power Supply | Standard Desktop Plugged into Energy Star Uninterruptable Power Supply at 25% Load | Standard Desktop Plugged into Average Rotary Uninterruptable Power Supply at 25% Load | Commercial | Turnover | Institutional | FPL Blend | Per Unit | 284.99 | 279.29 | 5.7 | 0.020001 | 15 | 0.0006327 | 0.000684 | 61 | Office Equipment | Other office |  | 1
Equipment | Energy Star Uninterruptable Power Supply | Standard Desktop Plugged into Energy Star Uninterruptable Power Supply at 25% Load | Standard Desktop Plugged into Average Rotary Uninterruptable Power Supply at 25% Load | Commercial | New | Institutional | FPL Blend | Per Unit | 284.99 | 279.29 | 5.7 | 0.020001 | 15 | 0.0006327 | 0.000684 | 61 | Office Equipment | Other office |  | 1
Equipment | Energy Star Uninterruptable Power Supply | Standard Desktop Plugged into Energy Star Uninterruptable Power Supply at 25% Load | Standard Desktop Plugged into Average Rotary Uninterruptable Power Supply at 25% Load | Commercial | Turnover | Lodging/Hospitality | FPL Blend | Per Unit | 284.99 | 279.29 | 5.7 | 0.020001 | 15 | 0.0006099 | 0.0007125 | 61 | Office Equipment | Other office |  | 1
Equipment | Energy Star Uninterruptable Power Supply | Standard Desktop Plugged into Energy Star Uninterruptable Power Supply at 25% Load | Standard Desktop Plugged into Average Rotary Uninterruptable Power Supply at 25% Load | Commercial | New | Lodging/Hospitality | FPL Blend | Per Unit | 284.99 | 279.29 | 5.7 | 0.020001 | 15 | 0.0006099 | 0.0007125 | 61 | Office Equipment | Other office |  | 1
Equipment | Energy Star Uninterruptable Power Supply | Standard Desktop Plugged into Energy Star Uninterruptable Power Supply at 25% Load | Standard Desktop Plugged into Average Rotary Uninterruptable Power Supply at 25% Load | Commercial | Turnover | Miscellaneous | FPL Blend | Per Unit | 284.99 | 279.29 | 5.7 | 0.020001 | 15 | 0.0006327 | 0.0006726 | 61 | Office Equipment | Other office |  | 1
Equipment | Energy Star Uninterruptable Power Supply | Standard Desktop Plugged into Energy Star Uninterruptable Power Supply at 25% Load | Standard Desktop Plugged into Average Rotary Uninterruptable Power Supply at 25% Load | Commercial | New | Miscellaneous | FPL Blend | Per Unit | 284.99 | 279.29 | 5.7 | 0.020001 | 15 | 0.0006327 | 0.0006726 | 61 | Office Equipment | Other office |  | 1
Equipment | Energy Star Uninterruptable Power Supply | Standard Desktop Plugged into Energy Star Uninterruptable Power Supply at 25% Load | Standard Desktop Plugged into Average Rotary Uninterruptable Power Supply at 25% Load | Commercial | Turnover | Offices | FPL Blend | Per Unit | 284.99 | 279.29 | 5.7 | 0.020001 | 15 | 0.0006327 | 0.0006726 | 61 | Office Equipment | Other office |  | 1
Equipment | Energy Star Uninterruptable Power Supply | Standard Desktop Plugged into Energy Star Uninterruptable Power Supply at 25% Load | Standard Desktop Plugged into Average Rotary Uninterruptable Power Supply at 25% Load | Commercial | New | Offices | FPL Blend | Per Unit | 284.99 | 279.29 | 5.7 | 0.020001 | 15 | 0.0006327 | 0.0006726 | 61 | Office Equipment | Other office |  | 1
Equipment | Energy Star Uninterruptable Power Supply | Standard Desktop Plugged into Energy Star Uninterruptable Power Supply at 25% Load | Standard Desktop Plugged into Average Rotary Uninterruptable Power Supply at 25% Load | Commercial | Turnover | Restaurants | FPL Blend | Per Unit | 284.99 | 279.29 | 5.7 | 0.020001 | 15 | 0.0007638 | 0.000285 | 61 | Office Equipment | Other office |  | 1
Equipment | Energy Star Uninterruptable Power Supply | Standard Desktop Plugged into Energy Star Uninterruptable Power Supply at 25% Load | Standard Desktop Plugged into Average Rotary Uninterruptable Power Supply at 25% Load | Commercial | New | Restaurants | FPL Blend | Per Unit | 284.99 | 279.29 | 5.7 | 0.020001 | 15 | 0.0007638 | 0.000285 | 61 | Office Equipment | Other office |  | 1
Equipment | Energy Star Uninterruptable Power Supply | Standard Desktop Plugged into Energy Star Uninterruptable Power Supply at 25% Load | Standard Desktop Plugged into Average Rotary Uninterruptable Power Supply at 25% Load | Commercial | Turnover | Retail | FPL Blend | Per Unit | 284.99 | 279.29 | 5.7 | 0.020001 | 15 | 0.0008151 | 0.0004503 | 61 | Office Equipment | Other office |  | 1
Equipment | Energy Star Uninterruptable Power Supply | Standard Desktop Plugged into Energy Star Uninterruptable Power Supply at 25% Load | Standard Desktop Plugged into Average Rotary Uninterruptable Power Supply at 25% Load | Commercial | New | Retail | FPL Blend | Per Unit | 284.99 | 279.29 | 5.7 | 0.020001 | 15 | 0.0008151 | 0.0004503 | 61 | Office Equipment | Other office |  | 1
Equipment | Energy Star Uninterruptable Power Supply | Standard Desktop Plugged into Energy Star Uninterruptable Power Supply at 25% Load | Standard Desktop Plugged into Average Rotary Uninterruptable Power Supply at 25% Load | Commercial | Turnover | Schools K-12 | FPL Blend | Per Unit | 284.99 | 279.29 | 5.7 | 0.020001 | 15 | 0.0005871 | 0.0006099 | 61 | Office Equipment | Other office |  | 1
Equipment | Energy Star Uninterruptable Power Supply | Standard Desktop Plugged into Energy Star Uninterruptable Power Supply at 25% Load | Standard Desktop Plugged into Average Rotary Uninterruptable Power Supply at 25% Load | Commercial | New | Schools K-12 | FPL Blend | Per Unit | 284.99 | 279.29 | 5.7 | 0.020001 | 15 | 0.0005871 | 0.0006099 | 61 | Office Equipment | Other office |  | 1
Equipment | Energy Star Uninterruptable Power Supply | Standard Desktop Plugged into Energy Star Uninterruptable Power Supply at 25% Load | Standard Desktop Plugged into Average Rotary Uninterruptable Power Supply at 25% Load | Commercial | Turnover | Warehouse | FPL Blend | Per Unit | 284.99 | 279.29 | 5.7 | 0.020001 | 15 | 0.0008721 | 0.0006327 | 61 | Office Equipment | Other office |  | 1
Equipment | Energy Star Uninterruptable Power Supply | Standard Desktop Plugged into Energy Star Uninterruptable Power Supply at 25% Load | Standard Desktop Plugged into Average Rotary Uninterruptable Power Supply at 25% Load | Commercial | New | Warehouse | FPL Blend | Per Unit | 284.99 | 279.29 | 5.7 | 0.020001 | 15 | 0.0008721 | 0.0006327 | 61 | Office Equipment | Other office |  | 1
Equipment | Energy Star room AC | Room AC meeting current ENERGY STAR standards | Code-Compliant Room AC, 1 Ton, 10.9 CEER | Commercial | Turnover | Assembly | FPL Blend | Per Unit | 1559.06 | 1417.33 | 141.73 | 0.090907 | 12 | 0.047205 | 0 | 41.15 | Space Cooling | Individual room air conditioners |  | 1
Equipment | Energy Star room AC | Room AC meeting current ENERGY STAR standards | Code-Compliant Room AC, 1 Ton, 10.9 CEER | Commercial | New | Assembly | FPL Blend | Per Unit | 1559.06 | 1417.33 | 141.73 | 0.090907 | 12 | 0.047205 | 0 | 41.15 | Space Cooling | Individual room air conditioners |  | 1
Equipment | Energy Star room AC | Room AC meeting current ENERGY STAR standards | Code-Compliant Room AC, 1 Ton, 10.9 CEER | Commercial | Turnover | College and University | FPL Blend | Per Unit | 1729.69 | 1572.44 | 157.25 | 0.090912 | 12 | 0.031883 | 0 | 41.15 | Space Cooling | Individual room air conditioners |  | 1
Equipment | Energy Star room AC | Room AC meeting current ENERGY STAR standards | Code-Compliant Room AC, 1 Ton, 10.9 CEER | Commercial | New | College and University | FPL Blend | Per Unit | 1729.69 | 1572.44 | 157.25 | 0.090912 | 12 | 0.031883 | 0 | 41.15 | Space Cooling | Individual room air conditioners |  | 1
Equipment | Energy Star room AC | Room AC meeting current ENERGY STAR standards | Code-Compliant Room AC, 1 Ton, 10.9 CEER | Commercial | Turnover | Data Center | FPL Blend | Per Unit | 3214.69 | 2922.44 | 292.25 | 0.090911 | 12 | 0.059254 | 0 | 41.15 | Space Cooling | Individual room air conditioners |  | 1
Equipment | Energy Star room AC | Room AC meeting current ENERGY STAR standards | Code-Compliant Room AC, 1 Ton, 10.9 CEER | Commercial | New | Data Center | FPL Blend | Per Unit | 3214.69 | 2922.44 | 292.25 | 0.090911 | 12 | 0.059254 | 0 | 41.15 | Space Cooling | Individual room air conditioners |  | 1
Equipment | Energy Star room AC | Room AC meeting current ENERGY STAR standards | Code-Compliant Room AC, 1 Ton, 10.9 CEER | Commercial | Turnover | Grocery | FPL Blend | Per Unit | 861.56 | 783.24 | 78.32 | 0.090905 | 12 | 0.02221 | 0 | 41.15 | Space Cooling | Individual room air conditioners |  | 1
Equipment | Energy Star room AC | Room AC meeting current ENERGY STAR standards | Code-Compliant Room AC, 1 Ton, 10.9 CEER | Commercial | New | Grocery | FPL Blend | Per Unit | 861.56 | 783.24 | 78.32 | 0.090905 | 12 | 0.02221 | 0 | 41.15 | Space Cooling | Individual room air conditioners |  | 1
Equipment | Energy Star room AC | Room AC meeting current ENERGY STAR standards | Code-Compliant Room AC, 1 Ton, 10.9 CEER | Commercial | Turnover | Healthcare | FPL Blend | Per Unit | 3393.75 | 3085.23 | 308.52 | 0.090908 | 12 | 0.062553 | 0 | 41.15 | Space Cooling | Individual room air conditioners |  | 1
Equipment | Energy Star room AC | Room AC meeting current ENERGY STAR standards | Code-Compliant Room AC, 1 Ton, 10.9 CEER | Commercial | New | Healthcare | FPL Blend | Per Unit | 3393.75 | 3085.23 | 308.52 | 0.090908 | 12 | 0.062553 | 0 | 41.15 | Space Cooling | Individual room air conditioners |  | 1
Equipment | Energy Star room AC | Room AC meeting current ENERGY STAR standards | Code-Compliant Room AC, 1 Ton, 10.9 CEER | Commercial | Turnover | Hospitals | FPL Blend | Per Unit | 3214.69 | 2922.44 | 292.25 | 0.090911 | 12 | 0.059254 | 0 | 41.15 | Space Cooling | Individual room air conditioners |  | 1
Equipment | Energy Star room AC | Room AC meeting current ENERGY STAR standards | Code-Compliant Room AC, 1 Ton, 10.9 CEER | Commercial | New | Hospitals | FPL Blend | Per Unit | 3214.69 | 2922.44 | 292.25 | 0.090911 | 12 | 0.059254 | 0 | 41.15 | Space Cooling | Individual room air conditioners |  | 1
Equipment | Energy Star room AC | Room AC meeting current ENERGY STAR standards | Code-Compliant Room AC, 1 Ton, 10.9 CEER | Commercial | Turnover | Institutional | FPL Blend | Per Unit | 842.81 | 766.19 | 76.62 | 0.09091 | 12 | 0.015535 | 0 | 41.15 | Space Cooling | Individual room air conditioners |  | 1
Equipment | Energy Star room AC | Room AC meeting current ENERGY STAR standards | Code-Compliant Room AC, 1 Ton, 10.9 CEER | Commercial | New | Institutional | FPL Blend | Per Unit | 842.81 | 766.19 | 76.62 | 0.09091 | 12 | 0.015535 | 0 | 41.15 | Space Cooling | Individual room air conditioners |  | 1
Equipment | Energy Star room AC | Room AC meeting current ENERGY STAR standards | Code-Compliant Room AC, 1 Ton, 10.9 CEER | Commercial | Turnover | Lodging/Hospitality | FPL Blend | Per Unit | 2576.25 | 2342.05 | 234.2 | 0.090907 | 12 | 0.044852 | 0 | 41.15 | Space Cooling | Individual room air conditioners |  | 1
Equipment | Energy Star room AC | Room AC meeting current ENERGY STAR standards | Code-Compliant Room AC, 1 Ton, 10.9 CEER | Commercial | New | Lodging/Hospitality | FPL Blend | Per Unit | 2576.25 | 2342.05 | 234.2 | 0.090907 | 12 | 0.044852 | 0 | 41.15 | Space Cooling | Individual room air conditioners |  | 1
Equipment | Energy Star room AC | Room AC meeting current ENERGY STAR standards | Code-Compliant Room AC, 1 Ton, 10.9 CEER | Commercial | Turnover | Miscellaneous | FPL Blend | Per Unit | 870.94 | 791.76 | 79.18 | 0.090913 | 12 | 0.026372 | 0 | 41.15 | Space Cooling | Individual room air conditioners |  | 1
Equipment | Energy Star room AC | Room AC meeting current ENERGY STAR standards | Code-Compliant Room AC, 1 Ton, 10.9 CEER | Commercial | New | Miscellaneous | FPL Blend | Per Unit | 870.94 | 791.76 | 79.18 | 0.090913 | 12 | 0.026372 | 0 | 41.15 | Space Cooling | Individual room air conditioners |  | 1
Equipment | Energy Star room AC | Room AC meeting current ENERGY STAR standards | Code-Compliant Room AC, 1 Ton, 10.9 CEER | Commercial | Turnover | Offices | FPL Blend | Per Unit | 1755 | 1595.45 | 159.55 | 0.090912 | 12 | 0.05314 | 0 | 41.15 | Space Cooling | Individual room air conditioners |  | 1
Equipment | Energy Star room AC | Room AC meeting current ENERGY STAR standards | Code-Compliant Room AC, 1 Ton, 10.9 CEER | Commercial | New | Offices | FPL Blend | Per Unit | 1755 | 1595.45 | 159.55 | 0.090912 | 12 | 0.05314 | 0 | 41.15 | Space Cooling | Individual room air conditioners |  | 1
Equipment | Energy Star room AC | Room AC meeting current ENERGY STAR standards | Code-Compliant Room AC, 1 Ton, 10.9 CEER | Commercial | Turnover | Restaurants | FPL Blend | Per Unit | 2527.5 | 2297.73 | 229.77 | 0.090908 | 12 | 0.065158 | 0 | 41.15 | Space Cooling | Individual room air conditioners |  | 1
Equipment | Energy Star room AC | Room AC meeting current ENERGY STAR standards | Code-Compliant Room AC, 1 Ton, 10.9 CEER | Commercial | New | Restaurants | FPL Blend | Per Unit | 2527.5 | 2297.73 | 229.77 | 0.090908 | 12 | 0.065158 | 0 | 41.15 | Space Cooling | Individual room air conditioners |  | 1
Equipment | Energy Star room AC | Room AC meeting current ENERGY STAR standards | Code-Compliant Room AC, 1 Ton, 10.9 CEER | Commercial | Turnover | Retail | FPL Blend | Per Unit | 1980.94 | 1800.85 | 180.09 | 0.090911 | 12 | 0.059981 | 0 | 41.15 | Space Cooling | Individual room air conditioners |  | 1
Equipment | Energy Star room AC | Room AC meeting current ENERGY STAR standards | Code-Compliant Room AC, 1 Ton, 10.9 CEER | Commercial | New | Retail | FPL Blend | Per Unit | 1980.94 | 1800.85 | 180.09 | 0.090911 | 12 | 0.059981 | 0 | 41.15 | Space Cooling | Individual room air conditioners |  | 1
Equipment | Energy Star room AC | Room AC meeting current ENERGY STAR standards | Code-Compliant Room AC, 1 Ton, 10.9 CEER | Commercial | Turnover | Schools K-12 | FPL Blend | Per Unit | 1722.19 | 1565.62 | 156.57 | 0.090913 | 12 | 0.052148 | 0 | 41.15 | Space Cooling | Individual room air conditioners |  | 1
Equipment | Energy Star room AC | Room AC meeting current ENERGY STAR standards | Code-Compliant Room AC, 1 Ton, 10.9 CEER | Commercial | New | Schools K-12 | FPL Blend | Per Unit | 1722.19 | 1565.62 | 156.57 | 0.090913 | 12 | 0.052148 | 0 | 41.15 | Space Cooling | Individual room air conditioners |  | 1
Equipment | Energy Star room AC | Room AC meeting current ENERGY STAR standards | Code-Compliant Room AC, 1 Ton, 10.9 CEER | Commercial | Turnover | Warehouse | FPL Blend | Per Unit | 377.81 | 343.47 | 34.34 | 0.090892 | 12 | 0.011437 | 0 | 41.15 | Space Cooling | Individual room air conditioners |  | 1
Equipment | Energy Star room AC | Room AC meeting current ENERGY STAR standards | Code-Compliant Room AC, 1 Ton, 10.9 CEER | Commercial | New | Warehouse | FPL Blend | Per Unit | 377.81 | 343.47 | 34.34 | 0.090892 | 12 | 0.011437 | 0 | 41.15 | Space Cooling | Individual room air conditioners |  | 1
Equipment | Energy Star Commercial Clothes Washer | One Commercial Clothes Washer meeting current ENERGY STAR Version 8.1 Standards | One Commercial Clothes Washer meeting Federal Standard | Commercial | Turnover | Assembly | FPL Blend | Per Appliance | 3637.19 | 2827.09 | 810.1 | 0.22273 | 7 | 0.13853 | 0.059947 | 224 | Miscellaneous | Others |  | 1
Equipment | Energy Star Commercial Clothes Washer | One Commercial Clothes Washer meeting current ENERGY STAR Version 8.1 Standards | One Commercial Clothes Washer meeting Federal Standard | Commercial | New | Assembly | FPL Blend | Per Appliance | 3637.19 | 2827.09 | 810.1 | 0.22273 | 7 | 0.13853 | 0.059947 | 224 | Miscellaneous | Others |  | 1
Equipment | Energy Star Commercial Clothes Washer | One Commercial Clothes Washer meeting current ENERGY STAR Version 8.1 Standards | One Commercial Clothes Washer meeting Federal Standard | Commercial | Turnover | College and University | FPL Blend | Per Appliance | 3637.19 | 2827.09 | 810.1 | 0.22273 | 7 | 0.08182 | 0.08263 | 224 | Miscellaneous | Others |  | 1
Equipment | Energy Star Commercial Clothes Washer | One Commercial Clothes Washer meeting current ENERGY STAR Version 8.1 Standards | One Commercial Clothes Washer meeting Federal Standard | Commercial | New | College and University | FPL Blend | Per Appliance | 3637.19 | 2827.09 | 810.1 | 0.22273 | 7 | 0.08182 | 0.08263 | 224 | Miscellaneous | Others |  | 1
Equipment | Energy Star Commercial Clothes Washer | One Commercial Clothes Washer meeting current ENERGY STAR Version 8.1 Standards | One Commercial Clothes Washer meeting Federal Standard | Commercial | Turnover | Data Center | FPL Blend | Per Appliance | 3637.19 | 2827.09 | 810.1 | 0.22273 | 7 | 0.089921 | 0.095592 | 224 | Miscellaneous | Others |  | 1
Equipment | Energy Star Commercial Clothes Washer | One Commercial Clothes Washer meeting current ENERGY STAR Version 8.1 Standards | One Commercial Clothes Washer meeting Federal Standard | Commercial | New | Data Center | FPL Blend | Per Appliance | 3637.19 | 2827.09 | 810.1 | 0.22273 | 7 | 0.089921 | 0.095592 | 224 | Miscellaneous | Others |  | 1
Equipment | Energy Star Commercial Clothes Washer | One Commercial Clothes Washer meeting current ENERGY STAR Version 8.1 Standards | One Commercial Clothes Washer meeting Federal Standard | Commercial | Turnover | Grocery | FPL Blend | Per Appliance | 3637.19 | 2827.09 | 810.1 | 0.22273 | 7 | 0.10936 | 0.065618 | 224 | Miscellaneous | Others |  | 1
Equipment | Energy Star Commercial Clothes Washer | One Commercial Clothes Washer meeting current ENERGY STAR Version 8.1 Standards | One Commercial Clothes Washer meeting Federal Standard | Commercial | New | Grocery | FPL Blend | Per Appliance | 3637.19 | 2827.09 | 810.1 | 0.22273 | 7 | 0.10936 | 0.065618 | 224 | Miscellaneous | Others |  | 1
Equipment | Energy Star Commercial Clothes Washer | One Commercial Clothes Washer meeting current ENERGY STAR Version 8.1 Standards | One Commercial Clothes Washer meeting Federal Standard | Commercial | Turnover | Healthcare | FPL Blend | Per Appliance | 3637.19 | 2827.09 | 810.1 | 0.22273 | 7 | 0.11665 | 0.1207 | 224 | Miscellaneous | Others |  | 1
Equipment | Energy Star Commercial Clothes Washer | One Commercial Clothes Washer meeting current ENERGY STAR Version 8.1 Standards | One Commercial Clothes Washer meeting Federal Standard | Commercial | New | Healthcare | FPL Blend | Per Appliance | 3637.19 | 2827.09 | 810.1 | 0.22273 | 7 | 0.11665 | 0.1207 | 224 | Miscellaneous | Others |  | 1
Equipment | Energy Star Commercial Clothes Washer | One Commercial Clothes Washer meeting current ENERGY STAR Version 8.1 Standards | One Commercial Clothes Washer meeting Federal Standard | Commercial | Turnover | Hospitals | FPL Blend | Per Appliance | 3637.19 | 2827.09 | 810.1 | 0.22273 | 7 | 0.08182 | 0.08263 | 224 | Miscellaneous | Others |  | 1
Equipment | Energy Star Commercial Clothes Washer | One Commercial Clothes Washer meeting current ENERGY STAR Version 8.1 Standards | One Commercial Clothes Washer meeting Federal Standard | Commercial | New | Hospitals | FPL Blend | Per Appliance | 3637.19 | 2827.09 | 810.1 | 0.22273 | 7 | 0.08182 | 0.08263 | 224 | Miscellaneous | Others |  | 1
Equipment | Energy Star Commercial Clothes Washer | One Commercial Clothes Washer meeting current ENERGY STAR Version 8.1 Standards | One Commercial Clothes Washer meeting Federal Standard | Commercial | Turnover | Institutional | FPL Blend | Per Appliance | 3637.19 | 2827.09 | 810.1 | 0.22273 | 7 | 0.089921 | 0.097212 | 224 | Miscellaneous | Others |  | 1
Equipment | Energy Star Commercial Clothes Washer | One Commercial Clothes Washer meeting current ENERGY STAR Version 8.1 Standards | One Commercial Clothes Washer meeting Federal Standard | Commercial | New | Institutional | FPL Blend | Per Appliance | 3637.19 | 2827.09 | 810.1 | 0.22273 | 7 | 0.089921 | 0.097212 | 224 | Miscellaneous | Others |  | 1
Equipment | Energy Star Commercial Clothes Washer | One Commercial Clothes Washer meeting current ENERGY STAR Version 8.1 Standards | One Commercial Clothes Washer meeting Federal Standard | Commercial | Turnover | Lodging/Hospitality | FPL Blend | Per Appliance | 3637.19 | 2827.09 | 810.1 | 0.22273 | 7 | 0.086681 | 0.10126 | 224 | Miscellaneous | Others |  | 1
Equipment | Energy Star Commercial Clothes Washer | One Commercial Clothes Washer meeting current ENERGY STAR Version 8.1 Standards | One Commercial Clothes Washer meeting Federal Standard | Commercial | New | Lodging/Hospitality | FPL Blend | Per Appliance | 3637.19 | 2827.09 | 810.1 | 0.22273 | 7 | 0.086681 | 0.10126 | 224 | Miscellaneous | Others |  | 1
Equipment | Energy Star Commercial Clothes Washer | One Commercial Clothes Washer meeting current ENERGY STAR Version 8.1 Standards | One Commercial Clothes Washer meeting Federal Standard | Commercial | Turnover | Miscellaneous | FPL Blend | Per Appliance | 3637.19 | 2827.09 | 810.1 | 0.22273 | 7 | 0.089921 | 0.095592 | 224 | Miscellaneous | Others |  | 1
Equipment | Energy Star Commercial Clothes Washer | One Commercial Clothes Washer meeting current ENERGY STAR Version 8.1 Standards | One Commercial Clothes Washer meeting Federal Standard | Commercial | New | Miscellaneous | FPL Blend | Per Appliance | 3637.19 | 2827.09 | 810.1 | 0.22273 | 7 | 0.089921 | 0.095592 | 224 | Miscellaneous | Others |  | 1
Equipment | Energy Star Commercial Clothes Washer | One Commercial Clothes Washer meeting current ENERGY STAR Version 8.1 Standards | One Commercial Clothes Washer meeting Federal Standard | Commercial | Turnover | Offices | FPL Blend | Per Appliance | 3637.19 | 2827.09 | 810.1 | 0.22273 | 7 | 0.089921 | 0.095592 | 224 | Miscellaneous | Others |  | 1
Equipment | Energy Star Commercial Clothes Washer | One Commercial Clothes Washer meeting current ENERGY STAR Version 8.1 Standards | One Commercial Clothes Washer meeting Federal Standard | Commercial | New | Offices | FPL Blend | Per Appliance | 3637.19 | 2827.09 | 810.1 | 0.22273 | 7 | 0.089921 | 0.095592 | 224 | Miscellaneous | Others |  | 1
Equipment | Energy Star Commercial Clothes Washer | One Commercial Clothes Washer meeting current ENERGY STAR Version 8.1 Standards | One Commercial Clothes Washer meeting Federal Standard | Commercial | Turnover | Restaurants | FPL Blend | Per Appliance | 3637.19 | 2827.09 | 810.1 | 0.22273 | 7 | 0.10855 | 0.040505 | 224 | Miscellaneous | Others |  | 1
Equipment | Energy Star Commercial Clothes Washer | One Commercial Clothes Washer meeting current ENERGY STAR Version 8.1 Standards | One Commercial Clothes Washer meeting Federal Standard | Commercial | New | Restaurants | FPL Blend | Per Appliance | 3637.19 | 2827.09 | 810.1 | 0.22273 | 7 | 0.10855 | 0.040505 | 224 | Miscellaneous | Others |  | 1
Equipment | Energy Star Commercial Clothes Washer | One Commercial Clothes Washer meeting current ENERGY STAR Version 8.1 Standards | One Commercial Clothes Washer meeting Federal Standard | Commercial | Turnover | Retail | FPL Blend | Per Appliance | 3637.19 | 2827.09 | 810.1 | 0.22273 | 7 | 0.11584 | 0.063998 | 224 | Miscellaneous | Others |  | 1
Equipment | Energy Star Commercial Clothes Washer | One Commercial Clothes Washer meeting current ENERGY STAR Version 8.1 Standards | One Commercial Clothes Washer meeting Federal Standard | Commercial | New | Retail | FPL Blend | Per Appliance | 3637.19 | 2827.09 | 810.1 | 0.22273 | 7 | 0.11584 | 0.063998 | 224 | Miscellaneous | Others |  | 1
Equipment | Energy Star Commercial Clothes Washer | One Commercial Clothes Washer meeting current ENERGY STAR Version 8.1 Standards | One Commercial Clothes Washer meeting Federal Standard | Commercial | Turnover | Schools K-12 | FPL Blend | Per Appliance | 3637.19 | 2827.09 | 810.1 | 0.22273 | 7 | 0.08344 | 0.086681 | 224 | Miscellaneous | Others |  | 1
Equipment | Energy Star Commercial Clothes Washer | One Commercial Clothes Washer meeting current ENERGY STAR Version 8.1 Standards | One Commercial Clothes Washer meeting Federal Standard | Commercial | New | Schools K-12 | FPL Blend | Per Appliance | 3637.19 | 2827.09 | 810.1 | 0.22273 | 7 | 0.08344 | 0.086681 | 224 | Miscellaneous | Others |  | 1
Equipment | Energy Star Commercial Clothes Washer | One Commercial Clothes Washer meeting current ENERGY STAR Version 8.1 Standards | One Commercial Clothes Washer meeting Federal Standard | Commercial | Turnover | Warehouse | FPL Blend | Per Appliance | 3637.19 | 2827.09 | 810.1 | 0.22273 | 7 | 0.12395 | 0.089921 | 224 | Miscellaneous | Others |  | 1
Equipment | Energy Star Commercial Clothes Washer | One Commercial Clothes Washer meeting current ENERGY STAR Version 8.1 Standards | One Commercial Clothes Washer meeting Federal Standard | Commercial | New | Warehouse | FPL Blend | Per Appliance | 3637.19 | 2827.09 | 810.1 | 0.22273 | 7 | 0.12395 | 0.089921 | 224 | Miscellaneous | Others |  | 1
Equipment | LED - 14W_CFL Baseline | LED (assume 14W) replacing CFL | 100W equivalent CFL | Commercial | Turnover | Assembly | FPL Blend | Per Lamp | 60.67 | 36.93 | 23.74 | 0.3913 | 10 | 0.0039646 | 0.0019229 | 0.87 | Interior Lighting | Spot lighting |  | 1
Equipment | LED - 14W_CFL Baseline | LED (assume 14W) replacing CFL | 100W equivalent CFL | Commercial | New | Assembly | FPL Blend | Per Lamp | 60.67 | 36.93 | 23.74 | 0.3913 | 10 | 0.0039646 | 0.0019229 | 0.87 | Interior Lighting | Spot lighting |  | 1
Equipment | LED - 14W_CFL Baseline | LED (assume 14W) replacing CFL | 100W equivalent CFL | Commercial | Turnover | College and University | FPL Blend | Per Lamp | 82.27 | 50.08 | 32.19 | 0.39127 | 10 | 0.003734 | 0.0028971 | 0.87 | Interior Lighting | Spot lighting |  | 1
Equipment | LED - 14W_CFL Baseline | LED (assume 14W) replacing CFL | 100W equivalent CFL | Commercial | New | College and University | FPL Blend | Per Lamp | 82.27 | 50.08 | 32.19 | 0.39127 | 10 | 0.003734 | 0.0028971 | 0.87 | Interior Lighting | Spot lighting |  | 1
Equipment | LED - 14W_CFL Baseline | LED (assume 14W) replacing CFL | 100W equivalent CFL | Commercial | Turnover | Data Center | FPL Blend | Per Lamp | 85.95 | 52.32 | 33.63 | 0.39127 | 10 | 0.0038338 | 0.004271 | 0.87 | Interior Lighting | Spot lighting |  | 1
Equipment | LED - 14W_CFL Baseline | LED (assume 14W) replacing CFL | 100W equivalent CFL | Commercial | New | Data Center | FPL Blend | Per Lamp | 85.95 | 52.32 | 33.63 | 0.39127 | 10 | 0.0038338 | 0.004271 | 0.87 | Interior Lighting | Spot lighting |  | 1
Equipment | LED - 14W_CFL Baseline | LED (assume 14W) replacing CFL | 100W equivalent CFL | Commercial | Turnover | Grocery | FPL Blend | Per Lamp | 158.7 | 96.6 | 62.1 | 0.3913 | 10 | 0.010557 | 0.0047196 | 0.87 | Interior Lighting | Spot lighting |  | 1
Equipment | LED - 14W_CFL Baseline | LED (assume 14W) replacing CFL | 100W equivalent CFL | Commercial | New | Grocery | FPL Blend | Per Lamp | 158.7 | 96.6 | 62.1 | 0.3913 | 10 | 0.010557 | 0.0047196 | 0.87 | Interior Lighting | Spot lighting |  | 1
Equipment | LED - 14W_CFL Baseline | LED (assume 14W) replacing CFL | 100W equivalent CFL | Commercial | Turnover | Healthcare | FPL Blend | Per Lamp | 77.88 | 47.4 | 30.48 | 0.39137 | 10 | 0.0045415 | 0.003749 | 0.87 | Interior Lighting | Spot lighting |  | 1
Equipment | LED - 14W_CFL Baseline | LED (assume 14W) replacing CFL | 100W equivalent CFL | Commercial | New | Healthcare | FPL Blend | Per Lamp | 77.88 | 47.4 | 30.48 | 0.39137 | 10 | 0.0045415 | 0.003749 | 0.87 | Interior Lighting | Spot lighting |  | 1
Equipment | LED - 14W_CFL Baseline | LED (assume 14W) replacing CFL | 100W equivalent CFL | Commercial | Turnover | Hospitals | FPL Blend | Per Lamp | 131.79 | 80.22 | 51.57 | 0.3913 | 10 | 0.0059821 | 0.0046413 | 0.87 | Interior Lighting | Spot lighting |  | 1
Equipment | LED - 14W_CFL Baseline | LED (assume 14W) replacing CFL | 100W equivalent CFL | Commercial | New | Hospitals | FPL Blend | Per Lamp | 131.79 | 80.22 | 51.57 | 0.3913 | 10 | 0.0059821 | 0.0046413 | 0.87 | Interior Lighting | Spot lighting |  | 1
Equipment | LED - 14W_CFL Baseline | LED (assume 14W) replacing CFL | 100W equivalent CFL | Commercial | Turnover | Institutional | FPL Blend | Per Lamp | 79.86 | 48.61 | 31.25 | 0.39131 | 10 | 0.0032812 | 0.0044687 | 0.87 | Interior Lighting | Spot lighting |  | 1
Equipment | LED - 14W_CFL Baseline | LED (assume 14W) replacing CFL | 100W equivalent CFL | Commercial | New | Institutional | FPL Blend | Per Lamp | 79.86 | 48.61 | 31.25 | 0.39131 | 10 | 0.0032812 | 0.0044687 | 0.87 | Interior Lighting | Spot lighting |  | 1
Equipment | LED - 14W_CFL Baseline | LED (assume 14W) replacing CFL | 100W equivalent CFL | Commercial | Turnover | Lodging/Hospitality | FPL Blend | Per Lamp | 111.37 | 67.79 | 43.58 | 0.39131 | 10 | 0.0035736 | 0.0050553 | 0.87 | Interior Lighting | Spot lighting |  | 1
Equipment | LED - 14W_CFL Baseline | LED (assume 14W) replacing CFL | 100W equivalent CFL | Commercial | New | Lodging/Hospitality | FPL Blend | Per Lamp | 111.37 | 67.79 | 43.58 | 0.39131 | 10 | 0.0035736 | 0.0050553 | 0.87 | Interior Lighting | Spot lighting |  | 1
Equipment | LED - 14W_CFL Baseline | LED (assume 14W) replacing CFL | 100W equivalent CFL | Commercial | Turnover | Miscellaneous | FPL Blend | Per Lamp | 94.46 | 57.5 | 36.96 | 0.39128 | 10 | 0.0042134 | 0.0046939 | 0.87 | Interior Lighting | Spot lighting |  | 1
Equipment | LED - 14W_CFL Baseline | LED (assume 14W) replacing CFL | 100W equivalent CFL | Commercial | New | Miscellaneous | FPL Blend | Per Lamp | 94.46 | 57.5 | 36.96 | 0.39128 | 10 | 0.0042134 | 0.0046939 | 0.87 | Interior Lighting | Spot lighting |  | 1
Equipment | LED - 14W_CFL Baseline | LED (assume 14W) replacing CFL | 100W equivalent CFL | Commercial | Turnover | Offices | FPL Blend | Per Lamp | 86.02 | 52.36 | 33.66 | 0.3913 | 10 | 0.0038372 | 0.0042748 | 0.87 | Interior Lighting | Spot lighting |  | 1
Equipment | LED - 14W_CFL Baseline | LED (assume 14W) replacing CFL | 100W equivalent CFL | Commercial | New | Offices | FPL Blend | Per Lamp | 86.02 | 52.36 | 33.66 | 0.3913 | 10 | 0.0038372 | 0.0042748 | 0.87 | Interior Lighting | Spot lighting |  | 1
Equipment | LED - 14W_CFL Baseline | LED (assume 14W) replacing CFL | 100W equivalent CFL | Commercial | Turnover | Restaurants | FPL Blend | Per Lamp | 121.39 | 73.89 | 47.5 | 0.3913 | 10 | 0.007125 | 0.0041325 | 0.87 | Interior Lighting | Spot lighting |  | 1
Equipment | LED - 14W_CFL Baseline | LED (assume 14W) replacing CFL | 100W equivalent CFL | Commercial | New | Restaurants | FPL Blend | Per Lamp | 121.39 | 73.89 | 47.5 | 0.3913 | 10 | 0.007125 | 0.0041325 | 0.87 | Interior Lighting | Spot lighting |  | 1
Equipment | LED - 14W_CFL Baseline | LED (assume 14W) replacing CFL | 100W equivalent CFL | Commercial | Turnover | Retail | FPL Blend | Per Lamp | 84.36 | 51.35 | 33.01 | 0.3913 | 10 | 0.0055457 | 0.0025748 | 0.87 | Interior Lighting | Spot lighting |  | 1
Equipment | LED - 14W_CFL Baseline | LED (assume 14W) replacing CFL | 100W equivalent CFL | Commercial | New | Retail | FPL Blend | Per Lamp | 84.36 | 51.35 | 33.01 | 0.3913 | 10 | 0.0055457 | 0.0025748 | 0.87 | Interior Lighting | Spot lighting |  | 1
Equipment | LED - 14W_CFL Baseline | LED (assume 14W) replacing CFL | 100W equivalent CFL | Commercial | Turnover | Schools K-12 | FPL Blend | Per Lamp | 63.87 | 38.88 | 24.99 | 0.39126 | 10 | 0.0026489 | 0.0029738 | 0.87 | Interior Lighting | Spot lighting |  | 1
Equipment | LED - 14W_CFL Baseline | LED (assume 14W) replacing CFL | 100W equivalent CFL | Commercial | New | Schools K-12 | FPL Blend | Per Lamp | 63.87 | 38.88 | 24.99 | 0.39126 | 10 | 0.0026489 | 0.0029738 | 0.87 | Interior Lighting | Spot lighting |  | 1
Equipment | LED - 14W_CFL Baseline | LED (assume 14W) replacing CFL | 100W equivalent CFL | Commercial | Turnover | Warehouse | FPL Blend | Per Lamp | 83.93 | 51.09 | 32.84 | 0.39128 | 10 | 0.0055171 | 0.0039408 | 0.87 | Interior Lighting | Spot lighting |  | 1
Equipment | LED - 14W_CFL Baseline | LED (assume 14W) replacing CFL | 100W equivalent CFL | Commercial | New | Warehouse | FPL Blend | Per Lamp | 83.93 | 51.09 | 32.84 | 0.39128 | 10 | 0.0055171 | 0.0039408 | 0.87 | Interior Lighting | Spot lighting |  | 1
Equipment | Energy Star Hot Food Holding Cabinet | One Hot Food Holding Cabinet meeting current ENERGY STAR Version 2.0 Standards | One Standard Hot Food Holding Cabinet | Commercial | Turnover | Assembly | FPL Blend | Per Unit | 3285 | 1554.9 | 1730.1 | 0.52667 | 12 | 0.28201 | 0.10381 | 2788 | Cooking | Cooking other |  | 1
Equipment | Energy Star Hot Food Holding Cabinet | One Hot Food Holding Cabinet meeting current ENERGY STAR Version 2.0 Standards | One Standard Hot Food Holding Cabinet | Commercial | New | Assembly | FPL Blend | Per Unit | 3285 | 1554.9 | 1730.1 | 0.52667 | 12 | 0.28201 | 0.10381 | 2788 | Cooking | Cooking other |  | 1
Equipment | Energy Star Hot Food Holding Cabinet | One Hot Food Holding Cabinet meeting current ENERGY STAR Version 2.0 Standards | One Standard Hot Food Holding Cabinet | Commercial | Turnover | College and University | FPL Blend | Per Unit | 3285 | 1554.9 | 1730.1 | 0.52667 | 12 | 0.28201 | 0.10381 | 2788 | Cooking | Cooking other |  | 1
Equipment | Energy Star Hot Food Holding Cabinet | One Hot Food Holding Cabinet meeting current ENERGY STAR Version 2.0 Standards | One Standard Hot Food Holding Cabinet | Commercial | New | College and University | FPL Blend | Per Unit | 3285 | 1554.9 | 1730.1 | 0.52667 | 12 | 0.28201 | 0.10381 | 2788 | Cooking | Cooking other |  | 1
Equipment | Energy Star Hot Food Holding Cabinet | One Hot Food Holding Cabinet meeting current ENERGY STAR Version 2.0 Standards | One Standard Hot Food Holding Cabinet | Commercial | Turnover | Data Center | FPL Blend | Per Unit | 3285 | 1554.9 | 1730.1 | 0.52667 | 12 | 0.10208 | 0.18512 | 2788 | Cooking | Cooking other |  | 1
Equipment | Energy Star Hot Food Holding Cabinet | One Hot Food Holding Cabinet meeting current ENERGY STAR Version 2.0 Standards | One Standard Hot Food Holding Cabinet | Commercial | New | Data Center | FPL Blend | Per Unit | 3285 | 1554.9 | 1730.1 | 0.52667 | 12 | 0.10208 | 0.18512 | 2788 | Cooking | Cooking other |  | 1
Equipment | Energy Star Hot Food Holding Cabinet | One Hot Food Holding Cabinet meeting current ENERGY STAR Version 2.0 Standards | One Standard Hot Food Holding Cabinet | Commercial | Turnover | Grocery | FPL Blend | Per Unit | 3285 | 1554.9 | 1730.1 | 0.52667 | 12 | 0.28201 | 0.10381 | 2788 | Cooking | Cooking other |  | 1
Equipment | Energy Star Hot Food Holding Cabinet | One Hot Food Holding Cabinet meeting current ENERGY STAR Version 2.0 Standards | One Standard Hot Food Holding Cabinet | Commercial | New | Grocery | FPL Blend | Per Unit | 3285 | 1554.9 | 1730.1 | 0.52667 | 12 | 0.28201 | 0.10381 | 2788 | Cooking | Cooking other |  | 1
Equipment | Energy Star Hot Food Holding Cabinet | One Hot Food Holding Cabinet meeting current ENERGY STAR Version 2.0 Standards | One Standard Hot Food Holding Cabinet | Commercial | Turnover | Healthcare | FPL Blend | Per Unit | 3285 | 1554.9 | 1730.1 | 0.52667 | 12 | 0.20415 | 0.22837 | 2788 | Cooking | Cooking other |  | 1
Equipment | Energy Star Hot Food Holding Cabinet | One Hot Food Holding Cabinet meeting current ENERGY STAR Version 2.0 Standards | One Standard Hot Food Holding Cabinet | Commercial | New | Healthcare | FPL Blend | Per Unit | 3285 | 1554.9 | 1730.1 | 0.52667 | 12 | 0.20415 | 0.22837 | 2788 | Cooking | Cooking other |  | 1
Equipment | Energy Star Hot Food Holding Cabinet | One Hot Food Holding Cabinet meeting current ENERGY STAR Version 2.0 Standards | One Standard Hot Food Holding Cabinet | Commercial | Turnover | Hospitals | FPL Blend | Per Unit | 3285 | 1554.9 | 1730.1 | 0.52667 | 12 | 0.28201 | 0.10381 | 2788 | Cooking | Cooking other |  | 1
Equipment | Energy Star Hot Food Holding Cabinet | One Hot Food Holding Cabinet meeting current ENERGY STAR Version 2.0 Standards | One Standard Hot Food Holding Cabinet | Commercial | New | Hospitals | FPL Blend | Per Unit | 3285 | 1554.9 | 1730.1 | 0.52667 | 12 | 0.28201 | 0.10381 | 2788 | Cooking | Cooking other |  | 1
Equipment | Energy Star Hot Food Holding Cabinet | One Hot Food Holding Cabinet meeting current ENERGY STAR Version 2.0 Standards | One Standard Hot Food Holding Cabinet | Commercial | Turnover | Institutional | FPL Blend | Per Unit | 3285 | 1554.9 | 1730.1 | 0.52667 | 12 | 0.10208 | 0.18512 | 2788 | Cooking | Cooking other |  | 1
Equipment | Energy Star Hot Food Holding Cabinet | One Hot Food Holding Cabinet meeting current ENERGY STAR Version 2.0 Standards | One Standard Hot Food Holding Cabinet | Commercial | New | Institutional | FPL Blend | Per Unit | 3285 | 1554.9 | 1730.1 | 0.52667 | 12 | 0.10208 | 0.18512 | 2788 | Cooking | Cooking other |  | 1
Equipment | Energy Star Hot Food Holding Cabinet | One Hot Food Holding Cabinet meeting current ENERGY STAR Version 2.0 Standards | One Standard Hot Food Holding Cabinet | Commercial | Turnover | Lodging/Hospitality | FPL Blend | Per Unit | 3285 | 1554.9 | 1730.1 | 0.52667 | 12 | 0.31488 | 0.14014 | 2788 | Cooking | Cooking other |  | 1
Equipment | Energy Star Hot Food Holding Cabinet | One Hot Food Holding Cabinet meeting current ENERGY STAR Version 2.0 Standards | One Standard Hot Food Holding Cabinet | Commercial | New | Lodging/Hospitality | FPL Blend | Per Unit | 3285 | 1554.9 | 1730.1 | 0.52667 | 12 | 0.31488 | 0.14014 | 2788 | Cooking | Cooking other |  | 1
Equipment | Energy Star Hot Food Holding Cabinet | One Hot Food Holding Cabinet meeting current ENERGY STAR Version 2.0 Standards | One Standard Hot Food Holding Cabinet | Commercial | Turnover | Miscellaneous | FPL Blend | Per Unit | 3285 | 1554.9 | 1730.1 | 0.52667 | 12 | 0.10208 | 0.18512 | 2788 | Cooking | Cooking other |  | 1
Equipment | Energy Star Hot Food Holding Cabinet | One Hot Food Holding Cabinet meeting current ENERGY STAR Version 2.0 Standards | One Standard Hot Food Holding Cabinet | Commercial | New | Miscellaneous | FPL Blend | Per Unit | 3285 | 1554.9 | 1730.1 | 0.52667 | 12 | 0.10208 | 0.18512 | 2788 | Cooking | Cooking other |  | 1
Equipment | Energy Star Hot Food Holding Cabinet | One Hot Food Holding Cabinet meeting current ENERGY STAR Version 2.0 Standards | One Standard Hot Food Holding Cabinet | Commercial | Turnover | Offices | FPL Blend | Per Unit | 3285 | 1554.9 | 1730.1 | 0.52667 | 12 | 0.10208 | 0.18512 | 2788 | Cooking | Cooking other |  | 1
Equipment | Energy Star Hot Food Holding Cabinet | One Hot Food Holding Cabinet meeting current ENERGY STAR Version 2.0 Standards | One Standard Hot Food Holding Cabinet | Commercial | New | Offices | FPL Blend | Per Unit | 3285 | 1554.9 | 1730.1 | 0.52667 | 12 | 0.10208 | 0.18512 | 2788 | Cooking | Cooking other |  | 1
Equipment | Energy Star Hot Food Holding Cabinet | One Hot Food Holding Cabinet meeting current ENERGY STAR Version 2.0 Standards | One Standard Hot Food Holding Cabinet | Commercial | Turnover | Restaurants | FPL Blend | Per Unit | 3285 | 1554.9 | 1730.1 | 0.52667 | 12 | 0.33045 | 0.17474 | 2788 | Cooking | Cooking other |  | 1
Equipment | Energy Star Hot Food Holding Cabinet | One Hot Food Holding Cabinet meeting current ENERGY STAR Version 2.0 Standards | One Standard Hot Food Holding Cabinet | Commercial | New | Restaurants | FPL Blend | Per Unit | 3285 | 1554.9 | 1730.1 | 0.52667 | 12 | 0.33045 | 0.17474 | 2788 | Cooking | Cooking other |  | 1
Equipment | Energy Star Hot Food Holding Cabinet | One Hot Food Holding Cabinet meeting current ENERGY STAR Version 2.0 Standards | One Standard Hot Food Holding Cabinet | Commercial | Turnover | Retail | FPL Blend | Per Unit | 3285 | 1554.9 | 1730.1 | 0.52667 | 12 | 0.28201 | 0.10381 | 2788 | Cooking | Cooking other |  | 1
Equipment | Energy Star Hot Food Holding Cabinet | One Hot Food Holding Cabinet meeting current ENERGY STAR Version 2.0 Standards | One Standard Hot Food Holding Cabinet | Commercial | New | Retail | FPL Blend | Per Unit | 3285 | 1554.9 | 1730.1 | 0.52667 | 12 | 0.28201 | 0.10381 | 2788 | Cooking | Cooking other |  | 1
Equipment | Energy Star Hot Food Holding Cabinet | One Hot Food Holding Cabinet meeting current ENERGY STAR Version 2.0 Standards | One Standard Hot Food Holding Cabinet | Commercial | Turnover | Schools K-12 | FPL Blend | Per Unit | 3285 | 1554.9 | 1730.1 | 0.52667 | 12 | 0.10208 | 0.18512 | 2788 | Cooking | Cooking other |  | 1
Equipment | Energy Star Hot Food Holding Cabinet | One Hot Food Holding Cabinet meeting current ENERGY STAR Version 2.0 Standards | One Standard Hot Food Holding Cabinet | Commercial | New | Schools K-12 | FPL Blend | Per Unit | 3285 | 1554.9 | 1730.1 | 0.52667 | 12 | 0.10208 | 0.18512 | 2788 | Cooking | Cooking other |  | 1
Equipment | Energy Star Hot Food Holding Cabinet | One Hot Food Holding Cabinet meeting current ENERGY STAR Version 2.0 Standards | One Standard Hot Food Holding Cabinet | Commercial | Turnover | Warehouse | FPL Blend | Per Unit | 3285 | 1554.9 | 1730.1 | 0.52667 | 12 | 0.10208 | 0.18512 | 2788 | Cooking | Cooking other |  | 1
Equipment | Energy Star Hot Food Holding Cabinet | One Hot Food Holding Cabinet meeting current ENERGY STAR Version 2.0 Standards | One Standard Hot Food Holding Cabinet | Commercial | New | Warehouse | FPL Blend | Per Unit | 3285 | 1554.9 | 1730.1 | 0.52667 | 12 | 0.10208 | 0.18512 | 2788 | Cooking | Cooking other |  | 1
Equipment | Efficient New Construction Lighting | Efficient New Construction Lighting, 15% Better than Code | New Construction with Lighting Power Density meeting Code Minimum | Commercial | New | Assembly | FPL Blend | Per Premise | 49335.88 | 41935.49 | 7400.39 | 0.15 | 15 | 1.2359 | 0.59943 | 14494.05 | Interior Lighting | High bay |  | 2
Equipment | Efficient New Construction Lighting | Efficient New Construction Lighting, 15% Better than Code | New Construction with Lighting Power Density meeting Code Minimum | Commercial | New | College and University | FPL Blend | Per Premise | 70661.06 | 60061.9 | 10599.16 | 0.15 | 15 | 1.2295 | 0.95392 | 22680.84 | Interior Lighting | High bay |  | 2
Equipment | Efficient New Construction Lighting | Efficient New Construction Lighting, 15% Better than Code | New Construction with Lighting Power Density meeting Code Minimum | Commercial | New | Data Center | FPL Blend | Per Premise | 308469.66 | 262199.21 | 46270.45 | 0.15 | 15 | 5.2748 | 5.8763 | 97172.91 | Interior Lighting | High bay |  | 2
Equipment | Efficient New Construction Lighting | Efficient New Construction Lighting, 15% Better than Code | New Construction with Lighting Power Density meeting Code Minimum | Commercial | New | Grocery | FPL Blend | Per Premise | 19477.18 | 16555.6 | 2921.58 | 0.15 | 15 | 0.49667 | 0.22204 | 2476.59 | Interior Lighting | High bay |  | 2
Equipment | Efficient New Construction Lighting | Efficient New Construction Lighting, 15% Better than Code | New Construction with Lighting Power Density meeting Code Minimum | Commercial | New | Healthcare | FPL Blend | Per Premise | 26463.01 | 22493.56 | 3969.45 | 0.15 | 15 | 0.59145 | 0.48824 | 8863.83 | Interior Lighting | High bay |  | 2
Equipment | Efficient New Construction Lighting | Efficient New Construction Lighting, 15% Better than Code | New Construction with Lighting Power Density meeting Code Minimum | Commercial | New | Hospitals | FPL Blend | Per Premise | 1134368.96 | 964213.62 | 170155.34 | 0.15 | 15 | 19.738 | 15.314 | 175344.99 | Interior Lighting | High bay |  | 2
Equipment | Efficient New Construction Lighting | Efficient New Construction Lighting, 15% Better than Code | New Construction with Lighting Power Density meeting Code Minimum | Commercial | New | Institutional | FPL Blend | Per Premise | 40626.29 | 34532.35 | 6093.94 | 0.15 | 15 | 0.63986 | 0.87143 | 11576.64 | Interior Lighting | High bay |  | 2
Equipment | Efficient New Construction Lighting | Efficient New Construction Lighting, 15% Better than Code | New Construction with Lighting Power Density meeting Code Minimum | Commercial | New | Lodging/Hospitality | FPL Blend | Per Premise | 157723.31 | 134064.81 | 23658.5 | 0.15 | 15 | 1.94 | 2.7444 | 40391.76 | Interior Lighting | High bay |  | 2
Equipment | Efficient New Construction Lighting | Efficient New Construction Lighting, 15% Better than Code | New Construction with Lighting Power Density meeting Code Minimum | Commercial | New | Miscellaneous | FPL Blend | Per Premise | 124953.42 | 106210.41 | 18743.01 | 0.15 | 15 | 2.1367 | 2.3804 | 31438.65 | Interior Lighting | High bay |  | 2
Equipment | Efficient New Construction Lighting | Efficient New Construction Lighting, 15% Better than Code | New Construction with Lighting Power Density meeting Code Minimum | Commercial | New | Offices | FPL Blend | Per Premise | 52367.33 | 44512.23 | 7855.1 | 0.15 | 15 | 0.89548 | 0.9976 | 16483.32 | Interior Lighting | High bay |  | 2
Equipment | Efficient New Construction Lighting | Efficient New Construction Lighting, 15% Better than Code | New Construction with Lighting Power Density meeting Code Minimum | Commercial | New | Restaurants | FPL Blend | Per Premise | 23703.5 | 20147.97 | 3555.53 | 0.15 | 15 | 0.53333 | 0.30933 | 4640.7 | Interior Lighting | High bay |  | 2
Equipment | Efficient New Construction Lighting | Efficient New Construction Lighting, 15% Better than Code | New Construction with Lighting Power Density meeting Code Minimum | Commercial | New | Retail | FPL Blend | Per Premise | 90724.46 | 77115.79 | 13608.67 | 0.15 | 15 | 2.2863 | 1.0615 | 21700.62 | Interior Lighting | High bay |  | 2
Equipment | Efficient New Construction Lighting | Efficient New Construction Lighting, 15% Better than Code | New Construction with Lighting Power Density meeting Code Minimum | Commercial | New | Schools K-12 | FPL Blend | Per Premise | 74485.64 | 63312.79 | 11172.85 | 0.15 | 15 | 1.1843 | 1.3296 | 30796.02 | Interior Lighting | High bay |  | 2
Equipment | Efficient New Construction Lighting | Efficient New Construction Lighting, 15% Better than Code | New Construction with Lighting Power Density meeting Code Minimum | Commercial | New | Warehouse | FPL Blend | Per Premise | 34683.6 | 29481.06 | 5202.54 | 0.15 | 15 | 0.87403 | 0.6243 | 18415.86 | Interior Lighting | High bay |  | 2
Equipment | Efficient New Construction Lighting | Efficient New Construction Lighting, 15% Better than Code | New Construction with Lighting Power Density meeting Code Minimum | Commercial | New | Assembly | FPL Blend | Per Premise | 49335.88 | 41935.49 | 7400.39 | 0.15 | 15 | 1.2359 | 0.59943 | 14494.05 | Interior Lighting | Overhead (fluorescent/LED/CFL U-shape) |  | 2
Equipment | Efficient New Construction Lighting | Efficient New Construction Lighting, 15% Better than Code | New Construction with Lighting Power Density meeting Code Minimum | Commercial | New | College and University | FPL Blend | Per Premise | 70661.06 | 60061.9 | 10599.16 | 0.15 | 15 | 1.2295 | 0.95392 | 22680.84 | Interior Lighting | Overhead (fluorescent/LED/CFL U-shape) |  | 2
Equipment | Efficient New Construction Lighting | Efficient New Construction Lighting, 15% Better than Code | New Construction with Lighting Power Density meeting Code Minimum | Commercial | New | Data Center | FPL Blend | Per Premise | 308469.66 | 262199.21 | 46270.45 | 0.15 | 15 | 5.2748 | 5.8763 | 97172.91 | Interior Lighting | Overhead (fluorescent/LED/CFL U-shape) |  | 2
Equipment | Efficient New Construction Lighting | Efficient New Construction Lighting, 15% Better than Code | New Construction with Lighting Power Density meeting Code Minimum | Commercial | New | Grocery | FPL Blend | Per Premise | 19477.18 | 16555.6 | 2921.58 | 0.15 | 15 | 0.49667 | 0.22204 | 2476.59 | Interior Lighting | Overhead (fluorescent/LED/CFL U-shape) |  | 2
Equipment | Efficient New Construction Lighting | Efficient New Construction Lighting, 15% Better than Code | New Construction with Lighting Power Density meeting Code Minimum | Commercial | New | Healthcare | FPL Blend | Per Premise | 26463.01 | 22493.56 | 3969.45 | 0.15 | 15 | 0.59145 | 0.48824 | 8863.83 | Interior Lighting | Overhead (fluorescent/LED/CFL U-shape) |  | 2
Equipment | Efficient New Construction Lighting | Efficient New Construction Lighting, 15% Better than Code | New Construction with Lighting Power Density meeting Code Minimum | Commercial | New | Hospitals | FPL Blend | Per Premise | 1134368.96 | 964213.62 | 170155.34 | 0.15 | 15 | 19.738 | 15.314 | 175344.99 | Interior Lighting | Overhead (fluorescent/LED/CFL U-shape) |  | 2
Equipment | Efficient New Construction Lighting | Efficient New Construction Lighting, 15% Better than Code | New Construction with Lighting Power Density meeting Code Minimum | Commercial | New | Institutional | FPL Blend | Per Premise | 40626.29 | 34532.35 | 6093.94 | 0.15 | 15 | 0.63986 | 0.87143 | 11576.64 | Interior Lighting | Overhead (fluorescent/LED/CFL U-shape) |  | 2
Equipment | Efficient New Construction Lighting | Efficient New Construction Lighting, 15% Better than Code | New Construction with Lighting Power Density meeting Code Minimum | Commercial | New | Lodging/Hospitality | FPL Blend | Per Premise | 157723.31 | 134064.81 | 23658.5 | 0.15 | 15 | 1.94 | 2.7444 | 40391.76 | Interior Lighting | Overhead (fluorescent/LED/CFL U-shape) |  | 2
Equipment | Efficient New Construction Lighting | Efficient New Construction Lighting, 15% Better than Code | New Construction with Lighting Power Density meeting Code Minimum | Commercial | New | Miscellaneous | FPL Blend | Per Premise | 124953.42 | 106210.41 | 18743.01 | 0.15 | 15 | 2.1367 | 2.3804 | 31438.65 | Interior Lighting | Overhead (fluorescent/LED/CFL U-shape) |  | 2
Equipment | Efficient New Construction Lighting | Efficient New Construction Lighting, 15% Better than Code | New Construction with Lighting Power Density meeting Code Minimum | Commercial | New | Offices | FPL Blend | Per Premise | 52367.33 | 44512.23 | 7855.1 | 0.15 | 15 | 0.89548 | 0.9976 | 16483.32 | Interior Lighting | Overhead (fluorescent/LED/CFL U-shape) |  | 2
Equipment | Efficient New Construction Lighting | Efficient New Construction Lighting, 15% Better than Code | New Construction with Lighting Power Density meeting Code Minimum | Commercial | New | Restaurants | FPL Blend | Per Premise | 23703.5 | 20147.97 | 3555.53 | 0.15 | 15 | 0.53333 | 0.30933 | 4640.7 | Interior Lighting | Overhead (fluorescent/LED/CFL U-shape) |  | 2
Equipment | Efficient New Construction Lighting | Efficient New Construction Lighting, 15% Better than Code | New Construction with Lighting Power Density meeting Code Minimum | Commercial | New | Retail | FPL Blend | Per Premise | 90724.46 | 77115.79 | 13608.67 | 0.15 | 15 | 2.2863 | 1.0615 | 21700.62 | Interior Lighting | Overhead (fluorescent/LED/CFL U-shape) |  | 2
Equipment | Efficient New Construction Lighting | Efficient New Construction Lighting, 15% Better than Code | New Construction with Lighting Power Density meeting Code Minimum | Commercial | New | Schools K-12 | FPL Blend | Per Premise | 74485.64 | 63312.79 | 11172.85 | 0.15 | 15 | 1.1843 | 1.3296 | 30796.02 | Interior Lighting | Overhead (fluorescent/LED/CFL U-shape) |  | 2
Equipment | Efficient New Construction Lighting | Efficient New Construction Lighting, 15% Better than Code | New Construction with Lighting Power Density meeting Code Minimum | Commercial | New | Warehouse | FPL Blend | Per Premise | 34683.6 | 29481.06 | 5202.54 | 0.15 | 15 | 0.87403 | 0.6243 | 18415.86 | Interior Lighting | Overhead (fluorescent/LED/CFL U-shape) |  | 2
NonEquipment | Auto Off Time Switch | Auto-Off Time Switch on Interior Lighting, 500 Watts Controlled |  | Commercial | Existing | Assembly | FPL Blend | Per 500W Controlled | 1319 | 1002.44 | 316.56 | 0.24 | 10 | 0.052866 | 0.025641 | 282 | Interior Lighting |  | Overhead (fluorescent/LED/CFL U-shape) | 1
NonEquipment | Auto Off Time Switch | Auto-Off Time Switch on Interior Lighting, 500 Watts Controlled | 500 Watts of Lighting, Manually Controlled | Commercial | New | Assembly | FPL Blend | Per 500W Controlled | 1319 | 1002.44 | 316.56 | 0.24 | 10 | 0.052866 | 0.025641 | 282 | Interior Lighting |  | Overhead (fluorescent/LED/CFL U-shape) | 1
NonEquipment | Auto Off Time Switch | Auto-Off Time Switch on Interior Lighting, 500 Watts Controlled |  | Commercial | Existing | College and University | FPL Blend | Per 500W Controlled | 1788.5 | 1359.26 | 429.24 | 0.24 | 10 | 0.049792 | 0.038632 | 282 | Interior Lighting |  | Overhead (fluorescent/LED/CFL U-shape) | 1
NonEquipment | Auto Off Time Switch | Auto-Off Time Switch on Interior Lighting, 500 Watts Controlled | 500 Watts of Lighting, Manually Controlled | Commercial | New | College and University | FPL Blend | Per 500W Controlled | 1788.5 | 1359.26 | 429.24 | 0.24 | 10 | 0.049792 | 0.038632 | 282 | Interior Lighting |  | Overhead (fluorescent/LED/CFL U-shape) | 1
NonEquipment | Auto Off Time Switch | Auto-Off Time Switch on Interior Lighting, 500 Watts Controlled |  | Commercial | Existing | Data Center | FPL Blend | Per 500W Controlled | 1868.5 | 1420.06 | 448.44 | 0.24 | 10 | 0.051122 | 0.056952 | 282 | Interior Lighting |  | Overhead (fluorescent/LED/CFL U-shape) | 1
NonEquipment | Auto Off Time Switch | Auto-Off Time Switch on Interior Lighting, 500 Watts Controlled | 500 Watts of Lighting, Manually Controlled | Commercial | New | Data Center | FPL Blend | Per 500W Controlled | 1868.5 | 1420.06 | 448.44 | 0.24 | 10 | 0.051122 | 0.056952 | 282 | Interior Lighting |  | Overhead (fluorescent/LED/CFL U-shape) | 1
NonEquipment | Auto Off Time Switch | Auto-Off Time Switch on Interior Lighting, 500 Watts Controlled |  | Commercial | Existing | Grocery | FPL Blend | Per 500W Controlled | 3450 | 2622 | 828 | 0.24 | 10 | 0.14076 | 0.062928 | 282 | Interior Lighting |  | Overhead (fluorescent/LED/CFL U-shape) | 1
NonEquipment | Auto Off Time Switch | Auto-Off Time Switch on Interior Lighting, 500 Watts Controlled | 500 Watts of Lighting, Manually Controlled | Commercial | New | Grocery | FPL Blend | Per 500W Controlled | 3450 | 2622 | 828 | 0.24 | 10 | 0.14076 | 0.062928 | 282 | Interior Lighting |  | Overhead (fluorescent/LED/CFL U-shape) | 1
NonEquipment | Auto Off Time Switch | Auto-Off Time Switch on Interior Lighting, 500 Watts Controlled |  | Commercial | Existing | Healthcare | FPL Blend | Per 500W Controlled | 1693 | 1286.68 | 406.32 | 0.24 | 10 | 0.060542 | 0.049977 | 282 | Interior Lighting |  | Overhead (fluorescent/LED/CFL U-shape) | 1
NonEquipment | Auto Off Time Switch | Auto-Off Time Switch on Interior Lighting, 500 Watts Controlled | 500 Watts of Lighting, Manually Controlled | Commercial | New | Healthcare | FPL Blend | Per 500W Controlled | 1693 | 1286.68 | 406.32 | 0.24 | 10 | 0.060542 | 0.049977 | 282 | Interior Lighting |  | Overhead (fluorescent/LED/CFL U-shape) | 1
NonEquipment | Auto Off Time Switch | Auto-Off Time Switch on Interior Lighting, 500 Watts Controlled |  | Commercial | Existing | Hospitals | FPL Blend | Per 500W Controlled | 2865 | 2177.4 | 687.6 | 0.24 | 10 | 0.079762 | 0.061884 | 282 | Interior Lighting |  | Overhead (fluorescent/LED/CFL U-shape) | 1
NonEquipment | Auto Off Time Switch | Auto-Off Time Switch on Interior Lighting, 500 Watts Controlled | 500 Watts of Lighting, Manually Controlled | Commercial | New | Hospitals | FPL Blend | Per 500W Controlled | 2865 | 2177.4 | 687.6 | 0.24 | 10 | 0.079762 | 0.061884 | 282 | Interior Lighting |  | Overhead (fluorescent/LED/CFL U-shape) | 1
NonEquipment | Auto Off Time Switch | Auto-Off Time Switch on Interior Lighting, 500 Watts Controlled |  | Commercial | Existing | Institutional | FPL Blend | Per 500W Controlled | 1736 | 1319.36 | 416.64 | 0.24 | 10 | 0.043747 | 0.05958 | 282 | Interior Lighting |  | Overhead (fluorescent/LED/CFL U-shape) | 1
NonEquipment | Auto Off Time Switch | Auto-Off Time Switch on Interior Lighting, 500 Watts Controlled | 500 Watts of Lighting, Manually Controlled | Commercial | New | Institutional | FPL Blend | Per 500W Controlled | 1736 | 1319.36 | 416.64 | 0.24 | 10 | 0.043747 | 0.05958 | 282 | Interior Lighting |  | Overhead (fluorescent/LED/CFL U-shape) | 1
NonEquipment | Auto Off Time Switch | Auto-Off Time Switch on Interior Lighting, 500 Watts Controlled |  | Commercial | Existing | Lodging/Hospitality | FPL Blend | Per 500W Controlled | 2421 | 1839.96 | 581.04 | 0.24 | 10 | 0.047645 | 0.067401 | 282 | Interior Lighting |  | Overhead (fluorescent/LED/CFL U-shape) | 1
NonEquipment | Auto Off Time Switch | Auto-Off Time Switch on Interior Lighting, 500 Watts Controlled | 500 Watts of Lighting, Manually Controlled | Commercial | New | Lodging/Hospitality | FPL Blend | Per 500W Controlled | 2421 | 1839.96 | 581.04 | 0.24 | 10 | 0.047645 | 0.067401 | 282 | Interior Lighting |  | Overhead (fluorescent/LED/CFL U-shape) | 1
NonEquipment | Auto Off Time Switch | Auto-Off Time Switch on Interior Lighting, 500 Watts Controlled |  | Commercial | Existing | Miscellaneous | FPL Blend | Per 500W Controlled | 2053.5 | 1560.66 | 492.84 | 0.24 | 10 | 0.056184 | 0.062591 | 282 | Interior Lighting |  | Overhead (fluorescent/LED/CFL U-shape) | 1
NonEquipment | Auto Off Time Switch | Auto-Off Time Switch on Interior Lighting, 500 Watts Controlled | 500 Watts of Lighting, Manually Controlled | Commercial | New | Miscellaneous | FPL Blend | Per 500W Controlled | 2053.5 | 1560.66 | 492.84 | 0.24 | 10 | 0.056184 | 0.062591 | 282 | Interior Lighting |  | Overhead (fluorescent/LED/CFL U-shape) | 1
NonEquipment | Auto Off Time Switch | Auto-Off Time Switch on Interior Lighting, 500 Watts Controlled |  | Commercial | Existing | Offices | FPL Blend | Per 500W Controlled | 1870 | 1421.2 | 448.8 | 0.24 | 10 | 0.051163 | 0.056998 | 282 | Interior Lighting |  | Overhead (fluorescent/LED/CFL U-shape) | 1
NonEquipment | Auto Off Time Switch | Auto-Off Time Switch on Interior Lighting, 500 Watts Controlled | 500 Watts of Lighting, Manually Controlled | Commercial | New | Offices | FPL Blend | Per 500W Controlled | 1870 | 1421.2 | 448.8 | 0.24 | 10 | 0.051163 | 0.056998 | 282 | Interior Lighting |  | Overhead (fluorescent/LED/CFL U-shape) | 1
NonEquipment | Auto Off Time Switch | Auto-Off Time Switch on Interior Lighting, 500 Watts Controlled |  | Commercial | Existing | Restaurants | FPL Blend | Per 500W Controlled | 2639 | 2005.64 | 633.36 | 0.24 | 10 | 0.095004 | 0.055102 | 282 | Interior Lighting |  | Overhead (fluorescent/LED/CFL U-shape) | 1
NonEquipment | Auto Off Time Switch | Auto-Off Time Switch on Interior Lighting, 500 Watts Controlled | 500 Watts of Lighting, Manually Controlled | Commercial | New | Restaurants | FPL Blend | Per 500W Controlled | 2639 | 2005.64 | 633.36 | 0.24 | 10 | 0.095004 | 0.055102 | 282 | Interior Lighting |  | Overhead (fluorescent/LED/CFL U-shape) | 1
NonEquipment | Auto Off Time Switch | Auto-Off Time Switch on Interior Lighting, 500 Watts Controlled |  | Commercial | Existing | Retail | FPL Blend | Per 500W Controlled | 1834 | 1393.84 | 440.16 | 0.24 | 10 | 0.073947 | 0.034332 | 282 | Interior Lighting |  | Overhead (fluorescent/LED/CFL U-shape) | 1
NonEquipment | Auto Off Time Switch | Auto-Off Time Switch on Interior Lighting, 500 Watts Controlled | 500 Watts of Lighting, Manually Controlled | Commercial | New | Retail | FPL Blend | Per 500W Controlled | 1834 | 1393.84 | 440.16 | 0.24 | 10 | 0.073947 | 0.034332 | 282 | Interior Lighting |  | Overhead (fluorescent/LED/CFL U-shape) | 1
NonEquipment | Auto Off Time Switch | Auto-Off Time Switch on Interior Lighting, 500 Watts Controlled |  | Commercial | Existing | Schools K-12 | FPL Blend | Per 500W Controlled | 1388.5 | 1055.26 | 333.24 | 0.24 | 10 | 0.035323 | 0.039656 | 282 | Interior Lighting |  | Overhead (fluorescent/LED/CFL U-shape) | 1
NonEquipment | Auto Off Time Switch | Auto-Off Time Switch on Interior Lighting, 500 Watts Controlled | 500 Watts of Lighting, Manually Controlled | Commercial | New | Schools K-12 | FPL Blend | Per 500W Controlled | 1388.5 | 1055.26 | 333.24 | 0.24 | 10 | 0.035323 | 0.039656 | 282 | Interior Lighting |  | Overhead (fluorescent/LED/CFL U-shape) | 1
NonEquipment | Auto Off Time Switch | Auto-Off Time Switch on Interior Lighting, 500 Watts Controlled |  | Commercial | Existing | Warehouse | FPL Blend | Per 500W Controlled | 1824.5 | 1386.62 | 437.88 | 0.24 | 10 | 0.073564 | 0.052546 | 282 | Interior Lighting |  | Overhead (fluorescent/LED/CFL U-shape) | 1
NonEquipment | Auto Off Time Switch | Auto-Off Time Switch on Interior Lighting, 500 Watts Controlled | 500 Watts of Lighting, Manually Controlled | Commercial | New | Warehouse | FPL Blend | Per 500W Controlled | 1824.5 | 1386.62 | 437.88 | 0.24 | 10 | 0.073564 | 0.052546 | 282 | Interior Lighting |  | Overhead (fluorescent/LED/CFL U-shape) | 1
NonEquipment | Low Flow Shower Head | Low-Flow Handheld Showerhead, Flow Rate: 1.50 gpm |  | Commercial | Existing | Assembly | FPL Blend | Per Unit | 89.61 | 53.76 | 35.85 | 0.40007 | 10 | 0.0044574 | 0.0067887 | 12.34 | Domestic Hot Water |  | Centralized water heaters | 1
NonEquipment | Low Flow Shower Head | Low-Flow Handheld Showerhead, Flow Rate: 1.50 gpm | Standard Handheld Showerhead, Flow Rate: 2.50 gpm | Commercial | New | Assembly | FPL Blend | Per Unit | 89.61 | 53.76 | 35.85 | 0.40007 | 10 | 0.0044574 | 0.0067887 | 12.34 | Domestic Hot Water |  | Centralized water heaters | 1
NonEquipment | Low Flow Shower Head | Low-Flow Handheld Showerhead, Flow Rate: 1.50 gpm |  | Commercial | Existing | College and University | FPL Blend | Per Unit | 716.85 | 430.11 | 286.74 | 0.4 | 10 | 0.026293 | 0.031933 | 481.26 | Domestic Hot Water |  | Centralized water heaters | 1
NonEquipment | Low Flow Shower Head | Low-Flow Handheld Showerhead, Flow Rate: 1.50 gpm | Standard Handheld Showerhead, Flow Rate: 2.50 gpm | Commercial | New | College and University | FPL Blend | Per Unit | 716.85 | 430.11 | 286.74 | 0.4 | 10 | 0.026293 | 0.031933 | 481.26 | Domestic Hot Water |  | Centralized water heaters | 1
NonEquipment | Low Flow Shower Head | Low-Flow Handheld Showerhead, Flow Rate: 1.50 gpm |  | Commercial | Existing | Data Center | FPL Blend | Per Unit | 89.61 | 53.76 | 35.85 | 0.40007 | 10 | 0.0032874 | 0.0039924 | 209.78 | Domestic Hot Water |  | Centralized water heaters | 1
NonEquipment | Low Flow Shower Head | Low-Flow Handheld Showerhead, Flow Rate: 1.50 gpm | Standard Handheld Showerhead, Flow Rate: 2.50 gpm | Commercial | New | Data Center | FPL Blend | Per Unit | 89.61 | 53.76 | 35.85 | 0.40007 | 10 | 0.0032874 | 0.0039924 | 209.78 | Domestic Hot Water |  | Centralized water heaters | 1
NonEquipment | Low Flow Shower Head | Low-Flow Handheld Showerhead, Flow Rate: 1.50 gpm |  | Commercial | Existing | Grocery | FPL Blend | Per Unit | 89.61 | 53.76 | 35.85 | 0.40007 | 10 | 0.0044574 | 0.0067887 | 12.34 | Domestic Hot Water |  | Centralized water heaters | 1
NonEquipment | Low Flow Shower Head | Low-Flow Handheld Showerhead, Flow Rate: 1.50 gpm | Standard Handheld Showerhead, Flow Rate: 2.50 gpm | Commercial | New | Grocery | FPL Blend | Per Unit | 89.61 | 53.76 | 35.85 | 0.40007 | 10 | 0.0044574 | 0.0067887 | 12.34 | Domestic Hot Water |  | Centralized water heaters | 1
NonEquipment | Low Flow Shower Head | Low-Flow Handheld Showerhead, Flow Rate: 1.50 gpm |  | Commercial | Existing | Healthcare | FPL Blend | Per Unit | 89.61 | 53.76 | 35.85 | 0.40007 | 10 | 0.0032874 | 0.0039924 | 12.34 | Domestic Hot Water |  | Centralized water heaters | 1
NonEquipment | Low Flow Shower Head | Low-Flow Handheld Showerhead, Flow Rate: 1.50 gpm | Standard Handheld Showerhead, Flow Rate: 2.50 gpm | Commercial | New | Healthcare | FPL Blend | Per Unit | 89.61 | 53.76 | 35.85 | 0.40007 | 10 | 0.0032874 | 0.0039924 | 12.34 | Domestic Hot Water |  | Centralized water heaters | 1
NonEquipment | Low Flow Shower Head | Low-Flow Handheld Showerhead, Flow Rate: 1.50 gpm |  | Commercial | Existing | Hospitals | FPL Blend | Per Unit | 716.85 | 430.11 | 286.74 | 0.4 | 10 | 0.026293 | 0.031933 | 320.84 | Domestic Hot Water |  | Centralized water heaters | 1
NonEquipment | Low Flow Shower Head | Low-Flow Handheld Showerhead, Flow Rate: 1.50 gpm | Standard Handheld Showerhead, Flow Rate: 2.50 gpm | Commercial | New | Hospitals | FPL Blend | Per Unit | 716.85 | 430.11 | 286.74 | 0.4 | 10 | 0.026293 | 0.031933 | 320.84 | Domestic Hot Water |  | Centralized water heaters | 1
NonEquipment | Low Flow Shower Head | Low-Flow Handheld Showerhead, Flow Rate: 1.50 gpm |  | Commercial | Existing | Institutional | FPL Blend | Per Unit | 89.61 | 53.76 | 35.85 | 0.40007 | 10 | 0.0032874 | 0.0039924 | 271.48 | Domestic Hot Water |  | Centralized water heaters | 1
NonEquipment | Low Flow Shower Head | Low-Flow Handheld Showerhead, Flow Rate: 1.50 gpm | Standard Handheld Showerhead, Flow Rate: 2.50 gpm | Commercial | New | Institutional | FPL Blend | Per Unit | 89.61 | 53.76 | 35.85 | 0.40007 | 10 | 0.0032874 | 0.0039924 | 271.48 | Domestic Hot Water |  | Centralized water heaters | 1
NonEquipment | Low Flow Shower Head | Low-Flow Handheld Showerhead, Flow Rate: 1.50 gpm |  | Commercial | Existing | Lodging/Hospitality | FPL Blend | Per Unit | 1164.88 | 698.93 | 465.95 | 0.4 | 10 | 0.018335 | 0.073514 | 135.74 | Domestic Hot Water |  | Centralized water heaters | 1
NonEquipment | Low Flow Shower Head | Low-Flow Handheld Showerhead, Flow Rate: 1.50 gpm | Standard Handheld Showerhead, Flow Rate: 2.50 gpm | Commercial | New | Lodging/Hospitality | FPL Blend | Per Unit | 1164.88 | 698.93 | 465.95 | 0.4 | 10 | 0.018335 | 0.073514 | 135.74 | Domestic Hot Water |  | Centralized water heaters | 1
NonEquipment | Low Flow Shower Head | Low-Flow Handheld Showerhead, Flow Rate: 1.50 gpm |  | Commercial | Existing | Miscellaneous | FPL Blend | Per Unit | 89.61 | 53.76 | 35.85 | 0.40007 | 10 | 0.0044574 | 0.0067887 | 209.78 | Domestic Hot Water |  | Centralized water heaters | 1
NonEquipment | Low Flow Shower Head | Low-Flow Handheld Showerhead, Flow Rate: 1.50 gpm | Standard Handheld Showerhead, Flow Rate: 2.50 gpm | Commercial | New | Miscellaneous | FPL Blend | Per Unit | 89.61 | 53.76 | 35.85 | 0.40007 | 10 | 0.0044574 | 0.0067887 | 209.78 | Domestic Hot Water |  | Centralized water heaters | 1
NonEquipment | Low Flow Shower Head | Low-Flow Handheld Showerhead, Flow Rate: 1.50 gpm |  | Commercial | Existing | Offices | FPL Blend | Per Unit | 89.61 | 53.76 | 35.85 | 0.40007 | 10 | 0.0044574 | 0.0067887 | 24.68 | Domestic Hot Water |  | Centralized water heaters | 1
NonEquipment | Low Flow Shower Head | Low-Flow Handheld Showerhead, Flow Rate: 1.50 gpm | Standard Handheld Showerhead, Flow Rate: 2.50 gpm | Commercial | New | Offices | FPL Blend | Per Unit | 89.61 | 53.76 | 35.85 | 0.40007 | 10 | 0.0044574 | 0.0067887 | 24.68 | Domestic Hot Water |  | Centralized water heaters | 1
NonEquipment | Low Flow Shower Head | Low-Flow Handheld Showerhead, Flow Rate: 1.50 gpm |  | Commercial | Existing | Restaurants | FPL Blend | Per Unit | 89.61 | 53.76 | 35.85 | 0.40007 | 10 | 0.0044574 | 0.0067887 | 12.34 | Domestic Hot Water |  | Centralized water heaters | 1
NonEquipment | Low Flow Shower Head | Low-Flow Handheld Showerhead, Flow Rate: 1.50 gpm | Standard Handheld Showerhead, Flow Rate: 2.50 gpm | Commercial | New | Restaurants | FPL Blend | Per Unit | 89.61 | 53.76 | 35.85 | 0.40007 | 10 | 0.0044574 | 0.0067887 | 12.34 | Domestic Hot Water |  | Centralized water heaters | 1
NonEquipment | Low Flow Shower Head | Low-Flow Handheld Showerhead, Flow Rate: 1.50 gpm |  | Commercial | Existing | Retail | FPL Blend | Per Unit | 89.61 | 53.76 | 35.85 | 0.40007 | 10 | 0.0044574 | 0.0067887 | 24.68 | Domestic Hot Water |  | Centralized water heaters | 1
NonEquipment | Low Flow Shower Head | Low-Flow Handheld Showerhead, Flow Rate: 1.50 gpm | Standard Handheld Showerhead, Flow Rate: 2.50 gpm | Commercial | New | Retail | FPL Blend | Per Unit | 89.61 | 53.76 | 35.85 | 0.40007 | 10 | 0.0044574 | 0.0067887 | 24.68 | Domestic Hot Water |  | Centralized water heaters | 1
NonEquipment | Low Flow Shower Head | Low-Flow Handheld Showerhead, Flow Rate: 1.50 gpm |  | Commercial | Existing | Schools K-12 | FPL Blend | Per Unit | 89.61 | 53.76 | 35.85 | 0.40007 | 10 | 0.0044574 | 0.0067887 | 12.34 | Domestic Hot Water |  | Centralized water heaters | 1
NonEquipment | Low Flow Shower Head | Low-Flow Handheld Showerhead, Flow Rate: 1.50 gpm | Standard Handheld Showerhead, Flow Rate: 2.50 gpm | Commercial | New | Schools K-12 | FPL Blend | Per Unit | 89.61 | 53.76 | 35.85 | 0.40007 | 10 | 0.0044574 | 0.0067887 | 12.34 | Domestic Hot Water |  | Centralized water heaters | 1
NonEquipment | Low Flow Shower Head | Low-Flow Handheld Showerhead, Flow Rate: 1.50 gpm |  | Commercial | Existing | Warehouse | FPL Blend | Per Unit | 89.61 | 53.76 | 35.85 | 0.40007 | 10 | 0.0044574 | 0.0067887 | 12.34 | Domestic Hot Water |  | Centralized water heaters | 1
NonEquipment | Low Flow Shower Head | Low-Flow Handheld Showerhead, Flow Rate: 1.50 gpm | Standard Handheld Showerhead, Flow Rate: 2.50 gpm | Commercial | New | Warehouse | FPL Blend | Per Unit | 89.61 | 53.76 | 35.85 | 0.40007 | 10 | 0.0044574 | 0.0067887 | 12.34 | Domestic Hot Water |  | Centralized water heaters | 1
NonEquipment | Refrigeration Economizer | Walk-in refrigerator with economizer |  | Commercial | Existing | Assembly | FPL Blend | Per Ton | 9039.3 | 6508.3 | 2531 | 0.28 | 15 | 0.37965 | 0.30119 | 1692 | Refrigeration |  | Walk-in cooler | 1
NonEquipment | Refrigeration Economizer | Walk-in refrigerator with economizer | Walk-in refrigerator without economizer | Commercial | New | Assembly | FPL Blend | Per Ton | 9039.3 | 6508.3 | 2531 | 0.28 | 15 | 0.37965 | 0.30119 | 1692 | Refrigeration |  | Walk-in cooler | 1
NonEquipment | Refrigeration Economizer | Walk-in refrigerator with economizer |  | Commercial | Existing | College and University | FPL Blend | Per Ton | 8048.04 | 5794.59 | 2253.45 | 0.28 | 15 | 0.33802 | 0.26816 | 1692 | Refrigeration |  | Walk-in cooler | 1
NonEquipment | Refrigeration Economizer | Walk-in refrigerator with economizer | Walk-in refrigerator without economizer | Commercial | New | College and University | FPL Blend | Per Ton | 8048.04 | 5794.59 | 2253.45 | 0.28 | 15 | 0.33802 | 0.26816 | 1692 | Refrigeration |  | Walk-in cooler | 1
NonEquipment | Refrigeration Economizer | Walk-in refrigerator with economizer |  | Commercial | Existing | Data Center | FPL Blend | Per Ton | 109711.35 | 78992.17 | 30719.18 | 0.28 | 15 | 4.3928 | 3.5634 | 1692 | Refrigeration |  | Walk-in cooler | 1
NonEquipment | Refrigeration Economizer | Walk-in refrigerator with economizer | Walk-in refrigerator without economizer | Commercial | New | Data Center | FPL Blend | Per Ton | 109711.35 | 78992.17 | 30719.18 | 0.28 | 15 | 4.3928 | 3.5634 | 1692 | Refrigeration |  | Walk-in cooler | 1
NonEquipment | Refrigeration Economizer | Walk-in refrigerator with economizer |  | Commercial | Existing | Grocery | FPL Blend | Per Ton | 85349.15 | 61451.39 | 23897.76 | 0.28 | 15 | 3.5847 | 2.8438 | 1692 | Refrigeration |  | Walk-in cooler | 1
NonEquipment | Refrigeration Economizer | Walk-in refrigerator with economizer | Walk-in refrigerator without economizer | Commercial | New | Grocery | FPL Blend | Per Ton | 85349.15 | 61451.39 | 23897.76 | 0.28 | 15 | 3.5847 | 2.8438 | 1692 | Refrigeration |  | Walk-in cooler | 1
NonEquipment | Refrigeration Economizer | Walk-in refrigerator with economizer |  | Commercial | Existing | Healthcare | FPL Blend | Per Ton | 3621.78 | 2607.68 | 1014.1 | 0.28 | 15 | 0.15212 | 0.12068 | 1692 | Refrigeration |  | Walk-in cooler | 1
NonEquipment | Refrigeration Economizer | Walk-in refrigerator with economizer | Walk-in refrigerator without economizer | Commercial | New | Healthcare | FPL Blend | Per Ton | 3621.78 | 2607.68 | 1014.1 | 0.28 | 15 | 0.15212 | 0.12068 | 1692 | Refrigeration |  | Walk-in cooler | 1
NonEquipment | Refrigeration Economizer | Walk-in refrigerator with economizer |  | Commercial | Existing | Hospitals | FPL Blend | Per Ton | 280929.07 | 202268.93 | 78660.14 | 0.28 | 15 | 11.799 | 9.3606 | 1692 | Refrigeration |  | Walk-in cooler | 1
NonEquipment | Refrigeration Economizer | Walk-in refrigerator with economizer | Walk-in refrigerator without economizer | Commercial | New | Hospitals | FPL Blend | Per Ton | 280929.07 | 202268.93 | 78660.14 | 0.28 | 15 | 11.799 | 9.3606 | 1692 | Refrigeration |  | Walk-in cooler | 1
NonEquipment | Refrigeration Economizer | Walk-in refrigerator with economizer |  | Commercial | Existing | Institutional | FPL Blend | Per Ton | 5975.04 | 4302.03 | 1673.01 | 0.28 | 15 | 0.23924 | 0.19407 | 1692 | Refrigeration |  | Walk-in cooler | 1
NonEquipment | Refrigeration Economizer | Walk-in refrigerator with economizer | Walk-in refrigerator without economizer | Commercial | New | Institutional | FPL Blend | Per Ton | 5975.04 | 4302.03 | 1673.01 | 0.28 | 15 | 0.23924 | 0.19407 | 1692 | Refrigeration |  | Walk-in cooler | 1
NonEquipment | Refrigeration Economizer | Walk-in refrigerator with economizer |  | Commercial | Existing | Lodging/Hospitality | FPL Blend | Per Ton | 96853.36 | 69734.42 | 27118.94 | 0.28 | 15 | 4.0678 | 3.2272 | 1692 | Refrigeration |  | Walk-in cooler | 1
NonEquipment | Refrigeration Economizer | Walk-in refrigerator with economizer | Walk-in refrigerator without economizer | Commercial | New | Lodging/Hospitality | FPL Blend | Per Ton | 96853.36 | 69734.42 | 27118.94 | 0.28 | 15 | 4.0678 | 3.2272 | 1692 | Refrigeration |  | Walk-in cooler | 1
NonEquipment | Refrigeration Economizer | Walk-in refrigerator with economizer |  | Commercial | Existing | Miscellaneous | FPL Blend | Per Ton | 338.05 | 243.4 | 94.65 | 0.27999 | 15 | 0.013535 | 0.010979 | 1692 | Refrigeration |  | Walk-in cooler | 1
NonEquipment | Refrigeration Economizer | Walk-in refrigerator with economizer | Walk-in refrigerator without economizer | Commercial | New | Miscellaneous | FPL Blend | Per Ton | 338.05 | 243.4 | 94.65 | 0.27999 | 15 | 0.013535 | 0.010979 | 1692 | Refrigeration |  | Walk-in cooler | 1
NonEquipment | Refrigeration Economizer | Walk-in refrigerator with economizer |  | Commercial | Existing | Offices | FPL Blend | Per Ton | 9216.48 | 6635.87 | 2580.61 | 0.28 | 15 | 0.36903 | 0.29935 | 1692 | Refrigeration |  | Walk-in cooler | 1
NonEquipment | Refrigeration Economizer | Walk-in refrigerator with economizer | Walk-in refrigerator without economizer | Commercial | New | Offices | FPL Blend | Per Ton | 9216.48 | 6635.87 | 2580.61 | 0.28 | 15 | 0.36903 | 0.29935 | 1692 | Refrigeration |  | Walk-in cooler | 1
NonEquipment | Refrigeration Economizer | Walk-in refrigerator with economizer |  | Commercial | Existing | Restaurants | FPL Blend | Per Ton | 66117.5 | 47604.6 | 18512.9 | 0.28 | 15 | 2.6103 | 2.092 | 1692 | Refrigeration |  | Walk-in cooler | 1
NonEquipment | Refrigeration Economizer | Walk-in refrigerator with economizer | Walk-in refrigerator without economizer | Commercial | New | Restaurants | FPL Blend | Per Ton | 66117.5 | 47604.6 | 18512.9 | 0.28 | 15 | 2.6103 | 2.092 | 1692 | Refrigeration |  | Walk-in cooler | 1
NonEquipment | Refrigeration Economizer | Walk-in refrigerator with economizer |  | Commercial | Existing | Retail | FPL Blend | Per Ton | 55068.24 | 39649.13 | 15419.11 | 0.28 | 15 | 2.3129 | 1.8349 | 1692 | Refrigeration |  | Walk-in cooler | 1
NonEquipment | Refrigeration Economizer | Walk-in refrigerator with economizer | Walk-in refrigerator without economizer | Commercial | New | Retail | FPL Blend | Per Ton | 55068.24 | 39649.13 | 15419.11 | 0.28 | 15 | 2.3129 | 1.8349 | 1692 | Refrigeration |  | Walk-in cooler | 1
NonEquipment | Refrigeration Economizer | Walk-in refrigerator with economizer |  | Commercial | Existing | Schools K-12 | FPL Blend | Per Ton | 9603.06 | 6914.2 | 2688.86 | 0.28 | 15 | 0.38451 | 0.31191 | 1692 | Refrigeration |  | Walk-in cooler | 1
NonEquipment | Refrigeration Economizer | Walk-in refrigerator with economizer | Walk-in refrigerator without economizer | Commercial | New | Schools K-12 | FPL Blend | Per Ton | 9603.06 | 6914.2 | 2688.86 | 0.28 | 15 | 0.38451 | 0.31191 | 1692 | Refrigeration |  | Walk-in cooler | 1
NonEquipment | Refrigeration Economizer | Walk-in refrigerator with economizer |  | Commercial | Existing | Warehouse | FPL Blend | Per Ton | 2772.28 | 1996.04 | 776.24 | 0.28 | 15 | 0.111 | 0.090044 | 1692 | Refrigeration |  | Walk-in cooler | 1
NonEquipment | Refrigeration Economizer | Walk-in refrigerator with economizer | Walk-in refrigerator without economizer | Commercial | New | Warehouse | FPL Blend | Per Ton | 2772.28 | 1996.04 | 776.24 | 0.28 | 15 | 0.111 | 0.090044 | 1692 | Refrigeration |  | Walk-in cooler | 1
NonEquipment | Data Center Hot Cold Aisle | Equipment configuration that saves HVAC |  | Commercial | Existing | Data Center | FPL Blend | per server room | 8682 | 6822 | 1860 | 0.21424 | 15 | 0.20646 | 0.21948 | 5000 | Office Equipment |  | Servers | 1
NonEquipment | Data Center Hot Cold Aisle | Equipment configuration that saves HVAC | No hot, cold aisle containment | Commercial | New | Data Center | FPL Blend | per server room | 8682 | 6822 | 1860 | 0.21424 | 15 | 0.20646 | 0.21948 | 5000 | Office Equipment |  | Servers | 1
Equipment | Energy Star LED Directional Lamp | Energy Star 7.6W Directional LED lamp | 50W Incandescent lamp | Commercial | Turnover | Assembly | FPL Blend | Per lamp | 129.79 | 20.05 | 109.74 | 0.84552 | 5 | 0.018327 | 0.0088889 | 1.7 | Interior Lighting | Spot lighting |  | 1
Equipment | Energy Star LED Directional Lamp | Energy Star 7.6W Directional LED lamp | 50W Incandescent lamp | Commercial | New | Assembly | FPL Blend | Per lamp | 129.79 | 20.05 | 109.74 | 0.84552 | 5 | 0.018327 | 0.0088889 | 1.7 | Interior Lighting | Spot lighting |  | 1
Equipment | Energy Star LED Directional Lamp | Energy Star 7.6W Directional LED lamp | 50W Incandescent lamp | Commercial | Turnover | College and University | FPL Blend | Per lamp | 175.99 | 27.19 | 148.8 | 0.8455 | 5 | 0.017261 | 0.013392 | 1.7 | Interior Lighting | Spot lighting |  | 1
Equipment | Energy Star LED Directional Lamp | Energy Star 7.6W Directional LED lamp | 50W Incandescent lamp | Commercial | New | College and University | FPL Blend | Per lamp | 175.99 | 27.19 | 148.8 | 0.8455 | 5 | 0.017261 | 0.013392 | 1.7 | Interior Lighting | Spot lighting |  | 1
Equipment | Energy Star LED Directional Lamp | Energy Star 7.6W Directional LED lamp | 50W Incandescent lamp | Commercial | Turnover | Data Center | FPL Blend | Per lamp | 183.86 | 28.4 | 155.46 | 0.84553 | 5 | 0.017722 | 0.019743 | 1.7 | Interior Lighting | Spot lighting |  | 1
Equipment | Energy Star LED Directional Lamp | Energy Star 7.6W Directional LED lamp | 50W Incandescent lamp | Commercial | New | Data Center | FPL Blend | Per lamp | 183.86 | 28.4 | 155.46 | 0.84553 | 5 | 0.017722 | 0.019743 | 1.7 | Interior Lighting | Spot lighting |  | 1
Equipment | Energy Star LED Directional Lamp | Energy Star 7.6W Directional LED lamp | 50W Incandescent lamp | Commercial | Turnover | Grocery | FPL Blend | Per lamp | 339.48 | 52.44 | 287.04 | 0.84553 | 5 | 0.048797 | 0.021815 | 1.7 | Interior Lighting | Spot lighting |  | 1
Equipment | Energy Star LED Directional Lamp | Energy Star 7.6W Directional LED lamp | 50W Incandescent lamp | Commercial | New | Grocery | FPL Blend | Per lamp | 339.48 | 52.44 | 287.04 | 0.84553 | 5 | 0.048797 | 0.021815 | 1.7 | Interior Lighting | Spot lighting |  | 1
Equipment | Energy Star LED Directional Lamp | Energy Star 7.6W Directional LED lamp | 50W Incandescent lamp | Commercial | Turnover | Healthcare | FPL Blend | Per lamp | 166.59 | 25.73 | 140.86 | 0.84555 | 5 | 0.020988 | 0.017326 | 1.7 | Interior Lighting | Spot lighting |  | 1
Equipment | Energy Star LED Directional Lamp | Energy Star 7.6W Directional LED lamp | 50W Incandescent lamp | Commercial | New | Healthcare | FPL Blend | Per lamp | 166.59 | 25.73 | 140.86 | 0.84555 | 5 | 0.020988 | 0.017326 | 1.7 | Interior Lighting | Spot lighting |  | 1
Equipment | Energy Star LED Directional Lamp | Energy Star 7.6W Directional LED lamp | 50W Incandescent lamp | Commercial | Turnover | Hospitals | FPL Blend | Per lamp | 281.92 | 43.55 | 238.37 | 0.84552 | 5 | 0.027651 | 0.021453 | 1.7 | Interior Lighting | Spot lighting |  | 1
Equipment | Energy Star LED Directional Lamp | Energy Star 7.6W Directional LED lamp | 50W Incandescent lamp | Commercial | New | Hospitals | FPL Blend | Per lamp | 281.92 | 43.55 | 238.37 | 0.84552 | 5 | 0.027651 | 0.021453 | 1.7 | Interior Lighting | Spot lighting |  | 1
Equipment | Energy Star LED Directional Lamp | Energy Star 7.6W Directional LED lamp | 50W Incandescent lamp | Commercial | Turnover | Institutional | FPL Blend | Per lamp | 170.82 | 26.39 | 144.43 | 0.84551 | 5 | 0.015165 | 0.020653 | 1.7 | Interior Lighting | Spot lighting |  | 1
Equipment | Energy Star LED Directional Lamp | Energy Star 7.6W Directional LED lamp | 50W Incandescent lamp | Commercial | New | Institutional | FPL Blend | Per lamp | 170.82 | 26.39 | 144.43 | 0.84551 | 5 | 0.015165 | 0.020653 | 1.7 | Interior Lighting | Spot lighting |  | 1
Equipment | Energy Star LED Directional Lamp | Energy Star 7.6W Directional LED lamp | 50W Incandescent lamp | Commercial | Turnover | Lodging/Hospitality | FPL Blend | Per lamp | 238.23 | 36.8 | 201.43 | 0.84553 | 5 | 0.016517 | 0.023366 | 1.7 | Interior Lighting | Spot lighting |  | 1
Equipment | Energy Star LED Directional Lamp | Energy Star 7.6W Directional LED lamp | 50W Incandescent lamp | Commercial | New | Lodging/Hospitality | FPL Blend | Per lamp | 238.23 | 36.8 | 201.43 | 0.84553 | 5 | 0.016517 | 0.023366 | 1.7 | Interior Lighting | Spot lighting |  | 1
Equipment | Energy Star LED Directional Lamp | Energy Star 7.6W Directional LED lamp | 50W Incandescent lamp | Commercial | Turnover | Miscellaneous | FPL Blend | Per lamp | 202.06 | 31.21 | 170.85 | 0.84554 | 5 | 0.019477 | 0.021698 | 1.7 | Interior Lighting | Spot lighting |  | 1
Equipment | Energy Star LED Directional Lamp | Energy Star 7.6W Directional LED lamp | 50W Incandescent lamp | Commercial | New | Miscellaneous | FPL Blend | Per lamp | 202.06 | 31.21 | 170.85 | 0.84554 | 5 | 0.019477 | 0.021698 | 1.7 | Interior Lighting | Spot lighting |  | 1
Equipment | Energy Star LED Directional Lamp | Energy Star 7.6W Directional LED lamp | 50W Incandescent lamp | Commercial | Turnover | Offices | FPL Blend | Per lamp | 184.01 | 28.42 | 155.59 | 0.84555 | 5 | 0.017737 | 0.01976 | 1.7 | Interior Lighting | Spot lighting |  | 1
Equipment | Energy Star LED Directional Lamp | Energy Star 7.6W Directional LED lamp | 50W Incandescent lamp | Commercial | New | Offices | FPL Blend | Per lamp | 184.01 | 28.42 | 155.59 | 0.84555 | 5 | 0.017737 | 0.01976 | 1.7 | Interior Lighting | Spot lighting |  | 1
Equipment | Energy Star LED Directional Lamp | Energy Star 7.6W Directional LED lamp | 50W Incandescent lamp | Commercial | Turnover | Restaurants | FPL Blend | Per lamp | 259.68 | 40.11 | 219.57 | 0.84554 | 5 | 0.032935 | 0.019103 | 1.7 | Interior Lighting | Spot lighting |  | 1
Equipment | Energy Star LED Directional Lamp | Energy Star 7.6W Directional LED lamp | 50W Incandescent lamp | Commercial | New | Restaurants | FPL Blend | Per lamp | 259.68 | 40.11 | 219.57 | 0.84554 | 5 | 0.032935 | 0.019103 | 1.7 | Interior Lighting | Spot lighting |  | 1
Equipment | Energy Star LED Directional Lamp | Energy Star 7.6W Directional LED lamp | 50W Incandescent lamp | Commercial | Turnover | Retail | FPL Blend | Per lamp | 180.47 | 27.88 | 152.59 | 0.84551 | 5 | 0.025635 | 0.011902 | 1.7 | Interior Lighting | Spot lighting |  | 1
Equipment | Energy Star LED Directional Lamp | Energy Star 7.6W Directional LED lamp | 50W Incandescent lamp | Commercial | New | Retail | FPL Blend | Per lamp | 180.47 | 27.88 | 152.59 | 0.84551 | 5 | 0.025635 | 0.011902 | 1.7 | Interior Lighting | Spot lighting |  | 1
Equipment | Energy Star LED Directional Lamp | Energy Star 7.6W Directional LED lamp | 50W Incandescent lamp | Commercial | Turnover | Schools K-12 | FPL Blend | Per lamp | 136.63 | 21.11 | 115.52 | 0.8455 | 5 | 0.012245 | 0.013747 | 1.7 | Interior Lighting | Spot lighting |  | 1
Equipment | Energy Star LED Directional Lamp | Energy Star 7.6W Directional LED lamp | 50W Incandescent lamp | Commercial | New | Schools K-12 | FPL Blend | Per lamp | 136.63 | 21.11 | 115.52 | 0.8455 | 5 | 0.012245 | 0.013747 | 1.7 | Interior Lighting | Spot lighting |  | 1
Equipment | Energy Star LED Directional Lamp | Energy Star 7.6W Directional LED lamp | 50W Incandescent lamp | Commercial | Turnover | Warehouse | FPL Blend | Per lamp | 179.53 | 27.73 | 151.8 | 0.84554 | 5 | 0.025502 | 0.018216 | 1.7 | Interior Lighting | Spot lighting |  | 1
Equipment | Energy Star LED Directional Lamp | Energy Star 7.6W Directional LED lamp | 50W Incandescent lamp | Commercial | New | Warehouse | FPL Blend | Per lamp | 179.53 | 27.73 | 151.8 | 0.84554 | 5 | 0.025502 | 0.018216 | 1.7 | Interior Lighting | Spot lighting |  | 1
NonEquipment | Q-Sync Evaporator Fan Motor | Medium Temperature Reach-In Case with equivalent size Q-Sync Evaporator Fan Motor |  | Commercial | Existing | Assembly | FPL Blend | Per Unit | 536.99 | 325.87 | 211.12 | 0.39315 | 10 | 0.031668 | 0.025123 | 112.5 | Refrigeration |  | Walk-in cooler | 1
NonEquipment | Q-Sync Evaporator Fan Motor | Medium Temperature Reach-In Case with equivalent size Q-Sync Evaporator Fan Motor | Medium Temperature Reach-In Case with 20W Permanent Split Capacitor Fan Motor | Commercial | New | Assembly | FPL Blend | Per Unit | 536.99 | 325.87 | 211.12 | 0.39315 | 10 | 0.031668 | 0.025123 | 112.5 | Refrigeration |  | Walk-in cooler | 1
NonEquipment | Q-Sync Evaporator Fan Motor | Medium Temperature Reach-In Case with equivalent size Q-Sync Evaporator Fan Motor |  | Commercial | Existing | College and University | FPL Blend | Per Unit | 536.99 | 325.87 | 211.12 | 0.39315 | 10 | 0.031668 | 0.025123 | 112.5 | Refrigeration |  | Walk-in cooler | 1
NonEquipment | Q-Sync Evaporator Fan Motor | Medium Temperature Reach-In Case with equivalent size Q-Sync Evaporator Fan Motor | Medium Temperature Reach-In Case with 20W Permanent Split Capacitor Fan Motor | Commercial | New | College and University | FPL Blend | Per Unit | 536.99 | 325.87 | 211.12 | 0.39315 | 10 | 0.031668 | 0.025123 | 112.5 | Refrigeration |  | Walk-in cooler | 1
NonEquipment | Q-Sync Evaporator Fan Motor | Medium Temperature Reach-In Case with equivalent size Q-Sync Evaporator Fan Motor |  | Commercial | Existing | Data Center | FPL Blend | Per Unit | 536.99 | 325.87 | 211.12 | 0.39315 | 10 | 0.03019 | 0.02449 | 112.5 | Refrigeration |  | Walk-in cooler | 1
NonEquipment | Q-Sync Evaporator Fan Motor | Medium Temperature Reach-In Case with equivalent size Q-Sync Evaporator Fan Motor | Medium Temperature Reach-In Case with 20W Permanent Split Capacitor Fan Motor | Commercial | New | Data Center | FPL Blend | Per Unit | 536.99 | 325.87 | 211.12 | 0.39315 | 10 | 0.03019 | 0.02449 | 112.5 | Refrigeration |  | Walk-in cooler | 1
NonEquipment | Q-Sync Evaporator Fan Motor | Medium Temperature Reach-In Case with equivalent size Q-Sync Evaporator Fan Motor |  | Commercial | Existing | Grocery | FPL Blend | Per Unit | 536.99 | 325.87 | 211.12 | 0.39315 | 10 | 0.031668 | 0.025123 | 112.5 | Refrigeration |  | Walk-in cooler | 1
NonEquipment | Q-Sync Evaporator Fan Motor | Medium Temperature Reach-In Case with equivalent size Q-Sync Evaporator Fan Motor | Medium Temperature Reach-In Case with 20W Permanent Split Capacitor Fan Motor | Commercial | New | Grocery | FPL Blend | Per Unit | 536.99 | 325.87 | 211.12 | 0.39315 | 10 | 0.031668 | 0.025123 | 112.5 | Refrigeration |  | Walk-in cooler | 1
NonEquipment | Q-Sync Evaporator Fan Motor | Medium Temperature Reach-In Case with equivalent size Q-Sync Evaporator Fan Motor |  | Commercial | Existing | Healthcare | FPL Blend | Per Unit | 536.99 | 325.87 | 211.12 | 0.39315 | 10 | 0.031668 | 0.025123 | 112.5 | Refrigeration |  | Walk-in cooler | 1
NonEquipment | Q-Sync Evaporator Fan Motor | Medium Temperature Reach-In Case with equivalent size Q-Sync Evaporator Fan Motor | Medium Temperature Reach-In Case with 20W Permanent Split Capacitor Fan Motor | Commercial | New | Healthcare | FPL Blend | Per Unit | 536.99 | 325.87 | 211.12 | 0.39315 | 10 | 0.031668 | 0.025123 | 112.5 | Refrigeration |  | Walk-in cooler | 1
NonEquipment | Q-Sync Evaporator Fan Motor | Medium Temperature Reach-In Case with equivalent size Q-Sync Evaporator Fan Motor |  | Commercial | Existing | Hospitals | FPL Blend | Per Unit | 536.99 | 325.87 | 211.12 | 0.39315 | 10 | 0.031668 | 0.025123 | 112.5 | Refrigeration |  | Walk-in cooler | 1
NonEquipment | Q-Sync Evaporator Fan Motor | Medium Temperature Reach-In Case with equivalent size Q-Sync Evaporator Fan Motor | Medium Temperature Reach-In Case with 20W Permanent Split Capacitor Fan Motor | Commercial | New | Hospitals | FPL Blend | Per Unit | 536.99 | 325.87 | 211.12 | 0.39315 | 10 | 0.031668 | 0.025123 | 112.5 | Refrigeration |  | Walk-in cooler | 1
NonEquipment | Q-Sync Evaporator Fan Motor | Medium Temperature Reach-In Case with equivalent size Q-Sync Evaporator Fan Motor |  | Commercial | Existing | Institutional | FPL Blend | Per Unit | 536.99 | 325.87 | 211.12 | 0.39315 | 10 | 0.03019 | 0.02449 | 112.5 | Refrigeration |  | Walk-in cooler | 1
NonEquipment | Q-Sync Evaporator Fan Motor | Medium Temperature Reach-In Case with equivalent size Q-Sync Evaporator Fan Motor | Medium Temperature Reach-In Case with 20W Permanent Split Capacitor Fan Motor | Commercial | New | Institutional | FPL Blend | Per Unit | 536.99 | 325.87 | 211.12 | 0.39315 | 10 | 0.03019 | 0.02449 | 112.5 | Refrigeration |  | Walk-in cooler | 1
NonEquipment | Q-Sync Evaporator Fan Motor | Medium Temperature Reach-In Case with equivalent size Q-Sync Evaporator Fan Motor |  | Commercial | Existing | Lodging/Hospitality | FPL Blend | Per Unit | 536.99 | 325.87 | 211.12 | 0.39315 | 10 | 0.031668 | 0.025123 | 112.5 | Refrigeration |  | Walk-in cooler | 1
NonEquipment | Q-Sync Evaporator Fan Motor | Medium Temperature Reach-In Case with equivalent size Q-Sync Evaporator Fan Motor | Medium Temperature Reach-In Case with 20W Permanent Split Capacitor Fan Motor | Commercial | New | Lodging/Hospitality | FPL Blend | Per Unit | 536.99 | 325.87 | 211.12 | 0.39315 | 10 | 0.031668 | 0.025123 | 112.5 | Refrigeration |  | Walk-in cooler | 1
NonEquipment | Q-Sync Evaporator Fan Motor | Medium Temperature Reach-In Case with equivalent size Q-Sync Evaporator Fan Motor |  | Commercial | Existing | Miscellaneous | FPL Blend | Per Unit | 536.99 | 325.87 | 211.12 | 0.39315 | 10 | 0.03019 | 0.02449 | 112.5 | Refrigeration |  | Walk-in cooler | 1
NonEquipment | Q-Sync Evaporator Fan Motor | Medium Temperature Reach-In Case with equivalent size Q-Sync Evaporator Fan Motor | Medium Temperature Reach-In Case with 20W Permanent Split Capacitor Fan Motor | Commercial | New | Miscellaneous | FPL Blend | Per Unit | 536.99 | 325.87 | 211.12 | 0.39315 | 10 | 0.03019 | 0.02449 | 112.5 | Refrigeration |  | Walk-in cooler | 1
NonEquipment | Q-Sync Evaporator Fan Motor | Medium Temperature Reach-In Case with equivalent size Q-Sync Evaporator Fan Motor |  | Commercial | Existing | Offices | FPL Blend | Per Unit | 536.99 | 325.87 | 211.12 | 0.39315 | 10 | 0.03019 | 0.02449 | 112.5 | Refrigeration |  | Walk-in cooler | 1
NonEquipment | Q-Sync Evaporator Fan Motor | Medium Temperature Reach-In Case with equivalent size Q-Sync Evaporator Fan Motor | Medium Temperature Reach-In Case with 20W Permanent Split Capacitor Fan Motor | Commercial | New | Offices | FPL Blend | Per Unit | 536.99 | 325.87 | 211.12 | 0.39315 | 10 | 0.03019 | 0.02449 | 112.5 | Refrigeration |  | Walk-in cooler | 1
NonEquipment | Q-Sync Evaporator Fan Motor | Medium Temperature Reach-In Case with equivalent size Q-Sync Evaporator Fan Motor |  | Commercial | Existing | Restaurants | FPL Blend | Per Unit | 536.99 | 325.87 | 211.12 | 0.39315 | 10 | 0.029768 | 0.023857 | 112.5 | Refrigeration |  | Walk-in cooler | 1
NonEquipment | Q-Sync Evaporator Fan Motor | Medium Temperature Reach-In Case with equivalent size Q-Sync Evaporator Fan Motor | Medium Temperature Reach-In Case with 20W Permanent Split Capacitor Fan Motor | Commercial | New | Restaurants | FPL Blend | Per Unit | 536.99 | 325.87 | 211.12 | 0.39315 | 10 | 0.029768 | 0.023857 | 112.5 | Refrigeration |  | Walk-in cooler | 1
NonEquipment | Q-Sync Evaporator Fan Motor | Medium Temperature Reach-In Case with equivalent size Q-Sync Evaporator Fan Motor |  | Commercial | Existing | Retail | FPL Blend | Per Unit | 536.99 | 325.87 | 211.12 | 0.39315 | 10 | 0.031668 | 0.025123 | 112.5 | Refrigeration |  | Walk-in cooler | 1
NonEquipment | Q-Sync Evaporator Fan Motor | Medium Temperature Reach-In Case with equivalent size Q-Sync Evaporator Fan Motor | Medium Temperature Reach-In Case with 20W Permanent Split Capacitor Fan Motor | Commercial | New | Retail | FPL Blend | Per Unit | 536.99 | 325.87 | 211.12 | 0.39315 | 10 | 0.031668 | 0.025123 | 112.5 | Refrigeration |  | Walk-in cooler | 1
NonEquipment | Q-Sync Evaporator Fan Motor | Medium Temperature Reach-In Case with equivalent size Q-Sync Evaporator Fan Motor |  | Commercial | Existing | Schools K-12 | FPL Blend | Per Unit | 536.99 | 325.87 | 211.12 | 0.39315 | 10 | 0.03019 | 0.02449 | 112.5 | Refrigeration |  | Walk-in cooler | 1
NonEquipment | Q-Sync Evaporator Fan Motor | Medium Temperature Reach-In Case with equivalent size Q-Sync Evaporator Fan Motor | Medium Temperature Reach-In Case with 20W Permanent Split Capacitor Fan Motor | Commercial | New | Schools K-12 | FPL Blend | Per Unit | 536.99 | 325.87 | 211.12 | 0.39315 | 10 | 0.03019 | 0.02449 | 112.5 | Refrigeration |  | Walk-in cooler | 1
NonEquipment | Q-Sync Evaporator Fan Motor | Medium Temperature Reach-In Case with equivalent size Q-Sync Evaporator Fan Motor |  | Commercial | Existing | Warehouse | FPL Blend | Per Unit | 536.99 | 325.87 | 211.12 | 0.39315 | 10 | 0.03019 | 0.02449 | 112.5 | Refrigeration |  | Walk-in cooler | 1
NonEquipment | Q-Sync Evaporator Fan Motor | Medium Temperature Reach-In Case with equivalent size Q-Sync Evaporator Fan Motor | Medium Temperature Reach-In Case with 20W Permanent Split Capacitor Fan Motor | Commercial | New | Warehouse | FPL Blend | Per Unit | 536.99 | 325.87 | 211.12 | 0.39315 | 10 | 0.03019 | 0.02449 | 112.5 | Refrigeration |  | Walk-in cooler | 1
NonEquipment | Zero Energy Doors | Install zero energy doors for a reach-in refrigerated cooler or freezer |  | Commercial | Existing | Assembly | FPL Blend | Per Unit | 8637.01 | 6757.31 | 1879.7 | 0.21763 | 11 | 0.28196 | 0.22368 | 170 | Refrigeration |  | Display cases | 1
NonEquipment | Zero Energy Doors | Install zero energy doors for a reach-in refrigerated cooler or freezer | Standard vertical reach-in refrigerated cooler or freezer with anti-sweat heaters on the glass surface of the doors | Commercial | New | Assembly | FPL Blend | Per Unit | 8637.01 | 6757.31 | 1879.7 | 0.21763 | 11 | 0.28196 | 0.22368 | 170 | Refrigeration |  | Display cases | 1
NonEquipment | Zero Energy Doors | Install zero energy doors for a reach-in refrigerated cooler or freezer |  | Commercial | Existing | College and University | FPL Blend | Per Unit | 8637.01 | 6757.31 | 1879.7 | 0.21763 | 11 | 0.28196 | 0.22368 | 170 | Refrigeration |  | Display cases | 1
NonEquipment | Zero Energy Doors | Install zero energy doors for a reach-in refrigerated cooler or freezer | Standard vertical reach-in refrigerated cooler or freezer with anti-sweat heaters on the glass surface of the doors | Commercial | New | College and University | FPL Blend | Per Unit | 8637.01 | 6757.31 | 1879.7 | 0.21763 | 11 | 0.28196 | 0.22368 | 170 | Refrigeration |  | Display cases | 1
NonEquipment | Zero Energy Doors | Install zero energy doors for a reach-in refrigerated cooler or freezer |  | Commercial | Existing | Data Center | FPL Blend | Per Unit | 8637.01 | 6757.31 | 1879.7 | 0.21763 | 11 | 0.2688 | 0.21805 | 170 | Refrigeration |  | Display cases | 1
NonEquipment | Zero Energy Doors | Install zero energy doors for a reach-in refrigerated cooler or freezer | Standard vertical reach-in refrigerated cooler or freezer with anti-sweat heaters on the glass surface of the doors | Commercial | New | Data Center | FPL Blend | Per Unit | 8637.01 | 6757.31 | 1879.7 | 0.21763 | 11 | 0.2688 | 0.21805 | 170 | Refrigeration |  | Display cases | 1
NonEquipment | Zero Energy Doors | Install zero energy doors for a reach-in refrigerated cooler or freezer |  | Commercial | Existing | Grocery | FPL Blend | Per Unit | 8637.01 | 6757.31 | 1879.7 | 0.21763 | 11 | 0.28196 | 0.22368 | 170 | Refrigeration |  | Display cases | 1
NonEquipment | Zero Energy Doors | Install zero energy doors for a reach-in refrigerated cooler or freezer | Standard vertical reach-in refrigerated cooler or freezer with anti-sweat heaters on the glass surface of the doors | Commercial | New | Grocery | FPL Blend | Per Unit | 8637.01 | 6757.31 | 1879.7 | 0.21763 | 11 | 0.28196 | 0.22368 | 170 | Refrigeration |  | Display cases | 1
NonEquipment | Zero Energy Doors | Install zero energy doors for a reach-in refrigerated cooler or freezer |  | Commercial | Existing | Healthcare | FPL Blend | Per Unit | 8637.01 | 6757.31 | 1879.7 | 0.21763 | 11 | 0.28196 | 0.22368 | 170 | Refrigeration |  | Display cases | 1
NonEquipment | Zero Energy Doors | Install zero energy doors for a reach-in refrigerated cooler or freezer | Standard vertical reach-in refrigerated cooler or freezer with anti-sweat heaters on the glass surface of the doors | Commercial | New | Healthcare | FPL Blend | Per Unit | 8637.01 | 6757.31 | 1879.7 | 0.21763 | 11 | 0.28196 | 0.22368 | 170 | Refrigeration |  | Display cases | 1
NonEquipment | Zero Energy Doors | Install zero energy doors for a reach-in refrigerated cooler or freezer |  | Commercial | Existing | Hospitals | FPL Blend | Per Unit | 8637.01 | 6757.31 | 1879.7 | 0.21763 | 11 | 0.28196 | 0.22368 | 170 | Refrigeration |  | Display cases | 1
NonEquipment | Zero Energy Doors | Install zero energy doors for a reach-in refrigerated cooler or freezer | Standard vertical reach-in refrigerated cooler or freezer with anti-sweat heaters on the glass surface of the doors | Commercial | New | Hospitals | FPL Blend | Per Unit | 8637.01 | 6757.31 | 1879.7 | 0.21763 | 11 | 0.28196 | 0.22368 | 170 | Refrigeration |  | Display cases | 1
NonEquipment | Zero Energy Doors | Install zero energy doors for a reach-in refrigerated cooler or freezer |  | Commercial | Existing | Institutional | FPL Blend | Per Unit | 8637.01 | 6757.31 | 1879.7 | 0.21763 | 11 | 0.2688 | 0.21805 | 170 | Refrigeration |  | Display cases | 1
NonEquipment | Zero Energy Doors | Install zero energy doors for a reach-in refrigerated cooler or freezer | Standard vertical reach-in refrigerated cooler or freezer with anti-sweat heaters on the glass surface of the doors | Commercial | New | Institutional | FPL Blend | Per Unit | 8637.01 | 6757.31 | 1879.7 | 0.21763 | 11 | 0.2688 | 0.21805 | 170 | Refrigeration |  | Display cases | 1
NonEquipment | Zero Energy Doors | Install zero energy doors for a reach-in refrigerated cooler or freezer |  | Commercial | Existing | Lodging/Hospitality | FPL Blend | Per Unit | 8637.01 | 6757.31 | 1879.7 | 0.21763 | 11 | 0.28196 | 0.22368 | 170 | Refrigeration |  | Display cases | 1
NonEquipment | Zero Energy Doors | Install zero energy doors for a reach-in refrigerated cooler or freezer | Standard vertical reach-in refrigerated cooler or freezer with anti-sweat heaters on the glass surface of the doors | Commercial | New | Lodging/Hospitality | FPL Blend | Per Unit | 8637.01 | 6757.31 | 1879.7 | 0.21763 | 11 | 0.28196 | 0.22368 | 170 | Refrigeration |  | Display cases | 1
NonEquipment | Zero Energy Doors | Install zero energy doors for a reach-in refrigerated cooler or freezer |  | Commercial | Existing | Miscellaneous | FPL Blend | Per Unit | 8637.01 | 6757.31 | 1879.7 | 0.21763 | 11 | 0.2688 | 0.21805 | 170 | Refrigeration |  | Display cases | 1
NonEquipment | Zero Energy Doors | Install zero energy doors for a reach-in refrigerated cooler or freezer | Standard vertical reach-in refrigerated cooler or freezer with anti-sweat heaters on the glass surface of the doors | Commercial | New | Miscellaneous | FPL Blend | Per Unit | 8637.01 | 6757.31 | 1879.7 | 0.21763 | 11 | 0.2688 | 0.21805 | 170 | Refrigeration |  | Display cases | 1
NonEquipment | Zero Energy Doors | Install zero energy doors for a reach-in refrigerated cooler or freezer |  | Commercial | Existing | Offices | FPL Blend | Per Unit | 8637.01 | 6757.31 | 1879.7 | 0.21763 | 11 | 0.2688 | 0.21805 | 170 | Refrigeration |  | Display cases | 1
NonEquipment | Zero Energy Doors | Install zero energy doors for a reach-in refrigerated cooler or freezer | Standard vertical reach-in refrigerated cooler or freezer with anti-sweat heaters on the glass surface of the doors | Commercial | New | Offices | FPL Blend | Per Unit | 8637.01 | 6757.31 | 1879.7 | 0.21763 | 11 | 0.2688 | 0.21805 | 170 | Refrigeration |  | Display cases | 1
NonEquipment | Zero Energy Doors | Install zero energy doors for a reach-in refrigerated cooler or freezer |  | Commercial | Existing | Restaurants | FPL Blend | Per Unit | 8637.01 | 6757.31 | 1879.7 | 0.21763 | 11 | 0.26504 | 0.21241 | 170 | Refrigeration |  | Display cases | 1
NonEquipment | Zero Energy Doors | Install zero energy doors for a reach-in refrigerated cooler or freezer | Standard vertical reach-in refrigerated cooler or freezer with anti-sweat heaters on the glass surface of the doors | Commercial | New | Restaurants | FPL Blend | Per Unit | 8637.01 | 6757.31 | 1879.7 | 0.21763 | 11 | 0.26504 | 0.21241 | 170 | Refrigeration |  | Display cases | 1
NonEquipment | Zero Energy Doors | Install zero energy doors for a reach-in refrigerated cooler or freezer |  | Commercial | Existing | Retail | FPL Blend | Per Unit | 8637.01 | 6757.31 | 1879.7 | 0.21763 | 11 | 0.28196 | 0.22368 | 170 | Refrigeration |  | Display cases | 1
NonEquipment | Zero Energy Doors | Install zero energy doors for a reach-in refrigerated cooler or freezer | Standard vertical reach-in refrigerated cooler or freezer with anti-sweat heaters on the glass surface of the doors | Commercial | New | Retail | FPL Blend | Per Unit | 8637.01 | 6757.31 | 1879.7 | 0.21763 | 11 | 0.28196 | 0.22368 | 170 | Refrigeration |  | Display cases | 1
NonEquipment | Zero Energy Doors | Install zero energy doors for a reach-in refrigerated cooler or freezer |  | Commercial | Existing | Schools K-12 | FPL Blend | Per Unit | 8637.01 | 6757.31 | 1879.7 | 0.21763 | 11 | 0.2688 | 0.21805 | 170 | Refrigeration |  | Display cases | 1
NonEquipment | Zero Energy Doors | Install zero energy doors for a reach-in refrigerated cooler or freezer | Standard vertical reach-in refrigerated cooler or freezer with anti-sweat heaters on the glass surface of the doors | Commercial | New | Schools K-12 | FPL Blend | Per Unit | 8637.01 | 6757.31 | 1879.7 | 0.21763 | 11 | 0.2688 | 0.21805 | 170 | Refrigeration |  | Display cases | 1
NonEquipment | Zero Energy Doors | Install zero energy doors for a reach-in refrigerated cooler or freezer |  | Commercial | Existing | Warehouse | FPL Blend | Per Unit | 8637.01 | 6757.31 | 1879.7 | 0.21763 | 11 | 0.2688 | 0.21805 | 170 | Refrigeration |  | Display cases | 1
NonEquipment | Zero Energy Doors | Install zero energy doors for a reach-in refrigerated cooler or freezer | Standard vertical reach-in refrigerated cooler or freezer with anti-sweat heaters on the glass surface of the doors | Commercial | New | Warehouse | FPL Blend | Per Unit | 8637.01 | 6757.31 | 1879.7 | 0.21763 | 11 | 0.2688 | 0.21805 | 170 | Refrigeration |  | Display cases | 1
Equipment | Energy Star PCs | One Personal Computer (desktop or laptop) meeting current ENERGY STARÂ® Standards | One non-ENERGY STARÂ® Personal Computer | Commercial | Turnover | Assembly | FPL Blend | Per Unit | 284.99 | 161.47 | 123.52 | 0.43342 | 4 | 0.021122 | 0.0091405 | 21 | Office Equipment | Computers |  | 1
Equipment | Energy Star PCs | One Personal Computer (desktop or laptop) meeting current ENERGY STARÂ® Standards | One non-ENERGY STARÂ® Personal Computer | Commercial | New | Assembly | FPL Blend | Per Unit | 284.99 | 161.47 | 123.52 | 0.43342 | 4 | 0.021122 | 0.0091405 | 21 | Office Equipment | Computers |  | 1
Equipment | Energy Star PCs | One Personal Computer (desktop or laptop) meeting current ENERGY STARÂ® Standards | One non-ENERGY STARÂ® Personal Computer | Commercial | Turnover | College and University | FPL Blend | Per Unit | 284.99 | 161.47 | 123.52 | 0.43342 | 4 | 0.012476 | 0.012599 | 21 | Office Equipment | Computers |  | 1
Equipment | Energy Star PCs | One Personal Computer (desktop or laptop) meeting current ENERGY STARÂ® Standards | One non-ENERGY STARÂ® Personal Computer | Commercial | New | College and University | FPL Blend | Per Unit | 284.99 | 161.47 | 123.52 | 0.43342 | 4 | 0.012476 | 0.012599 | 21 | Office Equipment | Computers |  | 1
Equipment | Energy Star PCs | One Personal Computer (desktop or laptop) meeting current ENERGY STARÂ® Standards | One non-ENERGY STARÂ® Personal Computer | Commercial | Turnover | Data Center | FPL Blend | Per Unit | 284.99 | 161.47 | 123.52 | 0.43342 | 4 | 0.013711 | 0.014575 | 21 | Office Equipment | Computers |  | 1
Equipment | Energy Star PCs | One Personal Computer (desktop or laptop) meeting current ENERGY STARÂ® Standards | One non-ENERGY STARÂ® Personal Computer | Commercial | New | Data Center | FPL Blend | Per Unit | 284.99 | 161.47 | 123.52 | 0.43342 | 4 | 0.013711 | 0.014575 | 21 | Office Equipment | Computers |  | 1
Equipment | Energy Star PCs | One Personal Computer (desktop or laptop) meeting current ENERGY STARÂ® Standards | One non-ENERGY STARÂ® Personal Computer | Commercial | Turnover | Grocery | FPL Blend | Per Unit | 284.99 | 161.47 | 123.52 | 0.43342 | 4 | 0.016675 | 0.010005 | 21 | Office Equipment | Computers |  | 1
Equipment | Energy Star PCs | One Personal Computer (desktop or laptop) meeting current ENERGY STARÂ® Standards | One non-ENERGY STARÂ® Personal Computer | Commercial | New | Grocery | FPL Blend | Per Unit | 284.99 | 161.47 | 123.52 | 0.43342 | 4 | 0.016675 | 0.010005 | 21 | Office Equipment | Computers |  | 1
Equipment | Energy Star PCs | One Personal Computer (desktop or laptop) meeting current ENERGY STARÂ® Standards | One non-ENERGY STARÂ® Personal Computer | Commercial | Turnover | Healthcare | FPL Blend | Per Unit | 284.99 | 161.47 | 123.52 | 0.43342 | 4 | 0.017787 | 0.018404 | 21 | Office Equipment | Computers |  | 1
Equipment | Energy Star PCs | One Personal Computer (desktop or laptop) meeting current ENERGY STARÂ® Standards | One non-ENERGY STARÂ® Personal Computer | Commercial | New | Healthcare | FPL Blend | Per Unit | 284.99 | 161.47 | 123.52 | 0.43342 | 4 | 0.017787 | 0.018404 | 21 | Office Equipment | Computers |  | 1
Equipment | Energy Star PCs | One Personal Computer (desktop or laptop) meeting current ENERGY STARÂ® Standards | One non-ENERGY STARÂ® Personal Computer | Commercial | Turnover | Hospitals | FPL Blend | Per Unit | 284.99 | 161.47 | 123.52 | 0.43342 | 4 | 0.012476 | 0.012599 | 21 | Office Equipment | Computers |  | 1
Equipment | Energy Star PCs | One Personal Computer (desktop or laptop) meeting current ENERGY STARÂ® Standards | One non-ENERGY STARÂ® Personal Computer | Commercial | New | Hospitals | FPL Blend | Per Unit | 284.99 | 161.47 | 123.52 | 0.43342 | 4 | 0.012476 | 0.012599 | 21 | Office Equipment | Computers |  | 1
Equipment | Energy Star PCs | One Personal Computer (desktop or laptop) meeting current ENERGY STARÂ® Standards | One non-ENERGY STARÂ® Personal Computer | Commercial | Turnover | Institutional | FPL Blend | Per Unit | 284.99 | 161.47 | 123.52 | 0.43342 | 4 | 0.013711 | 0.014822 | 21 | Office Equipment | Computers |  | 1
Equipment | Energy Star PCs | One Personal Computer (desktop or laptop) meeting current ENERGY STARÂ® Standards | One non-ENERGY STARÂ® Personal Computer | Commercial | New | Institutional | FPL Blend | Per Unit | 284.99 | 161.47 | 123.52 | 0.43342 | 4 | 0.013711 | 0.014822 | 21 | Office Equipment | Computers |  | 1
Equipment | Energy Star PCs | One Personal Computer (desktop or laptop) meeting current ENERGY STARÂ® Standards | One non-ENERGY STARÂ® Personal Computer | Commercial | Turnover | Lodging/Hospitality | FPL Blend | Per Unit | 284.99 | 161.47 | 123.52 | 0.43342 | 4 | 0.013217 | 0.01544 | 21 | Office Equipment | Computers |  | 1
Equipment | Energy Star PCs | One Personal Computer (desktop or laptop) meeting current ENERGY STARÂ® Standards | One non-ENERGY STARÂ® Personal Computer | Commercial | New | Lodging/Hospitality | FPL Blend | Per Unit | 284.99 | 161.47 | 123.52 | 0.43342 | 4 | 0.013217 | 0.01544 | 21 | Office Equipment | Computers |  | 1
Equipment | Energy Star PCs | One Personal Computer (desktop or laptop) meeting current ENERGY STARÂ® Standards | One non-ENERGY STARÂ® Personal Computer | Commercial | Turnover | Miscellaneous | FPL Blend | Per Unit | 284.99 | 161.47 | 123.52 | 0.43342 | 4 | 0.013711 | 0.014575 | 21 | Office Equipment | Computers |  | 1
Equipment | Energy Star PCs | One Personal Computer (desktop or laptop) meeting current ENERGY STARÂ® Standards | One non-ENERGY STARÂ® Personal Computer | Commercial | New | Miscellaneous | FPL Blend | Per Unit | 284.99 | 161.47 | 123.52 | 0.43342 | 4 | 0.013711 | 0.014575 | 21 | Office Equipment | Computers |  | 1
Equipment | Energy Star PCs | One Personal Computer (desktop or laptop) meeting current ENERGY STARÂ® Standards | One non-ENERGY STARÂ® Personal Computer | Commercial | Turnover | Offices | FPL Blend | Per Unit | 284.99 | 161.47 | 123.52 | 0.43342 | 4 | 0.013711 | 0.014575 | 21 | Office Equipment | Computers |  | 1
Equipment | Energy Star PCs | One Personal Computer (desktop or laptop) meeting current ENERGY STARÂ® Standards | One non-ENERGY STARÂ® Personal Computer | Commercial | New | Offices | FPL Blend | Per Unit | 284.99 | 161.47 | 123.52 | 0.43342 | 4 | 0.013711 | 0.014575 | 21 | Office Equipment | Computers |  | 1
Equipment | Energy Star PCs | One Personal Computer (desktop or laptop) meeting current ENERGY STARÂ® Standards | One non-ENERGY STARÂ® Personal Computer | Commercial | Turnover | Restaurants | FPL Blend | Per Unit | 284.99 | 161.47 | 123.52 | 0.43342 | 4 | 0.016552 | 0.006176 | 21 | Office Equipment | Computers |  | 1
Equipment | Energy Star PCs | One Personal Computer (desktop or laptop) meeting current ENERGY STARÂ® Standards | One non-ENERGY STARÂ® Personal Computer | Commercial | New | Restaurants | FPL Blend | Per Unit | 284.99 | 161.47 | 123.52 | 0.43342 | 4 | 0.016552 | 0.006176 | 21 | Office Equipment | Computers |  | 1
Equipment | Energy Star PCs | One Personal Computer (desktop or laptop) meeting current ENERGY STARÂ® Standards | One non-ENERGY STARÂ® Personal Computer | Commercial | Turnover | Retail | FPL Blend | Per Unit | 284.99 | 161.47 | 123.52 | 0.43342 | 4 | 0.017663 | 0.0097581 | 21 | Office Equipment | Computers |  | 1
Equipment | Energy Star PCs | One Personal Computer (desktop or laptop) meeting current ENERGY STARÂ® Standards | One non-ENERGY STARÂ® Personal Computer | Commercial | New | Retail | FPL Blend | Per Unit | 284.99 | 161.47 | 123.52 | 0.43342 | 4 | 0.017663 | 0.0097581 | 21 | Office Equipment | Computers |  | 1
Equipment | Energy Star PCs | One Personal Computer (desktop or laptop) meeting current ENERGY STARÂ® Standards | One non-ENERGY STARÂ® Personal Computer | Commercial | Turnover | Schools K-12 | FPL Blend | Per Unit | 284.99 | 161.47 | 123.52 | 0.43342 | 4 | 0.012723 | 0.013217 | 21 | Office Equipment | Computers |  | 1
Equipment | Energy Star PCs | One Personal Computer (desktop or laptop) meeting current ENERGY STARÂ® Standards | One non-ENERGY STARÂ® Personal Computer | Commercial | New | Schools K-12 | FPL Blend | Per Unit | 284.99 | 161.47 | 123.52 | 0.43342 | 4 | 0.012723 | 0.013217 | 21 | Office Equipment | Computers |  | 1
Equipment | Energy Star PCs | One Personal Computer (desktop or laptop) meeting current ENERGY STARÂ® Standards | One non-ENERGY STARÂ® Personal Computer | Commercial | Turnover | Warehouse | FPL Blend | Per Unit | 284.99 | 161.47 | 123.52 | 0.43342 | 4 | 0.018899 | 0.013711 | 21 | Office Equipment | Computers |  | 1
Equipment | Energy Star PCs | One Personal Computer (desktop or laptop) meeting current ENERGY STARÂ® Standards | One non-ENERGY STARÂ® Personal Computer | Commercial | New | Warehouse | FPL Blend | Per Unit | 284.99 | 161.47 | 123.52 | 0.43342 | 4 | 0.018899 | 0.013711 | 21 | Office Equipment | Computers |  | 1
NonEquipment | Network PC Power Management | One computer and monitor attached to centralized energy management system that controls when desktop computers and monitors plugged into a n |  | Commercial | Existing | Assembly | FPL Blend | Per Computer Connected | 284.97 | 123.97 | 161 | 0.56497 | 5 | 0.027531 | 0.011914 | 30 | Office Equipment |  | Computers | 1
NonEquipment | Network PC Power Management | One computer and monitor attached to centralized energy management system that controls when desktop computers and monitors plugged into a n | One computer and monitor, manually controlled | Commercial | New | Assembly | FPL Blend | Per Computer Connected | 284.97 | 123.97 | 161 | 0.56497 | 5 | 0.027531 | 0.011914 | 30 | Office Equipment |  | Computers | 1
NonEquipment | Network PC Power Management | One computer and monitor attached to centralized energy management system that controls when desktop computers and monitors plugged into a n |  | Commercial | Existing | College and University | FPL Blend | Per Computer Connected | 284.97 | 123.97 | 161 | 0.56497 | 5 | 0.016261 | 0.016422 | 30 | Office Equipment |  | Computers | 1
NonEquipment | Network PC Power Management | One computer and monitor attached to centralized energy management system that controls when desktop computers and monitors plugged into a n | One computer and monitor, manually controlled | Commercial | New | College and University | FPL Blend | Per Computer Connected | 284.97 | 123.97 | 161 | 0.56497 | 5 | 0.016261 | 0.016422 | 30 | Office Equipment |  | Computers | 1
NonEquipment | Network PC Power Management | One computer and monitor attached to centralized energy management system that controls when desktop computers and monitors plugged into a n |  | Commercial | Existing | Data Center | FPL Blend | Per Computer Connected | 284.97 | 123.97 | 161 | 0.56497 | 5 | 0.017871 | 0.018998 | 30 | Office Equipment |  | Computers | 1
NonEquipment | Network PC Power Management | One computer and monitor attached to centralized energy management system that controls when desktop computers and monitors plugged into a n | One computer and monitor, manually controlled | Commercial | New | Data Center | FPL Blend | Per Computer Connected | 284.97 | 123.97 | 161 | 0.56497 | 5 | 0.017871 | 0.018998 | 30 | Office Equipment |  | Computers | 1
NonEquipment | Network PC Power Management | One computer and monitor attached to centralized energy management system that controls when desktop computers and monitors plugged into a n |  | Commercial | Existing | Grocery | FPL Blend | Per Computer Connected | 284.97 | 123.97 | 161 | 0.56497 | 5 | 0.021735 | 0.013041 | 30 | Office Equipment |  | Computers | 1
NonEquipment | Network PC Power Management | One computer and monitor attached to centralized energy management system that controls when desktop computers and monitors plugged into a n | One computer and monitor, manually controlled | Commercial | New | Grocery | FPL Blend | Per Computer Connected | 284.97 | 123.97 | 161 | 0.56497 | 5 | 0.021735 | 0.013041 | 30 | Office Equipment |  | Computers | 1
NonEquipment | Network PC Power Management | One computer and monitor attached to centralized energy management system that controls when desktop computers and monitors plugged into a n |  | Commercial | Existing | Healthcare | FPL Blend | Per Computer Connected | 284.97 | 123.97 | 161 | 0.56497 | 5 | 0.023184 | 0.023989 | 30 | Office Equipment |  | Computers | 1
NonEquipment | Network PC Power Management | One computer and monitor attached to centralized energy management system that controls when desktop computers and monitors plugged into a n | One computer and monitor, manually controlled | Commercial | New | Healthcare | FPL Blend | Per Computer Connected | 284.97 | 123.97 | 161 | 0.56497 | 5 | 0.023184 | 0.023989 | 30 | Office Equipment |  | Computers | 1
NonEquipment | Network PC Power Management | One computer and monitor attached to centralized energy management system that controls when desktop computers and monitors plugged into a n |  | Commercial | Existing | Hospitals | FPL Blend | Per Computer Connected | 284.97 | 123.97 | 161 | 0.56497 | 5 | 0.016261 | 0.016422 | 30 | Office Equipment |  | Computers | 1
NonEquipment | Network PC Power Management | One computer and monitor attached to centralized energy management system that controls when desktop computers and monitors plugged into a n | One computer and monitor, manually controlled | Commercial | New | Hospitals | FPL Blend | Per Computer Connected | 284.97 | 123.97 | 161 | 0.56497 | 5 | 0.016261 | 0.016422 | 30 | Office Equipment |  | Computers | 1
NonEquipment | Network PC Power Management | One computer and monitor attached to centralized energy management system that controls when desktop computers and monitors plugged into a n |  | Commercial | Existing | Institutional | FPL Blend | Per Computer Connected | 284.97 | 123.97 | 161 | 0.56497 | 5 | 0.017871 | 0.01932 | 30 | Office Equipment |  | Computers | 1
NonEquipment | Network PC Power Management | One computer and monitor attached to centralized energy management system that controls when desktop computers and monitors plugged into a n | One computer and monitor, manually controlled | Commercial | New | Institutional | FPL Blend | Per Computer Connected | 284.97 | 123.97 | 161 | 0.56497 | 5 | 0.017871 | 0.01932 | 30 | Office Equipment |  | Computers | 1
NonEquipment | Network PC Power Management | One computer and monitor attached to centralized energy management system that controls when desktop computers and monitors plugged into a n |  | Commercial | Existing | Lodging/Hospitality | FPL Blend | Per Computer Connected | 284.97 | 123.97 | 161 | 0.56497 | 5 | 0.017227 | 0.020125 | 30 | Office Equipment |  | Computers | 1
NonEquipment | Network PC Power Management | One computer and monitor attached to centralized energy management system that controls when desktop computers and monitors plugged into a n | One computer and monitor, manually controlled | Commercial | New | Lodging/Hospitality | FPL Blend | Per Computer Connected | 284.97 | 123.97 | 161 | 0.56497 | 5 | 0.017227 | 0.020125 | 30 | Office Equipment |  | Computers | 1
NonEquipment | Network PC Power Management | One computer and monitor attached to centralized energy management system that controls when desktop computers and monitors plugged into a n |  | Commercial | Existing | Miscellaneous | FPL Blend | Per Computer Connected | 284.97 | 123.97 | 161 | 0.56497 | 5 | 0.017871 | 0.018998 | 30 | Office Equipment |  | Computers | 1
NonEquipment | Network PC Power Management | One computer and monitor attached to centralized energy management system that controls when desktop computers and monitors plugged into a n | One computer and monitor, manually controlled | Commercial | New | Miscellaneous | FPL Blend | Per Computer Connected | 284.97 | 123.97 | 161 | 0.56497 | 5 | 0.017871 | 0.018998 | 30 | Office Equipment |  | Computers | 1
NonEquipment | Network PC Power Management | One computer and monitor attached to centralized energy management system that controls when desktop computers and monitors plugged into a n |  | Commercial | Existing | Offices | FPL Blend | Per Computer Connected | 284.97 | 123.97 | 161 | 0.56497 | 5 | 0.017871 | 0.018998 | 30 | Office Equipment |  | Computers | 1
NonEquipment | Network PC Power Management | One computer and monitor attached to centralized energy management system that controls when desktop computers and monitors plugged into a n | One computer and monitor, manually controlled | Commercial | New | Offices | FPL Blend | Per Computer Connected | 284.97 | 123.97 | 161 | 0.56497 | 5 | 0.017871 | 0.018998 | 30 | Office Equipment |  | Computers | 1
NonEquipment | Network PC Power Management | One computer and monitor attached to centralized energy management system that controls when desktop computers and monitors plugged into a n |  | Commercial | Existing | Restaurants | FPL Blend | Per Computer Connected | 284.97 | 123.97 | 161 | 0.56497 | 5 | 0.021574 | 0.00805 | 30 | Office Equipment |  | Computers | 1
NonEquipment | Network PC Power Management | One computer and monitor attached to centralized energy management system that controls when desktop computers and monitors plugged into a n | One computer and monitor, manually controlled | Commercial | New | Restaurants | FPL Blend | Per Computer Connected | 284.97 | 123.97 | 161 | 0.56497 | 5 | 0.021574 | 0.00805 | 30 | Office Equipment |  | Computers | 1
NonEquipment | Network PC Power Management | One computer and monitor attached to centralized energy management system that controls when desktop computers and monitors plugged into a n |  | Commercial | Existing | Retail | FPL Blend | Per Computer Connected | 284.97 | 123.97 | 161 | 0.56497 | 5 | 0.023023 | 0.012719 | 30 | Office Equipment |  | Computers | 1
NonEquipment | Network PC Power Management | One computer and monitor attached to centralized energy management system that controls when desktop computers and monitors plugged into a n | One computer and monitor, manually controlled | Commercial | New | Retail | FPL Blend | Per Computer Connected | 284.97 | 123.97 | 161 | 0.56497 | 5 | 0.023023 | 0.012719 | 30 | Office Equipment |  | Computers | 1
NonEquipment | Network PC Power Management | One computer and monitor attached to centralized energy management system that controls when desktop computers and monitors plugged into a n |  | Commercial | Existing | Schools K-12 | FPL Blend | Per Computer Connected | 284.97 | 123.97 | 161 | 0.56497 | 5 | 0.016583 | 0.017227 | 30 | Office Equipment |  | Computers | 1
NonEquipment | Network PC Power Management | One computer and monitor attached to centralized energy management system that controls when desktop computers and monitors plugged into a n | One computer and monitor, manually controlled | Commercial | New | Schools K-12 | FPL Blend | Per Computer Connected | 284.97 | 123.97 | 161 | 0.56497 | 5 | 0.016583 | 0.017227 | 30 | Office Equipment |  | Computers | 1
NonEquipment | Network PC Power Management | One computer and monitor attached to centralized energy management system that controls when desktop computers and monitors plugged into a n |  | Commercial | Existing | Warehouse | FPL Blend | Per Computer Connected | 284.97 | 123.97 | 161 | 0.56497 | 5 | 0.024633 | 0.017871 | 30 | Office Equipment |  | Computers | 1
NonEquipment | Network PC Power Management | One computer and monitor attached to centralized energy management system that controls when desktop computers and monitors plugged into a n | One computer and monitor, manually controlled | Commercial | New | Warehouse | FPL Blend | Per Computer Connected | 284.97 | 123.97 | 161 | 0.56497 | 5 | 0.024633 | 0.017871 | 30 | Office Equipment |  | Computers | 1
Equipment | Energy Star Ice Maker | One Continuous Self-Contained Ice Maker meeting ENERGY STAR Version 3.0 Standards | One Continuous Self-Contained Ice Maker meeting Federal Standard | Commercial | Turnover | Assembly | FPL Blend | Per Unit | 1710 | 1602 | 108 | 0.063158 | 9 | 0.0162 | 0.012852 | 0.01 | Refrigeration | Vending and ice makers |  | 1
Equipment | Energy Star Ice Maker | One Continuous Self-Contained Ice Maker meeting ENERGY STAR Version 3.0 Standards | One Continuous Self-Contained Ice Maker meeting Federal Standard | Commercial | New | Assembly | FPL Blend | Per Unit | 1710 | 1602 | 108 | 0.063158 | 9 | 0.0162 | 0.012852 | 0.01 | Refrigeration | Vending and ice makers |  | 1
Equipment | Energy Star Ice Maker | One Continuous Self-Contained Ice Maker meeting ENERGY STAR Version 3.0 Standards | One Continuous Self-Contained Ice Maker meeting Federal Standard | Commercial | Turnover | College and University | FPL Blend | Per Unit | 1710 | 1602 | 108 | 0.063158 | 9 | 0.0162 | 0.012852 | 0.01 | Refrigeration | Vending and ice makers |  | 1
Equipment | Energy Star Ice Maker | One Continuous Self-Contained Ice Maker meeting ENERGY STAR Version 3.0 Standards | One Continuous Self-Contained Ice Maker meeting Federal Standard | Commercial | New | College and University | FPL Blend | Per Unit | 1710 | 1602 | 108 | 0.063158 | 9 | 0.0162 | 0.012852 | 0.01 | Refrigeration | Vending and ice makers |  | 1
Equipment | Energy Star Ice Maker | One Continuous Self-Contained Ice Maker meeting ENERGY STAR Version 3.0 Standards | One Continuous Self-Contained Ice Maker meeting Federal Standard | Commercial | Turnover | Data Center | FPL Blend | Per Unit | 1710 | 1602 | 108 | 0.063158 | 9 | 0.015444 | 0.012528 | 0.01 | Refrigeration | Vending and ice makers |  | 1
Equipment | Energy Star Ice Maker | One Continuous Self-Contained Ice Maker meeting ENERGY STAR Version 3.0 Standards | One Continuous Self-Contained Ice Maker meeting Federal Standard | Commercial | New | Data Center | FPL Blend | Per Unit | 1710 | 1602 | 108 | 0.063158 | 9 | 0.015444 | 0.012528 | 0.01 | Refrigeration | Vending and ice makers |  | 1
Equipment | Energy Star Ice Maker | One Continuous Self-Contained Ice Maker meeting ENERGY STAR Version 3.0 Standards | One Continuous Self-Contained Ice Maker meeting Federal Standard | Commercial | Turnover | Grocery | FPL Blend | Per Unit | 1710 | 1602 | 108 | 0.063158 | 9 | 0.0162 | 0.012852 | 0.01 | Refrigeration | Vending and ice makers |  | 1
Equipment | Energy Star Ice Maker | One Continuous Self-Contained Ice Maker meeting ENERGY STAR Version 3.0 Standards | One Continuous Self-Contained Ice Maker meeting Federal Standard | Commercial | New | Grocery | FPL Blend | Per Unit | 1710 | 1602 | 108 | 0.063158 | 9 | 0.0162 | 0.012852 | 0.01 | Refrigeration | Vending and ice makers |  | 1
Equipment | Energy Star Ice Maker | One Continuous Self-Contained Ice Maker meeting ENERGY STAR Version 3.0 Standards | One Continuous Self-Contained Ice Maker meeting Federal Standard | Commercial | Turnover | Healthcare | FPL Blend | Per Unit | 1710 | 1602 | 108 | 0.063158 | 9 | 0.0162 | 0.012852 | 0.01 | Refrigeration | Vending and ice makers |  | 1
Equipment | Energy Star Ice Maker | One Continuous Self-Contained Ice Maker meeting ENERGY STAR Version 3.0 Standards | One Continuous Self-Contained Ice Maker meeting Federal Standard | Commercial | New | Healthcare | FPL Blend | Per Unit | 1710 | 1602 | 108 | 0.063158 | 9 | 0.0162 | 0.012852 | 0.01 | Refrigeration | Vending and ice makers |  | 1
Equipment | Energy Star Ice Maker | One Continuous Self-Contained Ice Maker meeting ENERGY STAR Version 3.0 Standards | One Continuous Self-Contained Ice Maker meeting Federal Standard | Commercial | Turnover | Hospitals | FPL Blend | Per Unit | 1710 | 1602 | 108 | 0.063158 | 9 | 0.0162 | 0.012852 | 0.01 | Refrigeration | Vending and ice makers |  | 1
Equipment | Energy Star Ice Maker | One Continuous Self-Contained Ice Maker meeting ENERGY STAR Version 3.0 Standards | One Continuous Self-Contained Ice Maker meeting Federal Standard | Commercial | New | Hospitals | FPL Blend | Per Unit | 1710 | 1602 | 108 | 0.063158 | 9 | 0.0162 | 0.012852 | 0.01 | Refrigeration | Vending and ice makers |  | 1
Equipment | Energy Star Ice Maker | One Continuous Self-Contained Ice Maker meeting ENERGY STAR Version 3.0 Standards | One Continuous Self-Contained Ice Maker meeting Federal Standard | Commercial | Turnover | Institutional | FPL Blend | Per Unit | 1710 | 1602 | 108 | 0.063158 | 9 | 0.015444 | 0.012528 | 0.01 | Refrigeration | Vending and ice makers |  | 1
Equipment | Energy Star Ice Maker | One Continuous Self-Contained Ice Maker meeting ENERGY STAR Version 3.0 Standards | One Continuous Self-Contained Ice Maker meeting Federal Standard | Commercial | New | Institutional | FPL Blend | Per Unit | 1710 | 1602 | 108 | 0.063158 | 9 | 0.015444 | 0.012528 | 0.01 | Refrigeration | Vending and ice makers |  | 1
Equipment | Energy Star Ice Maker | One Continuous Self-Contained Ice Maker meeting ENERGY STAR Version 3.0 Standards | One Continuous Self-Contained Ice Maker meeting Federal Standard | Commercial | Turnover | Lodging/Hospitality | FPL Blend | Per Unit | 1710 | 1602 | 108 | 0.063158 | 9 | 0.0162 | 0.012852 | 0.01 | Refrigeration | Vending and ice makers |  | 1
Equipment | Energy Star Ice Maker | One Continuous Self-Contained Ice Maker meeting ENERGY STAR Version 3.0 Standards | One Continuous Self-Contained Ice Maker meeting Federal Standard | Commercial | New | Lodging/Hospitality | FPL Blend | Per Unit | 1710 | 1602 | 108 | 0.063158 | 9 | 0.0162 | 0.012852 | 0.01 | Refrigeration | Vending and ice makers |  | 1
Equipment | Energy Star Ice Maker | One Continuous Self-Contained Ice Maker meeting ENERGY STAR Version 3.0 Standards | One Continuous Self-Contained Ice Maker meeting Federal Standard | Commercial | Turnover | Miscellaneous | FPL Blend | Per Unit | 1710 | 1602 | 108 | 0.063158 | 9 | 0.015444 | 0.012528 | 0.01 | Refrigeration | Vending and ice makers |  | 1
Equipment | Energy Star Ice Maker | One Continuous Self-Contained Ice Maker meeting ENERGY STAR Version 3.0 Standards | One Continuous Self-Contained Ice Maker meeting Federal Standard | Commercial | New | Miscellaneous | FPL Blend | Per Unit | 1710 | 1602 | 108 | 0.063158 | 9 | 0.015444 | 0.012528 | 0.01 | Refrigeration | Vending and ice makers |  | 1
Equipment | Energy Star Ice Maker | One Continuous Self-Contained Ice Maker meeting ENERGY STAR Version 3.0 Standards | One Continuous Self-Contained Ice Maker meeting Federal Standard | Commercial | Turnover | Offices | FPL Blend | Per Unit | 1710 | 1602 | 108 | 0.063158 | 9 | 0.015444 | 0.012528 | 0.01 | Refrigeration | Vending and ice makers |  | 1
Equipment | Energy Star Ice Maker | One Continuous Self-Contained Ice Maker meeting ENERGY STAR Version 3.0 Standards | One Continuous Self-Contained Ice Maker meeting Federal Standard | Commercial | New | Offices | FPL Blend | Per Unit | 1710 | 1602 | 108 | 0.063158 | 9 | 0.015444 | 0.012528 | 0.01 | Refrigeration | Vending and ice makers |  | 1
Equipment | Energy Star Ice Maker | One Continuous Self-Contained Ice Maker meeting ENERGY STAR Version 3.0 Standards | One Continuous Self-Contained Ice Maker meeting Federal Standard | Commercial | Turnover | Restaurants | FPL Blend | Per Unit | 1710 | 1602 | 108 | 0.063158 | 9 | 0.015228 | 0.012204 | 0.01 | Refrigeration | Vending and ice makers |  | 1
Equipment | Energy Star Ice Maker | One Continuous Self-Contained Ice Maker meeting ENERGY STAR Version 3.0 Standards | One Continuous Self-Contained Ice Maker meeting Federal Standard | Commercial | New | Restaurants | FPL Blend | Per Unit | 1710 | 1602 | 108 | 0.063158 | 9 | 0.015228 | 0.012204 | 0.01 | Refrigeration | Vending and ice makers |  | 1
Equipment | Energy Star Ice Maker | One Continuous Self-Contained Ice Maker meeting ENERGY STAR Version 3.0 Standards | One Continuous Self-Contained Ice Maker meeting Federal Standard | Commercial | Turnover | Retail | FPL Blend | Per Unit | 1710 | 1602 | 108 | 0.063158 | 9 | 0.0162 | 0.012852 | 0.01 | Refrigeration | Vending and ice makers |  | 1
Equipment | Energy Star Ice Maker | One Continuous Self-Contained Ice Maker meeting ENERGY STAR Version 3.0 Standards | One Continuous Self-Contained Ice Maker meeting Federal Standard | Commercial | New | Retail | FPL Blend | Per Unit | 1710 | 1602 | 108 | 0.063158 | 9 | 0.0162 | 0.012852 | 0.01 | Refrigeration | Vending and ice makers |  | 1
Equipment | Energy Star Ice Maker | One Continuous Self-Contained Ice Maker meeting ENERGY STAR Version 3.0 Standards | One Continuous Self-Contained Ice Maker meeting Federal Standard | Commercial | Turnover | Schools K-12 | FPL Blend | Per Unit | 1710 | 1602 | 108 | 0.063158 | 9 | 0.015444 | 0.012528 | 0.01 | Refrigeration | Vending and ice makers |  | 1
Equipment | Energy Star Ice Maker | One Continuous Self-Contained Ice Maker meeting ENERGY STAR Version 3.0 Standards | One Continuous Self-Contained Ice Maker meeting Federal Standard | Commercial | New | Schools K-12 | FPL Blend | Per Unit | 1710 | 1602 | 108 | 0.063158 | 9 | 0.015444 | 0.012528 | 0.01 | Refrigeration | Vending and ice makers |  | 1
Equipment | Energy Star Ice Maker | One Continuous Self-Contained Ice Maker meeting ENERGY STAR Version 3.0 Standards | One Continuous Self-Contained Ice Maker meeting Federal Standard | Commercial | Turnover | Warehouse | FPL Blend | Per Unit | 1710 | 1602 | 108 | 0.063158 | 9 | 0.015444 | 0.012528 | 0.01 | Refrigeration | Vending and ice makers |  | 1
Equipment | Energy Star Ice Maker | One Continuous Self-Contained Ice Maker meeting ENERGY STAR Version 3.0 Standards | One Continuous Self-Contained Ice Maker meeting Federal Standard | Commercial | New | Warehouse | FPL Blend | Per Unit | 1710 | 1602 | 108 | 0.063158 | 9 | 0.015444 | 0.012528 | 0.01 | Refrigeration | Vending and ice makers |  | 1
NonEquipment | Time Clock Control | Time Clock Controlled Lighting, 500 Watts Controlled |  | Commercial | Existing | Assembly | FPL Blend | Per End Use Consumption | 1319 | 1002.44 | 316.56 | 0.24 | 8 | 0.052866 | 0.025641 | 26 | Interior Lighting |  | Overhead (fluorescent/LED/CFL U-shape) | 1
NonEquipment | Time Clock Control | Time Clock Controlled Lighting, 500 Watts Controlled | 500 Watts of Lighting, Controlled either Manually or by Sensor as Specified by Code | Commercial | New | Assembly | FPL Blend | Per End Use Consumption | 1319 | 1002.44 | 316.56 | 0.24 | 8 | 0.052866 | 0.025641 | 26 | Interior Lighting |  | Overhead (fluorescent/LED/CFL U-shape) | 1
NonEquipment | Time Clock Control | Time Clock Controlled Lighting, 500 Watts Controlled |  | Commercial | Existing | College and University | FPL Blend | Per End Use Consumption | 1788.5 | 1359.26 | 429.24 | 0.24 | 8 | 0.049792 | 0.038632 | 26 | Interior Lighting |  | Overhead (fluorescent/LED/CFL U-shape) | 1
NonEquipment | Time Clock Control | Time Clock Controlled Lighting, 500 Watts Controlled | 500 Watts of Lighting, Controlled either Manually or by Sensor as Specified by Code | Commercial | New | College and University | FPL Blend | Per End Use Consumption | 1788.5 | 1359.26 | 429.24 | 0.24 | 8 | 0.049792 | 0.038632 | 26 | Interior Lighting |  | Overhead (fluorescent/LED/CFL U-shape) | 1
NonEquipment | Time Clock Control | Time Clock Controlled Lighting, 500 Watts Controlled |  | Commercial | Existing | Data Center | FPL Blend | Per End Use Consumption | 1868.5 | 1420.06 | 448.44 | 0.24 | 8 | 0.051122 | 0.056952 | 26 | Interior Lighting |  | Overhead (fluorescent/LED/CFL U-shape) | 1
NonEquipment | Time Clock Control | Time Clock Controlled Lighting, 500 Watts Controlled | 500 Watts of Lighting, Controlled either Manually or by Sensor as Specified by Code | Commercial | New | Data Center | FPL Blend | Per End Use Consumption | 1868.5 | 1420.06 | 448.44 | 0.24 | 8 | 0.051122 | 0.056952 | 26 | Interior Lighting |  | Overhead (fluorescent/LED/CFL U-shape) | 1
NonEquipment | Time Clock Control | Time Clock Controlled Lighting, 500 Watts Controlled |  | Commercial | Existing | Grocery | FPL Blend | Per End Use Consumption | 3450 | 2622 | 828 | 0.24 | 8 | 0.14076 | 0.062928 | 26 | Interior Lighting |  | Overhead (fluorescent/LED/CFL U-shape) | 1
NonEquipment | Time Clock Control | Time Clock Controlled Lighting, 500 Watts Controlled | 500 Watts of Lighting, Controlled either Manually or by Sensor as Specified by Code | Commercial | New | Grocery | FPL Blend | Per End Use Consumption | 3450 | 2622 | 828 | 0.24 | 8 | 0.14076 | 0.062928 | 26 | Interior Lighting |  | Overhead (fluorescent/LED/CFL U-shape) | 1
NonEquipment | Time Clock Control | Time Clock Controlled Lighting, 500 Watts Controlled |  | Commercial | Existing | Healthcare | FPL Blend | Per End Use Consumption | 1693 | 1286.68 | 406.32 | 0.24 | 8 | 0.060542 | 0.049977 | 26 | Interior Lighting |  | Overhead (fluorescent/LED/CFL U-shape) | 1
NonEquipment | Time Clock Control | Time Clock Controlled Lighting, 500 Watts Controlled | 500 Watts of Lighting, Controlled either Manually or by Sensor as Specified by Code | Commercial | New | Healthcare | FPL Blend | Per End Use Consumption | 1693 | 1286.68 | 406.32 | 0.24 | 8 | 0.060542 | 0.049977 | 26 | Interior Lighting |  | Overhead (fluorescent/LED/CFL U-shape) | 1
NonEquipment | Time Clock Control | Time Clock Controlled Lighting, 500 Watts Controlled |  | Commercial | Existing | Hospitals | FPL Blend | Per End Use Consumption | 2865 | 2177.4 | 687.6 | 0.24 | 8 | 0.079762 | 0.061884 | 26 | Interior Lighting |  | Overhead (fluorescent/LED/CFL U-shape) | 1
NonEquipment | Time Clock Control | Time Clock Controlled Lighting, 500 Watts Controlled | 500 Watts of Lighting, Controlled either Manually or by Sensor as Specified by Code | Commercial | New | Hospitals | FPL Blend | Per End Use Consumption | 2865 | 2177.4 | 687.6 | 0.24 | 8 | 0.079762 | 0.061884 | 26 | Interior Lighting |  | Overhead (fluorescent/LED/CFL U-shape) | 1
NonEquipment | Time Clock Control | Time Clock Controlled Lighting, 500 Watts Controlled |  | Commercial | Existing | Institutional | FPL Blend | Per End Use Consumption | 1736 | 1319.36 | 416.64 | 0.24 | 8 | 0.043747 | 0.05958 | 26 | Interior Lighting |  | Overhead (fluorescent/LED/CFL U-shape) | 1
NonEquipment | Time Clock Control | Time Clock Controlled Lighting, 500 Watts Controlled | 500 Watts of Lighting, Controlled either Manually or by Sensor as Specified by Code | Commercial | New | Institutional | FPL Blend | Per End Use Consumption | 1736 | 1319.36 | 416.64 | 0.24 | 8 | 0.043747 | 0.05958 | 26 | Interior Lighting |  | Overhead (fluorescent/LED/CFL U-shape) | 1
NonEquipment | Time Clock Control | Time Clock Controlled Lighting, 500 Watts Controlled |  | Commercial | Existing | Lodging/Hospitality | FPL Blend | Per End Use Consumption | 2421 | 1839.96 | 581.04 | 0.24 | 8 | 0.047645 | 0.067401 | 26 | Interior Lighting |  | Overhead (fluorescent/LED/CFL U-shape) | 1
NonEquipment | Time Clock Control | Time Clock Controlled Lighting, 500 Watts Controlled | 500 Watts of Lighting, Controlled either Manually or by Sensor as Specified by Code | Commercial | New | Lodging/Hospitality | FPL Blend | Per End Use Consumption | 2421 | 1839.96 | 581.04 | 0.24 | 8 | 0.047645 | 0.067401 | 26 | Interior Lighting |  | Overhead (fluorescent/LED/CFL U-shape) | 1
NonEquipment | Time Clock Control | Time Clock Controlled Lighting, 500 Watts Controlled |  | Commercial | Existing | Miscellaneous | FPL Blend | Per End Use Consumption | 2053.5 | 1560.66 | 492.84 | 0.24 | 8 | 0.056184 | 0.062591 | 26 | Interior Lighting |  | Overhead (fluorescent/LED/CFL U-shape) | 1
NonEquipment | Time Clock Control | Time Clock Controlled Lighting, 500 Watts Controlled | 500 Watts of Lighting, Controlled either Manually or by Sensor as Specified by Code | Commercial | New | Miscellaneous | FPL Blend | Per End Use Consumption | 2053.5 | 1560.66 | 492.84 | 0.24 | 8 | 0.056184 | 0.062591 | 26 | Interior Lighting |  | Overhead (fluorescent/LED/CFL U-shape) | 1
NonEquipment | Time Clock Control | Time Clock Controlled Lighting, 500 Watts Controlled |  | Commercial | Existing | Offices | FPL Blend | Per End Use Consumption | 1870 | 1421.2 | 448.8 | 0.24 | 8 | 0.051163 | 0.056998 | 26 | Interior Lighting |  | Overhead (fluorescent/LED/CFL U-shape) | 1
NonEquipment | Time Clock Control | Time Clock Controlled Lighting, 500 Watts Controlled | 500 Watts of Lighting, Controlled either Manually or by Sensor as Specified by Code | Commercial | New | Offices | FPL Blend | Per End Use Consumption | 1870 | 1421.2 | 448.8 | 0.24 | 8 | 0.051163 | 0.056998 | 26 | Interior Lighting |  | Overhead (fluorescent/LED/CFL U-shape) | 1
NonEquipment | Time Clock Control | Time Clock Controlled Lighting, 500 Watts Controlled |  | Commercial | Existing | Restaurants | FPL Blend | Per End Use Consumption | 2639 | 2005.64 | 633.36 | 0.24 | 8 | 0.095004 | 0.055102 | 26 | Interior Lighting |  | Overhead (fluorescent/LED/CFL U-shape) | 1
NonEquipment | Time Clock Control | Time Clock Controlled Lighting, 500 Watts Controlled | 500 Watts of Lighting, Controlled either Manually or by Sensor as Specified by Code | Commercial | New | Restaurants | FPL Blend | Per End Use Consumption | 2639 | 2005.64 | 633.36 | 0.24 | 8 | 0.095004 | 0.055102 | 26 | Interior Lighting |  | Overhead (fluorescent/LED/CFL U-shape) | 1
NonEquipment | Time Clock Control | Time Clock Controlled Lighting, 500 Watts Controlled |  | Commercial | Existing | Retail | FPL Blend | Per End Use Consumption | 1834 | 1393.84 | 440.16 | 0.24 | 8 | 0.073947 | 0.034332 | 26 | Interior Lighting |  | Overhead (fluorescent/LED/CFL U-shape) | 1
NonEquipment | Time Clock Control | Time Clock Controlled Lighting, 500 Watts Controlled | 500 Watts of Lighting, Controlled either Manually or by Sensor as Specified by Code | Commercial | New | Retail | FPL Blend | Per End Use Consumption | 1834 | 1393.84 | 440.16 | 0.24 | 8 | 0.073947 | 0.034332 | 26 | Interior Lighting |  | Overhead (fluorescent/LED/CFL U-shape) | 1
NonEquipment | Time Clock Control | Time Clock Controlled Lighting, 500 Watts Controlled |  | Commercial | Existing | Schools K-12 | FPL Blend | Per End Use Consumption | 1388.5 | 1055.26 | 333.24 | 0.24 | 8 | 0.035323 | 0.039656 | 26 | Interior Lighting |  | Overhead (fluorescent/LED/CFL U-shape) | 1
NonEquipment | Time Clock Control | Time Clock Controlled Lighting, 500 Watts Controlled | 500 Watts of Lighting, Controlled either Manually or by Sensor as Specified by Code | Commercial | New | Schools K-12 | FPL Blend | Per End Use Consumption | 1388.5 | 1055.26 | 333.24 | 0.24 | 8 | 0.035323 | 0.039656 | 26 | Interior Lighting |  | Overhead (fluorescent/LED/CFL U-shape) | 1
NonEquipment | Time Clock Control | Time Clock Controlled Lighting, 500 Watts Controlled |  | Commercial | Existing | Warehouse | FPL Blend | Per End Use Consumption | 1824.5 | 1386.62 | 437.88 | 0.24 | 8 | 0.073564 | 0.052546 | 26 | Interior Lighting |  | Overhead (fluorescent/LED/CFL U-shape) | 1
NonEquipment | Time Clock Control | Time Clock Controlled Lighting, 500 Watts Controlled | 500 Watts of Lighting, Controlled either Manually or by Sensor as Specified by Code | Commercial | New | Warehouse | FPL Blend | Per End Use Consumption | 1824.5 | 1386.62 | 437.88 | 0.24 | 8 | 0.073564 | 0.052546 | 26 | Interior Lighting |  | Overhead (fluorescent/LED/CFL U-shape) | 1
Equipment | Energy Star Commercial Glass Door Freezer | One Glass Door Freezer meeting ENERGY STAR Version 5.0 Standards | One Glass Door Freezer meeting Federal Standards | Commercial | Turnover | Assembly | FPL Blend | Per Unit | 10804 | 6095.5 | 4708.5 | 0.43581 | 12 | 0.70627 | 0.56031 | 1154.64 | Refrigeration | Display cases |  | 1
Equipment | Energy Star Commercial Glass Door Freezer | One Glass Door Freezer meeting ENERGY STAR Version 5.0 Standards | One Glass Door Freezer meeting Federal Standards | Commercial | New | Assembly | FPL Blend | Per Unit | 10804 | 6095.5 | 4708.5 | 0.43581 | 12 | 0.70627 | 0.56031 | 1154.64 | Refrigeration | Display cases |  | 1
Equipment | Energy Star Commercial Glass Door Freezer | One Glass Door Freezer meeting ENERGY STAR Version 5.0 Standards | One Glass Door Freezer meeting Federal Standards | Commercial | Turnover | College and University | FPL Blend | Per Unit | 10804 | 6095.5 | 4708.5 | 0.43581 | 12 | 0.70627 | 0.56031 | 1154.64 | Refrigeration | Display cases |  | 1
Equipment | Energy Star Commercial Glass Door Freezer | One Glass Door Freezer meeting ENERGY STAR Version 5.0 Standards | One Glass Door Freezer meeting Federal Standards | Commercial | New | College and University | FPL Blend | Per Unit | 10804 | 6095.5 | 4708.5 | 0.43581 | 12 | 0.70627 | 0.56031 | 1154.64 | Refrigeration | Display cases |  | 1
Equipment | Energy Star Commercial Glass Door Freezer | One Glass Door Freezer meeting ENERGY STAR Version 5.0 Standards | One Glass Door Freezer meeting Federal Standards | Commercial | Turnover | Data Center | FPL Blend | Per Unit | 10804 | 6095.5 | 4708.5 | 0.43581 | 12 | 0.67332 | 0.54619 | 1154.64 | Refrigeration | Display cases |  | 1
Equipment | Energy Star Commercial Glass Door Freezer | One Glass Door Freezer meeting ENERGY STAR Version 5.0 Standards | One Glass Door Freezer meeting Federal Standards | Commercial | New | Data Center | FPL Blend | Per Unit | 10804 | 6095.5 | 4708.5 | 0.43581 | 12 | 0.67332 | 0.54619 | 1154.64 | Refrigeration | Display cases |  | 1
Equipment | Energy Star Commercial Glass Door Freezer | One Glass Door Freezer meeting ENERGY STAR Version 5.0 Standards | One Glass Door Freezer meeting Federal Standards | Commercial | Turnover | Grocery | FPL Blend | Per Unit | 10804 | 6095.5 | 4708.5 | 0.43581 | 12 | 0.70627 | 0.56031 | 1154.64 | Refrigeration | Display cases |  | 1
Equipment | Energy Star Commercial Glass Door Freezer | One Glass Door Freezer meeting ENERGY STAR Version 5.0 Standards | One Glass Door Freezer meeting Federal Standards | Commercial | New | Grocery | FPL Blend | Per Unit | 10804 | 6095.5 | 4708.5 | 0.43581 | 12 | 0.70627 | 0.56031 | 1154.64 | Refrigeration | Display cases |  | 1
Equipment | Energy Star Commercial Glass Door Freezer | One Glass Door Freezer meeting ENERGY STAR Version 5.0 Standards | One Glass Door Freezer meeting Federal Standards | Commercial | Turnover | Healthcare | FPL Blend | Per Unit | 10804 | 6095.5 | 4708.5 | 0.43581 | 12 | 0.70627 | 0.56031 | 1154.64 | Refrigeration | Display cases |  | 1
Equipment | Energy Star Commercial Glass Door Freezer | One Glass Door Freezer meeting ENERGY STAR Version 5.0 Standards | One Glass Door Freezer meeting Federal Standards | Commercial | New | Healthcare | FPL Blend | Per Unit | 10804 | 6095.5 | 4708.5 | 0.43581 | 12 | 0.70627 | 0.56031 | 1154.64 | Refrigeration | Display cases |  | 1
Equipment | Energy Star Commercial Glass Door Freezer | One Glass Door Freezer meeting ENERGY STAR Version 5.0 Standards | One Glass Door Freezer meeting Federal Standards | Commercial | Turnover | Hospitals | FPL Blend | Per Unit | 10804 | 6095.5 | 4708.5 | 0.43581 | 12 | 0.70627 | 0.56031 | 1154.64 | Refrigeration | Display cases |  | 1
Equipment | Energy Star Commercial Glass Door Freezer | One Glass Door Freezer meeting ENERGY STAR Version 5.0 Standards | One Glass Door Freezer meeting Federal Standards | Commercial | New | Hospitals | FPL Blend | Per Unit | 10804 | 6095.5 | 4708.5 | 0.43581 | 12 | 0.70627 | 0.56031 | 1154.64 | Refrigeration | Display cases |  | 1
Equipment | Energy Star Commercial Glass Door Freezer | One Glass Door Freezer meeting ENERGY STAR Version 5.0 Standards | One Glass Door Freezer meeting Federal Standards | Commercial | Turnover | Institutional | FPL Blend | Per Unit | 10804 | 6095.5 | 4708.5 | 0.43581 | 12 | 0.67332 | 0.54619 | 1154.64 | Refrigeration | Display cases |  | 1
Equipment | Energy Star Commercial Glass Door Freezer | One Glass Door Freezer meeting ENERGY STAR Version 5.0 Standards | One Glass Door Freezer meeting Federal Standards | Commercial | New | Institutional | FPL Blend | Per Unit | 10804 | 6095.5 | 4708.5 | 0.43581 | 12 | 0.67332 | 0.54619 | 1154.64 | Refrigeration | Display cases |  | 1
Equipment | Energy Star Commercial Glass Door Freezer | One Glass Door Freezer meeting ENERGY STAR Version 5.0 Standards | One Glass Door Freezer meeting Federal Standards | Commercial | Turnover | Lodging/Hospitality | FPL Blend | Per Unit | 10804 | 6095.5 | 4708.5 | 0.43581 | 12 | 0.70627 | 0.56031 | 1154.64 | Refrigeration | Display cases |  | 1
Equipment | Energy Star Commercial Glass Door Freezer | One Glass Door Freezer meeting ENERGY STAR Version 5.0 Standards | One Glass Door Freezer meeting Federal Standards | Commercial | New | Lodging/Hospitality | FPL Blend | Per Unit | 10804 | 6095.5 | 4708.5 | 0.43581 | 12 | 0.70627 | 0.56031 | 1154.64 | Refrigeration | Display cases |  | 1
Equipment | Energy Star Commercial Glass Door Freezer | One Glass Door Freezer meeting ENERGY STAR Version 5.0 Standards | One Glass Door Freezer meeting Federal Standards | Commercial | Turnover | Miscellaneous | FPL Blend | Per Unit | 10804 | 6095.5 | 4708.5 | 0.43581 | 12 | 0.67332 | 0.54619 | 1154.64 | Refrigeration | Display cases |  | 1
Equipment | Energy Star Commercial Glass Door Freezer | One Glass Door Freezer meeting ENERGY STAR Version 5.0 Standards | One Glass Door Freezer meeting Federal Standards | Commercial | New | Miscellaneous | FPL Blend | Per Unit | 10804 | 6095.5 | 4708.5 | 0.43581 | 12 | 0.67332 | 0.54619 | 1154.64 | Refrigeration | Display cases |  | 1
Equipment | Energy Star Commercial Glass Door Freezer | One Glass Door Freezer meeting ENERGY STAR Version 5.0 Standards | One Glass Door Freezer meeting Federal Standards | Commercial | Turnover | Offices | FPL Blend | Per Unit | 10804 | 6095.5 | 4708.5 | 0.43581 | 12 | 0.67332 | 0.54619 | 1154.64 | Refrigeration | Display cases |  | 1
Equipment | Energy Star Commercial Glass Door Freezer | One Glass Door Freezer meeting ENERGY STAR Version 5.0 Standards | One Glass Door Freezer meeting Federal Standards | Commercial | New | Offices | FPL Blend | Per Unit | 10804 | 6095.5 | 4708.5 | 0.43581 | 12 | 0.67332 | 0.54619 | 1154.64 | Refrigeration | Display cases |  | 1
Equipment | Energy Star Commercial Glass Door Freezer | One Glass Door Freezer meeting ENERGY STAR Version 5.0 Standards | One Glass Door Freezer meeting Federal Standards | Commercial | Turnover | Restaurants | FPL Blend | Per Unit | 10804 | 6095.5 | 4708.5 | 0.43581 | 12 | 0.6639 | 0.53206 | 1154.64 | Refrigeration | Display cases |  | 1
Equipment | Energy Star Commercial Glass Door Freezer | One Glass Door Freezer meeting ENERGY STAR Version 5.0 Standards | One Glass Door Freezer meeting Federal Standards | Commercial | New | Restaurants | FPL Blend | Per Unit | 10804 | 6095.5 | 4708.5 | 0.43581 | 12 | 0.6639 | 0.53206 | 1154.64 | Refrigeration | Display cases |  | 1
Equipment | Energy Star Commercial Glass Door Freezer | One Glass Door Freezer meeting ENERGY STAR Version 5.0 Standards | One Glass Door Freezer meeting Federal Standards | Commercial | Turnover | Retail | FPL Blend | Per Unit | 10804 | 6095.5 | 4708.5 | 0.43581 | 12 | 0.70627 | 0.56031 | 1154.64 | Refrigeration | Display cases |  | 1
Equipment | Energy Star Commercial Glass Door Freezer | One Glass Door Freezer meeting ENERGY STAR Version 5.0 Standards | One Glass Door Freezer meeting Federal Standards | Commercial | New | Retail | FPL Blend | Per Unit | 10804 | 6095.5 | 4708.5 | 0.43581 | 12 | 0.70627 | 0.56031 | 1154.64 | Refrigeration | Display cases |  | 1
Equipment | Energy Star Commercial Glass Door Freezer | One Glass Door Freezer meeting ENERGY STAR Version 5.0 Standards | One Glass Door Freezer meeting Federal Standards | Commercial | Turnover | Schools K-12 | FPL Blend | Per Unit | 10804 | 6095.5 | 4708.5 | 0.43581 | 12 | 0.67332 | 0.54619 | 1154.64 | Refrigeration | Display cases |  | 1
Equipment | Energy Star Commercial Glass Door Freezer | One Glass Door Freezer meeting ENERGY STAR Version 5.0 Standards | One Glass Door Freezer meeting Federal Standards | Commercial | New | Schools K-12 | FPL Blend | Per Unit | 10804 | 6095.5 | 4708.5 | 0.43581 | 12 | 0.67332 | 0.54619 | 1154.64 | Refrigeration | Display cases |  | 1
Equipment | Energy Star Commercial Glass Door Freezer | One Glass Door Freezer meeting ENERGY STAR Version 5.0 Standards | One Glass Door Freezer meeting Federal Standards | Commercial | Turnover | Warehouse | FPL Blend | Per Unit | 10804 | 6095.5 | 4708.5 | 0.43581 | 12 | 0.67332 | 0.54619 | 1154.64 | Refrigeration | Display cases |  | 1
Equipment | Energy Star Commercial Glass Door Freezer | One Glass Door Freezer meeting ENERGY STAR Version 5.0 Standards | One Glass Door Freezer meeting Federal Standards | Commercial | New | Warehouse | FPL Blend | Per Unit | 10804 | 6095.5 | 4708.5 | 0.43581 | 12 | 0.67332 | 0.54619 | 1154.64 | Refrigeration | Display cases |  | 1
NonEquipment | Advanced Rooftop Controller | Advanced Rooftop Controller |  | Commercial | Existing | Assembly | FPL Blend | Per End Use Consumption | 9662.7 | 7435.83 | 2226.87 | 0.23046 | 15 | 0.62807 | 0.44725 | 2480 | Ventilation and Circulation |  | Ventilation System | 1
NonEquipment | Advanced Rooftop Controller | Advanced Rooftop Controller | Without Advanced Rooftop Controller | Commercial | New | Assembly | FPL Blend | Per End Use Consumption | 9662.7 | 7435.83 | 2226.87 | 0.23046 | 15 | 0.62807 | 0.44725 | 2480 | Ventilation and Circulation |  | Ventilation System | 1
NonEquipment | Advanced Rooftop Controller | Advanced Rooftop Controller |  | Commercial | Existing | College and University | FPL Blend | Per End Use Consumption | 32679.92 | 30453.05 | 2226.87 | 0.068142 | 15 | 0.32501 | 0.25662 | 2480 | Ventilation and Circulation |  | Ventilation System | 1
NonEquipment | Advanced Rooftop Controller | Advanced Rooftop Controller | Without Advanced Rooftop Controller | Commercial | New | College and University | FPL Blend | Per End Use Consumption | 32679.92 | 30453.05 | 2226.87 | 0.068142 | 15 | 0.32501 | 0.25662 | 2480 | Ventilation and Circulation |  | Ventilation System | 1
NonEquipment | Advanced Rooftop Controller | Advanced Rooftop Controller |  | Commercial | Existing | Data Center | FPL Blend | Per End Use Consumption | 207929.13 | 205702.26 | 2226.87 | 0.01071 | 15 | 0.32501 | 0.25662 | 2480 | Ventilation and Circulation |  | Ventilation System | 1
NonEquipment | Advanced Rooftop Controller | Advanced Rooftop Controller | Without Advanced Rooftop Controller | Commercial | New | Data Center | FPL Blend | Per End Use Consumption | 207929.13 | 205702.26 | 2226.87 | 0.01071 | 15 | 0.32501 | 0.25662 | 2480 | Ventilation and Circulation |  | Ventilation System | 1
NonEquipment | Advanced Rooftop Controller | Advanced Rooftop Controller |  | Commercial | Existing | Grocery | FPL Blend | Per End Use Consumption | 10598.74 | 8371.86 | 2226.88 | 0.21011 | 15 | 0.49413 | 0.36803 | 2480 | Ventilation and Circulation |  | Ventilation System | 1
NonEquipment | Advanced Rooftop Controller | Advanced Rooftop Controller | Without Advanced Rooftop Controller | Commercial | New | Grocery | FPL Blend | Per End Use Consumption | 10598.74 | 8371.86 | 2226.88 | 0.21011 | 15 | 0.49413 | 0.36803 | 2480 | Ventilation and Circulation |  | Ventilation System | 1
NonEquipment | Advanced Rooftop Controller | Advanced Rooftop Controller |  | Commercial | Existing | Healthcare | FPL Blend | Per End Use Consumption | 37075.59 | 34848.72 | 2226.87 | 0.060063 | 15 | 0.32501 | 0.25662 | 2480 | Ventilation and Circulation |  | Ventilation System | 1
NonEquipment | Advanced Rooftop Controller | Advanced Rooftop Controller | Without Advanced Rooftop Controller | Commercial | New | Healthcare | FPL Blend | Per End Use Consumption | 37075.59 | 34848.72 | 2226.87 | 0.060063 | 15 | 0.32501 | 0.25662 | 2480 | Ventilation and Circulation |  | Ventilation System | 1
NonEquipment | Advanced Rooftop Controller | Advanced Rooftop Controller |  | Commercial | Existing | Hospitals | FPL Blend | Per End Use Consumption | 1402759.92 | 1400533.05 | 2226.87 | 0.0015875 | 15 | 0.32501 | 0.25662 | 2480 | Ventilation and Circulation |  | Ventilation System | 1
NonEquipment | Advanced Rooftop Controller | Advanced Rooftop Controller | Without Advanced Rooftop Controller | Commercial | New | Hospitals | FPL Blend | Per End Use Consumption | 1402759.92 | 1400533.05 | 2226.87 | 0.0015875 | 15 | 0.32501 | 0.25662 | 2480 | Ventilation and Circulation |  | Ventilation System | 1
NonEquipment | Advanced Rooftop Controller | Advanced Rooftop Controller |  | Commercial | Existing | Institutional | FPL Blend | Per End Use Consumption | 7344.32 | 5117.44 | 2226.88 | 0.30321 | 15 | 0.32501 | 0.25663 | 2480 | Ventilation and Circulation |  | Ventilation System | 1
NonEquipment | Advanced Rooftop Controller | Advanced Rooftop Controller | Without Advanced Rooftop Controller | Commercial | New | Institutional | FPL Blend | Per End Use Consumption | 7344.32 | 5117.44 | 2226.88 | 0.30321 | 15 | 0.32501 | 0.25663 | 2480 | Ventilation and Circulation |  | Ventilation System | 1
NonEquipment | Advanced Rooftop Controller | Advanced Rooftop Controller |  | Commercial | Existing | Lodging/Hospitality | FPL Blend | Per End Use Consumption | 123781.2 | 121554.32 | 2226.88 | 0.01799 | 15 | 0.40322 | 0.16554 | 2480 | Ventilation and Circulation |  | Ventilation System | 1
NonEquipment | Advanced Rooftop Controller | Advanced Rooftop Controller | Without Advanced Rooftop Controller | Commercial | New | Lodging/Hospitality | FPL Blend | Per End Use Consumption | 123781.2 | 121554.32 | 2226.88 | 0.01799 | 15 | 0.40322 | 0.16554 | 2480 | Ventilation and Circulation |  | Ventilation System | 1
NonEquipment | Advanced Rooftop Controller | Advanced Rooftop Controller |  | Commercial | Existing | Miscellaneous | FPL Blend | Per End Use Consumption | 21297.15 | 19070.28 | 2226.87 | 0.10456 | 15 | 0.62807 | 0.44725 | 2480 | Ventilation and Circulation |  | Ventilation System | 1
NonEquipment | Advanced Rooftop Controller | Advanced Rooftop Controller | Without Advanced Rooftop Controller | Commercial | New | Miscellaneous | FPL Blend | Per End Use Consumption | 21297.15 | 19070.28 | 2226.87 | 0.10456 | 15 | 0.62807 | 0.44725 | 2480 | Ventilation and Circulation |  | Ventilation System | 1
NonEquipment | Advanced Rooftop Controller | Advanced Rooftop Controller |  | Commercial | Existing | Offices | FPL Blend | Per End Use Consumption | 48209.28 | 45982.41 | 2226.87 | 0.046192 | 15 | 0.62807 | 0.44725 | 2480 | Ventilation and Circulation |  | Ventilation System | 1
NonEquipment | Advanced Rooftop Controller | Advanced Rooftop Controller | Without Advanced Rooftop Controller | Commercial | New | Offices | FPL Blend | Per End Use Consumption | 48209.28 | 45982.41 | 2226.87 | 0.046192 | 15 | 0.62807 | 0.44725 | 2480 | Ventilation and Circulation |  | Ventilation System | 1
NonEquipment | Advanced Rooftop Controller | Advanced Rooftop Controller |  | Commercial | Existing | Restaurants | FPL Blend | Per End Use Consumption | 27844.2 | 25617.33 | 2226.87 | 0.079976 | 15 | 0.49412 | 0.36803 | 2480 | Ventilation and Circulation |  | Ventilation System | 1
NonEquipment | Advanced Rooftop Controller | Advanced Rooftop Controller | Without Advanced Rooftop Controller | Commercial | New | Restaurants | FPL Blend | Per End Use Consumption | 27844.2 | 25617.33 | 2226.87 | 0.079976 | 15 | 0.49412 | 0.36803 | 2480 | Ventilation and Circulation |  | Ventilation System | 1
NonEquipment | Advanced Rooftop Controller | Advanced Rooftop Controller |  | Commercial | Existing | Retail | FPL Blend | Per End Use Consumption | 51568.14 | 49341.26 | 2226.88 | 0.043183 | 15 | 0.62808 | 0.44725 | 2480 | Ventilation and Circulation |  | Ventilation System | 1
NonEquipment | Advanced Rooftop Controller | Advanced Rooftop Controller | Without Advanced Rooftop Controller | Commercial | New | Retail | FPL Blend | Per End Use Consumption | 51568.14 | 49341.26 | 2226.88 | 0.043183 | 15 | 0.62808 | 0.44725 | 2480 | Ventilation and Circulation |  | Ventilation System | 1
NonEquipment | Advanced Rooftop Controller | Advanced Rooftop Controller |  | Commercial | Existing | Schools K-12 | FPL Blend | Per End Use Consumption | 44041.62 | 41814.75 | 2226.87 | 0.050563 | 15 | 0.62807 | 0.44725 | 2480 | Ventilation and Circulation |  | Ventilation System | 1
NonEquipment | Advanced Rooftop Controller | Advanced Rooftop Controller | Without Advanced Rooftop Controller | Commercial | New | Schools K-12 | FPL Blend | Per End Use Consumption | 44041.62 | 41814.75 | 2226.87 | 0.050563 | 15 | 0.62807 | 0.44725 | 2480 | Ventilation and Circulation |  | Ventilation System | 1
NonEquipment | Advanced Rooftop Controller | Advanced Rooftop Controller |  | Commercial | Existing | Warehouse | FPL Blend | Per End Use Consumption | 4752.48 | 2525.6 | 2226.88 | 0.46857 | 15 | 0.62808 | 0.44725 | 2480 | Ventilation and Circulation |  | Ventilation System | 1
NonEquipment | Advanced Rooftop Controller | Advanced Rooftop Controller | Without Advanced Rooftop Controller | Commercial | New | Warehouse | FPL Blend | Per End Use Consumption | 4752.48 | 2525.6 | 2226.88 | 0.46857 | 15 | 0.62808 | 0.44725 | 2480 | Ventilation and Circulation |  | Ventilation System | 1
NonEquipment | Hotel Card Energy Control Systems | Guest Room HVAC Unit Controlled by Hotel-Key-Card Activated Energy Control System |  | Commercial | Existing | Assembly | FPL Blend | Per End Use Consumption | 124835.85 | 123989.73 | 846.12 | 0.0067779 | 8 | 0.28181 | 0 | 303.2387 | Space Cooling |  | Packaged air conditioning units (RTUs) | 1
NonEquipment | Hotel Card Energy Control Systems | Guest Room HVAC Unit Controlled by Hotel-Key-Card Activated Energy Control System | Guest Room HVAC Unit, Manually Controlled by Guest | Commercial | New | Assembly | FPL Blend | Per End Use Consumption | 124835.85 | 123989.73 | 846.12 | 0.0067779 | 8 | 0.28181 | 0 | 303.2387 | Space Cooling |  | Packaged air conditioning units (RTUs) | 1
NonEquipment | Hotel Card Energy Control Systems | Guest Room HVAC Unit Controlled by Hotel-Key-Card Activated Energy Control System |  | Commercial | Existing | College and University | FPL Blend | Per End Use Consumption | 50239.28 | 49393.16 | 846.12 | 0.016842 | 8 | 0.17155 | 0 | 303.2387 | Space Cooling |  | Packaged air conditioning units (RTUs) | 1
NonEquipment | Hotel Card Energy Control Systems | Guest Room HVAC Unit Controlled by Hotel-Key-Card Activated Energy Control System | Guest Room HVAC Unit, Manually Controlled by Guest | Commercial | New | College and University | FPL Blend | Per End Use Consumption | 50239.28 | 49393.16 | 846.12 | 0.016842 | 8 | 0.17155 | 0 | 303.2387 | Space Cooling |  | Packaged air conditioning units (RTUs) | 1
NonEquipment | Hotel Card Energy Control Systems | Guest Room HVAC Unit Controlled by Hotel-Key-Card Activated Energy Control System |  | Commercial | Existing | Data Center | FPL Blend | Per End Use Consumption | 246589.32 | 245743.2 | 846.12 | 0.0034313 | 8 | 0.17155 | 0 | 303.2387 | Space Cooling |  | Packaged air conditioning units (RTUs) | 1
NonEquipment | Hotel Card Energy Control Systems | Guest Room HVAC Unit Controlled by Hotel-Key-Card Activated Energy Control System | Guest Room HVAC Unit, Manually Controlled by Guest | Commercial | New | Data Center | FPL Blend | Per End Use Consumption | 246589.32 | 245743.2 | 846.12 | 0.0034313 | 8 | 0.17155 | 0 | 303.2387 | Space Cooling |  | Packaged air conditioning units (RTUs) | 1
NonEquipment | Hotel Card Energy Control Systems | Guest Room HVAC Unit Controlled by Hotel-Key-Card Activated Energy Control System |  | Commercial | Existing | Grocery | FPL Blend | Per End Use Consumption | 10146.03 | 9299.91 | 846.12 | 0.083394 | 8 | 0.23994 | 0 | 303.2387 | Space Cooling |  | Packaged air conditioning units (RTUs) | 1
NonEquipment | Hotel Card Energy Control Systems | Guest Room HVAC Unit Controlled by Hotel-Key-Card Activated Energy Control System | Guest Room HVAC Unit, Manually Controlled by Guest | Commercial | New | Grocery | FPL Blend | Per End Use Consumption | 10146.03 | 9299.91 | 846.12 | 0.083394 | 8 | 0.23994 | 0 | 303.2387 | Space Cooling |  | Packaged air conditioning units (RTUs) | 1
NonEquipment | Hotel Card Energy Control Systems | Guest Room HVAC Unit Controlled by Hotel-Key-Card Activated Energy Control System |  | Commercial | Existing | Healthcare | FPL Blend | Per End Use Consumption | 21063.51 | 20217.39 | 846.12 | 0.04017 | 8 | 0.17155 | 0 | 303.2387 | Space Cooling |  | Packaged air conditioning units (RTUs) | 1
NonEquipment | Hotel Card Energy Control Systems | Guest Room HVAC Unit Controlled by Hotel-Key-Card Activated Energy Control System | Guest Room HVAC Unit, Manually Controlled by Guest | Commercial | New | Healthcare | FPL Blend | Per End Use Consumption | 21063.51 | 20217.39 | 846.12 | 0.04017 | 8 | 0.17155 | 0 | 303.2387 | Space Cooling |  | Packaged air conditioning units (RTUs) | 1
NonEquipment | Hotel Card Energy Control Systems | Guest Room HVAC Unit Controlled by Hotel-Key-Card Activated Energy Control System |  | Commercial | Existing | Hospitals | FPL Blend | Per End Use Consumption | 1853377.69 | 1852531.57 | 846.12 | 0.00045653 | 8 | 0.17155 | 0 | 303.2387 | Space Cooling |  | Packaged air conditioning units (RTUs) | 1
NonEquipment | Hotel Card Energy Control Systems | Guest Room HVAC Unit Controlled by Hotel-Key-Card Activated Energy Control System | Guest Room HVAC Unit, Manually Controlled by Guest | Commercial | New | Hospitals | FPL Blend | Per End Use Consumption | 1853377.69 | 1852531.57 | 846.12 | 0.00045653 | 8 | 0.17155 | 0 | 303.2387 | Space Cooling |  | Packaged air conditioning units (RTUs) | 1
NonEquipment | Hotel Card Energy Control Systems | Guest Room HVAC Unit Controlled by Hotel-Key-Card Activated Energy Control System |  | Commercial | Existing | Institutional | FPL Blend | Per End Use Consumption | 24647.04 | 23800.92 | 846.12 | 0.034329 | 8 | 0.17155 | 0 | 303.2387 | Space Cooling |  | Packaged air conditioning units (RTUs) | 1
NonEquipment | Hotel Card Energy Control Systems | Guest Room HVAC Unit Controlled by Hotel-Key-Card Activated Energy Control System | Guest Room HVAC Unit, Manually Controlled by Guest | Commercial | New | Institutional | FPL Blend | Per End Use Consumption | 24647.04 | 23800.92 | 846.12 | 0.034329 | 8 | 0.17155 | 0 | 303.2387 | Space Cooling |  | Packaged air conditioning units (RTUs) | 1
NonEquipment | Hotel Card Energy Control Systems | Guest Room HVAC Unit Controlled by Hotel-Key-Card Activated Energy Control System |  | Commercial | Existing | Lodging/Hospitality | FPL Blend | Per End Use Consumption | 200655.84 | 199809.72 | 846.12 | 0.0042168 | 8 | 0.16204 | 0 | 303.2387 | Space Cooling |  | Packaged air conditioning units (RTUs) | 1
NonEquipment | Hotel Card Energy Control Systems | Guest Room HVAC Unit Controlled by Hotel-Key-Card Activated Energy Control System | Guest Room HVAC Unit, Manually Controlled by Guest | Commercial | New | Lodging/Hospitality | FPL Blend | Per End Use Consumption | 200655.84 | 199809.72 | 846.12 | 0.0042168 | 8 | 0.16204 | 0 | 303.2387 | Space Cooling |  | Packaged air conditioning units (RTUs) | 1
NonEquipment | Hotel Card Energy Control Systems | Guest Room HVAC Unit Controlled by Hotel-Key-Card Activated Energy Control System |  | Commercial | Existing | Miscellaneous | FPL Blend | Per End Use Consumption | 44622.6 | 43776.48 | 846.12 | 0.018962 | 8 | 0.28181 | 0 | 303.2387 | Space Cooling |  | Packaged air conditioning units (RTUs) | 1
NonEquipment | Hotel Card Energy Control Systems | Guest Room HVAC Unit Controlled by Hotel-Key-Card Activated Energy Control System | Guest Room HVAC Unit, Manually Controlled by Guest | Commercial | New | Miscellaneous | FPL Blend | Per End Use Consumption | 44622.6 | 43776.48 | 846.12 | 0.018962 | 8 | 0.28181 | 0 | 303.2387 | Space Cooling |  | Packaged air conditioning units (RTUs) | 1
NonEquipment | Hotel Card Energy Control Systems | Guest Room HVAC Unit Controlled by Hotel-Key-Card Activated Energy Control System |  | Commercial | Existing | Offices | FPL Blend | Per End Use Consumption | 56539.56 | 55693.44 | 846.12 | 0.014965 | 8 | 0.28181 | 0 | 303.2387 | Space Cooling |  | Packaged air conditioning units (RTUs) | 1
NonEquipment | Hotel Card Energy Control Systems | Guest Room HVAC Unit Controlled by Hotel-Key-Card Activated Energy Control System | Guest Room HVAC Unit, Manually Controlled by Guest | Commercial | New | Offices | FPL Blend | Per End Use Consumption | 56539.56 | 55693.44 | 846.12 | 0.014965 | 8 | 0.28181 | 0 | 303.2387 | Space Cooling |  | Packaged air conditioning units (RTUs) | 1
NonEquipment | Hotel Card Energy Control Systems | Guest Room HVAC Unit Controlled by Hotel-Key-Card Activated Energy Control System |  | Commercial | Existing | Restaurants | FPL Blend | Per End Use Consumption | 48502.8 | 47656.68 | 846.12 | 0.017445 | 8 | 0.23994 | 0 | 303.2387 | Space Cooling |  | Packaged air conditioning units (RTUs) | 1
NonEquipment | Hotel Card Energy Control Systems | Guest Room HVAC Unit Controlled by Hotel-Key-Card Activated Energy Control System | Guest Room HVAC Unit, Manually Controlled by Guest | Commercial | New | Restaurants | FPL Blend | Per End Use Consumption | 48502.8 | 47656.68 | 846.12 | 0.017445 | 8 | 0.23994 | 0 | 303.2387 | Space Cooling |  | Packaged air conditioning units (RTUs) | 1
NonEquipment | Hotel Card Energy Control Systems | Guest Room HVAC Unit Controlled by Hotel-Key-Card Activated Energy Control System |  | Commercial | Existing | Retail | FPL Blend | Per End Use Consumption | 71635.38 | 70789.26 | 846.12 | 0.011811 | 8 | 0.28181 | 0 | 303.2387 | Space Cooling |  | Packaged air conditioning units (RTUs) | 1
NonEquipment | Hotel Card Energy Control Systems | Guest Room HVAC Unit Controlled by Hotel-Key-Card Activated Energy Control System | Guest Room HVAC Unit, Manually Controlled by Guest | Commercial | New | Retail | FPL Blend | Per End Use Consumption | 71635.38 | 70789.26 | 846.12 | 0.011811 | 8 | 0.28181 | 0 | 303.2387 | Space Cooling |  | Packaged air conditioning units (RTUs) | 1
NonEquipment | Hotel Card Energy Control Systems | Guest Room HVAC Unit Controlled by Hotel-Key-Card Activated Energy Control System |  | Commercial | Existing | Schools K-12 | FPL Blend | Per End Use Consumption | 160602.9 | 159756.78 | 846.12 | 0.0052684 | 8 | 0.28181 | 0 | 303.2387 | Space Cooling |  | Packaged air conditioning units (RTUs) | 1
NonEquipment | Hotel Card Energy Control Systems | Guest Room HVAC Unit Controlled by Hotel-Key-Card Activated Energy Control System | Guest Room HVAC Unit, Manually Controlled by Guest | Commercial | New | Schools K-12 | FPL Blend | Per End Use Consumption | 160602.9 | 159756.78 | 846.12 | 0.0052684 | 8 | 0.28181 | 0 | 303.2387 | Space Cooling |  | Packaged air conditioning units (RTUs) | 1
NonEquipment | Hotel Card Energy Control Systems | Guest Room HVAC Unit Controlled by Hotel-Key-Card Activated Energy Control System |  | Commercial | Existing | Warehouse | FPL Blend | Per End Use Consumption | 19405.96 | 18559.84 | 846.12 | 0.043601 | 8 | 0.28181 | 0 | 303.2387 | Space Cooling |  | Packaged air conditioning units (RTUs) | 1
NonEquipment | Hotel Card Energy Control Systems | Guest Room HVAC Unit Controlled by Hotel-Key-Card Activated Energy Control System | Guest Room HVAC Unit, Manually Controlled by Guest | Commercial | New | Warehouse | FPL Blend | Per End Use Consumption | 19405.96 | 18559.84 | 846.12 | 0.043601 | 8 | 0.28181 | 0 | 303.2387 | Space Cooling |  | Packaged air conditioning units (RTUs) | 1
NonEquipment | Hotel Card Energy Control Systems | Guest Room HVAC Unit Controlled by Hotel-Key-Card Activated Energy Control System |  | Commercial | Existing | Assembly | FPL Blend | Per End Use Consumption | 15896.7 | 15735.53 | 161.17 | 0.010139 | 8 | 0 | 0.36717 | 57.7613 | Space Heating |  | Packaged central unit | 1
NonEquipment | Hotel Card Energy Control Systems | Guest Room HVAC Unit Controlled by Hotel-Key-Card Activated Energy Control System | Guest Room HVAC Unit, Manually Controlled by Guest | Commercial | New | Assembly | FPL Blend | Per End Use Consumption | 15896.7 | 15735.53 | 161.17 | 0.010139 | 8 | 0 | 0.36717 | 57.7613 | Space Heating |  | Packaged central unit | 1
NonEquipment | Hotel Card Energy Control Systems | Guest Room HVAC Unit Controlled by Hotel-Key-Card Activated Energy Control System |  | Commercial | Existing | College and University | FPL Blend | Per End Use Consumption | 7804.16 | 7642.99 | 161.17 | 0.020652 | 8 | 0 | 0.031007 | 57.7613 | Space Heating |  | Packaged central unit | 1
NonEquipment | Hotel Card Energy Control Systems | Guest Room HVAC Unit Controlled by Hotel-Key-Card Activated Energy Control System | Guest Room HVAC Unit, Manually Controlled by Guest | Commercial | New | College and University | FPL Blend | Per End Use Consumption | 7804.16 | 7642.99 | 161.17 | 0.020652 | 8 | 0 | 0.031007 | 57.7613 | Space Heating |  | Packaged central unit | 1
NonEquipment | Hotel Card Energy Control Systems | Guest Room HVAC Unit Controlled by Hotel-Key-Card Activated Energy Control System |  | Commercial | Existing | Data Center | FPL Blend | Per End Use Consumption | 59557.59 | 59396.42 | 161.17 | 0.0027061 | 8 | 0 | 0.031007 | 57.7613 | Space Heating |  | Packaged central unit | 1
NonEquipment | Hotel Card Energy Control Systems | Guest Room HVAC Unit Controlled by Hotel-Key-Card Activated Energy Control System | Guest Room HVAC Unit, Manually Controlled by Guest | Commercial | New | Data Center | FPL Blend | Per End Use Consumption | 59557.59 | 59396.42 | 161.17 | 0.0027061 | 8 | 0 | 0.031007 | 57.7613 | Space Heating |  | Packaged central unit | 1
NonEquipment | Hotel Card Energy Control Systems | Guest Room HVAC Unit Controlled by Hotel-Key-Card Activated Energy Control System |  | Commercial | Existing | Grocery | FPL Blend | Per End Use Consumption | 6897.17 | 6736 | 161.17 | 0.023368 | 8 | 0 | 0.12387 | 57.7613 | Space Heating |  | Packaged central unit | 1
NonEquipment | Hotel Card Energy Control Systems | Guest Room HVAC Unit Controlled by Hotel-Key-Card Activated Energy Control System | Guest Room HVAC Unit, Manually Controlled by Guest | Commercial | New | Grocery | FPL Blend | Per End Use Consumption | 6897.17 | 6736 | 161.17 | 0.023368 | 8 | 0 | 0.12387 | 57.7613 | Space Heating |  | Packaged central unit | 1
NonEquipment | Hotel Card Energy Control Systems | Guest Room HVAC Unit Controlled by Hotel-Key-Card Activated Energy Control System |  | Commercial | Existing | Healthcare | FPL Blend | Per End Use Consumption | 10674.72 | 10513.55 | 161.17 | 0.015098 | 8 | 0 | 0.031007 | 57.7613 | Space Heating |  | Packaged central unit | 1
NonEquipment | Hotel Card Energy Control Systems | Guest Room HVAC Unit Controlled by Hotel-Key-Card Activated Energy Control System | Guest Room HVAC Unit, Manually Controlled by Guest | Commercial | New | Healthcare | FPL Blend | Per End Use Consumption | 10674.72 | 10513.55 | 161.17 | 0.015098 | 8 | 0 | 0.031007 | 57.7613 | Space Heating |  | Packaged central unit | 1
NonEquipment | Hotel Card Energy Control Systems | Guest Room HVAC Unit Controlled by Hotel-Key-Card Activated Energy Control System |  | Commercial | Existing | Hospitals | FPL Blend | Per End Use Consumption | 218709.88 | 218548.71 | 161.17 | 0.00073691 | 8 | 0 | 0.031007 | 57.7613 | Space Heating |  | Packaged central unit | 1
NonEquipment | Hotel Card Energy Control Systems | Guest Room HVAC Unit Controlled by Hotel-Key-Card Activated Energy Control System | Guest Room HVAC Unit, Manually Controlled by Guest | Commercial | New | Hospitals | FPL Blend | Per End Use Consumption | 218709.88 | 218548.71 | 161.17 | 0.00073691 | 8 | 0 | 0.031007 | 57.7613 | Space Heating |  | Packaged central unit | 1
NonEquipment | Hotel Card Energy Control Systems | Guest Room HVAC Unit Controlled by Hotel-Key-Card Activated Energy Control System |  | Commercial | Existing | Institutional | FPL Blend | Per End Use Consumption | 7344.32 | 7183.15 | 161.17 | 0.021945 | 8 | 0 | 0.031007 | 57.7613 | Space Heating |  | Packaged central unit | 1
NonEquipment | Hotel Card Energy Control Systems | Guest Room HVAC Unit Controlled by Hotel-Key-Card Activated Energy Control System | Guest Room HVAC Unit, Manually Controlled by Guest | Commercial | New | Institutional | FPL Blend | Per End Use Consumption | 7344.32 | 7183.15 | 161.17 | 0.021945 | 8 | 0 | 0.031007 | 57.7613 | Space Heating |  | Packaged central unit | 1
NonEquipment | Hotel Card Energy Control Systems | Guest Room HVAC Unit Controlled by Hotel-Key-Card Activated Energy Control System |  | Commercial | Existing | Lodging/Hospitality | FPL Blend | Per End Use Consumption | 23018.96 | 22857.79 | 161.17 | 0.0070016 | 8 | 0 | 0.10616 | 57.7613 | Space Heating |  | Packaged central unit | 1
NonEquipment | Hotel Card Energy Control Systems | Guest Room HVAC Unit Controlled by Hotel-Key-Card Activated Energy Control System | Guest Room HVAC Unit, Manually Controlled by Guest | Commercial | New | Lodging/Hospitality | FPL Blend | Per End Use Consumption | 23018.96 | 22857.79 | 161.17 | 0.0070016 | 8 | 0 | 0.10616 | 57.7613 | Space Heating |  | Packaged central unit | 1
NonEquipment | Hotel Card Energy Control Systems | Guest Room HVAC Unit Controlled by Hotel-Key-Card Activated Energy Control System |  | Commercial | Existing | Miscellaneous | FPL Blend | Per End Use Consumption | 25015.7 | 24854.53 | 161.17 | 0.0064428 | 8 | 0 | 0.36717 | 57.7613 | Space Heating |  | Packaged central unit | 1
NonEquipment | Hotel Card Energy Control Systems | Guest Room HVAC Unit Controlled by Hotel-Key-Card Activated Energy Control System | Guest Room HVAC Unit, Manually Controlled by Guest | Commercial | New | Miscellaneous | FPL Blend | Per End Use Consumption | 25015.7 | 24854.53 | 161.17 | 0.0064428 | 8 | 0 | 0.36717 | 57.7613 | Space Heating |  | Packaged central unit | 1
NonEquipment | Hotel Card Energy Control Systems | Guest Room HVAC Unit Controlled by Hotel-Key-Card Activated Energy Control System |  | Commercial | Existing | Offices | FPL Blend | Per End Use Consumption | 28712.88 | 28551.71 | 161.17 | 0.0056132 | 8 | 0 | 0.36717 | 57.7613 | Space Heating |  | Packaged central unit | 1
NonEquipment | Hotel Card Energy Control Systems | Guest Room HVAC Unit Controlled by Hotel-Key-Card Activated Energy Control System | Guest Room HVAC Unit, Manually Controlled by Guest | Commercial | New | Offices | FPL Blend | Per End Use Consumption | 28712.88 | 28551.71 | 161.17 | 0.0056132 | 8 | 0 | 0.36717 | 57.7613 | Space Heating |  | Packaged central unit | 1
NonEquipment | Hotel Card Energy Control Systems | Guest Room HVAC Unit Controlled by Hotel-Key-Card Activated Energy Control System |  | Commercial | Existing | Restaurants | FPL Blend | Per End Use Consumption | 17714.5 | 17553.33 | 161.17 | 0.0090982 | 8 | 0 | 0.12387 | 57.7613 | Space Heating |  | Packaged central unit | 1
NonEquipment | Hotel Card Energy Control Systems | Guest Room HVAC Unit Controlled by Hotel-Key-Card Activated Energy Control System | Guest Room HVAC Unit, Manually Controlled by Guest | Commercial | New | Restaurants | FPL Blend | Per End Use Consumption | 17714.5 | 17553.33 | 161.17 | 0.0090982 | 8 | 0 | 0.12387 | 57.7613 | Space Heating |  | Packaged central unit | 1
NonEquipment | Hotel Card Energy Control Systems | Guest Room HVAC Unit Controlled by Hotel-Key-Card Activated Energy Control System |  | Commercial | Existing | Retail | FPL Blend | Per End Use Consumption | 25434.06 | 25272.89 | 161.17 | 0.0063368 | 8 | 0 | 0.36717 | 57.7613 | Space Heating |  | Packaged central unit | 1
NonEquipment | Hotel Card Energy Control Systems | Guest Room HVAC Unit Controlled by Hotel-Key-Card Activated Energy Control System | Guest Room HVAC Unit, Manually Controlled by Guest | Commercial | New | Retail | FPL Blend | Per End Use Consumption | 25434.06 | 25272.89 | 161.17 | 0.0063368 | 8 | 0 | 0.36717 | 57.7613 | Space Heating |  | Packaged central unit | 1
NonEquipment | Hotel Card Energy Control Systems | Guest Room HVAC Unit Controlled by Hotel-Key-Card Activated Energy Control System |  | Commercial | Existing | Schools K-12 | FPL Blend | Per End Use Consumption | 50002.14 | 49840.97 | 161.17 | 0.0032233 | 8 | 0 | 0.36717 | 57.7613 | Space Heating |  | Packaged central unit | 1
NonEquipment | Hotel Card Energy Control Systems | Guest Room HVAC Unit Controlled by Hotel-Key-Card Activated Energy Control System | Guest Room HVAC Unit, Manually Controlled by Guest | Commercial | New | Schools K-12 | FPL Blend | Per End Use Consumption | 50002.14 | 49840.97 | 161.17 | 0.0032233 | 8 | 0 | 0.36717 | 57.7613 | Space Heating |  | Packaged central unit | 1
NonEquipment | Hotel Card Energy Control Systems | Guest Room HVAC Unit Controlled by Hotel-Key-Card Activated Energy Control System |  | Commercial | Existing | Warehouse | FPL Blend | Per End Use Consumption | 8514.86 | 8353.69 | 161.17 | 0.018928 | 8 | 0 | 0.36717 | 57.7613 | Space Heating |  | Packaged central unit | 1
NonEquipment | Hotel Card Energy Control Systems | Guest Room HVAC Unit Controlled by Hotel-Key-Card Activated Energy Control System | Guest Room HVAC Unit, Manually Controlled by Guest | Commercial | New | Warehouse | FPL Blend | Per End Use Consumption | 8514.86 | 8353.69 | 161.17 | 0.018928 | 8 | 0 | 0.36717 | 57.7613 | Space Heating |  | Packaged central unit | 1
NonEquipment | Faucet Aerator | Low-flow lavatory faucet aerator, flow rate: 1.0 gpm |  | Commercial | Existing | Assembly | FPL Blend | Per Unit | 484.05 | 220.02 | 264.03 | 0.54546 | 10 | 0.032828 | 0.049998 | 9.27 | Domestic Hot Water |  | Centralized water heaters | 1
NonEquipment | Faucet Aerator | Low-flow lavatory faucet aerator, flow rate: 1.0 gpm | Federal lavatory flow rate standard, 1994, flow rate: 2.2 gpm | Commercial | New | Assembly | FPL Blend | Per Unit | 484.05 | 220.02 | 264.03 | 0.54546 | 10 | 0.032828 | 0.049998 | 9.27 | Domestic Hot Water |  | Centralized water heaters | 1
NonEquipment | Faucet Aerator | Low-flow lavatory faucet aerator, flow rate: 1.0 gpm |  | Commercial | Existing | College and University | FPL Blend | Per Unit | 484.05 | 220.02 | 264.03 | 0.54546 | 10 | 0.024211 | 0.029404 | 105.06 | Domestic Hot Water |  | Centralized water heaters | 1
NonEquipment | Faucet Aerator | Low-flow lavatory faucet aerator, flow rate: 1.0 gpm | Federal lavatory flow rate standard, 1994, flow rate: 2.2 gpm | Commercial | New | College and University | FPL Blend | Per Unit | 484.05 | 220.02 | 264.03 | 0.54546 | 10 | 0.024211 | 0.029404 | 105.06 | Domestic Hot Water |  | Centralized water heaters | 1
NonEquipment | Faucet Aerator | Low-flow lavatory faucet aerator, flow rate: 1.0 gpm |  | Commercial | Existing | Data Center | FPL Blend | Per Unit | 484.05 | 220.02 | 264.03 | 0.54546 | 10 | 0.024211 | 0.029404 | 74.16 | Domestic Hot Water |  | Centralized water heaters | 1
NonEquipment | Faucet Aerator | Low-flow lavatory faucet aerator, flow rate: 1.0 gpm | Federal lavatory flow rate standard, 1994, flow rate: 2.2 gpm | Commercial | New | Data Center | FPL Blend | Per Unit | 484.05 | 220.02 | 264.03 | 0.54546 | 10 | 0.024211 | 0.029404 | 74.16 | Domestic Hot Water |  | Centralized water heaters | 1
NonEquipment | Faucet Aerator | Low-flow lavatory faucet aerator, flow rate: 1.0 gpm |  | Commercial | Existing | Grocery | FPL Blend | Per Unit | 484.05 | 220.02 | 264.03 | 0.54546 | 10 | 0.032828 | 0.049998 | 9.27 | Domestic Hot Water |  | Centralized water heaters | 1
NonEquipment | Faucet Aerator | Low-flow lavatory faucet aerator, flow rate: 1.0 gpm | Federal lavatory flow rate standard, 1994, flow rate: 2.2 gpm | Commercial | New | Grocery | FPL Blend | Per Unit | 484.05 | 220.02 | 264.03 | 0.54546 | 10 | 0.032828 | 0.049998 | 9.27 | Domestic Hot Water |  | Centralized water heaters | 1
NonEquipment | Faucet Aerator | Low-flow lavatory faucet aerator, flow rate: 1.0 gpm |  | Commercial | Existing | Healthcare | FPL Blend | Per Unit | 484.05 | 220.02 | 264.03 | 0.54546 | 10 | 0.024211 | 0.029404 | 9.27 | Domestic Hot Water |  | Centralized water heaters | 1
NonEquipment | Faucet Aerator | Low-flow lavatory faucet aerator, flow rate: 1.0 gpm | Federal lavatory flow rate standard, 1994, flow rate: 2.2 gpm | Commercial | New | Healthcare | FPL Blend | Per Unit | 484.05 | 220.02 | 264.03 | 0.54546 | 10 | 0.024211 | 0.029404 | 9.27 | Domestic Hot Water |  | Centralized water heaters | 1
NonEquipment | Faucet Aerator | Low-flow lavatory faucet aerator, flow rate: 1.0 gpm |  | Commercial | Existing | Hospitals | FPL Blend | Per Unit | 484.05 | 220.02 | 264.03 | 0.54546 | 10 | 0.024211 | 0.029404 | 120.51 | Domestic Hot Water |  | Centralized water heaters | 1
NonEquipment | Faucet Aerator | Low-flow lavatory faucet aerator, flow rate: 1.0 gpm | Federal lavatory flow rate standard, 1994, flow rate: 2.2 gpm | Commercial | New | Hospitals | FPL Blend | Per Unit | 484.05 | 220.02 | 264.03 | 0.54546 | 10 | 0.024211 | 0.029404 | 120.51 | Domestic Hot Water |  | Centralized water heaters | 1
NonEquipment | Faucet Aerator | Low-flow lavatory faucet aerator, flow rate: 1.0 gpm |  | Commercial | Existing | Institutional | FPL Blend | Per Unit | 484.05 | 220.02 | 264.03 | 0.54546 | 10 | 0.024211 | 0.029404 | 500.58 | Domestic Hot Water |  | Centralized water heaters | 1
NonEquipment | Faucet Aerator | Low-flow lavatory faucet aerator, flow rate: 1.0 gpm | Federal lavatory flow rate standard, 1994, flow rate: 2.2 gpm | Commercial | New | Institutional | FPL Blend | Per Unit | 484.05 | 220.02 | 264.03 | 0.54546 | 10 | 0.024211 | 0.029404 | 500.58 | Domestic Hot Water |  | Centralized water heaters | 1
NonEquipment | Faucet Aerator | Low-flow lavatory faucet aerator, flow rate: 1.0 gpm |  | Commercial | Existing | Lodging/Hospitality | FPL Blend | Per Unit | 484.05 | 220.02 | 264.03 | 0.54546 | 10 | 0.010389 | 0.041657 | 24.72 | Domestic Hot Water |  | Centralized water heaters | 1
NonEquipment | Faucet Aerator | Low-flow lavatory faucet aerator, flow rate: 1.0 gpm | Federal lavatory flow rate standard, 1994, flow rate: 2.2 gpm | Commercial | New | Lodging/Hospitality | FPL Blend | Per Unit | 484.05 | 220.02 | 264.03 | 0.54546 | 10 | 0.010389 | 0.041657 | 24.72 | Domestic Hot Water |  | Centralized water heaters | 1
NonEquipment | Faucet Aerator | Low-flow lavatory faucet aerator, flow rate: 1.0 gpm |  | Commercial | Existing | Miscellaneous | FPL Blend | Per Unit | 484.05 | 220.02 | 264.03 | 0.54546 | 10 | 0.032828 | 0.049998 | 74.16 | Domestic Hot Water |  | Centralized water heaters | 1
NonEquipment | Faucet Aerator | Low-flow lavatory faucet aerator, flow rate: 1.0 gpm | Federal lavatory flow rate standard, 1994, flow rate: 2.2 gpm | Commercial | New | Miscellaneous | FPL Blend | Per Unit | 484.05 | 220.02 | 264.03 | 0.54546 | 10 | 0.032828 | 0.049998 | 74.16 | Domestic Hot Water |  | Centralized water heaters | 1
NonEquipment | Faucet Aerator | Low-flow lavatory faucet aerator, flow rate: 1.0 gpm |  | Commercial | Existing | Offices | FPL Blend | Per Unit | 484.05 | 220.02 | 264.03 | 0.54546 | 10 | 0.032828 | 0.049998 | 9.27 | Domestic Hot Water |  | Centralized water heaters | 1
NonEquipment | Faucet Aerator | Low-flow lavatory faucet aerator, flow rate: 1.0 gpm | Federal lavatory flow rate standard, 1994, flow rate: 2.2 gpm | Commercial | New | Offices | FPL Blend | Per Unit | 484.05 | 220.02 | 264.03 | 0.54546 | 10 | 0.032828 | 0.049998 | 9.27 | Domestic Hot Water |  | Centralized water heaters | 1
NonEquipment | Faucet Aerator | Low-flow lavatory faucet aerator, flow rate: 1.0 gpm |  | Commercial | Existing | Restaurants | FPL Blend | Per Unit | 484.05 | 220.02 | 264.03 | 0.54546 | 10 | 0.032828 | 0.049998 | 3.09 | Domestic Hot Water |  | Centralized water heaters | 1
NonEquipment | Faucet Aerator | Low-flow lavatory faucet aerator, flow rate: 1.0 gpm | Federal lavatory flow rate standard, 1994, flow rate: 2.2 gpm | Commercial | New | Restaurants | FPL Blend | Per Unit | 484.05 | 220.02 | 264.03 | 0.54546 | 10 | 0.032828 | 0.049998 | 3.09 | Domestic Hot Water |  | Centralized water heaters | 1
NonEquipment | Faucet Aerator | Low-flow lavatory faucet aerator, flow rate: 1.0 gpm |  | Commercial | Existing | Retail | FPL Blend | Per Unit | 484.05 | 220.02 | 264.03 | 0.54546 | 10 | 0.032828 | 0.049998 | 6.18 | Domestic Hot Water |  | Centralized water heaters | 1
NonEquipment | Faucet Aerator | Low-flow lavatory faucet aerator, flow rate: 1.0 gpm | Federal lavatory flow rate standard, 1994, flow rate: 2.2 gpm | Commercial | New | Retail | FPL Blend | Per Unit | 484.05 | 220.02 | 264.03 | 0.54546 | 10 | 0.032828 | 0.049998 | 6.18 | Domestic Hot Water |  | Centralized water heaters | 1
NonEquipment | Faucet Aerator | Low-flow lavatory faucet aerator, flow rate: 1.0 gpm |  | Commercial | Existing | Schools K-12 | FPL Blend | Per Unit | 484.05 | 220.02 | 264.03 | 0.54546 | 10 | 0.032828 | 0.049998 | 3.09 | Domestic Hot Water |  | Centralized water heaters | 1
NonEquipment | Faucet Aerator | Low-flow lavatory faucet aerator, flow rate: 1.0 gpm | Federal lavatory flow rate standard, 1994, flow rate: 2.2 gpm | Commercial | New | Schools K-12 | FPL Blend | Per Unit | 484.05 | 220.02 | 264.03 | 0.54546 | 10 | 0.032828 | 0.049998 | 3.09 | Domestic Hot Water |  | Centralized water heaters | 1
NonEquipment | Faucet Aerator | Low-flow lavatory faucet aerator, flow rate: 1.0 gpm |  | Commercial | Existing | Warehouse | FPL Blend | Per Unit | 484.05 | 220.02 | 264.03 | 0.54546 | 10 | 0.032828 | 0.049998 | 3.09 | Domestic Hot Water |  | Centralized water heaters | 1
NonEquipment | Faucet Aerator | Low-flow lavatory faucet aerator, flow rate: 1.0 gpm | Federal lavatory flow rate standard, 1994, flow rate: 2.2 gpm | Commercial | New | Warehouse | FPL Blend | Per Unit | 484.05 | 220.02 | 264.03 | 0.54546 | 10 | 0.032828 | 0.049998 | 3.09 | Domestic Hot Water |  | Centralized water heaters | 1
Equipment | Energy Star Servers | One Server meeting ENERGY STAR 2.0 Standards | One Standard Server | Commercial | Turnover | Assembly | FPL Blend | Per Unit | 4926.95 | 3786.17 | 1140.78 | 0.23154 | 4 | 0.19507 | 0.084418 | 412 | Office Equipment | Servers |  | 1
Equipment | Energy Star Servers | One Server meeting ENERGY STAR 2.0 Standards | One Standard Server | Commercial | New | Assembly | FPL Blend | Per Unit | 4926.95 | 3786.17 | 1140.78 | 0.23154 | 4 | 0.19507 | 0.084418 | 412 | Office Equipment | Servers |  | 1
Equipment | Energy Star Servers | One Server meeting ENERGY STAR 2.0 Standards | One Standard Server | Commercial | Turnover | College and University | FPL Blend | Per Unit | 4926.95 | 3786.17 | 1140.78 | 0.23154 | 4 | 0.11522 | 0.11636 | 412 | Office Equipment | Servers |  | 1
Equipment | Energy Star Servers | One Server meeting ENERGY STAR 2.0 Standards | One Standard Server | Commercial | New | College and University | FPL Blend | Per Unit | 4926.95 | 3786.17 | 1140.78 | 0.23154 | 4 | 0.11522 | 0.11636 | 412 | Office Equipment | Servers |  | 1
Equipment | Energy Star Servers | One Server meeting ENERGY STAR 2.0 Standards | One Standard Server | Commercial | Turnover | Data Center | FPL Blend | Per Unit | 4926.95 | 3786.17 | 1140.78 | 0.23154 | 4 | 0.12663 | 0.13461 | 412 | Office Equipment | Servers |  | 1
Equipment | Energy Star Servers | One Server meeting ENERGY STAR 2.0 Standards | One Standard Server | Commercial | New | Data Center | FPL Blend | Per Unit | 4926.95 | 3786.17 | 1140.78 | 0.23154 | 4 | 0.12663 | 0.13461 | 412 | Office Equipment | Servers |  | 1
Equipment | Energy Star Servers | One Server meeting ENERGY STAR 2.0 Standards | One Standard Server | Commercial | Turnover | Grocery | FPL Blend | Per Unit | 4926.95 | 3786.17 | 1140.78 | 0.23154 | 4 | 0.15401 | 0.092403 | 412 | Office Equipment | Servers |  | 1
Equipment | Energy Star Servers | One Server meeting ENERGY STAR 2.0 Standards | One Standard Server | Commercial | New | Grocery | FPL Blend | Per Unit | 4926.95 | 3786.17 | 1140.78 | 0.23154 | 4 | 0.15401 | 0.092403 | 412 | Office Equipment | Servers |  | 1
Equipment | Energy Star Servers | One Server meeting ENERGY STAR 2.0 Standards | One Standard Server | Commercial | Turnover | Healthcare | FPL Blend | Per Unit | 4926.95 | 3786.17 | 1140.78 | 0.23154 | 4 | 0.16427 | 0.16998 | 412 | Office Equipment | Servers |  | 1
Equipment | Energy Star Servers | One Server meeting ENERGY STAR 2.0 Standards | One Standard Server | Commercial | New | Healthcare | FPL Blend | Per Unit | 4926.95 | 3786.17 | 1140.78 | 0.23154 | 4 | 0.16427 | 0.16998 | 412 | Office Equipment | Servers |  | 1
Equipment | Energy Star Servers | One Server meeting ENERGY STAR 2.0 Standards | One Standard Server | Commercial | Turnover | Hospitals | FPL Blend | Per Unit | 4926.95 | 3786.17 | 1140.78 | 0.23154 | 4 | 0.11522 | 0.11636 | 412 | Office Equipment | Servers |  | 1
Equipment | Energy Star Servers | One Server meeting ENERGY STAR 2.0 Standards | One Standard Server | Commercial | New | Hospitals | FPL Blend | Per Unit | 4926.95 | 3786.17 | 1140.78 | 0.23154 | 4 | 0.11522 | 0.11636 | 412 | Office Equipment | Servers |  | 1
Equipment | Energy Star Servers | One Server meeting ENERGY STAR 2.0 Standards | One Standard Server | Commercial | Turnover | Institutional | FPL Blend | Per Unit | 4926.95 | 3786.17 | 1140.78 | 0.23154 | 4 | 0.12663 | 0.13689 | 412 | Office Equipment | Servers |  | 1
Equipment | Energy Star Servers | One Server meeting ENERGY STAR 2.0 Standards | One Standard Server | Commercial | New | Institutional | FPL Blend | Per Unit | 4926.95 | 3786.17 | 1140.78 | 0.23154 | 4 | 0.12663 | 0.13689 | 412 | Office Equipment | Servers |  | 1
Equipment | Energy Star Servers | One Server meeting ENERGY STAR 2.0 Standards | One Standard Server | Commercial | Turnover | Lodging/Hospitality | FPL Blend | Per Unit | 4926.95 | 3786.17 | 1140.78 | 0.23154 | 4 | 0.12206 | 0.1426 | 412 | Office Equipment | Servers |  | 1
Equipment | Energy Star Servers | One Server meeting ENERGY STAR 2.0 Standards | One Standard Server | Commercial | New | Lodging/Hospitality | FPL Blend | Per Unit | 4926.95 | 3786.17 | 1140.78 | 0.23154 | 4 | 0.12206 | 0.1426 | 412 | Office Equipment | Servers |  | 1
Equipment | Energy Star Servers | One Server meeting ENERGY STAR 2.0 Standards | One Standard Server | Commercial | Turnover | Miscellaneous | FPL Blend | Per Unit | 4926.95 | 3786.17 | 1140.78 | 0.23154 | 4 | 0.12663 | 0.13461 | 412 | Office Equipment | Servers |  | 1
Equipment | Energy Star Servers | One Server meeting ENERGY STAR 2.0 Standards | One Standard Server | Commercial | New | Miscellaneous | FPL Blend | Per Unit | 4926.95 | 3786.17 | 1140.78 | 0.23154 | 4 | 0.12663 | 0.13461 | 412 | Office Equipment | Servers |  | 1
Equipment | Energy Star Servers | One Server meeting ENERGY STAR 2.0 Standards | One Standard Server | Commercial | Turnover | Offices | FPL Blend | Per Unit | 4926.95 | 3786.17 | 1140.78 | 0.23154 | 4 | 0.12663 | 0.13461 | 412 | Office Equipment | Servers |  | 1
Equipment | Energy Star Servers | One Server meeting ENERGY STAR 2.0 Standards | One Standard Server | Commercial | New | Offices | FPL Blend | Per Unit | 4926.95 | 3786.17 | 1140.78 | 0.23154 | 4 | 0.12663 | 0.13461 | 412 | Office Equipment | Servers |  | 1
Equipment | Energy Star Servers | One Server meeting ENERGY STAR 2.0 Standards | One Standard Server | Commercial | Turnover | Restaurants | FPL Blend | Per Unit | 4926.95 | 3786.17 | 1140.78 | 0.23154 | 4 | 0.15286 | 0.057039 | 412 | Office Equipment | Servers |  | 1
Equipment | Energy Star Servers | One Server meeting ENERGY STAR 2.0 Standards | One Standard Server | Commercial | New | Restaurants | FPL Blend | Per Unit | 4926.95 | 3786.17 | 1140.78 | 0.23154 | 4 | 0.15286 | 0.057039 | 412 | Office Equipment | Servers |  | 1
Equipment | Energy Star Servers | One Server meeting ENERGY STAR 2.0 Standards | One Standard Server | Commercial | Turnover | Retail | FPL Blend | Per Unit | 4926.95 | 3786.17 | 1140.78 | 0.23154 | 4 | 0.16313 | 0.090122 | 412 | Office Equipment | Servers |  | 1
Equipment | Energy Star Servers | One Server meeting ENERGY STAR 2.0 Standards | One Standard Server | Commercial | New | Retail | FPL Blend | Per Unit | 4926.95 | 3786.17 | 1140.78 | 0.23154 | 4 | 0.16313 | 0.090122 | 412 | Office Equipment | Servers |  | 1
Equipment | Energy Star Servers | One Server meeting ENERGY STAR 2.0 Standards | One Standard Server | Commercial | Turnover | Schools K-12 | FPL Blend | Per Unit | 4926.95 | 3786.17 | 1140.78 | 0.23154 | 4 | 0.1175 | 0.12206 | 412 | Office Equipment | Servers |  | 1
Equipment | Energy Star Servers | One Server meeting ENERGY STAR 2.0 Standards | One Standard Server | Commercial | New | Schools K-12 | FPL Blend | Per Unit | 4926.95 | 3786.17 | 1140.78 | 0.23154 | 4 | 0.1175 | 0.12206 | 412 | Office Equipment | Servers |  | 1
Equipment | Energy Star Servers | One Server meeting ENERGY STAR 2.0 Standards | One Standard Server | Commercial | Turnover | Warehouse | FPL Blend | Per Unit | 4926.95 | 3786.17 | 1140.78 | 0.23154 | 4 | 0.17454 | 0.12663 | 412 | Office Equipment | Servers |  | 1
Equipment | Energy Star Servers | One Server meeting ENERGY STAR 2.0 Standards | One Standard Server | Commercial | New | Warehouse | FPL Blend | Per Unit | 4926.95 | 3786.17 | 1140.78 | 0.23154 | 4 | 0.17454 | 0.12663 | 412 | Office Equipment | Servers |  | 1
NonEquipment | Facility Energy Management System_SH | Typical HVAC by Building Type Controlled by Energy Management System |  | Commercial | Existing | Assembly | FPL Blend | Per End Use | 15896.7 | 13512.19 | 2384.51 | 0.15 | 15 | 0 | 5.4323 | 1894.4292 | Space Heating |  | Packaged central unit | 1
NonEquipment | Facility Energy Management System_SH | Typical HVAC by Building Type Controlled by Energy Management System | Standard/manual facility equipment controls | Commercial | New | Assembly | FPL Blend | Per End Use | 15896.7 | 13512.19 | 2384.51 | 0.15 | 15 | 0 | 5.4323 | 1894.4292 | Space Heating |  | Packaged central unit | 1
NonEquipment | Facility Energy Management System_SH | Typical HVAC by Building Type Controlled by Energy Management System |  | Commercial | Existing | College and University | FPL Blend | Per End Use | 7804.16 | 6633.54 | 1170.62 | 0.15 | 15 | 0 | 0.22522 | 2412.5688 | Space Heating |  | Packaged central unit | 1
NonEquipment | Facility Energy Management System_SH | Typical HVAC by Building Type Controlled by Energy Management System | Standard/manual facility equipment controls | Commercial | New | College and University | FPL Blend | Per End Use | 7804.16 | 6633.54 | 1170.62 | 0.15 | 15 | 0 | 0.22522 | 2412.5688 | Space Heating |  | Packaged central unit | 1
NonEquipment | Facility Energy Management System_SH | Typical HVAC by Building Type Controlled by Energy Management System |  | Commercial | Existing | Data Center | FPL Blend | Per End Use | 59557.59 | 50623.95 | 8933.64 | 0.15 | 15 | 0 | 1.7187 | 13920.983 | Space Heating |  | Packaged central unit | 1
NonEquipment | Facility Energy Management System_SH | Typical HVAC by Building Type Controlled by Energy Management System | Standard/manual facility equipment controls | Commercial | New | Data Center | FPL Blend | Per End Use | 59557.59 | 50623.95 | 8933.64 | 0.15 | 15 | 0 | 1.7187 | 13920.983 | Space Heating |  | Packaged central unit | 1
NonEquipment | Facility Energy Management System_SH | Typical HVAC by Building Type Controlled by Energy Management System |  | Commercial | Existing | Grocery | FPL Blend | Per End Use | 6897.17 | 5862.59 | 1034.58 | 0.15 | 15 | 0 | 0.79512 | 764.1408 | Space Heating |  | Packaged central unit | 1
NonEquipment | Facility Energy Management System_SH | Typical HVAC by Building Type Controlled by Energy Management System | Standard/manual facility equipment controls | Commercial | New | Grocery | FPL Blend | Per End Use | 6897.17 | 5862.59 | 1034.58 | 0.15 | 15 | 0 | 0.79512 | 764.1408 | Space Heating |  | Packaged central unit | 1
NonEquipment | Facility Energy Management System_SH | Typical HVAC by Building Type Controlled by Energy Management System |  | Commercial | Existing | Healthcare | FPL Blend | Per End Use | 10674.72 | 9073.51 | 1601.21 | 0.15 | 15 | 0 | 0.30806 | 1700.268 | Space Heating |  | Packaged central unit | 1
NonEquipment | Facility Energy Management System_SH | Typical HVAC by Building Type Controlled by Energy Management System | Standard/manual facility equipment controls | Commercial | New | Healthcare | FPL Blend | Per End Use | 10674.72 | 9073.51 | 1601.21 | 0.15 | 15 | 0 | 0.30806 | 1700.268 | Space Heating |  | Packaged central unit | 1
NonEquipment | Facility Energy Management System_SH | Typical HVAC by Building Type Controlled by Energy Management System |  | Commercial | Existing | Hospitals | FPL Blend | Per End Use | 218709.88 | 185903.4 | 32806.48 | 0.15 | 15 | 0 | 6.3116 | 13647.116 | Space Heating |  | Packaged central unit | 1
NonEquipment | Facility Energy Management System_SH | Typical HVAC by Building Type Controlled by Energy Management System | Standard/manual facility equipment controls | Commercial | New | Hospitals | FPL Blend | Per End Use | 218709.88 | 185903.4 | 32806.48 | 0.15 | 15 | 0 | 6.3116 | 13647.116 | Space Heating |  | Packaged central unit | 1
NonEquipment | Facility Energy Management System_SH | Typical HVAC by Building Type Controlled by Energy Management System |  | Commercial | Existing | Institutional | FPL Blend | Per End Use | 7344.32 | 6242.67 | 1101.65 | 0.15 | 15 | 0 | 0.21195 | 2672.7759 | Space Heating |  | Packaged central unit | 1
NonEquipment | Facility Energy Management System_SH | Typical HVAC by Building Type Controlled by Energy Management System | Standard/manual facility equipment controls | Commercial | New | Institutional | FPL Blend | Per End Use | 7344.32 | 6242.67 | 1101.65 | 0.15 | 15 | 0 | 0.21195 | 2672.7759 | Space Heating |  | Packaged central unit | 1
NonEquipment | Facility Energy Management System_SH | Typical HVAC by Building Type Controlled by Energy Management System |  | Commercial | Existing | Lodging/Hospitality | FPL Blend | Per End Use | 23018.96 | 19566.12 | 3452.84 | 0.15 | 15 | 0 | 2.2744 | 3308.9717 | Space Heating |  | Packaged central unit | 1
NonEquipment | Facility Energy Management System_SH | Typical HVAC by Building Type Controlled by Energy Management System | Standard/manual facility equipment controls | Commercial | New | Lodging/Hospitality | FPL Blend | Per End Use | 23018.96 | 19566.12 | 3452.84 | 0.15 | 15 | 0 | 2.2744 | 3308.9717 | Space Heating |  | Packaged central unit | 1
NonEquipment | Facility Energy Management System_SH | Typical HVAC by Building Type Controlled by Energy Management System |  | Commercial | Existing | Miscellaneous | FPL Blend | Per End Use | 25015.7 | 21263.35 | 3752.35 | 0.15 | 15 | 0 | 8.5484 | 10694.4359 | Space Heating |  | Packaged central unit | 1
NonEquipment | Facility Energy Management System_SH | Typical HVAC by Building Type Controlled by Energy Management System | Standard/manual facility equipment controls | Commercial | New | Miscellaneous | FPL Blend | Per End Use | 25015.7 | 21263.35 | 3752.35 | 0.15 | 15 | 0 | 8.5484 | 10694.4359 | Space Heating |  | Packaged central unit | 1
NonEquipment | Facility Energy Management System_SH | Typical HVAC by Building Type Controlled by Energy Management System |  | Commercial | Existing | Offices | FPL Blend | Per End Use | 28712.88 | 24405.95 | 4306.93 | 0.15 | 15 | 0 | 9.8118 | 4385.1009 | Space Heating |  | Packaged central unit | 1
NonEquipment | Facility Energy Management System_SH | Typical HVAC by Building Type Controlled by Energy Management System | Standard/manual facility equipment controls | Commercial | New | Offices | FPL Blend | Per End Use | 28712.88 | 24405.95 | 4306.93 | 0.15 | 15 | 0 | 9.8118 | 4385.1009 | Space Heating |  | Packaged central unit | 1
NonEquipment | Facility Energy Management System_SH | Typical HVAC by Building Type Controlled by Energy Management System |  | Commercial | Existing | Restaurants | FPL Blend | Per End Use | 17714.5 | 15057.32 | 2657.18 | 0.15 | 15 | 0 | 2.0421 | 1080.7271 | Space Heating |  | Packaged central unit | 1
NonEquipment | Facility Energy Management System_SH | Typical HVAC by Building Type Controlled by Energy Management System | Standard/manual facility equipment controls | Commercial | New | Restaurants | FPL Blend | Per End Use | 17714.5 | 15057.32 | 2657.18 | 0.15 | 15 | 0 | 2.0421 | 1080.7271 | Space Heating |  | Packaged central unit | 1
NonEquipment | Facility Energy Management System_SH | Typical HVAC by Building Type Controlled by Energy Management System |  | Commercial | Existing | Retail | FPL Blend | Per End Use | 25434.06 | 21618.95 | 3815.11 | 0.15 | 15 | 0 | 8.6914 | 4591.7069 | Space Heating |  | Packaged central unit | 1
NonEquipment | Facility Energy Management System_SH | Typical HVAC by Building Type Controlled by Energy Management System | Standard/manual facility equipment controls | Commercial | New | Retail | FPL Blend | Per End Use | 25434.06 | 21618.95 | 3815.11 | 0.15 | 15 | 0 | 8.6914 | 4591.7069 | Space Heating |  | Packaged central unit | 1
NonEquipment | Facility Energy Management System_SH | Typical HVAC by Building Type Controlled by Energy Management System |  | Commercial | Existing | Schools K-12 | FPL Blend | Per End Use | 50002.14 | 42501.82 | 7500.32 | 0.15 | 15 | 0 | 17.0869 | 7477.562 | Space Heating |  | Packaged central unit | 1
NonEquipment | Facility Energy Management System_SH | Typical HVAC by Building Type Controlled by Energy Management System | Standard/manual facility equipment controls | Commercial | New | Schools K-12 | FPL Blend | Per End Use | 50002.14 | 42501.82 | 7500.32 | 0.15 | 15 | 0 | 17.0869 | 7477.562 | Space Heating |  | Packaged central unit | 1
NonEquipment | Facility Energy Management System_SH | Typical HVAC by Building Type Controlled by Energy Management System |  | Commercial | Existing | Warehouse | FPL Blend | Per End Use | 8514.86 | 7237.63 | 1277.23 | 0.15 | 15 | 0 | 2.9097 | 5934.6101 | Space Heating |  | Packaged central unit | 1
NonEquipment | Facility Energy Management System_SH | Typical HVAC by Building Type Controlled by Energy Management System | Standard/manual facility equipment controls | Commercial | New | Warehouse | FPL Blend | Per End Use | 8514.86 | 7237.63 | 1277.23 | 0.15 | 15 | 0 | 2.9097 | 5934.6101 | Space Heating |  | Packaged central unit | 1
Equipment | LED Display Lighting (Interior) | One Letter of LED Signage, < 2ft in Height | One Letter of Neon or Argon-mercury Signage, < 2ft in Height | Commercial | Turnover | Assembly | FPL Blend | Per Fixture | 2849.04 | 369.32 | 2479.72 | 0.87037 | 11 | 0.41411 | 0.20086 | 3431 | Interior Lighting | Spot lighting |  | 1
Equipment | LED Display Lighting (Interior) | One Letter of LED Signage, < 2ft in Height | One Letter of Neon or Argon-mercury Signage, < 2ft in Height | Commercial | New | Assembly | FPL Blend | Per Fixture | 2849.04 | 369.32 | 2479.72 | 0.87037 | 11 | 0.41411 | 0.20086 | 3431 | Interior Lighting | Spot lighting |  | 1
Equipment | LED Display Lighting (Interior) | One Letter of LED Signage, < 2ft in Height | One Letter of Neon or Argon-mercury Signage, < 2ft in Height | Commercial | Turnover | College and University | FPL Blend | Per Fixture | 3863.16 | 500.78 | 3362.38 | 0.87037 | 11 | 0.39004 | 0.30261 | 3431 | Interior Lighting | Spot lighting |  | 1
Equipment | LED Display Lighting (Interior) | One Letter of LED Signage, < 2ft in Height | One Letter of Neon or Argon-mercury Signage, < 2ft in Height | Commercial | New | College and University | FPL Blend | Per Fixture | 3863.16 | 500.78 | 3362.38 | 0.87037 | 11 | 0.39004 | 0.30261 | 3431 | Interior Lighting | Spot lighting |  | 1
Equipment | LED Display Lighting (Interior) | One Letter of LED Signage, < 2ft in Height | One Letter of Neon or Argon-mercury Signage, < 2ft in Height | Commercial | Turnover | Data Center | FPL Blend | Per Fixture | 4035.96 | 523.18 | 3512.78 | 0.87037 | 11 | 0.40046 | 0.44612 | 3431 | Interior Lighting | Spot lighting |  | 1
Equipment | LED Display Lighting (Interior) | One Letter of LED Signage, < 2ft in Height | One Letter of Neon or Argon-mercury Signage, < 2ft in Height | Commercial | New | Data Center | FPL Blend | Per Fixture | 4035.96 | 523.18 | 3512.78 | 0.87037 | 11 | 0.40046 | 0.44612 | 3431 | Interior Lighting | Spot lighting |  | 1
Equipment | LED Display Lighting (Interior) | One Letter of LED Signage, < 2ft in Height | One Letter of Neon or Argon-mercury Signage, < 2ft in Height | Commercial | Turnover | Grocery | FPL Blend | Per Fixture | 7452 | 966 | 6486 | 0.87037 | 11 | 1.1026 | 0.49294 | 3431 | Interior Lighting | Spot lighting |  | 1
Equipment | LED Display Lighting (Interior) | One Letter of LED Signage, < 2ft in Height | One Letter of Neon or Argon-mercury Signage, < 2ft in Height | Commercial | New | Grocery | FPL Blend | Per Fixture | 7452 | 966 | 6486 | 0.87037 | 11 | 1.1026 | 0.49294 | 3431 | Interior Lighting | Spot lighting |  | 1
Equipment | LED Display Lighting (Interior) | One Letter of LED Signage, < 2ft in Height | One Letter of Neon or Argon-mercury Signage, < 2ft in Height | Commercial | Turnover | Healthcare | FPL Blend | Per Fixture | 3656.88 | 474.04 | 3182.84 | 0.87037 | 11 | 0.47424 | 0.39149 | 3431 | Interior Lighting | Spot lighting |  | 1
Equipment | LED Display Lighting (Interior) | One Letter of LED Signage, < 2ft in Height | One Letter of Neon or Argon-mercury Signage, < 2ft in Height | Commercial | New | Healthcare | FPL Blend | Per Fixture | 3656.88 | 474.04 | 3182.84 | 0.87037 | 11 | 0.47424 | 0.39149 | 3431 | Interior Lighting | Spot lighting |  | 1
Equipment | LED Display Lighting (Interior) | One Letter of LED Signage, < 2ft in Height | One Letter of Neon or Argon-mercury Signage, < 2ft in Height | Commercial | Turnover | Hospitals | FPL Blend | Per Fixture | 6188.4 | 802.2 | 5386.2 | 0.87037 | 11 | 0.6248 | 0.48476 | 3431 | Interior Lighting | Spot lighting |  | 1
Equipment | LED Display Lighting (Interior) | One Letter of LED Signage, < 2ft in Height | One Letter of Neon or Argon-mercury Signage, < 2ft in Height | Commercial | New | Hospitals | FPL Blend | Per Fixture | 6188.4 | 802.2 | 5386.2 | 0.87037 | 11 | 0.6248 | 0.48476 | 3431 | Interior Lighting | Spot lighting |  | 1
Equipment | LED Display Lighting (Interior) | One Letter of LED Signage, < 2ft in Height | One Letter of Neon or Argon-mercury Signage, < 2ft in Height | Commercial | Turnover | Institutional | FPL Blend | Per Fixture | 3749.76 | 486.08 | 3263.68 | 0.87037 | 11 | 0.34269 | 0.46671 | 3431 | Interior Lighting | Spot lighting |  | 1
Equipment | LED Display Lighting (Interior) | One Letter of LED Signage, < 2ft in Height | One Letter of Neon or Argon-mercury Signage, < 2ft in Height | Commercial | New | Institutional | FPL Blend | Per Fixture | 3749.76 | 486.08 | 3263.68 | 0.87037 | 11 | 0.34269 | 0.46671 | 3431 | Interior Lighting | Spot lighting |  | 1
Equipment | LED Display Lighting (Interior) | One Letter of LED Signage, < 2ft in Height | One Letter of Neon or Argon-mercury Signage, < 2ft in Height | Commercial | Turnover | Lodging/Hospitality | FPL Blend | Per Fixture | 5229.36 | 677.88 | 4551.48 | 0.87037 | 11 | 0.37322 | 0.52797 | 3431 | Interior Lighting | Spot lighting |  | 1
Equipment | LED Display Lighting (Interior) | One Letter of LED Signage, < 2ft in Height | One Letter of Neon or Argon-mercury Signage, < 2ft in Height | Commercial | New | Lodging/Hospitality | FPL Blend | Per Fixture | 5229.36 | 677.88 | 4551.48 | 0.87037 | 11 | 0.37322 | 0.52797 | 3431 | Interior Lighting | Spot lighting |  | 1
Equipment | LED Display Lighting (Interior) | One Letter of LED Signage, < 2ft in Height | One Letter of Neon or Argon-mercury Signage, < 2ft in Height | Commercial | Turnover | Miscellaneous | FPL Blend | Per Fixture | 4435.56 | 574.98 | 3860.58 | 0.87037 | 11 | 0.44011 | 0.49029 | 3431 | Interior Lighting | Spot lighting |  | 1
Equipment | LED Display Lighting (Interior) | One Letter of LED Signage, < 2ft in Height | One Letter of Neon or Argon-mercury Signage, < 2ft in Height | Commercial | New | Miscellaneous | FPL Blend | Per Fixture | 4435.56 | 574.98 | 3860.58 | 0.87037 | 11 | 0.44011 | 0.49029 | 3431 | Interior Lighting | Spot lighting |  | 1
Equipment | LED Display Lighting (Interior) | One Letter of LED Signage, < 2ft in Height | One Letter of Neon or Argon-mercury Signage, < 2ft in Height | Commercial | Turnover | Offices | FPL Blend | Per Fixture | 4039.2 | 523.6 | 3515.6 | 0.87037 | 11 | 0.40078 | 0.44648 | 3431 | Interior Lighting | Spot lighting |  | 1
Equipment | LED Display Lighting (Interior) | One Letter of LED Signage, < 2ft in Height | One Letter of Neon or Argon-mercury Signage, < 2ft in Height | Commercial | New | Offices | FPL Blend | Per Fixture | 4039.2 | 523.6 | 3515.6 | 0.87037 | 11 | 0.40078 | 0.44648 | 3431 | Interior Lighting | Spot lighting |  | 1
Equipment | LED Display Lighting (Interior) | One Letter of LED Signage, < 2ft in Height | One Letter of Neon or Argon-mercury Signage, < 2ft in Height | Commercial | Turnover | Restaurants | FPL Blend | Per Fixture | 5700.24 | 738.92 | 4961.32 | 0.87037 | 11 | 0.7442 | 0.43163 | 3431 | Interior Lighting | Spot lighting |  | 1
Equipment | LED Display Lighting (Interior) | One Letter of LED Signage, < 2ft in Height | One Letter of Neon or Argon-mercury Signage, < 2ft in Height | Commercial | New | Restaurants | FPL Blend | Per Fixture | 5700.24 | 738.92 | 4961.32 | 0.87037 | 11 | 0.7442 | 0.43163 | 3431 | Interior Lighting | Spot lighting |  | 1
Equipment | LED Display Lighting (Interior) | One Letter of LED Signage, < 2ft in Height | One Letter of Neon or Argon-mercury Signage, < 2ft in Height | Commercial | Turnover | Retail | FPL Blend | Per Fixture | 3961.44 | 513.52 | 3447.92 | 0.87037 | 11 | 0.57925 | 0.26894 | 3431 | Interior Lighting | Spot lighting |  | 1
Equipment | LED Display Lighting (Interior) | One Letter of LED Signage, < 2ft in Height | One Letter of Neon or Argon-mercury Signage, < 2ft in Height | Commercial | New | Retail | FPL Blend | Per Fixture | 3961.44 | 513.52 | 3447.92 | 0.87037 | 11 | 0.57925 | 0.26894 | 3431 | Interior Lighting | Spot lighting |  | 1
Equipment | LED Display Lighting (Interior) | One Letter of LED Signage, < 2ft in Height | One Letter of Neon or Argon-mercury Signage, < 2ft in Height | Commercial | Turnover | Schools K-12 | FPL Blend | Per Fixture | 2999.16 | 388.78 | 2610.38 | 0.87037 | 11 | 0.2767 | 0.31064 | 3431 | Interior Lighting | Spot lighting |  | 1
Equipment | LED Display Lighting (Interior) | One Letter of LED Signage, < 2ft in Height | One Letter of Neon or Argon-mercury Signage, < 2ft in Height | Commercial | New | Schools K-12 | FPL Blend | Per Fixture | 2999.16 | 388.78 | 2610.38 | 0.87037 | 11 | 0.2767 | 0.31064 | 3431 | Interior Lighting | Spot lighting |  | 1
Equipment | LED Display Lighting (Interior) | One Letter of LED Signage, < 2ft in Height | One Letter of Neon or Argon-mercury Signage, < 2ft in Height | Commercial | Turnover | Warehouse | FPL Blend | Per Fixture | 3940.92 | 510.86 | 3430.06 | 0.87037 | 11 | 0.57625 | 0.41161 | 3431 | Interior Lighting | Spot lighting |  | 1
Equipment | LED Display Lighting (Interior) | One Letter of LED Signage, < 2ft in Height | One Letter of Neon or Argon-mercury Signage, < 2ft in Height | Commercial | New | Warehouse | FPL Blend | Per Fixture | 3940.92 | 510.86 | 3430.06 | 0.87037 | 11 | 0.57625 | 0.41161 | 3431 | Interior Lighting | Spot lighting |  | 1
NonEquipment | Low-Flow Pre-Rinse Sprayers | Low-Flow Pre-Rinse Sprayer with Flow Rate of 1.6 gpm |  | Commercial | Existing | Assembly | FPL Blend | Per End Use Consumption | 524.29 | 326.22 | 198.07 | 0.37779 | 5 | 0.024627 | 0.037507 | 56 | Domestic Hot Water |  | Centralized water heaters | 1
NonEquipment | Low-Flow Pre-Rinse Sprayers | Low-Flow Pre-Rinse Sprayer with Flow Rate of 1.6 gpm | Pre-Rinse Sprayer with Federal Standard Flow Rate of 2.25 gpm | Commercial | New | Assembly | FPL Blend | Per End Use Consumption | 524.29 | 326.22 | 198.07 | 0.37779 | 5 | 0.024627 | 0.037507 | 56 | Domestic Hot Water |  | Centralized water heaters | 1
NonEquipment | Low-Flow Pre-Rinse Sprayers | Low-Flow Pre-Rinse Sprayer with Flow Rate of 1.6 gpm |  | Commercial | Existing | College and University | FPL Blend | Per End Use Consumption | 524.29 | 326.22 | 198.07 | 0.37779 | 5 | 0.018163 | 0.022058 | 56 | Domestic Hot Water |  | Centralized water heaters | 1
NonEquipment | Low-Flow Pre-Rinse Sprayers | Low-Flow Pre-Rinse Sprayer with Flow Rate of 1.6 gpm | Pre-Rinse Sprayer with Federal Standard Flow Rate of 2.25 gpm | Commercial | New | College and University | FPL Blend | Per End Use Consumption | 524.29 | 326.22 | 198.07 | 0.37779 | 5 | 0.018163 | 0.022058 | 56 | Domestic Hot Water |  | Centralized water heaters | 1
NonEquipment | Low-Flow Pre-Rinse Sprayers | Low-Flow Pre-Rinse Sprayer with Flow Rate of 1.6 gpm |  | Commercial | Existing | Data Center | FPL Blend | Per End Use Consumption | 524.29 | 326.22 | 198.07 | 0.37779 | 5 | 0.018163 | 0.022058 | 56 | Domestic Hot Water |  | Centralized water heaters | 1
NonEquipment | Low-Flow Pre-Rinse Sprayers | Low-Flow Pre-Rinse Sprayer with Flow Rate of 1.6 gpm | Pre-Rinse Sprayer with Federal Standard Flow Rate of 2.25 gpm | Commercial | New | Data Center | FPL Blend | Per End Use Consumption | 524.29 | 326.22 | 198.07 | 0.37779 | 5 | 0.018163 | 0.022058 | 56 | Domestic Hot Water |  | Centralized water heaters | 1
NonEquipment | Low-Flow Pre-Rinse Sprayers | Low-Flow Pre-Rinse Sprayer with Flow Rate of 1.6 gpm |  | Commercial | Existing | Grocery | FPL Blend | Per End Use Consumption | 524.29 | 326.22 | 198.07 | 0.37779 | 5 | 0.024627 | 0.037507 | 56 | Domestic Hot Water |  | Centralized water heaters | 1
NonEquipment | Low-Flow Pre-Rinse Sprayers | Low-Flow Pre-Rinse Sprayer with Flow Rate of 1.6 gpm | Pre-Rinse Sprayer with Federal Standard Flow Rate of 2.25 gpm | Commercial | New | Grocery | FPL Blend | Per End Use Consumption | 524.29 | 326.22 | 198.07 | 0.37779 | 5 | 0.024627 | 0.037507 | 56 | Domestic Hot Water |  | Centralized water heaters | 1
NonEquipment | Low-Flow Pre-Rinse Sprayers | Low-Flow Pre-Rinse Sprayer with Flow Rate of 1.6 gpm |  | Commercial | Existing | Healthcare | FPL Blend | Per End Use Consumption | 524.29 | 326.22 | 198.07 | 0.37779 | 5 | 0.018163 | 0.022058 | 56 | Domestic Hot Water |  | Centralized water heaters | 1
NonEquipment | Low-Flow Pre-Rinse Sprayers | Low-Flow Pre-Rinse Sprayer with Flow Rate of 1.6 gpm | Pre-Rinse Sprayer with Federal Standard Flow Rate of 2.25 gpm | Commercial | New | Healthcare | FPL Blend | Per End Use Consumption | 524.29 | 326.22 | 198.07 | 0.37779 | 5 | 0.018163 | 0.022058 | 56 | Domestic Hot Water |  | Centralized water heaters | 1
NonEquipment | Low-Flow Pre-Rinse Sprayers | Low-Flow Pre-Rinse Sprayer with Flow Rate of 1.6 gpm |  | Commercial | Existing | Hospitals | FPL Blend | Per End Use Consumption | 524.29 | 326.22 | 198.07 | 0.37779 | 5 | 0.018163 | 0.022058 | 56 | Domestic Hot Water |  | Centralized water heaters | 1
NonEquipment | Low-Flow Pre-Rinse Sprayers | Low-Flow Pre-Rinse Sprayer with Flow Rate of 1.6 gpm | Pre-Rinse Sprayer with Federal Standard Flow Rate of 2.25 gpm | Commercial | New | Hospitals | FPL Blend | Per End Use Consumption | 524.29 | 326.22 | 198.07 | 0.37779 | 5 | 0.018163 | 0.022058 | 56 | Domestic Hot Water |  | Centralized water heaters | 1
NonEquipment | Low-Flow Pre-Rinse Sprayers | Low-Flow Pre-Rinse Sprayer with Flow Rate of 1.6 gpm |  | Commercial | Existing | Institutional | FPL Blend | Per End Use Consumption | 524.29 | 326.22 | 198.07 | 0.37779 | 5 | 0.018163 | 0.022058 | 56 | Domestic Hot Water |  | Centralized water heaters | 1
NonEquipment | Low-Flow Pre-Rinse Sprayers | Low-Flow Pre-Rinse Sprayer with Flow Rate of 1.6 gpm | Pre-Rinse Sprayer with Federal Standard Flow Rate of 2.25 gpm | Commercial | New | Institutional | FPL Blend | Per End Use Consumption | 524.29 | 326.22 | 198.07 | 0.37779 | 5 | 0.018163 | 0.022058 | 56 | Domestic Hot Water |  | Centralized water heaters | 1
NonEquipment | Low-Flow Pre-Rinse Sprayers | Low-Flow Pre-Rinse Sprayer with Flow Rate of 1.6 gpm |  | Commercial | Existing | Lodging/Hospitality | FPL Blend | Per End Use Consumption | 524.29 | 326.22 | 198.07 | 0.37779 | 5 | 0.0077938 | 0.03125 | 56 | Domestic Hot Water |  | Centralized water heaters | 1
NonEquipment | Low-Flow Pre-Rinse Sprayers | Low-Flow Pre-Rinse Sprayer with Flow Rate of 1.6 gpm | Pre-Rinse Sprayer with Federal Standard Flow Rate of 2.25 gpm | Commercial | New | Lodging/Hospitality | FPL Blend | Per End Use Consumption | 524.29 | 326.22 | 198.07 | 0.37779 | 5 | 0.0077938 | 0.03125 | 56 | Domestic Hot Water |  | Centralized water heaters | 1
NonEquipment | Low-Flow Pre-Rinse Sprayers | Low-Flow Pre-Rinse Sprayer with Flow Rate of 1.6 gpm |  | Commercial | Existing | Miscellaneous | FPL Blend | Per End Use Consumption | 524.29 | 326.22 | 198.07 | 0.37779 | 5 | 0.024627 | 0.037507 | 56 | Domestic Hot Water |  | Centralized water heaters | 1
NonEquipment | Low-Flow Pre-Rinse Sprayers | Low-Flow Pre-Rinse Sprayer with Flow Rate of 1.6 gpm | Pre-Rinse Sprayer with Federal Standard Flow Rate of 2.25 gpm | Commercial | New | Miscellaneous | FPL Blend | Per End Use Consumption | 524.29 | 326.22 | 198.07 | 0.37779 | 5 | 0.024627 | 0.037507 | 56 | Domestic Hot Water |  | Centralized water heaters | 1
NonEquipment | Low-Flow Pre-Rinse Sprayers | Low-Flow Pre-Rinse Sprayer with Flow Rate of 1.6 gpm |  | Commercial | Existing | Offices | FPL Blend | Per End Use Consumption | 524.29 | 326.22 | 198.07 | 0.37779 | 5 | 0.024627 | 0.037507 | 56 | Domestic Hot Water |  | Centralized water heaters | 1
NonEquipment | Low-Flow Pre-Rinse Sprayers | Low-Flow Pre-Rinse Sprayer with Flow Rate of 1.6 gpm | Pre-Rinse Sprayer with Federal Standard Flow Rate of 2.25 gpm | Commercial | New | Offices | FPL Blend | Per End Use Consumption | 524.29 | 326.22 | 198.07 | 0.37779 | 5 | 0.024627 | 0.037507 | 56 | Domestic Hot Water |  | Centralized water heaters | 1
NonEquipment | Low-Flow Pre-Rinse Sprayers | Low-Flow Pre-Rinse Sprayer with Flow Rate of 1.6 gpm |  | Commercial | Existing | Restaurants | FPL Blend | Per End Use Consumption | 524.29 | 326.22 | 198.07 | 0.37779 | 5 | 0.024627 | 0.037507 | 56 | Domestic Hot Water |  | Centralized water heaters | 1
NonEquipment | Low-Flow Pre-Rinse Sprayers | Low-Flow Pre-Rinse Sprayer with Flow Rate of 1.6 gpm | Pre-Rinse Sprayer with Federal Standard Flow Rate of 2.25 gpm | Commercial | New | Restaurants | FPL Blend | Per End Use Consumption | 524.29 | 326.22 | 198.07 | 0.37779 | 5 | 0.024627 | 0.037507 | 56 | Domestic Hot Water |  | Centralized water heaters | 1
NonEquipment | Low-Flow Pre-Rinse Sprayers | Low-Flow Pre-Rinse Sprayer with Flow Rate of 1.6 gpm |  | Commercial | Existing | Retail | FPL Blend | Per End Use Consumption | 524.29 | 326.22 | 198.07 | 0.37779 | 5 | 0.024627 | 0.037507 | 56 | Domestic Hot Water |  | Centralized water heaters | 1
NonEquipment | Low-Flow Pre-Rinse Sprayers | Low-Flow Pre-Rinse Sprayer with Flow Rate of 1.6 gpm | Pre-Rinse Sprayer with Federal Standard Flow Rate of 2.25 gpm | Commercial | New | Retail | FPL Blend | Per End Use Consumption | 524.29 | 326.22 | 198.07 | 0.37779 | 5 | 0.024627 | 0.037507 | 56 | Domestic Hot Water |  | Centralized water heaters | 1
NonEquipment | Low-Flow Pre-Rinse Sprayers | Low-Flow Pre-Rinse Sprayer with Flow Rate of 1.6 gpm |  | Commercial | Existing | Schools K-12 | FPL Blend | Per End Use Consumption | 524.29 | 326.22 | 198.07 | 0.37779 | 5 | 0.024627 | 0.037507 | 56 | Domestic Hot Water |  | Centralized water heaters | 1
NonEquipment | Low-Flow Pre-Rinse Sprayers | Low-Flow Pre-Rinse Sprayer with Flow Rate of 1.6 gpm | Pre-Rinse Sprayer with Federal Standard Flow Rate of 2.25 gpm | Commercial | New | Schools K-12 | FPL Blend | Per End Use Consumption | 524.29 | 326.22 | 198.07 | 0.37779 | 5 | 0.024627 | 0.037507 | 56 | Domestic Hot Water |  | Centralized water heaters | 1
NonEquipment | Low-Flow Pre-Rinse Sprayers | Low-Flow Pre-Rinse Sprayer with Flow Rate of 1.6 gpm |  | Commercial | Existing | Warehouse | FPL Blend | Per End Use Consumption | 524.29 | 326.22 | 198.07 | 0.37779 | 5 | 0.024627 | 0.037507 | 56 | Domestic Hot Water |  | Centralized water heaters | 1
NonEquipment | Low-Flow Pre-Rinse Sprayers | Low-Flow Pre-Rinse Sprayer with Flow Rate of 1.6 gpm | Pre-Rinse Sprayer with Federal Standard Flow Rate of 2.25 gpm | Commercial | New | Warehouse | FPL Blend | Per End Use Consumption | 524.29 | 326.22 | 198.07 | 0.37779 | 5 | 0.024627 | 0.037507 | 56 | Domestic Hot Water |  | Centralized water heaters | 1
Equipment | Refrigerated Display Case LED Lighting | 60" Refrigerated Case LED Strip | Lumen-Equivalent 32-Watt T8 Fixture | Commercial | Turnover | Assembly | FPL Blend | Per Unit | 2434.55 | 2282.89 | 151.66 | 0.062295 | 16 | 0.022749 | 0.018048 | 56.6 | Refrigeration | Display cases |  | 1
Equipment | Refrigerated Display Case LED Lighting | 60" Refrigerated Case LED Strip | Lumen-Equivalent 32-Watt T8 Fixture | Commercial | New | Assembly | FPL Blend | Per Unit | 2434.55 | 2282.89 | 151.66 | 0.062295 | 16 | 0.022749 | 0.018048 | 56.6 | Refrigeration | Display cases |  | 1
Equipment | Refrigerated Display Case LED Lighting | 60" Refrigerated Case LED Strip | Lumen-Equivalent 32-Watt T8 Fixture | Commercial | Turnover | College and University | FPL Blend | Per Unit | 2434.55 | 2282.89 | 151.66 | 0.062295 | 16 | 0.022749 | 0.018048 | 56.6 | Refrigeration | Display cases |  | 1
Equipment | Refrigerated Display Case LED Lighting | 60" Refrigerated Case LED Strip | Lumen-Equivalent 32-Watt T8 Fixture | Commercial | New | College and University | FPL Blend | Per Unit | 2434.55 | 2282.89 | 151.66 | 0.062295 | 16 | 0.022749 | 0.018048 | 56.6 | Refrigeration | Display cases |  | 1
Equipment | Refrigerated Display Case LED Lighting | 60" Refrigerated Case LED Strip | Lumen-Equivalent 32-Watt T8 Fixture | Commercial | Turnover | Data Center | FPL Blend | Per Unit | 2434.55 | 2282.89 | 151.66 | 0.062295 | 16 | 0.021687 | 0.017593 | 56.6 | Refrigeration | Display cases |  | 1
Equipment | Refrigerated Display Case LED Lighting | 60" Refrigerated Case LED Strip | Lumen-Equivalent 32-Watt T8 Fixture | Commercial | New | Data Center | FPL Blend | Per Unit | 2434.55 | 2282.89 | 151.66 | 0.062295 | 16 | 0.021687 | 0.017593 | 56.6 | Refrigeration | Display cases |  | 1
Equipment | Refrigerated Display Case LED Lighting | 60" Refrigerated Case LED Strip | Lumen-Equivalent 32-Watt T8 Fixture | Commercial | Turnover | Grocery | FPL Blend | Per Unit | 2434.55 | 2282.89 | 151.66 | 0.062295 | 16 | 0.022749 | 0.018048 | 56.6 | Refrigeration | Display cases |  | 1
Equipment | Refrigerated Display Case LED Lighting | 60" Refrigerated Case LED Strip | Lumen-Equivalent 32-Watt T8 Fixture | Commercial | New | Grocery | FPL Blend | Per Unit | 2434.55 | 2282.89 | 151.66 | 0.062295 | 16 | 0.022749 | 0.018048 | 56.6 | Refrigeration | Display cases |  | 1
Equipment | Refrigerated Display Case LED Lighting | 60" Refrigerated Case LED Strip | Lumen-Equivalent 32-Watt T8 Fixture | Commercial | Turnover | Healthcare | FPL Blend | Per Unit | 2434.55 | 2282.89 | 151.66 | 0.062295 | 16 | 0.022749 | 0.018048 | 56.6 | Refrigeration | Display cases |  | 1
Equipment | Refrigerated Display Case LED Lighting | 60" Refrigerated Case LED Strip | Lumen-Equivalent 32-Watt T8 Fixture | Commercial | New | Healthcare | FPL Blend | Per Unit | 2434.55 | 2282.89 | 151.66 | 0.062295 | 16 | 0.022749 | 0.018048 | 56.6 | Refrigeration | Display cases |  | 1
Equipment | Refrigerated Display Case LED Lighting | 60" Refrigerated Case LED Strip | Lumen-Equivalent 32-Watt T8 Fixture | Commercial | Turnover | Hospitals | FPL Blend | Per Unit | 2434.55 | 2282.89 | 151.66 | 0.062295 | 16 | 0.022749 | 0.018048 | 56.6 | Refrigeration | Display cases |  | 1
Equipment | Refrigerated Display Case LED Lighting | 60" Refrigerated Case LED Strip | Lumen-Equivalent 32-Watt T8 Fixture | Commercial | New | Hospitals | FPL Blend | Per Unit | 2434.55 | 2282.89 | 151.66 | 0.062295 | 16 | 0.022749 | 0.018048 | 56.6 | Refrigeration | Display cases |  | 1
Equipment | Refrigerated Display Case LED Lighting | 60" Refrigerated Case LED Strip | Lumen-Equivalent 32-Watt T8 Fixture | Commercial | Turnover | Institutional | FPL Blend | Per Unit | 2434.55 | 2282.89 | 151.66 | 0.062295 | 16 | 0.021687 | 0.017593 | 56.6 | Refrigeration | Display cases |  | 1
Equipment | Refrigerated Display Case LED Lighting | 60" Refrigerated Case LED Strip | Lumen-Equivalent 32-Watt T8 Fixture | Commercial | New | Institutional | FPL Blend | Per Unit | 2434.55 | 2282.89 | 151.66 | 0.062295 | 16 | 0.021687 | 0.017593 | 56.6 | Refrigeration | Display cases |  | 1
Equipment | Refrigerated Display Case LED Lighting | 60" Refrigerated Case LED Strip | Lumen-Equivalent 32-Watt T8 Fixture | Commercial | Turnover | Lodging/Hospitality | FPL Blend | Per Unit | 2434.55 | 2282.89 | 151.66 | 0.062295 | 16 | 0.022749 | 0.018048 | 56.6 | Refrigeration | Display cases |  | 1
Equipment | Refrigerated Display Case LED Lighting | 60" Refrigerated Case LED Strip | Lumen-Equivalent 32-Watt T8 Fixture | Commercial | New | Lodging/Hospitality | FPL Blend | Per Unit | 2434.55 | 2282.89 | 151.66 | 0.062295 | 16 | 0.022749 | 0.018048 | 56.6 | Refrigeration | Display cases |  | 1
Equipment | Refrigerated Display Case LED Lighting | 60" Refrigerated Case LED Strip | Lumen-Equivalent 32-Watt T8 Fixture | Commercial | Turnover | Miscellaneous | FPL Blend | Per Unit | 2434.55 | 2282.89 | 151.66 | 0.062295 | 16 | 0.021687 | 0.017593 | 56.6 | Refrigeration | Display cases |  | 1
Equipment | Refrigerated Display Case LED Lighting | 60" Refrigerated Case LED Strip | Lumen-Equivalent 32-Watt T8 Fixture | Commercial | New | Miscellaneous | FPL Blend | Per Unit | 2434.55 | 2282.89 | 151.66 | 0.062295 | 16 | 0.021687 | 0.017593 | 56.6 | Refrigeration | Display cases |  | 1
Equipment | Refrigerated Display Case LED Lighting | 60" Refrigerated Case LED Strip | Lumen-Equivalent 32-Watt T8 Fixture | Commercial | Turnover | Offices | FPL Blend | Per Unit | 2434.55 | 2282.89 | 151.66 | 0.062295 | 16 | 0.021687 | 0.017593 | 56.6 | Refrigeration | Display cases |  | 1
Equipment | Refrigerated Display Case LED Lighting | 60" Refrigerated Case LED Strip | Lumen-Equivalent 32-Watt T8 Fixture | Commercial | New | Offices | FPL Blend | Per Unit | 2434.55 | 2282.89 | 151.66 | 0.062295 | 16 | 0.021687 | 0.017593 | 56.6 | Refrigeration | Display cases |  | 1
Equipment | Refrigerated Display Case LED Lighting | 60" Refrigerated Case LED Strip | Lumen-Equivalent 32-Watt T8 Fixture | Commercial | Turnover | Restaurants | FPL Blend | Per Unit | 2434.55 | 2282.89 | 151.66 | 0.062295 | 16 | 0.021384 | 0.017138 | 56.6 | Refrigeration | Display cases |  | 1
Equipment | Refrigerated Display Case LED Lighting | 60" Refrigerated Case LED Strip | Lumen-Equivalent 32-Watt T8 Fixture | Commercial | New | Restaurants | FPL Blend | Per Unit | 2434.55 | 2282.89 | 151.66 | 0.062295 | 16 | 0.021384 | 0.017138 | 56.6 | Refrigeration | Display cases |  | 1
Equipment | Refrigerated Display Case LED Lighting | 60" Refrigerated Case LED Strip | Lumen-Equivalent 32-Watt T8 Fixture | Commercial | Turnover | Retail | FPL Blend | Per Unit | 2434.55 | 2282.89 | 151.66 | 0.062295 | 16 | 0.022749 | 0.018048 | 56.6 | Refrigeration | Display cases |  | 1
Equipment | Refrigerated Display Case LED Lighting | 60" Refrigerated Case LED Strip | Lumen-Equivalent 32-Watt T8 Fixture | Commercial | New | Retail | FPL Blend | Per Unit | 2434.55 | 2282.89 | 151.66 | 0.062295 | 16 | 0.022749 | 0.018048 | 56.6 | Refrigeration | Display cases |  | 1
Equipment | Refrigerated Display Case LED Lighting | 60" Refrigerated Case LED Strip | Lumen-Equivalent 32-Watt T8 Fixture | Commercial | Turnover | Schools K-12 | FPL Blend | Per Unit | 2434.55 | 2282.89 | 151.66 | 0.062295 | 16 | 0.021687 | 0.017593 | 56.6 | Refrigeration | Display cases |  | 1
Equipment | Refrigerated Display Case LED Lighting | 60" Refrigerated Case LED Strip | Lumen-Equivalent 32-Watt T8 Fixture | Commercial | New | Schools K-12 | FPL Blend | Per Unit | 2434.55 | 2282.89 | 151.66 | 0.062295 | 16 | 0.021687 | 0.017593 | 56.6 | Refrigeration | Display cases |  | 1
Equipment | Refrigerated Display Case LED Lighting | 60" Refrigerated Case LED Strip | Lumen-Equivalent 32-Watt T8 Fixture | Commercial | Turnover | Warehouse | FPL Blend | Per Unit | 2434.55 | 2282.89 | 151.66 | 0.062295 | 16 | 0.021687 | 0.017593 | 56.6 | Refrigeration | Display cases |  | 1
Equipment | Refrigerated Display Case LED Lighting | 60" Refrigerated Case LED Strip | Lumen-Equivalent 32-Watt T8 Fixture | Commercial | New | Warehouse | FPL Blend | Per Unit | 2434.55 | 2282.89 | 151.66 | 0.062295 | 16 | 0.021687 | 0.017593 | 56.6 | Refrigeration | Display cases |  | 1
NonEquipment | Anti-Sweat Controls | One Medium Temperature Reach-In Case with Anti-Sweat Heater Controls |  | Commercial | Existing | Assembly | FPL Blend | Per Refrigerated Case | 8637.01 | 8360.63 | 276.38 | 0.031999 | 12 | 0.041457 | 0.032889 | 71 | Refrigeration |  | Display cases | 1
NonEquipment | Anti-Sweat Controls | One Medium Temperature Reach-In Case with Anti-Sweat Heater Controls | One Medium Temperature Reach-In Case without Anti-Sweat Heater Controls | Commercial | New | Assembly | FPL Blend | Per Refrigerated Case | 8637.01 | 8360.63 | 276.38 | 0.031999 | 12 | 0.041457 | 0.032889 | 71 | Refrigeration |  | Display cases | 1
NonEquipment | Anti-Sweat Controls | One Medium Temperature Reach-In Case with Anti-Sweat Heater Controls |  | Commercial | Existing | College and University | FPL Blend | Per Refrigerated Case | 8637.01 | 8360.63 | 276.38 | 0.031999 | 12 | 0.041457 | 0.032889 | 71 | Refrigeration |  | Display cases | 1
NonEquipment | Anti-Sweat Controls | One Medium Temperature Reach-In Case with Anti-Sweat Heater Controls | One Medium Temperature Reach-In Case without Anti-Sweat Heater Controls | Commercial | New | College and University | FPL Blend | Per Refrigerated Case | 8637.01 | 8360.63 | 276.38 | 0.031999 | 12 | 0.041457 | 0.032889 | 71 | Refrigeration |  | Display cases | 1
NonEquipment | Anti-Sweat Controls | One Medium Temperature Reach-In Case with Anti-Sweat Heater Controls |  | Commercial | Existing | Data Center | FPL Blend | Per Refrigerated Case | 8637.01 | 8360.63 | 276.38 | 0.031999 | 12 | 0.039522 | 0.03206 | 71 | Refrigeration |  | Display cases | 1
NonEquipment | Anti-Sweat Controls | One Medium Temperature Reach-In Case with Anti-Sweat Heater Controls | One Medium Temperature Reach-In Case without Anti-Sweat Heater Controls | Commercial | New | Data Center | FPL Blend | Per Refrigerated Case | 8637.01 | 8360.63 | 276.38 | 0.031999 | 12 | 0.039522 | 0.03206 | 71 | Refrigeration |  | Display cases | 1
NonEquipment | Anti-Sweat Controls | One Medium Temperature Reach-In Case with Anti-Sweat Heater Controls |  | Commercial | Existing | Grocery | FPL Blend | Per Refrigerated Case | 8637.01 | 8360.63 | 276.38 | 0.031999 | 12 | 0.041457 | 0.032889 | 71 | Refrigeration |  | Display cases | 1
NonEquipment | Anti-Sweat Controls | One Medium Temperature Reach-In Case with Anti-Sweat Heater Controls | One Medium Temperature Reach-In Case without Anti-Sweat Heater Controls | Commercial | New | Grocery | FPL Blend | Per Refrigerated Case | 8637.01 | 8360.63 | 276.38 | 0.031999 | 12 | 0.041457 | 0.032889 | 71 | Refrigeration |  | Display cases | 1
NonEquipment | Anti-Sweat Controls | One Medium Temperature Reach-In Case with Anti-Sweat Heater Controls |  | Commercial | Existing | Healthcare | FPL Blend | Per Refrigerated Case | 8637.01 | 8360.63 | 276.38 | 0.031999 | 12 | 0.041457 | 0.032889 | 71 | Refrigeration |  | Display cases | 1
NonEquipment | Anti-Sweat Controls | One Medium Temperature Reach-In Case with Anti-Sweat Heater Controls | One Medium Temperature Reach-In Case without Anti-Sweat Heater Controls | Commercial | New | Healthcare | FPL Blend | Per Refrigerated Case | 8637.01 | 8360.63 | 276.38 | 0.031999 | 12 | 0.041457 | 0.032889 | 71 | Refrigeration |  | Display cases | 1
NonEquipment | Anti-Sweat Controls | One Medium Temperature Reach-In Case with Anti-Sweat Heater Controls |  | Commercial | Existing | Hospitals | FPL Blend | Per Refrigerated Case | 8637.01 | 8360.63 | 276.38 | 0.031999 | 12 | 0.041457 | 0.032889 | 71 | Refrigeration |  | Display cases | 1
NonEquipment | Anti-Sweat Controls | One Medium Temperature Reach-In Case with Anti-Sweat Heater Controls | One Medium Temperature Reach-In Case without Anti-Sweat Heater Controls | Commercial | New | Hospitals | FPL Blend | Per Refrigerated Case | 8637.01 | 8360.63 | 276.38 | 0.031999 | 12 | 0.041457 | 0.032889 | 71 | Refrigeration |  | Display cases | 1
NonEquipment | Anti-Sweat Controls | One Medium Temperature Reach-In Case with Anti-Sweat Heater Controls |  | Commercial | Existing | Institutional | FPL Blend | Per Refrigerated Case | 8637.01 | 8360.63 | 276.38 | 0.031999 | 12 | 0.039522 | 0.03206 | 71 | Refrigeration |  | Display cases | 1
NonEquipment | Anti-Sweat Controls | One Medium Temperature Reach-In Case with Anti-Sweat Heater Controls | One Medium Temperature Reach-In Case without Anti-Sweat Heater Controls | Commercial | New | Institutional | FPL Blend | Per Refrigerated Case | 8637.01 | 8360.63 | 276.38 | 0.031999 | 12 | 0.039522 | 0.03206 | 71 | Refrigeration |  | Display cases | 1
NonEquipment | Anti-Sweat Controls | One Medium Temperature Reach-In Case with Anti-Sweat Heater Controls |  | Commercial | Existing | Lodging/Hospitality | FPL Blend | Per Refrigerated Case | 8637.01 | 8360.63 | 276.38 | 0.031999 | 12 | 0.041457 | 0.032889 | 71 | Refrigeration |  | Display cases | 1
NonEquipment | Anti-Sweat Controls | One Medium Temperature Reach-In Case with Anti-Sweat Heater Controls | One Medium Temperature Reach-In Case without Anti-Sweat Heater Controls | Commercial | New | Lodging/Hospitality | FPL Blend | Per Refrigerated Case | 8637.01 | 8360.63 | 276.38 | 0.031999 | 12 | 0.041457 | 0.032889 | 71 | Refrigeration |  | Display cases | 1
NonEquipment | Anti-Sweat Controls | One Medium Temperature Reach-In Case with Anti-Sweat Heater Controls |  | Commercial | Existing | Miscellaneous | FPL Blend | Per Refrigerated Case | 8637.01 | 8360.63 | 276.38 | 0.031999 | 12 | 0.039522 | 0.03206 | 71 | Refrigeration |  | Display cases | 1
NonEquipment | Anti-Sweat Controls | One Medium Temperature Reach-In Case with Anti-Sweat Heater Controls | One Medium Temperature Reach-In Case without Anti-Sweat Heater Controls | Commercial | New | Miscellaneous | FPL Blend | Per Refrigerated Case | 8637.01 | 8360.63 | 276.38 | 0.031999 | 12 | 0.039522 | 0.03206 | 71 | Refrigeration |  | Display cases | 1
NonEquipment | Anti-Sweat Controls | One Medium Temperature Reach-In Case with Anti-Sweat Heater Controls |  | Commercial | Existing | Offices | FPL Blend | Per Refrigerated Case | 8637.01 | 8360.63 | 276.38 | 0.031999 | 12 | 0.039522 | 0.03206 | 71 | Refrigeration |  | Display cases | 1
NonEquipment | Anti-Sweat Controls | One Medium Temperature Reach-In Case with Anti-Sweat Heater Controls | One Medium Temperature Reach-In Case without Anti-Sweat Heater Controls | Commercial | New | Offices | FPL Blend | Per Refrigerated Case | 8637.01 | 8360.63 | 276.38 | 0.031999 | 12 | 0.039522 | 0.03206 | 71 | Refrigeration |  | Display cases | 1
NonEquipment | Anti-Sweat Controls | One Medium Temperature Reach-In Case with Anti-Sweat Heater Controls |  | Commercial | Existing | Restaurants | FPL Blend | Per Refrigerated Case | 8637.01 | 8360.63 | 276.38 | 0.031999 | 12 | 0.03897 | 0.031231 | 71 | Refrigeration |  | Display cases | 1
NonEquipment | Anti-Sweat Controls | One Medium Temperature Reach-In Case with Anti-Sweat Heater Controls | One Medium Temperature Reach-In Case without Anti-Sweat Heater Controls | Commercial | New | Restaurants | FPL Blend | Per Refrigerated Case | 8637.01 | 8360.63 | 276.38 | 0.031999 | 12 | 0.03897 | 0.031231 | 71 | Refrigeration |  | Display cases | 1
NonEquipment | Anti-Sweat Controls | One Medium Temperature Reach-In Case with Anti-Sweat Heater Controls |  | Commercial | Existing | Retail | FPL Blend | Per Refrigerated Case | 8637.01 | 8360.63 | 276.38 | 0.031999 | 12 | 0.041457 | 0.032889 | 71 | Refrigeration |  | Display cases | 1
NonEquipment | Anti-Sweat Controls | One Medium Temperature Reach-In Case with Anti-Sweat Heater Controls | One Medium Temperature Reach-In Case without Anti-Sweat Heater Controls | Commercial | New | Retail | FPL Blend | Per Refrigerated Case | 8637.01 | 8360.63 | 276.38 | 0.031999 | 12 | 0.041457 | 0.032889 | 71 | Refrigeration |  | Display cases | 1
NonEquipment | Anti-Sweat Controls | One Medium Temperature Reach-In Case with Anti-Sweat Heater Controls |  | Commercial | Existing | Schools K-12 | FPL Blend | Per Refrigerated Case | 8637.01 | 8360.63 | 276.38 | 0.031999 | 12 | 0.039522 | 0.03206 | 71 | Refrigeration |  | Display cases | 1
NonEquipment | Anti-Sweat Controls | One Medium Temperature Reach-In Case with Anti-Sweat Heater Controls | One Medium Temperature Reach-In Case without Anti-Sweat Heater Controls | Commercial | New | Schools K-12 | FPL Blend | Per Refrigerated Case | 8637.01 | 8360.63 | 276.38 | 0.031999 | 12 | 0.039522 | 0.03206 | 71 | Refrigeration |  | Display cases | 1
NonEquipment | Anti-Sweat Controls | One Medium Temperature Reach-In Case with Anti-Sweat Heater Controls |  | Commercial | Existing | Warehouse | FPL Blend | Per Refrigerated Case | 8637.01 | 8360.63 | 276.38 | 0.031999 | 12 | 0.039522 | 0.03206 | 71 | Refrigeration |  | Display cases | 1
NonEquipment | Anti-Sweat Controls | One Medium Temperature Reach-In Case with Anti-Sweat Heater Controls | One Medium Temperature Reach-In Case without Anti-Sweat Heater Controls | Commercial | New | Warehouse | FPL Blend | Per Refrigerated Case | 8637.01 | 8360.63 | 276.38 | 0.031999 | 12 | 0.039522 | 0.03206 | 71 | Refrigeration |  | Display cases | 1
NonEquipment | Beverage Vending Machine Controls | One non-ENERGY STAR beverage vending machine equipped with infrared occupancy sensing controls |  | Commercial | Existing | Assembly | FPL Blend | Per Unit | 1460.37 | 934.63 | 525.74 | 0.36 | 14 | 0.078861 | 0.062563 | 514 | Refrigeration |  | Vending and ice makers | 1
NonEquipment | Beverage Vending Machine Controls | One non-ENERGY STAR beverage vending machine equipped with infrared occupancy sensing controls | One non-ENERGY STAR beverage vending machine, no controls | Commercial | New | Assembly | FPL Blend | Per Unit | 1460.37 | 934.63 | 525.74 | 0.36 | 14 | 0.078861 | 0.062563 | 514 | Refrigeration |  | Vending and ice makers | 1
NonEquipment | Beverage Vending Machine Controls | One non-ENERGY STAR beverage vending machine equipped with infrared occupancy sensing controls |  | Commercial | Existing | College and University | FPL Blend | Per Unit | 1460.37 | 934.63 | 525.74 | 0.36 | 14 | 0.078861 | 0.062563 | 514 | Refrigeration |  | Vending and ice makers | 1
NonEquipment | Beverage Vending Machine Controls | One non-ENERGY STAR beverage vending machine equipped with infrared occupancy sensing controls | One non-ENERGY STAR beverage vending machine, no controls | Commercial | New | College and University | FPL Blend | Per Unit | 1460.37 | 934.63 | 525.74 | 0.36 | 14 | 0.078861 | 0.062563 | 514 | Refrigeration |  | Vending and ice makers | 1
NonEquipment | Beverage Vending Machine Controls | One non-ENERGY STAR beverage vending machine equipped with infrared occupancy sensing controls |  | Commercial | Existing | Data Center | FPL Blend | Per Unit | 1460.37 | 934.63 | 525.74 | 0.36 | 14 | 0.075181 | 0.060986 | 514 | Refrigeration |  | Vending and ice makers | 1
NonEquipment | Beverage Vending Machine Controls | One non-ENERGY STAR beverage vending machine equipped with infrared occupancy sensing controls | One non-ENERGY STAR beverage vending machine, no controls | Commercial | New | Data Center | FPL Blend | Per Unit | 1460.37 | 934.63 | 525.74 | 0.36 | 14 | 0.075181 | 0.060986 | 514 | Refrigeration |  | Vending and ice makers | 1
NonEquipment | Beverage Vending Machine Controls | One non-ENERGY STAR beverage vending machine equipped with infrared occupancy sensing controls |  | Commercial | Existing | Grocery | FPL Blend | Per Unit | 1460.37 | 934.63 | 525.74 | 0.36 | 14 | 0.078861 | 0.062563 | 514 | Refrigeration |  | Vending and ice makers | 1
NonEquipment | Beverage Vending Machine Controls | One non-ENERGY STAR beverage vending machine equipped with infrared occupancy sensing controls | One non-ENERGY STAR beverage vending machine, no controls | Commercial | New | Grocery | FPL Blend | Per Unit | 1460.37 | 934.63 | 525.74 | 0.36 | 14 | 0.078861 | 0.062563 | 514 | Refrigeration |  | Vending and ice makers | 1
NonEquipment | Beverage Vending Machine Controls | One non-ENERGY STAR beverage vending machine equipped with infrared occupancy sensing controls |  | Commercial | Existing | Healthcare | FPL Blend | Per Unit | 1460.37 | 934.63 | 525.74 | 0.36 | 14 | 0.078861 | 0.062563 | 514 | Refrigeration |  | Vending and ice makers | 1
NonEquipment | Beverage Vending Machine Controls | One non-ENERGY STAR beverage vending machine equipped with infrared occupancy sensing controls | One non-ENERGY STAR beverage vending machine, no controls | Commercial | New | Healthcare | FPL Blend | Per Unit | 1460.37 | 934.63 | 525.74 | 0.36 | 14 | 0.078861 | 0.062563 | 514 | Refrigeration |  | Vending and ice makers | 1
NonEquipment | Beverage Vending Machine Controls | One non-ENERGY STAR beverage vending machine equipped with infrared occupancy sensing controls |  | Commercial | Existing | Hospitals | FPL Blend | Per Unit | 1460.37 | 934.63 | 525.74 | 0.36 | 14 | 0.078861 | 0.062563 | 514 | Refrigeration |  | Vending and ice makers | 1
NonEquipment | Beverage Vending Machine Controls | One non-ENERGY STAR beverage vending machine equipped with infrared occupancy sensing controls | One non-ENERGY STAR beverage vending machine, no controls | Commercial | New | Hospitals | FPL Blend | Per Unit | 1460.37 | 934.63 | 525.74 | 0.36 | 14 | 0.078861 | 0.062563 | 514 | Refrigeration |  | Vending and ice makers | 1
NonEquipment | Beverage Vending Machine Controls | One non-ENERGY STAR beverage vending machine equipped with infrared occupancy sensing controls |  | Commercial | Existing | Institutional | FPL Blend | Per Unit | 1460.37 | 934.63 | 525.74 | 0.36 | 14 | 0.075181 | 0.060986 | 514 | Refrigeration |  | Vending and ice makers | 1
NonEquipment | Beverage Vending Machine Controls | One non-ENERGY STAR beverage vending machine equipped with infrared occupancy sensing controls | One non-ENERGY STAR beverage vending machine, no controls | Commercial | New | Institutional | FPL Blend | Per Unit | 1460.37 | 934.63 | 525.74 | 0.36 | 14 | 0.075181 | 0.060986 | 514 | Refrigeration |  | Vending and ice makers | 1
NonEquipment | Beverage Vending Machine Controls | One non-ENERGY STAR beverage vending machine equipped with infrared occupancy sensing controls |  | Commercial | Existing | Lodging/Hospitality | FPL Blend | Per Unit | 1460.37 | 934.63 | 525.74 | 0.36 | 14 | 0.078861 | 0.062563 | 514 | Refrigeration |  | Vending and ice makers | 1
NonEquipment | Beverage Vending Machine Controls | One non-ENERGY STAR beverage vending machine equipped with infrared occupancy sensing controls | One non-ENERGY STAR beverage vending machine, no controls | Commercial | New | Lodging/Hospitality | FPL Blend | Per Unit | 1460.37 | 934.63 | 525.74 | 0.36 | 14 | 0.078861 | 0.062563 | 514 | Refrigeration |  | Vending and ice makers | 1
NonEquipment | Beverage Vending Machine Controls | One non-ENERGY STAR beverage vending machine equipped with infrared occupancy sensing controls |  | Commercial | Existing | Miscellaneous | FPL Blend | Per Unit | 1460.37 | 934.63 | 525.74 | 0.36 | 14 | 0.075181 | 0.060986 | 514 | Refrigeration |  | Vending and ice makers | 1
NonEquipment | Beverage Vending Machine Controls | One non-ENERGY STAR beverage vending machine equipped with infrared occupancy sensing controls | One non-ENERGY STAR beverage vending machine, no controls | Commercial | New | Miscellaneous | FPL Blend | Per Unit | 1460.37 | 934.63 | 525.74 | 0.36 | 14 | 0.075181 | 0.060986 | 514 | Refrigeration |  | Vending and ice makers | 1
NonEquipment | Beverage Vending Machine Controls | One non-ENERGY STAR beverage vending machine equipped with infrared occupancy sensing controls |  | Commercial | Existing | Offices | FPL Blend | Per Unit | 1460.37 | 934.63 | 525.74 | 0.36 | 14 | 0.075181 | 0.060986 | 514 | Refrigeration |  | Vending and ice makers | 1
NonEquipment | Beverage Vending Machine Controls | One non-ENERGY STAR beverage vending machine equipped with infrared occupancy sensing controls | One non-ENERGY STAR beverage vending machine, no controls | Commercial | New | Offices | FPL Blend | Per Unit | 1460.37 | 934.63 | 525.74 | 0.36 | 14 | 0.075181 | 0.060986 | 514 | Refrigeration |  | Vending and ice makers | 1
NonEquipment | Beverage Vending Machine Controls | One non-ENERGY STAR beverage vending machine equipped with infrared occupancy sensing controls |  | Commercial | Existing | Restaurants | FPL Blend | Per Unit | 1460.37 | 934.63 | 525.74 | 0.36 | 14 | 0.074129 | 0.059409 | 514 | Refrigeration |  | Vending and ice makers | 1
NonEquipment | Beverage Vending Machine Controls | One non-ENERGY STAR beverage vending machine equipped with infrared occupancy sensing controls | One non-ENERGY STAR beverage vending machine, no controls | Commercial | New | Restaurants | FPL Blend | Per Unit | 1460.37 | 934.63 | 525.74 | 0.36 | 14 | 0.074129 | 0.059409 | 514 | Refrigeration |  | Vending and ice makers | 1
NonEquipment | Beverage Vending Machine Controls | One non-ENERGY STAR beverage vending machine equipped with infrared occupancy sensing controls |  | Commercial | Existing | Retail | FPL Blend | Per Unit | 1460.37 | 934.63 | 525.74 | 0.36 | 14 | 0.078861 | 0.062563 | 514 | Refrigeration |  | Vending and ice makers | 1
NonEquipment | Beverage Vending Machine Controls | One non-ENERGY STAR beverage vending machine equipped with infrared occupancy sensing controls | One non-ENERGY STAR beverage vending machine, no controls | Commercial | New | Retail | FPL Blend | Per Unit | 1460.37 | 934.63 | 525.74 | 0.36 | 14 | 0.078861 | 0.062563 | 514 | Refrigeration |  | Vending and ice makers | 1
NonEquipment | Beverage Vending Machine Controls | One non-ENERGY STAR beverage vending machine equipped with infrared occupancy sensing controls |  | Commercial | Existing | Schools K-12 | FPL Blend | Per Unit | 1460.37 | 934.63 | 525.74 | 0.36 | 14 | 0.075181 | 0.060986 | 514 | Refrigeration |  | Vending and ice makers | 1
NonEquipment | Beverage Vending Machine Controls | One non-ENERGY STAR beverage vending machine equipped with infrared occupancy sensing controls | One non-ENERGY STAR beverage vending machine, no controls | Commercial | New | Schools K-12 | FPL Blend | Per Unit | 1460.37 | 934.63 | 525.74 | 0.36 | 14 | 0.075181 | 0.060986 | 514 | Refrigeration |  | Vending and ice makers | 1
NonEquipment | Beverage Vending Machine Controls | One non-ENERGY STAR beverage vending machine equipped with infrared occupancy sensing controls |  | Commercial | Existing | Warehouse | FPL Blend | Per Unit | 1460.37 | 934.63 | 525.74 | 0.36 | 14 | 0.075181 | 0.060986 | 514 | Refrigeration |  | Vending and ice makers | 1
NonEquipment | Beverage Vending Machine Controls | One non-ENERGY STAR beverage vending machine equipped with infrared occupancy sensing controls | One non-ENERGY STAR beverage vending machine, no controls | Commercial | New | Warehouse | FPL Blend | Per Unit | 1460.37 | 934.63 | 525.74 | 0.36 | 14 | 0.075181 | 0.060986 | 514 | Refrigeration |  | Vending and ice makers | 1
NonEquipment | Escalator Motor Efficiency Controller | Install Escalator Motor Efficiency Controller |  | Commercial | Existing | Assembly | FPL Blend | Per Unit | 75000 | 63750 | 11250 | 0.15 | 15 | 1.9238 | 0.8325 | 3147 | Miscellaneous |  | Elevators/Escalators | 1
NonEquipment | Escalator Motor Efficiency Controller | Install Escalator Motor Efficiency Controller | Escalator without Motor Efficiency Controller | Commercial | New | Assembly | FPL Blend | Per Unit | 75000 | 63750 | 11250 | 0.15 | 15 | 1.9238 | 0.8325 | 3147 | Miscellaneous |  | Elevators/Escalators | 1
NonEquipment | Escalator Motor Efficiency Controller | Install Escalator Motor Efficiency Controller |  | Commercial | Existing | College and University | FPL Blend | Per Unit | 75000 | 63750 | 11250 | 0.15 | 15 | 1.1362 | 1.1475 | 3147 | Miscellaneous |  | Elevators/Escalators | 1
NonEquipment | Escalator Motor Efficiency Controller | Install Escalator Motor Efficiency Controller | Escalator without Motor Efficiency Controller | Commercial | New | College and University | FPL Blend | Per Unit | 75000 | 63750 | 11250 | 0.15 | 15 | 1.1362 | 1.1475 | 3147 | Miscellaneous |  | Elevators/Escalators | 1
NonEquipment | Escalator Motor Efficiency Controller | Install Escalator Motor Efficiency Controller |  | Commercial | Existing | Data Center | FPL Blend | Per Unit | 75000 | 63750 | 11250 | 0.15 | 15 | 1.2488 | 1.3275 | 3147 | Miscellaneous |  | Elevators/Escalators | 1
NonEquipment | Escalator Motor Efficiency Controller | Install Escalator Motor Efficiency Controller | Escalator without Motor Efficiency Controller | Commercial | New | Data Center | FPL Blend | Per Unit | 75000 | 63750 | 11250 | 0.15 | 15 | 1.2488 | 1.3275 | 3147 | Miscellaneous |  | Elevators/Escalators | 1
NonEquipment | Escalator Motor Efficiency Controller | Install Escalator Motor Efficiency Controller |  | Commercial | Existing | Grocery | FPL Blend | Per Unit | 75000 | 63750 | 11250 | 0.15 | 15 | 1.5188 | 0.91125 | 3147 | Miscellaneous |  | Elevators/Escalators | 1
NonEquipment | Escalator Motor Efficiency Controller | Install Escalator Motor Efficiency Controller | Escalator without Motor Efficiency Controller | Commercial | New | Grocery | FPL Blend | Per Unit | 75000 | 63750 | 11250 | 0.15 | 15 | 1.5188 | 0.91125 | 3147 | Miscellaneous |  | Elevators/Escalators | 1
NonEquipment | Escalator Motor Efficiency Controller | Install Escalator Motor Efficiency Controller |  | Commercial | Existing | Healthcare | FPL Blend | Per Unit | 75000 | 63750 | 11250 | 0.15 | 15 | 1.62 | 1.6763 | 3147 | Miscellaneous |  | Elevators/Escalators | 1
NonEquipment | Escalator Motor Efficiency Controller | Install Escalator Motor Efficiency Controller | Escalator without Motor Efficiency Controller | Commercial | New | Healthcare | FPL Blend | Per Unit | 75000 | 63750 | 11250 | 0.15 | 15 | 1.62 | 1.6763 | 3147 | Miscellaneous |  | Elevators/Escalators | 1
NonEquipment | Escalator Motor Efficiency Controller | Install Escalator Motor Efficiency Controller |  | Commercial | Existing | Hospitals | FPL Blend | Per Unit | 75000 | 63750 | 11250 | 0.15 | 15 | 1.1362 | 1.1475 | 3147 | Miscellaneous |  | Elevators/Escalators | 1
NonEquipment | Escalator Motor Efficiency Controller | Install Escalator Motor Efficiency Controller | Escalator without Motor Efficiency Controller | Commercial | New | Hospitals | FPL Blend | Per Unit | 75000 | 63750 | 11250 | 0.15 | 15 | 1.1362 | 1.1475 | 3147 | Miscellaneous |  | Elevators/Escalators | 1
NonEquipment | Escalator Motor Efficiency Controller | Install Escalator Motor Efficiency Controller |  | Commercial | Existing | Institutional | FPL Blend | Per Unit | 75000 | 63750 | 11250 | 0.15 | 15 | 1.2488 | 1.35 | 3147 | Miscellaneous |  | Elevators/Escalators | 1
NonEquipment | Escalator Motor Efficiency Controller | Install Escalator Motor Efficiency Controller | Escalator without Motor Efficiency Controller | Commercial | New | Institutional | FPL Blend | Per Unit | 75000 | 63750 | 11250 | 0.15 | 15 | 1.2488 | 1.35 | 3147 | Miscellaneous |  | Elevators/Escalators | 1
NonEquipment | Escalator Motor Efficiency Controller | Install Escalator Motor Efficiency Controller |  | Commercial | Existing | Lodging/Hospitality | FPL Blend | Per Unit | 75000 | 63750 | 11250 | 0.15 | 15 | 1.2038 | 1.4062 | 3147 | Miscellaneous |  | Elevators/Escalators | 1
NonEquipment | Escalator Motor Efficiency Controller | Install Escalator Motor Efficiency Controller | Escalator without Motor Efficiency Controller | Commercial | New | Lodging/Hospitality | FPL Blend | Per Unit | 75000 | 63750 | 11250 | 0.15 | 15 | 1.2038 | 1.4062 | 3147 | Miscellaneous |  | Elevators/Escalators | 1
NonEquipment | Escalator Motor Efficiency Controller | Install Escalator Motor Efficiency Controller |  | Commercial | Existing | Miscellaneous | FPL Blend | Per Unit | 75000 | 63750 | 11250 | 0.15 | 15 | 1.2488 | 1.3275 | 3147 | Miscellaneous |  | Elevators/Escalators | 1
NonEquipment | Escalator Motor Efficiency Controller | Install Escalator Motor Efficiency Controller | Escalator without Motor Efficiency Controller | Commercial | New | Miscellaneous | FPL Blend | Per Unit | 75000 | 63750 | 11250 | 0.15 | 15 | 1.2488 | 1.3275 | 3147 | Miscellaneous |  | Elevators/Escalators | 1
NonEquipment | Escalator Motor Efficiency Controller | Install Escalator Motor Efficiency Controller |  | Commercial | Existing | Offices | FPL Blend | Per Unit | 75000 | 63750 | 11250 | 0.15 | 15 | 1.2488 | 1.3275 | 3147 | Miscellaneous |  | Elevators/Escalators | 1
NonEquipment | Escalator Motor Efficiency Controller | Install Escalator Motor Efficiency Controller | Escalator without Motor Efficiency Controller | Commercial | New | Offices | FPL Blend | Per Unit | 75000 | 63750 | 11250 | 0.15 | 15 | 1.2488 | 1.3275 | 3147 | Miscellaneous |  | Elevators/Escalators | 1
NonEquipment | Escalator Motor Efficiency Controller | Install Escalator Motor Efficiency Controller |  | Commercial | Existing | Restaurants | FPL Blend | Per Unit | 75000 | 63750 | 11250 | 0.15 | 15 | 1.5075 | 0.5625 | 3147 | Miscellaneous |  | Elevators/Escalators | 1
NonEquipment | Escalator Motor Efficiency Controller | Install Escalator Motor Efficiency Controller | Escalator without Motor Efficiency Controller | Commercial | New | Restaurants | FPL Blend | Per Unit | 75000 | 63750 | 11250 | 0.15 | 15 | 1.5075 | 0.5625 | 3147 | Miscellaneous |  | Elevators/Escalators | 1
NonEquipment | Escalator Motor Efficiency Controller | Install Escalator Motor Efficiency Controller |  | Commercial | Existing | Retail | FPL Blend | Per Unit | 75000 | 63750 | 11250 | 0.15 | 15 | 1.6087 | 0.88875 | 3147 | Miscellaneous |  | Elevators/Escalators | 1
NonEquipment | Escalator Motor Efficiency Controller | Install Escalator Motor Efficiency Controller | Escalator without Motor Efficiency Controller | Commercial | New | Retail | FPL Blend | Per Unit | 75000 | 63750 | 11250 | 0.15 | 15 | 1.6087 | 0.88875 | 3147 | Miscellaneous |  | Elevators/Escalators | 1
NonEquipment | Escalator Motor Efficiency Controller | Install Escalator Motor Efficiency Controller |  | Commercial | Existing | Schools K-12 | FPL Blend | Per Unit | 75000 | 63750 | 11250 | 0.15 | 15 | 1.1587 | 1.2038 | 3147 | Miscellaneous |  | Elevators/Escalators | 1
NonEquipment | Escalator Motor Efficiency Controller | Install Escalator Motor Efficiency Controller | Escalator without Motor Efficiency Controller | Commercial | New | Schools K-12 | FPL Blend | Per Unit | 75000 | 63750 | 11250 | 0.15 | 15 | 1.1587 | 1.2038 | 3147 | Miscellaneous |  | Elevators/Escalators | 1
NonEquipment | Escalator Motor Efficiency Controller | Install Escalator Motor Efficiency Controller |  | Commercial | Existing | Warehouse | FPL Blend | Per Unit | 75000 | 63750 | 11250 | 0.15 | 15 | 1.7212 | 1.2488 | 3147 | Miscellaneous |  | Elevators/Escalators | 1
NonEquipment | Escalator Motor Efficiency Controller | Install Escalator Motor Efficiency Controller | Escalator without Motor Efficiency Controller | Commercial | New | Warehouse | FPL Blend | Per Unit | 75000 | 63750 | 11250 | 0.15 | 15 | 1.7212 | 1.2488 | 3147 | Miscellaneous |  | Elevators/Escalators | 1
Equipment | Energy Star Commercial Glass Door Refrigerator | One Glass Door Refrigerator meeting ENERGY STAR Version 5.0 Standards | One Glass Door Refrigerator meeting Federal Standards | Commercial | Turnover | Assembly | FPL Blend | Per Unit | 2737.5 | 1861.5 | 876 | 0.32 | 12 | 0.1314 | 0.10424 | 891.8 | Refrigeration | Display cases |  | 1
Equipment | Energy Star Commercial Glass Door Refrigerator | One Glass Door Refrigerator meeting ENERGY STAR Version 5.0 Standards | One Glass Door Refrigerator meeting Federal Standards | Commercial | New | Assembly | FPL Blend | Per Unit | 2737.5 | 1861.5 | 876 | 0.32 | 12 | 0.1314 | 0.10424 | 891.8 | Refrigeration | Display cases |  | 1
Equipment | Energy Star Commercial Glass Door Refrigerator | One Glass Door Refrigerator meeting ENERGY STAR Version 5.0 Standards | One Glass Door Refrigerator meeting Federal Standards | Commercial | Turnover | College and University | FPL Blend | Per Unit | 2737.5 | 1861.5 | 876 | 0.32 | 12 | 0.1314 | 0.10424 | 891.8 | Refrigeration | Display cases |  | 1
Equipment | Energy Star Commercial Glass Door Refrigerator | One Glass Door Refrigerator meeting ENERGY STAR Version 5.0 Standards | One Glass Door Refrigerator meeting Federal Standards | Commercial | New | College and University | FPL Blend | Per Unit | 2737.5 | 1861.5 | 876 | 0.32 | 12 | 0.1314 | 0.10424 | 891.8 | Refrigeration | Display cases |  | 1
Equipment | Energy Star Commercial Glass Door Refrigerator | One Glass Door Refrigerator meeting ENERGY STAR Version 5.0 Standards | One Glass Door Refrigerator meeting Federal Standards | Commercial | Turnover | Data Center | FPL Blend | Per Unit | 2737.5 | 1861.5 | 876 | 0.32 | 12 | 0.12527 | 0.10162 | 891.8 | Refrigeration | Display cases |  | 1
Equipment | Energy Star Commercial Glass Door Refrigerator | One Glass Door Refrigerator meeting ENERGY STAR Version 5.0 Standards | One Glass Door Refrigerator meeting Federal Standards | Commercial | New | Data Center | FPL Blend | Per Unit | 2737.5 | 1861.5 | 876 | 0.32 | 12 | 0.12527 | 0.10162 | 891.8 | Refrigeration | Display cases |  | 1
Equipment | Energy Star Commercial Glass Door Refrigerator | One Glass Door Refrigerator meeting ENERGY STAR Version 5.0 Standards | One Glass Door Refrigerator meeting Federal Standards | Commercial | Turnover | Grocery | FPL Blend | Per Unit | 2737.5 | 1861.5 | 876 | 0.32 | 12 | 0.1314 | 0.10424 | 891.8 | Refrigeration | Display cases |  | 1
Equipment | Energy Star Commercial Glass Door Refrigerator | One Glass Door Refrigerator meeting ENERGY STAR Version 5.0 Standards | One Glass Door Refrigerator meeting Federal Standards | Commercial | New | Grocery | FPL Blend | Per Unit | 2737.5 | 1861.5 | 876 | 0.32 | 12 | 0.1314 | 0.10424 | 891.8 | Refrigeration | Display cases |  | 1
Equipment | Energy Star Commercial Glass Door Refrigerator | One Glass Door Refrigerator meeting ENERGY STAR Version 5.0 Standards | One Glass Door Refrigerator meeting Federal Standards | Commercial | Turnover | Healthcare | FPL Blend | Per Unit | 2737.5 | 1861.5 | 876 | 0.32 | 12 | 0.1314 | 0.10424 | 891.8 | Refrigeration | Display cases |  | 1
Equipment | Energy Star Commercial Glass Door Refrigerator | One Glass Door Refrigerator meeting ENERGY STAR Version 5.0 Standards | One Glass Door Refrigerator meeting Federal Standards | Commercial | New | Healthcare | FPL Blend | Per Unit | 2737.5 | 1861.5 | 876 | 0.32 | 12 | 0.1314 | 0.10424 | 891.8 | Refrigeration | Display cases |  | 1
Equipment | Energy Star Commercial Glass Door Refrigerator | One Glass Door Refrigerator meeting ENERGY STAR Version 5.0 Standards | One Glass Door Refrigerator meeting Federal Standards | Commercial | Turnover | Hospitals | FPL Blend | Per Unit | 2737.5 | 1861.5 | 876 | 0.32 | 12 | 0.1314 | 0.10424 | 891.8 | Refrigeration | Display cases |  | 1
Equipment | Energy Star Commercial Glass Door Refrigerator | One Glass Door Refrigerator meeting ENERGY STAR Version 5.0 Standards | One Glass Door Refrigerator meeting Federal Standards | Commercial | New | Hospitals | FPL Blend | Per Unit | 2737.5 | 1861.5 | 876 | 0.32 | 12 | 0.1314 | 0.10424 | 891.8 | Refrigeration | Display cases |  | 1
Equipment | Energy Star Commercial Glass Door Refrigerator | One Glass Door Refrigerator meeting ENERGY STAR Version 5.0 Standards | One Glass Door Refrigerator meeting Federal Standards | Commercial | Turnover | Institutional | FPL Blend | Per Unit | 2737.5 | 1861.5 | 876 | 0.32 | 12 | 0.12527 | 0.10162 | 891.8 | Refrigeration | Display cases |  | 1
Equipment | Energy Star Commercial Glass Door Refrigerator | One Glass Door Refrigerator meeting ENERGY STAR Version 5.0 Standards | One Glass Door Refrigerator meeting Federal Standards | Commercial | New | Institutional | FPL Blend | Per Unit | 2737.5 | 1861.5 | 876 | 0.32 | 12 | 0.12527 | 0.10162 | 891.8 | Refrigeration | Display cases |  | 1
Equipment | Energy Star Commercial Glass Door Refrigerator | One Glass Door Refrigerator meeting ENERGY STAR Version 5.0 Standards | One Glass Door Refrigerator meeting Federal Standards | Commercial | Turnover | Lodging/Hospitality | FPL Blend | Per Unit | 2737.5 | 1861.5 | 876 | 0.32 | 12 | 0.1314 | 0.10424 | 891.8 | Refrigeration | Display cases |  | 1
Equipment | Energy Star Commercial Glass Door Refrigerator | One Glass Door Refrigerator meeting ENERGY STAR Version 5.0 Standards | One Glass Door Refrigerator meeting Federal Standards | Commercial | New | Lodging/Hospitality | FPL Blend | Per Unit | 2737.5 | 1861.5 | 876 | 0.32 | 12 | 0.1314 | 0.10424 | 891.8 | Refrigeration | Display cases |  | 1
Equipment | Energy Star Commercial Glass Door Refrigerator | One Glass Door Refrigerator meeting ENERGY STAR Version 5.0 Standards | One Glass Door Refrigerator meeting Federal Standards | Commercial | Turnover | Miscellaneous | FPL Blend | Per Unit | 2737.5 | 1861.5 | 876 | 0.32 | 12 | 0.12527 | 0.10162 | 891.8 | Refrigeration | Display cases |  | 1
Equipment | Energy Star Commercial Glass Door Refrigerator | One Glass Door Refrigerator meeting ENERGY STAR Version 5.0 Standards | One Glass Door Refrigerator meeting Federal Standards | Commercial | New | Miscellaneous | FPL Blend | Per Unit | 2737.5 | 1861.5 | 876 | 0.32 | 12 | 0.12527 | 0.10162 | 891.8 | Refrigeration | Display cases |  | 1
Equipment | Energy Star Commercial Glass Door Refrigerator | One Glass Door Refrigerator meeting ENERGY STAR Version 5.0 Standards | One Glass Door Refrigerator meeting Federal Standards | Commercial | Turnover | Offices | FPL Blend | Per Unit | 2737.5 | 1861.5 | 876 | 0.32 | 12 | 0.12527 | 0.10162 | 891.8 | Refrigeration | Display cases |  | 1
Equipment | Energy Star Commercial Glass Door Refrigerator | One Glass Door Refrigerator meeting ENERGY STAR Version 5.0 Standards | One Glass Door Refrigerator meeting Federal Standards | Commercial | New | Offices | FPL Blend | Per Unit | 2737.5 | 1861.5 | 876 | 0.32 | 12 | 0.12527 | 0.10162 | 891.8 | Refrigeration | Display cases |  | 1
Equipment | Energy Star Commercial Glass Door Refrigerator | One Glass Door Refrigerator meeting ENERGY STAR Version 5.0 Standards | One Glass Door Refrigerator meeting Federal Standards | Commercial | Turnover | Restaurants | FPL Blend | Per Unit | 2737.5 | 1861.5 | 876 | 0.32 | 12 | 0.12352 | 0.098988 | 891.8 | Refrigeration | Display cases |  | 1
Equipment | Energy Star Commercial Glass Door Refrigerator | One Glass Door Refrigerator meeting ENERGY STAR Version 5.0 Standards | One Glass Door Refrigerator meeting Federal Standards | Commercial | New | Restaurants | FPL Blend | Per Unit | 2737.5 | 1861.5 | 876 | 0.32 | 12 | 0.12352 | 0.098988 | 891.8 | Refrigeration | Display cases |  | 1
Equipment | Energy Star Commercial Glass Door Refrigerator | One Glass Door Refrigerator meeting ENERGY STAR Version 5.0 Standards | One Glass Door Refrigerator meeting Federal Standards | Commercial | Turnover | Retail | FPL Blend | Per Unit | 2737.5 | 1861.5 | 876 | 0.32 | 12 | 0.1314 | 0.10424 | 891.8 | Refrigeration | Display cases |  | 1
Equipment | Energy Star Commercial Glass Door Refrigerator | One Glass Door Refrigerator meeting ENERGY STAR Version 5.0 Standards | One Glass Door Refrigerator meeting Federal Standards | Commercial | New | Retail | FPL Blend | Per Unit | 2737.5 | 1861.5 | 876 | 0.32 | 12 | 0.1314 | 0.10424 | 891.8 | Refrigeration | Display cases |  | 1
Equipment | Energy Star Commercial Glass Door Refrigerator | One Glass Door Refrigerator meeting ENERGY STAR Version 5.0 Standards | One Glass Door Refrigerator meeting Federal Standards | Commercial | Turnover | Schools K-12 | FPL Blend | Per Unit | 2737.5 | 1861.5 | 876 | 0.32 | 12 | 0.12527 | 0.10162 | 891.8 | Refrigeration | Display cases |  | 1
Equipment | Energy Star Commercial Glass Door Refrigerator | One Glass Door Refrigerator meeting ENERGY STAR Version 5.0 Standards | One Glass Door Refrigerator meeting Federal Standards | Commercial | New | Schools K-12 | FPL Blend | Per Unit | 2737.5 | 1861.5 | 876 | 0.32 | 12 | 0.12527 | 0.10162 | 891.8 | Refrigeration | Display cases |  | 1
Equipment | Energy Star Commercial Glass Door Refrigerator | One Glass Door Refrigerator meeting ENERGY STAR Version 5.0 Standards | One Glass Door Refrigerator meeting Federal Standards | Commercial | Turnover | Warehouse | FPL Blend | Per Unit | 2737.5 | 1861.5 | 876 | 0.32 | 12 | 0.12527 | 0.10162 | 891.8 | Refrigeration | Display cases |  | 1
Equipment | Energy Star Commercial Glass Door Refrigerator | One Glass Door Refrigerator meeting ENERGY STAR Version 5.0 Standards | One Glass Door Refrigerator meeting Federal Standards | Commercial | New | Warehouse | FPL Blend | Per Unit | 2737.5 | 1861.5 | 876 | 0.32 | 12 | 0.12527 | 0.10162 | 891.8 | Refrigeration | Display cases |  | 1
NonEquipment | PSC to ECM Evaporator Fan Motor (Reach-In) | Medium Temperature Reach-In Case with equivalent size Electronically Commutated Evaporator Fan Motor |  | Commercial | Existing | Assembly | FPL Blend | Per Unit | 1399.81 | 839.89 | 559.92 | 0.4 | 15 | 0.083988 | 0.06663 | 313 | Refrigeration |  | Display cases | 1
NonEquipment | PSC to ECM Evaporator Fan Motor (Reach-In) | Medium Temperature Reach-In Case with equivalent size Electronically Commutated Evaporator Fan Motor | Medium Temperature Reach-In Case with Permanent Split Capacitor Evaporator Fan Motor | Commercial | New | Assembly | FPL Blend | Per Unit | 1399.81 | 839.89 | 559.92 | 0.4 | 15 | 0.083988 | 0.06663 | 313 | Refrigeration |  | Display cases | 1
NonEquipment | PSC to ECM Evaporator Fan Motor (Reach-In) | Medium Temperature Reach-In Case with equivalent size Electronically Commutated Evaporator Fan Motor |  | Commercial | Existing | College and University | FPL Blend | Per Unit | 1399.81 | 839.89 | 559.92 | 0.4 | 15 | 0.083988 | 0.06663 | 313 | Refrigeration |  | Display cases | 1
NonEquipment | PSC to ECM Evaporator Fan Motor (Reach-In) | Medium Temperature Reach-In Case with equivalent size Electronically Commutated Evaporator Fan Motor | Medium Temperature Reach-In Case with Permanent Split Capacitor Evaporator Fan Motor | Commercial | New | College and University | FPL Blend | Per Unit | 1399.81 | 839.89 | 559.92 | 0.4 | 15 | 0.083988 | 0.06663 | 313 | Refrigeration |  | Display cases | 1
NonEquipment | PSC to ECM Evaporator Fan Motor (Reach-In) | Medium Temperature Reach-In Case with equivalent size Electronically Commutated Evaporator Fan Motor |  | Commercial | Existing | Data Center | FPL Blend | Per Unit | 1399.81 | 839.89 | 559.92 | 0.4 | 15 | 0.080069 | 0.064951 | 313 | Refrigeration |  | Display cases | 1
NonEquipment | PSC to ECM Evaporator Fan Motor (Reach-In) | Medium Temperature Reach-In Case with equivalent size Electronically Commutated Evaporator Fan Motor | Medium Temperature Reach-In Case with Permanent Split Capacitor Evaporator Fan Motor | Commercial | New | Data Center | FPL Blend | Per Unit | 1399.81 | 839.89 | 559.92 | 0.4 | 15 | 0.080069 | 0.064951 | 313 | Refrigeration |  | Display cases | 1
NonEquipment | PSC to ECM Evaporator Fan Motor (Reach-In) | Medium Temperature Reach-In Case with equivalent size Electronically Commutated Evaporator Fan Motor |  | Commercial | Existing | Grocery | FPL Blend | Per Unit | 1399.81 | 839.89 | 559.92 | 0.4 | 15 | 0.083988 | 0.06663 | 313 | Refrigeration |  | Display cases | 1
NonEquipment | PSC to ECM Evaporator Fan Motor (Reach-In) | Medium Temperature Reach-In Case with equivalent size Electronically Commutated Evaporator Fan Motor | Medium Temperature Reach-In Case with Permanent Split Capacitor Evaporator Fan Motor | Commercial | New | Grocery | FPL Blend | Per Unit | 1399.81 | 839.89 | 559.92 | 0.4 | 15 | 0.083988 | 0.06663 | 313 | Refrigeration |  | Display cases | 1
NonEquipment | PSC to ECM Evaporator Fan Motor (Reach-In) | Medium Temperature Reach-In Case with equivalent size Electronically Commutated Evaporator Fan Motor |  | Commercial | Existing | Healthcare | FPL Blend | Per Unit | 1399.81 | 839.89 | 559.92 | 0.4 | 15 | 0.083988 | 0.06663 | 313 | Refrigeration |  | Display cases | 1
NonEquipment | PSC to ECM Evaporator Fan Motor (Reach-In) | Medium Temperature Reach-In Case with equivalent size Electronically Commutated Evaporator Fan Motor | Medium Temperature Reach-In Case with Permanent Split Capacitor Evaporator Fan Motor | Commercial | New | Healthcare | FPL Blend | Per Unit | 1399.81 | 839.89 | 559.92 | 0.4 | 15 | 0.083988 | 0.06663 | 313 | Refrigeration |  | Display cases | 1
NonEquipment | PSC to ECM Evaporator Fan Motor (Reach-In) | Medium Temperature Reach-In Case with equivalent size Electronically Commutated Evaporator Fan Motor |  | Commercial | Existing | Hospitals | FPL Blend | Per Unit | 1399.81 | 839.89 | 559.92 | 0.4 | 15 | 0.083988 | 0.06663 | 313 | Refrigeration |  | Display cases | 1
NonEquipment | PSC to ECM Evaporator Fan Motor (Reach-In) | Medium Temperature Reach-In Case with equivalent size Electronically Commutated Evaporator Fan Motor | Medium Temperature Reach-In Case with Permanent Split Capacitor Evaporator Fan Motor | Commercial | New | Hospitals | FPL Blend | Per Unit | 1399.81 | 839.89 | 559.92 | 0.4 | 15 | 0.083988 | 0.06663 | 313 | Refrigeration |  | Display cases | 1
NonEquipment | PSC to ECM Evaporator Fan Motor (Reach-In) | Medium Temperature Reach-In Case with equivalent size Electronically Commutated Evaporator Fan Motor |  | Commercial | Existing | Institutional | FPL Blend | Per Unit | 1399.81 | 839.89 | 559.92 | 0.4 | 15 | 0.080069 | 0.064951 | 313 | Refrigeration |  | Display cases | 1
NonEquipment | PSC to ECM Evaporator Fan Motor (Reach-In) | Medium Temperature Reach-In Case with equivalent size Electronically Commutated Evaporator Fan Motor | Medium Temperature Reach-In Case with Permanent Split Capacitor Evaporator Fan Motor | Commercial | New | Institutional | FPL Blend | Per Unit | 1399.81 | 839.89 | 559.92 | 0.4 | 15 | 0.080069 | 0.064951 | 313 | Refrigeration |  | Display cases | 1
NonEquipment | PSC to ECM Evaporator Fan Motor (Reach-In) | Medium Temperature Reach-In Case with equivalent size Electronically Commutated Evaporator Fan Motor |  | Commercial | Existing | Lodging/Hospitality | FPL Blend | Per Unit | 1399.81 | 839.89 | 559.92 | 0.4 | 15 | 0.083988 | 0.06663 | 313 | Refrigeration |  | Display cases | 1
NonEquipment | PSC to ECM Evaporator Fan Motor (Reach-In) | Medium Temperature Reach-In Case with equivalent size Electronically Commutated Evaporator Fan Motor | Medium Temperature Reach-In Case with Permanent Split Capacitor Evaporator Fan Motor | Commercial | New | Lodging/Hospitality | FPL Blend | Per Unit | 1399.81 | 839.89 | 559.92 | 0.4 | 15 | 0.083988 | 0.06663 | 313 | Refrigeration |  | Display cases | 1
NonEquipment | PSC to ECM Evaporator Fan Motor (Reach-In) | Medium Temperature Reach-In Case with equivalent size Electronically Commutated Evaporator Fan Motor |  | Commercial | Existing | Miscellaneous | FPL Blend | Per Unit | 1399.81 | 839.89 | 559.92 | 0.4 | 15 | 0.080069 | 0.064951 | 313 | Refrigeration |  | Display cases | 1
NonEquipment | PSC to ECM Evaporator Fan Motor (Reach-In) | Medium Temperature Reach-In Case with equivalent size Electronically Commutated Evaporator Fan Motor | Medium Temperature Reach-In Case with Permanent Split Capacitor Evaporator Fan Motor | Commercial | New | Miscellaneous | FPL Blend | Per Unit | 1399.81 | 839.89 | 559.92 | 0.4 | 15 | 0.080069 | 0.064951 | 313 | Refrigeration |  | Display cases | 1
NonEquipment | PSC to ECM Evaporator Fan Motor (Reach-In) | Medium Temperature Reach-In Case with equivalent size Electronically Commutated Evaporator Fan Motor |  | Commercial | Existing | Offices | FPL Blend | Per Unit | 1399.81 | 839.89 | 559.92 | 0.4 | 15 | 0.080069 | 0.064951 | 313 | Refrigeration |  | Display cases | 1
NonEquipment | PSC to ECM Evaporator Fan Motor (Reach-In) | Medium Temperature Reach-In Case with equivalent size Electronically Commutated Evaporator Fan Motor | Medium Temperature Reach-In Case with Permanent Split Capacitor Evaporator Fan Motor | Commercial | New | Offices | FPL Blend | Per Unit | 1399.81 | 839.89 | 559.92 | 0.4 | 15 | 0.080069 | 0.064951 | 313 | Refrigeration |  | Display cases | 1
NonEquipment | PSC to ECM Evaporator Fan Motor (Reach-In) | Medium Temperature Reach-In Case with equivalent size Electronically Commutated Evaporator Fan Motor |  | Commercial | Existing | Restaurants | FPL Blend | Per Unit | 1399.81 | 839.89 | 559.92 | 0.4 | 15 | 0.078949 | 0.063271 | 313 | Refrigeration |  | Display cases | 1
NonEquipment | PSC to ECM Evaporator Fan Motor (Reach-In) | Medium Temperature Reach-In Case with equivalent size Electronically Commutated Evaporator Fan Motor | Medium Temperature Reach-In Case with Permanent Split Capacitor Evaporator Fan Motor | Commercial | New | Restaurants | FPL Blend | Per Unit | 1399.81 | 839.89 | 559.92 | 0.4 | 15 | 0.078949 | 0.063271 | 313 | Refrigeration |  | Display cases | 1
NonEquipment | PSC to ECM Evaporator Fan Motor (Reach-In) | Medium Temperature Reach-In Case with equivalent size Electronically Commutated Evaporator Fan Motor |  | Commercial | Existing | Retail | FPL Blend | Per Unit | 1399.81 | 839.89 | 559.92 | 0.4 | 15 | 0.083988 | 0.06663 | 313 | Refrigeration |  | Display cases | 1
NonEquipment | PSC to ECM Evaporator Fan Motor (Reach-In) | Medium Temperature Reach-In Case with equivalent size Electronically Commutated Evaporator Fan Motor | Medium Temperature Reach-In Case with Permanent Split Capacitor Evaporator Fan Motor | Commercial | New | Retail | FPL Blend | Per Unit | 1399.81 | 839.89 | 559.92 | 0.4 | 15 | 0.083988 | 0.06663 | 313 | Refrigeration |  | Display cases | 1
NonEquipment | PSC to ECM Evaporator Fan Motor (Reach-In) | Medium Temperature Reach-In Case with equivalent size Electronically Commutated Evaporator Fan Motor |  | Commercial | Existing | Schools K-12 | FPL Blend | Per Unit | 1399.81 | 839.89 | 559.92 | 0.4 | 15 | 0.080069 | 0.064951 | 313 | Refrigeration |  | Display cases | 1
NonEquipment | PSC to ECM Evaporator Fan Motor (Reach-In) | Medium Temperature Reach-In Case with equivalent size Electronically Commutated Evaporator Fan Motor | Medium Temperature Reach-In Case with Permanent Split Capacitor Evaporator Fan Motor | Commercial | New | Schools K-12 | FPL Blend | Per Unit | 1399.81 | 839.89 | 559.92 | 0.4 | 15 | 0.080069 | 0.064951 | 313 | Refrigeration |  | Display cases | 1
NonEquipment | PSC to ECM Evaporator Fan Motor (Reach-In) | Medium Temperature Reach-In Case with equivalent size Electronically Commutated Evaporator Fan Motor |  | Commercial | Existing | Warehouse | FPL Blend | Per Unit | 1399.81 | 839.89 | 559.92 | 0.4 | 15 | 0.080069 | 0.064951 | 313 | Refrigeration |  | Display cases | 1
NonEquipment | PSC to ECM Evaporator Fan Motor (Reach-In) | Medium Temperature Reach-In Case with equivalent size Electronically Commutated Evaporator Fan Motor | Medium Temperature Reach-In Case with Permanent Split Capacitor Evaporator Fan Motor | Commercial | New | Warehouse | FPL Blend | Per Unit | 1399.81 | 839.89 | 559.92 | 0.4 | 15 | 0.080069 | 0.064951 | 313 | Refrigeration |  | Display cases | 1
NonEquipment | Hot water pipe insulation | 1' of Insulated Pipe in Unconditioned Spaces, Insulation of R-4 |  | Commercial | Existing | Assembly | FPL Blend | Per End Use Consumption | 1558.5 | 1511.74 | 46.76 | 0.030003 | 15 | 0.005814 | 0.0088547 | 1111.2 | Domestic Hot Water |  | Centralized water heaters | 1
NonEquipment | Hot water pipe insulation | 1' of Insulated Pipe in Unconditioned Spaces, Insulation of R-4 | 1' of Pipe in Unconditioned Spaces with Code Minimum of 1"of Insulation | Commercial | New | Assembly | FPL Blend | Per End Use Consumption | 1558.5 | 1511.74 | 46.76 | 0.030003 | 15 | 0.005814 | 0.0088547 | 1111.2 | Domestic Hot Water |  | Centralized water heaters | 1
NonEquipment | Hot water pipe insulation | 1' of Insulated Pipe in Unconditioned Spaces, Insulation of R-4 |  | Commercial | Existing | College and University | FPL Blend | Per End Use Consumption | 6828.64 | 6623.78 | 204.86 | 0.03 | 15 | 0.018785 | 0.022814 | 11112 | Domestic Hot Water |  | Centralized water heaters | 1
NonEquipment | Hot water pipe insulation | 1' of Insulated Pipe in Unconditioned Spaces, Insulation of R-4 | 1' of Pipe in Unconditioned Spaces with Code Minimum of 1"of Insulation | Commercial | New | College and University | FPL Blend | Per End Use Consumption | 6828.64 | 6623.78 | 204.86 | 0.03 | 15 | 0.018785 | 0.022814 | 11112 | Domestic Hot Water |  | Centralized water heaters | 1
NonEquipment | Hot water pipe insulation | 1' of Insulated Pipe in Unconditioned Spaces, Insulation of R-4 |  | Commercial | Existing | Data Center | FPL Blend | Per End Use Consumption | 215243.22 | 208785.92 | 6457.3 | 0.03 | 15 | 0.59212 | 0.71912 | 22224 | Domestic Hot Water |  | Centralized water heaters | 1
NonEquipment | Hot water pipe insulation | 1' of Insulated Pipe in Unconditioned Spaces, Insulation of R-4 | 1' of Pipe in Unconditioned Spaces with Code Minimum of 1"of Insulation | Commercial | New | Data Center | FPL Blend | Per End Use Consumption | 215243.22 | 208785.92 | 6457.3 | 0.03 | 15 | 0.59212 | 0.71912 | 22224 | Domestic Hot Water |  | Centralized water heaters | 1
NonEquipment | Hot water pipe insulation | 1' of Insulated Pipe in Unconditioned Spaces, Insulation of R-4 |  | Commercial | Existing | Grocery | FPL Blend | Per End Use Consumption | 505.97 | 490.79 | 15.18 | 0.030002 | 15 | 0.0018874 | 0.0028745 | 1111.2 | Domestic Hot Water |  | Centralized water heaters | 1
NonEquipment | Hot water pipe insulation | 1' of Insulated Pipe in Unconditioned Spaces, Insulation of R-4 | 1' of Pipe in Unconditioned Spaces with Code Minimum of 1"of Insulation | Commercial | New | Grocery | FPL Blend | Per End Use Consumption | 505.97 | 490.79 | 15.18 | 0.030002 | 15 | 0.0018874 | 0.0028745 | 1111.2 | Domestic Hot Water |  | Centralized water heaters | 1
NonEquipment | Hot water pipe insulation | 1' of Insulated Pipe in Unconditioned Spaces, Insulation of R-4 |  | Commercial | Existing | Healthcare | FPL Blend | Per End Use Consumption | 1048.41 | 1016.96 | 31.45 | 0.029998 | 15 | 0.0028839 | 0.0035024 | 1111.2 | Domestic Hot Water |  | Centralized water heaters | 1
NonEquipment | Hot water pipe insulation | 1' of Insulated Pipe in Unconditioned Spaces, Insulation of R-4 | 1' of Pipe in Unconditioned Spaces with Code Minimum of 1"of Insulation | Commercial | New | Healthcare | FPL Blend | Per End Use Consumption | 1048.41 | 1016.96 | 31.45 | 0.029998 | 15 | 0.0028839 | 0.0035024 | 1111.2 | Domestic Hot Water |  | Centralized water heaters | 1
NonEquipment | Hot water pipe insulation | 1' of Insulated Pipe in Unconditioned Spaces, Insulation of R-4 |  | Commercial | Existing | Hospitals | FPL Blend | Per End Use Consumption | 220595.31 | 213977.45 | 6617.86 | 0.03 | 15 | 0.60684 | 0.737 | 16668 | Domestic Hot Water |  | Centralized water heaters | 1
NonEquipment | Hot water pipe insulation | 1' of Insulated Pipe in Unconditioned Spaces, Insulation of R-4 | 1' of Pipe in Unconditioned Spaces with Code Minimum of 1"of Insulation | Commercial | New | Hospitals | FPL Blend | Per End Use Consumption | 220595.31 | 213977.45 | 6617.86 | 0.03 | 15 | 0.60684 | 0.737 | 16668 | Domestic Hot Water |  | Centralized water heaters | 1
NonEquipment | Hot water pipe insulation | 1' of Insulated Pipe in Unconditioned Spaces, Insulation of R-4 |  | Commercial | Existing | Institutional | FPL Blend | Per End Use Consumption | 871.36 | 845.22 | 26.14 | 0.029999 | 15 | 0.002397 | 0.0029111 | 27780 | Domestic Hot Water |  | Centralized water heaters | 1
NonEquipment | Hot water pipe insulation | 1' of Insulated Pipe in Unconditioned Spaces, Insulation of R-4 | 1' of Pipe in Unconditioned Spaces with Code Minimum of 1"of Insulation | Commercial | New | Institutional | FPL Blend | Per End Use Consumption | 871.36 | 845.22 | 26.14 | 0.029999 | 15 | 0.002397 | 0.0029111 | 27780 | Domestic Hot Water |  | Centralized water heaters | 1
NonEquipment | Hot water pipe insulation | 1' of Insulated Pipe in Unconditioned Spaces, Insulation of R-4 |  | Commercial | Existing | Lodging/Hospitality | FPL Blend | Per End Use Consumption | 48209.52 | 46763.23 | 1446.29 | 0.03 | 15 | 0.05691 | 0.22819 | 3333.6 | Domestic Hot Water |  | Centralized water heaters | 1
NonEquipment | Hot water pipe insulation | 1' of Insulated Pipe in Unconditioned Spaces, Insulation of R-4 | 1' of Pipe in Unconditioned Spaces with Code Minimum of 1"of Insulation | Commercial | New | Lodging/Hospitality | FPL Blend | Per End Use Consumption | 48209.52 | 46763.23 | 1446.29 | 0.03 | 15 | 0.05691 | 0.22819 | 3333.6 | Domestic Hot Water |  | Centralized water heaters | 1
NonEquipment | Hot water pipe insulation | 1' of Insulated Pipe in Unconditioned Spaces, Insulation of R-4 |  | Commercial | Existing | Miscellaneous | FPL Blend | Per End Use Consumption | 1690.25 | 1639.54 | 50.71 | 0.030001 | 15 | 0.0063051 | 0.0096026 | 22224 | Domestic Hot Water |  | Centralized water heaters | 1
NonEquipment | Hot water pipe insulation | 1' of Insulated Pipe in Unconditioned Spaces, Insulation of R-4 | 1' of Pipe in Unconditioned Spaces with Code Minimum of 1"of Insulation | Commercial | New | Miscellaneous | FPL Blend | Per End Use Consumption | 1690.25 | 1639.54 | 50.71 | 0.030001 | 15 | 0.0063051 | 0.0096026 | 22224 | Domestic Hot Water |  | Centralized water heaters | 1
NonEquipment | Hot water pipe insulation | 1' of Insulated Pipe in Unconditioned Spaces, Insulation of R-4 |  | Commercial | Existing | Offices | FPL Blend | Per End Use Consumption | 1949.64 | 1891.15 | 58.49 | 0.03 | 15 | 0.0072724 | 0.011076 | 3333.6 | Domestic Hot Water |  | Centralized water heaters | 1
NonEquipment | Hot water pipe insulation | 1' of Insulated Pipe in Unconditioned Spaces, Insulation of R-4 | 1' of Pipe in Unconditioned Spaces with Code Minimum of 1"of Insulation | Commercial | New | Offices | FPL Blend | Per End Use Consumption | 1949.64 | 1891.15 | 58.49 | 0.03 | 15 | 0.0072724 | 0.011076 | 3333.6 | Domestic Hot Water |  | Centralized water heaters | 1
NonEquipment | Hot water pipe insulation | 1' of Insulated Pipe in Unconditioned Spaces, Insulation of R-4 |  | Commercial | Existing | Restaurants | FPL Blend | Per End Use Consumption | 23303.3 | 22604.2 | 699.1 | 0.03 | 15 | 0.086923 | 0.13238 | 2222.4 | Domestic Hot Water |  | Centralized water heaters | 1
NonEquipment | Hot water pipe insulation | 1' of Insulated Pipe in Unconditioned Spaces, Insulation of R-4 | 1' of Pipe in Unconditioned Spaces with Code Minimum of 1"of Insulation | Commercial | New | Restaurants | FPL Blend | Per End Use Consumption | 23303.3 | 22604.2 | 699.1 | 0.03 | 15 | 0.086923 | 0.13238 | 2222.4 | Domestic Hot Water |  | Centralized water heaters | 1
NonEquipment | Hot water pipe insulation | 1' of Insulated Pipe in Unconditioned Spaces, Insulation of R-4 |  | Commercial | Existing | Retail | FPL Blend | Per End Use Consumption | 9100.26 | 8827.25 | 273.01 | 0.03 | 15 | 0.033945 | 0.051698 | 3333.6 | Domestic Hot Water |  | Centralized water heaters | 1
NonEquipment | Hot water pipe insulation | 1' of Insulated Pipe in Unconditioned Spaces, Insulation of R-4 | 1' of Pipe in Unconditioned Spaces with Code Minimum of 1"of Insulation | Commercial | New | Retail | FPL Blend | Per End Use Consumption | 9100.26 | 8827.25 | 273.01 | 0.03 | 15 | 0.033945 | 0.051698 | 3333.6 | Domestic Hot Water |  | Centralized water heaters | 1
NonEquipment | Hot water pipe insulation | 1' of Insulated Pipe in Unconditioned Spaces, Insulation of R-4 |  | Commercial | Existing | Schools K-12 | FPL Blend | Per End Use Consumption | 25497.78 | 24732.85 | 764.93 | 0.03 | 15 | 0.095108 | 0.14485 | 1111.2 | Domestic Hot Water |  | Centralized water heaters | 1
NonEquipment | Hot water pipe insulation | 1' of Insulated Pipe in Unconditioned Spaces, Insulation of R-4 | 1' of Pipe in Unconditioned Spaces with Code Minimum of 1"of Insulation | Commercial | New | Schools K-12 | FPL Blend | Per End Use Consumption | 25497.78 | 24732.85 | 764.93 | 0.03 | 15 | 0.095108 | 0.14485 | 1111.2 | Domestic Hot Water |  | Centralized water heaters | 1
NonEquipment | Hot water pipe insulation | 1' of Insulated Pipe in Unconditioned Spaces, Insulation of R-4 |  | Commercial | Existing | Warehouse | FPL Blend | Per End Use Consumption | 792.08 | 768.32 | 23.76 | 0.029997 | 15 | 0.0029542 | 0.0044993 | 1111.2 | Domestic Hot Water |  | Centralized water heaters | 1
NonEquipment | Hot water pipe insulation | 1' of Insulated Pipe in Unconditioned Spaces, Insulation of R-4 | 1' of Pipe in Unconditioned Spaces with Code Minimum of 1"of Insulation | Commercial | New | Warehouse | FPL Blend | Per End Use Consumption | 792.08 | 768.32 | 23.76 | 0.029997 | 15 | 0.0029542 | 0.0044993 | 1111.2 | Domestic Hot Water |  | Centralized water heaters | 1
NonEquipment | Green roof | Vegetated Roof Surface on top of Standard Roof |  | Commercial | Existing | Assembly | FPL Blend | Per building | 124835.85 | 91130.17 | 33705.68 | 0.27 | 20 | 11.2261 | 0 | 120308.7423 | Space Cooling |  | Heat Pump Cooling | 1
NonEquipment | Green roof | Vegetated Roof Surface on top of Standard Roof | Standard Black Roof | Commercial | New | Assembly | FPL Blend | Per building | 124835.85 | 91130.17 | 33705.68 | 0.27 | 20 | 11.2261 | 0 | 120308.7423 | Space Cooling |  | Heat Pump Cooling | 1
NonEquipment | Green roof | Vegetated Roof Surface on top of Standard Roof |  | Commercial | Existing | College and University | FPL Blend | Per building | 50239.28 | 36674.67 | 13564.61 | 0.27 | 20 | 2.7503 | 0 | 175907.8838 | Space Cooling |  | Heat Pump Cooling | 1
NonEquipment | Green roof | Vegetated Roof Surface on top of Standard Roof | Standard Black Roof | Commercial | New | College and University | FPL Blend | Per building | 50239.28 | 36674.67 | 13564.61 | 0.27 | 20 | 2.7503 | 0 | 175907.8838 | Space Cooling |  | Heat Pump Cooling | 1
NonEquipment | Green roof | Vegetated Roof Surface on top of Standard Roof |  | Commercial | Existing | Data Center | FPL Blend | Per building | 246589.32 | 180010.2 | 66579.12 | 0.27 | 20 | 13.499 | 0 | 516608.2378 | Space Cooling |  | Heat Pump Cooling | 1
NonEquipment | Green roof | Vegetated Roof Surface on top of Standard Roof | Standard Black Roof | Commercial | New | Data Center | FPL Blend | Per building | 246589.32 | 180010.2 | 66579.12 | 0.27 | 20 | 13.499 | 0 | 516608.2378 | Space Cooling |  | Heat Pump Cooling | 1
NonEquipment | Green roof | Vegetated Roof Surface on top of Standard Roof |  | Commercial | Existing | Grocery | FPL Blend | Per building | 10146.03 | 7406.6 | 2739.43 | 0.27 | 20 | 0.77684 | 0 | 19637.9246 | Space Cooling |  | Heat Pump Cooling | 1
NonEquipment | Green roof | Vegetated Roof Surface on top of Standard Roof | Standard Black Roof | Commercial | New | Grocery | FPL Blend | Per building | 10146.03 | 7406.6 | 2739.43 | 0.27 | 20 | 0.77684 | 0 | 19637.9246 | Space Cooling |  | Heat Pump Cooling | 1
NonEquipment | Green roof | Vegetated Roof Surface on top of Standard Roof |  | Commercial | Existing | Healthcare | FPL Blend | Per building | 21063.51 | 15376.36 | 5687.15 | 0.27 | 20 | 1.1531 | 0 | 59571.2391 | Space Cooling |  | Heat Pump Cooling | 1
NonEquipment | Green roof | Vegetated Roof Surface on top of Standard Roof | Standard Black Roof | Commercial | New | Healthcare | FPL Blend | Per building | 21063.51 | 15376.36 | 5687.15 | 0.27 | 20 | 1.1531 | 0 | 59571.2391 | Space Cooling |  | Heat Pump Cooling | 1
NonEquipment | Green roof | Vegetated Roof Surface on top of Standard Roof |  | Commercial | Existing | Hospitals | FPL Blend | Per building | 1853377.69 | 1352965.71 | 500411.98 | 0.27 | 20 | 101.4595 | 0 | 807954.7543 | Space Cooling |  | Heat Pump Cooling | 1
NonEquipment | Green roof | Vegetated Roof Surface on top of Standard Roof | Standard Black Roof | Commercial | New | Hospitals | FPL Blend | Per building | 1853377.69 | 1352965.71 | 500411.98 | 0.27 | 20 | 101.4595 | 0 | 807954.7543 | Space Cooling |  | Heat Pump Cooling | 1
NonEquipment | Green roof | Vegetated Roof Surface on top of Standard Roof |  | Commercial | Existing | Institutional | FPL Blend | Per building | 24647.04 | 17992.34 | 6654.7 | 0.27 | 20 | 1.3493 | 0 | 92863.6614 | Space Cooling |  | Heat Pump Cooling | 1
NonEquipment | Green roof | Vegetated Roof Surface on top of Standard Roof | Standard Black Roof | Commercial | New | Institutional | FPL Blend | Per building | 24647.04 | 17992.34 | 6654.7 | 0.27 | 20 | 1.3493 | 0 | 92863.6614 | Space Cooling |  | Heat Pump Cooling | 1
NonEquipment | Green roof | Vegetated Roof Surface on top of Standard Roof |  | Commercial | Existing | Lodging/Hospitality | FPL Blend | Per building | 200655.84 | 146478.76 | 54177.08 | 0.27 | 20 | 10.3755 | 0 | 170073.529 | Space Cooling |  | Heat Pump Cooling | 1
NonEquipment | Green roof | Vegetated Roof Surface on top of Standard Roof | Standard Black Roof | Commercial | New | Lodging/Hospitality | FPL Blend | Per building | 200655.84 | 146478.76 | 54177.08 | 0.27 | 20 | 10.3755 | 0 | 170073.529 | Space Cooling |  | Heat Pump Cooling | 1
NonEquipment | Green roof | Vegetated Roof Surface on top of Standard Roof |  | Commercial | Existing | Miscellaneous | FPL Blend | Per building | 44622.6 | 32574.5 | 12048.1 | 0.27 | 20 | 4.0128 | 0 | 186153.1136 | Space Cooling |  | Heat Pump Cooling | 1
NonEquipment | Green roof | Vegetated Roof Surface on top of Standard Roof | Standard Black Roof | Commercial | New | Miscellaneous | FPL Blend | Per building | 44622.6 | 32574.5 | 12048.1 | 0.27 | 20 | 4.0128 | 0 | 186153.1136 | Space Cooling |  | Heat Pump Cooling | 1
NonEquipment | Green roof | Vegetated Roof Surface on top of Standard Roof |  | Commercial | Existing | Offices | FPL Blend | Per building | 56539.56 | 41273.88 | 15265.68 | 0.27 | 20 | 5.0844 | 0 | 99156.7732 | Space Cooling |  | Heat Pump Cooling | 1
NonEquipment | Green roof | Vegetated Roof Surface on top of Standard Roof | Standard Black Roof | Commercial | New | Offices | FPL Blend | Per building | 56539.56 | 41273.88 | 15265.68 | 0.27 | 20 | 5.0844 | 0 | 99156.7732 | Space Cooling |  | Heat Pump Cooling | 1
NonEquipment | Green roof | Vegetated Roof Surface on top of Standard Roof |  | Commercial | Existing | Restaurants | FPL Blend | Per building | 48502.8 | 35407.04 | 13095.76 | 0.27 | 20 | 3.7137 | 0 | 36156.276 | Space Cooling |  | Heat Pump Cooling | 1
NonEquipment | Green roof | Vegetated Roof Surface on top of Standard Roof | Standard Black Roof | Commercial | New | Restaurants | FPL Blend | Per building | 48502.8 | 35407.04 | 13095.76 | 0.27 | 20 | 3.7137 | 0 | 36156.276 | Space Cooling |  | Heat Pump Cooling | 1
NonEquipment | Green roof | Vegetated Roof Surface on top of Standard Roof |  | Commercial | Existing | Retail | FPL Blend | Per building | 71635.38 | 52293.83 | 19341.55 | 0.27 | 20 | 6.4419 | 0 | 215250.5021 | Space Cooling |  | Heat Pump Cooling | 1
NonEquipment | Green roof | Vegetated Roof Surface on top of Standard Roof | Standard Black Roof | Commercial | New | Retail | FPL Blend | Per building | 71635.38 | 52293.83 | 19341.55 | 0.27 | 20 | 6.4419 | 0 | 215250.5021 | Space Cooling |  | Heat Pump Cooling | 1
NonEquipment | Green roof | Vegetated Roof Surface on top of Standard Roof |  | Commercial | Existing | Schools K-12 | FPL Blend | Per building | 160602.9 | 117240.12 | 43362.78 | 0.27 | 20 | 14.4425 | 0 | 244517.8687 | Space Cooling |  | Heat Pump Cooling | 1
NonEquipment | Green roof | Vegetated Roof Surface on top of Standard Roof | Standard Black Roof | Commercial | New | Schools K-12 | FPL Blend | Per building | 160602.9 | 117240.12 | 43362.78 | 0.27 | 20 | 14.4425 | 0 | 244517.8687 | Space Cooling |  | Heat Pump Cooling | 1
NonEquipment | Green roof | Vegetated Roof Surface on top of Standard Roof |  | Commercial | Existing | Warehouse | FPL Blend | Per building | 19405.96 | 14166.35 | 5239.61 | 0.27 | 20 | 1.7451 | 0 | 142287.6521 | Space Cooling |  | Heat Pump Cooling | 1
NonEquipment | Green roof | Vegetated Roof Surface on top of Standard Roof | Standard Black Roof | Commercial | New | Warehouse | FPL Blend | Per building | 19405.96 | 14166.35 | 5239.61 | 0.27 | 20 | 1.7451 | 0 | 142287.6521 | Space Cooling |  | Heat Pump Cooling | 1
NonEquipment | Green roof | Vegetated Roof Surface on top of Standard Roof |  | Commercial | Existing | Assembly | FPL Blend | Per building | 15896.7 | 11604.59 | 4292.11 | 0.27 | 20 | 0 | 9.7781 | 15320.2177 | Space Heating |  | Packaged central unit | 1
NonEquipment | Green roof | Vegetated Roof Surface on top of Standard Roof | Standard Black Roof | Commercial | New | Assembly | FPL Blend | Per building | 15896.7 | 11604.59 | 4292.11 | 0.27 | 20 | 0 | 9.7781 | 15320.2177 | Space Heating |  | Packaged central unit | 1
NonEquipment | Green roof | Vegetated Roof Surface on top of Standard Roof |  | Commercial | Existing | College and University | FPL Blend | Per building | 7804.16 | 5697.04 | 2107.12 | 0.27 | 20 | 0 | 0.40539 | 27325.4462 | Space Heating |  | Packaged central unit | 1
NonEquipment | Green roof | Vegetated Roof Surface on top of Standard Roof | Standard Black Roof | Commercial | New | College and University | FPL Blend | Per building | 7804.16 | 5697.04 | 2107.12 | 0.27 | 20 | 0 | 0.40539 | 27325.4462 | Space Heating |  | Packaged central unit | 1
NonEquipment | Green roof | Vegetated Roof Surface on top of Standard Roof |  | Commercial | Existing | Data Center | FPL Blend | Per building | 59557.59 | 43477.04 | 16080.55 | 0.27 | 20 | 0 | 3.0937 | 124774.0222 | Space Heating |  | Packaged central unit | 1
NonEquipment | Green roof | Vegetated Roof Surface on top of Standard Roof | Standard Black Roof | Commercial | New | Data Center | FPL Blend | Per building | 59557.59 | 43477.04 | 16080.55 | 0.27 | 20 | 0 | 3.0937 | 124774.0222 | Space Heating |  | Packaged central unit | 1
NonEquipment | Green roof | Vegetated Roof Surface on top of Standard Roof |  | Commercial | Existing | Grocery | FPL Blend | Per building | 6897.17 | 5034.93 | 1862.24 | 0.27 | 20 | 0 | 1.4312 | 13349.6854 | Space Heating |  | Packaged central unit | 1
NonEquipment | Green roof | Vegetated Roof Surface on top of Standard Roof | Standard Black Roof | Commercial | New | Grocery | FPL Blend | Per building | 6897.17 | 5034.93 | 1862.24 | 0.27 | 20 | 0 | 1.4312 | 13349.6854 | Space Heating |  | Packaged central unit | 1
NonEquipment | Green roof | Vegetated Roof Surface on top of Standard Roof |  | Commercial | Existing | Healthcare | FPL Blend | Per building | 10674.72 | 7792.55 | 2882.17 | 0.27 | 20 | 0 | 0.5545 | 30189.8909 | Space Heating |  | Packaged central unit | 1
NonEquipment | Green roof | Vegetated Roof Surface on top of Standard Roof | Standard Black Roof | Commercial | New | Healthcare | FPL Blend | Per building | 10674.72 | 7792.55 | 2882.17 | 0.27 | 20 | 0 | 0.5545 | 30189.8909 | Space Heating |  | Packaged central unit | 1
NonEquipment | Green roof | Vegetated Roof Surface on top of Standard Roof |  | Commercial | Existing | Hospitals | FPL Blend | Per building | 218709.88 | 159658.21 | 59051.67 | 0.27 | 20 | 0 | 11.361 | 95343.5957 | Space Heating |  | Packaged central unit | 1
NonEquipment | Green roof | Vegetated Roof Surface on top of Standard Roof | Standard Black Roof | Commercial | New | Hospitals | FPL Blend | Per building | 218709.88 | 159658.21 | 59051.67 | 0.27 | 20 | 0 | 11.361 | 95343.5957 | Space Heating |  | Packaged central unit | 1
NonEquipment | Green roof | Vegetated Roof Surface on top of Standard Roof |  | Commercial | Existing | Institutional | FPL Blend | Per building | 7344.32 | 5361.35 | 1982.97 | 0.27 | 20 | 0 | 0.3815 | 27671.5486 | Space Heating |  | Packaged central unit | 1
NonEquipment | Green roof | Vegetated Roof Surface on top of Standard Roof | Standard Black Roof | Commercial | New | Institutional | FPL Blend | Per building | 7344.32 | 5361.35 | 1982.97 | 0.27 | 20 | 0 | 0.3815 | 27671.5486 | Space Heating |  | Packaged central unit | 1
NonEquipment | Green roof | Vegetated Roof Surface on top of Standard Roof |  | Commercial | Existing | Lodging/Hospitality | FPL Blend | Per building | 23018.96 | 16803.84 | 6215.12 | 0.27 | 20 | 0 | 4.0939 | 19510.601 | Space Heating |  | Packaged central unit | 1
NonEquipment | Green roof | Vegetated Roof Surface on top of Standard Roof | Standard Black Roof | Commercial | New | Lodging/Hospitality | FPL Blend | Per building | 23018.96 | 16803.84 | 6215.12 | 0.27 | 20 | 0 | 4.0939 | 19510.601 | Space Heating |  | Packaged central unit | 1
NonEquipment | Green roof | Vegetated Roof Surface on top of Standard Roof |  | Commercial | Existing | Miscellaneous | FPL Blend | Per building | 25015.7 | 18261.46 | 6754.24 | 0.27 | 20 | 0 | 15.3872 | 104358.5964 | Space Heating |  | Packaged central unit | 1
NonEquipment | Green roof | Vegetated Roof Surface on top of Standard Roof | Standard Black Roof | Commercial | New | Miscellaneous | FPL Blend | Per building | 25015.7 | 18261.46 | 6754.24 | 0.27 | 20 | 0 | 15.3872 | 104358.5964 | Space Heating |  | Packaged central unit | 1
NonEquipment | Green roof | Vegetated Roof Surface on top of Standard Roof |  | Commercial | Existing | Offices | FPL Blend | Per building | 28712.88 | 20960.4 | 7752.48 | 0.27 | 20 | 0 | 17.6613 | 50355.4968 | Space Heating |  | Packaged central unit | 1
NonEquipment | Green roof | Vegetated Roof Surface on top of Standard Roof | Standard Black Roof | Commercial | New | Offices | FPL Blend | Per building | 28712.88 | 20960.4 | 7752.48 | 0.27 | 20 | 0 | 17.6613 | 50355.4968 | Space Heating |  | Packaged central unit | 1
NonEquipment | Green roof | Vegetated Roof Surface on top of Standard Roof |  | Commercial | Existing | Restaurants | FPL Blend | Per building | 17714.5 | 12931.58 | 4782.92 | 0.27 | 20 | 0 | 3.6759 | 13205.234 | Space Heating |  | Packaged central unit | 1
NonEquipment | Green roof | Vegetated Roof Surface on top of Standard Roof | Standard Black Roof | Commercial | New | Restaurants | FPL Blend | Per building | 17714.5 | 12931.58 | 4782.92 | 0.27 | 20 | 0 | 3.6759 | 13205.234 | Space Heating |  | Packaged central unit | 1
NonEquipment | Green roof | Vegetated Roof Surface on top of Standard Roof |  | Commercial | Existing | Retail | FPL Blend | Per building | 25434.06 | 18566.86 | 6867.2 | 0.27 | 20 | 0 | 15.6445 | 76424.4979 | Space Heating |  | Packaged central unit | 1
NonEquipment | Green roof | Vegetated Roof Surface on top of Standard Roof | Standard Black Roof | Commercial | New | Retail | FPL Blend | Per building | 25434.06 | 18566.86 | 6867.2 | 0.27 | 20 | 0 | 15.6445 | 76424.4979 | Space Heating |  | Packaged central unit | 1
NonEquipment | Green roof | Vegetated Roof Surface on top of Standard Roof |  | Commercial | Existing | Schools K-12 | FPL Blend | Per building | 50002.14 | 36501.56 | 13500.58 | 0.27 | 20 | 0 | 30.7564 | 76128.2613 | Space Heating |  | Packaged central unit | 1
NonEquipment | Green roof | Vegetated Roof Surface on top of Standard Roof | Standard Black Roof | Commercial | New | Schools K-12 | FPL Blend | Per building | 50002.14 | 36501.56 | 13500.58 | 0.27 | 20 | 0 | 30.7564 | 76128.2613 | Space Heating |  | Packaged central unit | 1
NonEquipment | Green roof | Vegetated Roof Surface on top of Standard Roof |  | Commercial | Existing | Warehouse | FPL Blend | Per building | 8514.86 | 6215.85 | 2299.01 | 0.27 | 20 | 0 | 5.2375 | 62432.2679 | Space Heating |  | Packaged central unit | 1
NonEquipment | Green roof | Vegetated Roof Surface on top of Standard Roof | Standard Black Roof | Commercial | New | Warehouse | FPL Blend | Per building | 8514.86 | 6215.85 | 2299.01 | 0.27 | 20 | 0 | 5.2375 | 62432.2679 | Space Heating |  | Packaged central unit | 1
NonEquipment | Door Gasket (Freezer) | New Door Gasket on One-Door Medium Temperature Reach-In Case |  | Commercial | Existing | Assembly | FPL Blend | Per Door | 5008.82 | 4852.71 | 156.11 | 0.031167 | 4 | 0.023416 | 0.018577 | 118 | Refrigeration |  | Display cases | 1
NonEquipment | Door Gasket (Freezer) | New Door Gasket on One-Door Medium Temperature Reach-In Case | Worn or Damaged Door Gasket on One-Door Medium Temperature Reach-In Case | Commercial | New | Assembly | FPL Blend | Per Door | 5008.82 | 4852.71 | 156.11 | 0.031167 | 4 | 0.023416 | 0.018577 | 118 | Refrigeration |  | Display cases | 1
NonEquipment | Door Gasket (Freezer) | New Door Gasket on One-Door Medium Temperature Reach-In Case |  | Commercial | Existing | College and University | FPL Blend | Per Door | 5008.82 | 4852.71 | 156.11 | 0.031167 | 4 | 0.023416 | 0.018577 | 118 | Refrigeration |  | Display cases | 1
NonEquipment | Door Gasket (Freezer) | New Door Gasket on One-Door Medium Temperature Reach-In Case | Worn or Damaged Door Gasket on One-Door Medium Temperature Reach-In Case | Commercial | New | College and University | FPL Blend | Per Door | 5008.82 | 4852.71 | 156.11 | 0.031167 | 4 | 0.023416 | 0.018577 | 118 | Refrigeration |  | Display cases | 1
NonEquipment | Door Gasket (Freezer) | New Door Gasket on One-Door Medium Temperature Reach-In Case |  | Commercial | Existing | Data Center | FPL Blend | Per Door | 5008.82 | 4852.71 | 156.11 | 0.031167 | 4 | 0.022324 | 0.018109 | 118 | Refrigeration |  | Display cases | 1
NonEquipment | Door Gasket (Freezer) | New Door Gasket on One-Door Medium Temperature Reach-In Case | Worn or Damaged Door Gasket on One-Door Medium Temperature Reach-In Case | Commercial | New | Data Center | FPL Blend | Per Door | 5008.82 | 4852.71 | 156.11 | 0.031167 | 4 | 0.022324 | 0.018109 | 118 | Refrigeration |  | Display cases | 1
NonEquipment | Door Gasket (Freezer) | New Door Gasket on One-Door Medium Temperature Reach-In Case |  | Commercial | Existing | Grocery | FPL Blend | Per Door | 5008.82 | 4852.71 | 156.11 | 0.031167 | 4 | 0.023416 | 0.018577 | 118 | Refrigeration |  | Display cases | 1
NonEquipment | Door Gasket (Freezer) | New Door Gasket on One-Door Medium Temperature Reach-In Case | Worn or Damaged Door Gasket on One-Door Medium Temperature Reach-In Case | Commercial | New | Grocery | FPL Blend | Per Door | 5008.82 | 4852.71 | 156.11 | 0.031167 | 4 | 0.023416 | 0.018577 | 118 | Refrigeration |  | Display cases | 1
NonEquipment | Door Gasket (Freezer) | New Door Gasket on One-Door Medium Temperature Reach-In Case |  | Commercial | Existing | Healthcare | FPL Blend | Per Door | 5008.82 | 4852.71 | 156.11 | 0.031167 | 4 | 0.023416 | 0.018577 | 118 | Refrigeration |  | Display cases | 1
NonEquipment | Door Gasket (Freezer) | New Door Gasket on One-Door Medium Temperature Reach-In Case | Worn or Damaged Door Gasket on One-Door Medium Temperature Reach-In Case | Commercial | New | Healthcare | FPL Blend | Per Door | 5008.82 | 4852.71 | 156.11 | 0.031167 | 4 | 0.023416 | 0.018577 | 118 | Refrigeration |  | Display cases | 1
NonEquipment | Door Gasket (Freezer) | New Door Gasket on One-Door Medium Temperature Reach-In Case |  | Commercial | Existing | Hospitals | FPL Blend | Per Door | 5008.82 | 4852.71 | 156.11 | 0.031167 | 4 | 0.023416 | 0.018577 | 118 | Refrigeration |  | Display cases | 1
NonEquipment | Door Gasket (Freezer) | New Door Gasket on One-Door Medium Temperature Reach-In Case | Worn or Damaged Door Gasket on One-Door Medium Temperature Reach-In Case | Commercial | New | Hospitals | FPL Blend | Per Door | 5008.82 | 4852.71 | 156.11 | 0.031167 | 4 | 0.023416 | 0.018577 | 118 | Refrigeration |  | Display cases | 1
NonEquipment | Door Gasket (Freezer) | New Door Gasket on One-Door Medium Temperature Reach-In Case |  | Commercial | Existing | Institutional | FPL Blend | Per Door | 5008.82 | 4852.71 | 156.11 | 0.031167 | 4 | 0.022324 | 0.018109 | 118 | Refrigeration |  | Display cases | 1
NonEquipment | Door Gasket (Freezer) | New Door Gasket on One-Door Medium Temperature Reach-In Case | Worn or Damaged Door Gasket on One-Door Medium Temperature Reach-In Case | Commercial | New | Institutional | FPL Blend | Per Door | 5008.82 | 4852.71 | 156.11 | 0.031167 | 4 | 0.022324 | 0.018109 | 118 | Refrigeration |  | Display cases | 1
NonEquipment | Door Gasket (Freezer) | New Door Gasket on One-Door Medium Temperature Reach-In Case |  | Commercial | Existing | Lodging/Hospitality | FPL Blend | Per Door | 5008.82 | 4852.71 | 156.11 | 0.031167 | 4 | 0.023416 | 0.018577 | 118 | Refrigeration |  | Display cases | 1
NonEquipment | Door Gasket (Freezer) | New Door Gasket on One-Door Medium Temperature Reach-In Case | Worn or Damaged Door Gasket on One-Door Medium Temperature Reach-In Case | Commercial | New | Lodging/Hospitality | FPL Blend | Per Door | 5008.82 | 4852.71 | 156.11 | 0.031167 | 4 | 0.023416 | 0.018577 | 118 | Refrigeration |  | Display cases | 1
NonEquipment | Door Gasket (Freezer) | New Door Gasket on One-Door Medium Temperature Reach-In Case |  | Commercial | Existing | Miscellaneous | FPL Blend | Per Door | 5008.82 | 4852.71 | 156.11 | 0.031167 | 4 | 0.022324 | 0.018109 | 118 | Refrigeration |  | Display cases | 1
NonEquipment | Door Gasket (Freezer) | New Door Gasket on One-Door Medium Temperature Reach-In Case | Worn or Damaged Door Gasket on One-Door Medium Temperature Reach-In Case | Commercial | New | Miscellaneous | FPL Blend | Per Door | 5008.82 | 4852.71 | 156.11 | 0.031167 | 4 | 0.022324 | 0.018109 | 118 | Refrigeration |  | Display cases | 1
NonEquipment | Door Gasket (Freezer) | New Door Gasket on One-Door Medium Temperature Reach-In Case |  | Commercial | Existing | Offices | FPL Blend | Per Door | 5008.82 | 4852.71 | 156.11 | 0.031167 | 4 | 0.022324 | 0.018109 | 118 | Refrigeration |  | Display cases | 1
NonEquipment | Door Gasket (Freezer) | New Door Gasket on One-Door Medium Temperature Reach-In Case | Worn or Damaged Door Gasket on One-Door Medium Temperature Reach-In Case | Commercial | New | Offices | FPL Blend | Per Door | 5008.82 | 4852.71 | 156.11 | 0.031167 | 4 | 0.022324 | 0.018109 | 118 | Refrigeration |  | Display cases | 1
NonEquipment | Door Gasket (Freezer) | New Door Gasket on One-Door Medium Temperature Reach-In Case |  | Commercial | Existing | Restaurants | FPL Blend | Per Door | 5008.82 | 4852.71 | 156.11 | 0.031167 | 4 | 0.022012 | 0.01764 | 118 | Refrigeration |  | Display cases | 1
NonEquipment | Door Gasket (Freezer) | New Door Gasket on One-Door Medium Temperature Reach-In Case | Worn or Damaged Door Gasket on One-Door Medium Temperature Reach-In Case | Commercial | New | Restaurants | FPL Blend | Per Door | 5008.82 | 4852.71 | 156.11 | 0.031167 | 4 | 0.022012 | 0.01764 | 118 | Refrigeration |  | Display cases | 1
NonEquipment | Door Gasket (Freezer) | New Door Gasket on One-Door Medium Temperature Reach-In Case |  | Commercial | Existing | Retail | FPL Blend | Per Door | 5008.82 | 4852.71 | 156.11 | 0.031167 | 4 | 0.023416 | 0.018577 | 118 | Refrigeration |  | Display cases | 1
NonEquipment | Door Gasket (Freezer) | New Door Gasket on One-Door Medium Temperature Reach-In Case | Worn or Damaged Door Gasket on One-Door Medium Temperature Reach-In Case | Commercial | New | Retail | FPL Blend | Per Door | 5008.82 | 4852.71 | 156.11 | 0.031167 | 4 | 0.023416 | 0.018577 | 118 | Refrigeration |  | Display cases | 1
NonEquipment | Door Gasket (Freezer) | New Door Gasket on One-Door Medium Temperature Reach-In Case |  | Commercial | Existing | Schools K-12 | FPL Blend | Per Door | 5008.82 | 4852.71 | 156.11 | 0.031167 | 4 | 0.022324 | 0.018109 | 118 | Refrigeration |  | Display cases | 1
NonEquipment | Door Gasket (Freezer) | New Door Gasket on One-Door Medium Temperature Reach-In Case | Worn or Damaged Door Gasket on One-Door Medium Temperature Reach-In Case | Commercial | New | Schools K-12 | FPL Blend | Per Door | 5008.82 | 4852.71 | 156.11 | 0.031167 | 4 | 0.022324 | 0.018109 | 118 | Refrigeration |  | Display cases | 1
NonEquipment | Door Gasket (Freezer) | New Door Gasket on One-Door Medium Temperature Reach-In Case |  | Commercial | Existing | Warehouse | FPL Blend | Per Door | 5008.82 | 4852.71 | 156.11 | 0.031167 | 4 | 0.022324 | 0.018109 | 118 | Refrigeration |  | Display cases | 1
NonEquipment | Door Gasket (Freezer) | New Door Gasket on One-Door Medium Temperature Reach-In Case | Worn or Damaged Door Gasket on One-Door Medium Temperature Reach-In Case | Commercial | New | Warehouse | FPL Blend | Per Door | 5008.82 | 4852.71 | 156.11 | 0.031167 | 4 | 0.022324 | 0.018109 | 118 | Refrigeration |  | Display cases | 1
NonEquipment | Chilled Water Reset | One Chiller with Reset of Chilled Water Temperature Setpoint |  | Commercial | Existing | Assembly | FPL Blend | Per End Use Consumption | 27273.75 | 24156.75 | 3117 | 0.11429 | 10 | 1.0382 | 0 | 742 | Space Cooling |  | Central chillers inside | 1
NonEquipment | Chilled Water Reset | One Chiller with Reset of Chilled Water Temperature Setpoint | One Chiller with Fixed Chilled Water Temperature | Commercial | New | Assembly | FPL Blend | Per End Use Consumption | 27273.75 | 24156.75 | 3117 | 0.11429 | 10 | 1.0382 | 0 | 742 | Space Cooling |  | Central chillers inside | 1
NonEquipment | Chilled Water Reset | One Chiller with Reset of Chilled Water Temperature Setpoint |  | Commercial | Existing | College and University | FPL Blend | Per End Use Consumption | 42679 | 37801.4 | 4877.6 | 0.11429 | 10 | 0.98894 | 0 | 742 | Space Cooling |  | Central chillers inside | 1
NonEquipment | Chilled Water Reset | One Chiller with Reset of Chilled Water Temperature Setpoint | One Chiller with Fixed Chilled Water Temperature | Commercial | New | College and University | FPL Blend | Per End Use Consumption | 42679 | 37801.4 | 4877.6 | 0.11429 | 10 | 0.98894 | 0 | 742 | Space Cooling |  | Central chillers inside | 1
NonEquipment | Chilled Water Reset | One Chiller with Reset of Chilled Water Temperature Setpoint |  | Commercial | Existing | Data Center | FPL Blend | Per End Use Consumption | 182852.25 | 161954.85 | 20897.4 | 0.11429 | 10 | 4.237 | 0 | 742 | Space Cooling |  | Central chillers inside | 1
NonEquipment | Chilled Water Reset | One Chiller with Reset of Chilled Water Temperature Setpoint | One Chiller with Fixed Chilled Water Temperature | Commercial | New | Data Center | FPL Blend | Per End Use Consumption | 182852.25 | 161954.85 | 20897.4 | 0.11429 | 10 | 4.237 | 0 | 742 | Space Cooling |  | Central chillers inside | 1
NonEquipment | Chilled Water Reset | One Chiller with Reset of Chilled Water Temperature Setpoint |  | Commercial | Existing | Grocery | FPL Blend | Per End Use Consumption | 4660.25 | 4127.65 | 532.6 | 0.11429 | 10 | 0.15103 | 0 | 742 | Space Cooling |  | Central chillers inside | 1
NonEquipment | Chilled Water Reset | One Chiller with Reset of Chilled Water Temperature Setpoint | One Chiller with Fixed Chilled Water Temperature | Commercial | New | Grocery | FPL Blend | Per End Use Consumption | 4660.25 | 4127.65 | 532.6 | 0.11429 | 10 | 0.15103 | 0 | 742 | Space Cooling |  | Central chillers inside | 1
NonEquipment | Chilled Water Reset | One Chiller with Reset of Chilled Water Temperature Setpoint |  | Commercial | Existing | Healthcare | FPL Blend | Per End Use Consumption | 16679.25 | 14773.05 | 1906.2 | 0.11429 | 10 | 0.38649 | 0 | 742 | Space Cooling |  | Central chillers inside | 1
NonEquipment | Chilled Water Reset | One Chiller with Reset of Chilled Water Temperature Setpoint | One Chiller with Fixed Chilled Water Temperature | Commercial | New | Healthcare | FPL Blend | Per End Use Consumption | 16679.25 | 14773.05 | 1906.2 | 0.11429 | 10 | 0.38649 | 0 | 742 | Space Cooling |  | Central chillers inside | 1
NonEquipment | Chilled Water Reset | One Chiller with Reset of Chilled Water Temperature Setpoint |  | Commercial | Existing | Hospitals | FPL Blend | Per End Use Consumption | 329950.25 | 292241.65 | 37708.6 | 0.11429 | 10 | 7.6455 | 0 | 742 | Space Cooling |  | Central chillers inside | 1
NonEquipment | Chilled Water Reset | One Chiller with Reset of Chilled Water Temperature Setpoint | One Chiller with Fixed Chilled Water Temperature | Commercial | New | Hospitals | FPL Blend | Per End Use Consumption | 329950.25 | 292241.65 | 37708.6 | 0.11429 | 10 | 7.6455 | 0 | 742 | Space Cooling |  | Central chillers inside | 1
NonEquipment | Chilled Water Reset | One Chiller with Reset of Chilled Water Temperature Setpoint |  | Commercial | Existing | Institutional | FPL Blend | Per End Use Consumption | 21784 | 19294.4 | 2489.6 | 0.11429 | 10 | 0.50477 | 0 | 742 | Space Cooling |  | Central chillers inside | 1
NonEquipment | Chilled Water Reset | One Chiller with Reset of Chilled Water Temperature Setpoint | One Chiller with Fixed Chilled Water Temperature | Commercial | New | Institutional | FPL Blend | Per End Use Consumption | 21784 | 19294.4 | 2489.6 | 0.11429 | 10 | 0.50477 | 0 | 742 | Space Cooling |  | Central chillers inside | 1
NonEquipment | Chilled Water Reset | One Chiller with Reset of Chilled Water Temperature Setpoint |  | Commercial | Existing | Lodging/Hospitality | FPL Blend | Per End Use Consumption | 76006 | 67319.6 | 8686.4 | 0.11429 | 10 | 1.6635 | 0 | 742 | Space Cooling |  | Central chillers inside | 1
NonEquipment | Chilled Water Reset | One Chiller with Reset of Chilled Water Temperature Setpoint | One Chiller with Fixed Chilled Water Temperature | Commercial | New | Lodging/Hospitality | FPL Blend | Per End Use Consumption | 76006 | 67319.6 | 8686.4 | 0.11429 | 10 | 1.6635 | 0 | 742 | Space Cooling |  | Central chillers inside | 1
NonEquipment | Chilled Water Reset | One Chiller with Reset of Chilled Water Temperature Setpoint |  | Commercial | Existing | Miscellaneous | FPL Blend | Per End Use Consumption | 59158.75 | 52397.75 | 6761 | 0.11429 | 10 | 2.2518 | 0 | 742 | Space Cooling |  | Central chillers inside | 1
NonEquipment | Chilled Water Reset | One Chiller with Reset of Chilled Water Temperature Setpoint | One Chiller with Fixed Chilled Water Temperature | Commercial | New | Miscellaneous | FPL Blend | Per End Use Consumption | 59158.75 | 52397.75 | 6761 | 0.11429 | 10 | 2.2518 | 0 | 742 | Space Cooling |  | Central chillers inside | 1
NonEquipment | Chilled Water Reset | One Chiller with Reset of Chilled Water Temperature Setpoint |  | Commercial | Existing | Offices | FPL Blend | Per End Use Consumption | 31017 | 27472.2 | 3544.8 | 0.11429 | 10 | 1.1806 | 0 | 742 | Space Cooling |  | Central chillers inside | 1
NonEquipment | Chilled Water Reset | One Chiller with Reset of Chilled Water Temperature Setpoint | One Chiller with Fixed Chilled Water Temperature | Commercial | New | Offices | FPL Blend | Per End Use Consumption | 31017 | 27472.2 | 3544.8 | 0.11429 | 10 | 1.1806 | 0 | 742 | Space Cooling |  | Central chillers inside | 1
NonEquipment | Chilled Water Reset | One Chiller with Reset of Chilled Water Temperature Setpoint |  | Commercial | Existing | Restaurants | FPL Blend | Per End Use Consumption | 8732.5 | 7734.5 | 998 | 0.11429 | 10 | 0.28301 | 0 | 742 | Space Cooling |  | Central chillers inside | 1
NonEquipment | Chilled Water Reset | One Chiller with Reset of Chilled Water Temperature Setpoint | One Chiller with Fixed Chilled Water Temperature | Commercial | New | Restaurants | FPL Blend | Per End Use Consumption | 8732.5 | 7734.5 | 998 | 0.11429 | 10 | 0.28301 | 0 | 742 | Space Cooling |  | Central chillers inside | 1
NonEquipment | Chilled Water Reset | One Chiller with Reset of Chilled Water Temperature Setpoint |  | Commercial | Existing | Retail | FPL Blend | Per End Use Consumption | 40834.5 | 36167.7 | 4666.8 | 0.11429 | 10 | 1.5543 | 0 | 742 | Space Cooling |  | Central chillers inside | 1
NonEquipment | Chilled Water Reset | One Chiller with Reset of Chilled Water Temperature Setpoint | One Chiller with Fixed Chilled Water Temperature | Commercial | New | Retail | FPL Blend | Per End Use Consumption | 40834.5 | 36167.7 | 4666.8 | 0.11429 | 10 | 1.5543 | 0 | 742 | Space Cooling |  | Central chillers inside | 1
NonEquipment | Chilled Water Reset | One Chiller with Reset of Chilled Water Temperature Setpoint |  | Commercial | Existing | Schools K-12 | FPL Blend | Per End Use Consumption | 57949.5 | 51326.7 | 6622.8 | 0.11429 | 10 | 2.2058 | 0 | 742 | Space Cooling |  | Central chillers inside | 1
NonEquipment | Chilled Water Reset | One Chiller with Reset of Chilled Water Temperature Setpoint | One Chiller with Fixed Chilled Water Temperature | Commercial | New | Schools K-12 | FPL Blend | Per End Use Consumption | 57949.5 | 51326.7 | 6622.8 | 0.11429 | 10 | 2.2058 | 0 | 742 | Space Cooling |  | Central chillers inside | 1
NonEquipment | Chilled Water Reset | One Chiller with Reset of Chilled Water Temperature Setpoint |  | Commercial | Existing | Warehouse | FPL Blend | Per End Use Consumption | 34653.5 | 30693.1 | 3960.4 | 0.11429 | 10 | 1.3191 | 0 | 742 | Space Cooling |  | Central chillers inside | 1
NonEquipment | Chilled Water Reset | One Chiller with Reset of Chilled Water Temperature Setpoint | One Chiller with Fixed Chilled Water Temperature | Commercial | New | Warehouse | FPL Blend | Per End Use Consumption | 34653.5 | 30693.1 | 3960.4 | 0.11429 | 10 | 1.3191 | 0 | 742 | Space Cooling |  | Central chillers inside | 1
NonEquipment | High Efficiency Refrigeration Compressor_Discus | High Efficiency Refrigeration Compressors |  | Commercial | Existing | Assembly | FPL Blend | Per Unit | 1957.5 | 1822 | 135.5 | 0.069221 | 16 | 0.020325 | 0.016124 | 315 | Refrigeration |  | Display cases | 1
NonEquipment | High Efficiency Refrigeration Compressor_Discus | High Efficiency Refrigeration Compressors | Standard Compressor | Commercial | New | Assembly | FPL Blend | Per Unit | 1957.5 | 1822 | 135.5 | 0.069221 | 16 | 0.020325 | 0.016124 | 315 | Refrigeration |  | Display cases | 1
NonEquipment | High Efficiency Refrigeration Compressor_Discus | High Efficiency Refrigeration Compressors |  | Commercial | Existing | College and University | FPL Blend | Per Unit | 1957.5 | 1822 | 135.5 | 0.069221 | 16 | 0.020325 | 0.016124 | 315 | Refrigeration |  | Display cases | 1
NonEquipment | High Efficiency Refrigeration Compressor_Discus | High Efficiency Refrigeration Compressors | Standard Compressor | Commercial | New | College and University | FPL Blend | Per Unit | 1957.5 | 1822 | 135.5 | 0.069221 | 16 | 0.020325 | 0.016124 | 315 | Refrigeration |  | Display cases | 1
NonEquipment | High Efficiency Refrigeration Compressor_Discus | High Efficiency Refrigeration Compressors |  | Commercial | Existing | Data Center | FPL Blend | Per Unit | 1957.5 | 1822 | 135.5 | 0.069221 | 16 | 0.019377 | 0.015718 | 315 | Refrigeration |  | Display cases | 1
NonEquipment | High Efficiency Refrigeration Compressor_Discus | High Efficiency Refrigeration Compressors | Standard Compressor | Commercial | New | Data Center | FPL Blend | Per Unit | 1957.5 | 1822 | 135.5 | 0.069221 | 16 | 0.019377 | 0.015718 | 315 | Refrigeration |  | Display cases | 1
NonEquipment | High Efficiency Refrigeration Compressor_Discus | High Efficiency Refrigeration Compressors |  | Commercial | Existing | Grocery | FPL Blend | Per Unit | 1957.5 | 1822 | 135.5 | 0.069221 | 16 | 0.020325 | 0.016124 | 315 | Refrigeration |  | Display cases | 1
NonEquipment | High Efficiency Refrigeration Compressor_Discus | High Efficiency Refrigeration Compressors | Standard Compressor | Commercial | New | Grocery | FPL Blend | Per Unit | 1957.5 | 1822 | 135.5 | 0.069221 | 16 | 0.020325 | 0.016124 | 315 | Refrigeration |  | Display cases | 1
NonEquipment | High Efficiency Refrigeration Compressor_Discus | High Efficiency Refrigeration Compressors |  | Commercial | Existing | Healthcare | FPL Blend | Per Unit | 1957.5 | 1822 | 135.5 | 0.069221 | 16 | 0.020325 | 0.016124 | 315 | Refrigeration |  | Display cases | 1
NonEquipment | High Efficiency Refrigeration Compressor_Discus | High Efficiency Refrigeration Compressors | Standard Compressor | Commercial | New | Healthcare | FPL Blend | Per Unit | 1957.5 | 1822 | 135.5 | 0.069221 | 16 | 0.020325 | 0.016124 | 315 | Refrigeration |  | Display cases | 1
NonEquipment | High Efficiency Refrigeration Compressor_Discus | High Efficiency Refrigeration Compressors |  | Commercial | Existing | Hospitals | FPL Blend | Per Unit | 1957.5 | 1822 | 135.5 | 0.069221 | 16 | 0.020325 | 0.016124 | 315 | Refrigeration |  | Display cases | 1
NonEquipment | High Efficiency Refrigeration Compressor_Discus | High Efficiency Refrigeration Compressors | Standard Compressor | Commercial | New | Hospitals | FPL Blend | Per Unit | 1957.5 | 1822 | 135.5 | 0.069221 | 16 | 0.020325 | 0.016124 | 315 | Refrigeration |  | Display cases | 1
NonEquipment | High Efficiency Refrigeration Compressor_Discus | High Efficiency Refrigeration Compressors |  | Commercial | Existing | Institutional | FPL Blend | Per Unit | 1957.5 | 1822 | 135.5 | 0.069221 | 16 | 0.019377 | 0.015718 | 315 | Refrigeration |  | Display cases | 1
NonEquipment | High Efficiency Refrigeration Compressor_Discus | High Efficiency Refrigeration Compressors | Standard Compressor | Commercial | New | Institutional | FPL Blend | Per Unit | 1957.5 | 1822 | 135.5 | 0.069221 | 16 | 0.019377 | 0.015718 | 315 | Refrigeration |  | Display cases | 1
NonEquipment | High Efficiency Refrigeration Compressor_Discus | High Efficiency Refrigeration Compressors |  | Commercial | Existing | Lodging/Hospitality | FPL Blend | Per Unit | 1957.5 | 1822 | 135.5 | 0.069221 | 16 | 0.020325 | 0.016124 | 315 | Refrigeration |  | Display cases | 1
NonEquipment | High Efficiency Refrigeration Compressor_Discus | High Efficiency Refrigeration Compressors | Standard Compressor | Commercial | New | Lodging/Hospitality | FPL Blend | Per Unit | 1957.5 | 1822 | 135.5 | 0.069221 | 16 | 0.020325 | 0.016124 | 315 | Refrigeration |  | Display cases | 1
NonEquipment | High Efficiency Refrigeration Compressor_Discus | High Efficiency Refrigeration Compressors |  | Commercial | Existing | Miscellaneous | FPL Blend | Per Unit | 1957.5 | 1822 | 135.5 | 0.069221 | 16 | 0.019377 | 0.015718 | 315 | Refrigeration |  | Display cases | 1
NonEquipment | High Efficiency Refrigeration Compressor_Discus | High Efficiency Refrigeration Compressors | Standard Compressor | Commercial | New | Miscellaneous | FPL Blend | Per Unit | 1957.5 | 1822 | 135.5 | 0.069221 | 16 | 0.019377 | 0.015718 | 315 | Refrigeration |  | Display cases | 1
NonEquipment | High Efficiency Refrigeration Compressor_Discus | High Efficiency Refrigeration Compressors |  | Commercial | Existing | Offices | FPL Blend | Per Unit | 1957.5 | 1822 | 135.5 | 0.069221 | 16 | 0.019377 | 0.015718 | 315 | Refrigeration |  | Display cases | 1
NonEquipment | High Efficiency Refrigeration Compressor_Discus | High Efficiency Refrigeration Compressors | Standard Compressor | Commercial | New | Offices | FPL Blend | Per Unit | 1957.5 | 1822 | 135.5 | 0.069221 | 16 | 0.019377 | 0.015718 | 315 | Refrigeration |  | Display cases | 1
NonEquipment | High Efficiency Refrigeration Compressor_Discus | High Efficiency Refrigeration Compressors |  | Commercial | Existing | Restaurants | FPL Blend | Per Unit | 1957.5 | 1822 | 135.5 | 0.069221 | 16 | 0.019106 | 0.015312 | 315 | Refrigeration |  | Display cases | 1
NonEquipment | High Efficiency Refrigeration Compressor_Discus | High Efficiency Refrigeration Compressors | Standard Compressor | Commercial | New | Restaurants | FPL Blend | Per Unit | 1957.5 | 1822 | 135.5 | 0.069221 | 16 | 0.019106 | 0.015312 | 315 | Refrigeration |  | Display cases | 1
NonEquipment | High Efficiency Refrigeration Compressor_Discus | High Efficiency Refrigeration Compressors |  | Commercial | Existing | Retail | FPL Blend | Per Unit | 1957.5 | 1822 | 135.5 | 0.069221 | 16 | 0.020325 | 0.016124 | 315 | Refrigeration |  | Display cases | 1
NonEquipment | High Efficiency Refrigeration Compressor_Discus | High Efficiency Refrigeration Compressors | Standard Compressor | Commercial | New | Retail | FPL Blend | Per Unit | 1957.5 | 1822 | 135.5 | 0.069221 | 16 | 0.020325 | 0.016124 | 315 | Refrigeration |  | Display cases | 1
NonEquipment | High Efficiency Refrigeration Compressor_Discus | High Efficiency Refrigeration Compressors |  | Commercial | Existing | Schools K-12 | FPL Blend | Per Unit | 1957.5 | 1822 | 135.5 | 0.069221 | 16 | 0.019377 | 0.015718 | 315 | Refrigeration |  | Display cases | 1
NonEquipment | High Efficiency Refrigeration Compressor_Discus | High Efficiency Refrigeration Compressors | Standard Compressor | Commercial | New | Schools K-12 | FPL Blend | Per Unit | 1957.5 | 1822 | 135.5 | 0.069221 | 16 | 0.019377 | 0.015718 | 315 | Refrigeration |  | Display cases | 1
NonEquipment | High Efficiency Refrigeration Compressor_Discus | High Efficiency Refrigeration Compressors |  | Commercial | Existing | Warehouse | FPL Blend | Per Unit | 1957.5 | 1822 | 135.5 | 0.069221 | 16 | 0.019377 | 0.015718 | 315 | Refrigeration |  | Display cases | 1
NonEquipment | High Efficiency Refrigeration Compressor_Discus | High Efficiency Refrigeration Compressors | Standard Compressor | Commercial | New | Warehouse | FPL Blend | Per Unit | 1957.5 | 1822 | 135.5 | 0.069221 | 16 | 0.019377 | 0.015718 | 315 | Refrigeration |  | Display cases | 1
Equipment | LED Exterior Wall Packs | One 35W LED Wall Pack | Average Lumen Equivalent Exterior Incandescent Area Lighting | Commercial | Turnover | Assembly | FPL Blend | Per Fixture | 703.15 | 140.63 | 562.52 | 0.8 | 15 | 0 | 0.053439 | 169 | Exterior Lighting | Spot lighting/Security/Flood |  | 1
Equipment | LED Exterior Wall Packs | One 35W LED Wall Pack | Average Lumen Equivalent Exterior Incandescent Area Lighting | Commercial | New | Assembly | FPL Blend | Per Fixture | 703.15 | 140.63 | 562.52 | 0.8 | 15 | 0 | 0.053439 | 169 | Exterior Lighting | Spot lighting/Security/Flood |  | 1
Equipment | LED Exterior Wall Packs | One 35W LED Wall Pack | Average Lumen Equivalent Exterior Incandescent Area Lighting | Commercial | Turnover | College and University | FPL Blend | Per Fixture | 703.15 | 140.63 | 562.52 | 0.8 | 15 | 0 | 0.055689 | 169 | Exterior Lighting | Spot lighting/Security/Flood |  | 1
Equipment | LED Exterior Wall Packs | One 35W LED Wall Pack | Average Lumen Equivalent Exterior Incandescent Area Lighting | Commercial | New | College and University | FPL Blend | Per Fixture | 703.15 | 140.63 | 562.52 | 0.8 | 15 | 0 | 0.055689 | 169 | Exterior Lighting | Spot lighting/Security/Flood |  | 1
Equipment | LED Exterior Wall Packs | One 35W LED Wall Pack | Average Lumen Equivalent Exterior Incandescent Area Lighting | Commercial | Turnover | Data Center | FPL Blend | Per Fixture | 703.15 | 140.63 | 562.52 | 0.8 | 15 | 0 | 0.051189 | 169 | Exterior Lighting | Spot lighting/Security/Flood |  | 1
Equipment | LED Exterior Wall Packs | One 35W LED Wall Pack | Average Lumen Equivalent Exterior Incandescent Area Lighting | Commercial | New | Data Center | FPL Blend | Per Fixture | 703.15 | 140.63 | 562.52 | 0.8 | 15 | 0 | 0.051189 | 169 | Exterior Lighting | Spot lighting/Security/Flood |  | 1
Equipment | LED Exterior Wall Packs | One 35W LED Wall Pack | Average Lumen Equivalent Exterior Incandescent Area Lighting | Commercial | Turnover | Grocery | FPL Blend | Per Fixture | 703.15 | 140.63 | 562.52 | 0.8 | 15 | 0 | 0.054564 | 169 | Exterior Lighting | Spot lighting/Security/Flood |  | 1
Equipment | LED Exterior Wall Packs | One 35W LED Wall Pack | Average Lumen Equivalent Exterior Incandescent Area Lighting | Commercial | New | Grocery | FPL Blend | Per Fixture | 703.15 | 140.63 | 562.52 | 0.8 | 15 | 0 | 0.054564 | 169 | Exterior Lighting | Spot lighting/Security/Flood |  | 1
Equipment | LED Exterior Wall Packs | One 35W LED Wall Pack | Average Lumen Equivalent Exterior Incandescent Area Lighting | Commercial | Turnover | Healthcare | FPL Blend | Per Fixture | 703.15 | 140.63 | 562.52 | 0.8 | 15 | 0 | 0.054564 | 169 | Exterior Lighting | Spot lighting/Security/Flood |  | 1
Equipment | LED Exterior Wall Packs | One 35W LED Wall Pack | Average Lumen Equivalent Exterior Incandescent Area Lighting | Commercial | New | Healthcare | FPL Blend | Per Fixture | 703.15 | 140.63 | 562.52 | 0.8 | 15 | 0 | 0.054564 | 169 | Exterior Lighting | Spot lighting/Security/Flood |  | 1
Equipment | LED Exterior Wall Packs | One 35W LED Wall Pack | Average Lumen Equivalent Exterior Incandescent Area Lighting | Commercial | Turnover | Hospitals | FPL Blend | Per Fixture | 703.15 | 140.63 | 562.52 | 0.8 | 15 | 0 | 0.055689 | 169 | Exterior Lighting | Spot lighting/Security/Flood |  | 1
Equipment | LED Exterior Wall Packs | One 35W LED Wall Pack | Average Lumen Equivalent Exterior Incandescent Area Lighting | Commercial | New | Hospitals | FPL Blend | Per Fixture | 703.15 | 140.63 | 562.52 | 0.8 | 15 | 0 | 0.055689 | 169 | Exterior Lighting | Spot lighting/Security/Flood |  | 1
Equipment | LED Exterior Wall Packs | One 35W LED Wall Pack | Average Lumen Equivalent Exterior Incandescent Area Lighting | Commercial | Turnover | Institutional | FPL Blend | Per Fixture | 703.15 | 140.63 | 562.52 | 0.8 | 15 | 0 | 0.067502 | 169 | Exterior Lighting | Spot lighting/Security/Flood |  | 1
Equipment | LED Exterior Wall Packs | One 35W LED Wall Pack | Average Lumen Equivalent Exterior Incandescent Area Lighting | Commercial | New | Institutional | FPL Blend | Per Fixture | 703.15 | 140.63 | 562.52 | 0.8 | 15 | 0 | 0.067502 | 169 | Exterior Lighting | Spot lighting/Security/Flood |  | 1
Equipment | LED Exterior Wall Packs | One 35W LED Wall Pack | Average Lumen Equivalent Exterior Incandescent Area Lighting | Commercial | Turnover | Lodging/Hospitality | FPL Blend | Per Fixture | 703.15 | 140.63 | 562.52 | 0.8 | 15 | 0 | 0.048939 | 169 | Exterior Lighting | Spot lighting/Security/Flood |  | 1
Equipment | LED Exterior Wall Packs | One 35W LED Wall Pack | Average Lumen Equivalent Exterior Incandescent Area Lighting | Commercial | New | Lodging/Hospitality | FPL Blend | Per Fixture | 703.15 | 140.63 | 562.52 | 0.8 | 15 | 0 | 0.048939 | 169 | Exterior Lighting | Spot lighting/Security/Flood |  | 1
Equipment | LED Exterior Wall Packs | One 35W LED Wall Pack | Average Lumen Equivalent Exterior Incandescent Area Lighting | Commercial | Turnover | Miscellaneous | FPL Blend | Per Fixture | 703.15 | 140.63 | 562.52 | 0.8 | 15 | 0 | 0.051189 | 169 | Exterior Lighting | Spot lighting/Security/Flood |  | 1
Equipment | LED Exterior Wall Packs | One 35W LED Wall Pack | Average Lumen Equivalent Exterior Incandescent Area Lighting | Commercial | New | Miscellaneous | FPL Blend | Per Fixture | 703.15 | 140.63 | 562.52 | 0.8 | 15 | 0 | 0.051189 | 169 | Exterior Lighting | Spot lighting/Security/Flood |  | 1
Equipment | LED Exterior Wall Packs | One 35W LED Wall Pack | Average Lumen Equivalent Exterior Incandescent Area Lighting | Commercial | Turnover | Offices | FPL Blend | Per Fixture | 703.15 | 140.63 | 562.52 | 0.8 | 15 | 0 | 0.051189 | 169 | Exterior Lighting | Spot lighting/Security/Flood |  | 1
Equipment | LED Exterior Wall Packs | One 35W LED Wall Pack | Average Lumen Equivalent Exterior Incandescent Area Lighting | Commercial | New | Offices | FPL Blend | Per Fixture | 703.15 | 140.63 | 562.52 | 0.8 | 15 | 0 | 0.051189 | 169 | Exterior Lighting | Spot lighting/Security/Flood |  | 1
Equipment | LED Exterior Wall Packs | One 35W LED Wall Pack | Average Lumen Equivalent Exterior Incandescent Area Lighting | Commercial | Turnover | Restaurants | FPL Blend | Per Fixture | 703.15 | 140.63 | 562.52 | 0.8 | 15 | 0 | 0.050627 | 169 | Exterior Lighting | Spot lighting/Security/Flood |  | 1
Equipment | LED Exterior Wall Packs | One 35W LED Wall Pack | Average Lumen Equivalent Exterior Incandescent Area Lighting | Commercial | New | Restaurants | FPL Blend | Per Fixture | 703.15 | 140.63 | 562.52 | 0.8 | 15 | 0 | 0.050627 | 169 | Exterior Lighting | Spot lighting/Security/Flood |  | 1
Equipment | LED Exterior Wall Packs | One 35W LED Wall Pack | Average Lumen Equivalent Exterior Incandescent Area Lighting | Commercial | Turnover | Retail | FPL Blend | Per Fixture | 703.15 | 140.63 | 562.52 | 0.8 | 15 | 0 | 0.054002 | 169 | Exterior Lighting | Spot lighting/Security/Flood |  | 1
Equipment | LED Exterior Wall Packs | One 35W LED Wall Pack | Average Lumen Equivalent Exterior Incandescent Area Lighting | Commercial | New | Retail | FPL Blend | Per Fixture | 703.15 | 140.63 | 562.52 | 0.8 | 15 | 0 | 0.054002 | 169 | Exterior Lighting | Spot lighting/Security/Flood |  | 1
Equipment | LED Exterior Wall Packs | One 35W LED Wall Pack | Average Lumen Equivalent Exterior Incandescent Area Lighting | Commercial | Turnover | Schools K-12 | FPL Blend | Per Fixture | 703.15 | 140.63 | 562.52 | 0.8 | 15 | 0 | 0.058502 | 169 | Exterior Lighting | Spot lighting/Security/Flood |  | 1
Equipment | LED Exterior Wall Packs | One 35W LED Wall Pack | Average Lumen Equivalent Exterior Incandescent Area Lighting | Commercial | New | Schools K-12 | FPL Blend | Per Fixture | 703.15 | 140.63 | 562.52 | 0.8 | 15 | 0 | 0.058502 | 169 | Exterior Lighting | Spot lighting/Security/Flood |  | 1
Equipment | LED Exterior Wall Packs | One 35W LED Wall Pack | Average Lumen Equivalent Exterior Incandescent Area Lighting | Commercial | Turnover | Warehouse | FPL Blend | Per Fixture | 703.15 | 140.63 | 562.52 | 0.8 | 15 | 0 | 0.054002 | 169 | Exterior Lighting | Spot lighting/Security/Flood |  | 1
Equipment | LED Exterior Wall Packs | One 35W LED Wall Pack | Average Lumen Equivalent Exterior Incandescent Area Lighting | Commercial | New | Warehouse | FPL Blend | Per Fixture | 703.15 | 140.63 | 562.52 | 0.8 | 15 | 0 | 0.054002 | 169 | Exterior Lighting | Spot lighting/Security/Flood |  | 1
NonEquipment | Refrigerated Display Case Lighting Controls | Occupancy Sensors for Refrigerated Case Lighting to reduce run time |  | Commercial | Existing | Assembly | FPL Blend | Per End Use Consumption | 2434.55 | 2376.68 | 57.87 | 0.02377 | 10 | 0.0086805 | 0.0068865 | 129 | Refrigeration |  | Display cases | 1
NonEquipment | Refrigerated Display Case Lighting Controls | Occupancy Sensors for Refrigerated Case Lighting to reduce run time | Market-Share Weighted Existing Linear Fluorescent Fixture | Commercial | New | Assembly | FPL Blend | Per End Use Consumption | 2434.55 | 2376.68 | 57.87 | 0.02377 | 10 | 0.0086805 | 0.0068865 | 129 | Refrigeration |  | Display cases | 1
NonEquipment | Refrigerated Display Case Lighting Controls | Occupancy Sensors for Refrigerated Case Lighting to reduce run time |  | Commercial | Existing | College and University | FPL Blend | Per End Use Consumption | 2434.55 | 2376.68 | 57.87 | 0.02377 | 10 | 0.0086805 | 0.0068865 | 129 | Refrigeration |  | Display cases | 1
NonEquipment | Refrigerated Display Case Lighting Controls | Occupancy Sensors for Refrigerated Case Lighting to reduce run time | Market-Share Weighted Existing Linear Fluorescent Fixture | Commercial | New | College and University | FPL Blend | Per End Use Consumption | 2434.55 | 2376.68 | 57.87 | 0.02377 | 10 | 0.0086805 | 0.0068865 | 129 | Refrigeration |  | Display cases | 1
NonEquipment | Refrigerated Display Case Lighting Controls | Occupancy Sensors for Refrigerated Case Lighting to reduce run time |  | Commercial | Existing | Data Center | FPL Blend | Per End Use Consumption | 2434.55 | 2376.68 | 57.87 | 0.02377 | 10 | 0.0082754 | 0.0067129 | 129 | Refrigeration |  | Display cases | 1
NonEquipment | Refrigerated Display Case Lighting Controls | Occupancy Sensors for Refrigerated Case Lighting to reduce run time | Market-Share Weighted Existing Linear Fluorescent Fixture | Commercial | New | Data Center | FPL Blend | Per End Use Consumption | 2434.55 | 2376.68 | 57.87 | 0.02377 | 10 | 0.0082754 | 0.0067129 | 129 | Refrigeration |  | Display cases | 1
NonEquipment | Refrigerated Display Case Lighting Controls | Occupancy Sensors for Refrigerated Case Lighting to reduce run time |  | Commercial | Existing | Grocery | FPL Blend | Per End Use Consumption | 2434.55 | 2376.68 | 57.87 | 0.02377 | 10 | 0.0086805 | 0.0068865 | 129 | Refrigeration |  | Display cases | 1
NonEquipment | Refrigerated Display Case Lighting Controls | Occupancy Sensors for Refrigerated Case Lighting to reduce run time | Market-Share Weighted Existing Linear Fluorescent Fixture | Commercial | New | Grocery | FPL Blend | Per End Use Consumption | 2434.55 | 2376.68 | 57.87 | 0.02377 | 10 | 0.0086805 | 0.0068865 | 129 | Refrigeration |  | Display cases | 1
NonEquipment | Refrigerated Display Case Lighting Controls | Occupancy Sensors for Refrigerated Case Lighting to reduce run time |  | Commercial | Existing | Healthcare | FPL Blend | Per End Use Consumption | 2434.55 | 2376.68 | 57.87 | 0.02377 | 10 | 0.0086805 | 0.0068865 | 129 | Refrigeration |  | Display cases | 1
NonEquipment | Refrigerated Display Case Lighting Controls | Occupancy Sensors for Refrigerated Case Lighting to reduce run time | Market-Share Weighted Existing Linear Fluorescent Fixture | Commercial | New | Healthcare | FPL Blend | Per End Use Consumption | 2434.55 | 2376.68 | 57.87 | 0.02377 | 10 | 0.0086805 | 0.0068865 | 129 | Refrigeration |  | Display cases | 1
NonEquipment | Refrigerated Display Case Lighting Controls | Occupancy Sensors for Refrigerated Case Lighting to reduce run time |  | Commercial | Existing | Hospitals | FPL Blend | Per End Use Consumption | 2434.55 | 2376.68 | 57.87 | 0.02377 | 10 | 0.0086805 | 0.0068865 | 129 | Refrigeration |  | Display cases | 1
NonEquipment | Refrigerated Display Case Lighting Controls | Occupancy Sensors for Refrigerated Case Lighting to reduce run time | Market-Share Weighted Existing Linear Fluorescent Fixture | Commercial | New | Hospitals | FPL Blend | Per End Use Consumption | 2434.55 | 2376.68 | 57.87 | 0.02377 | 10 | 0.0086805 | 0.0068865 | 129 | Refrigeration |  | Display cases | 1
NonEquipment | Refrigerated Display Case Lighting Controls | Occupancy Sensors for Refrigerated Case Lighting to reduce run time |  | Commercial | Existing | Institutional | FPL Blend | Per End Use Consumption | 2434.55 | 2376.68 | 57.87 | 0.02377 | 10 | 0.0082754 | 0.0067129 | 129 | Refrigeration |  | Display cases | 1
NonEquipment | Refrigerated Display Case Lighting Controls | Occupancy Sensors for Refrigerated Case Lighting to reduce run time | Market-Share Weighted Existing Linear Fluorescent Fixture | Commercial | New | Institutional | FPL Blend | Per End Use Consumption | 2434.55 | 2376.68 | 57.87 | 0.02377 | 10 | 0.0082754 | 0.0067129 | 129 | Refrigeration |  | Display cases | 1
NonEquipment | Refrigerated Display Case Lighting Controls | Occupancy Sensors for Refrigerated Case Lighting to reduce run time |  | Commercial | Existing | Lodging/Hospitality | FPL Blend | Per End Use Consumption | 2434.55 | 2376.68 | 57.87 | 0.02377 | 10 | 0.0086805 | 0.0068865 | 129 | Refrigeration |  | Display cases | 1
NonEquipment | Refrigerated Display Case Lighting Controls | Occupancy Sensors for Refrigerated Case Lighting to reduce run time | Market-Share Weighted Existing Linear Fluorescent Fixture | Commercial | New | Lodging/Hospitality | FPL Blend | Per End Use Consumption | 2434.55 | 2376.68 | 57.87 | 0.02377 | 10 | 0.0086805 | 0.0068865 | 129 | Refrigeration |  | Display cases | 1
NonEquipment | Refrigerated Display Case Lighting Controls | Occupancy Sensors for Refrigerated Case Lighting to reduce run time |  | Commercial | Existing | Miscellaneous | FPL Blend | Per End Use Consumption | 2434.55 | 2376.68 | 57.87 | 0.02377 | 10 | 0.0082754 | 0.0067129 | 129 | Refrigeration |  | Display cases | 1
NonEquipment | Refrigerated Display Case Lighting Controls | Occupancy Sensors for Refrigerated Case Lighting to reduce run time | Market-Share Weighted Existing Linear Fluorescent Fixture | Commercial | New | Miscellaneous | FPL Blend | Per End Use Consumption | 2434.55 | 2376.68 | 57.87 | 0.02377 | 10 | 0.0082754 | 0.0067129 | 129 | Refrigeration |  | Display cases | 1
NonEquipment | Refrigerated Display Case Lighting Controls | Occupancy Sensors for Refrigerated Case Lighting to reduce run time |  | Commercial | Existing | Offices | FPL Blend | Per End Use Consumption | 2434.55 | 2376.68 | 57.87 | 0.02377 | 10 | 0.0082754 | 0.0067129 | 129 | Refrigeration |  | Display cases | 1
NonEquipment | Refrigerated Display Case Lighting Controls | Occupancy Sensors for Refrigerated Case Lighting to reduce run time | Market-Share Weighted Existing Linear Fluorescent Fixture | Commercial | New | Offices | FPL Blend | Per End Use Consumption | 2434.55 | 2376.68 | 57.87 | 0.02377 | 10 | 0.0082754 | 0.0067129 | 129 | Refrigeration |  | Display cases | 1
NonEquipment | Refrigerated Display Case Lighting Controls | Occupancy Sensors for Refrigerated Case Lighting to reduce run time |  | Commercial | Existing | Restaurants | FPL Blend | Per End Use Consumption | 2434.55 | 2376.68 | 57.87 | 0.02377 | 10 | 0.0081597 | 0.0065393 | 129 | Refrigeration |  | Display cases | 1
NonEquipment | Refrigerated Display Case Lighting Controls | Occupancy Sensors for Refrigerated Case Lighting to reduce run time | Market-Share Weighted Existing Linear Fluorescent Fixture | Commercial | New | Restaurants | FPL Blend | Per End Use Consumption | 2434.55 | 2376.68 | 57.87 | 0.02377 | 10 | 0.0081597 | 0.0065393 | 129 | Refrigeration |  | Display cases | 1
NonEquipment | Refrigerated Display Case Lighting Controls | Occupancy Sensors for Refrigerated Case Lighting to reduce run time |  | Commercial | Existing | Retail | FPL Blend | Per End Use Consumption | 2434.55 | 2376.68 | 57.87 | 0.02377 | 10 | 0.0086805 | 0.0068865 | 129 | Refrigeration |  | Display cases | 1
NonEquipment | Refrigerated Display Case Lighting Controls | Occupancy Sensors for Refrigerated Case Lighting to reduce run time | Market-Share Weighted Existing Linear Fluorescent Fixture | Commercial | New | Retail | FPL Blend | Per End Use Consumption | 2434.55 | 2376.68 | 57.87 | 0.02377 | 10 | 0.0086805 | 0.0068865 | 129 | Refrigeration |  | Display cases | 1
NonEquipment | Refrigerated Display Case Lighting Controls | Occupancy Sensors for Refrigerated Case Lighting to reduce run time |  | Commercial | Existing | Schools K-12 | FPL Blend | Per End Use Consumption | 2434.55 | 2376.68 | 57.87 | 0.02377 | 10 | 0.0082754 | 0.0067129 | 129 | Refrigeration |  | Display cases | 1
NonEquipment | Refrigerated Display Case Lighting Controls | Occupancy Sensors for Refrigerated Case Lighting to reduce run time | Market-Share Weighted Existing Linear Fluorescent Fixture | Commercial | New | Schools K-12 | FPL Blend | Per End Use Consumption | 2434.55 | 2376.68 | 57.87 | 0.02377 | 10 | 0.0082754 | 0.0067129 | 129 | Refrigeration |  | Display cases | 1
NonEquipment | Refrigerated Display Case Lighting Controls | Occupancy Sensors for Refrigerated Case Lighting to reduce run time |  | Commercial | Existing | Warehouse | FPL Blend | Per End Use Consumption | 2434.55 | 2376.68 | 57.87 | 0.02377 | 10 | 0.0082754 | 0.0067129 | 129 | Refrigeration |  | Display cases | 1
NonEquipment | Refrigerated Display Case Lighting Controls | Occupancy Sensors for Refrigerated Case Lighting to reduce run time | Market-Share Weighted Existing Linear Fluorescent Fixture | Commercial | New | Warehouse | FPL Blend | Per End Use Consumption | 2434.55 | 2376.68 | 57.87 | 0.02377 | 10 | 0.0082754 | 0.0067129 | 129 | Refrigeration |  | Display cases | 1
NonEquipment | Smart Strip Plug Outlet | One Smart Strip Plug Outlet |  | Commercial | Existing | Assembly | FPL Blend | Per End Use Consumption | 3117 | 3080 | 37 | 0.01187 | 8 | 0.006327 | 0.002738 | 16 | Office Equipment |  | Computers | 1
NonEquipment | Smart Strip Plug Outlet | One Smart Strip Plug Outlet | One Standard plug strip/outlet | Commercial | New | Assembly | FPL Blend | Per End Use Consumption | 3117 | 3080 | 37 | 0.01187 | 8 | 0.006327 | 0.002738 | 16 | Office Equipment |  | Computers | 1
NonEquipment | Smart Strip Plug Outlet | One Smart Strip Plug Outlet |  | Commercial | Existing | College and University | FPL Blend | Per End Use Consumption | 20242.04 | 20001.78 | 240.26 | 0.011869 | 8 | 0.024266 | 0.024507 | 32 | Office Equipment |  | Computers | 1
NonEquipment | Smart Strip Plug Outlet | One Smart Strip Plug Outlet | One Standard plug strip/outlet | Commercial | New | College and University | FPL Blend | Per End Use Consumption | 20242.04 | 20001.78 | 240.26 | 0.011869 | 8 | 0.024266 | 0.024507 | 32 | Office Equipment |  | Computers | 1
NonEquipment | Smart Strip Plug Outlet | One Smart Strip Plug Outlet |  | Commercial | Existing | Data Center | FPL Blend | Per End Use Consumption | 107621.61 | 106344.21 | 1277.4 | 0.011869 | 8 | 0.14179 | 0.15073 | 176 | Office Equipment |  | Computers | 1
NonEquipment | Smart Strip Plug Outlet | One Smart Strip Plug Outlet | One Standard plug strip/outlet | Commercial | New | Data Center | FPL Blend | Per End Use Consumption | 107621.61 | 106344.21 | 1277.4 | 0.011869 | 8 | 0.14179 | 0.15073 | 176 | Office Equipment |  | Computers | 1
NonEquipment | Smart Strip Plug Outlet | One Smart Strip Plug Outlet |  | Commercial | Existing | Grocery | FPL Blend | Per End Use Consumption | 319.56 | 315.77 | 3.79 | 0.01186 | 8 | 0.00051165 | 0.00030699 | 16 | Office Equipment |  | Computers | 1
NonEquipment | Smart Strip Plug Outlet | One Smart Strip Plug Outlet | One Standard plug strip/outlet | Commercial | New | Grocery | FPL Blend | Per End Use Consumption | 319.56 | 315.77 | 3.79 | 0.01186 | 8 | 0.00051165 | 0.00030699 | 16 | Office Equipment |  | Computers | 1
NonEquipment | Smart Strip Plug Outlet | One Smart Strip Plug Outlet |  | Commercial | Existing | Healthcare | FPL Blend | Per End Use Consumption | 9626.31 | 9512.05 | 114.26 | 0.01187 | 8 | 0.016453 | 0.017025 | 16 | Office Equipment |  | Computers | 1
NonEquipment | Smart Strip Plug Outlet | One Smart Strip Plug Outlet | One Standard plug strip/outlet | Commercial | New | Healthcare | FPL Blend | Per End Use Consumption | 9626.31 | 9512.05 | 114.26 | 0.01187 | 8 | 0.016453 | 0.017025 | 16 | Office Equipment |  | Computers | 1
NonEquipment | Smart Strip Plug Outlet | One Smart Strip Plug Outlet |  | Commercial | Existing | Hospitals | FPL Blend | Per End Use Consumption | 228137.03 | 225429.19 | 2707.84 | 0.011869 | 8 | 0.27349 | 0.2762 | 128 | Office Equipment |  | Computers | 1
NonEquipment | Smart Strip Plug Outlet | One Smart Strip Plug Outlet | One Standard plug strip/outlet | Commercial | New | Hospitals | FPL Blend | Per End Use Consumption | 228137.03 | 225429.19 | 2707.84 | 0.011869 | 8 | 0.27349 | 0.2762 | 128 | Office Equipment |  | Computers | 1
NonEquipment | Smart Strip Plug Outlet | One Smart Strip Plug Outlet |  | Commercial | Existing | Institutional | FPL Blend | Per End Use Consumption | 1120.32 | 1107.02 | 13.3 | 0.011872 | 8 | 0.0014763 | 0.001596 | 16 | Office Equipment |  | Computers | 1
NonEquipment | Smart Strip Plug Outlet | One Smart Strip Plug Outlet | One Standard plug strip/outlet | Commercial | New | Institutional | FPL Blend | Per End Use Consumption | 1120.32 | 1107.02 | 13.3 | 0.011872 | 8 | 0.0014763 | 0.001596 | 16 | Office Equipment |  | Computers | 1
NonEquipment | Smart Strip Plug Outlet | One Smart Strip Plug Outlet |  | Commercial | Existing | Lodging/Hospitality | FPL Blend | Per End Use Consumption | 9555.04 | 9441.63 | 113.41 | 0.011869 | 8 | 0.012135 | 0.014176 | 16 | Office Equipment |  | Computers | 1
NonEquipment | Smart Strip Plug Outlet | One Smart Strip Plug Outlet | One Standard plug strip/outlet | Commercial | New | Lodging/Hospitality | FPL Blend | Per End Use Consumption | 9555.04 | 9441.63 | 113.41 | 0.011869 | 8 | 0.012135 | 0.014176 | 16 | Office Equipment |  | Computers | 1
NonEquipment | Smart Strip Plug Outlet | One Smart Strip Plug Outlet |  | Commercial | Existing | Miscellaneous | FPL Blend | Per End Use Consumption | 25691.8 | 25386.86 | 304.94 | 0.011869 | 8 | 0.033848 | 0.035983 | 176 | Office Equipment |  | Computers | 1
NonEquipment | Smart Strip Plug Outlet | One Smart Strip Plug Outlet | One Standard plug strip/outlet | Commercial | New | Miscellaneous | FPL Blend | Per End Use Consumption | 25691.8 | 25386.86 | 304.94 | 0.011869 | 8 | 0.033848 | 0.035983 | 176 | Office Equipment |  | Computers | 1
NonEquipment | Smart Strip Plug Outlet | One Smart Strip Plug Outlet |  | Commercial | Existing | Offices | FPL Blend | Per End Use Consumption | 19850.88 | 19615.26 | 235.62 | 0.011869 | 8 | 0.026154 | 0.027803 | 16 | Office Equipment |  | Computers | 1
NonEquipment | Smart Strip Plug Outlet | One Smart Strip Plug Outlet | One Standard plug strip/outlet | Commercial | New | Offices | FPL Blend | Per End Use Consumption | 19850.88 | 19615.26 | 235.62 | 0.011869 | 8 | 0.026154 | 0.027803 | 16 | Office Equipment |  | Computers | 1
NonEquipment | Smart Strip Plug Outlet | One Smart Strip Plug Outlet |  | Commercial | Existing | Restaurants | FPL Blend | Per End Use Consumption | 1596.8 | 1577.85 | 18.95 | 0.011867 | 8 | 0.0025393 | 0.0009475 | 16 | Office Equipment |  | Computers | 1
NonEquipment | Smart Strip Plug Outlet | One Smart Strip Plug Outlet | One Standard plug strip/outlet | Commercial | New | Restaurants | FPL Blend | Per End Use Consumption | 1596.8 | 1577.85 | 18.95 | 0.011867 | 8 | 0.0025393 | 0.0009475 | 16 | Office Equipment |  | Computers | 1
NonEquipment | Smart Strip Plug Outlet | One Smart Strip Plug Outlet |  | Commercial | Existing | Retail | FPL Blend | Per End Use Consumption | 15167.1 | 14987.08 | 180.02 | 0.011869 | 8 | 0.025743 | 0.014222 | 16 | Office Equipment |  | Computers | 1
NonEquipment | Smart Strip Plug Outlet | One Smart Strip Plug Outlet | One Standard plug strip/outlet | Commercial | New | Retail | FPL Blend | Per End Use Consumption | 15167.1 | 14987.08 | 180.02 | 0.011869 | 8 | 0.025743 | 0.014222 | 16 | Office Equipment |  | Computers | 1
NonEquipment | Smart Strip Plug Outlet | One Smart Strip Plug Outlet |  | Commercial | Existing | Schools K-12 | FPL Blend | Per End Use Consumption | 15232.44 | 15051.64 | 180.8 | 0.011869 | 8 | 0.018622 | 0.019346 | 16 | Office Equipment |  | Computers | 1
NonEquipment | Smart Strip Plug Outlet | One Smart Strip Plug Outlet | One Standard plug strip/outlet | Commercial | New | Schools K-12 | FPL Blend | Per End Use Consumption | 15232.44 | 15051.64 | 180.8 | 0.011869 | 8 | 0.018622 | 0.019346 | 16 | Office Equipment |  | Computers | 1
NonEquipment | Smart Strip Plug Outlet | One Smart Strip Plug Outlet |  | Commercial | Existing | Warehouse | FPL Blend | Per End Use Consumption | 4158.42 | 4109.06 | 49.36 | 0.01187 | 8 | 0.0075521 | 0.005479 | 16 | Office Equipment |  | Computers | 1
NonEquipment | Smart Strip Plug Outlet | One Smart Strip Plug Outlet | One Standard plug strip/outlet | Commercial | New | Warehouse | FPL Blend | Per End Use Consumption | 4158.42 | 4109.06 | 49.36 | 0.01187 | 8 | 0.0075521 | 0.005479 | 16 | Office Equipment |  | Computers | 1
NonEquipment | Strip Curtains - Freezers | Walk-in freezer with strip curtains at least 0.06 inches thick covering the entire area of the doorway |  | Commercial | Existing | Assembly | FPL Blend | Per End Use Consumption | 19854.73 | 19287.73 | 567 | 0.028557 | 4 | 0.08505 | 0.067473 | 220.71 | Refrigeration |  | Walk-in cooler | 1
NonEquipment | Strip Curtains - Freezers | Walk-in freezer with strip curtains at least 0.06 inches thick covering the entire area of the doorway | Walk-in freezer without strip curtains | Commercial | New | Assembly | FPL Blend | Per End Use Consumption | 19854.73 | 19287.73 | 567 | 0.028557 | 4 | 0.08505 | 0.067473 | 220.71 | Refrigeration |  | Walk-in cooler | 1
NonEquipment | Strip Curtains - Freezers | Walk-in freezer with strip curtains at least 0.06 inches thick covering the entire area of the doorway |  | Commercial | Existing | College and University | FPL Blend | Per End Use Consumption | 19854.73 | 19287.73 | 567 | 0.028557 | 4 | 0.08505 | 0.067473 | 220.71 | Refrigeration |  | Walk-in cooler | 1
NonEquipment | Strip Curtains - Freezers | Walk-in freezer with strip curtains at least 0.06 inches thick covering the entire area of the doorway | Walk-in freezer without strip curtains | Commercial | New | College and University | FPL Blend | Per End Use Consumption | 19854.73 | 19287.73 | 567 | 0.028557 | 4 | 0.08505 | 0.067473 | 220.71 | Refrigeration |  | Walk-in cooler | 1
NonEquipment | Strip Curtains - Freezers | Walk-in freezer with strip curtains at least 0.06 inches thick covering the entire area of the doorway |  | Commercial | Existing | Data Center | FPL Blend | Per End Use Consumption | 19854.73 | 19287.73 | 567 | 0.028557 | 4 | 0.081081 | 0.065772 | 220.71 | Refrigeration |  | Walk-in cooler | 1
NonEquipment | Strip Curtains - Freezers | Walk-in freezer with strip curtains at least 0.06 inches thick covering the entire area of the doorway | Walk-in freezer without strip curtains | Commercial | New | Data Center | FPL Blend | Per End Use Consumption | 19854.73 | 19287.73 | 567 | 0.028557 | 4 | 0.081081 | 0.065772 | 220.71 | Refrigeration |  | Walk-in cooler | 1
NonEquipment | Strip Curtains - Freezers | Walk-in freezer with strip curtains at least 0.06 inches thick covering the entire area of the doorway |  | Commercial | Existing | Grocery | FPL Blend | Per End Use Consumption | 19854.73 | 19287.73 | 567 | 0.028557 | 4 | 0.08505 | 0.067473 | 220.71 | Refrigeration |  | Walk-in cooler | 1
NonEquipment | Strip Curtains - Freezers | Walk-in freezer with strip curtains at least 0.06 inches thick covering the entire area of the doorway | Walk-in freezer without strip curtains | Commercial | New | Grocery | FPL Blend | Per End Use Consumption | 19854.73 | 19287.73 | 567 | 0.028557 | 4 | 0.08505 | 0.067473 | 220.71 | Refrigeration |  | Walk-in cooler | 1
NonEquipment | Strip Curtains - Freezers | Walk-in freezer with strip curtains at least 0.06 inches thick covering the entire area of the doorway |  | Commercial | Existing | Healthcare | FPL Blend | Per End Use Consumption | 19854.73 | 19287.73 | 567 | 0.028557 | 4 | 0.08505 | 0.067473 | 220.71 | Refrigeration |  | Walk-in cooler | 1
NonEquipment | Strip Curtains - Freezers | Walk-in freezer with strip curtains at least 0.06 inches thick covering the entire area of the doorway | Walk-in freezer without strip curtains | Commercial | New | Healthcare | FPL Blend | Per End Use Consumption | 19854.73 | 19287.73 | 567 | 0.028557 | 4 | 0.08505 | 0.067473 | 220.71 | Refrigeration |  | Walk-in cooler | 1
NonEquipment | Strip Curtains - Freezers | Walk-in freezer with strip curtains at least 0.06 inches thick covering the entire area of the doorway |  | Commercial | Existing | Hospitals | FPL Blend | Per End Use Consumption | 19854.73 | 19287.73 | 567 | 0.028557 | 4 | 0.08505 | 0.067473 | 220.71 | Refrigeration |  | Walk-in cooler | 1
NonEquipment | Strip Curtains - Freezers | Walk-in freezer with strip curtains at least 0.06 inches thick covering the entire area of the doorway | Walk-in freezer without strip curtains | Commercial | New | Hospitals | FPL Blend | Per End Use Consumption | 19854.73 | 19287.73 | 567 | 0.028557 | 4 | 0.08505 | 0.067473 | 220.71 | Refrigeration |  | Walk-in cooler | 1
NonEquipment | Strip Curtains - Freezers | Walk-in freezer with strip curtains at least 0.06 inches thick covering the entire area of the doorway |  | Commercial | Existing | Institutional | FPL Blend | Per End Use Consumption | 19854.73 | 19287.73 | 567 | 0.028557 | 4 | 0.081081 | 0.065772 | 220.71 | Refrigeration |  | Walk-in cooler | 1
NonEquipment | Strip Curtains - Freezers | Walk-in freezer with strip curtains at least 0.06 inches thick covering the entire area of the doorway | Walk-in freezer without strip curtains | Commercial | New | Institutional | FPL Blend | Per End Use Consumption | 19854.73 | 19287.73 | 567 | 0.028557 | 4 | 0.081081 | 0.065772 | 220.71 | Refrigeration |  | Walk-in cooler | 1
NonEquipment | Strip Curtains - Freezers | Walk-in freezer with strip curtains at least 0.06 inches thick covering the entire area of the doorway |  | Commercial | Existing | Lodging/Hospitality | FPL Blend | Per End Use Consumption | 19854.73 | 19287.73 | 567 | 0.028557 | 4 | 0.08505 | 0.067473 | 220.71 | Refrigeration |  | Walk-in cooler | 1
NonEquipment | Strip Curtains - Freezers | Walk-in freezer with strip curtains at least 0.06 inches thick covering the entire area of the doorway | Walk-in freezer without strip curtains | Commercial | New | Lodging/Hospitality | FPL Blend | Per End Use Consumption | 19854.73 | 19287.73 | 567 | 0.028557 | 4 | 0.08505 | 0.067473 | 220.71 | Refrigeration |  | Walk-in cooler | 1
NonEquipment | Strip Curtains - Freezers | Walk-in freezer with strip curtains at least 0.06 inches thick covering the entire area of the doorway |  | Commercial | Existing | Miscellaneous | FPL Blend | Per End Use Consumption | 19854.73 | 19287.73 | 567 | 0.028557 | 4 | 0.081081 | 0.065772 | 220.71 | Refrigeration |  | Walk-in cooler | 1
NonEquipment | Strip Curtains - Freezers | Walk-in freezer with strip curtains at least 0.06 inches thick covering the entire area of the doorway | Walk-in freezer without strip curtains | Commercial | New | Miscellaneous | FPL Blend | Per End Use Consumption | 19854.73 | 19287.73 | 567 | 0.028557 | 4 | 0.081081 | 0.065772 | 220.71 | Refrigeration |  | Walk-in cooler | 1
NonEquipment | Strip Curtains - Freezers | Walk-in freezer with strip curtains at least 0.06 inches thick covering the entire area of the doorway |  | Commercial | Existing | Offices | FPL Blend | Per End Use Consumption | 19854.73 | 19287.73 | 567 | 0.028557 | 4 | 0.081081 | 0.065772 | 220.71 | Refrigeration |  | Walk-in cooler | 1
NonEquipment | Strip Curtains - Freezers | Walk-in freezer with strip curtains at least 0.06 inches thick covering the entire area of the doorway | Walk-in freezer without strip curtains | Commercial | New | Offices | FPL Blend | Per End Use Consumption | 19854.73 | 19287.73 | 567 | 0.028557 | 4 | 0.081081 | 0.065772 | 220.71 | Refrigeration |  | Walk-in cooler | 1
NonEquipment | Strip Curtains - Freezers | Walk-in freezer with strip curtains at least 0.06 inches thick covering the entire area of the doorway |  | Commercial | Existing | Restaurants | FPL Blend | Per End Use Consumption | 19854.73 | 19287.73 | 567 | 0.028557 | 4 | 0.079947 | 0.064071 | 220.71 | Refrigeration |  | Walk-in cooler | 1
NonEquipment | Strip Curtains - Freezers | Walk-in freezer with strip curtains at least 0.06 inches thick covering the entire area of the doorway | Walk-in freezer without strip curtains | Commercial | New | Restaurants | FPL Blend | Per End Use Consumption | 19854.73 | 19287.73 | 567 | 0.028557 | 4 | 0.079947 | 0.064071 | 220.71 | Refrigeration |  | Walk-in cooler | 1
NonEquipment | Strip Curtains - Freezers | Walk-in freezer with strip curtains at least 0.06 inches thick covering the entire area of the doorway |  | Commercial | Existing | Retail | FPL Blend | Per End Use Consumption | 19854.73 | 19287.73 | 567 | 0.028557 | 4 | 0.08505 | 0.067473 | 220.71 | Refrigeration |  | Walk-in cooler | 1
NonEquipment | Strip Curtains - Freezers | Walk-in freezer with strip curtains at least 0.06 inches thick covering the entire area of the doorway | Walk-in freezer without strip curtains | Commercial | New | Retail | FPL Blend | Per End Use Consumption | 19854.73 | 19287.73 | 567 | 0.028557 | 4 | 0.08505 | 0.067473 | 220.71 | Refrigeration |  | Walk-in cooler | 1
NonEquipment | Strip Curtains - Freezers | Walk-in freezer with strip curtains at least 0.06 inches thick covering the entire area of the doorway |  | Commercial | Existing | Schools K-12 | FPL Blend | Per End Use Consumption | 19854.73 | 19287.73 | 567 | 0.028557 | 4 | 0.081081 | 0.065772 | 220.71 | Refrigeration |  | Walk-in cooler | 1
NonEquipment | Strip Curtains - Freezers | Walk-in freezer with strip curtains at least 0.06 inches thick covering the entire area of the doorway | Walk-in freezer without strip curtains | Commercial | New | Schools K-12 | FPL Blend | Per End Use Consumption | 19854.73 | 19287.73 | 567 | 0.028557 | 4 | 0.081081 | 0.065772 | 220.71 | Refrigeration |  | Walk-in cooler | 1
NonEquipment | Strip Curtains - Freezers | Walk-in freezer with strip curtains at least 0.06 inches thick covering the entire area of the doorway |  | Commercial | Existing | Warehouse | FPL Blend | Per End Use Consumption | 19854.73 | 19287.73 | 567 | 0.028557 | 4 | 0.081081 | 0.065772 | 220.71 | Refrigeration |  | Walk-in cooler | 1
NonEquipment | Strip Curtains - Freezers | Walk-in freezer with strip curtains at least 0.06 inches thick covering the entire area of the doorway | Walk-in freezer without strip curtains | Commercial | New | Warehouse | FPL Blend | Per End Use Consumption | 19854.73 | 19287.73 | 567 | 0.028557 | 4 | 0.081081 | 0.065772 | 220.71 | Refrigeration |  | Walk-in cooler | 1
NonEquipment | Strip Curtains - Refrigerators | Walk-in cooler with strip curtains at least 0.06 inches thick covering the entire area of the doorway |  | Commercial | Existing | Assembly | FPL Blend | Per End Use Consumption | 9041.07 | 8621.07 | 420 | 0.046455 | 4 | 0.063 | 0.04998 | 220.71 | Refrigeration |  | Walk-in cooler | 1
NonEquipment | Strip Curtains - Refrigerators | Walk-in cooler with strip curtains at least 0.06 inches thick covering the entire area of the doorway | Walk-in cooler without strip curtains | Commercial | New | Assembly | FPL Blend | Per End Use Consumption | 9041.07 | 8621.07 | 420 | 0.046455 | 4 | 0.063 | 0.04998 | 220.71 | Refrigeration |  | Walk-in cooler | 1
NonEquipment | Strip Curtains - Refrigerators | Walk-in cooler with strip curtains at least 0.06 inches thick covering the entire area of the doorway |  | Commercial | Existing | College and University | FPL Blend | Per End Use Consumption | 9041.07 | 8621.07 | 420 | 0.046455 | 4 | 0.063 | 0.04998 | 220.71 | Refrigeration |  | Walk-in cooler | 1
NonEquipment | Strip Curtains - Refrigerators | Walk-in cooler with strip curtains at least 0.06 inches thick covering the entire area of the doorway | Walk-in cooler without strip curtains | Commercial | New | College and University | FPL Blend | Per End Use Consumption | 9041.07 | 8621.07 | 420 | 0.046455 | 4 | 0.063 | 0.04998 | 220.71 | Refrigeration |  | Walk-in cooler | 1
NonEquipment | Strip Curtains - Refrigerators | Walk-in cooler with strip curtains at least 0.06 inches thick covering the entire area of the doorway |  | Commercial | Existing | Data Center | FPL Blend | Per End Use Consumption | 9041.07 | 8621.07 | 420 | 0.046455 | 4 | 0.06006 | 0.04872 | 220.71 | Refrigeration |  | Walk-in cooler | 1
NonEquipment | Strip Curtains - Refrigerators | Walk-in cooler with strip curtains at least 0.06 inches thick covering the entire area of the doorway | Walk-in cooler without strip curtains | Commercial | New | Data Center | FPL Blend | Per End Use Consumption | 9041.07 | 8621.07 | 420 | 0.046455 | 4 | 0.06006 | 0.04872 | 220.71 | Refrigeration |  | Walk-in cooler | 1
NonEquipment | Strip Curtains - Refrigerators | Walk-in cooler with strip curtains at least 0.06 inches thick covering the entire area of the doorway |  | Commercial | Existing | Grocery | FPL Blend | Per End Use Consumption | 9041.07 | 8621.07 | 420 | 0.046455 | 4 | 0.063 | 0.04998 | 220.71 | Refrigeration |  | Walk-in cooler | 1
NonEquipment | Strip Curtains - Refrigerators | Walk-in cooler with strip curtains at least 0.06 inches thick covering the entire area of the doorway | Walk-in cooler without strip curtains | Commercial | New | Grocery | FPL Blend | Per End Use Consumption | 9041.07 | 8621.07 | 420 | 0.046455 | 4 | 0.063 | 0.04998 | 220.71 | Refrigeration |  | Walk-in cooler | 1
NonEquipment | Strip Curtains - Refrigerators | Walk-in cooler with strip curtains at least 0.06 inches thick covering the entire area of the doorway |  | Commercial | Existing | Healthcare | FPL Blend | Per End Use Consumption | 9041.07 | 8621.07 | 420 | 0.046455 | 4 | 0.063 | 0.04998 | 220.71 | Refrigeration |  | Walk-in cooler | 1
NonEquipment | Strip Curtains - Refrigerators | Walk-in cooler with strip curtains at least 0.06 inches thick covering the entire area of the doorway | Walk-in cooler without strip curtains | Commercial | New | Healthcare | FPL Blend | Per End Use Consumption | 9041.07 | 8621.07 | 420 | 0.046455 | 4 | 0.063 | 0.04998 | 220.71 | Refrigeration |  | Walk-in cooler | 1
NonEquipment | Strip Curtains - Refrigerators | Walk-in cooler with strip curtains at least 0.06 inches thick covering the entire area of the doorway |  | Commercial | Existing | Hospitals | FPL Blend | Per End Use Consumption | 9041.07 | 8621.07 | 420 | 0.046455 | 4 | 0.063 | 0.04998 | 220.71 | Refrigeration |  | Walk-in cooler | 1
NonEquipment | Strip Curtains - Refrigerators | Walk-in cooler with strip curtains at least 0.06 inches thick covering the entire area of the doorway | Walk-in cooler without strip curtains | Commercial | New | Hospitals | FPL Blend | Per End Use Consumption | 9041.07 | 8621.07 | 420 | 0.046455 | 4 | 0.063 | 0.04998 | 220.71 | Refrigeration |  | Walk-in cooler | 1
NonEquipment | Strip Curtains - Refrigerators | Walk-in cooler with strip curtains at least 0.06 inches thick covering the entire area of the doorway |  | Commercial | Existing | Institutional | FPL Blend | Per End Use Consumption | 9041.07 | 8621.07 | 420 | 0.046455 | 4 | 0.06006 | 0.04872 | 220.71 | Refrigeration |  | Walk-in cooler | 1
NonEquipment | Strip Curtains - Refrigerators | Walk-in cooler with strip curtains at least 0.06 inches thick covering the entire area of the doorway | Walk-in cooler without strip curtains | Commercial | New | Institutional | FPL Blend | Per End Use Consumption | 9041.07 | 8621.07 | 420 | 0.046455 | 4 | 0.06006 | 0.04872 | 220.71 | Refrigeration |  | Walk-in cooler | 1
NonEquipment | Strip Curtains - Refrigerators | Walk-in cooler with strip curtains at least 0.06 inches thick covering the entire area of the doorway |  | Commercial | Existing | Lodging/Hospitality | FPL Blend | Per End Use Consumption | 9041.07 | 8621.07 | 420 | 0.046455 | 4 | 0.063 | 0.04998 | 220.71 | Refrigeration |  | Walk-in cooler | 1
NonEquipment | Strip Curtains - Refrigerators | Walk-in cooler with strip curtains at least 0.06 inches thick covering the entire area of the doorway | Walk-in cooler without strip curtains | Commercial | New | Lodging/Hospitality | FPL Blend | Per End Use Consumption | 9041.07 | 8621.07 | 420 | 0.046455 | 4 | 0.063 | 0.04998 | 220.71 | Refrigeration |  | Walk-in cooler | 1
NonEquipment | Strip Curtains - Refrigerators | Walk-in cooler with strip curtains at least 0.06 inches thick covering the entire area of the doorway |  | Commercial | Existing | Miscellaneous | FPL Blend | Per End Use Consumption | 9041.07 | 8621.07 | 420 | 0.046455 | 4 | 0.06006 | 0.04872 | 220.71 | Refrigeration |  | Walk-in cooler | 1
NonEquipment | Strip Curtains - Refrigerators | Walk-in cooler with strip curtains at least 0.06 inches thick covering the entire area of the doorway | Walk-in cooler without strip curtains | Commercial | New | Miscellaneous | FPL Blend | Per End Use Consumption | 9041.07 | 8621.07 | 420 | 0.046455 | 4 | 0.06006 | 0.04872 | 220.71 | Refrigeration |  | Walk-in cooler | 1
NonEquipment | Strip Curtains - Refrigerators | Walk-in cooler with strip curtains at least 0.06 inches thick covering the entire area of the doorway |  | Commercial | Existing | Offices | FPL Blend | Per End Use Consumption | 9041.07 | 8621.07 | 420 | 0.046455 | 4 | 0.06006 | 0.04872 | 220.71 | Refrigeration |  | Walk-in cooler | 1
NonEquipment | Strip Curtains - Refrigerators | Walk-in cooler with strip curtains at least 0.06 inches thick covering the entire area of the doorway | Walk-in cooler without strip curtains | Commercial | New | Offices | FPL Blend | Per End Use Consumption | 9041.07 | 8621.07 | 420 | 0.046455 | 4 | 0.06006 | 0.04872 | 220.71 | Refrigeration |  | Walk-in cooler | 1
NonEquipment | Strip Curtains - Refrigerators | Walk-in cooler with strip curtains at least 0.06 inches thick covering the entire area of the doorway |  | Commercial | Existing | Restaurants | FPL Blend | Per End Use Consumption | 9041.07 | 8621.07 | 420 | 0.046455 | 4 | 0.05922 | 0.04746 | 220.71 | Refrigeration |  | Walk-in cooler | 1
NonEquipment | Strip Curtains - Refrigerators | Walk-in cooler with strip curtains at least 0.06 inches thick covering the entire area of the doorway | Walk-in cooler without strip curtains | Commercial | New | Restaurants | FPL Blend | Per End Use Consumption | 9041.07 | 8621.07 | 420 | 0.046455 | 4 | 0.05922 | 0.04746 | 220.71 | Refrigeration |  | Walk-in cooler | 1
NonEquipment | Strip Curtains - Refrigerators | Walk-in cooler with strip curtains at least 0.06 inches thick covering the entire area of the doorway |  | Commercial | Existing | Retail | FPL Blend | Per End Use Consumption | 9041.07 | 8621.07 | 420 | 0.046455 | 4 | 0.063 | 0.04998 | 220.71 | Refrigeration |  | Walk-in cooler | 1
NonEquipment | Strip Curtains - Refrigerators | Walk-in cooler with strip curtains at least 0.06 inches thick covering the entire area of the doorway | Walk-in cooler without strip curtains | Commercial | New | Retail | FPL Blend | Per End Use Consumption | 9041.07 | 8621.07 | 420 | 0.046455 | 4 | 0.063 | 0.04998 | 220.71 | Refrigeration |  | Walk-in cooler | 1
NonEquipment | Strip Curtains - Refrigerators | Walk-in cooler with strip curtains at least 0.06 inches thick covering the entire area of the doorway |  | Commercial | Existing | Schools K-12 | FPL Blend | Per End Use Consumption | 9041.07 | 8621.07 | 420 | 0.046455 | 4 | 0.06006 | 0.04872 | 220.71 | Refrigeration |  | Walk-in cooler | 1
NonEquipment | Strip Curtains - Refrigerators | Walk-in cooler with strip curtains at least 0.06 inches thick covering the entire area of the doorway | Walk-in cooler without strip curtains | Commercial | New | Schools K-12 | FPL Blend | Per End Use Consumption | 9041.07 | 8621.07 | 420 | 0.046455 | 4 | 0.06006 | 0.04872 | 220.71 | Refrigeration |  | Walk-in cooler | 1
NonEquipment | Strip Curtains - Refrigerators | Walk-in cooler with strip curtains at least 0.06 inches thick covering the entire area of the doorway |  | Commercial | Existing | Warehouse | FPL Blend | Per End Use Consumption | 9041.07 | 8621.07 | 420 | 0.046455 | 4 | 0.06006 | 0.04872 | 220.71 | Refrigeration |  | Walk-in cooler | 1
NonEquipment | Strip Curtains - Refrigerators | Walk-in cooler with strip curtains at least 0.06 inches thick covering the entire area of the doorway | Walk-in cooler without strip curtains | Commercial | New | Warehouse | FPL Blend | Per End Use Consumption | 9041.07 | 8621.07 | 420 | 0.046455 | 4 | 0.06006 | 0.04872 | 220.71 | Refrigeration |  | Walk-in cooler | 1
NonEquipment | Suction Pipe Insulation - Freezers | Suction Pipe Insulation - Freezers |  | Commercial | Existing | Assembly | FPL Blend | Per End Use Consumption | 19854.73 | 18999.73 | 855 | 0.043063 | 15 | 0.12825 | 0.10175 | 44.2 | Refrigeration |  | Display cases | 1
NonEquipment | Suction Pipe Insulation - Freezers | Suction Pipe Insulation - Freezers | Uninsulated freezer suction lines | Commercial | New | Assembly | FPL Blend | Per End Use Consumption | 19854.73 | 18999.73 | 855 | 0.043063 | 15 | 0.12825 | 0.10175 | 44.2 | Refrigeration |  | Display cases | 1
NonEquipment | Suction Pipe Insulation - Freezers | Suction Pipe Insulation - Freezers |  | Commercial | Existing | College and University | FPL Blend | Per End Use Consumption | 19854.73 | 18999.73 | 855 | 0.043063 | 15 | 0.12825 | 0.10175 | 44.2 | Refrigeration |  | Display cases | 1
NonEquipment | Suction Pipe Insulation - Freezers | Suction Pipe Insulation - Freezers | Uninsulated freezer suction lines | Commercial | New | College and University | FPL Blend | Per End Use Consumption | 19854.73 | 18999.73 | 855 | 0.043063 | 15 | 0.12825 | 0.10175 | 44.2 | Refrigeration |  | Display cases | 1
NonEquipment | Suction Pipe Insulation - Freezers | Suction Pipe Insulation - Freezers |  | Commercial | Existing | Data Center | FPL Blend | Per End Use Consumption | 19854.73 | 18999.73 | 855 | 0.043063 | 15 | 0.12226 | 0.09918 | 44.2 | Refrigeration |  | Display cases | 1
NonEquipment | Suction Pipe Insulation - Freezers | Suction Pipe Insulation - Freezers | Uninsulated freezer suction lines | Commercial | New | Data Center | FPL Blend | Per End Use Consumption | 19854.73 | 18999.73 | 855 | 0.043063 | 15 | 0.12226 | 0.09918 | 44.2 | Refrigeration |  | Display cases | 1
NonEquipment | Suction Pipe Insulation - Freezers | Suction Pipe Insulation - Freezers |  | Commercial | Existing | Grocery | FPL Blend | Per End Use Consumption | 19854.73 | 18999.73 | 855 | 0.043063 | 15 | 0.12825 | 0.10175 | 44.2 | Refrigeration |  | Display cases | 1
NonEquipment | Suction Pipe Insulation - Freezers | Suction Pipe Insulation - Freezers | Uninsulated freezer suction lines | Commercial | New | Grocery | FPL Blend | Per End Use Consumption | 19854.73 | 18999.73 | 855 | 0.043063 | 15 | 0.12825 | 0.10175 | 44.2 | Refrigeration |  | Display cases | 1
NonEquipment | Suction Pipe Insulation - Freezers | Suction Pipe Insulation - Freezers |  | Commercial | Existing | Healthcare | FPL Blend | Per End Use Consumption | 19854.73 | 18999.73 | 855 | 0.043063 | 15 | 0.12825 | 0.10175 | 44.2 | Refrigeration |  | Display cases | 1
NonEquipment | Suction Pipe Insulation - Freezers | Suction Pipe Insulation - Freezers | Uninsulated freezer suction lines | Commercial | New | Healthcare | FPL Blend | Per End Use Consumption | 19854.73 | 18999.73 | 855 | 0.043063 | 15 | 0.12825 | 0.10175 | 44.2 | Refrigeration |  | Display cases | 1
NonEquipment | Suction Pipe Insulation - Freezers | Suction Pipe Insulation - Freezers |  | Commercial | Existing | Hospitals | FPL Blend | Per End Use Consumption | 19854.73 | 18999.73 | 855 | 0.043063 | 15 | 0.12825 | 0.10175 | 44.2 | Refrigeration |  | Display cases | 1
NonEquipment | Suction Pipe Insulation - Freezers | Suction Pipe Insulation - Freezers | Uninsulated freezer suction lines | Commercial | New | Hospitals | FPL Blend | Per End Use Consumption | 19854.73 | 18999.73 | 855 | 0.043063 | 15 | 0.12825 | 0.10175 | 44.2 | Refrigeration |  | Display cases | 1
NonEquipment | Suction Pipe Insulation - Freezers | Suction Pipe Insulation - Freezers |  | Commercial | Existing | Institutional | FPL Blend | Per End Use Consumption | 19854.73 | 18999.73 | 855 | 0.043063 | 15 | 0.12226 | 0.09918 | 44.2 | Refrigeration |  | Display cases | 1
NonEquipment | Suction Pipe Insulation - Freezers | Suction Pipe Insulation - Freezers | Uninsulated freezer suction lines | Commercial | New | Institutional | FPL Blend | Per End Use Consumption | 19854.73 | 18999.73 | 855 | 0.043063 | 15 | 0.12226 | 0.09918 | 44.2 | Refrigeration |  | Display cases | 1
NonEquipment | Suction Pipe Insulation - Freezers | Suction Pipe Insulation - Freezers |  | Commercial | Existing | Lodging/Hospitality | FPL Blend | Per End Use Consumption | 19854.73 | 18999.73 | 855 | 0.043063 | 15 | 0.12825 | 0.10175 | 44.2 | Refrigeration |  | Display cases | 1
NonEquipment | Suction Pipe Insulation - Freezers | Suction Pipe Insulation - Freezers | Uninsulated freezer suction lines | Commercial | New | Lodging/Hospitality | FPL Blend | Per End Use Consumption | 19854.73 | 18999.73 | 855 | 0.043063 | 15 | 0.12825 | 0.10175 | 44.2 | Refrigeration |  | Display cases | 1
NonEquipment | Suction Pipe Insulation - Freezers | Suction Pipe Insulation - Freezers |  | Commercial | Existing | Miscellaneous | FPL Blend | Per End Use Consumption | 19854.73 | 18999.73 | 855 | 0.043063 | 15 | 0.12226 | 0.09918 | 44.2 | Refrigeration |  | Display cases | 1
NonEquipment | Suction Pipe Insulation - Freezers | Suction Pipe Insulation - Freezers | Uninsulated freezer suction lines | Commercial | New | Miscellaneous | FPL Blend | Per End Use Consumption | 19854.73 | 18999.73 | 855 | 0.043063 | 15 | 0.12226 | 0.09918 | 44.2 | Refrigeration |  | Display cases | 1
NonEquipment | Suction Pipe Insulation - Freezers | Suction Pipe Insulation - Freezers |  | Commercial | Existing | Offices | FPL Blend | Per End Use Consumption | 19854.73 | 18999.73 | 855 | 0.043063 | 15 | 0.12226 | 0.09918 | 44.2 | Refrigeration |  | Display cases | 1
NonEquipment | Suction Pipe Insulation - Freezers | Suction Pipe Insulation - Freezers | Uninsulated freezer suction lines | Commercial | New | Offices | FPL Blend | Per End Use Consumption | 19854.73 | 18999.73 | 855 | 0.043063 | 15 | 0.12226 | 0.09918 | 44.2 | Refrigeration |  | Display cases | 1
NonEquipment | Suction Pipe Insulation - Freezers | Suction Pipe Insulation - Freezers |  | Commercial | Existing | Restaurants | FPL Blend | Per End Use Consumption | 19854.73 | 18999.73 | 855 | 0.043063 | 15 | 0.12055 | 0.096615 | 44.2 | Refrigeration |  | Display cases | 1
NonEquipment | Suction Pipe Insulation - Freezers | Suction Pipe Insulation - Freezers | Uninsulated freezer suction lines | Commercial | New | Restaurants | FPL Blend | Per End Use Consumption | 19854.73 | 18999.73 | 855 | 0.043063 | 15 | 0.12055 | 0.096615 | 44.2 | Refrigeration |  | Display cases | 1
NonEquipment | Suction Pipe Insulation - Freezers | Suction Pipe Insulation - Freezers |  | Commercial | Existing | Retail | FPL Blend | Per End Use Consumption | 19854.73 | 18999.73 | 855 | 0.043063 | 15 | 0.12825 | 0.10175 | 44.2 | Refrigeration |  | Display cases | 1
NonEquipment | Suction Pipe Insulation - Freezers | Suction Pipe Insulation - Freezers | Uninsulated freezer suction lines | Commercial | New | Retail | FPL Blend | Per End Use Consumption | 19854.73 | 18999.73 | 855 | 0.043063 | 15 | 0.12825 | 0.10175 | 44.2 | Refrigeration |  | Display cases | 1
NonEquipment | Suction Pipe Insulation - Freezers | Suction Pipe Insulation - Freezers |  | Commercial | Existing | Schools K-12 | FPL Blend | Per End Use Consumption | 19854.73 | 18999.73 | 855 | 0.043063 | 15 | 0.12226 | 0.09918 | 44.2 | Refrigeration |  | Display cases | 1
NonEquipment | Suction Pipe Insulation - Freezers | Suction Pipe Insulation - Freezers | Uninsulated freezer suction lines | Commercial | New | Schools K-12 | FPL Blend | Per End Use Consumption | 19854.73 | 18999.73 | 855 | 0.043063 | 15 | 0.12226 | 0.09918 | 44.2 | Refrigeration |  | Display cases | 1
NonEquipment | Suction Pipe Insulation - Freezers | Suction Pipe Insulation - Freezers |  | Commercial | Existing | Warehouse | FPL Blend | Per End Use Consumption | 19854.73 | 18999.73 | 855 | 0.043063 | 15 | 0.12226 | 0.09918 | 44.2 | Refrigeration |  | Display cases | 1
NonEquipment | Suction Pipe Insulation - Freezers | Suction Pipe Insulation - Freezers | Uninsulated freezer suction lines | Commercial | New | Warehouse | FPL Blend | Per End Use Consumption | 19854.73 | 18999.73 | 855 | 0.043063 | 15 | 0.12226 | 0.09918 | 44.2 | Refrigeration |  | Display cases | 1
NonEquipment | Suction Pipe Insulation - Refrigerators | Suction Pipe Insulation - Refrigerators |  | Commercial | Existing | Assembly | FPL Blend | Per End Use Consumption | 9041.07 | 8793.07 | 248 | 0.02743 | 15 | 0.0372 | 0.029512 | 44.2 | Refrigeration |  | Display cases | 1
NonEquipment | Suction Pipe Insulation - Refrigerators | Suction Pipe Insulation - Refrigerators | Uninsulated refrigeration suction lines | Commercial | New | Assembly | FPL Blend | Per End Use Consumption | 9041.07 | 8793.07 | 248 | 0.02743 | 15 | 0.0372 | 0.029512 | 44.2 | Refrigeration |  | Display cases | 1
NonEquipment | Suction Pipe Insulation - Refrigerators | Suction Pipe Insulation - Refrigerators |  | Commercial | Existing | College and University | FPL Blend | Per End Use Consumption | 9041.07 | 8793.07 | 248 | 0.02743 | 15 | 0.0372 | 0.029512 | 44.2 | Refrigeration |  | Display cases | 1
NonEquipment | Suction Pipe Insulation - Refrigerators | Suction Pipe Insulation - Refrigerators | Uninsulated refrigeration suction lines | Commercial | New | College and University | FPL Blend | Per End Use Consumption | 9041.07 | 8793.07 | 248 | 0.02743 | 15 | 0.0372 | 0.029512 | 44.2 | Refrigeration |  | Display cases | 1
NonEquipment | Suction Pipe Insulation - Refrigerators | Suction Pipe Insulation - Refrigerators |  | Commercial | Existing | Data Center | FPL Blend | Per End Use Consumption | 9041.07 | 8793.07 | 248 | 0.02743 | 15 | 0.035464 | 0.028768 | 44.2 | Refrigeration |  | Display cases | 1
NonEquipment | Suction Pipe Insulation - Refrigerators | Suction Pipe Insulation - Refrigerators | Uninsulated refrigeration suction lines | Commercial | New | Data Center | FPL Blend | Per End Use Consumption | 9041.07 | 8793.07 | 248 | 0.02743 | 15 | 0.035464 | 0.028768 | 44.2 | Refrigeration |  | Display cases | 1
NonEquipment | Suction Pipe Insulation - Refrigerators | Suction Pipe Insulation - Refrigerators |  | Commercial | Existing | Grocery | FPL Blend | Per End Use Consumption | 9041.07 | 8793.07 | 248 | 0.02743 | 15 | 0.0372 | 0.029512 | 44.2 | Refrigeration |  | Display cases | 1
NonEquipment | Suction Pipe Insulation - Refrigerators | Suction Pipe Insulation - Refrigerators | Uninsulated refrigeration suction lines | Commercial | New | Grocery | FPL Blend | Per End Use Consumption | 9041.07 | 8793.07 | 248 | 0.02743 | 15 | 0.0372 | 0.029512 | 44.2 | Refrigeration |  | Display cases | 1
NonEquipment | Suction Pipe Insulation - Refrigerators | Suction Pipe Insulation - Refrigerators |  | Commercial | Existing | Healthcare | FPL Blend | Per End Use Consumption | 9041.07 | 8793.07 | 248 | 0.02743 | 15 | 0.0372 | 0.029512 | 44.2 | Refrigeration |  | Display cases | 1
NonEquipment | Suction Pipe Insulation - Refrigerators | Suction Pipe Insulation - Refrigerators | Uninsulated refrigeration suction lines | Commercial | New | Healthcare | FPL Blend | Per End Use Consumption | 9041.07 | 8793.07 | 248 | 0.02743 | 15 | 0.0372 | 0.029512 | 44.2 | Refrigeration |  | Display cases | 1
NonEquipment | Suction Pipe Insulation - Refrigerators | Suction Pipe Insulation - Refrigerators |  | Commercial | Existing | Hospitals | FPL Blend | Per End Use Consumption | 9041.07 | 8793.07 | 248 | 0.02743 | 15 | 0.0372 | 0.029512 | 44.2 | Refrigeration |  | Display cases | 1
NonEquipment | Suction Pipe Insulation - Refrigerators | Suction Pipe Insulation - Refrigerators | Uninsulated refrigeration suction lines | Commercial | New | Hospitals | FPL Blend | Per End Use Consumption | 9041.07 | 8793.07 | 248 | 0.02743 | 15 | 0.0372 | 0.029512 | 44.2 | Refrigeration |  | Display cases | 1
NonEquipment | Suction Pipe Insulation - Refrigerators | Suction Pipe Insulation - Refrigerators |  | Commercial | Existing | Institutional | FPL Blend | Per End Use Consumption | 9041.07 | 8793.07 | 248 | 0.02743 | 15 | 0.035464 | 0.028768 | 44.2 | Refrigeration |  | Display cases | 1
NonEquipment | Suction Pipe Insulation - Refrigerators | Suction Pipe Insulation - Refrigerators | Uninsulated refrigeration suction lines | Commercial | New | Institutional | FPL Blend | Per End Use Consumption | 9041.07 | 8793.07 | 248 | 0.02743 | 15 | 0.035464 | 0.028768 | 44.2 | Refrigeration |  | Display cases | 1
NonEquipment | Suction Pipe Insulation - Refrigerators | Suction Pipe Insulation - Refrigerators |  | Commercial | Existing | Lodging/Hospitality | FPL Blend | Per End Use Consumption | 9041.07 | 8793.07 | 248 | 0.02743 | 15 | 0.0372 | 0.029512 | 44.2 | Refrigeration |  | Display cases | 1
NonEquipment | Suction Pipe Insulation - Refrigerators | Suction Pipe Insulation - Refrigerators | Uninsulated refrigeration suction lines | Commercial | New | Lodging/Hospitality | FPL Blend | Per End Use Consumption | 9041.07 | 8793.07 | 248 | 0.02743 | 15 | 0.0372 | 0.029512 | 44.2 | Refrigeration |  | Display cases | 1
NonEquipment | Suction Pipe Insulation - Refrigerators | Suction Pipe Insulation - Refrigerators |  | Commercial | Existing | Miscellaneous | FPL Blend | Per End Use Consumption | 9041.07 | 8793.07 | 248 | 0.02743 | 15 | 0.035464 | 0.028768 | 44.2 | Refrigeration |  | Display cases | 1
NonEquipment | Suction Pipe Insulation - Refrigerators | Suction Pipe Insulation - Refrigerators | Uninsulated refrigeration suction lines | Commercial | New | Miscellaneous | FPL Blend | Per End Use Consumption | 9041.07 | 8793.07 | 248 | 0.02743 | 15 | 0.035464 | 0.028768 | 44.2 | Refrigeration |  | Display cases | 1
NonEquipment | Suction Pipe Insulation - Refrigerators | Suction Pipe Insulation - Refrigerators |  | Commercial | Existing | Offices | FPL Blend | Per End Use Consumption | 9041.07 | 8793.07 | 248 | 0.02743 | 15 | 0.035464 | 0.028768 | 44.2 | Refrigeration |  | Display cases | 1
NonEquipment | Suction Pipe Insulation - Refrigerators | Suction Pipe Insulation - Refrigerators | Uninsulated refrigeration suction lines | Commercial | New | Offices | FPL Blend | Per End Use Consumption | 9041.07 | 8793.07 | 248 | 0.02743 | 15 | 0.035464 | 0.028768 | 44.2 | Refrigeration |  | Display cases | 1
NonEquipment | Suction Pipe Insulation - Refrigerators | Suction Pipe Insulation - Refrigerators |  | Commercial | Existing | Restaurants | FPL Blend | Per End Use Consumption | 9041.07 | 8793.07 | 248 | 0.02743 | 15 | 0.034968 | 0.028024 | 44.2 | Refrigeration |  | Display cases | 1
NonEquipment | Suction Pipe Insulation - Refrigerators | Suction Pipe Insulation - Refrigerators | Uninsulated refrigeration suction lines | Commercial | New | Restaurants | FPL Blend | Per End Use Consumption | 9041.07 | 8793.07 | 248 | 0.02743 | 15 | 0.034968 | 0.028024 | 44.2 | Refrigeration |  | Display cases | 1
NonEquipment | Suction Pipe Insulation - Refrigerators | Suction Pipe Insulation - Refrigerators |  | Commercial | Existing | Retail | FPL Blend | Per End Use Consumption | 9041.07 | 8793.07 | 248 | 0.02743 | 15 | 0.0372 | 0.029512 | 44.2 | Refrigeration |  | Display cases | 1
NonEquipment | Suction Pipe Insulation - Refrigerators | Suction Pipe Insulation - Refrigerators | Uninsulated refrigeration suction lines | Commercial | New | Retail | FPL Blend | Per End Use Consumption | 9041.07 | 8793.07 | 248 | 0.02743 | 15 | 0.0372 | 0.029512 | 44.2 | Refrigeration |  | Display cases | 1
NonEquipment | Suction Pipe Insulation - Refrigerators | Suction Pipe Insulation - Refrigerators |  | Commercial | Existing | Schools K-12 | FPL Blend | Per End Use Consumption | 9041.07 | 8793.07 | 248 | 0.02743 | 15 | 0.035464 | 0.028768 | 44.2 | Refrigeration |  | Display cases | 1
NonEquipment | Suction Pipe Insulation - Refrigerators | Suction Pipe Insulation - Refrigerators | Uninsulated refrigeration suction lines | Commercial | New | Schools K-12 | FPL Blend | Per End Use Consumption | 9041.07 | 8793.07 | 248 | 0.02743 | 15 | 0.035464 | 0.028768 | 44.2 | Refrigeration |  | Display cases | 1
NonEquipment | Suction Pipe Insulation - Refrigerators | Suction Pipe Insulation - Refrigerators |  | Commercial | Existing | Warehouse | FPL Blend | Per End Use Consumption | 9041.07 | 8793.07 | 248 | 0.02743 | 15 | 0.035464 | 0.028768 | 44.2 | Refrigeration |  | Display cases | 1
NonEquipment | Suction Pipe Insulation - Refrigerators | Suction Pipe Insulation - Refrigerators | Uninsulated refrigeration suction lines | Commercial | New | Warehouse | FPL Blend | Per End Use Consumption | 9041.07 | 8793.07 | 248 | 0.02743 | 15 | 0.035464 | 0.028768 | 44.2 | Refrigeration |  | Display cases | 1
NonEquipment | Night Covers for Display Cases | One Open Vertical Case with Night Covers |  | Commercial | Existing | Assembly | FPL Blend | Per End Use Consumption | 5504.2 | 5394.12 | 110.08 | 0.019999 | 5 | 0.016512 | 0.0131 | 731 | Refrigeration |  | Display cases | 1
NonEquipment | Night Covers for Display Cases | One Open Vertical Case with Night Covers | One Existing Open Vertical Case, No Night Covers | Commercial | New | Assembly | FPL Blend | Per End Use Consumption | 5504.2 | 5394.12 | 110.08 | 0.019999 | 5 | 0.016512 | 0.0131 | 731 | Refrigeration |  | Display cases | 1
NonEquipment | Night Covers for Display Cases | One Open Vertical Case with Night Covers |  | Commercial | Existing | College and University | FPL Blend | Per End Use Consumption | 5504.2 | 5394.12 | 110.08 | 0.019999 | 5 | 0.016512 | 0.0131 | 731 | Refrigeration |  | Display cases | 1
NonEquipment | Night Covers for Display Cases | One Open Vertical Case with Night Covers | One Existing Open Vertical Case, No Night Covers | Commercial | New | College and University | FPL Blend | Per End Use Consumption | 5504.2 | 5394.12 | 110.08 | 0.019999 | 5 | 0.016512 | 0.0131 | 731 | Refrigeration |  | Display cases | 1
NonEquipment | Night Covers for Display Cases | One Open Vertical Case with Night Covers |  | Commercial | Existing | Data Center | FPL Blend | Per End Use Consumption | 5504.2 | 5394.12 | 110.08 | 0.019999 | 5 | 0.015741 | 0.012769 | 731 | Refrigeration |  | Display cases | 1
NonEquipment | Night Covers for Display Cases | One Open Vertical Case with Night Covers | One Existing Open Vertical Case, No Night Covers | Commercial | New | Data Center | FPL Blend | Per End Use Consumption | 5504.2 | 5394.12 | 110.08 | 0.019999 | 5 | 0.015741 | 0.012769 | 731 | Refrigeration |  | Display cases | 1
NonEquipment | Night Covers for Display Cases | One Open Vertical Case with Night Covers |  | Commercial | Existing | Grocery | FPL Blend | Per End Use Consumption | 5504.2 | 5394.12 | 110.08 | 0.019999 | 5 | 0.016512 | 0.0131 | 731 | Refrigeration |  | Display cases | 1
NonEquipment | Night Covers for Display Cases | One Open Vertical Case with Night Covers | One Existing Open Vertical Case, No Night Covers | Commercial | New | Grocery | FPL Blend | Per End Use Consumption | 5504.2 | 5394.12 | 110.08 | 0.019999 | 5 | 0.016512 | 0.0131 | 731 | Refrigeration |  | Display cases | 1
NonEquipment | Night Covers for Display Cases | One Open Vertical Case with Night Covers |  | Commercial | Existing | Healthcare | FPL Blend | Per End Use Consumption | 5504.2 | 5394.12 | 110.08 | 0.019999 | 5 | 0.016512 | 0.0131 | 731 | Refrigeration |  | Display cases | 1
NonEquipment | Night Covers for Display Cases | One Open Vertical Case with Night Covers | One Existing Open Vertical Case, No Night Covers | Commercial | New | Healthcare | FPL Blend | Per End Use Consumption | 5504.2 | 5394.12 | 110.08 | 0.019999 | 5 | 0.016512 | 0.0131 | 731 | Refrigeration |  | Display cases | 1
NonEquipment | Night Covers for Display Cases | One Open Vertical Case with Night Covers |  | Commercial | Existing | Hospitals | FPL Blend | Per End Use Consumption | 5504.2 | 5394.12 | 110.08 | 0.019999 | 5 | 0.016512 | 0.0131 | 731 | Refrigeration |  | Display cases | 1
NonEquipment | Night Covers for Display Cases | One Open Vertical Case with Night Covers | One Existing Open Vertical Case, No Night Covers | Commercial | New | Hospitals | FPL Blend | Per End Use Consumption | 5504.2 | 5394.12 | 110.08 | 0.019999 | 5 | 0.016512 | 0.0131 | 731 | Refrigeration |  | Display cases | 1
NonEquipment | Night Covers for Display Cases | One Open Vertical Case with Night Covers |  | Commercial | Existing | Institutional | FPL Blend | Per End Use Consumption | 5504.2 | 5394.12 | 110.08 | 0.019999 | 5 | 0.015741 | 0.012769 | 731 | Refrigeration |  | Display cases | 1
NonEquipment | Night Covers for Display Cases | One Open Vertical Case with Night Covers | One Existing Open Vertical Case, No Night Covers | Commercial | New | Institutional | FPL Blend | Per End Use Consumption | 5504.2 | 5394.12 | 110.08 | 0.019999 | 5 | 0.015741 | 0.012769 | 731 | Refrigeration |  | Display cases | 1
NonEquipment | Night Covers for Display Cases | One Open Vertical Case with Night Covers |  | Commercial | Existing | Lodging/Hospitality | FPL Blend | Per End Use Consumption | 5504.2 | 5394.12 | 110.08 | 0.019999 | 5 | 0.016512 | 0.0131 | 731 | Refrigeration |  | Display cases | 1
NonEquipment | Night Covers for Display Cases | One Open Vertical Case with Night Covers | One Existing Open Vertical Case, No Night Covers | Commercial | New | Lodging/Hospitality | FPL Blend | Per End Use Consumption | 5504.2 | 5394.12 | 110.08 | 0.019999 | 5 | 0.016512 | 0.0131 | 731 | Refrigeration |  | Display cases | 1
NonEquipment | Night Covers for Display Cases | One Open Vertical Case with Night Covers |  | Commercial | Existing | Miscellaneous | FPL Blend | Per End Use Consumption | 5504.2 | 5394.12 | 110.08 | 0.019999 | 5 | 0.015741 | 0.012769 | 731 | Refrigeration |  | Display cases | 1
NonEquipment | Night Covers for Display Cases | One Open Vertical Case with Night Covers | One Existing Open Vertical Case, No Night Covers | Commercial | New | Miscellaneous | FPL Blend | Per End Use Consumption | 5504.2 | 5394.12 | 110.08 | 0.019999 | 5 | 0.015741 | 0.012769 | 731 | Refrigeration |  | Display cases | 1
NonEquipment | Night Covers for Display Cases | One Open Vertical Case with Night Covers |  | Commercial | Existing | Offices | FPL Blend | Per End Use Consumption | 5504.2 | 5394.12 | 110.08 | 0.019999 | 5 | 0.015741 | 0.012769 | 731 | Refrigeration |  | Display cases | 1
NonEquipment | Night Covers for Display Cases | One Open Vertical Case with Night Covers | One Existing Open Vertical Case, No Night Covers | Commercial | New | Offices | FPL Blend | Per End Use Consumption | 5504.2 | 5394.12 | 110.08 | 0.019999 | 5 | 0.015741 | 0.012769 | 731 | Refrigeration |  | Display cases | 1
NonEquipment | Night Covers for Display Cases | One Open Vertical Case with Night Covers |  | Commercial | Existing | Restaurants | FPL Blend | Per End Use Consumption | 5504.2 | 5394.12 | 110.08 | 0.019999 | 5 | 0.015521 | 0.012439 | 731 | Refrigeration |  | Display cases | 1
NonEquipment | Night Covers for Display Cases | One Open Vertical Case with Night Covers | One Existing Open Vertical Case, No Night Covers | Commercial | New | Restaurants | FPL Blend | Per End Use Consumption | 5504.2 | 5394.12 | 110.08 | 0.019999 | 5 | 0.015521 | 0.012439 | 731 | Refrigeration |  | Display cases | 1
NonEquipment | Night Covers for Display Cases | One Open Vertical Case with Night Covers |  | Commercial | Existing | Retail | FPL Blend | Per End Use Consumption | 5504.2 | 5394.12 | 110.08 | 0.019999 | 5 | 0.016512 | 0.0131 | 731 | Refrigeration |  | Display cases | 1
NonEquipment | Night Covers for Display Cases | One Open Vertical Case with Night Covers | One Existing Open Vertical Case, No Night Covers | Commercial | New | Retail | FPL Blend | Per End Use Consumption | 5504.2 | 5394.12 | 110.08 | 0.019999 | 5 | 0.016512 | 0.0131 | 731 | Refrigeration |  | Display cases | 1
NonEquipment | Night Covers for Display Cases | One Open Vertical Case with Night Covers |  | Commercial | Existing | Schools K-12 | FPL Blend | Per End Use Consumption | 5504.2 | 5394.12 | 110.08 | 0.019999 | 5 | 0.015741 | 0.012769 | 731 | Refrigeration |  | Display cases | 1
NonEquipment | Night Covers for Display Cases | One Open Vertical Case with Night Covers | One Existing Open Vertical Case, No Night Covers | Commercial | New | Schools K-12 | FPL Blend | Per End Use Consumption | 5504.2 | 5394.12 | 110.08 | 0.019999 | 5 | 0.015741 | 0.012769 | 731 | Refrigeration |  | Display cases | 1
NonEquipment | Night Covers for Display Cases | One Open Vertical Case with Night Covers |  | Commercial | Existing | Warehouse | FPL Blend | Per End Use Consumption | 5504.2 | 5394.12 | 110.08 | 0.019999 | 5 | 0.015741 | 0.012769 | 731 | Refrigeration |  | Display cases | 1
NonEquipment | Night Covers for Display Cases | One Open Vertical Case with Night Covers | One Existing Open Vertical Case, No Night Covers | Commercial | New | Warehouse | FPL Blend | Per End Use Consumption | 5504.2 | 5394.12 | 110.08 | 0.019999 | 5 | 0.015741 | 0.012769 | 731 | Refrigeration |  | Display cases | 1
NonEquipment | VFD on Cooling Tower Fans | Cooling Tower Fans with VFD Control |  | Commercial | Existing | Assembly | FPL Blend | Per End Use Consumption | 11270.16 | 5657.62 | 5612.54 | 0.498 | 15 | 1.8693 | 0 | 1669 | Space Cooling |  | Central chillers inside | 1
NonEquipment | VFD on Cooling Tower Fans | Cooling Tower Fans with VFD Control | Cooling Tower Fans without VFD Control | Commercial | New | Assembly | FPL Blend | Per End Use Consumption | 11270.16 | 5657.62 | 5612.54 | 0.498 | 15 | 1.8693 | 0 | 1669 | Space Cooling |  | Central chillers inside | 1
NonEquipment | VFD on Cooling Tower Fans | Cooling Tower Fans with VFD Control |  | Commercial | Existing | College and University | FPL Blend | Per End Use Consumption | 21308.47 | 10696.85 | 10611.62 | 0.498 | 15 | 2.1515 | 0 | 1669 | Space Cooling |  | Central chillers inside | 1
NonEquipment | VFD on Cooling Tower Fans | Cooling Tower Fans with VFD Control | Cooling Tower Fans without VFD Control | Commercial | New | College and University | FPL Blend | Per End Use Consumption | 21308.47 | 10696.85 | 10611.62 | 0.498 | 15 | 2.1515 | 0 | 1669 | Space Cooling |  | Central chillers inside | 1
NonEquipment | VFD on Cooling Tower Fans | Cooling Tower Fans with VFD Control |  | Commercial | Existing | Data Center | FPL Blend | Per End Use Consumption | 45919.35 | 23051.52 | 22867.83 | 0.498 | 15 | 4.6365 | 0 | 1669 | Space Cooling |  | Central chillers inside | 1
NonEquipment | VFD on Cooling Tower Fans | Cooling Tower Fans with VFD Control | Cooling Tower Fans without VFD Control | Commercial | New | Data Center | FPL Blend | Per End Use Consumption | 45919.35 | 23051.52 | 22867.83 | 0.498 | 15 | 4.6365 | 0 | 1669 | Space Cooling |  | Central chillers inside | 1
NonEquipment | VFD on Cooling Tower Fans | Cooling Tower Fans with VFD Control |  | Commercial | Existing | Grocery | FPL Blend | Per End Use Consumption | 28673.39 | 14394.04 | 14279.35 | 0.498 | 15 | 4.0493 | 0 | 1669 | Space Cooling |  | Central chillers inside | 1
NonEquipment | VFD on Cooling Tower Fans | Cooling Tower Fans with VFD Control | Cooling Tower Fans without VFD Control | Commercial | New | Grocery | FPL Blend | Per End Use Consumption | 28673.39 | 14394.04 | 14279.35 | 0.498 | 15 | 4.0493 | 0 | 1669 | Space Cooling |  | Central chillers inside | 1
NonEquipment | VFD on Cooling Tower Fans | Cooling Tower Fans with VFD Control |  | Commercial | Existing | Healthcare | FPL Blend | Per End Use Consumption | 33359.68 | 16746.56 | 16613.12 | 0.498 | 15 | 3.3683 | 0 | 1669 | Space Cooling |  | Central chillers inside | 1
NonEquipment | VFD on Cooling Tower Fans | Cooling Tower Fans with VFD Control | Cooling Tower Fans without VFD Control | Commercial | New | Healthcare | FPL Blend | Per End Use Consumption | 33359.68 | 16746.56 | 16613.12 | 0.498 | 15 | 3.3683 | 0 | 1669 | Space Cooling |  | Central chillers inside | 1
NonEquipment | VFD on Cooling Tower Fans | Cooling Tower Fans with VFD Control |  | Commercial | Existing | Hospitals | FPL Blend | Per End Use Consumption | 25937.1 | 13020.42 | 12916.68 | 0.498 | 15 | 2.6189 | 0 | 1669 | Space Cooling |  | Central chillers inside | 1
NonEquipment | VFD on Cooling Tower Fans | Cooling Tower Fans with VFD Control | Cooling Tower Fans without VFD Control | Commercial | New | Hospitals | FPL Blend | Per End Use Consumption | 25937.1 | 13020.42 | 12916.68 | 0.498 | 15 | 2.6189 | 0 | 1669 | Space Cooling |  | Central chillers inside | 1
NonEquipment | VFD on Cooling Tower Fans | Cooling Tower Fans with VFD Control |  | Commercial | Existing | Institutional | FPL Blend | Per End Use Consumption | 22922.98 | 11507.34 | 11415.64 | 0.498 | 15 | 2.3145 | 0 | 1669 | Space Cooling |  | Central chillers inside | 1
NonEquipment | VFD on Cooling Tower Fans | Cooling Tower Fans with VFD Control | Cooling Tower Fans without VFD Control | Commercial | New | Institutional | FPL Blend | Per End Use Consumption | 22922.98 | 11507.34 | 11415.64 | 0.498 | 15 | 2.3145 | 0 | 1669 | Space Cooling |  | Central chillers inside | 1
NonEquipment | VFD on Cooling Tower Fans | Cooling Tower Fans with VFD Control |  | Commercial | Existing | Lodging/Hospitality | FPL Blend | Per End Use Consumption | 32641.53 | 16386.05 | 16255.48 | 0.498 | 15 | 3.1131 | 0 | 1669 | Space Cooling |  | Central chillers inside | 1
NonEquipment | VFD on Cooling Tower Fans | Cooling Tower Fans with VFD Control | Cooling Tower Fans without VFD Control | Commercial | New | Lodging/Hospitality | FPL Blend | Per End Use Consumption | 32641.53 | 16386.05 | 16255.48 | 0.498 | 15 | 3.1131 | 0 | 1669 | Space Cooling |  | Central chillers inside | 1
NonEquipment | VFD on Cooling Tower Fans | Cooling Tower Fans with VFD Control |  | Commercial | Existing | Miscellaneous | FPL Blend | Per End Use Consumption | 15657.66 | 7860.15 | 7797.51 | 0.498 | 15 | 2.5971 | 0 | 1669 | Space Cooling |  | Central chillers inside | 1
NonEquipment | VFD on Cooling Tower Fans | Cooling Tower Fans with VFD Control | Cooling Tower Fans without VFD Control | Commercial | New | Miscellaneous | FPL Blend | Per End Use Consumption | 15657.66 | 7860.15 | 7797.51 | 0.498 | 15 | 2.5971 | 0 | 1669 | Space Cooling |  | Central chillers inside | 1
NonEquipment | VFD on Cooling Tower Fans | Cooling Tower Fans with VFD Control |  | Commercial | Existing | Offices | FPL Blend | Per End Use Consumption | 31708.47 | 15917.65 | 15790.82 | 0.498 | 15 | 5.2593 | 0 | 1669 | Space Cooling |  | Central chillers inside | 1
NonEquipment | VFD on Cooling Tower Fans | Cooling Tower Fans with VFD Control | Cooling Tower Fans without VFD Control | Commercial | New | Offices | FPL Blend | Per End Use Consumption | 31708.47 | 15917.65 | 15790.82 | 0.498 | 15 | 5.2593 | 0 | 1669 | Space Cooling |  | Central chillers inside | 1
NonEquipment | VFD on Cooling Tower Fans | Cooling Tower Fans with VFD Control |  | Commercial | Existing | Restaurants | FPL Blend | Per End Use Consumption | 12082.66 | 6065.5 | 6017.16 | 0.498 | 15 | 1.7063 | 0 | 1669 | Space Cooling |  | Central chillers inside | 1
NonEquipment | VFD on Cooling Tower Fans | Cooling Tower Fans with VFD Control | Cooling Tower Fans without VFD Control | Commercial | New | Restaurants | FPL Blend | Per End Use Consumption | 12082.66 | 6065.5 | 6017.16 | 0.498 | 15 | 1.7063 | 0 | 1669 | Space Cooling |  | Central chillers inside | 1
NonEquipment | VFD on Cooling Tower Fans | Cooling Tower Fans with VFD Control |  | Commercial | Existing | Retail | FPL Blend | Per End Use Consumption | 11878.23 | 5962.87 | 5915.36 | 0.498 | 15 | 1.9702 | 0 | 1669 | Space Cooling |  | Central chillers inside | 1
NonEquipment | VFD on Cooling Tower Fans | Cooling Tower Fans with VFD Control | Cooling Tower Fans without VFD Control | Commercial | New | Retail | FPL Blend | Per End Use Consumption | 11878.23 | 5962.87 | 5915.36 | 0.498 | 15 | 1.9702 | 0 | 1669 | Space Cooling |  | Central chillers inside | 1
NonEquipment | VFD on Cooling Tower Fans | Cooling Tower Fans with VFD Control |  | Commercial | Existing | Schools K-12 | FPL Blend | Per End Use Consumption | 13885.89 | 6970.72 | 6915.17 | 0.498 | 15 | 2.3032 | 0 | 1669 | Space Cooling |  | Central chillers inside | 1
NonEquipment | VFD on Cooling Tower Fans | Cooling Tower Fans with VFD Control | Cooling Tower Fans without VFD Control | Commercial | New | Schools K-12 | FPL Blend | Per End Use Consumption | 13885.89 | 6970.72 | 6915.17 | 0.498 | 15 | 2.3032 | 0 | 1669 | Space Cooling |  | Central chillers inside | 1
NonEquipment | VFD on Cooling Tower Fans | Cooling Tower Fans with VFD Control |  | Commercial | Existing | Warehouse | FPL Blend | Per End Use Consumption | 4036.29 | 2026.22 | 2010.07 | 0.498 | 15 | 0.66948 | 0 | 1669 | Space Cooling |  | Central chillers inside | 1
NonEquipment | VFD on Cooling Tower Fans | Cooling Tower Fans with VFD Control | Cooling Tower Fans without VFD Control | Commercial | New | Warehouse | FPL Blend | Per End Use Consumption | 4036.29 | 2026.22 | 2010.07 | 0.498 | 15 | 0.66948 | 0 | 1669 | Space Cooling |  | Central chillers inside | 1
NonEquipment | VFD on HVAC Pump | VFD on HVAC Pump |  | Commercial | Existing | Assembly | FPL Blend | Per End Use Consumption | 8245.86 | 7338.81 | 907.05 | 0.11 | 15 | 0.3021 | 0 | 509.8567 | Space Cooling |  | Central chillers inside | 1
NonEquipment | VFD on HVAC Pump | VFD on HVAC Pump | 7.5 HP HVAC Pump Motor, no VFD Control | Commercial | New | Assembly | FPL Blend | Per End Use Consumption | 8245.86 | 7338.81 | 907.05 | 0.11 | 15 | 0.3021 | 0 | 509.8567 | Space Cooling |  | Central chillers inside | 1
NonEquipment | VFD on HVAC Pump | VFD on HVAC Pump |  | Commercial | Existing | College and University | FPL Blend | Per End Use Consumption | 15590.42 | 13875.48 | 1714.94 | 0.11 | 15 | 0.34771 | 0 | 612.8707 | Space Cooling |  | Central chillers inside | 1
NonEquipment | VFD on HVAC Pump | VFD on HVAC Pump | 7.5 HP HVAC Pump Motor, no VFD Control | Commercial | New | College and University | FPL Blend | Per End Use Consumption | 15590.42 | 13875.48 | 1714.94 | 0.11 | 15 | 0.34771 | 0 | 612.8707 | Space Cooling |  | Central chillers inside | 1
NonEquipment | VFD on HVAC Pump | VFD on HVAC Pump |  | Commercial | Existing | Data Center | FPL Blend | Per End Use Consumption | 33597.07 | 29901.39 | 3695.68 | 0.11 | 15 | 0.74931 | 0 | 834.5 | Space Cooling |  | Central chillers inside | 1
NonEquipment | VFD on HVAC Pump | VFD on HVAC Pump | 7.5 HP HVAC Pump Motor, no VFD Control | Commercial | New | Data Center | FPL Blend | Per End Use Consumption | 33597.07 | 29901.39 | 3695.68 | 0.11 | 15 | 0.74931 | 0 | 834.5 | Space Cooling |  | Central chillers inside | 1
NonEquipment | VFD on HVAC Pump | VFD on HVAC Pump |  | Commercial | Existing | Grocery | FPL Blend | Per End Use Consumption | 20978.99 | 18671.3 | 2307.69 | 0.11 | 15 | 0.65441 | 0 | 706.504 | Space Cooling |  | Central chillers inside | 1
NonEquipment | VFD on HVAC Pump | VFD on HVAC Pump | 7.5 HP HVAC Pump Motor, no VFD Control | Commercial | New | Grocery | FPL Blend | Per End Use Consumption | 20978.99 | 18671.3 | 2307.69 | 0.11 | 15 | 0.65441 | 0 | 706.504 | Space Cooling |  | Central chillers inside | 1
NonEquipment | VFD on HVAC Pump | VFD on HVAC Pump |  | Commercial | Existing | Healthcare | FPL Blend | Per End Use Consumption | 24407.74 | 21722.89 | 2684.85 | 0.11 | 15 | 0.54436 | 0 | 702.2951 | Space Cooling |  | Central chillers inside | 1
NonEquipment | VFD on HVAC Pump | VFD on HVAC Pump | 7.5 HP HVAC Pump Motor, no VFD Control | Commercial | New | Healthcare | FPL Blend | Per End Use Consumption | 24407.74 | 21722.89 | 2684.85 | 0.11 | 15 | 0.54436 | 0 | 702.2951 | Space Cooling |  | Central chillers inside | 1
NonEquipment | VFD on HVAC Pump | VFD on HVAC Pump |  | Commercial | Existing | Hospitals | FPL Blend | Per End Use Consumption | 18976.98 | 16889.51 | 2087.47 | 0.11 | 15 | 0.42324 | 0 | 1048.6642 | Space Cooling |  | Central chillers inside | 1
NonEquipment | VFD on HVAC Pump | VFD on HVAC Pump | 7.5 HP HVAC Pump Motor, no VFD Control | Commercial | New | Hospitals | FPL Blend | Per End Use Consumption | 18976.98 | 16889.51 | 2087.47 | 0.11 | 15 | 0.42324 | 0 | 1048.6642 | Space Cooling |  | Central chillers inside | 1
NonEquipment | VFD on HVAC Pump | VFD on HVAC Pump |  | Commercial | Existing | Institutional | FPL Blend | Per End Use Consumption | 16771.69 | 14926.8 | 1844.89 | 0.11 | 15 | 0.37406 | 0 | 803.451 | Space Cooling |  | Central chillers inside | 1
NonEquipment | VFD on HVAC Pump | VFD on HVAC Pump | 7.5 HP HVAC Pump Motor, no VFD Control | Commercial | New | Institutional | FPL Blend | Per End Use Consumption | 16771.69 | 14926.8 | 1844.89 | 0.11 | 15 | 0.37406 | 0 | 803.451 | Space Cooling |  | Central chillers inside | 1
NonEquipment | VFD on HVAC Pump | VFD on HVAC Pump |  | Commercial | Existing | Lodging/Hospitality | FPL Blend | Per End Use Consumption | 23882.3 | 21255.25 | 2627.05 | 0.11 | 15 | 0.50311 | 0 | 826.9952 | Space Cooling |  | Central chillers inside | 1
NonEquipment | VFD on HVAC Pump | VFD on HVAC Pump | 7.5 HP HVAC Pump Motor, no VFD Control | Commercial | New | Lodging/Hospitality | FPL Blend | Per End Use Consumption | 23882.3 | 21255.25 | 2627.05 | 0.11 | 15 | 0.50311 | 0 | 826.9952 | Space Cooling |  | Central chillers inside | 1
NonEquipment | VFD on HVAC Pump | VFD on HVAC Pump |  | Commercial | Existing | Miscellaneous | FPL Blend | Per End Use Consumption | 11455.99 | 10195.83 | 1260.16 | 0.11 | 15 | 0.41971 | 0 | 621.2232 | Space Cooling |  | Central chillers inside | 1
NonEquipment | VFD on HVAC Pump | VFD on HVAC Pump | 7.5 HP HVAC Pump Motor, no VFD Control | Commercial | New | Miscellaneous | FPL Blend | Per End Use Consumption | 11455.99 | 10195.83 | 1260.16 | 0.11 | 15 | 0.41971 | 0 | 621.2232 | Space Cooling |  | Central chillers inside | 1
NonEquipment | VFD on HVAC Pump | VFD on HVAC Pump |  | Commercial | Existing | Offices | FPL Blend | Per End Use Consumption | 23199.62 | 20647.66 | 2551.96 | 0.11 | 15 | 0.84996 | 0 | 984.8571 | Space Cooling |  | Central chillers inside | 1
NonEquipment | VFD on HVAC Pump | VFD on HVAC Pump | 7.5 HP HVAC Pump Motor, no VFD Control | Commercial | New | Offices | FPL Blend | Per End Use Consumption | 23199.62 | 20647.66 | 2551.96 | 0.11 | 15 | 0.84996 | 0 | 984.8571 | Space Cooling |  | Central chillers inside | 1
NonEquipment | VFD on HVAC Pump | VFD on HVAC Pump |  | Commercial | Existing | Restaurants | FPL Blend | Per End Use Consumption | 8840.33 | 7867.89 | 972.44 | 0.11 | 15 | 0.27576 | 0 | 665.4649 | Space Cooling |  | Central chillers inside | 1
NonEquipment | VFD on HVAC Pump | VFD on HVAC Pump | 7.5 HP HVAC Pump Motor, no VFD Control | Commercial | New | Restaurants | FPL Blend | Per End Use Consumption | 8840.33 | 7867.89 | 972.44 | 0.11 | 15 | 0.27576 | 0 | 665.4649 | Space Cooling |  | Central chillers inside | 1
NonEquipment | VFD on HVAC Pump | VFD on HVAC Pump |  | Commercial | Existing | Retail | FPL Blend | Per End Use Consumption | 8690.75 | 7734.77 | 955.98 | 0.11 | 15 | 0.3184 | 0 | 561.0361 | Space Cooling |  | Central chillers inside | 1
NonEquipment | VFD on HVAC Pump | VFD on HVAC Pump | 7.5 HP HVAC Pump Motor, no VFD Control | Commercial | New | Retail | FPL Blend | Per End Use Consumption | 8690.75 | 7734.77 | 955.98 | 0.11 | 15 | 0.3184 | 0 | 561.0361 | Space Cooling |  | Central chillers inside | 1
NonEquipment | VFD on HVAC Pump | VFD on HVAC Pump |  | Commercial | Existing | Schools K-12 | FPL Blend | Per End Use Consumption | 10159.66 | 9042.1 | 1117.56 | 0.11 | 15 | 0.37222 | 0 | 509.5277 | Space Cooling |  | Central chillers inside | 1
NonEquipment | VFD on HVAC Pump | VFD on HVAC Pump | 7.5 HP HVAC Pump Motor, no VFD Control | Commercial | New | Schools K-12 | FPL Blend | Per End Use Consumption | 10159.66 | 9042.1 | 1117.56 | 0.11 | 15 | 0.37222 | 0 | 509.5277 | Space Cooling |  | Central chillers inside | 1
NonEquipment | VFD on HVAC Pump | VFD on HVAC Pump |  | Commercial | Existing | Warehouse | FPL Blend | Per End Use Consumption | 2953.17 | 2628.32 | 324.85 | 0.11 | 15 | 0.1082 | 0 | 239.0509 | Space Cooling |  | Central chillers inside | 1
NonEquipment | VFD on HVAC Pump | VFD on HVAC Pump | 7.5 HP HVAC Pump Motor, no VFD Control | Commercial | New | Warehouse | FPL Blend | Per End Use Consumption | 2953.17 | 2628.32 | 324.85 | 0.11 | 15 | 0.1082 | 0 | 239.0509 | Space Cooling |  | Central chillers inside | 1
NonEquipment | VFD on HVAC Pump | VFD on HVAC Pump |  | Commercial | Existing | Assembly | FPL Blend | Per End Use Consumption | 18746.86 | 16684.71 | 2062.15 | 0.11 | 15 | 0 | 4.6979 | 1159.1433 | Space Heating |  | Space heating other | 1
NonEquipment | VFD on HVAC Pump | VFD on HVAC Pump | 7.5 HP HVAC Pump Motor, no VFD Control | Commercial | New | Assembly | FPL Blend | Per End Use Consumption | 18746.86 | 16684.71 | 2062.15 | 0.11 | 15 | 0 | 4.6979 | 1159.1433 | Space Heating |  | Space heating other | 1
NonEquipment | VFD on HVAC Pump | VFD on HVAC Pump |  | Commercial | Existing | College and University | FPL Blend | Per End Use Consumption | 26866.15 | 23910.88 | 2955.27 | 0.11 | 15 | 0 | 0.56856 | 1056.1293 | Space Heating |  | Space heating other | 1
NonEquipment | VFD on HVAC Pump | VFD on HVAC Pump | 7.5 HP HVAC Pump Motor, no VFD Control | Commercial | New | College and University | FPL Blend | Per End Use Consumption | 26866.15 | 23910.88 | 2955.27 | 0.11 | 15 | 0 | 0.56856 | 1056.1293 | Space Heating |  | Space heating other | 1
NonEquipment | VFD on HVAC Pump | VFD on HVAC Pump |  | Commercial | Existing | Data Center | FPL Blend | Per End Use Consumption | 33597.07 | 29901.39 | 3695.68 | 0.11 | 15 | 0 | 0.71101 | 834.5 | Space Heating |  | Space heating other | 1
NonEquipment | VFD on HVAC Pump | VFD on HVAC Pump | 7.5 HP HVAC Pump Motor, no VFD Control | Commercial | New | Data Center | FPL Blend | Per End Use Consumption | 33597.07 | 29901.39 | 3695.68 | 0.11 | 15 | 0 | 0.71101 | 834.5 | Space Heating |  | Space heating other | 1
NonEquipment | VFD on HVAC Pump | VFD on HVAC Pump |  | Commercial | Existing | Grocery | FPL Blend | Per End Use Consumption | 28580.52 | 25436.67 | 3143.85 | 0.11 | 15 | 0 | 2.4162 | 962.496 | Space Heating |  | Space heating other | 1
NonEquipment | VFD on HVAC Pump | VFD on HVAC Pump | 7.5 HP HVAC Pump Motor, no VFD Control | Commercial | New | Grocery | FPL Blend | Per End Use Consumption | 28580.52 | 25436.67 | 3143.85 | 0.11 | 15 | 0 | 2.4162 | 962.496 | Space Heating |  | Space heating other | 1
NonEquipment | VFD on HVAC Pump | VFD on HVAC Pump |  | Commercial | Existing | Healthcare | FPL Blend | Per End Use Consumption | 33597.07 | 29901.39 | 3695.68 | 0.11 | 15 | 0 | 0.71101 | 966.7049 | Space Heating |  | Space heating other | 1
NonEquipment | VFD on HVAC Pump | VFD on HVAC Pump | 7.5 HP HVAC Pump Motor, no VFD Control | Commercial | New | Healthcare | FPL Blend | Per End Use Consumption | 33597.07 | 29901.39 | 3695.68 | 0.11 | 15 | 0 | 0.71101 | 966.7049 | Space Heating |  | Space heating other | 1
NonEquipment | VFD on HVAC Pump | VFD on HVAC Pump |  | Commercial | Existing | Hospitals | FPL Blend | Per End Use Consumption | 11225.87 | 9991.03 | 1234.84 | 0.11 | 15 | 0 | 0.23757 | 620.3358 | Space Heating |  | Space heating other | 1
NonEquipment | VFD on HVAC Pump | VFD on HVAC Pump | 7.5 HP HVAC Pump Motor, no VFD Control | Commercial | New | Hospitals | FPL Blend | Per End Use Consumption | 11225.87 | 9991.03 | 1234.84 | 0.11 | 15 | 0 | 0.23757 | 620.3358 | Space Heating |  | Space heating other | 1
NonEquipment | VFD on HVAC Pump | VFD on HVAC Pump |  | Commercial | Existing | Institutional | FPL Blend | Per End Use Consumption | 18068.01 | 16080.53 | 1987.48 | 0.11 | 15 | 0 | 0.38237 | 865.549 | Space Heating |  | Space heating other | 1
NonEquipment | VFD on HVAC Pump | VFD on HVAC Pump | 7.5 HP HVAC Pump Motor, no VFD Control | Commercial | New | Institutional | FPL Blend | Per End Use Consumption | 18068.01 | 16080.53 | 1987.48 | 0.11 | 15 | 0 | 0.38237 | 865.549 | Space Heating |  | Space heating other | 1
NonEquipment | VFD on HVAC Pump | VFD on HVAC Pump |  | Commercial | Existing | Lodging/Hospitality | FPL Blend | Per End Use Consumption | 24315.69 | 21640.96 | 2674.73 | 0.11 | 15 | 0 | 1.7619 | 842.0048 | Space Heating |  | Space heating other | 1
NonEquipment | VFD on HVAC Pump | VFD on HVAC Pump | 7.5 HP HVAC Pump Motor, no VFD Control | Commercial | New | Lodging/Hospitality | FPL Blend | Per End Use Consumption | 24315.69 | 21640.96 | 2674.73 | 0.11 | 15 | 0 | 1.7619 | 842.0048 | Space Heating |  | Space heating other | 1
NonEquipment | VFD on HVAC Pump | VFD on HVAC Pump |  | Commercial | Existing | Miscellaneous | FPL Blend | Per End Use Consumption | 19322.15 | 17196.72 | 2125.43 | 0.11 | 15 | 0 | 4.8421 | 1047.7768 | Space Heating |  | Space heating other | 1
NonEquipment | VFD on HVAC Pump | VFD on HVAC Pump | 7.5 HP HVAC Pump Motor, no VFD Control | Commercial | New | Miscellaneous | FPL Blend | Per End Use Consumption | 19322.15 | 17196.72 | 2125.43 | 0.11 | 15 | 0 | 4.8421 | 1047.7768 | Space Heating |  | Space heating other | 1
NonEquipment | VFD on HVAC Pump | VFD on HVAC Pump |  | Commercial | Existing | Offices | FPL Blend | Per End Use Consumption | 16115.86 | 14343.11 | 1772.75 | 0.11 | 15 | 0 | 4.0386 | 684.1429 | Space Heating |  | Space heating other | 1
NonEquipment | VFD on HVAC Pump | VFD on HVAC Pump | 7.5 HP HVAC Pump Motor, no VFD Control | Commercial | New | Offices | FPL Blend | Per End Use Consumption | 16115.86 | 14343.11 | 1772.75 | 0.11 | 15 | 0 | 4.0386 | 684.1429 | Space Heating |  | Space heating other | 1
NonEquipment | VFD on HVAC Pump | VFD on HVAC Pump |  | Commercial | Existing | Restaurants | FPL Blend | Per End Use Consumption | 13331.44 | 11864.98 | 1466.46 | 0.11 | 15 | 0 | 1.127 | 1003.5351 | Space Heating |  | Space heating other | 1
NonEquipment | VFD on HVAC Pump | VFD on HVAC Pump | 7.5 HP HVAC Pump Motor, no VFD Control | Commercial | New | Restaurants | FPL Blend | Per End Use Consumption | 13331.44 | 11864.98 | 1466.46 | 0.11 | 15 | 0 | 1.127 | 1003.5351 | Space Heating |  | Space heating other | 1
NonEquipment | VFD on HVAC Pump | VFD on HVAC Pump |  | Commercial | Existing | Retail | FPL Blend | Per End Use Consumption | 17162.89 | 15274.97 | 1887.92 | 0.11 | 15 | 0 | 4.301 | 1107.9639 | Space Heating |  | Space heating other | 1
NonEquipment | VFD on HVAC Pump | VFD on HVAC Pump | 7.5 HP HVAC Pump Motor, no VFD Control | Commercial | New | Retail | FPL Blend | Per End Use Consumption | 17162.89 | 15274.97 | 1887.92 | 0.11 | 15 | 0 | 4.301 | 1107.9639 | Space Heating |  | Space heating other | 1
NonEquipment | VFD on HVAC Pump | VFD on HVAC Pump |  | Commercial | Existing | Schools K-12 | FPL Blend | Per End Use Consumption | 23119.08 | 20575.98 | 2543.1 | 0.11 | 15 | 0 | 5.7936 | 1159.4723 | Space Heating |  | Space heating other | 1
NonEquipment | VFD on HVAC Pump | VFD on HVAC Pump | 7.5 HP HVAC Pump Motor, no VFD Control | Commercial | New | Schools K-12 | FPL Blend | Per End Use Consumption | 23119.08 | 20575.98 | 2543.1 | 0.11 | 15 | 0 | 5.7936 | 1159.4723 | Space Heating |  | Space heating other | 1
NonEquipment | VFD on HVAC Pump | VFD on HVAC Pump |  | Commercial | Existing | Warehouse | FPL Blend | Per End Use Consumption | 17665.31 | 15722.13 | 1943.18 | 0.11 | 15 | 0 | 4.4269 | 1429.9491 | Space Heating |  | Space heating other | 1
NonEquipment | VFD on HVAC Pump | VFD on HVAC Pump | 7.5 HP HVAC Pump Motor, no VFD Control | Commercial | New | Warehouse | FPL Blend | Per End Use Consumption | 17665.31 | 15722.13 | 1943.18 | 0.11 | 15 | 0 | 4.4269 | 1429.9491 | Space Heating |  | Space heating other | 1
NonEquipment | VSD Controlled Compressor | Refrigeration System with VSD Control |  | Commercial | Existing | Assembly | FPL Blend | Per End Use Consumption | 9039.3 | 4519.65 | 4519.65 | 0.5 | 13 | 0.67795 | 0.53784 | 3060 | Refrigeration |  | Display cases | 1
NonEquipment | VSD Controlled Compressor | Refrigeration System with VSD Control | Refrigeration System with Standard Slide-Valve Control System | Commercial | New | Assembly | FPL Blend | Per End Use Consumption | 9039.3 | 4519.65 | 4519.65 | 0.5 | 13 | 0.67795 | 0.53784 | 3060 | Refrigeration |  | Display cases | 1
NonEquipment | VSD Controlled Compressor | Refrigeration System with VSD Control |  | Commercial | Existing | College and University | FPL Blend | Per End Use Consumption | 8048.04 | 4024.02 | 4024.02 | 0.5 | 13 | 0.6036 | 0.47886 | 3060 | Refrigeration |  | Display cases | 1
NonEquipment | VSD Controlled Compressor | Refrigeration System with VSD Control | Refrigeration System with Standard Slide-Valve Control System | Commercial | New | College and University | FPL Blend | Per End Use Consumption | 8048.04 | 4024.02 | 4024.02 | 0.5 | 13 | 0.6036 | 0.47886 | 3060 | Refrigeration |  | Display cases | 1
NonEquipment | VSD Controlled Compressor | Refrigeration System with VSD Control |  | Commercial | Existing | Data Center | FPL Blend | Per End Use Consumption | 109711.35 | 102236.91 | 7474.44 | 0.068128 | 13 | 1.0688 | 0.86704 | 3060 | Refrigeration |  | Display cases | 1
NonEquipment | VSD Controlled Compressor | Refrigeration System with VSD Control | Refrigeration System with Standard Slide-Valve Control System | Commercial | New | Data Center | FPL Blend | Per End Use Consumption | 109711.35 | 102236.91 | 7474.44 | 0.068128 | 13 | 1.0688 | 0.86704 | 3060 | Refrigeration |  | Display cases | 1
NonEquipment | VSD Controlled Compressor | Refrigeration System with VSD Control |  | Commercial | Existing | Grocery | FPL Blend | Per End Use Consumption | 85349.15 | 77874.71 | 7474.44 | 0.087575 | 13 | 1.1212 | 0.88946 | 3060 | Refrigeration |  | Display cases | 1
NonEquipment | VSD Controlled Compressor | Refrigeration System with VSD Control | Refrigeration System with Standard Slide-Valve Control System | Commercial | New | Grocery | FPL Blend | Per End Use Consumption | 85349.15 | 77874.71 | 7474.44 | 0.087575 | 13 | 1.1212 | 0.88946 | 3060 | Refrigeration |  | Display cases | 1
NonEquipment | VSD Controlled Compressor | Refrigeration System with VSD Control |  | Commercial | Existing | Healthcare | FPL Blend | Per End Use Consumption | 3621.78 | 1810.89 | 1810.89 | 0.5 | 13 | 0.27163 | 0.2155 | 3060 | Refrigeration |  | Display cases | 1
NonEquipment | VSD Controlled Compressor | Refrigeration System with VSD Control | Refrigeration System with Standard Slide-Valve Control System | Commercial | New | Healthcare | FPL Blend | Per End Use Consumption | 3621.78 | 1810.89 | 1810.89 | 0.5 | 13 | 0.27163 | 0.2155 | 3060 | Refrigeration |  | Display cases | 1
NonEquipment | VSD Controlled Compressor | Refrigeration System with VSD Control |  | Commercial | Existing | Hospitals | FPL Blend | Per End Use Consumption | 280929.07 | 273454.63 | 7474.44 | 0.026606 | 13 | 1.1212 | 0.88946 | 3060 | Refrigeration |  | Display cases | 1
NonEquipment | VSD Controlled Compressor | Refrigeration System with VSD Control | Refrigeration System with Standard Slide-Valve Control System | Commercial | New | Hospitals | FPL Blend | Per End Use Consumption | 280929.07 | 273454.63 | 7474.44 | 0.026606 | 13 | 1.1212 | 0.88946 | 3060 | Refrigeration |  | Display cases | 1
NonEquipment | VSD Controlled Compressor | Refrigeration System with VSD Control |  | Commercial | Existing | Institutional | FPL Blend | Per End Use Consumption | 5975.04 | 2987.52 | 2987.52 | 0.5 | 13 | 0.42722 | 0.34655 | 3060 | Refrigeration |  | Display cases | 1
NonEquipment | VSD Controlled Compressor | Refrigeration System with VSD Control | Refrigeration System with Standard Slide-Valve Control System | Commercial | New | Institutional | FPL Blend | Per End Use Consumption | 5975.04 | 2987.52 | 2987.52 | 0.5 | 13 | 0.42722 | 0.34655 | 3060 | Refrigeration |  | Display cases | 1
NonEquipment | VSD Controlled Compressor | Refrigeration System with VSD Control |  | Commercial | Existing | Lodging/Hospitality | FPL Blend | Per End Use Consumption | 96853.36 | 89378.92 | 7474.44 | 0.077173 | 13 | 1.1212 | 0.88946 | 3060 | Refrigeration |  | Display cases | 1
NonEquipment | VSD Controlled Compressor | Refrigeration System with VSD Control | Refrigeration System with Standard Slide-Valve Control System | Commercial | New | Lodging/Hospitality | FPL Blend | Per End Use Consumption | 96853.36 | 89378.92 | 7474.44 | 0.077173 | 13 | 1.1212 | 0.88946 | 3060 | Refrigeration |  | Display cases | 1
NonEquipment | VSD Controlled Compressor | Refrigeration System with VSD Control |  | Commercial | Existing | Miscellaneous | FPL Blend | Per End Use Consumption | 338.05 | 169.03 | 169.02 | 0.49999 | 13 | 0.02417 | 0.019606 | 3060 | Refrigeration |  | Display cases | 1
NonEquipment | VSD Controlled Compressor | Refrigeration System with VSD Control | Refrigeration System with Standard Slide-Valve Control System | Commercial | New | Miscellaneous | FPL Blend | Per End Use Consumption | 338.05 | 169.03 | 169.02 | 0.49999 | 13 | 0.02417 | 0.019606 | 3060 | Refrigeration |  | Display cases | 1
NonEquipment | VSD Controlled Compressor | Refrigeration System with VSD Control |  | Commercial | Existing | Offices | FPL Blend | Per End Use Consumption | 9216.48 | 4608.24 | 4608.24 | 0.5 | 13 | 0.65898 | 0.53456 | 3060 | Refrigeration |  | Display cases | 1
NonEquipment | VSD Controlled Compressor | Refrigeration System with VSD Control | Refrigeration System with Standard Slide-Valve Control System | Commercial | New | Offices | FPL Blend | Per End Use Consumption | 9216.48 | 4608.24 | 4608.24 | 0.5 | 13 | 0.65898 | 0.53456 | 3060 | Refrigeration |  | Display cases | 1
NonEquipment | VSD Controlled Compressor | Refrigeration System with VSD Control |  | Commercial | Existing | Restaurants | FPL Blend | Per End Use Consumption | 66117.5 | 58643.06 | 7474.44 | 0.11305 | 13 | 1.0539 | 0.84461 | 3060 | Refrigeration |  | Display cases | 1
NonEquipment | VSD Controlled Compressor | Refrigeration System with VSD Control | Refrigeration System with Standard Slide-Valve Control System | Commercial | New | Restaurants | FPL Blend | Per End Use Consumption | 66117.5 | 58643.06 | 7474.44 | 0.11305 | 13 | 1.0539 | 0.84461 | 3060 | Refrigeration |  | Display cases | 1
NonEquipment | VSD Controlled Compressor | Refrigeration System with VSD Control |  | Commercial | Existing | Retail | FPL Blend | Per End Use Consumption | 55068.24 | 47593.8 | 7474.44 | 0.13573 | 13 | 1.1212 | 0.88946 | 3060 | Refrigeration |  | Display cases | 1
NonEquipment | VSD Controlled Compressor | Refrigeration System with VSD Control | Refrigeration System with Standard Slide-Valve Control System | Commercial | New | Retail | FPL Blend | Per End Use Consumption | 55068.24 | 47593.8 | 7474.44 | 0.13573 | 13 | 1.1212 | 0.88946 | 3060 | Refrigeration |  | Display cases | 1
NonEquipment | VSD Controlled Compressor | Refrigeration System with VSD Control |  | Commercial | Existing | Schools K-12 | FPL Blend | Per End Use Consumption | 9603.06 | 4801.53 | 4801.53 | 0.5 | 13 | 0.68662 | 0.55698 | 3060 | Refrigeration |  | Display cases | 1
NonEquipment | VSD Controlled Compressor | Refrigeration System with VSD Control | Refrigeration System with Standard Slide-Valve Control System | Commercial | New | Schools K-12 | FPL Blend | Per End Use Consumption | 9603.06 | 4801.53 | 4801.53 | 0.5 | 13 | 0.68662 | 0.55698 | 3060 | Refrigeration |  | Display cases | 1
NonEquipment | VSD Controlled Compressor | Refrigeration System with VSD Control |  | Commercial | Existing | Warehouse | FPL Blend | Per End Use Consumption | 2772.28 | 1386.14 | 1386.14 | 0.5 | 13 | 0.19822 | 0.16079 | 3060 | Refrigeration |  | Display cases | 1
NonEquipment | VSD Controlled Compressor | Refrigeration System with VSD Control | Refrigeration System with Standard Slide-Valve Control System | Commercial | New | Warehouse | FPL Blend | Per End Use Consumption | 2772.28 | 1386.14 | 1386.14 | 0.5 | 13 | 0.19822 | 0.16079 | 3060 | Refrigeration |  | Display cases | 1
Equipment | Water source heat pump | Water Source Heat Pump, 2.5 Tons, 17.4 EER, 4.4 COP | Code-Compliant ASHP | Commercial | Turnover | Assembly | FPL Blend | Per End Use Consumption | 4157.5 | 3118.12 | 1039.38 | 0.25 | 15 | 0.34618 | 0 | 321.8652 | Space Cooling | Heat Pump Cooling |  | 1
Equipment | Water source heat pump | Water Source Heat Pump, 2.5 Tons, 17.4 EER, 4.4 COP | Code-Compliant ASHP | Commercial | New | Assembly | FPL Blend | Per End Use Consumption | 4157.5 | 3118.12 | 1039.38 | 0.25 | 15 | 0.34618 | 0 | 321.8652 | Space Cooling | Heat Pump Cooling |  | 1
Equipment | Water source heat pump | Water Source Heat Pump, 2.5 Tons, 17.4 EER, 4.4 COP | Code-Compliant ASHP | Commercial | Turnover | College and University | FPL Blend | Per End Use Consumption | 4612.5 | 3459.38 | 1153.12 | 0.25 | 15 | 0.2338 | 0 | 321.9277 | Space Cooling | Heat Pump Cooling |  | 1
Equipment | Water source heat pump | Water Source Heat Pump, 2.5 Tons, 17.4 EER, 4.4 COP | Code-Compliant ASHP | Commercial | New | College and University | FPL Blend | Per End Use Consumption | 4612.5 | 3459.38 | 1153.12 | 0.25 | 15 | 0.2338 | 0 | 321.9277 | Space Cooling | Heat Pump Cooling |  | 1
Equipment | Water source heat pump | Water Source Heat Pump, 2.5 Tons, 17.4 EER, 4.4 COP | Code-Compliant ASHP | Commercial | Turnover | Data Center | FPL Blend | Per End Use Consumption | 8572.5 | 6429.38 | 2143.12 | 0.25 | 15 | 0.43452 | 0 | 321.9487 | Space Cooling | Heat Pump Cooling |  | 1
Equipment | Water source heat pump | Water Source Heat Pump, 2.5 Tons, 17.4 EER, 4.4 COP | Code-Compliant ASHP | Commercial | New | Data Center | FPL Blend | Per End Use Consumption | 8572.5 | 6429.38 | 2143.12 | 0.25 | 15 | 0.43452 | 0 | 321.9487 | Space Cooling | Heat Pump Cooling |  | 1
Equipment | Water source heat pump | Water Source Heat Pump, 2.5 Tons, 17.4 EER, 4.4 COP | Code-Compliant ASHP | Commercial | Turnover | Grocery | FPL Blend | Per End Use Consumption | 2297.5 | 1723.12 | 574.38 | 0.25 | 15 | 0.16288 | 0 | 320.5301 | Space Cooling | Heat Pump Cooling |  | 1
Equipment | Water source heat pump | Water Source Heat Pump, 2.5 Tons, 17.4 EER, 4.4 COP | Code-Compliant ASHP | Commercial | New | Grocery | FPL Blend | Per End Use Consumption | 2297.5 | 1723.12 | 574.38 | 0.25 | 15 | 0.16288 | 0 | 320.5301 | Space Cooling | Heat Pump Cooling |  | 1
Equipment | Water source heat pump | Water Source Heat Pump, 2.5 Tons, 17.4 EER, 4.4 COP | Code-Compliant ASHP | Commercial | Turnover | Healthcare | FPL Blend | Per End Use Consumption | 9050 | 6787.5 | 2262.5 | 0.25 | 15 | 0.45873 | 0 | 322.0431 | Space Cooling | Heat Pump Cooling |  | 1
Equipment | Water source heat pump | Water Source Heat Pump, 2.5 Tons, 17.4 EER, 4.4 COP | Code-Compliant ASHP | Commercial | New | Healthcare | FPL Blend | Per End Use Consumption | 9050 | 6787.5 | 2262.5 | 0.25 | 15 | 0.45873 | 0 | 322.0431 | Space Cooling | Heat Pump Cooling |  | 1
Equipment | Water source heat pump | Water Source Heat Pump, 2.5 Tons, 17.4 EER, 4.4 COP | Code-Compliant ASHP | Commercial | Turnover | Hospitals | FPL Blend | Per End Use Consumption | 8572.5 | 6429.38 | 2143.12 | 0.25 | 15 | 0.43452 | 0 | 321.9487 | Space Cooling | Heat Pump Cooling |  | 1
Equipment | Water source heat pump | Water Source Heat Pump, 2.5 Tons, 17.4 EER, 4.4 COP | Code-Compliant ASHP | Commercial | New | Hospitals | FPL Blend | Per End Use Consumption | 8572.5 | 6429.38 | 2143.12 | 0.25 | 15 | 0.43452 | 0 | 321.9487 | Space Cooling | Heat Pump Cooling |  | 1
Equipment | Water source heat pump | Water Source Heat Pump, 2.5 Tons, 17.4 EER, 4.4 COP | Code-Compliant ASHP | Commercial | Turnover | Institutional | FPL Blend | Per End Use Consumption | 2247.5 | 1685.62 | 561.88 | 0.25 | 15 | 0.11392 | 0 | 321.4873 | Space Cooling | Heat Pump Cooling |  | 1
Equipment | Water source heat pump | Water Source Heat Pump, 2.5 Tons, 17.4 EER, 4.4 COP | Code-Compliant ASHP | Commercial | New | Institutional | FPL Blend | Per End Use Consumption | 2247.5 | 1685.62 | 561.88 | 0.25 | 15 | 0.11392 | 0 | 321.4873 | Space Cooling | Heat Pump Cooling |  | 1
Equipment | Water source heat pump | Water Source Heat Pump, 2.5 Tons, 17.4 EER, 4.4 COP | Code-Compliant ASHP | Commercial | Turnover | Lodging/Hospitality | FPL Blend | Per End Use Consumption | 6870 | 5152.5 | 1717.5 | 0.25 | 15 | 0.32892 | 0 | 322.0987 | Space Cooling | Heat Pump Cooling |  | 1
Equipment | Water source heat pump | Water Source Heat Pump, 2.5 Tons, 17.4 EER, 4.4 COP | Code-Compliant ASHP | Commercial | New | Lodging/Hospitality | FPL Blend | Per End Use Consumption | 6870 | 5152.5 | 1717.5 | 0.25 | 15 | 0.32892 | 0 | 322.0987 | Space Cooling | Heat Pump Cooling |  | 1
Equipment | Water source heat pump | Water Source Heat Pump, 2.5 Tons, 17.4 EER, 4.4 COP | Code-Compliant ASHP | Commercial | Turnover | Miscellaneous | FPL Blend | Per End Use Consumption | 2322.5 | 1741.88 | 580.62 | 0.25 | 15 | 0.19338 | 0 | 321.8791 | Space Cooling | Heat Pump Cooling |  | 1
Equipment | Water source heat pump | Water Source Heat Pump, 2.5 Tons, 17.4 EER, 4.4 COP | Code-Compliant ASHP | Commercial | New | Miscellaneous | FPL Blend | Per End Use Consumption | 2322.5 | 1741.88 | 580.62 | 0.25 | 15 | 0.19338 | 0 | 321.8791 | Space Cooling | Heat Pump Cooling |  | 1
Equipment | Water source heat pump | Water Source Heat Pump, 2.5 Tons, 17.4 EER, 4.4 COP | Code-Compliant ASHP | Commercial | Turnover | Offices | FPL Blend | Per End Use Consumption | 4680 | 3510 | 1170 | 0.25 | 15 | 0.38968 | 0 | 322.1668 | Space Cooling | Heat Pump Cooling |  | 1
Equipment | Water source heat pump | Water Source Heat Pump, 2.5 Tons, 17.4 EER, 4.4 COP | Code-Compliant ASHP | Commercial | New | Offices | FPL Blend | Per End Use Consumption | 4680 | 3510 | 1170 | 0.25 | 15 | 0.38968 | 0 | 322.1668 | Space Cooling | Heat Pump Cooling |  | 1
Equipment | Water source heat pump | Water Source Heat Pump, 2.5 Tons, 17.4 EER, 4.4 COP | Code-Compliant ASHP | Commercial | Turnover | Restaurants | FPL Blend | Per End Use Consumption | 6740 | 5055 | 1685 | 0.25 | 15 | 0.47783 | 0 | 321.0652 | Space Cooling | Heat Pump Cooling |  | 1
Equipment | Water source heat pump | Water Source Heat Pump, 2.5 Tons, 17.4 EER, 4.4 COP | Code-Compliant ASHP | Commercial | New | Restaurants | FPL Blend | Per End Use Consumption | 6740 | 5055 | 1685 | 0.25 | 15 | 0.47783 | 0 | 321.0652 | Space Cooling | Heat Pump Cooling |  | 1
Equipment | Water source heat pump | Water Source Heat Pump, 2.5 Tons, 17.4 EER, 4.4 COP | Code-Compliant ASHP | Commercial | Turnover | Retail | FPL Blend | Per End Use Consumption | 5282.5 | 3961.88 | 1320.62 | 0.25 | 15 | 0.43985 | 0 | 321.3466 | Space Cooling | Heat Pump Cooling |  | 1
Equipment | Water source heat pump | Water Source Heat Pump, 2.5 Tons, 17.4 EER, 4.4 COP | Code-Compliant ASHP | Commercial | New | Retail | FPL Blend | Per End Use Consumption | 5282.5 | 3961.88 | 1320.62 | 0.25 | 15 | 0.43985 | 0 | 321.3466 | Space Cooling | Heat Pump Cooling |  | 1
Equipment | Water source heat pump | Water Source Heat Pump, 2.5 Tons, 17.4 EER, 4.4 COP | Code-Compliant ASHP | Commercial | Turnover | Schools K-12 | FPL Blend | Per End Use Consumption | 4592.5 | 3444.38 | 1148.12 | 0.25 | 15 | 0.3824 | 0 | 321.2771 | Space Cooling | Heat Pump Cooling |  | 1
Equipment | Water source heat pump | Water Source Heat Pump, 2.5 Tons, 17.4 EER, 4.4 COP | Code-Compliant ASHP | Commercial | New | Schools K-12 | FPL Blend | Per End Use Consumption | 4592.5 | 3444.38 | 1148.12 | 0.25 | 15 | 0.3824 | 0 | 321.2771 | Space Cooling | Heat Pump Cooling |  | 1
Equipment | Water source heat pump | Water Source Heat Pump, 2.5 Tons, 17.4 EER, 4.4 COP | Code-Compliant ASHP | Commercial | Turnover | Warehouse | FPL Blend | Per End Use Consumption | 1007.5 | 755.62 | 251.88 | 0.25 | 15 | 0.083892 | 0 | 321.0723 | Space Cooling | Heat Pump Cooling |  | 1
Equipment | Water source heat pump | Water Source Heat Pump, 2.5 Tons, 17.4 EER, 4.4 COP | Code-Compliant ASHP | Commercial | New | Warehouse | FPL Blend | Per End Use Consumption | 1007.5 | 755.62 | 251.88 | 0.25 | 15 | 0.083892 | 0 | 321.0723 | Space Cooling | Heat Pump Cooling |  | 1
Equipment | Water source heat pump | Water Source Heat Pump, 2.5 Tons, 17.4 EER, 4.4 COP | Code-Compliant ASHP | Commercial | Turnover | Assembly | FPL Blend | Per End Use Consumption | 90.05 | 88 | 2.05 | 0.022765 | 15 | 0 | 0.0046702 | 0.63482 | Space Heating | Heat Pump Heating |  | 1
Equipment | Water source heat pump | Water Source Heat Pump, 2.5 Tons, 17.4 EER, 4.4 COP | Code-Compliant ASHP | Commercial | New | Assembly | FPL Blend | Per End Use Consumption | 90.05 | 88 | 2.05 | 0.022765 | 15 | 0 | 0.0046702 | 0.63482 | Space Heating | Heat Pump Heating |  | 1
Equipment | Water source heat pump | Water Source Heat Pump, 2.5 Tons, 17.4 EER, 4.4 COP | Code-Compliant ASHP | Commercial | Turnover | College and University | FPL Blend | Per End Use Consumption | 90.05 | 88 | 2.05 | 0.022765 | 15 | 0 | 0.0003944 | 0.57232 | Space Heating | Heat Pump Heating |  | 1
Equipment | Water source heat pump | Water Source Heat Pump, 2.5 Tons, 17.4 EER, 4.4 COP | Code-Compliant ASHP | Commercial | New | College and University | FPL Blend | Per End Use Consumption | 90.05 | 88 | 2.05 | 0.022765 | 15 | 0 | 0.0003944 | 0.57232 | Space Heating | Heat Pump Heating |  | 1
Equipment | Water source heat pump | Water Source Heat Pump, 2.5 Tons, 17.4 EER, 4.4 COP | Code-Compliant ASHP | Commercial | Turnover | Data Center | FPL Blend | Per End Use Consumption | 161.67 | 158 | 3.67 | 0.022701 | 15 | 0 | 0.00070607 | 0.55132 | Space Heating | Heat Pump Heating |  | 1
Equipment | Water source heat pump | Water Source Heat Pump, 2.5 Tons, 17.4 EER, 4.4 COP | Code-Compliant ASHP | Commercial | New | Data Center | FPL Blend | Per End Use Consumption | 161.67 | 158 | 3.67 | 0.022701 | 15 | 0 | 0.00070607 | 0.55132 | Space Heating | Heat Pump Heating |  | 1
Equipment | Water source heat pump | Water Source Heat Pump, 2.5 Tons, 17.4 EER, 4.4 COP | Code-Compliant ASHP | Commercial | Turnover | Grocery | FPL Blend | Per End Use Consumption | 155.53 | 152 | 3.53 | 0.022697 | 15 | 0 | 0.0027129 | 1.9699 | Space Heating | Heat Pump Heating |  | 1
Equipment | Water source heat pump | Water Source Heat Pump, 2.5 Tons, 17.4 EER, 4.4 COP | Code-Compliant ASHP | Commercial | New | Grocery | FPL Blend | Per End Use Consumption | 155.53 | 152 | 3.53 | 0.022697 | 15 | 0 | 0.0027129 | 1.9699 | Space Heating | Heat Pump Heating |  | 1
Equipment | Water source heat pump | Water Source Heat Pump, 2.5 Tons, 17.4 EER, 4.4 COP | Code-Compliant ASHP | Commercial | Turnover | Healthcare | FPL Blend | Per End Use Consumption | 141.21 | 138 | 3.21 | 0.022732 | 15 | 0 | 0.00061757 | 0.45691 | Space Heating | Heat Pump Heating |  | 1
Equipment | Water source heat pump | Water Source Heat Pump, 2.5 Tons, 17.4 EER, 4.4 COP | Code-Compliant ASHP | Commercial | New | Healthcare | FPL Blend | Per End Use Consumption | 141.21 | 138 | 3.21 | 0.022732 | 15 | 0 | 0.00061757 | 0.45691 | Space Heating | Heat Pump Heating |  | 1
Equipment | Water source heat pump | Water Source Heat Pump, 2.5 Tons, 17.4 EER, 4.4 COP | Code-Compliant ASHP | Commercial | Turnover | Hospitals | FPL Blend | Per End Use Consumption | 161.67 | 158 | 3.67 | 0.022701 | 15 | 0 | 0.00070607 | 0.55132 | Space Heating | Heat Pump Heating |  | 1
Equipment | Water source heat pump | Water Source Heat Pump, 2.5 Tons, 17.4 EER, 4.4 COP | Code-Compliant ASHP | Commercial | New | Hospitals | FPL Blend | Per End Use Consumption | 161.67 | 158 | 3.67 | 0.022701 | 15 | 0 | 0.00070607 | 0.55132 | Space Heating | Heat Pump Heating |  | 1
Equipment | Water source heat pump | Water Source Heat Pump, 2.5 Tons, 17.4 EER, 4.4 COP | Code-Compliant ASHP | Commercial | Turnover | Institutional | FPL Blend | Per End Use Consumption | 77.77 | 76 | 1.77 | 0.022759 | 15 | 0 | 0.00034053 | 1.0127 | Space Heating | Heat Pump Heating |  | 1
Equipment | Water source heat pump | Water Source Heat Pump, 2.5 Tons, 17.4 EER, 4.4 COP | Code-Compliant ASHP | Commercial | New | Institutional | FPL Blend | Per End Use Consumption | 77.77 | 76 | 1.77 | 0.022759 | 15 | 0 | 0.00034053 | 1.0127 | Space Heating | Heat Pump Heating |  | 1
Equipment | Water source heat pump | Water Source Heat Pump, 2.5 Tons, 17.4 EER, 4.4 COP | Code-Compliant ASHP | Commercial | Turnover | Lodging/Hospitality | FPL Blend | Per End Use Consumption | 94.14 | 92 | 2.14 | 0.022732 | 15 | 0 | 0.0014096 | 0.40133 | Space Heating | Heat Pump Heating |  | 1
Equipment | Water source heat pump | Water Source Heat Pump, 2.5 Tons, 17.4 EER, 4.4 COP | Code-Compliant ASHP | Commercial | New | Lodging/Hospitality | FPL Blend | Per End Use Consumption | 94.14 | 92 | 2.14 | 0.022732 | 15 | 0 | 0.0014096 | 0.40133 | Space Heating | Heat Pump Heating |  | 1
Equipment | Water source heat pump | Water Source Heat Pump, 2.5 Tons, 17.4 EER, 4.4 COP | Code-Compliant ASHP | Commercial | Turnover | Miscellaneous | FPL Blend | Per End Use Consumption | 49.12 | 48 | 1.12 | 0.022801 | 15 | 0 | 0.0025515 | 0.6209 | Space Heating | Heat Pump Heating |  | 1
Equipment | Water source heat pump | Water Source Heat Pump, 2.5 Tons, 17.4 EER, 4.4 COP | Code-Compliant ASHP | Commercial | New | Miscellaneous | FPL Blend | Per End Use Consumption | 49.12 | 48 | 1.12 | 0.022801 | 15 | 0 | 0.0025515 | 0.6209 | Space Heating | Heat Pump Heating |  | 1
Equipment | Water source heat pump | Water Source Heat Pump, 2.5 Tons, 17.4 EER, 4.4 COP | Code-Compliant ASHP | Commercial | Turnover | Offices | FPL Blend | Per End Use Consumption | 53.21 | 52 | 1.21 | 0.02274 | 15 | 0 | 0.0027566 | 0.33318 | Space Heating | Heat Pump Heating |  | 1
Equipment | Water source heat pump | Water Source Heat Pump, 2.5 Tons, 17.4 EER, 4.4 COP | Code-Compliant ASHP | Commercial | New | Offices | FPL Blend | Per End Use Consumption | 53.21 | 52 | 1.21 | 0.02274 | 15 | 0 | 0.0027566 | 0.33318 | Space Heating | Heat Pump Heating |  | 1
Equipment | Water source heat pump | Water Source Heat Pump, 2.5 Tons, 17.4 EER, 4.4 COP | Code-Compliant ASHP | Commercial | Turnover | Restaurants | FPL Blend | Per End Use Consumption | 331.53 | 324 | 7.53 | 0.022713 | 15 | 0 | 0.0057871 | 1.4348 | Space Heating | Heat Pump Heating |  | 1
Equipment | Water source heat pump | Water Source Heat Pump, 2.5 Tons, 17.4 EER, 4.4 COP | Code-Compliant ASHP | Commercial | New | Restaurants | FPL Blend | Per End Use Consumption | 331.53 | 324 | 7.53 | 0.022713 | 15 | 0 | 0.0057871 | 1.4348 | Space Heating | Heat Pump Heating |  | 1
Equipment | Water source heat pump | Water Source Heat Pump, 2.5 Tons, 17.4 EER, 4.4 COP | Code-Compliant ASHP | Commercial | Turnover | Retail | FPL Blend | Per End Use Consumption | 208.74 | 204 | 4.74 | 0.022708 | 15 | 0 | 0.010798 | 1.1534 | Space Heating | Heat Pump Heating |  | 1
Equipment | Water source heat pump | Water Source Heat Pump, 2.5 Tons, 17.4 EER, 4.4 COP | Code-Compliant ASHP | Commercial | New | Retail | FPL Blend | Per End Use Consumption | 208.74 | 204 | 4.74 | 0.022708 | 15 | 0 | 0.010798 | 1.1534 | Space Heating | Heat Pump Heating |  | 1
Equipment | Water source heat pump | Water Source Heat Pump, 2.5 Tons, 17.4 EER, 4.4 COP | Code-Compliant ASHP | Commercial | Turnover | Schools K-12 | FPL Blend | Per End Use Consumption | 192.37 | 188 | 4.37 | 0.022717 | 15 | 0 | 0.0099555 | 1.2229 | Space Heating | Heat Pump Heating |  | 1
Equipment | Water source heat pump | Water Source Heat Pump, 2.5 Tons, 17.4 EER, 4.4 COP | Code-Compliant ASHP | Commercial | New | Schools K-12 | FPL Blend | Per End Use Consumption | 192.37 | 188 | 4.37 | 0.022717 | 15 | 0 | 0.0099555 | 1.2229 | Space Heating | Heat Pump Heating |  | 1
Equipment | Water source heat pump | Water Source Heat Pump, 2.5 Tons, 17.4 EER, 4.4 COP | Code-Compliant ASHP | Commercial | Turnover | Warehouse | FPL Blend | Per End Use Consumption | 49.12 | 48 | 1.12 | 0.022801 | 15 | 0 | 0.0025515 | 1.4277 | Space Heating | Heat Pump Heating |  | 1
Equipment | Water source heat pump | Water Source Heat Pump, 2.5 Tons, 17.4 EER, 4.4 COP | Code-Compliant ASHP | Commercial | New | Warehouse | FPL Blend | Per End Use Consumption | 49.12 | 48 | 1.12 | 0.022801 | 15 | 0 | 0.0025515 | 1.4277 | Space Heating | Heat Pump Heating |  | 1
NonEquipment | Retro-Commissioning (Existing Construction)_SC | Perform facility retro-commissioning, including assessment, process improvements, and optimization of energy-consuming equipment and systems |  | Commercial | Existing | Assembly | FPL Blend | Per End Use Consumption | 124835.85 | 104862.11 | 19973.74 | 0.16 | 5 | 6.6525 | 0 | 5821.362 | Space Cooling |  | Heat Pump Cooling | 1
NonEquipment | Retro-Commissioning (Existing Construction)_SC | Perform facility retro-commissioning, including assessment, process improvements, and optimization of energy-consuming equipment and systems |  | Commercial | Existing | College and University | FPL Blend | Per End Use Consumption | 50239.28 | 42201 | 8038.28 | 0.16 | 5 | 1.6298 | 0 | 6077.3276 | Space Cooling |  | Heat Pump Cooling | 1
NonEquipment | Retro-Commissioning (Existing Construction)_SC | Perform facility retro-commissioning, including assessment, process improvements, and optimization of energy-consuming equipment and systems |  | Commercial | Existing | Data Center | FPL Blend | Per End Use Consumption | 246589.32 | 207135.03 | 39454.29 | 0.16 | 5 | 7.9994 | 0 | 22553.9023 | Space Cooling |  | Heat Pump Cooling | 1
NonEquipment | Retro-Commissioning (Existing Construction)_SC | Perform facility retro-commissioning, including assessment, process improvements, and optimization of energy-consuming equipment and systems |  | Commercial | Existing | Grocery | FPL Blend | Per End Use Consumption | 10146.03 | 8522.67 | 1623.36 | 0.16 | 5 | 0.46035 | 0 | 439.8555 | Space Cooling |  | Heat Pump Cooling | 1
NonEquipment | Retro-Commissioning (Existing Construction)_SC | Perform facility retro-commissioning, including assessment, process improvements, and optimization of energy-consuming equipment and systems |  | Commercial | Existing | Healthcare | FPL Blend | Per End Use Consumption | 21063.51 | 17693.35 | 3370.16 | 0.16 | 5 | 0.68331 | 0 | 1312.8222 | Space Cooling |  | Heat Pump Cooling | 1
NonEquipment | Retro-Commissioning (Existing Construction)_SC | Perform facility retro-commissioning, including assessment, process improvements, and optimization of energy-consuming equipment and systems |  | Commercial | Existing | Hospitals | FPL Blend | Per End Use Consumption | 1853377.69 | 1556837.26 | 296540.43 | 0.16 | 5 | 60.1242 | 0 | 45253.3889 | Space Cooling |  | Heat Pump Cooling | 1
NonEquipment | Retro-Commissioning (Existing Construction)_SC | Perform facility retro-commissioning, including assessment, process improvements, and optimization of energy-consuming equipment and systems |  | Commercial | Existing | Institutional | FPL Blend | Per End Use Consumption | 24647.04 | 20703.51 | 3943.53 | 0.16 | 5 | 0.79956 | 0 | 3509.8658 | Space Cooling |  | Heat Pump Cooling | 1
NonEquipment | Retro-Commissioning (Existing Construction)_SC | Perform facility retro-commissioning, including assessment, process improvements, and optimization of energy-consuming equipment and systems |  | Commercial | Existing | Lodging/Hospitality | FPL Blend | Per End Use Consumption | 200655.84 | 168550.91 | 32104.93 | 0.16 | 5 | 6.1484 | 0 | 11286.8915 | Space Cooling |  | Heat Pump Cooling | 1
NonEquipment | Retro-Commissioning (Existing Construction)_SC | Perform facility retro-commissioning, including assessment, process improvements, and optimization of energy-consuming equipment and systems |  | Commercial | Existing | Miscellaneous | FPL Blend | Per End Use Consumption | 44622.6 | 37482.98 | 7139.62 | 0.16 | 5 | 2.3779 | 0 | 7464.7524 | Space Cooling |  | Heat Pump Cooling | 1
NonEquipment | Retro-Commissioning (Existing Construction)_SC | Perform facility retro-commissioning, including assessment, process improvements, and optimization of energy-consuming equipment and systems |  | Commercial | Existing | Offices | FPL Blend | Per End Use Consumption | 56539.56 | 47493.23 | 9046.33 | 0.16 | 5 | 3.013 | 0 | 3378.8591 | Space Cooling |  | Heat Pump Cooling | 1
NonEquipment | Retro-Commissioning (Existing Construction)_SC | Perform facility retro-commissioning, including assessment, process improvements, and optimization of energy-consuming equipment and systems |  | Commercial | Existing | Restaurants | FPL Blend | Per End Use Consumption | 48502.8 | 40742.35 | 7760.45 | 0.16 | 5 | 2.2007 | 0 | 1157.8921 | Space Cooling |  | Heat Pump Cooling | 1
NonEquipment | Retro-Commissioning (Existing Construction)_SC | Perform facility retro-commissioning, including assessment, process improvements, and optimization of energy-consuming equipment and systems |  | Commercial | Existing | Retail | FPL Blend | Per End Use Consumption | 71635.38 | 60173.72 | 11461.66 | 0.16 | 5 | 3.8174 | 0 | 5060.5844 | Space Cooling |  | Heat Pump Cooling | 1
NonEquipment | Retro-Commissioning (Existing Construction)_SC | Perform facility retro-commissioning, including assessment, process improvements, and optimization of energy-consuming equipment and systems |  | Commercial | Existing | Schools K-12 | FPL Blend | Per End Use Consumption | 160602.9 | 134906.44 | 25696.46 | 0.16 | 5 | 8.5585 | 0 | 9398.0889 | Space Cooling |  | Heat Pump Cooling | 1
NonEquipment | Retro-Commissioning (Existing Construction)_SC | Perform facility retro-commissioning, including assessment, process improvements, and optimization of energy-consuming equipment and systems |  | Commercial | Existing | Warehouse | FPL Blend | Per End Use Consumption | 19405.96 | 16301.01 | 3104.95 | 0.16 | 5 | 1.0341 | 0 | 5292.5264 | Space Cooling |  | Heat Pump Cooling | 1
NonEquipment | High Efficiency Refrigeration Compressor_Scroll | High Efficiency Refrigeration Compressors |  | Commercial | Existing | Assembly | FPL Blend | Per Unit | 1957.5 | 1821.8 | 135.7 | 0.069323 | 16 | 0.020355 | 0.016148 | 315 | Refrigeration |  | Display cases | 1
NonEquipment | High Efficiency Refrigeration Compressor_Scroll | High Efficiency Refrigeration Compressors | Standard Compressor | Commercial | New | Assembly | FPL Blend | Per Unit | 1957.5 | 1821.8 | 135.7 | 0.069323 | 16 | 0.020355 | 0.016148 | 315 | Refrigeration |  | Display cases | 1
NonEquipment | High Efficiency Refrigeration Compressor_Scroll | High Efficiency Refrigeration Compressors |  | Commercial | Existing | College and University | FPL Blend | Per Unit | 1957.5 | 1821.8 | 135.7 | 0.069323 | 16 | 0.020355 | 0.016148 | 315 | Refrigeration |  | Display cases | 1
NonEquipment | High Efficiency Refrigeration Compressor_Scroll | High Efficiency Refrigeration Compressors | Standard Compressor | Commercial | New | College and University | FPL Blend | Per Unit | 1957.5 | 1821.8 | 135.7 | 0.069323 | 16 | 0.020355 | 0.016148 | 315 | Refrigeration |  | Display cases | 1
NonEquipment | High Efficiency Refrigeration Compressor_Scroll | High Efficiency Refrigeration Compressors |  | Commercial | Existing | Data Center | FPL Blend | Per Unit | 1957.5 | 1821.8 | 135.7 | 0.069323 | 16 | 0.019405 | 0.015741 | 315 | Refrigeration |  | Display cases | 1
NonEquipment | High Efficiency Refrigeration Compressor_Scroll | High Efficiency Refrigeration Compressors | Standard Compressor | Commercial | New | Data Center | FPL Blend | Per Unit | 1957.5 | 1821.8 | 135.7 | 0.069323 | 16 | 0.019405 | 0.015741 | 315 | Refrigeration |  | Display cases | 1
NonEquipment | High Efficiency Refrigeration Compressor_Scroll | High Efficiency Refrigeration Compressors |  | Commercial | Existing | Grocery | FPL Blend | Per Unit | 1957.5 | 1821.8 | 135.7 | 0.069323 | 16 | 0.020355 | 0.016148 | 315 | Refrigeration |  | Display cases | 1
NonEquipment | High Efficiency Refrigeration Compressor_Scroll | High Efficiency Refrigeration Compressors | Standard Compressor | Commercial | New | Grocery | FPL Blend | Per Unit | 1957.5 | 1821.8 | 135.7 | 0.069323 | 16 | 0.020355 | 0.016148 | 315 | Refrigeration |  | Display cases | 1
NonEquipment | High Efficiency Refrigeration Compressor_Scroll | High Efficiency Refrigeration Compressors |  | Commercial | Existing | Healthcare | FPL Blend | Per Unit | 1957.5 | 1821.8 | 135.7 | 0.069323 | 16 | 0.020355 | 0.016148 | 315 | Refrigeration |  | Display cases | 1
NonEquipment | High Efficiency Refrigeration Compressor_Scroll | High Efficiency Refrigeration Compressors | Standard Compressor | Commercial | New | Healthcare | FPL Blend | Per Unit | 1957.5 | 1821.8 | 135.7 | 0.069323 | 16 | 0.020355 | 0.016148 | 315 | Refrigeration |  | Display cases | 1
NonEquipment | High Efficiency Refrigeration Compressor_Scroll | High Efficiency Refrigeration Compressors |  | Commercial | Existing | Hospitals | FPL Blend | Per Unit | 1957.5 | 1821.8 | 135.7 | 0.069323 | 16 | 0.020355 | 0.016148 | 315 | Refrigeration |  | Display cases | 1
NonEquipment | High Efficiency Refrigeration Compressor_Scroll | High Efficiency Refrigeration Compressors | Standard Compressor | Commercial | New | Hospitals | FPL Blend | Per Unit | 1957.5 | 1821.8 | 135.7 | 0.069323 | 16 | 0.020355 | 0.016148 | 315 | Refrigeration |  | Display cases | 1
NonEquipment | High Efficiency Refrigeration Compressor_Scroll | High Efficiency Refrigeration Compressors |  | Commercial | Existing | Institutional | FPL Blend | Per Unit | 1957.5 | 1821.8 | 135.7 | 0.069323 | 16 | 0.019405 | 0.015741 | 315 | Refrigeration |  | Display cases | 1
NonEquipment | High Efficiency Refrigeration Compressor_Scroll | High Efficiency Refrigeration Compressors | Standard Compressor | Commercial | New | Institutional | FPL Blend | Per Unit | 1957.5 | 1821.8 | 135.7 | 0.069323 | 16 | 0.019405 | 0.015741 | 315 | Refrigeration |  | Display cases | 1
NonEquipment | High Efficiency Refrigeration Compressor_Scroll | High Efficiency Refrigeration Compressors |  | Commercial | Existing | Lodging/Hospitality | FPL Blend | Per Unit | 1957.5 | 1821.8 | 135.7 | 0.069323 | 16 | 0.020355 | 0.016148 | 315 | Refrigeration |  | Display cases | 1
NonEquipment | High Efficiency Refrigeration Compressor_Scroll | High Efficiency Refrigeration Compressors | Standard Compressor | Commercial | New | Lodging/Hospitality | FPL Blend | Per Unit | 1957.5 | 1821.8 | 135.7 | 0.069323 | 16 | 0.020355 | 0.016148 | 315 | Refrigeration |  | Display cases | 1
NonEquipment | High Efficiency Refrigeration Compressor_Scroll | High Efficiency Refrigeration Compressors |  | Commercial | Existing | Miscellaneous | FPL Blend | Per Unit | 1957.5 | 1821.8 | 135.7 | 0.069323 | 16 | 0.019405 | 0.015741 | 315 | Refrigeration |  | Display cases | 1
NonEquipment | High Efficiency Refrigeration Compressor_Scroll | High Efficiency Refrigeration Compressors | Standard Compressor | Commercial | New | Miscellaneous | FPL Blend | Per Unit | 1957.5 | 1821.8 | 135.7 | 0.069323 | 16 | 0.019405 | 0.015741 | 315 | Refrigeration |  | Display cases | 1
NonEquipment | High Efficiency Refrigeration Compressor_Scroll | High Efficiency Refrigeration Compressors |  | Commercial | Existing | Offices | FPL Blend | Per Unit | 1957.5 | 1821.8 | 135.7 | 0.069323 | 16 | 0.019405 | 0.015741 | 315 | Refrigeration |  | Display cases | 1
NonEquipment | High Efficiency Refrigeration Compressor_Scroll | High Efficiency Refrigeration Compressors | Standard Compressor | Commercial | New | Offices | FPL Blend | Per Unit | 1957.5 | 1821.8 | 135.7 | 0.069323 | 16 | 0.019405 | 0.015741 | 315 | Refrigeration |  | Display cases | 1
NonEquipment | High Efficiency Refrigeration Compressor_Scroll | High Efficiency Refrigeration Compressors |  | Commercial | Existing | Restaurants | FPL Blend | Per Unit | 1957.5 | 1821.8 | 135.7 | 0.069323 | 16 | 0.019134 | 0.015334 | 315 | Refrigeration |  | Display cases | 1
NonEquipment | High Efficiency Refrigeration Compressor_Scroll | High Efficiency Refrigeration Compressors | Standard Compressor | Commercial | New | Restaurants | FPL Blend | Per Unit | 1957.5 | 1821.8 | 135.7 | 0.069323 | 16 | 0.019134 | 0.015334 | 315 | Refrigeration |  | Display cases | 1
NonEquipment | High Efficiency Refrigeration Compressor_Scroll | High Efficiency Refrigeration Compressors |  | Commercial | Existing | Retail | FPL Blend | Per Unit | 1957.5 | 1821.8 | 135.7 | 0.069323 | 16 | 0.020355 | 0.016148 | 315 | Refrigeration |  | Display cases | 1
NonEquipment | High Efficiency Refrigeration Compressor_Scroll | High Efficiency Refrigeration Compressors | Standard Compressor | Commercial | New | Retail | FPL Blend | Per Unit | 1957.5 | 1821.8 | 135.7 | 0.069323 | 16 | 0.020355 | 0.016148 | 315 | Refrigeration |  | Display cases | 1
NonEquipment | High Efficiency Refrigeration Compressor_Scroll | High Efficiency Refrigeration Compressors |  | Commercial | Existing | Schools K-12 | FPL Blend | Per Unit | 1957.5 | 1821.8 | 135.7 | 0.069323 | 16 | 0.019405 | 0.015741 | 315 | Refrigeration |  | Display cases | 1
NonEquipment | High Efficiency Refrigeration Compressor_Scroll | High Efficiency Refrigeration Compressors | Standard Compressor | Commercial | New | Schools K-12 | FPL Blend | Per Unit | 1957.5 | 1821.8 | 135.7 | 0.069323 | 16 | 0.019405 | 0.015741 | 315 | Refrigeration |  | Display cases | 1
NonEquipment | High Efficiency Refrigeration Compressor_Scroll | High Efficiency Refrigeration Compressors |  | Commercial | Existing | Warehouse | FPL Blend | Per Unit | 1957.5 | 1821.8 | 135.7 | 0.069323 | 16 | 0.019405 | 0.015741 | 315 | Refrigeration |  | Display cases | 1
NonEquipment | High Efficiency Refrigeration Compressor_Scroll | High Efficiency Refrigeration Compressors | Standard Compressor | Commercial | New | Warehouse | FPL Blend | Per Unit | 1957.5 | 1821.8 | 135.7 | 0.069323 | 16 | 0.019405 | 0.015741 | 315 | Refrigeration |  | Display cases | 1
Equipment | High Efficiency Data Center Cooling | High Efficiency CRAC (computer room air conditioner) | Standard Efficiency CRAC | Commercial | Turnover | Assembly | FPL Blend | Per End Use Consumption | 124835.85 | 111341.85 | 13494 | 0.10809 | 15 | 4.4943 | 0 | 21860.28 | Space Cooling | Packaged air conditioning units (RTUs) |  | 1
Equipment | High Efficiency Data Center Cooling | High Efficiency CRAC (computer room air conditioner) | Standard Efficiency CRAC | Commercial | New | Assembly | FPL Blend | Per End Use Consumption | 124835.85 | 111341.85 | 13494 | 0.10809 | 15 | 4.4943 | 0 | 21860.28 | Space Cooling | Packaged air conditioning units (RTUs) |  | 1
Equipment | High Efficiency Data Center Cooling | High Efficiency CRAC (computer room air conditioner) | Standard Efficiency CRAC | Commercial | Turnover | College and University | FPL Blend | Per End Use Consumption | 50239.28 | 36745.28 | 13494 | 0.26859 | 15 | 2.7359 | 0 | 21860.28 | Space Cooling | Packaged air conditioning units (RTUs) |  | 1
Equipment | High Efficiency Data Center Cooling | High Efficiency CRAC (computer room air conditioner) | Standard Efficiency CRAC | Commercial | New | College and University | FPL Blend | Per End Use Consumption | 50239.28 | 36745.28 | 13494 | 0.26859 | 15 | 2.7359 | 0 | 21860.28 | Space Cooling | Packaged air conditioning units (RTUs) |  | 1
Equipment | High Efficiency Data Center Cooling | High Efficiency CRAC (computer room air conditioner) | Standard Efficiency CRAC | Commercial | Turnover | Data Center | FPL Blend | Per End Use Consumption | 246589.32 | 233095.32 | 13494 | 0.054723 | 15 | 2.7359 | 0 | 21860.28 | Space Cooling | Packaged air conditioning units (RTUs) |  | 1
Equipment | High Efficiency Data Center Cooling | High Efficiency CRAC (computer room air conditioner) | Standard Efficiency CRAC | Commercial | New | Data Center | FPL Blend | Per End Use Consumption | 246589.32 | 233095.32 | 13494 | 0.054723 | 15 | 2.7359 | 0 | 21860.28 | Space Cooling | Packaged air conditioning units (RTUs) |  | 1
Equipment | High Efficiency Data Center Cooling | High Efficiency CRAC (computer room air conditioner) | Standard Efficiency CRAC | Commercial | Turnover | Grocery | FPL Blend | Per End Use Consumption | 10146.03 | 5073.02 | 5073.01 | 0.5 | 15 | 1.4386 | 0 | 8218.28 | Space Cooling | Packaged air conditioning units (RTUs) |  | 1
Equipment | High Efficiency Data Center Cooling | High Efficiency CRAC (computer room air conditioner) | Standard Efficiency CRAC | Commercial | New | Grocery | FPL Blend | Per End Use Consumption | 10146.03 | 5073.02 | 5073.01 | 0.5 | 15 | 1.4386 | 0 | 8218.28 | Space Cooling | Packaged air conditioning units (RTUs) |  | 1
Equipment | High Efficiency Data Center Cooling | High Efficiency CRAC (computer room air conditioner) | Standard Efficiency CRAC | Commercial | Turnover | Healthcare | FPL Blend | Per End Use Consumption | 21063.51 | 10531.75 | 10531.76 | 0.5 | 15 | 2.1353 | 0 | 17061.44 | Space Cooling | Packaged air conditioning units (RTUs) |  | 1
Equipment | High Efficiency Data Center Cooling | High Efficiency CRAC (computer room air conditioner) | Standard Efficiency CRAC | Commercial | New | Healthcare | FPL Blend | Per End Use Consumption | 21063.51 | 10531.75 | 10531.76 | 0.5 | 15 | 2.1353 | 0 | 17061.44 | Space Cooling | Packaged air conditioning units (RTUs) |  | 1
Equipment | High Efficiency Data Center Cooling | High Efficiency CRAC (computer room air conditioner) | Standard Efficiency CRAC | Commercial | Turnover | Hospitals | FPL Blend | Per End Use Consumption | 1853377.69 | 1839883.69 | 13494 | 0.0072808 | 15 | 2.7359 | 0 | 21860.28 | Space Cooling | Packaged air conditioning units (RTUs) |  | 1
Equipment | High Efficiency Data Center Cooling | High Efficiency CRAC (computer room air conditioner) | Standard Efficiency CRAC | Commercial | New | Hospitals | FPL Blend | Per End Use Consumption | 1853377.69 | 1839883.69 | 13494 | 0.0072808 | 15 | 2.7359 | 0 | 21860.28 | Space Cooling | Packaged air conditioning units (RTUs) |  | 1
Equipment | High Efficiency Data Center Cooling | High Efficiency CRAC (computer room air conditioner) | Standard Efficiency CRAC | Commercial | Turnover | Institutional | FPL Blend | Per End Use Consumption | 24647.04 | 12323.52 | 12323.52 | 0.5 | 15 | 2.4986 | 0 | 19964.1 | Space Cooling | Packaged air conditioning units (RTUs) |  | 1
Equipment | High Efficiency Data Center Cooling | High Efficiency CRAC (computer room air conditioner) | Standard Efficiency CRAC | Commercial | New | Institutional | FPL Blend | Per End Use Consumption | 24647.04 | 12323.52 | 12323.52 | 0.5 | 15 | 2.4986 | 0 | 19964.1 | Space Cooling | Packaged air conditioning units (RTUs) |  | 1
Equipment | High Efficiency Data Center Cooling | High Efficiency CRAC (computer room air conditioner) | Standard Efficiency CRAC | Commercial | Turnover | Lodging/Hospitality | FPL Blend | Per End Use Consumption | 200655.84 | 187161.84 | 13494 | 0.067249 | 15 | 2.5842 | 0 | 21860.28 | Space Cooling | Packaged air conditioning units (RTUs) |  | 1
Equipment | High Efficiency Data Center Cooling | High Efficiency CRAC (computer room air conditioner) | Standard Efficiency CRAC | Commercial | New | Lodging/Hospitality | FPL Blend | Per End Use Consumption | 200655.84 | 187161.84 | 13494 | 0.067249 | 15 | 2.5842 | 0 | 21860.28 | Space Cooling | Packaged air conditioning units (RTUs) |  | 1
Equipment | High Efficiency Data Center Cooling | High Efficiency CRAC (computer room air conditioner) | Standard Efficiency CRAC | Commercial | Turnover | Miscellaneous | FPL Blend | Per End Use Consumption | 44622.6 | 31128.6 | 13494 | 0.3024 | 15 | 4.4943 | 0 | 21860.28 | Space Cooling | Packaged air conditioning units (RTUs) |  | 1
Equipment | High Efficiency Data Center Cooling | High Efficiency CRAC (computer room air conditioner) | Standard Efficiency CRAC | Commercial | New | Miscellaneous | FPL Blend | Per End Use Consumption | 44622.6 | 31128.6 | 13494 | 0.3024 | 15 | 4.4943 | 0 | 21860.28 | Space Cooling | Packaged air conditioning units (RTUs) |  | 1
Equipment | High Efficiency Data Center Cooling | High Efficiency CRAC (computer room air conditioner) | Standard Efficiency CRAC | Commercial | Turnover | Offices | FPL Blend | Per End Use Consumption | 56539.56 | 43045.56 | 13494 | 0.23866 | 15 | 4.4943 | 0 | 21860.28 | Space Cooling | Packaged air conditioning units (RTUs) |  | 1
Equipment | High Efficiency Data Center Cooling | High Efficiency CRAC (computer room air conditioner) | Standard Efficiency CRAC | Commercial | New | Offices | FPL Blend | Per End Use Consumption | 56539.56 | 43045.56 | 13494 | 0.23866 | 15 | 4.4943 | 0 | 21860.28 | Space Cooling | Packaged air conditioning units (RTUs) |  | 1
Equipment | High Efficiency Data Center Cooling | High Efficiency CRAC (computer room air conditioner) | Standard Efficiency CRAC | Commercial | Turnover | Restaurants | FPL Blend | Per End Use Consumption | 48502.8 | 35008.8 | 13494 | 0.27821 | 15 | 3.8266 | 0 | 21860.28 | Space Cooling | Packaged air conditioning units (RTUs) |  | 1
Equipment | High Efficiency Data Center Cooling | High Efficiency CRAC (computer room air conditioner) | Standard Efficiency CRAC | Commercial | New | Restaurants | FPL Blend | Per End Use Consumption | 48502.8 | 35008.8 | 13494 | 0.27821 | 15 | 3.8266 | 0 | 21860.28 | Space Cooling | Packaged air conditioning units (RTUs) |  | 1
Equipment | High Efficiency Data Center Cooling | High Efficiency CRAC (computer room air conditioner) | Standard Efficiency CRAC | Commercial | Turnover | Retail | FPL Blend | Per End Use Consumption | 71635.38 | 58141.38 | 13494 | 0.18837 | 15 | 4.4943 | 0 | 21860.28 | Space Cooling | Packaged air conditioning units (RTUs) |  | 1
Equipment | High Efficiency Data Center Cooling | High Efficiency CRAC (computer room air conditioner) | Standard Efficiency CRAC | Commercial | New | Retail | FPL Blend | Per End Use Consumption | 71635.38 | 58141.38 | 13494 | 0.18837 | 15 | 4.4943 | 0 | 21860.28 | Space Cooling | Packaged air conditioning units (RTUs) |  | 1
Equipment | High Efficiency Data Center Cooling | High Efficiency CRAC (computer room air conditioner) | Standard Efficiency CRAC | Commercial | Turnover | Schools K-12 | FPL Blend | Per End Use Consumption | 160602.9 | 147108.9 | 13494 | 0.084021 | 15 | 4.4943 | 0 | 21860.28 | Space Cooling | Packaged air conditioning units (RTUs) |  | 1
Equipment | High Efficiency Data Center Cooling | High Efficiency CRAC (computer room air conditioner) | Standard Efficiency CRAC | Commercial | New | Schools K-12 | FPL Blend | Per End Use Consumption | 160602.9 | 147108.9 | 13494 | 0.084021 | 15 | 4.4943 | 0 | 21860.28 | Space Cooling | Packaged air conditioning units (RTUs) |  | 1
Equipment | High Efficiency Data Center Cooling | High Efficiency CRAC (computer room air conditioner) | Standard Efficiency CRAC | Commercial | Turnover | Warehouse | FPL Blend | Per End Use Consumption | 19405.96 | 9702.98 | 9702.98 | 0.5 | 15 | 3.2317 | 0 | 15718.83 | Space Cooling | Packaged air conditioning units (RTUs) |  | 1
Equipment | High Efficiency Data Center Cooling | High Efficiency CRAC (computer room air conditioner) | Standard Efficiency CRAC | Commercial | New | Warehouse | FPL Blend | Per End Use Consumption | 19405.96 | 9702.98 | 9702.98 | 0.5 | 15 | 3.2317 | 0 | 15718.83 | Space Cooling | Packaged air conditioning units (RTUs) |  | 1
Equipment | High Speed Fans | High Speed Fan, 24" - 35" Blade Diameter | Standard Speed Fan, 24" - 35" Blade Diameter | Commercial | Turnover | Assembly | FPL Blend | Per Unit | 4629.18 | 4120.62 | 508.56 | 0.10986 | 7 | 0.058993 | 0.058993 | 154 | Ventilation and Circulation | Ventilation System |  | 1
Equipment | High Speed Fans | High Speed Fan, 24" - 35" Blade Diameter | Standard Speed Fan, 24" - 35" Blade Diameter | Commercial | New | Assembly | FPL Blend | Per Unit | 4629.18 | 4120.62 | 508.56 | 0.10986 | 7 | 0.058993 | 0.058993 | 154 | Ventilation and Circulation | Ventilation System |  | 1
Equipment | High Speed Fans | High Speed Fan, 24" - 35" Blade Diameter | Standard Speed Fan, 24" - 35" Blade Diameter | Commercial | Turnover | College and University | FPL Blend | Per Unit | 4629.18 | 4120.62 | 508.56 | 0.10986 | 7 | 0.058993 | 0.058993 | 154 | Ventilation and Circulation | Ventilation System |  | 1
Equipment | High Speed Fans | High Speed Fan, 24" - 35" Blade Diameter | Standard Speed Fan, 24" - 35" Blade Diameter | Commercial | New | College and University | FPL Blend | Per Unit | 4629.18 | 4120.62 | 508.56 | 0.10986 | 7 | 0.058993 | 0.058993 | 154 | Ventilation and Circulation | Ventilation System |  | 1
Equipment | High Speed Fans | High Speed Fan, 24" - 35" Blade Diameter | Standard Speed Fan, 24" - 35" Blade Diameter | Commercial | Turnover | Data Center | FPL Blend | Per Unit | 4629.18 | 4120.62 | 508.56 | 0.10986 | 7 | 0.093066 | 0.066113 | 154 | Ventilation and Circulation | Ventilation System |  | 1
Equipment | High Speed Fans | High Speed Fan, 24" - 35" Blade Diameter | Standard Speed Fan, 24" - 35" Blade Diameter | Commercial | New | Data Center | FPL Blend | Per Unit | 4629.18 | 4120.62 | 508.56 | 0.10986 | 7 | 0.093066 | 0.066113 | 154 | Ventilation and Circulation | Ventilation System |  | 1
Equipment | High Speed Fans | High Speed Fan, 24" - 35" Blade Diameter | Standard Speed Fan, 24" - 35" Blade Diameter | Commercial | Turnover | Grocery | FPL Blend | Per Unit | 4629.18 | 4120.62 | 508.56 | 0.10986 | 7 | 0.089507 | 0.047805 | 154 | Ventilation and Circulation | Ventilation System |  | 1
Equipment | High Speed Fans | High Speed Fan, 24" - 35" Blade Diameter | Standard Speed Fan, 24" - 35" Blade Diameter | Commercial | New | Grocery | FPL Blend | Per Unit | 4629.18 | 4120.62 | 508.56 | 0.10986 | 7 | 0.089507 | 0.047805 | 154 | Ventilation and Circulation | Ventilation System |  | 1
Equipment | High Speed Fans | High Speed Fan, 24" - 35" Blade Diameter | Standard Speed Fan, 24" - 35" Blade Diameter | Commercial | Turnover | Healthcare | FPL Blend | Per Unit | 4629.18 | 4120.62 | 508.56 | 0.10986 | 7 | 0.074758 | 0.065604 | 154 | Ventilation and Circulation | Ventilation System |  | 1
Equipment | High Speed Fans | High Speed Fan, 24" - 35" Blade Diameter | Standard Speed Fan, 24" - 35" Blade Diameter | Commercial | New | Healthcare | FPL Blend | Per Unit | 4629.18 | 4120.62 | 508.56 | 0.10986 | 7 | 0.074758 | 0.065604 | 154 | Ventilation and Circulation | Ventilation System |  | 1
Equipment | High Speed Fans | High Speed Fan, 24" - 35" Blade Diameter | Standard Speed Fan, 24" - 35" Blade Diameter | Commercial | Turnover | Hospitals | FPL Blend | Per Unit | 4629.18 | 4120.62 | 508.56 | 0.10986 | 7 | 0.058993 | 0.058993 | 154 | Ventilation and Circulation | Ventilation System |  | 1
Equipment | High Speed Fans | High Speed Fan, 24" - 35" Blade Diameter | Standard Speed Fan, 24" - 35" Blade Diameter | Commercial | New | Hospitals | FPL Blend | Per Unit | 4629.18 | 4120.62 | 508.56 | 0.10986 | 7 | 0.058993 | 0.058993 | 154 | Ventilation and Circulation | Ventilation System |  | 1
Equipment | High Speed Fans | High Speed Fan, 24" - 35" Blade Diameter | Standard Speed Fan, 24" - 35" Blade Diameter | Commercial | Turnover | Institutional | FPL Blend | Per Unit | 4629.18 | 4120.62 | 508.56 | 0.10986 | 7 | 0.083404 | 0.065096 | 154 | Ventilation and Circulation | Ventilation System |  | 1
Equipment | High Speed Fans | High Speed Fan, 24" - 35" Blade Diameter | Standard Speed Fan, 24" - 35" Blade Diameter | Commercial | New | Institutional | FPL Blend | Per Unit | 4629.18 | 4120.62 | 508.56 | 0.10986 | 7 | 0.083404 | 0.065096 | 154 | Ventilation and Circulation | Ventilation System |  | 1
Equipment | High Speed Fans | High Speed Fan, 24" - 35" Blade Diameter | Standard Speed Fan, 24" - 35" Blade Diameter | Commercial | Turnover | Lodging/Hospitality | FPL Blend | Per Unit | 4629.18 | 4120.62 | 508.56 | 0.10986 | 7 | 0.068147 | 0.055942 | 154 | Ventilation and Circulation | Ventilation System |  | 1
Equipment | High Speed Fans | High Speed Fan, 24" - 35" Blade Diameter | Standard Speed Fan, 24" - 35" Blade Diameter | Commercial | New | Lodging/Hospitality | FPL Blend | Per Unit | 4629.18 | 4120.62 | 508.56 | 0.10986 | 7 | 0.068147 | 0.055942 | 154 | Ventilation and Circulation | Ventilation System |  | 1
Equipment | High Speed Fans | High Speed Fan, 24" - 35" Blade Diameter | Standard Speed Fan, 24" - 35" Blade Diameter | Commercial | Turnover | Miscellaneous | FPL Blend | Per Unit | 4629.18 | 4120.62 | 508.56 | 0.10986 | 7 | 0.093066 | 0.066113 | 154 | Ventilation and Circulation | Ventilation System |  | 1
Equipment | High Speed Fans | High Speed Fan, 24" - 35" Blade Diameter | Standard Speed Fan, 24" - 35" Blade Diameter | Commercial | New | Miscellaneous | FPL Blend | Per Unit | 4629.18 | 4120.62 | 508.56 | 0.10986 | 7 | 0.093066 | 0.066113 | 154 | Ventilation and Circulation | Ventilation System |  | 1
Equipment | High Speed Fans | High Speed Fan, 24" - 35" Blade Diameter | Standard Speed Fan, 24" - 35" Blade Diameter | Commercial | Turnover | Offices | FPL Blend | Per Unit | 4629.18 | 4120.62 | 508.56 | 0.10986 | 7 | 0.093066 | 0.066113 | 154 | Ventilation and Circulation | Ventilation System |  | 1
Equipment | High Speed Fans | High Speed Fan, 24" - 35" Blade Diameter | Standard Speed Fan, 24" - 35" Blade Diameter | Commercial | New | Offices | FPL Blend | Per Unit | 4629.18 | 4120.62 | 508.56 | 0.10986 | 7 | 0.093066 | 0.066113 | 154 | Ventilation and Circulation | Ventilation System |  | 1
Equipment | High Speed Fans | High Speed Fan, 24" - 35" Blade Diameter | Standard Speed Fan, 24" - 35" Blade Diameter | Commercial | Turnover | Restaurants | FPL Blend | Per Unit | 4629.18 | 4120.62 | 508.56 | 0.10986 | 7 | 0.07781 | 0.059502 | 154 | Ventilation and Circulation | Ventilation System |  | 1
Equipment | High Speed Fans | High Speed Fan, 24" - 35" Blade Diameter | Standard Speed Fan, 24" - 35" Blade Diameter | Commercial | New | Restaurants | FPL Blend | Per Unit | 4629.18 | 4120.62 | 508.56 | 0.10986 | 7 | 0.07781 | 0.059502 | 154 | Ventilation and Circulation | Ventilation System |  | 1
Equipment | High Speed Fans | High Speed Fan, 24" - 35" Blade Diameter | Standard Speed Fan, 24" - 35" Blade Diameter | Commercial | Turnover | Retail | FPL Blend | Per Unit | 4629.18 | 4120.62 | 508.56 | 0.10986 | 7 | 0.058993 | 0.058993 | 154 | Ventilation and Circulation | Ventilation System |  | 1
Equipment | High Speed Fans | High Speed Fan, 24" - 35" Blade Diameter | Standard Speed Fan, 24" - 35" Blade Diameter | Commercial | New | Retail | FPL Blend | Per Unit | 4629.18 | 4120.62 | 508.56 | 0.10986 | 7 | 0.058993 | 0.058993 | 154 | Ventilation and Circulation | Ventilation System |  | 1
Equipment | High Speed Fans | High Speed Fan, 24" - 35" Blade Diameter | Standard Speed Fan, 24" - 35" Blade Diameter | Commercial | Turnover | Schools K-12 | FPL Blend | Per Unit | 4629.18 | 4120.62 | 508.56 | 0.10986 | 7 | 0.093066 | 0.066113 | 154 | Ventilation and Circulation | Ventilation System |  | 1
Equipment | High Speed Fans | High Speed Fan, 24" - 35" Blade Diameter | Standard Speed Fan, 24" - 35" Blade Diameter | Commercial | New | Schools K-12 | FPL Blend | Per Unit | 4629.18 | 4120.62 | 508.56 | 0.10986 | 7 | 0.093066 | 0.066113 | 154 | Ventilation and Circulation | Ventilation System |  | 1
Equipment | High Speed Fans | High Speed Fan, 24" - 35" Blade Diameter | Standard Speed Fan, 24" - 35" Blade Diameter | Commercial | Turnover | Warehouse | FPL Blend | Per Unit | 4629.18 | 4120.62 | 508.56 | 0.10986 | 7 | 0.093066 | 0.066113 | 154 | Ventilation and Circulation | Ventilation System |  | 1
Equipment | High Speed Fans | High Speed Fan, 24" - 35" Blade Diameter | Standard Speed Fan, 24" - 35" Blade Diameter | Commercial | New | Warehouse | FPL Blend | Per Unit | 4629.18 | 4120.62 | 508.56 | 0.10986 | 7 | 0.093066 | 0.066113 | 154 | Ventilation and Circulation | Ventilation System |  | 1
Equipment | LED Canopy Lighting (Exterior) | One 67.2W LED Canopy Light | Average Lumen Equivalent Exterior Incandescent Area Lighting | Commercial | Turnover | Assembly | FPL Blend | Per Fixture | 799.18 | 270.01 | 529.17 | 0.66214 | 13 | 0 | 0.050271 | 255 | Exterior Lighting | Exterior parking/lot lighting |  | 1
Equipment | LED Canopy Lighting (Exterior) | One 67.2W LED Canopy Light | Average Lumen Equivalent Exterior Incandescent Area Lighting | Commercial | New | Assembly | FPL Blend | Per Fixture | 799.18 | 270.01 | 529.17 | 0.66214 | 13 | 0 | 0.050271 | 255 | Exterior Lighting | Exterior parking/lot lighting |  | 1
Equipment | LED Canopy Lighting (Exterior) | One 67.2W LED Canopy Light | Average Lumen Equivalent Exterior Incandescent Area Lighting | Commercial | Turnover | College and University | FPL Blend | Per Fixture | 799.18 | 270.01 | 529.17 | 0.66214 | 13 | 0 | 0.052388 | 255 | Exterior Lighting | Exterior parking/lot lighting |  | 1
Equipment | LED Canopy Lighting (Exterior) | One 67.2W LED Canopy Light | Average Lumen Equivalent Exterior Incandescent Area Lighting | Commercial | New | College and University | FPL Blend | Per Fixture | 799.18 | 270.01 | 529.17 | 0.66214 | 13 | 0 | 0.052388 | 255 | Exterior Lighting | Exterior parking/lot lighting |  | 1
Equipment | LED Canopy Lighting (Exterior) | One 67.2W LED Canopy Light | Average Lumen Equivalent Exterior Incandescent Area Lighting | Commercial | Turnover | Data Center | FPL Blend | Per Fixture | 799.18 | 270.01 | 529.17 | 0.66214 | 13 | 0 | 0.048154 | 255 | Exterior Lighting | Exterior parking/lot lighting |  | 1
Equipment | LED Canopy Lighting (Exterior) | One 67.2W LED Canopy Light | Average Lumen Equivalent Exterior Incandescent Area Lighting | Commercial | New | Data Center | FPL Blend | Per Fixture | 799.18 | 270.01 | 529.17 | 0.66214 | 13 | 0 | 0.048154 | 255 | Exterior Lighting | Exterior parking/lot lighting |  | 1
Equipment | LED Canopy Lighting (Exterior) | One 67.2W LED Canopy Light | Average Lumen Equivalent Exterior Incandescent Area Lighting | Commercial | Turnover | Grocery | FPL Blend | Per Fixture | 799.18 | 270.01 | 529.17 | 0.66214 | 13 | 0 | 0.051329 | 255 | Exterior Lighting | Exterior parking/lot lighting |  | 1
Equipment | LED Canopy Lighting (Exterior) | One 67.2W LED Canopy Light | Average Lumen Equivalent Exterior Incandescent Area Lighting | Commercial | New | Grocery | FPL Blend | Per Fixture | 799.18 | 270.01 | 529.17 | 0.66214 | 13 | 0 | 0.051329 | 255 | Exterior Lighting | Exterior parking/lot lighting |  | 1
Equipment | LED Canopy Lighting (Exterior) | One 67.2W LED Canopy Light | Average Lumen Equivalent Exterior Incandescent Area Lighting | Commercial | Turnover | Healthcare | FPL Blend | Per Fixture | 799.18 | 270.01 | 529.17 | 0.66214 | 13 | 0 | 0.051329 | 255 | Exterior Lighting | Exterior parking/lot lighting |  | 1
Equipment | LED Canopy Lighting (Exterior) | One 67.2W LED Canopy Light | Average Lumen Equivalent Exterior Incandescent Area Lighting | Commercial | New | Healthcare | FPL Blend | Per Fixture | 799.18 | 270.01 | 529.17 | 0.66214 | 13 | 0 | 0.051329 | 255 | Exterior Lighting | Exterior parking/lot lighting |  | 1
Equipment | LED Canopy Lighting (Exterior) | One 67.2W LED Canopy Light | Average Lumen Equivalent Exterior Incandescent Area Lighting | Commercial | Turnover | Hospitals | FPL Blend | Per Fixture | 799.18 | 270.01 | 529.17 | 0.66214 | 13 | 0 | 0.052388 | 255 | Exterior Lighting | Exterior parking/lot lighting |  | 1
Equipment | LED Canopy Lighting (Exterior) | One 67.2W LED Canopy Light | Average Lumen Equivalent Exterior Incandescent Area Lighting | Commercial | New | Hospitals | FPL Blend | Per Fixture | 799.18 | 270.01 | 529.17 | 0.66214 | 13 | 0 | 0.052388 | 255 | Exterior Lighting | Exterior parking/lot lighting |  | 1
Equipment | LED Canopy Lighting (Exterior) | One 67.2W LED Canopy Light | Average Lumen Equivalent Exterior Incandescent Area Lighting | Commercial | Turnover | Institutional | FPL Blend | Per Fixture | 799.18 | 270.01 | 529.17 | 0.66214 | 13 | 0 | 0.0635 | 255 | Exterior Lighting | Exterior parking/lot lighting |  | 1
Equipment | LED Canopy Lighting (Exterior) | One 67.2W LED Canopy Light | Average Lumen Equivalent Exterior Incandescent Area Lighting | Commercial | New | Institutional | FPL Blend | Per Fixture | 799.18 | 270.01 | 529.17 | 0.66214 | 13 | 0 | 0.0635 | 255 | Exterior Lighting | Exterior parking/lot lighting |  | 1
Equipment | LED Canopy Lighting (Exterior) | One 67.2W LED Canopy Light | Average Lumen Equivalent Exterior Incandescent Area Lighting | Commercial | Turnover | Lodging/Hospitality | FPL Blend | Per Fixture | 799.18 | 270.01 | 529.17 | 0.66214 | 13 | 0 | 0.046038 | 255 | Exterior Lighting | Exterior parking/lot lighting |  | 1
Equipment | LED Canopy Lighting (Exterior) | One 67.2W LED Canopy Light | Average Lumen Equivalent Exterior Incandescent Area Lighting | Commercial | New | Lodging/Hospitality | FPL Blend | Per Fixture | 799.18 | 270.01 | 529.17 | 0.66214 | 13 | 0 | 0.046038 | 255 | Exterior Lighting | Exterior parking/lot lighting |  | 1
Equipment | LED Canopy Lighting (Exterior) | One 67.2W LED Canopy Light | Average Lumen Equivalent Exterior Incandescent Area Lighting | Commercial | Turnover | Miscellaneous | FPL Blend | Per Fixture | 799.18 | 270.01 | 529.17 | 0.66214 | 13 | 0 | 0.048154 | 255 | Exterior Lighting | Exterior parking/lot lighting |  | 1
Equipment | LED Canopy Lighting (Exterior) | One 67.2W LED Canopy Light | Average Lumen Equivalent Exterior Incandescent Area Lighting | Commercial | New | Miscellaneous | FPL Blend | Per Fixture | 799.18 | 270.01 | 529.17 | 0.66214 | 13 | 0 | 0.048154 | 255 | Exterior Lighting | Exterior parking/lot lighting |  | 1
Equipment | LED Canopy Lighting (Exterior) | One 67.2W LED Canopy Light | Average Lumen Equivalent Exterior Incandescent Area Lighting | Commercial | Turnover | Offices | FPL Blend | Per Fixture | 799.18 | 270.01 | 529.17 | 0.66214 | 13 | 0 | 0.048154 | 255 | Exterior Lighting | Exterior parking/lot lighting |  | 1
Equipment | LED Canopy Lighting (Exterior) | One 67.2W LED Canopy Light | Average Lumen Equivalent Exterior Incandescent Area Lighting | Commercial | New | Offices | FPL Blend | Per Fixture | 799.18 | 270.01 | 529.17 | 0.66214 | 13 | 0 | 0.048154 | 255 | Exterior Lighting | Exterior parking/lot lighting |  | 1
Equipment | LED Canopy Lighting (Exterior) | One 67.2W LED Canopy Light | Average Lumen Equivalent Exterior Incandescent Area Lighting | Commercial | Turnover | Restaurants | FPL Blend | Per Fixture | 799.18 | 270.01 | 529.17 | 0.66214 | 13 | 0 | 0.047625 | 255 | Exterior Lighting | Exterior parking/lot lighting |  | 1
Equipment | LED Canopy Lighting (Exterior) | One 67.2W LED Canopy Light | Average Lumen Equivalent Exterior Incandescent Area Lighting | Commercial | New | Restaurants | FPL Blend | Per Fixture | 799.18 | 270.01 | 529.17 | 0.66214 | 13 | 0 | 0.047625 | 255 | Exterior Lighting | Exterior parking/lot lighting |  | 1
Equipment | LED Canopy Lighting (Exterior) | One 67.2W LED Canopy Light | Average Lumen Equivalent Exterior Incandescent Area Lighting | Commercial | Turnover | Retail | FPL Blend | Per Fixture | 799.18 | 270.01 | 529.17 | 0.66214 | 13 | 0 | 0.0508 | 255 | Exterior Lighting | Exterior parking/lot lighting |  | 1
Equipment | LED Canopy Lighting (Exterior) | One 67.2W LED Canopy Light | Average Lumen Equivalent Exterior Incandescent Area Lighting | Commercial | New | Retail | FPL Blend | Per Fixture | 799.18 | 270.01 | 529.17 | 0.66214 | 13 | 0 | 0.0508 | 255 | Exterior Lighting | Exterior parking/lot lighting |  | 1
Equipment | LED Canopy Lighting (Exterior) | One 67.2W LED Canopy Light | Average Lumen Equivalent Exterior Incandescent Area Lighting | Commercial | Turnover | Schools K-12 | FPL Blend | Per Fixture | 799.18 | 270.01 | 529.17 | 0.66214 | 13 | 0 | 0.055034 | 255 | Exterior Lighting | Exterior parking/lot lighting |  | 1
Equipment | LED Canopy Lighting (Exterior) | One 67.2W LED Canopy Light | Average Lumen Equivalent Exterior Incandescent Area Lighting | Commercial | New | Schools K-12 | FPL Blend | Per Fixture | 799.18 | 270.01 | 529.17 | 0.66214 | 13 | 0 | 0.055034 | 255 | Exterior Lighting | Exterior parking/lot lighting |  | 1
Equipment | LED Canopy Lighting (Exterior) | One 67.2W LED Canopy Light | Average Lumen Equivalent Exterior Incandescent Area Lighting | Commercial | Turnover | Warehouse | FPL Blend | Per Fixture | 799.18 | 270.01 | 529.17 | 0.66214 | 13 | 0 | 0.0508 | 255 | Exterior Lighting | Exterior parking/lot lighting |  | 1
Equipment | LED Canopy Lighting (Exterior) | One 67.2W LED Canopy Light | Average Lumen Equivalent Exterior Incandescent Area Lighting | Commercial | New | Warehouse | FPL Blend | Per Fixture | 799.18 | 270.01 | 529.17 | 0.66214 | 13 | 0 | 0.0508 | 255 | Exterior Lighting | Exterior parking/lot lighting |  | 1
Equipment | LED Exit Sign | One 5W Single-Sided LED Exit Sign | One 9W Single-Sided CFL Exit Sign | Commercial | Turnover | Assembly | FPL Blend | Per Exit Sign | 78.84 | 43.8 | 35.04 | 0.44444 | 15 | 0.0058517 | 0.0028382 | 33.44 | Interior Lighting | Overhead (fluorescent/LED/CFL U-shape) |  | 1
Equipment | LED Exit Sign | One 5W Single-Sided LED Exit Sign | One 9W Single-Sided CFL Exit Sign | Commercial | New | Assembly | FPL Blend | Per Exit Sign | 78.84 | 43.8 | 35.04 | 0.44444 | 15 | 0.0058517 | 0.0028382 | 33.44 | Interior Lighting | Overhead (fluorescent/LED/CFL U-shape) |  | 1
Equipment | LED Exit Sign | One 5W Single-Sided LED Exit Sign | One 9W Single-Sided CFL Exit Sign | Commercial | Turnover | College and University | FPL Blend | Per Exit Sign | 78.84 | 43.8 | 35.04 | 0.44444 | 15 | 0.0040646 | 0.0031536 | 33.44 | Interior Lighting | Overhead (fluorescent/LED/CFL U-shape) |  | 1
Equipment | LED Exit Sign | One 5W Single-Sided LED Exit Sign | One 9W Single-Sided CFL Exit Sign | Commercial | New | College and University | FPL Blend | Per Exit Sign | 78.84 | 43.8 | 35.04 | 0.44444 | 15 | 0.0040646 | 0.0031536 | 33.44 | Interior Lighting | Overhead (fluorescent/LED/CFL U-shape) |  | 1
Equipment | LED Exit Sign | One 5W Single-Sided LED Exit Sign | One 9W Single-Sided CFL Exit Sign | Commercial | Turnover | Data Center | FPL Blend | Per Exit Sign | 78.84 | 43.8 | 35.04 | 0.44444 | 15 | 0.0039946 | 0.0044501 | 33.44 | Interior Lighting | Overhead (fluorescent/LED/CFL U-shape) |  | 1
Equipment | LED Exit Sign | One 5W Single-Sided LED Exit Sign | One 9W Single-Sided CFL Exit Sign | Commercial | New | Data Center | FPL Blend | Per Exit Sign | 78.84 | 43.8 | 35.04 | 0.44444 | 15 | 0.0039946 | 0.0044501 | 33.44 | Interior Lighting | Overhead (fluorescent/LED/CFL U-shape) |  | 1
Equipment | LED Exit Sign | One 5W Single-Sided LED Exit Sign | One 9W Single-Sided CFL Exit Sign | Commercial | Turnover | Grocery | FPL Blend | Per Exit Sign | 78.84 | 43.8 | 35.04 | 0.44444 | 15 | 0.0059568 | 0.002663 | 33.44 | Interior Lighting | Overhead (fluorescent/LED/CFL U-shape) |  | 1
Equipment | LED Exit Sign | One 5W Single-Sided LED Exit Sign | One 9W Single-Sided CFL Exit Sign | Commercial | New | Grocery | FPL Blend | Per Exit Sign | 78.84 | 43.8 | 35.04 | 0.44444 | 15 | 0.0059568 | 0.002663 | 33.44 | Interior Lighting | Overhead (fluorescent/LED/CFL U-shape) |  | 1
Equipment | LED Exit Sign | One 5W Single-Sided LED Exit Sign | One 9W Single-Sided CFL Exit Sign | Commercial | Turnover | Healthcare | FPL Blend | Per Exit Sign | 78.84 | 43.8 | 35.04 | 0.44444 | 15 | 0.005221 | 0.0043099 | 33.44 | Interior Lighting | Overhead (fluorescent/LED/CFL U-shape) |  | 1
Equipment | LED Exit Sign | One 5W Single-Sided LED Exit Sign | One 9W Single-Sided CFL Exit Sign | Commercial | New | Healthcare | FPL Blend | Per Exit Sign | 78.84 | 43.8 | 35.04 | 0.44444 | 15 | 0.005221 | 0.0043099 | 33.44 | Interior Lighting | Overhead (fluorescent/LED/CFL U-shape) |  | 1
Equipment | LED Exit Sign | One 5W Single-Sided LED Exit Sign | One 9W Single-Sided CFL Exit Sign | Commercial | Turnover | Hospitals | FPL Blend | Per Exit Sign | 78.84 | 43.8 | 35.04 | 0.44444 | 15 | 0.0040646 | 0.0031536 | 33.44 | Interior Lighting | Overhead (fluorescent/LED/CFL U-shape) |  | 1
Equipment | LED Exit Sign | One 5W Single-Sided LED Exit Sign | One 9W Single-Sided CFL Exit Sign | Commercial | New | Hospitals | FPL Blend | Per Exit Sign | 78.84 | 43.8 | 35.04 | 0.44444 | 15 | 0.0040646 | 0.0031536 | 33.44 | Interior Lighting | Overhead (fluorescent/LED/CFL U-shape) |  | 1
Equipment | LED Exit Sign | One 5W Single-Sided LED Exit Sign | One 9W Single-Sided CFL Exit Sign | Commercial | Turnover | Institutional | FPL Blend | Per Exit Sign | 78.84 | 43.8 | 35.04 | 0.44444 | 15 | 0.0036792 | 0.0050107 | 33.44 | Interior Lighting | Overhead (fluorescent/LED/CFL U-shape) |  | 1
Equipment | LED Exit Sign | One 5W Single-Sided LED Exit Sign | One 9W Single-Sided CFL Exit Sign | Commercial | New | Institutional | FPL Blend | Per Exit Sign | 78.84 | 43.8 | 35.04 | 0.44444 | 15 | 0.0036792 | 0.0050107 | 33.44 | Interior Lighting | Overhead (fluorescent/LED/CFL U-shape) |  | 1
Equipment | LED Exit Sign | One 5W Single-Sided LED Exit Sign | One 9W Single-Sided CFL Exit Sign | Commercial | Turnover | Lodging/Hospitality | FPL Blend | Per Exit Sign | 78.84 | 43.8 | 35.04 | 0.44444 | 15 | 0.0028733 | 0.0040646 | 33.44 | Interior Lighting | Overhead (fluorescent/LED/CFL U-shape) |  | 1
Equipment | LED Exit Sign | One 5W Single-Sided LED Exit Sign | One 9W Single-Sided CFL Exit Sign | Commercial | New | Lodging/Hospitality | FPL Blend | Per Exit Sign | 78.84 | 43.8 | 35.04 | 0.44444 | 15 | 0.0028733 | 0.0040646 | 33.44 | Interior Lighting | Overhead (fluorescent/LED/CFL U-shape) |  | 1
Equipment | LED Exit Sign | One 5W Single-Sided LED Exit Sign | One 9W Single-Sided CFL Exit Sign | Commercial | Turnover | Miscellaneous | FPL Blend | Per Exit Sign | 78.84 | 43.8 | 35.04 | 0.44444 | 15 | 0.0039946 | 0.0044501 | 33.44 | Interior Lighting | Overhead (fluorescent/LED/CFL U-shape) |  | 1
Equipment | LED Exit Sign | One 5W Single-Sided LED Exit Sign | One 9W Single-Sided CFL Exit Sign | Commercial | New | Miscellaneous | FPL Blend | Per Exit Sign | 78.84 | 43.8 | 35.04 | 0.44444 | 15 | 0.0039946 | 0.0044501 | 33.44 | Interior Lighting | Overhead (fluorescent/LED/CFL U-shape) |  | 1
Equipment | LED Exit Sign | One 5W Single-Sided LED Exit Sign | One 9W Single-Sided CFL Exit Sign | Commercial | Turnover | Offices | FPL Blend | Per Exit Sign | 78.84 | 43.8 | 35.04 | 0.44444 | 15 | 0.0039946 | 0.0044501 | 33.44 | Interior Lighting | Overhead (fluorescent/LED/CFL U-shape) |  | 1
Equipment | LED Exit Sign | One 5W Single-Sided LED Exit Sign | One 9W Single-Sided CFL Exit Sign | Commercial | New | Offices | FPL Blend | Per Exit Sign | 78.84 | 43.8 | 35.04 | 0.44444 | 15 | 0.0039946 | 0.0044501 | 33.44 | Interior Lighting | Overhead (fluorescent/LED/CFL U-shape) |  | 1
Equipment | LED Exit Sign | One 5W Single-Sided LED Exit Sign | One 9W Single-Sided CFL Exit Sign | Commercial | Turnover | Restaurants | FPL Blend | Per Exit Sign | 78.84 | 43.8 | 35.04 | 0.44444 | 15 | 0.005256 | 0.0030485 | 33.44 | Interior Lighting | Overhead (fluorescent/LED/CFL U-shape) |  | 1
Equipment | LED Exit Sign | One 5W Single-Sided LED Exit Sign | One 9W Single-Sided CFL Exit Sign | Commercial | New | Restaurants | FPL Blend | Per Exit Sign | 78.84 | 43.8 | 35.04 | 0.44444 | 15 | 0.005256 | 0.0030485 | 33.44 | Interior Lighting | Overhead (fluorescent/LED/CFL U-shape) |  | 1
Equipment | LED Exit Sign | One 5W Single-Sided LED Exit Sign | One 9W Single-Sided CFL Exit Sign | Commercial | Turnover | Retail | FPL Blend | Per Exit Sign | 78.84 | 43.8 | 35.04 | 0.44444 | 15 | 0.0058867 | 0.0027331 | 33.44 | Interior Lighting | Overhead (fluorescent/LED/CFL U-shape) |  | 1
Equipment | LED Exit Sign | One 5W Single-Sided LED Exit Sign | One 9W Single-Sided CFL Exit Sign | Commercial | New | Retail | FPL Blend | Per Exit Sign | 78.84 | 43.8 | 35.04 | 0.44444 | 15 | 0.0058867 | 0.0027331 | 33.44 | Interior Lighting | Overhead (fluorescent/LED/CFL U-shape) |  | 1
Equipment | LED Exit Sign | One 5W Single-Sided LED Exit Sign | One 9W Single-Sided CFL Exit Sign | Commercial | Turnover | Schools K-12 | FPL Blend | Per Exit Sign | 78.84 | 43.8 | 35.04 | 0.44444 | 15 | 0.0037142 | 0.0041698 | 33.44 | Interior Lighting | Overhead (fluorescent/LED/CFL U-shape) |  | 1
Equipment | LED Exit Sign | One 5W Single-Sided LED Exit Sign | One 9W Single-Sided CFL Exit Sign | Commercial | New | Schools K-12 | FPL Blend | Per Exit Sign | 78.84 | 43.8 | 35.04 | 0.44444 | 15 | 0.0037142 | 0.0041698 | 33.44 | Interior Lighting | Overhead (fluorescent/LED/CFL U-shape) |  | 1
Equipment | LED Exit Sign | One 5W Single-Sided LED Exit Sign | One 9W Single-Sided CFL Exit Sign | Commercial | Turnover | Warehouse | FPL Blend | Per Exit Sign | 78.84 | 43.8 | 35.04 | 0.44444 | 15 | 0.0058867 | 0.0042048 | 33.44 | Interior Lighting | Overhead (fluorescent/LED/CFL U-shape) |  | 1
Equipment | LED Exit Sign | One 5W Single-Sided LED Exit Sign | One 9W Single-Sided CFL Exit Sign | Commercial | New | Warehouse | FPL Blend | Per Exit Sign | 78.84 | 43.8 | 35.04 | 0.44444 | 15 | 0.0058867 | 0.0042048 | 33.44 | Interior Lighting | Overhead (fluorescent/LED/CFL U-shape) |  | 1
WholeBuilding | LEED New Construction Whole Building | LEED New Construction Whole Building | Comparable facility, code-compliance construction | Commercial | New | Assembly | FPL Blend | Per End Use Consumption | 124835.85 | 81143.3 | 43692.55 | 0.35 | 20 | 14.5523 | 0 | 111531.5004 | Space Cooling |  | Heat Pump Cooling | 1
WholeBuilding | LEED New Construction Whole Building | LEED New Construction Whole Building | Comparable facility, code-compliance construction | Commercial | New | College and University | FPL Blend | Per End Use Consumption | 50239.28 | 32655.53 | 17583.75 | 0.35 | 20 | 3.5651 | 0 | 108828.5685 | Space Cooling |  | Heat Pump Cooling | 1
WholeBuilding | LEED New Construction Whole Building | LEED New Construction Whole Building | Comparable facility, code-compliance construction | Commercial | New | Data Center | FPL Blend | Per End Use Consumption | 246589.32 | 160283.06 | 86306.26 | 0.35 | 20 | 17.4988 | 0 | 101273.7983 | Space Cooling |  | Heat Pump Cooling | 1
WholeBuilding | LEED New Construction Whole Building | LEED New Construction Whole Building | Comparable facility, code-compliance construction | Commercial | New | Grocery | FPL Blend | Per End Use Consumption | 10146.03 | 6594.92 | 3551.11 | 0.35 | 20 | 1.007 | 0 | 74851.0113 | Space Cooling |  | Heat Pump Cooling | 1
WholeBuilding | LEED New Construction Whole Building | LEED New Construction Whole Building | Comparable facility, code-compliance construction | Commercial | New | Healthcare | FPL Blend | Per End Use Consumption | 21063.51 | 13691.28 | 7372.23 | 0.35 | 20 | 1.4947 | 0 | 83445.1078 | Space Cooling |  | Heat Pump Cooling | 1
WholeBuilding | LEED New Construction Whole Building | LEED New Construction Whole Building | Comparable facility, code-compliance construction | Commercial | New | Hospitals | FPL Blend | Per End Use Consumption | 1853377.69 | 1204695.5 | 648682.19 | 0.35 | 20 | 131.5216 | 0 | 112462.713 | Space Cooling |  | Heat Pump Cooling | 1
WholeBuilding | LEED New Construction Whole Building | LEED New Construction Whole Building | Comparable facility, code-compliance construction | Commercial | New | Institutional | FPL Blend | Per End Use Consumption | 24647.04 | 16020.58 | 8626.46 | 0.35 | 20 | 1.749 | 0 | 96869.0031 | Space Cooling |  | Heat Pump Cooling | 1
WholeBuilding | LEED New Construction Whole Building | LEED New Construction Whole Building | Comparable facility, code-compliance construction | Commercial | New | Lodging/Hospitality | FPL Blend | Per End Use Consumption | 200655.84 | 130426.3 | 70229.54 | 0.35 | 20 | 13.4497 | 0 | 112794.378 | Space Cooling |  | Heat Pump Cooling | 1
WholeBuilding | LEED New Construction Whole Building | LEED New Construction Whole Building | Comparable facility, code-compliance construction | Commercial | New | Miscellaneous | FPL Blend | Per End Use Consumption | 44622.6 | 29004.69 | 15617.91 | 0.35 | 20 | 5.2017 | 0 | 80567.434 | Space Cooling |  | Heat Pump Cooling | 1
WholeBuilding | LEED New Construction Whole Building | LEED New Construction Whole Building | Comparable facility, code-compliance construction | Commercial | New | Offices | FPL Blend | Per End Use Consumption | 56539.56 | 36750.71 | 19788.85 | 0.35 | 20 | 6.5909 | 0 | 83386.998 | Space Cooling |  | Heat Pump Cooling | 1
WholeBuilding | LEED New Construction Whole Building | LEED New Construction Whole Building | Comparable facility, code-compliance construction | Commercial | New | Restaurants | FPL Blend | Per End Use Consumption | 48502.8 | 31526.82 | 16975.98 | 0.35 | 20 | 4.814 | 0 | 92097.5692 | Space Cooling |  | Heat Pump Cooling | 1
WholeBuilding | LEED New Construction Whole Building | LEED New Construction Whole Building | Comparable facility, code-compliance construction | Commercial | New | Retail | FPL Blend | Per End Use Consumption | 71635.38 | 46563 | 25072.38 | 0.35 | 20 | 8.3507 | 0 | 92789.2739 | Space Cooling |  | Heat Pump Cooling | 1
WholeBuilding | LEED New Construction Whole Building | LEED New Construction Whole Building | Comparable facility, code-compliance construction | Commercial | New | Schools K-12 | FPL Blend | Per End Use Consumption | 160602.9 | 104391.88 | 56211.02 | 0.35 | 20 | 18.7218 | 0 | 95882.0605 | Space Cooling |  | Heat Pump Cooling | 1
WholeBuilding | LEED New Construction Whole Building | LEED New Construction Whole Building | Comparable facility, code-compliance construction | Commercial | New | Warehouse | FPL Blend | Per End Use Consumption | 19405.96 | 12613.87 | 6792.09 | 0.35 | 20 | 2.2622 | 0 | 87389.6133 | Space Cooling |  | Heat Pump Cooling | 1
WholeBuilding | LEED New Construction Whole Building | LEED New Construction Whole Building | Comparable facility, code-compliance construction | Commercial | New | Assembly | FPL Blend | Per End Use Consumption | 15896.7 | 10332.86 | 5563.84 | 0.35 | 20 | 0 | 12.6753 | 14202.4996 | Space Heating |  | Packaged central unit | 1
WholeBuilding | LEED New Construction Whole Building | LEED New Construction Whole Building | Comparable facility, code-compliance construction | Commercial | New | College and University | FPL Blend | Per End Use Consumption | 7804.16 | 5072.7 | 2731.46 | 0.35 | 20 | 0 | 0.52551 | 16905.4315 | Space Heating |  | Packaged central unit | 1
WholeBuilding | LEED New Construction Whole Building | LEED New Construction Whole Building | Comparable facility, code-compliance construction | Commercial | New | Data Center | FPL Blend | Per End Use Consumption | 59557.59 | 38712.43 | 20845.16 | 0.35 | 20 | 0 | 4.0104 | 24460.2017 | Space Heating |  | Packaged central unit | 1
WholeBuilding | LEED New Construction Whole Building | LEED New Construction Whole Building | Comparable facility, code-compliance construction | Commercial | New | Grocery | FPL Blend | Per End Use Consumption | 6897.17 | 4483.16 | 2414.01 | 0.35 | 20 | 0 | 1.8553 | 50882.9887 | Space Heating |  | Packaged central unit | 1
WholeBuilding | LEED New Construction Whole Building | LEED New Construction Whole Building | Comparable facility, code-compliance construction | Commercial | New | Healthcare | FPL Blend | Per End Use Consumption | 10674.72 | 6938.57 | 3736.15 | 0.35 | 20 | 0 | 0.7188 | 42288.8922 | Space Heating |  | Packaged central unit | 1
WholeBuilding | LEED New Construction Whole Building | LEED New Construction Whole Building | Comparable facility, code-compliance construction | Commercial | New | Hospitals | FPL Blend | Per End Use Consumption | 218709.88 | 142161.42 | 76548.46 | 0.35 | 20 | 0 | 14.7272 | 13271.287 | Space Heating |  | Packaged central unit | 1
WholeBuilding | LEED New Construction Whole Building | LEED New Construction Whole Building | Comparable facility, code-compliance construction | Commercial | New | Institutional | FPL Blend | Per End Use Consumption | 7344.32 | 4773.81 | 2570.51 | 0.35 | 20 | 0 | 0.49454 | 28864.9969 | Space Heating |  | Packaged central unit | 1
WholeBuilding | LEED New Construction Whole Building | LEED New Construction Whole Building | Comparable facility, code-compliance construction | Commercial | New | Lodging/Hospitality | FPL Blend | Per End Use Consumption | 23018.96 | 14962.32 | 8056.64 | 0.35 | 20 | 0 | 5.3069 | 12939.622 | Space Heating |  | Packaged central unit | 1
WholeBuilding | LEED New Construction Whole Building | LEED New Construction Whole Building | Comparable facility, code-compliance construction | Commercial | New | Miscellaneous | FPL Blend | Per End Use Consumption | 25015.7 | 16260.21 | 8755.49 | 0.35 | 20 | 0 | 19.9463 | 45166.566 | Space Heating |  | Packaged central unit | 1
WholeBuilding | LEED New Construction Whole Building | LEED New Construction Whole Building | Comparable facility, code-compliance construction | Commercial | New | Offices | FPL Blend | Per End Use Consumption | 28712.88 | 18663.37 | 10049.51 | 0.35 | 20 | 0 | 22.8943 | 42347.002 | Space Heating |  | Packaged central unit | 1
WholeBuilding | LEED New Construction Whole Building | LEED New Construction Whole Building | Comparable facility, code-compliance construction | Commercial | New | Restaurants | FPL Blend | Per End Use Consumption | 17714.5 | 11514.43 | 6200.07 | 0.35 | 20 | 0 | 4.765 | 33636.4308 | Space Heating |  | Packaged central unit | 1
WholeBuilding | LEED New Construction Whole Building | LEED New Construction Whole Building | Comparable facility, code-compliance construction | Commercial | New | Retail | FPL Blend | Per End Use Consumption | 25434.06 | 16532.14 | 8901.92 | 0.35 | 20 | 0 | 20.2799 | 32944.7261 | Space Heating |  | Packaged central unit | 1
WholeBuilding | LEED New Construction Whole Building | LEED New Construction Whole Building | Comparable facility, code-compliance construction | Commercial | New | Schools K-12 | FPL Blend | Per End Use Consumption | 50002.14 | 32501.39 | 17500.75 | 0.35 | 20 | 0 | 39.8694 | 29851.9395 | Space Heating |  | Packaged central unit | 1
WholeBuilding | LEED New Construction Whole Building | LEED New Construction Whole Building | Comparable facility, code-compliance construction | Commercial | New | Warehouse | FPL Blend | Per End Use Consumption | 8514.86 | 5534.66 | 2980.2 | 0.35 | 20 | 0 | 6.7893 | 38344.3867 | Space Heating |  | Packaged central unit | 1
NonEquipment | Indoor daylight sensor | Install Indoor Daylight Sensors, 500 Watts Controlled |  | Commercial | Existing | Assembly | FPL Blend | Per 500W Controlled | 1319 | 949.68 | 369.32 | 0.28 | 10 | 0.061676 | 0.029915 | 51 | Interior Lighting |  | Overhead (fluorescent/LED/CFL U-shape) | 1
NonEquipment | Indoor daylight sensor | Install Indoor Daylight Sensors, 500 Watts Controlled | 500 Watts of Lighting, Manually Controlled | Commercial | New | Assembly | FPL Blend | Per 500W Controlled | 1319 | 949.68 | 369.32 | 0.28 | 10 | 0.061676 | 0.029915 | 51 | Interior Lighting |  | Overhead (fluorescent/LED/CFL U-shape) | 1
NonEquipment | Indoor daylight sensor | Install Indoor Daylight Sensors, 500 Watts Controlled |  | Commercial | Existing | College and University | FPL Blend | Per 500W Controlled | 1788.5 | 1287.72 | 500.78 | 0.28 | 10 | 0.05809 | 0.04507 | 51 | Interior Lighting |  | Overhead (fluorescent/LED/CFL U-shape) | 1
NonEquipment | Indoor daylight sensor | Install Indoor Daylight Sensors, 500 Watts Controlled | 500 Watts of Lighting, Manually Controlled | Commercial | New | College and University | FPL Blend | Per 500W Controlled | 1788.5 | 1287.72 | 500.78 | 0.28 | 10 | 0.05809 | 0.04507 | 51 | Interior Lighting |  | Overhead (fluorescent/LED/CFL U-shape) | 1
NonEquipment | Indoor daylight sensor | Install Indoor Daylight Sensors, 500 Watts Controlled |  | Commercial | Existing | Data Center | FPL Blend | Per 500W Controlled | 1868.5 | 1345.32 | 523.18 | 0.28 | 10 | 0.059643 | 0.066444 | 51 | Interior Lighting |  | Overhead (fluorescent/LED/CFL U-shape) | 1
NonEquipment | Indoor daylight sensor | Install Indoor Daylight Sensors, 500 Watts Controlled | 500 Watts of Lighting, Manually Controlled | Commercial | New | Data Center | FPL Blend | Per 500W Controlled | 1868.5 | 1345.32 | 523.18 | 0.28 | 10 | 0.059643 | 0.066444 | 51 | Interior Lighting |  | Overhead (fluorescent/LED/CFL U-shape) | 1
NonEquipment | Indoor daylight sensor | Install Indoor Daylight Sensors, 500 Watts Controlled |  | Commercial | Existing | Grocery | FPL Blend | Per 500W Controlled | 3450 | 2484 | 966 | 0.28 | 10 | 0.16422 | 0.073416 | 51 | Interior Lighting |  | Overhead (fluorescent/LED/CFL U-shape) | 1
NonEquipment | Indoor daylight sensor | Install Indoor Daylight Sensors, 500 Watts Controlled | 500 Watts of Lighting, Manually Controlled | Commercial | New | Grocery | FPL Blend | Per 500W Controlled | 3450 | 2484 | 966 | 0.28 | 10 | 0.16422 | 0.073416 | 51 | Interior Lighting |  | Overhead (fluorescent/LED/CFL U-shape) | 1
NonEquipment | Indoor daylight sensor | Install Indoor Daylight Sensors, 500 Watts Controlled |  | Commercial | Existing | Healthcare | FPL Blend | Per 500W Controlled | 1693 | 1218.96 | 474.04 | 0.28 | 10 | 0.070632 | 0.058307 | 51 | Interior Lighting |  | Overhead (fluorescent/LED/CFL U-shape) | 1
NonEquipment | Indoor daylight sensor | Install Indoor Daylight Sensors, 500 Watts Controlled | 500 Watts of Lighting, Manually Controlled | Commercial | New | Healthcare | FPL Blend | Per 500W Controlled | 1693 | 1218.96 | 474.04 | 0.28 | 10 | 0.070632 | 0.058307 | 51 | Interior Lighting |  | Overhead (fluorescent/LED/CFL U-shape) | 1
NonEquipment | Indoor daylight sensor | Install Indoor Daylight Sensors, 500 Watts Controlled |  | Commercial | Existing | Hospitals | FPL Blend | Per 500W Controlled | 2865 | 2062.8 | 802.2 | 0.28 | 10 | 0.093055 | 0.072198 | 51 | Interior Lighting |  | Overhead (fluorescent/LED/CFL U-shape) | 1
NonEquipment | Indoor daylight sensor | Install Indoor Daylight Sensors, 500 Watts Controlled | 500 Watts of Lighting, Manually Controlled | Commercial | New | Hospitals | FPL Blend | Per 500W Controlled | 2865 | 2062.8 | 802.2 | 0.28 | 10 | 0.093055 | 0.072198 | 51 | Interior Lighting |  | Overhead (fluorescent/LED/CFL U-shape) | 1
NonEquipment | Indoor daylight sensor | Install Indoor Daylight Sensors, 500 Watts Controlled |  | Commercial | Existing | Institutional | FPL Blend | Per 500W Controlled | 1736 | 1249.92 | 486.08 | 0.28 | 10 | 0.051038 | 0.069509 | 51 | Interior Lighting |  | Overhead (fluorescent/LED/CFL U-shape) | 1
NonEquipment | Indoor daylight sensor | Install Indoor Daylight Sensors, 500 Watts Controlled | 500 Watts of Lighting, Manually Controlled | Commercial | New | Institutional | FPL Blend | Per 500W Controlled | 1736 | 1249.92 | 486.08 | 0.28 | 10 | 0.051038 | 0.069509 | 51 | Interior Lighting |  | Overhead (fluorescent/LED/CFL U-shape) | 1
NonEquipment | Indoor daylight sensor | Install Indoor Daylight Sensors, 500 Watts Controlled |  | Commercial | Existing | Lodging/Hospitality | FPL Blend | Per 500W Controlled | 2421 | 1743.12 | 677.88 | 0.28 | 10 | 0.055586 | 0.078634 | 51 | Interior Lighting |  | Overhead (fluorescent/LED/CFL U-shape) | 1
NonEquipment | Indoor daylight sensor | Install Indoor Daylight Sensors, 500 Watts Controlled | 500 Watts of Lighting, Manually Controlled | Commercial | New | Lodging/Hospitality | FPL Blend | Per 500W Controlled | 2421 | 1743.12 | 677.88 | 0.28 | 10 | 0.055586 | 0.078634 | 51 | Interior Lighting |  | Overhead (fluorescent/LED/CFL U-shape) | 1
NonEquipment | Indoor daylight sensor | Install Indoor Daylight Sensors, 500 Watts Controlled |  | Commercial | Existing | Miscellaneous | FPL Blend | Per 500W Controlled | 2053.5 | 1478.52 | 574.98 | 0.28 | 10 | 0.065548 | 0.073022 | 51 | Interior Lighting |  | Overhead (fluorescent/LED/CFL U-shape) | 1
NonEquipment | Indoor daylight sensor | Install Indoor Daylight Sensors, 500 Watts Controlled | 500 Watts of Lighting, Manually Controlled | Commercial | New | Miscellaneous | FPL Blend | Per 500W Controlled | 2053.5 | 1478.52 | 574.98 | 0.28 | 10 | 0.065548 | 0.073022 | 51 | Interior Lighting |  | Overhead (fluorescent/LED/CFL U-shape) | 1
NonEquipment | Indoor daylight sensor | Install Indoor Daylight Sensors, 500 Watts Controlled |  | Commercial | Existing | Offices | FPL Blend | Per 500W Controlled | 1870 | 1346.4 | 523.6 | 0.28 | 10 | 0.05969 | 0.066497 | 51 | Interior Lighting |  | Overhead (fluorescent/LED/CFL U-shape) | 1
NonEquipment | Indoor daylight sensor | Install Indoor Daylight Sensors, 500 Watts Controlled | 500 Watts of Lighting, Manually Controlled | Commercial | New | Offices | FPL Blend | Per 500W Controlled | 1870 | 1346.4 | 523.6 | 0.28 | 10 | 0.05969 | 0.066497 | 51 | Interior Lighting |  | Overhead (fluorescent/LED/CFL U-shape) | 1
NonEquipment | Indoor daylight sensor | Install Indoor Daylight Sensors, 500 Watts Controlled |  | Commercial | Existing | Restaurants | FPL Blend | Per 500W Controlled | 2639 | 1900.08 | 738.92 | 0.28 | 10 | 0.11084 | 0.064286 | 51 | Interior Lighting |  | Overhead (fluorescent/LED/CFL U-shape) | 1
NonEquipment | Indoor daylight sensor | Install Indoor Daylight Sensors, 500 Watts Controlled | 500 Watts of Lighting, Manually Controlled | Commercial | New | Restaurants | FPL Blend | Per 500W Controlled | 2639 | 1900.08 | 738.92 | 0.28 | 10 | 0.11084 | 0.064286 | 51 | Interior Lighting |  | Overhead (fluorescent/LED/CFL U-shape) | 1
NonEquipment | Indoor daylight sensor | Install Indoor Daylight Sensors, 500 Watts Controlled |  | Commercial | Existing | Retail | FPL Blend | Per 500W Controlled | 1834 | 1320.48 | 513.52 | 0.28 | 10 | 0.086271 | 0.040055 | 51 | Interior Lighting |  | Overhead (fluorescent/LED/CFL U-shape) | 1
NonEquipment | Indoor daylight sensor | Install Indoor Daylight Sensors, 500 Watts Controlled | 500 Watts of Lighting, Manually Controlled | Commercial | New | Retail | FPL Blend | Per 500W Controlled | 1834 | 1320.48 | 513.52 | 0.28 | 10 | 0.086271 | 0.040055 | 51 | Interior Lighting |  | Overhead (fluorescent/LED/CFL U-shape) | 1
NonEquipment | Indoor daylight sensor | Install Indoor Daylight Sensors, 500 Watts Controlled |  | Commercial | Existing | Schools K-12 | FPL Blend | Per 500W Controlled | 1388.5 | 999.72 | 388.78 | 0.28 | 10 | 0.041211 | 0.046265 | 51 | Interior Lighting |  | Overhead (fluorescent/LED/CFL U-shape) | 1
NonEquipment | Indoor daylight sensor | Install Indoor Daylight Sensors, 500 Watts Controlled | 500 Watts of Lighting, Manually Controlled | Commercial | New | Schools K-12 | FPL Blend | Per 500W Controlled | 1388.5 | 999.72 | 388.78 | 0.28 | 10 | 0.041211 | 0.046265 | 51 | Interior Lighting |  | Overhead (fluorescent/LED/CFL U-shape) | 1
NonEquipment | Indoor daylight sensor | Install Indoor Daylight Sensors, 500 Watts Controlled |  | Commercial | Existing | Warehouse | FPL Blend | Per 500W Controlled | 1824.5 | 1313.64 | 510.86 | 0.28 | 10 | 0.085824 | 0.061303 | 51 | Interior Lighting |  | Overhead (fluorescent/LED/CFL U-shape) | 1
NonEquipment | Indoor daylight sensor | Install Indoor Daylight Sensors, 500 Watts Controlled | 500 Watts of Lighting, Manually Controlled | Commercial | New | Warehouse | FPL Blend | Per 500W Controlled | 1824.5 | 1313.64 | 510.86 | 0.28 | 10 | 0.085824 | 0.061303 | 51 | Interior Lighting |  | Overhead (fluorescent/LED/CFL U-shape) | 1
NonEquipment | Automatic Door Closer for Walk-in Coolers and Freezers | One Medium Temperature Walk-In Refrigerator Door with Auto-Closer |  | Commercial | Existing | Assembly | FPL Blend | Per Refrigerated Case | 1252.21 | 1213.18 | 39.03 | 0.031169 | 8 | 0.0058545 | 0.0046446 | 161 | Refrigeration |  | Display cases | 1
NonEquipment | Automatic Door Closer for Walk-in Coolers and Freezers | One Medium Temperature Walk-In Refrigerator Door with Auto-Closer | One Medium Temperature Walk-In Refrigerator Door without Auto-Closer | Commercial | New | Assembly | FPL Blend | Per Refrigerated Case | 1252.21 | 1213.18 | 39.03 | 0.031169 | 8 | 0.0058545 | 0.0046446 | 161 | Refrigeration |  | Display cases | 1
NonEquipment | Automatic Door Closer for Walk-in Coolers and Freezers | One Medium Temperature Walk-In Refrigerator Door with Auto-Closer |  | Commercial | Existing | College and University | FPL Blend | Per Refrigerated Case | 1252.21 | 1213.18 | 39.03 | 0.031169 | 8 | 0.0058545 | 0.0046446 | 161 | Refrigeration |  | Display cases | 1
NonEquipment | Automatic Door Closer for Walk-in Coolers and Freezers | One Medium Temperature Walk-In Refrigerator Door with Auto-Closer | One Medium Temperature Walk-In Refrigerator Door without Auto-Closer | Commercial | New | College and University | FPL Blend | Per Refrigerated Case | 1252.21 | 1213.18 | 39.03 | 0.031169 | 8 | 0.0058545 | 0.0046446 | 161 | Refrigeration |  | Display cases | 1
NonEquipment | Automatic Door Closer for Walk-in Coolers and Freezers | One Medium Temperature Walk-In Refrigerator Door with Auto-Closer |  | Commercial | Existing | Data Center | FPL Blend | Per Refrigerated Case | 1252.21 | 1213.18 | 39.03 | 0.031169 | 8 | 0.0055813 | 0.0045275 | 161 | Refrigeration |  | Display cases | 1
NonEquipment | Automatic Door Closer for Walk-in Coolers and Freezers | One Medium Temperature Walk-In Refrigerator Door with Auto-Closer | One Medium Temperature Walk-In Refrigerator Door without Auto-Closer | Commercial | New | Data Center | FPL Blend | Per Refrigerated Case | 1252.21 | 1213.18 | 39.03 | 0.031169 | 8 | 0.0055813 | 0.0045275 | 161 | Refrigeration |  | Display cases | 1
NonEquipment | Automatic Door Closer for Walk-in Coolers and Freezers | One Medium Temperature Walk-In Refrigerator Door with Auto-Closer |  | Commercial | Existing | Grocery | FPL Blend | Per Refrigerated Case | 1252.21 | 1213.18 | 39.03 | 0.031169 | 8 | 0.0058545 | 0.0046446 | 161 | Refrigeration |  | Display cases | 1
NonEquipment | Automatic Door Closer for Walk-in Coolers and Freezers | One Medium Temperature Walk-In Refrigerator Door with Auto-Closer | One Medium Temperature Walk-In Refrigerator Door without Auto-Closer | Commercial | New | Grocery | FPL Blend | Per Refrigerated Case | 1252.21 | 1213.18 | 39.03 | 0.031169 | 8 | 0.0058545 | 0.0046446 | 161 | Refrigeration |  | Display cases | 1
NonEquipment | Automatic Door Closer for Walk-in Coolers and Freezers | One Medium Temperature Walk-In Refrigerator Door with Auto-Closer |  | Commercial | Existing | Healthcare | FPL Blend | Per Refrigerated Case | 1252.21 | 1213.18 | 39.03 | 0.031169 | 8 | 0.0058545 | 0.0046446 | 161 | Refrigeration |  | Display cases | 1
NonEquipment | Automatic Door Closer for Walk-in Coolers and Freezers | One Medium Temperature Walk-In Refrigerator Door with Auto-Closer | One Medium Temperature Walk-In Refrigerator Door without Auto-Closer | Commercial | New | Healthcare | FPL Blend | Per Refrigerated Case | 1252.21 | 1213.18 | 39.03 | 0.031169 | 8 | 0.0058545 | 0.0046446 | 161 | Refrigeration |  | Display cases | 1
NonEquipment | Automatic Door Closer for Walk-in Coolers and Freezers | One Medium Temperature Walk-In Refrigerator Door with Auto-Closer |  | Commercial | Existing | Hospitals | FPL Blend | Per Refrigerated Case | 1252.21 | 1213.18 | 39.03 | 0.031169 | 8 | 0.0058545 | 0.0046446 | 161 | Refrigeration |  | Display cases | 1
NonEquipment | Automatic Door Closer for Walk-in Coolers and Freezers | One Medium Temperature Walk-In Refrigerator Door with Auto-Closer | One Medium Temperature Walk-In Refrigerator Door without Auto-Closer | Commercial | New | Hospitals | FPL Blend | Per Refrigerated Case | 1252.21 | 1213.18 | 39.03 | 0.031169 | 8 | 0.0058545 | 0.0046446 | 161 | Refrigeration |  | Display cases | 1
NonEquipment | Automatic Door Closer for Walk-in Coolers and Freezers | One Medium Temperature Walk-In Refrigerator Door with Auto-Closer |  | Commercial | Existing | Institutional | FPL Blend | Per Refrigerated Case | 1252.21 | 1213.18 | 39.03 | 0.031169 | 8 | 0.0055813 | 0.0045275 | 161 | Refrigeration |  | Display cases | 1
NonEquipment | Automatic Door Closer for Walk-in Coolers and Freezers | One Medium Temperature Walk-In Refrigerator Door with Auto-Closer | One Medium Temperature Walk-In Refrigerator Door without Auto-Closer | Commercial | New | Institutional | FPL Blend | Per Refrigerated Case | 1252.21 | 1213.18 | 39.03 | 0.031169 | 8 | 0.0055813 | 0.0045275 | 161 | Refrigeration |  | Display cases | 1
NonEquipment | Automatic Door Closer for Walk-in Coolers and Freezers | One Medium Temperature Walk-In Refrigerator Door with Auto-Closer |  | Commercial | Existing | Lodging/Hospitality | FPL Blend | Per Refrigerated Case | 1252.21 | 1213.18 | 39.03 | 0.031169 | 8 | 0.0058545 | 0.0046446 | 161 | Refrigeration |  | Display cases | 1
NonEquipment | Automatic Door Closer for Walk-in Coolers and Freezers | One Medium Temperature Walk-In Refrigerator Door with Auto-Closer | One Medium Temperature Walk-In Refrigerator Door without Auto-Closer | Commercial | New | Lodging/Hospitality | FPL Blend | Per Refrigerated Case | 1252.21 | 1213.18 | 39.03 | 0.031169 | 8 | 0.0058545 | 0.0046446 | 161 | Refrigeration |  | Display cases | 1
NonEquipment | Automatic Door Closer for Walk-in Coolers and Freezers | One Medium Temperature Walk-In Refrigerator Door with Auto-Closer |  | Commercial | Existing | Miscellaneous | FPL Blend | Per Refrigerated Case | 1252.21 | 1213.18 | 39.03 | 0.031169 | 8 | 0.0055813 | 0.0045275 | 161 | Refrigeration |  | Display cases | 1
NonEquipment | Automatic Door Closer for Walk-in Coolers and Freezers | One Medium Temperature Walk-In Refrigerator Door with Auto-Closer | One Medium Temperature Walk-In Refrigerator Door without Auto-Closer | Commercial | New | Miscellaneous | FPL Blend | Per Refrigerated Case | 1252.21 | 1213.18 | 39.03 | 0.031169 | 8 | 0.0055813 | 0.0045275 | 161 | Refrigeration |  | Display cases | 1
NonEquipment | Automatic Door Closer for Walk-in Coolers and Freezers | One Medium Temperature Walk-In Refrigerator Door with Auto-Closer |  | Commercial | Existing | Offices | FPL Blend | Per Refrigerated Case | 1252.21 | 1213.18 | 39.03 | 0.031169 | 8 | 0.0055813 | 0.0045275 | 161 | Refrigeration |  | Display cases | 1
NonEquipment | Automatic Door Closer for Walk-in Coolers and Freezers | One Medium Temperature Walk-In Refrigerator Door with Auto-Closer | One Medium Temperature Walk-In Refrigerator Door without Auto-Closer | Commercial | New | Offices | FPL Blend | Per Refrigerated Case | 1252.21 | 1213.18 | 39.03 | 0.031169 | 8 | 0.0055813 | 0.0045275 | 161 | Refrigeration |  | Display cases | 1
NonEquipment | Automatic Door Closer for Walk-in Coolers and Freezers | One Medium Temperature Walk-In Refrigerator Door with Auto-Closer |  | Commercial | Existing | Restaurants | FPL Blend | Per Refrigerated Case | 1252.21 | 1213.18 | 39.03 | 0.031169 | 8 | 0.0055032 | 0.0044104 | 161 | Refrigeration |  | Display cases | 1
NonEquipment | Automatic Door Closer for Walk-in Coolers and Freezers | One Medium Temperature Walk-In Refrigerator Door with Auto-Closer | One Medium Temperature Walk-In Refrigerator Door without Auto-Closer | Commercial | New | Restaurants | FPL Blend | Per Refrigerated Case | 1252.21 | 1213.18 | 39.03 | 0.031169 | 8 | 0.0055032 | 0.0044104 | 161 | Refrigeration |  | Display cases | 1
NonEquipment | Automatic Door Closer for Walk-in Coolers and Freezers | One Medium Temperature Walk-In Refrigerator Door with Auto-Closer |  | Commercial | Existing | Retail | FPL Blend | Per Refrigerated Case | 1252.21 | 1213.18 | 39.03 | 0.031169 | 8 | 0.0058545 | 0.0046446 | 161 | Refrigeration |  | Display cases | 1
NonEquipment | Automatic Door Closer for Walk-in Coolers and Freezers | One Medium Temperature Walk-In Refrigerator Door with Auto-Closer | One Medium Temperature Walk-In Refrigerator Door without Auto-Closer | Commercial | New | Retail | FPL Blend | Per Refrigerated Case | 1252.21 | 1213.18 | 39.03 | 0.031169 | 8 | 0.0058545 | 0.0046446 | 161 | Refrigeration |  | Display cases | 1
NonEquipment | Automatic Door Closer for Walk-in Coolers and Freezers | One Medium Temperature Walk-In Refrigerator Door with Auto-Closer |  | Commercial | Existing | Schools K-12 | FPL Blend | Per Refrigerated Case | 1252.21 | 1213.18 | 39.03 | 0.031169 | 8 | 0.0055813 | 0.0045275 | 161 | Refrigeration |  | Display cases | 1
NonEquipment | Automatic Door Closer for Walk-in Coolers and Freezers | One Medium Temperature Walk-In Refrigerator Door with Auto-Closer | One Medium Temperature Walk-In Refrigerator Door without Auto-Closer | Commercial | New | Schools K-12 | FPL Blend | Per Refrigerated Case | 1252.21 | 1213.18 | 39.03 | 0.031169 | 8 | 0.0055813 | 0.0045275 | 161 | Refrigeration |  | Display cases | 1
NonEquipment | Automatic Door Closer for Walk-in Coolers and Freezers | One Medium Temperature Walk-In Refrigerator Door with Auto-Closer |  | Commercial | Existing | Warehouse | FPL Blend | Per Refrigerated Case | 1252.21 | 1213.18 | 39.03 | 0.031169 | 8 | 0.0055813 | 0.0045275 | 161 | Refrigeration |  | Display cases | 1
NonEquipment | Automatic Door Closer for Walk-in Coolers and Freezers | One Medium Temperature Walk-In Refrigerator Door with Auto-Closer | One Medium Temperature Walk-In Refrigerator Door without Auto-Closer | Commercial | New | Warehouse | FPL Blend | Per Refrigerated Case | 1252.21 | 1213.18 | 39.03 | 0.031169 | 8 | 0.0055813 | 0.0045275 | 161 | Refrigeration |  | Display cases | 1
Equipment | Energy Star Commercial Solid Door Refrigerator | One Solid Door Refrigerator meeting ENERGY STAR Version 5.0 Standards | One Solid Door Refrigerator meeting Federal Standards | Commercial | Turnover | Assembly | FPL Blend | Per Unit | 2007.5 | 1204.5 | 803 | 0.4 | 12 | 0.12045 | 0.095557 | 871.85 | Refrigeration | Display cases |  | 1
Equipment | Energy Star Commercial Solid Door Refrigerator | One Solid Door Refrigerator meeting ENERGY STAR Version 5.0 Standards | One Solid Door Refrigerator meeting Federal Standards | Commercial | New | Assembly | FPL Blend | Per Unit | 2007.5 | 1204.5 | 803 | 0.4 | 12 | 0.12045 | 0.095557 | 871.85 | Refrigeration | Display cases |  | 1
Equipment | Energy Star Commercial Solid Door Refrigerator | One Solid Door Refrigerator meeting ENERGY STAR Version 5.0 Standards | One Solid Door Refrigerator meeting Federal Standards | Commercial | Turnover | College and University | FPL Blend | Per Unit | 2007.5 | 1204.5 | 803 | 0.4 | 12 | 0.12045 | 0.095557 | 871.85 | Refrigeration | Display cases |  | 1
Equipment | Energy Star Commercial Solid Door Refrigerator | One Solid Door Refrigerator meeting ENERGY STAR Version 5.0 Standards | One Solid Door Refrigerator meeting Federal Standards | Commercial | New | College and University | FPL Blend | Per Unit | 2007.5 | 1204.5 | 803 | 0.4 | 12 | 0.12045 | 0.095557 | 871.85 | Refrigeration | Display cases |  | 1
Equipment | Energy Star Commercial Solid Door Refrigerator | One Solid Door Refrigerator meeting ENERGY STAR Version 5.0 Standards | One Solid Door Refrigerator meeting Federal Standards | Commercial | Turnover | Data Center | FPL Blend | Per Unit | 2007.5 | 1204.5 | 803 | 0.4 | 12 | 0.11483 | 0.093148 | 871.85 | Refrigeration | Display cases |  | 1
Equipment | Energy Star Commercial Solid Door Refrigerator | One Solid Door Refrigerator meeting ENERGY STAR Version 5.0 Standards | One Solid Door Refrigerator meeting Federal Standards | Commercial | New | Data Center | FPL Blend | Per Unit | 2007.5 | 1204.5 | 803 | 0.4 | 12 | 0.11483 | 0.093148 | 871.85 | Refrigeration | Display cases |  | 1
Equipment | Energy Star Commercial Solid Door Refrigerator | One Solid Door Refrigerator meeting ENERGY STAR Version 5.0 Standards | One Solid Door Refrigerator meeting Federal Standards | Commercial | Turnover | Grocery | FPL Blend | Per Unit | 2007.5 | 1204.5 | 803 | 0.4 | 12 | 0.12045 | 0.095557 | 871.85 | Refrigeration | Display cases |  | 1
Equipment | Energy Star Commercial Solid Door Refrigerator | One Solid Door Refrigerator meeting ENERGY STAR Version 5.0 Standards | One Solid Door Refrigerator meeting Federal Standards | Commercial | New | Grocery | FPL Blend | Per Unit | 2007.5 | 1204.5 | 803 | 0.4 | 12 | 0.12045 | 0.095557 | 871.85 | Refrigeration | Display cases |  | 1
Equipment | Energy Star Commercial Solid Door Refrigerator | One Solid Door Refrigerator meeting ENERGY STAR Version 5.0 Standards | One Solid Door Refrigerator meeting Federal Standards | Commercial | Turnover | Healthcare | FPL Blend | Per Unit | 2007.5 | 1204.5 | 803 | 0.4 | 12 | 0.12045 | 0.095557 | 871.85 | Refrigeration | Display cases |  | 1
Equipment | Energy Star Commercial Solid Door Refrigerator | One Solid Door Refrigerator meeting ENERGY STAR Version 5.0 Standards | One Solid Door Refrigerator meeting Federal Standards | Commercial | New | Healthcare | FPL Blend | Per Unit | 2007.5 | 1204.5 | 803 | 0.4 | 12 | 0.12045 | 0.095557 | 871.85 | Refrigeration | Display cases |  | 1
Equipment | Energy Star Commercial Solid Door Refrigerator | One Solid Door Refrigerator meeting ENERGY STAR Version 5.0 Standards | One Solid Door Refrigerator meeting Federal Standards | Commercial | Turnover | Hospitals | FPL Blend | Per Unit | 2007.5 | 1204.5 | 803 | 0.4 | 12 | 0.12045 | 0.095557 | 871.85 | Refrigeration | Display cases |  | 1
Equipment | Energy Star Commercial Solid Door Refrigerator | One Solid Door Refrigerator meeting ENERGY STAR Version 5.0 Standards | One Solid Door Refrigerator meeting Federal Standards | Commercial | New | Hospitals | FPL Blend | Per Unit | 2007.5 | 1204.5 | 803 | 0.4 | 12 | 0.12045 | 0.095557 | 871.85 | Refrigeration | Display cases |  | 1
Equipment | Energy Star Commercial Solid Door Refrigerator | One Solid Door Refrigerator meeting ENERGY STAR Version 5.0 Standards | One Solid Door Refrigerator meeting Federal Standards | Commercial | Turnover | Institutional | FPL Blend | Per Unit | 2007.5 | 1204.5 | 803 | 0.4 | 12 | 0.11483 | 0.093148 | 871.85 | Refrigeration | Display cases |  | 1
Equipment | Energy Star Commercial Solid Door Refrigerator | One Solid Door Refrigerator meeting ENERGY STAR Version 5.0 Standards | One Solid Door Refrigerator meeting Federal Standards | Commercial | New | Institutional | FPL Blend | Per Unit | 2007.5 | 1204.5 | 803 | 0.4 | 12 | 0.11483 | 0.093148 | 871.85 | Refrigeration | Display cases |  | 1
Equipment | Energy Star Commercial Solid Door Refrigerator | One Solid Door Refrigerator meeting ENERGY STAR Version 5.0 Standards | One Solid Door Refrigerator meeting Federal Standards | Commercial | Turnover | Lodging/Hospitality | FPL Blend | Per Unit | 2007.5 | 1204.5 | 803 | 0.4 | 12 | 0.12045 | 0.095557 | 871.85 | Refrigeration | Display cases |  | 1
Equipment | Energy Star Commercial Solid Door Refrigerator | One Solid Door Refrigerator meeting ENERGY STAR Version 5.0 Standards | One Solid Door Refrigerator meeting Federal Standards | Commercial | New | Lodging/Hospitality | FPL Blend | Per Unit | 2007.5 | 1204.5 | 803 | 0.4 | 12 | 0.12045 | 0.095557 | 871.85 | Refrigeration | Display cases |  | 1
Equipment | Energy Star Commercial Solid Door Refrigerator | One Solid Door Refrigerator meeting ENERGY STAR Version 5.0 Standards | One Solid Door Refrigerator meeting Federal Standards | Commercial | Turnover | Miscellaneous | FPL Blend | Per Unit | 2007.5 | 1204.5 | 803 | 0.4 | 12 | 0.11483 | 0.093148 | 871.85 | Refrigeration | Display cases |  | 1
Equipment | Energy Star Commercial Solid Door Refrigerator | One Solid Door Refrigerator meeting ENERGY STAR Version 5.0 Standards | One Solid Door Refrigerator meeting Federal Standards | Commercial | New | Miscellaneous | FPL Blend | Per Unit | 2007.5 | 1204.5 | 803 | 0.4 | 12 | 0.11483 | 0.093148 | 871.85 | Refrigeration | Display cases |  | 1
Equipment | Energy Star Commercial Solid Door Refrigerator | One Solid Door Refrigerator meeting ENERGY STAR Version 5.0 Standards | One Solid Door Refrigerator meeting Federal Standards | Commercial | Turnover | Offices | FPL Blend | Per Unit | 2007.5 | 1204.5 | 803 | 0.4 | 12 | 0.11483 | 0.093148 | 871.85 | Refrigeration | Display cases |  | 1
Equipment | Energy Star Commercial Solid Door Refrigerator | One Solid Door Refrigerator meeting ENERGY STAR Version 5.0 Standards | One Solid Door Refrigerator meeting Federal Standards | Commercial | New | Offices | FPL Blend | Per Unit | 2007.5 | 1204.5 | 803 | 0.4 | 12 | 0.11483 | 0.093148 | 871.85 | Refrigeration | Display cases |  | 1
Equipment | Energy Star Commercial Solid Door Refrigerator | One Solid Door Refrigerator meeting ENERGY STAR Version 5.0 Standards | One Solid Door Refrigerator meeting Federal Standards | Commercial | Turnover | Restaurants | FPL Blend | Per Unit | 2007.5 | 1204.5 | 803 | 0.4 | 12 | 0.11322 | 0.090739 | 871.85 | Refrigeration | Display cases |  | 1
Equipment | Energy Star Commercial Solid Door Refrigerator | One Solid Door Refrigerator meeting ENERGY STAR Version 5.0 Standards | One Solid Door Refrigerator meeting Federal Standards | Commercial | New | Restaurants | FPL Blend | Per Unit | 2007.5 | 1204.5 | 803 | 0.4 | 12 | 0.11322 | 0.090739 | 871.85 | Refrigeration | Display cases |  | 1
Equipment | Energy Star Commercial Solid Door Refrigerator | One Solid Door Refrigerator meeting ENERGY STAR Version 5.0 Standards | One Solid Door Refrigerator meeting Federal Standards | Commercial | Turnover | Retail | FPL Blend | Per Unit | 2007.5 | 1204.5 | 803 | 0.4 | 12 | 0.12045 | 0.095557 | 871.85 | Refrigeration | Display cases |  | 1
Equipment | Energy Star Commercial Solid Door Refrigerator | One Solid Door Refrigerator meeting ENERGY STAR Version 5.0 Standards | One Solid Door Refrigerator meeting Federal Standards | Commercial | New | Retail | FPL Blend | Per Unit | 2007.5 | 1204.5 | 803 | 0.4 | 12 | 0.12045 | 0.095557 | 871.85 | Refrigeration | Display cases |  | 1
Equipment | Energy Star Commercial Solid Door Refrigerator | One Solid Door Refrigerator meeting ENERGY STAR Version 5.0 Standards | One Solid Door Refrigerator meeting Federal Standards | Commercial | Turnover | Schools K-12 | FPL Blend | Per Unit | 2007.5 | 1204.5 | 803 | 0.4 | 12 | 0.11483 | 0.093148 | 871.85 | Refrigeration | Display cases |  | 1
Equipment | Energy Star Commercial Solid Door Refrigerator | One Solid Door Refrigerator meeting ENERGY STAR Version 5.0 Standards | One Solid Door Refrigerator meeting Federal Standards | Commercial | New | Schools K-12 | FPL Blend | Per Unit | 2007.5 | 1204.5 | 803 | 0.4 | 12 | 0.11483 | 0.093148 | 871.85 | Refrigeration | Display cases |  | 1
Equipment | Energy Star Commercial Solid Door Refrigerator | One Solid Door Refrigerator meeting ENERGY STAR Version 5.0 Standards | One Solid Door Refrigerator meeting Federal Standards | Commercial | Turnover | Warehouse | FPL Blend | Per Unit | 2007.5 | 1204.5 | 803 | 0.4 | 12 | 0.11483 | 0.093148 | 871.85 | Refrigeration | Display cases |  | 1
Equipment | Energy Star Commercial Solid Door Refrigerator | One Solid Door Refrigerator meeting ENERGY STAR Version 5.0 Standards | One Solid Door Refrigerator meeting Federal Standards | Commercial | New | Warehouse | FPL Blend | Per Unit | 2007.5 | 1204.5 | 803 | 0.4 | 12 | 0.11483 | 0.093148 | 871.85 | Refrigeration | Display cases |  | 1
Equipment | Energy Star Steamer | One 4-Pan Electric Steamer meeting ENERGY STARÂ® 2.0 Standards | One Standard Economy-Grade 4-Pan Steamer | Commercial | Turnover | Assembly | FPL Blend | Per Unit | 23115 | 10954.5 | 12160.5 | 0.52609 | 12 | 1.9822 | 0.72963 | 3109.44 | Cooking | Steamer |  | 1
Equipment | Energy Star Steamer | One 4-Pan Electric Steamer meeting ENERGY STARÂ® 2.0 Standards | One Standard Economy-Grade 4-Pan Steamer | Commercial | New | Assembly | FPL Blend | Per Unit | 23115 | 10954.5 | 12160.5 | 0.52609 | 12 | 1.9822 | 0.72963 | 3109.44 | Cooking | Steamer |  | 1
Equipment | Energy Star Steamer | One 4-Pan Electric Steamer meeting ENERGY STARÂ® 2.0 Standards | One Standard Economy-Grade 4-Pan Steamer | Commercial | Turnover | College and University | FPL Blend | Per Unit | 23115 | 10954.5 | 12160.5 | 0.52609 | 12 | 1.9822 | 0.72963 | 3109.44 | Cooking | Steamer |  | 1
Equipment | Energy Star Steamer | One 4-Pan Electric Steamer meeting ENERGY STARÂ® 2.0 Standards | One Standard Economy-Grade 4-Pan Steamer | Commercial | New | College and University | FPL Blend | Per Unit | 23115 | 10954.5 | 12160.5 | 0.52609 | 12 | 1.9822 | 0.72963 | 3109.44 | Cooking | Steamer |  | 1
Equipment | Energy Star Steamer | One 4-Pan Electric Steamer meeting ENERGY STARÂ® 2.0 Standards | One Standard Economy-Grade 4-Pan Steamer | Commercial | Turnover | Data Center | FPL Blend | Per Unit | 23115 | 10954.5 | 12160.5 | 0.52609 | 12 | 0.71747 | 1.3012 | 3109.44 | Cooking | Steamer |  | 1
Equipment | Energy Star Steamer | One 4-Pan Electric Steamer meeting ENERGY STARÂ® 2.0 Standards | One Standard Economy-Grade 4-Pan Steamer | Commercial | New | Data Center | FPL Blend | Per Unit | 23115 | 10954.5 | 12160.5 | 0.52609 | 12 | 0.71747 | 1.3012 | 3109.44 | Cooking | Steamer |  | 1
Equipment | Energy Star Steamer | One 4-Pan Electric Steamer meeting ENERGY STARÂ® 2.0 Standards | One Standard Economy-Grade 4-Pan Steamer | Commercial | Turnover | Grocery | FPL Blend | Per Unit | 23115 | 10954.5 | 12160.5 | 0.52609 | 12 | 1.9822 | 0.72963 | 3109.44 | Cooking | Steamer |  | 1
Equipment | Energy Star Steamer | One 4-Pan Electric Steamer meeting ENERGY STARÂ® 2.0 Standards | One Standard Economy-Grade 4-Pan Steamer | Commercial | New | Grocery | FPL Blend | Per Unit | 23115 | 10954.5 | 12160.5 | 0.52609 | 12 | 1.9822 | 0.72963 | 3109.44 | Cooking | Steamer |  | 1
Equipment | Energy Star Steamer | One 4-Pan Electric Steamer meeting ENERGY STARÂ® 2.0 Standards | One Standard Economy-Grade 4-Pan Steamer | Commercial | Turnover | Healthcare | FPL Blend | Per Unit | 23115 | 10954.5 | 12160.5 | 0.52609 | 12 | 1.4349 | 1.6052 | 3109.44 | Cooking | Steamer |  | 1
Equipment | Energy Star Steamer | One 4-Pan Electric Steamer meeting ENERGY STARÂ® 2.0 Standards | One Standard Economy-Grade 4-Pan Steamer | Commercial | New | Healthcare | FPL Blend | Per Unit | 23115 | 10954.5 | 12160.5 | 0.52609 | 12 | 1.4349 | 1.6052 | 3109.44 | Cooking | Steamer |  | 1
Equipment | Energy Star Steamer | One 4-Pan Electric Steamer meeting ENERGY STARÂ® 2.0 Standards | One Standard Economy-Grade 4-Pan Steamer | Commercial | Turnover | Hospitals | FPL Blend | Per Unit | 23115 | 10954.5 | 12160.5 | 0.52609 | 12 | 1.9822 | 0.72963 | 3109.44 | Cooking | Steamer |  | 1
Equipment | Energy Star Steamer | One 4-Pan Electric Steamer meeting ENERGY STARÂ® 2.0 Standards | One Standard Economy-Grade 4-Pan Steamer | Commercial | New | Hospitals | FPL Blend | Per Unit | 23115 | 10954.5 | 12160.5 | 0.52609 | 12 | 1.9822 | 0.72963 | 3109.44 | Cooking | Steamer |  | 1
Equipment | Energy Star Steamer | One 4-Pan Electric Steamer meeting ENERGY STARÂ® 2.0 Standards | One Standard Economy-Grade 4-Pan Steamer | Commercial | Turnover | Institutional | FPL Blend | Per Unit | 23115 | 10954.5 | 12160.5 | 0.52609 | 12 | 0.71747 | 1.3012 | 3109.44 | Cooking | Steamer |  | 1
Equipment | Energy Star Steamer | One 4-Pan Electric Steamer meeting ENERGY STARÂ® 2.0 Standards | One Standard Economy-Grade 4-Pan Steamer | Commercial | New | Institutional | FPL Blend | Per Unit | 23115 | 10954.5 | 12160.5 | 0.52609 | 12 | 0.71747 | 1.3012 | 3109.44 | Cooking | Steamer |  | 1
Equipment | Energy Star Steamer | One 4-Pan Electric Steamer meeting ENERGY STARÂ® 2.0 Standards | One Standard Economy-Grade 4-Pan Steamer | Commercial | Turnover | Lodging/Hospitality | FPL Blend | Per Unit | 23115 | 10954.5 | 12160.5 | 0.52609 | 12 | 2.2132 | 0.985 | 3109.44 | Cooking | Steamer |  | 1
Equipment | Energy Star Steamer | One 4-Pan Electric Steamer meeting ENERGY STARÂ® 2.0 Standards | One Standard Economy-Grade 4-Pan Steamer | Commercial | New | Lodging/Hospitality | FPL Blend | Per Unit | 23115 | 10954.5 | 12160.5 | 0.52609 | 12 | 2.2132 | 0.985 | 3109.44 | Cooking | Steamer |  | 1
Equipment | Energy Star Steamer | One 4-Pan Electric Steamer meeting ENERGY STARÂ® 2.0 Standards | One Standard Economy-Grade 4-Pan Steamer | Commercial | Turnover | Miscellaneous | FPL Blend | Per Unit | 23115 | 10954.5 | 12160.5 | 0.52609 | 12 | 0.71747 | 1.3012 | 3109.44 | Cooking | Steamer |  | 1
Equipment | Energy Star Steamer | One 4-Pan Electric Steamer meeting ENERGY STARÂ® 2.0 Standards | One Standard Economy-Grade 4-Pan Steamer | Commercial | New | Miscellaneous | FPL Blend | Per Unit | 23115 | 10954.5 | 12160.5 | 0.52609 | 12 | 0.71747 | 1.3012 | 3109.44 | Cooking | Steamer |  | 1
Equipment | Energy Star Steamer | One 4-Pan Electric Steamer meeting ENERGY STARÂ® 2.0 Standards | One Standard Economy-Grade 4-Pan Steamer | Commercial | Turnover | Offices | FPL Blend | Per Unit | 23115 | 10954.5 | 12160.5 | 0.52609 | 12 | 0.71747 | 1.3012 | 3109.44 | Cooking | Steamer |  | 1
Equipment | Energy Star Steamer | One 4-Pan Electric Steamer meeting ENERGY STARÂ® 2.0 Standards | One Standard Economy-Grade 4-Pan Steamer | Commercial | New | Offices | FPL Blend | Per Unit | 23115 | 10954.5 | 12160.5 | 0.52609 | 12 | 0.71747 | 1.3012 | 3109.44 | Cooking | Steamer |  | 1
Equipment | Energy Star Steamer | One 4-Pan Electric Steamer meeting ENERGY STARÂ® 2.0 Standards | One Standard Economy-Grade 4-Pan Steamer | Commercial | Turnover | Restaurants | FPL Blend | Per Unit | 23115 | 10954.5 | 12160.5 | 0.52609 | 12 | 2.3227 | 1.2282 | 3109.44 | Cooking | Steamer |  | 1
Equipment | Energy Star Steamer | One 4-Pan Electric Steamer meeting ENERGY STARÂ® 2.0 Standards | One Standard Economy-Grade 4-Pan Steamer | Commercial | New | Restaurants | FPL Blend | Per Unit | 23115 | 10954.5 | 12160.5 | 0.52609 | 12 | 2.3227 | 1.2282 | 3109.44 | Cooking | Steamer |  | 1
Equipment | Energy Star Steamer | One 4-Pan Electric Steamer meeting ENERGY STARÂ® 2.0 Standards | One Standard Economy-Grade 4-Pan Steamer | Commercial | Turnover | Retail | FPL Blend | Per Unit | 23115 | 10954.5 | 12160.5 | 0.52609 | 12 | 1.9822 | 0.72963 | 3109.44 | Cooking | Steamer |  | 1
Equipment | Energy Star Steamer | One 4-Pan Electric Steamer meeting ENERGY STARÂ® 2.0 Standards | One Standard Economy-Grade 4-Pan Steamer | Commercial | New | Retail | FPL Blend | Per Unit | 23115 | 10954.5 | 12160.5 | 0.52609 | 12 | 1.9822 | 0.72963 | 3109.44 | Cooking | Steamer |  | 1
Equipment | Energy Star Steamer | One 4-Pan Electric Steamer meeting ENERGY STARÂ® 2.0 Standards | One Standard Economy-Grade 4-Pan Steamer | Commercial | Turnover | Schools K-12 | FPL Blend | Per Unit | 23115 | 10954.5 | 12160.5 | 0.52609 | 12 | 0.71747 | 1.3012 | 3109.44 | Cooking | Steamer |  | 1
Equipment | Energy Star Steamer | One 4-Pan Electric Steamer meeting ENERGY STARÂ® 2.0 Standards | One Standard Economy-Grade 4-Pan Steamer | Commercial | New | Schools K-12 | FPL Blend | Per Unit | 23115 | 10954.5 | 12160.5 | 0.52609 | 12 | 0.71747 | 1.3012 | 3109.44 | Cooking | Steamer |  | 1
Equipment | Energy Star Steamer | One 4-Pan Electric Steamer meeting ENERGY STARÂ® 2.0 Standards | One Standard Economy-Grade 4-Pan Steamer | Commercial | Turnover | Warehouse | FPL Blend | Per Unit | 23115 | 10954.5 | 12160.5 | 0.52609 | 12 | 0.71747 | 1.3012 | 3109.44 | Cooking | Steamer |  | 1
Equipment | Energy Star Steamer | One 4-Pan Electric Steamer meeting ENERGY STARÂ® 2.0 Standards | One Standard Economy-Grade 4-Pan Steamer | Commercial | New | Warehouse | FPL Blend | Per Unit | 23115 | 10954.5 | 12160.5 | 0.52609 | 12 | 0.71747 | 1.3012 | 3109.44 | Cooking | Steamer |  | 1
Equipment | ENERGY STAR Water Cooler | One Storage Type Hot/Cold Water Cooler Unit meeting ENERGY STAR Version 3.0 Standards | One Standard Storage Type Hot/Cold Water Cooler Unit | Commercial | Turnover | Assembly | FPL Blend | Per Appliance | 799.35 | 730.35 | 69 | 0.08632 | 10 | 0.011799 | 0.005106 | 60 | Miscellaneous | Others |  | 1
Equipment | ENERGY STAR Water Cooler | One Storage Type Hot/Cold Water Cooler Unit meeting ENERGY STAR Version 3.0 Standards | One Standard Storage Type Hot/Cold Water Cooler Unit | Commercial | New | Assembly | FPL Blend | Per Appliance | 799.35 | 730.35 | 69 | 0.08632 | 10 | 0.011799 | 0.005106 | 60 | Miscellaneous | Others |  | 1
Equipment | ENERGY STAR Water Cooler | One Storage Type Hot/Cold Water Cooler Unit meeting ENERGY STAR Version 3.0 Standards | One Standard Storage Type Hot/Cold Water Cooler Unit | Commercial | Turnover | College and University | FPL Blend | Per Appliance | 799.35 | 730.35 | 69 | 0.08632 | 10 | 0.006969 | 0.007038 | 60 | Miscellaneous | Others |  | 1
Equipment | ENERGY STAR Water Cooler | One Storage Type Hot/Cold Water Cooler Unit meeting ENERGY STAR Version 3.0 Standards | One Standard Storage Type Hot/Cold Water Cooler Unit | Commercial | New | College and University | FPL Blend | Per Appliance | 799.35 | 730.35 | 69 | 0.08632 | 10 | 0.006969 | 0.007038 | 60 | Miscellaneous | Others |  | 1
Equipment | ENERGY STAR Water Cooler | One Storage Type Hot/Cold Water Cooler Unit meeting ENERGY STAR Version 3.0 Standards | One Standard Storage Type Hot/Cold Water Cooler Unit | Commercial | Turnover | Data Center | FPL Blend | Per Appliance | 799.35 | 730.35 | 69 | 0.08632 | 10 | 0.007659 | 0.008142 | 60 | Miscellaneous | Others |  | 1
Equipment | ENERGY STAR Water Cooler | One Storage Type Hot/Cold Water Cooler Unit meeting ENERGY STAR Version 3.0 Standards | One Standard Storage Type Hot/Cold Water Cooler Unit | Commercial | New | Data Center | FPL Blend | Per Appliance | 799.35 | 730.35 | 69 | 0.08632 | 10 | 0.007659 | 0.008142 | 60 | Miscellaneous | Others |  | 1
Equipment | ENERGY STAR Water Cooler | One Storage Type Hot/Cold Water Cooler Unit meeting ENERGY STAR Version 3.0 Standards | One Standard Storage Type Hot/Cold Water Cooler Unit | Commercial | Turnover | Grocery | FPL Blend | Per Appliance | 799.35 | 730.35 | 69 | 0.08632 | 10 | 0.009315 | 0.005589 | 60 | Miscellaneous | Others |  | 1
Equipment | ENERGY STAR Water Cooler | One Storage Type Hot/Cold Water Cooler Unit meeting ENERGY STAR Version 3.0 Standards | One Standard Storage Type Hot/Cold Water Cooler Unit | Commercial | New | Grocery | FPL Blend | Per Appliance | 799.35 | 730.35 | 69 | 0.08632 | 10 | 0.009315 | 0.005589 | 60 | Miscellaneous | Others |  | 1
Equipment | ENERGY STAR Water Cooler | One Storage Type Hot/Cold Water Cooler Unit meeting ENERGY STAR Version 3.0 Standards | One Standard Storage Type Hot/Cold Water Cooler Unit | Commercial | Turnover | Healthcare | FPL Blend | Per Appliance | 799.35 | 730.35 | 69 | 0.08632 | 10 | 0.009936 | 0.010281 | 60 | Miscellaneous | Others |  | 1
Equipment | ENERGY STAR Water Cooler | One Storage Type Hot/Cold Water Cooler Unit meeting ENERGY STAR Version 3.0 Standards | One Standard Storage Type Hot/Cold Water Cooler Unit | Commercial | New | Healthcare | FPL Blend | Per Appliance | 799.35 | 730.35 | 69 | 0.08632 | 10 | 0.009936 | 0.010281 | 60 | Miscellaneous | Others |  | 1
Equipment | ENERGY STAR Water Cooler | One Storage Type Hot/Cold Water Cooler Unit meeting ENERGY STAR Version 3.0 Standards | One Standard Storage Type Hot/Cold Water Cooler Unit | Commercial | Turnover | Hospitals | FPL Blend | Per Appliance | 799.35 | 730.35 | 69 | 0.08632 | 10 | 0.006969 | 0.007038 | 60 | Miscellaneous | Others |  | 1
Equipment | ENERGY STAR Water Cooler | One Storage Type Hot/Cold Water Cooler Unit meeting ENERGY STAR Version 3.0 Standards | One Standard Storage Type Hot/Cold Water Cooler Unit | Commercial | New | Hospitals | FPL Blend | Per Appliance | 799.35 | 730.35 | 69 | 0.08632 | 10 | 0.006969 | 0.007038 | 60 | Miscellaneous | Others |  | 1
Equipment | ENERGY STAR Water Cooler | One Storage Type Hot/Cold Water Cooler Unit meeting ENERGY STAR Version 3.0 Standards | One Standard Storage Type Hot/Cold Water Cooler Unit | Commercial | Turnover | Institutional | FPL Blend | Per Appliance | 799.35 | 730.35 | 69 | 0.08632 | 10 | 0.007659 | 0.00828 | 60 | Miscellaneous | Others |  | 1
Equipment | ENERGY STAR Water Cooler | One Storage Type Hot/Cold Water Cooler Unit meeting ENERGY STAR Version 3.0 Standards | One Standard Storage Type Hot/Cold Water Cooler Unit | Commercial | New | Institutional | FPL Blend | Per Appliance | 799.35 | 730.35 | 69 | 0.08632 | 10 | 0.007659 | 0.00828 | 60 | Miscellaneous | Others |  | 1
Equipment | ENERGY STAR Water Cooler | One Storage Type Hot/Cold Water Cooler Unit meeting ENERGY STAR Version 3.0 Standards | One Standard Storage Type Hot/Cold Water Cooler Unit | Commercial | Turnover | Lodging/Hospitality | FPL Blend | Per Appliance | 799.35 | 730.35 | 69 | 0.08632 | 10 | 0.007383 | 0.008625 | 60 | Miscellaneous | Others |  | 1
Equipment | ENERGY STAR Water Cooler | One Storage Type Hot/Cold Water Cooler Unit meeting ENERGY STAR Version 3.0 Standards | One Standard Storage Type Hot/Cold Water Cooler Unit | Commercial | New | Lodging/Hospitality | FPL Blend | Per Appliance | 799.35 | 730.35 | 69 | 0.08632 | 10 | 0.007383 | 0.008625 | 60 | Miscellaneous | Others |  | 1
Equipment | ENERGY STAR Water Cooler | One Storage Type Hot/Cold Water Cooler Unit meeting ENERGY STAR Version 3.0 Standards | One Standard Storage Type Hot/Cold Water Cooler Unit | Commercial | Turnover | Miscellaneous | FPL Blend | Per Appliance | 799.35 | 730.35 | 69 | 0.08632 | 10 | 0.007659 | 0.008142 | 60 | Miscellaneous | Others |  | 1
Equipment | ENERGY STAR Water Cooler | One Storage Type Hot/Cold Water Cooler Unit meeting ENERGY STAR Version 3.0 Standards | One Standard Storage Type Hot/Cold Water Cooler Unit | Commercial | New | Miscellaneous | FPL Blend | Per Appliance | 799.35 | 730.35 | 69 | 0.08632 | 10 | 0.007659 | 0.008142 | 60 | Miscellaneous | Others |  | 1
Equipment | ENERGY STAR Water Cooler | One Storage Type Hot/Cold Water Cooler Unit meeting ENERGY STAR Version 3.0 Standards | One Standard Storage Type Hot/Cold Water Cooler Unit | Commercial | Turnover | Offices | FPL Blend | Per Appliance | 799.35 | 730.35 | 69 | 0.08632 | 10 | 0.007659 | 0.008142 | 60 | Miscellaneous | Others |  | 1
Equipment | ENERGY STAR Water Cooler | One Storage Type Hot/Cold Water Cooler Unit meeting ENERGY STAR Version 3.0 Standards | One Standard Storage Type Hot/Cold Water Cooler Unit | Commercial | New | Offices | FPL Blend | Per Appliance | 799.35 | 730.35 | 69 | 0.08632 | 10 | 0.007659 | 0.008142 | 60 | Miscellaneous | Others |  | 1
Equipment | ENERGY STAR Water Cooler | One Storage Type Hot/Cold Water Cooler Unit meeting ENERGY STAR Version 3.0 Standards | One Standard Storage Type Hot/Cold Water Cooler Unit | Commercial | Turnover | Restaurants | FPL Blend | Per Appliance | 799.35 | 730.35 | 69 | 0.08632 | 10 | 0.009246 | 0.00345 | 60 | Miscellaneous | Others |  | 1
Equipment | ENERGY STAR Water Cooler | One Storage Type Hot/Cold Water Cooler Unit meeting ENERGY STAR Version 3.0 Standards | One Standard Storage Type Hot/Cold Water Cooler Unit | Commercial | New | Restaurants | FPL Blend | Per Appliance | 799.35 | 730.35 | 69 | 0.08632 | 10 | 0.009246 | 0.00345 | 60 | Miscellaneous | Others |  | 1
Equipment | ENERGY STAR Water Cooler | One Storage Type Hot/Cold Water Cooler Unit meeting ENERGY STAR Version 3.0 Standards | One Standard Storage Type Hot/Cold Water Cooler Unit | Commercial | Turnover | Retail | FPL Blend | Per Appliance | 799.35 | 730.35 | 69 | 0.08632 | 10 | 0.009867 | 0.005451 | 60 | Miscellaneous | Others |  | 1
Equipment | ENERGY STAR Water Cooler | One Storage Type Hot/Cold Water Cooler Unit meeting ENERGY STAR Version 3.0 Standards | One Standard Storage Type Hot/Cold Water Cooler Unit | Commercial | New | Retail | FPL Blend | Per Appliance | 799.35 | 730.35 | 69 | 0.08632 | 10 | 0.009867 | 0.005451 | 60 | Miscellaneous | Others |  | 1
Equipment | ENERGY STAR Water Cooler | One Storage Type Hot/Cold Water Cooler Unit meeting ENERGY STAR Version 3.0 Standards | One Standard Storage Type Hot/Cold Water Cooler Unit | Commercial | Turnover | Schools K-12 | FPL Blend | Per Appliance | 799.35 | 730.35 | 69 | 0.08632 | 10 | 0.007107 | 0.007383 | 60 | Miscellaneous | Others |  | 1
Equipment | ENERGY STAR Water Cooler | One Storage Type Hot/Cold Water Cooler Unit meeting ENERGY STAR Version 3.0 Standards | One Standard Storage Type Hot/Cold Water Cooler Unit | Commercial | New | Schools K-12 | FPL Blend | Per Appliance | 799.35 | 730.35 | 69 | 0.08632 | 10 | 0.007107 | 0.007383 | 60 | Miscellaneous | Others |  | 1
Equipment | ENERGY STAR Water Cooler | One Storage Type Hot/Cold Water Cooler Unit meeting ENERGY STAR Version 3.0 Standards | One Standard Storage Type Hot/Cold Water Cooler Unit | Commercial | Turnover | Warehouse | FPL Blend | Per Appliance | 799.35 | 730.35 | 69 | 0.08632 | 10 | 0.010557 | 0.007659 | 60 | Miscellaneous | Others |  | 1
Equipment | ENERGY STAR Water Cooler | One Storage Type Hot/Cold Water Cooler Unit meeting ENERGY STAR Version 3.0 Standards | One Standard Storage Type Hot/Cold Water Cooler Unit | Commercial | New | Warehouse | FPL Blend | Per Appliance | 799.35 | 730.35 | 69 | 0.08632 | 10 | 0.010557 | 0.007659 | 60 | Miscellaneous | Others |  | 1
Equipment | HE DX 11.25-20.0 Tons Other Heat | High Efficiency Packaged or Split DX Unit, 15 Tons, 11.5 SEER | Code-Compliant Packaged or Split DX Unit, 15 Tons, 11 SEER | Commercial | Turnover | Assembly | FPL Blend | Per Unit | 27212.73 | 26029.57 | 1183.16 | 0.043478 | 15 | 0.39407 | 0 | 1965 | Space Cooling | Packaged air conditioning units (RTUs) |  | 1
Equipment | HE DX 11.25-20.0 Tons Other Heat | High Efficiency Packaged or Split DX Unit, 15 Tons, 11.5 SEER | Code-Compliant Packaged or Split DX Unit, 15 Tons, 11 SEER | Commercial | New | Assembly | FPL Blend | Per Unit | 27212.73 | 26029.57 | 1183.16 | 0.043478 | 15 | 0.39407 | 0 | 1965 | Space Cooling | Packaged air conditioning units (RTUs) |  | 1
Equipment | HE DX 11.25-20.0 Tons Other Heat | High Efficiency Packaged or Split DX Unit, 15 Tons, 11.5 SEER | Code-Compliant Packaged or Split DX Unit, 15 Tons, 11 SEER | Commercial | Turnover | College and University | FPL Blend | Per Unit | 30190.91 | 28878.26 | 1312.65 | 0.043478 | 15 | 0.26614 | 0 | 1965 | Space Cooling | Packaged air conditioning units (RTUs) |  | 1
Equipment | HE DX 11.25-20.0 Tons Other Heat | High Efficiency Packaged or Split DX Unit, 15 Tons, 11.5 SEER | Code-Compliant Packaged or Split DX Unit, 15 Tons, 11 SEER | Commercial | New | College and University | FPL Blend | Per Unit | 30190.91 | 28878.26 | 1312.65 | 0.043478 | 15 | 0.26614 | 0 | 1965 | Space Cooling | Packaged air conditioning units (RTUs) |  | 1
Equipment | HE DX 11.25-20.0 Tons Other Heat | High Efficiency Packaged or Split DX Unit, 15 Tons, 11.5 SEER | Code-Compliant Packaged or Split DX Unit, 15 Tons, 11 SEER | Commercial | Turnover | Data Center | FPL Blend | Per Unit | 56110.91 | 53671.3 | 2439.61 | 0.043478 | 15 | 0.49464 | 0 | 1965 | Space Cooling | Packaged air conditioning units (RTUs) |  | 1
Equipment | HE DX 11.25-20.0 Tons Other Heat | High Efficiency Packaged or Split DX Unit, 15 Tons, 11.5 SEER | Code-Compliant Packaged or Split DX Unit, 15 Tons, 11 SEER | Commercial | New | Data Center | FPL Blend | Per Unit | 56110.91 | 53671.3 | 2439.61 | 0.043478 | 15 | 0.49464 | 0 | 1965 | Space Cooling | Packaged air conditioning units (RTUs) |  | 1
Equipment | HE DX 11.25-20.0 Tons Other Heat | High Efficiency Packaged or Split DX Unit, 15 Tons, 11.5 SEER | Code-Compliant Packaged or Split DX Unit, 15 Tons, 11 SEER | Commercial | Turnover | Grocery | FPL Blend | Per Unit | 15038.18 | 14384.35 | 653.83 | 0.043478 | 15 | 0.18541 | 0 | 1965 | Space Cooling | Packaged air conditioning units (RTUs) |  | 1
Equipment | HE DX 11.25-20.0 Tons Other Heat | High Efficiency Packaged or Split DX Unit, 15 Tons, 11.5 SEER | Code-Compliant Packaged or Split DX Unit, 15 Tons, 11 SEER | Commercial | New | Grocery | FPL Blend | Per Unit | 15038.18 | 14384.35 | 653.83 | 0.043478 | 15 | 0.18541 | 0 | 1965 | Space Cooling | Packaged air conditioning units (RTUs) |  | 1
Equipment | HE DX 11.25-20.0 Tons Other Heat | High Efficiency Packaged or Split DX Unit, 15 Tons, 11.5 SEER | Code-Compliant Packaged or Split DX Unit, 15 Tons, 11 SEER | Commercial | Turnover | Healthcare | FPL Blend | Per Unit | 59236.36 | 56660.87 | 2575.49 | 0.043478 | 15 | 0.52219 | 0 | 1965 | Space Cooling | Packaged air conditioning units (RTUs) |  | 1
Equipment | HE DX 11.25-20.0 Tons Other Heat | High Efficiency Packaged or Split DX Unit, 15 Tons, 11.5 SEER | Code-Compliant Packaged or Split DX Unit, 15 Tons, 11 SEER | Commercial | New | Healthcare | FPL Blend | Per Unit | 59236.36 | 56660.87 | 2575.49 | 0.043478 | 15 | 0.52219 | 0 | 1965 | Space Cooling | Packaged air conditioning units (RTUs) |  | 1
Equipment | HE DX 11.25-20.0 Tons Other Heat | High Efficiency Packaged or Split DX Unit, 15 Tons, 11.5 SEER | Code-Compliant Packaged or Split DX Unit, 15 Tons, 11 SEER | Commercial | Turnover | Hospitals | FPL Blend | Per Unit | 56110.91 | 53671.3 | 2439.61 | 0.043478 | 15 | 0.49464 | 0 | 1965 | Space Cooling | Packaged air conditioning units (RTUs) |  | 1
Equipment | HE DX 11.25-20.0 Tons Other Heat | High Efficiency Packaged or Split DX Unit, 15 Tons, 11.5 SEER | Code-Compliant Packaged or Split DX Unit, 15 Tons, 11 SEER | Commercial | New | Hospitals | FPL Blend | Per Unit | 56110.91 | 53671.3 | 2439.61 | 0.043478 | 15 | 0.49464 | 0 | 1965 | Space Cooling | Packaged air conditioning units (RTUs) |  | 1
Equipment | HE DX 11.25-20.0 Tons Other Heat | High Efficiency Packaged or Split DX Unit, 15 Tons, 11.5 SEER | Code-Compliant Packaged or Split DX Unit, 15 Tons, 11 SEER | Commercial | Turnover | Institutional | FPL Blend | Per Unit | 14710.91 | 14071.3 | 639.61 | 0.043479 | 15 | 0.12968 | 0 | 1965 | Space Cooling | Packaged air conditioning units (RTUs) |  | 1
Equipment | HE DX 11.25-20.0 Tons Other Heat | High Efficiency Packaged or Split DX Unit, 15 Tons, 11.5 SEER | Code-Compliant Packaged or Split DX Unit, 15 Tons, 11 SEER | Commercial | New | Institutional | FPL Blend | Per Unit | 14710.91 | 14071.3 | 639.61 | 0.043479 | 15 | 0.12968 | 0 | 1965 | Space Cooling | Packaged air conditioning units (RTUs) |  | 1
Equipment | HE DX 11.25-20.0 Tons Other Heat | High Efficiency Packaged or Split DX Unit, 15 Tons, 11.5 SEER | Code-Compliant Packaged or Split DX Unit, 15 Tons, 11 SEER | Commercial | Turnover | Lodging/Hospitality | FPL Blend | Per Unit | 44967.27 | 43012.17 | 1955.1 | 0.043478 | 15 | 0.37442 | 0 | 1965 | Space Cooling | Packaged air conditioning units (RTUs) |  | 1
Equipment | HE DX 11.25-20.0 Tons Other Heat | High Efficiency Packaged or Split DX Unit, 15 Tons, 11.5 SEER | Code-Compliant Packaged or Split DX Unit, 15 Tons, 11 SEER | Commercial | New | Lodging/Hospitality | FPL Blend | Per Unit | 44967.27 | 43012.17 | 1955.1 | 0.043478 | 15 | 0.37442 | 0 | 1965 | Space Cooling | Packaged air conditioning units (RTUs) |  | 1
Equipment | HE DX 11.25-20.0 Tons Other Heat | High Efficiency Packaged or Split DX Unit, 15 Tons, 11.5 SEER | Code-Compliant Packaged or Split DX Unit, 15 Tons, 11 SEER | Commercial | Turnover | Miscellaneous | FPL Blend | Per Unit | 15201.82 | 14540.87 | 660.95 | 0.043478 | 15 | 0.22014 | 0 | 1965 | Space Cooling | Packaged air conditioning units (RTUs) |  | 1
Equipment | HE DX 11.25-20.0 Tons Other Heat | High Efficiency Packaged or Split DX Unit, 15 Tons, 11.5 SEER | Code-Compliant Packaged or Split DX Unit, 15 Tons, 11 SEER | Commercial | New | Miscellaneous | FPL Blend | Per Unit | 15201.82 | 14540.87 | 660.95 | 0.043478 | 15 | 0.22014 | 0 | 1965 | Space Cooling | Packaged air conditioning units (RTUs) |  | 1
Equipment | HE DX 11.25-20.0 Tons Other Heat | High Efficiency Packaged or Split DX Unit, 15 Tons, 11.5 SEER | Code-Compliant Packaged or Split DX Unit, 15 Tons, 11 SEER | Commercial | Turnover | Offices | FPL Blend | Per Unit | 30632.73 | 29300.87 | 1331.86 | 0.043478 | 15 | 0.44359 | 0 | 1965 | Space Cooling | Packaged air conditioning units (RTUs) |  | 1
Equipment | HE DX 11.25-20.0 Tons Other Heat | High Efficiency Packaged or Split DX Unit, 15 Tons, 11.5 SEER | Code-Compliant Packaged or Split DX Unit, 15 Tons, 11 SEER | Commercial | New | Offices | FPL Blend | Per Unit | 30632.73 | 29300.87 | 1331.86 | 0.043478 | 15 | 0.44359 | 0 | 1965 | Space Cooling | Packaged air conditioning units (RTUs) |  | 1
Equipment | HE DX 11.25-20.0 Tons Other Heat | High Efficiency Packaged or Split DX Unit, 15 Tons, 11.5 SEER | Code-Compliant Packaged or Split DX Unit, 15 Tons, 11 SEER | Commercial | Turnover | Restaurants | FPL Blend | Per Unit | 44116.36 | 42198.26 | 1918.1 | 0.043478 | 15 | 0.54393 | 0 | 1965 | Space Cooling | Packaged air conditioning units (RTUs) |  | 1
Equipment | HE DX 11.25-20.0 Tons Other Heat | High Efficiency Packaged or Split DX Unit, 15 Tons, 11.5 SEER | Code-Compliant Packaged or Split DX Unit, 15 Tons, 11 SEER | Commercial | New | Restaurants | FPL Blend | Per Unit | 44116.36 | 42198.26 | 1918.1 | 0.043478 | 15 | 0.54393 | 0 | 1965 | Space Cooling | Packaged air conditioning units (RTUs) |  | 1
Equipment | HE DX 11.25-20.0 Tons Other Heat | High Efficiency Packaged or Split DX Unit, 15 Tons, 11.5 SEER | Code-Compliant Packaged or Split DX Unit, 15 Tons, 11 SEER | Commercial | Turnover | Retail | FPL Blend | Per Unit | 34576.36 | 33073.04 | 1503.32 | 0.043478 | 15 | 0.5007 | 0 | 1965 | Space Cooling | Packaged air conditioning units (RTUs) |  | 1
Equipment | HE DX 11.25-20.0 Tons Other Heat | High Efficiency Packaged or Split DX Unit, 15 Tons, 11.5 SEER | Code-Compliant Packaged or Split DX Unit, 15 Tons, 11 SEER | Commercial | New | Retail | FPL Blend | Per Unit | 34576.36 | 33073.04 | 1503.32 | 0.043478 | 15 | 0.5007 | 0 | 1965 | Space Cooling | Packaged air conditioning units (RTUs) |  | 1
Equipment | HE DX 11.25-20.0 Tons Other Heat | High Efficiency Packaged or Split DX Unit, 15 Tons, 11.5 SEER | Code-Compliant Packaged or Split DX Unit, 15 Tons, 11 SEER | Commercial | Turnover | Schools K-12 | FPL Blend | Per Unit | 30060 | 28753.04 | 1306.96 | 0.043478 | 15 | 0.4353 | 0 | 1965 | Space Cooling | Packaged air conditioning units (RTUs) |  | 1
Equipment | HE DX 11.25-20.0 Tons Other Heat | High Efficiency Packaged or Split DX Unit, 15 Tons, 11.5 SEER | Code-Compliant Packaged or Split DX Unit, 15 Tons, 11 SEER | Commercial | New | Schools K-12 | FPL Blend | Per Unit | 30060 | 28753.04 | 1306.96 | 0.043478 | 15 | 0.4353 | 0 | 1965 | Space Cooling | Packaged air conditioning units (RTUs) |  | 1
Equipment | HE DX 11.25-20.0 Tons Other Heat | High Efficiency Packaged or Split DX Unit, 15 Tons, 11.5 SEER | Code-Compliant Packaged or Split DX Unit, 15 Tons, 11 SEER | Commercial | Turnover | Warehouse | FPL Blend | Per Unit | 6594.55 | 6307.83 | 286.72 | 0.043478 | 15 | 0.095496 | 0 | 1965 | Space Cooling | Packaged air conditioning units (RTUs) |  | 1
Equipment | HE DX 11.25-20.0 Tons Other Heat | High Efficiency Packaged or Split DX Unit, 15 Tons, 11.5 SEER | Code-Compliant Packaged or Split DX Unit, 15 Tons, 11 SEER | Commercial | New | Warehouse | FPL Blend | Per Unit | 6594.55 | 6307.83 | 286.72 | 0.043478 | 15 | 0.095496 | 0 | 1965 | Space Cooling | Packaged air conditioning units (RTUs) |  | 1
Equipment | HE DX 5.4-11.25 Tons Elect Heat | High Efficiency Packaged or Split DX Unit, 7.5 Tons, 12 SEER | Code-Compliant Packaged or Split DX Unit, 7.5 Tons, 11 SEER | Commercial | Turnover | Assembly | FPL Blend | Per Unit | 351.7 | 341.36 | 10.34 | 0.0294 | 15 | 0 | 0.023556 | 11.2724 | Space Heating | Forced air furnace |  | 1
Equipment | HE DX 5.4-11.25 Tons Elect Heat | High Efficiency Packaged or Split DX Unit, 7.5 Tons, 12 SEER | Code-Compliant Packaged or Split DX Unit, 7.5 Tons, 11 SEER | Commercial | New | Assembly | FPL Blend | Per Unit | 351.7 | 341.36 | 10.34 | 0.0294 | 15 | 0 | 0.023556 | 11.2724 | Space Heating | Forced air furnace |  | 1
Equipment | HE DX 5.4-11.25 Tons Elect Heat | High Efficiency Packaged or Split DX Unit, 7.5 Tons, 12 SEER | Code-Compliant Packaged or Split DX Unit, 7.5 Tons, 11 SEER | Commercial | Turnover | College and University | FPL Blend | Per Unit | 351.7 | 341.36 | 10.34 | 0.0294 | 15 | 0 | 0.0019893 | 10.172 | Space Heating | Forced air furnace |  | 1
Equipment | HE DX 5.4-11.25 Tons Elect Heat | High Efficiency Packaged or Split DX Unit, 7.5 Tons, 12 SEER | Code-Compliant Packaged or Split DX Unit, 7.5 Tons, 11 SEER | Commercial | New | College and University | FPL Blend | Per Unit | 351.7 | 341.36 | 10.34 | 0.0294 | 15 | 0 | 0.0019893 | 10.172 | Space Heating | Forced air furnace |  | 1
Equipment | HE DX 5.4-11.25 Tons Elect Heat | High Efficiency Packaged or Split DX Unit, 7.5 Tons, 12 SEER | Code-Compliant Packaged or Split DX Unit, 7.5 Tons, 11 SEER | Commercial | Turnover | Data Center | FPL Blend | Per Unit | 631.46 | 612.89 | 18.57 | 0.029408 | 15 | 0 | 0.0035727 | 9.8328 | Space Heating | Forced air furnace |  | 1
Equipment | HE DX 5.4-11.25 Tons Elect Heat | High Efficiency Packaged or Split DX Unit, 7.5 Tons, 12 SEER | Code-Compliant Packaged or Split DX Unit, 7.5 Tons, 11 SEER | Commercial | New | Data Center | FPL Blend | Per Unit | 631.46 | 612.89 | 18.57 | 0.029408 | 15 | 0 | 0.0035727 | 9.8328 | Space Heating | Forced air furnace |  | 1
Equipment | HE DX 5.4-11.25 Tons Elect Heat | High Efficiency Packaged or Split DX Unit, 7.5 Tons, 12 SEER | Code-Compliant Packaged or Split DX Unit, 7.5 Tons, 11 SEER | Commercial | Turnover | Grocery | FPL Blend | Per Unit | 607.48 | 589.61 | 17.87 | 0.029417 | 15 | 0 | 0.013734 | 34.4132 | Space Heating | Forced air furnace |  | 1
Equipment | HE DX 5.4-11.25 Tons Elect Heat | High Efficiency Packaged or Split DX Unit, 7.5 Tons, 12 SEER | Code-Compliant Packaged or Split DX Unit, 7.5 Tons, 11 SEER | Commercial | New | Grocery | FPL Blend | Per Unit | 607.48 | 589.61 | 17.87 | 0.029417 | 15 | 0 | 0.013734 | 34.4132 | Space Heating | Forced air furnace |  | 1
Equipment | HE DX 5.4-11.25 Tons Elect Heat | High Efficiency Packaged or Split DX Unit, 7.5 Tons, 12 SEER | Code-Compliant Packaged or Split DX Unit, 7.5 Tons, 11 SEER | Commercial | Turnover | Healthcare | FPL Blend | Per Unit | 551.53 | 535.31 | 16.22 | 0.029409 | 15 | 0 | 0.0031206 | 8.1494 | Space Heating | Forced air furnace |  | 1
Equipment | HE DX 5.4-11.25 Tons Elect Heat | High Efficiency Packaged or Split DX Unit, 7.5 Tons, 12 SEER | Code-Compliant Packaged or Split DX Unit, 7.5 Tons, 11 SEER | Commercial | New | Healthcare | FPL Blend | Per Unit | 551.53 | 535.31 | 16.22 | 0.029409 | 15 | 0 | 0.0031206 | 8.1494 | Space Heating | Forced air furnace |  | 1
Equipment | HE DX 5.4-11.25 Tons Elect Heat | High Efficiency Packaged or Split DX Unit, 7.5 Tons, 12 SEER | Code-Compliant Packaged or Split DX Unit, 7.5 Tons, 11 SEER | Commercial | Turnover | Hospitals | FPL Blend | Per Unit | 631.46 | 612.89 | 18.57 | 0.029408 | 15 | 0 | 0.0035727 | 9.8328 | Space Heating | Forced air furnace |  | 1
Equipment | HE DX 5.4-11.25 Tons Elect Heat | High Efficiency Packaged or Split DX Unit, 7.5 Tons, 12 SEER | Code-Compliant Packaged or Split DX Unit, 7.5 Tons, 11 SEER | Commercial | New | Hospitals | FPL Blend | Per Unit | 631.46 | 612.89 | 18.57 | 0.029408 | 15 | 0 | 0.0035727 | 9.8328 | Space Heating | Forced air furnace |  | 1
Equipment | HE DX 5.4-11.25 Tons Elect Heat | High Efficiency Packaged or Split DX Unit, 7.5 Tons, 12 SEER | Code-Compliant Packaged or Split DX Unit, 7.5 Tons, 11 SEER | Commercial | Turnover | Institutional | FPL Blend | Per Unit | 303.74 | 294.81 | 8.93 | 0.0294 | 15 | 0 | 0.001718 | 17.8859 | Space Heating | Forced air furnace |  | 1
Equipment | HE DX 5.4-11.25 Tons Elect Heat | High Efficiency Packaged or Split DX Unit, 7.5 Tons, 12 SEER | Code-Compliant Packaged or Split DX Unit, 7.5 Tons, 11 SEER | Commercial | New | Institutional | FPL Blend | Per Unit | 303.74 | 294.81 | 8.93 | 0.0294 | 15 | 0 | 0.001718 | 17.8859 | Space Heating | Forced air furnace |  | 1
Equipment | HE DX 5.4-11.25 Tons Elect Heat | High Efficiency Packaged or Split DX Unit, 7.5 Tons, 12 SEER | Code-Compliant Packaged or Split DX Unit, 7.5 Tons, 11 SEER | Commercial | Turnover | Lodging/Hospitality | FPL Blend | Per Unit | 367.69 | 356.87 | 10.82 | 0.029427 | 15 | 0 | 0.0071272 | 7.1685 | Space Heating | Forced air furnace |  | 1
Equipment | HE DX 5.4-11.25 Tons Elect Heat | High Efficiency Packaged or Split DX Unit, 7.5 Tons, 12 SEER | Code-Compliant Packaged or Split DX Unit, 7.5 Tons, 11 SEER | Commercial | New | Lodging/Hospitality | FPL Blend | Per Unit | 367.69 | 356.87 | 10.82 | 0.029427 | 15 | 0 | 0.0071272 | 7.1685 | Space Heating | Forced air furnace |  | 1
Equipment | HE DX 5.4-11.25 Tons Elect Heat | High Efficiency Packaged or Split DX Unit, 7.5 Tons, 12 SEER | Code-Compliant Packaged or Split DX Unit, 7.5 Tons, 11 SEER | Commercial | Turnover | Miscellaneous | FPL Blend | Per Unit | 191.84 | 186.19 | 5.65 | 0.029452 | 15 | 0 | 0.012872 | 11.0288 | Space Heating | Forced air furnace |  | 1
Equipment | HE DX 5.4-11.25 Tons Elect Heat | High Efficiency Packaged or Split DX Unit, 7.5 Tons, 12 SEER | Code-Compliant Packaged or Split DX Unit, 7.5 Tons, 11 SEER | Commercial | New | Miscellaneous | FPL Blend | Per Unit | 191.84 | 186.19 | 5.65 | 0.029452 | 15 | 0 | 0.012872 | 11.0288 | Space Heating | Forced air furnace |  | 1
Equipment | HE DX 5.4-11.25 Tons Elect Heat | High Efficiency Packaged or Split DX Unit, 7.5 Tons, 12 SEER | Code-Compliant Packaged or Split DX Unit, 7.5 Tons, 11 SEER | Commercial | Turnover | Offices | FPL Blend | Per Unit | 207.82 | 201.71 | 6.11 | 0.0294 | 15 | 0 | 0.01392 | 5.9497 | Space Heating | Forced air furnace |  | 1
Equipment | HE DX 5.4-11.25 Tons Elect Heat | High Efficiency Packaged or Split DX Unit, 7.5 Tons, 12 SEER | Code-Compliant Packaged or Split DX Unit, 7.5 Tons, 11 SEER | Commercial | New | Offices | FPL Blend | Per Unit | 207.82 | 201.71 | 6.11 | 0.0294 | 15 | 0 | 0.01392 | 5.9497 | Space Heating | Forced air furnace |  | 1
Equipment | HE DX 5.4-11.25 Tons Elect Heat | High Efficiency Packaged or Split DX Unit, 7.5 Tons, 12 SEER | Code-Compliant Packaged or Split DX Unit, 7.5 Tons, 11 SEER | Commercial | Turnover | Restaurants | FPL Blend | Per Unit | 1294.9 | 1256.81 | 38.09 | 0.029415 | 15 | 0 | 0.029274 | 25.2455 | Space Heating | Forced air furnace |  | 1
Equipment | HE DX 5.4-11.25 Tons Elect Heat | High Efficiency Packaged or Split DX Unit, 7.5 Tons, 12 SEER | Code-Compliant Packaged or Split DX Unit, 7.5 Tons, 11 SEER | Commercial | New | Restaurants | FPL Blend | Per Unit | 1294.9 | 1256.81 | 38.09 | 0.029415 | 15 | 0 | 0.029274 | 25.2455 | Space Heating | Forced air furnace |  | 1
Equipment | HE DX 5.4-11.25 Tons Elect Heat | High Efficiency Packaged or Split DX Unit, 7.5 Tons, 12 SEER | Code-Compliant Packaged or Split DX Unit, 7.5 Tons, 11 SEER | Commercial | Turnover | Retail | FPL Blend | Per Unit | 815.3 | 791.32 | 23.98 | 0.029412 | 15 | 0 | 0.05463 | 20.382 | Space Heating | Forced air furnace |  | 1
Equipment | HE DX 5.4-11.25 Tons Elect Heat | High Efficiency Packaged or Split DX Unit, 7.5 Tons, 12 SEER | Code-Compliant Packaged or Split DX Unit, 7.5 Tons, 11 SEER | Commercial | New | Retail | FPL Blend | Per Unit | 815.3 | 791.32 | 23.98 | 0.029412 | 15 | 0 | 0.05463 | 20.382 | Space Heating | Forced air furnace |  | 1
Equipment | HE DX 5.4-11.25 Tons Elect Heat | High Efficiency Packaged or Split DX Unit, 7.5 Tons, 12 SEER | Code-Compliant Packaged or Split DX Unit, 7.5 Tons, 11 SEER | Commercial | Turnover | Schools K-12 | FPL Blend | Per Unit | 751.36 | 729.26 | 22.1 | 0.029413 | 15 | 0 | 0.050347 | 21.5792 | Space Heating | Forced air furnace |  | 1
Equipment | HE DX 5.4-11.25 Tons Elect Heat | High Efficiency Packaged or Split DX Unit, 7.5 Tons, 12 SEER | Code-Compliant Packaged or Split DX Unit, 7.5 Tons, 11 SEER | Commercial | New | Schools K-12 | FPL Blend | Per Unit | 751.36 | 729.26 | 22.1 | 0.029413 | 15 | 0 | 0.050347 | 21.5792 | Space Heating | Forced air furnace |  | 1
Equipment | HE DX 5.4-11.25 Tons Elect Heat | High Efficiency Packaged or Split DX Unit, 7.5 Tons, 12 SEER | Code-Compliant Packaged or Split DX Unit, 7.5 Tons, 11 SEER | Commercial | Turnover | Warehouse | FPL Blend | Per Unit | 191.84 | 186.19 | 5.65 | 0.029452 | 15 | 0 | 0.012872 | 25.057 | Space Heating | Forced air furnace |  | 1
Equipment | HE DX 5.4-11.25 Tons Elect Heat | High Efficiency Packaged or Split DX Unit, 7.5 Tons, 12 SEER | Code-Compliant Packaged or Split DX Unit, 7.5 Tons, 11 SEER | Commercial | New | Warehouse | FPL Blend | Per Unit | 191.84 | 186.19 | 5.65 | 0.029452 | 15 | 0 | 0.012872 | 25.057 | Space Heating | Forced air furnace |  | 1
Equipment | HE DX 5.4-11.25 Tons Elect Heat | High Efficiency Packaged or Split DX Unit, 7.5 Tons, 12 SEER | Code-Compliant Packaged or Split DX Unit, 7.5 Tons, 11 SEER | Commercial | Turnover | Assembly | FPL Blend | Per Unit | 13363.39 | 12472.5 | 890.89 | 0.066666 | 15 | 0.29672 | 0 | 971.2276 | Space Cooling | Heat Pump Cooling |  | 1
Equipment | HE DX 5.4-11.25 Tons Elect Heat | High Efficiency Packaged or Split DX Unit, 7.5 Tons, 12 SEER | Code-Compliant Packaged or Split DX Unit, 7.5 Tons, 11 SEER | Commercial | New | Assembly | FPL Blend | Per Unit | 13363.39 | 12472.5 | 890.89 | 0.066666 | 15 | 0.29672 | 0 | 971.2276 | Space Cooling | Heat Pump Cooling |  | 1
Equipment | HE DX 5.4-11.25 Tons Elect Heat | High Efficiency Packaged or Split DX Unit, 7.5 Tons, 12 SEER | Code-Compliant Packaged or Split DX Unit, 7.5 Tons, 11 SEER | Commercial | Turnover | College and University | FPL Blend | Per Unit | 14825.89 | 13837.5 | 988.39 | 0.066666 | 15 | 0.2004 | 0 | 972.328 | Space Cooling | Heat Pump Cooling |  | 1
Equipment | HE DX 5.4-11.25 Tons Elect Heat | High Efficiency Packaged or Split DX Unit, 7.5 Tons, 12 SEER | Code-Compliant Packaged or Split DX Unit, 7.5 Tons, 11 SEER | Commercial | New | College and University | FPL Blend | Per Unit | 14825.89 | 13837.5 | 988.39 | 0.066666 | 15 | 0.2004 | 0 | 972.328 | Space Cooling | Heat Pump Cooling |  | 1
Equipment | HE DX 5.4-11.25 Tons Elect Heat | High Efficiency Packaged or Split DX Unit, 7.5 Tons, 12 SEER | Code-Compliant Packaged or Split DX Unit, 7.5 Tons, 11 SEER | Commercial | Turnover | Data Center | FPL Blend | Per Unit | 27554.46 | 25717.5 | 1836.96 | 0.066667 | 15 | 0.37245 | 0 | 972.6672 | Space Cooling | Heat Pump Cooling |  | 1
Equipment | HE DX 5.4-11.25 Tons Elect Heat | High Efficiency Packaged or Split DX Unit, 7.5 Tons, 12 SEER | Code-Compliant Packaged or Split DX Unit, 7.5 Tons, 11 SEER | Commercial | New | Data Center | FPL Blend | Per Unit | 27554.46 | 25717.5 | 1836.96 | 0.066667 | 15 | 0.37245 | 0 | 972.6672 | Space Cooling | Heat Pump Cooling |  | 1
Equipment | HE DX 5.4-11.25 Tons Elect Heat | High Efficiency Packaged or Split DX Unit, 7.5 Tons, 12 SEER | Code-Compliant Packaged or Split DX Unit, 7.5 Tons, 11 SEER | Commercial | Turnover | Grocery | FPL Blend | Per Unit | 7384.82 | 6892.5 | 492.32 | 0.066666 | 15 | 0.13961 | 0 | 948.0868 | Space Cooling | Heat Pump Cooling |  | 1
Equipment | HE DX 5.4-11.25 Tons Elect Heat | High Efficiency Packaged or Split DX Unit, 7.5 Tons, 12 SEER | Code-Compliant Packaged or Split DX Unit, 7.5 Tons, 11 SEER | Commercial | New | Grocery | FPL Blend | Per Unit | 7384.82 | 6892.5 | 492.32 | 0.066666 | 15 | 0.13961 | 0 | 948.0868 | Space Cooling | Heat Pump Cooling |  | 1
Equipment | HE DX 5.4-11.25 Tons Elect Heat | High Efficiency Packaged or Split DX Unit, 7.5 Tons, 12 SEER | Code-Compliant Packaged or Split DX Unit, 7.5 Tons, 11 SEER | Commercial | Turnover | Healthcare | FPL Blend | Per Unit | 29089.29 | 27150 | 1939.29 | 0.066667 | 15 | 0.39319 | 0 | 974.3506 | Space Cooling | Heat Pump Cooling |  | 1
Equipment | HE DX 5.4-11.25 Tons Elect Heat | High Efficiency Packaged or Split DX Unit, 7.5 Tons, 12 SEER | Code-Compliant Packaged or Split DX Unit, 7.5 Tons, 11 SEER | Commercial | New | Healthcare | FPL Blend | Per Unit | 29089.29 | 27150 | 1939.29 | 0.066667 | 15 | 0.39319 | 0 | 974.3506 | Space Cooling | Heat Pump Cooling |  | 1
Equipment | HE DX 5.4-11.25 Tons Elect Heat | High Efficiency Packaged or Split DX Unit, 7.5 Tons, 12 SEER | Code-Compliant Packaged or Split DX Unit, 7.5 Tons, 11 SEER | Commercial | Turnover | Hospitals | FPL Blend | Per Unit | 27554.46 | 25717.5 | 1836.96 | 0.066667 | 15 | 0.37245 | 0 | 972.6672 | Space Cooling | Heat Pump Cooling |  | 1
Equipment | HE DX 5.4-11.25 Tons Elect Heat | High Efficiency Packaged or Split DX Unit, 7.5 Tons, 12 SEER | Code-Compliant Packaged or Split DX Unit, 7.5 Tons, 11 SEER | Commercial | New | Hospitals | FPL Blend | Per Unit | 27554.46 | 25717.5 | 1836.96 | 0.066667 | 15 | 0.37245 | 0 | 972.6672 | Space Cooling | Heat Pump Cooling |  | 1
Equipment | HE DX 5.4-11.25 Tons Elect Heat | High Efficiency Packaged or Split DX Unit, 7.5 Tons, 12 SEER | Code-Compliant Packaged or Split DX Unit, 7.5 Tons, 11 SEER | Commercial | Turnover | Institutional | FPL Blend | Per Unit | 7224.11 | 6742.5 | 481.61 | 0.066667 | 15 | 0.097647 | 0 | 964.6141 | Space Cooling | Heat Pump Cooling |  | 1
Equipment | HE DX 5.4-11.25 Tons Elect Heat | High Efficiency Packaged or Split DX Unit, 7.5 Tons, 12 SEER | Code-Compliant Packaged or Split DX Unit, 7.5 Tons, 11 SEER | Commercial | New | Institutional | FPL Blend | Per Unit | 7224.11 | 6742.5 | 481.61 | 0.066667 | 15 | 0.097647 | 0 | 964.6141 | Space Cooling | Heat Pump Cooling |  | 1
Equipment | HE DX 5.4-11.25 Tons Elect Heat | High Efficiency Packaged or Split DX Unit, 7.5 Tons, 12 SEER | Code-Compliant Packaged or Split DX Unit, 7.5 Tons, 11 SEER | Commercial | Turnover | Lodging/Hospitality | FPL Blend | Per Unit | 22082.14 | 20610 | 1472.14 | 0.066667 | 15 | 0.28193 | 0 | 975.3315 | Space Cooling | Heat Pump Cooling |  | 1
Equipment | HE DX 5.4-11.25 Tons Elect Heat | High Efficiency Packaged or Split DX Unit, 7.5 Tons, 12 SEER | Code-Compliant Packaged or Split DX Unit, 7.5 Tons, 11 SEER | Commercial | New | Lodging/Hospitality | FPL Blend | Per Unit | 22082.14 | 20610 | 1472.14 | 0.066667 | 15 | 0.28193 | 0 | 975.3315 | Space Cooling | Heat Pump Cooling |  | 1
Equipment | HE DX 5.4-11.25 Tons Elect Heat | High Efficiency Packaged or Split DX Unit, 7.5 Tons, 12 SEER | Code-Compliant Packaged or Split DX Unit, 7.5 Tons, 11 SEER | Commercial | Turnover | Miscellaneous | FPL Blend | Per Unit | 7465.18 | 6967.5 | 497.68 | 0.066667 | 15 | 0.16576 | 0 | 971.4712 | Space Cooling | Heat Pump Cooling |  | 1
Equipment | HE DX 5.4-11.25 Tons Elect Heat | High Efficiency Packaged or Split DX Unit, 7.5 Tons, 12 SEER | Code-Compliant Packaged or Split DX Unit, 7.5 Tons, 11 SEER | Commercial | New | Miscellaneous | FPL Blend | Per Unit | 7465.18 | 6967.5 | 497.68 | 0.066667 | 15 | 0.16576 | 0 | 971.4712 | Space Cooling | Heat Pump Cooling |  | 1
Equipment | HE DX 5.4-11.25 Tons Elect Heat | High Efficiency Packaged or Split DX Unit, 7.5 Tons, 12 SEER | Code-Compliant Packaged or Split DX Unit, 7.5 Tons, 11 SEER | Commercial | Turnover | Offices | FPL Blend | Per Unit | 15042.86 | 14040 | 1002.86 | 0.066667 | 15 | 0.33401 | 0 | 976.5503 | Space Cooling | Heat Pump Cooling |  | 1
Equipment | HE DX 5.4-11.25 Tons Elect Heat | High Efficiency Packaged or Split DX Unit, 7.5 Tons, 12 SEER | Code-Compliant Packaged or Split DX Unit, 7.5 Tons, 11 SEER | Commercial | New | Offices | FPL Blend | Per Unit | 15042.86 | 14040 | 1002.86 | 0.066667 | 15 | 0.33401 | 0 | 976.5503 | Space Cooling | Heat Pump Cooling |  | 1
Equipment | HE DX 5.4-11.25 Tons Elect Heat | High Efficiency Packaged or Split DX Unit, 7.5 Tons, 12 SEER | Code-Compliant Packaged or Split DX Unit, 7.5 Tons, 11 SEER | Commercial | Turnover | Restaurants | FPL Blend | Per Unit | 21664.29 | 20220 | 1444.29 | 0.066667 | 15 | 0.40957 | 0 | 957.2545 | Space Cooling | Heat Pump Cooling |  | 1
Equipment | HE DX 5.4-11.25 Tons Elect Heat | High Efficiency Packaged or Split DX Unit, 7.5 Tons, 12 SEER | Code-Compliant Packaged or Split DX Unit, 7.5 Tons, 11 SEER | Commercial | New | Restaurants | FPL Blend | Per Unit | 21664.29 | 20220 | 1444.29 | 0.066667 | 15 | 0.40957 | 0 | 957.2545 | Space Cooling | Heat Pump Cooling |  | 1
Equipment | HE DX 5.4-11.25 Tons Elect Heat | High Efficiency Packaged or Split DX Unit, 7.5 Tons, 12 SEER | Code-Compliant Packaged or Split DX Unit, 7.5 Tons, 11 SEER | Commercial | Turnover | Retail | FPL Blend | Per Unit | 16979.46 | 15847.5 | 1131.96 | 0.066666 | 15 | 0.37701 | 0 | 962.118 | Space Cooling | Heat Pump Cooling |  | 1
Equipment | HE DX 5.4-11.25 Tons Elect Heat | High Efficiency Packaged or Split DX Unit, 7.5 Tons, 12 SEER | Code-Compliant Packaged or Split DX Unit, 7.5 Tons, 11 SEER | Commercial | New | Retail | FPL Blend | Per Unit | 16979.46 | 15847.5 | 1131.96 | 0.066666 | 15 | 0.37701 | 0 | 962.118 | Space Cooling | Heat Pump Cooling |  | 1
Equipment | HE DX 5.4-11.25 Tons Elect Heat | High Efficiency Packaged or Split DX Unit, 7.5 Tons, 12 SEER | Code-Compliant Packaged or Split DX Unit, 7.5 Tons, 11 SEER | Commercial | Turnover | Schools K-12 | FPL Blend | Per Unit | 14761.61 | 13777.5 | 984.11 | 0.066667 | 15 | 0.32777 | 0 | 960.9208 | Space Cooling | Heat Pump Cooling |  | 1
Equipment | HE DX 5.4-11.25 Tons Elect Heat | High Efficiency Packaged or Split DX Unit, 7.5 Tons, 12 SEER | Code-Compliant Packaged or Split DX Unit, 7.5 Tons, 11 SEER | Commercial | New | Schools K-12 | FPL Blend | Per Unit | 14761.61 | 13777.5 | 984.11 | 0.066667 | 15 | 0.32777 | 0 | 960.9208 | Space Cooling | Heat Pump Cooling |  | 1
Equipment | HE DX 5.4-11.25 Tons Elect Heat | High Efficiency Packaged or Split DX Unit, 7.5 Tons, 12 SEER | Code-Compliant Packaged or Split DX Unit, 7.5 Tons, 11 SEER | Commercial | Turnover | Warehouse | FPL Blend | Per Unit | 3238.39 | 3022.5 | 215.89 | 0.066666 | 15 | 0.071905 | 0 | 957.443 | Space Cooling | Heat Pump Cooling |  | 1
Equipment | HE DX 5.4-11.25 Tons Elect Heat | High Efficiency Packaged or Split DX Unit, 7.5 Tons, 12 SEER | Code-Compliant Packaged or Split DX Unit, 7.5 Tons, 11 SEER | Commercial | New | Warehouse | FPL Blend | Per Unit | 3238.39 | 3022.5 | 215.89 | 0.066666 | 15 | 0.071905 | 0 | 957.443 | Space Cooling | Heat Pump Cooling |  | 1
Equipment | HE Water Cooled Chiller - Centrifugal Compressor - 200 Tons | Water Cooled Centrifugal Chiller with Integral VFD, 200 Tons | Code-Compliant Water Cooled Centrifugal Chiller, 200 Tons | Commercial | Turnover | Assembly | FPL Blend | Per Unit | 198229.6 | 182930 | 15299.6 | 0.077181 | 23 | 5.0957 | 0 | 11386 | Space Cooling | Central chillers inside |  | 1
Equipment | HE Water Cooled Chiller - Centrifugal Compressor - 200 Tons | Water Cooled Centrifugal Chiller with Integral VFD, 200 Tons | Code-Compliant Water Cooled Centrifugal Chiller, 200 Tons | Commercial | New | Assembly | FPL Blend | Per Unit | 198229.6 | 182930 | 15299.6 | 0.077181 | 23 | 5.0957 | 0 | 11386 | Space Cooling | Central chillers inside |  | 1
Equipment | HE Water Cooled Chiller - Centrifugal Compressor - 200 Tons | Water Cooled Centrifugal Chiller with Integral VFD, 200 Tons | Code-Compliant Water Cooled Centrifugal Chiller, 200 Tons | Commercial | Turnover | College and University | FPL Blend | Per Unit | 219924 | 202950 | 16974 | 0.077181 | 23 | 3.4415 | 0 | 11386 | Space Cooling | Central chillers inside |  | 1
Equipment | HE Water Cooled Chiller - Centrifugal Compressor - 200 Tons | Water Cooled Centrifugal Chiller with Integral VFD, 200 Tons | Code-Compliant Water Cooled Centrifugal Chiller, 200 Tons | Commercial | New | College and University | FPL Blend | Per Unit | 219924 | 202950 | 16974 | 0.077181 | 23 | 3.4415 | 0 | 11386 | Space Cooling | Central chillers inside |  | 1
Equipment | HE Water Cooled Chiller - Centrifugal Compressor - 200 Tons | Water Cooled Centrifugal Chiller with Integral VFD, 200 Tons | Code-Compliant Water Cooled Centrifugal Chiller, 200 Tons | Commercial | Turnover | Data Center | FPL Blend | Per Unit | 408736.8 | 377190 | 31546.8 | 0.077181 | 23 | 6.3962 | 0 | 11386 | Space Cooling | Central chillers inside |  | 1
Equipment | HE Water Cooled Chiller - Centrifugal Compressor - 200 Tons | Water Cooled Centrifugal Chiller with Integral VFD, 200 Tons | Code-Compliant Water Cooled Centrifugal Chiller, 200 Tons | Commercial | New | Data Center | FPL Blend | Per Unit | 408736.8 | 377190 | 31546.8 | 0.077181 | 23 | 6.3962 | 0 | 11386 | Space Cooling | Central chillers inside |  | 1
Equipment | HE Water Cooled Chiller - Centrifugal Compressor - 200 Tons | Water Cooled Centrifugal Chiller with Integral VFD, 200 Tons | Code-Compliant Water Cooled Centrifugal Chiller, 200 Tons | Commercial | Turnover | Grocery | FPL Blend | Per Unit | 109544.8 | 101090 | 8454.8 | 0.077181 | 23 | 2.3976 | 0 | 11386 | Space Cooling | Central chillers inside |  | 1
Equipment | HE Water Cooled Chiller - Centrifugal Compressor - 200 Tons | Water Cooled Centrifugal Chiller with Integral VFD, 200 Tons | Code-Compliant Water Cooled Centrifugal Chiller, 200 Tons | Commercial | New | Grocery | FPL Blend | Per Unit | 109544.8 | 101090 | 8454.8 | 0.077181 | 23 | 2.3976 | 0 | 11386 | Space Cooling | Central chillers inside |  | 1
Equipment | HE Water Cooled Chiller - Centrifugal Compressor - 200 Tons | Water Cooled Centrifugal Chiller with Integral VFD, 200 Tons | Code-Compliant Water Cooled Centrifugal Chiller, 200 Tons | Commercial | Turnover | Healthcare | FPL Blend | Per Unit | 431504 | 398200 | 33304 | 0.077181 | 23 | 6.7525 | 0 | 11386 | Space Cooling | Central chillers inside |  | 1
Equipment | HE Water Cooled Chiller - Centrifugal Compressor - 200 Tons | Water Cooled Centrifugal Chiller with Integral VFD, 200 Tons | Code-Compliant Water Cooled Centrifugal Chiller, 200 Tons | Commercial | New | Healthcare | FPL Blend | Per Unit | 431504 | 398200 | 33304 | 0.077181 | 23 | 6.7525 | 0 | 11386 | Space Cooling | Central chillers inside |  | 1
Equipment | HE Water Cooled Chiller - Centrifugal Compressor - 200 Tons | Water Cooled Centrifugal Chiller with Integral VFD, 200 Tons | Code-Compliant Water Cooled Centrifugal Chiller, 200 Tons | Commercial | Turnover | Hospitals | FPL Blend | Per Unit | 408736.8 | 377190 | 31546.8 | 0.077181 | 23 | 6.3962 | 0 | 11386 | Space Cooling | Central chillers inside |  | 1
Equipment | HE Water Cooled Chiller - Centrifugal Compressor - 200 Tons | Water Cooled Centrifugal Chiller with Integral VFD, 200 Tons | Code-Compliant Water Cooled Centrifugal Chiller, 200 Tons | Commercial | New | Hospitals | FPL Blend | Per Unit | 408736.8 | 377190 | 31546.8 | 0.077181 | 23 | 6.3962 | 0 | 11386 | Space Cooling | Central chillers inside |  | 1
Equipment | HE Water Cooled Chiller - Centrifugal Compressor - 200 Tons | Water Cooled Centrifugal Chiller with Integral VFD, 200 Tons | Code-Compliant Water Cooled Centrifugal Chiller, 200 Tons | Commercial | Turnover | Institutional | FPL Blend | Per Unit | 107160.8 | 98890 | 8270.8 | 0.077181 | 23 | 1.6769 | 0 | 11386 | Space Cooling | Central chillers inside |  | 1
Equipment | HE Water Cooled Chiller - Centrifugal Compressor - 200 Tons | Water Cooled Centrifugal Chiller with Integral VFD, 200 Tons | Code-Compliant Water Cooled Centrifugal Chiller, 200 Tons | Commercial | New | Institutional | FPL Blend | Per Unit | 107160.8 | 98890 | 8270.8 | 0.077181 | 23 | 1.6769 | 0 | 11386 | Space Cooling | Central chillers inside |  | 1
Equipment | HE Water Cooled Chiller - Centrifugal Compressor - 200 Tons | Water Cooled Centrifugal Chiller with Integral VFD, 200 Tons | Code-Compliant Water Cooled Centrifugal Chiller, 200 Tons | Commercial | Turnover | Lodging/Hospitality | FPL Blend | Per Unit | 327561.6 | 302280 | 25281.6 | 0.077181 | 23 | 4.8417 | 0 | 11386 | Space Cooling | Central chillers inside |  | 1
Equipment | HE Water Cooled Chiller - Centrifugal Compressor - 200 Tons | Water Cooled Centrifugal Chiller with Integral VFD, 200 Tons | Code-Compliant Water Cooled Centrifugal Chiller, 200 Tons | Commercial | New | Lodging/Hospitality | FPL Blend | Per Unit | 327561.6 | 302280 | 25281.6 | 0.077181 | 23 | 4.8417 | 0 | 11386 | Space Cooling | Central chillers inside |  | 1
Equipment | HE Water Cooled Chiller - Centrifugal Compressor - 200 Tons | Water Cooled Centrifugal Chiller with Integral VFD, 200 Tons | Code-Compliant Water Cooled Centrifugal Chiller, 200 Tons | Commercial | Turnover | Miscellaneous | FPL Blend | Per Unit | 110736.8 | 102190 | 8546.8 | 0.077181 | 23 | 2.8466 | 0 | 11386 | Space Cooling | Central chillers inside |  | 1
Equipment | HE Water Cooled Chiller - Centrifugal Compressor - 200 Tons | Water Cooled Centrifugal Chiller with Integral VFD, 200 Tons | Code-Compliant Water Cooled Centrifugal Chiller, 200 Tons | Commercial | New | Miscellaneous | FPL Blend | Per Unit | 110736.8 | 102190 | 8546.8 | 0.077181 | 23 | 2.8466 | 0 | 11386 | Space Cooling | Central chillers inside |  | 1
Equipment | HE Water Cooled Chiller - Centrifugal Compressor - 200 Tons | Water Cooled Centrifugal Chiller with Integral VFD, 200 Tons | Code-Compliant Water Cooled Centrifugal Chiller, 200 Tons | Commercial | Turnover | Offices | FPL Blend | Per Unit | 223142.4 | 205920 | 17222.4 | 0.077181 | 23 | 5.7361 | 0 | 11386 | Space Cooling | Central chillers inside |  | 1
Equipment | HE Water Cooled Chiller - Centrifugal Compressor - 200 Tons | Water Cooled Centrifugal Chiller with Integral VFD, 200 Tons | Code-Compliant Water Cooled Centrifugal Chiller, 200 Tons | Commercial | New | Offices | FPL Blend | Per Unit | 223142.4 | 205920 | 17222.4 | 0.077181 | 23 | 5.7361 | 0 | 11386 | Space Cooling | Central chillers inside |  | 1
Equipment | HE Water Cooled Chiller - Centrifugal Compressor - 200 Tons | Water Cooled Centrifugal Chiller with Integral VFD, 200 Tons | Code-Compliant Water Cooled Centrifugal Chiller, 200 Tons | Commercial | Turnover | Restaurants | FPL Blend | Per Unit | 321363.2 | 296560 | 24803.2 | 0.077181 | 23 | 7.0337 | 0 | 11386 | Space Cooling | Central chillers inside |  | 1
Equipment | HE Water Cooled Chiller - Centrifugal Compressor - 200 Tons | Water Cooled Centrifugal Chiller with Integral VFD, 200 Tons | Code-Compliant Water Cooled Centrifugal Chiller, 200 Tons | Commercial | New | Restaurants | FPL Blend | Per Unit | 321363.2 | 296560 | 24803.2 | 0.077181 | 23 | 7.0337 | 0 | 11386 | Space Cooling | Central chillers inside |  | 1
Equipment | HE Water Cooled Chiller - Centrifugal Compressor - 200 Tons | Water Cooled Centrifugal Chiller with Integral VFD, 200 Tons | Code-Compliant Water Cooled Centrifugal Chiller, 200 Tons | Commercial | Turnover | Retail | FPL Blend | Per Unit | 251869.6 | 232430 | 19439.6 | 0.077181 | 23 | 6.4746 | 0 | 11386 | Space Cooling | Central chillers inside |  | 1
Equipment | HE Water Cooled Chiller - Centrifugal Compressor - 200 Tons | Water Cooled Centrifugal Chiller with Integral VFD, 200 Tons | Code-Compliant Water Cooled Centrifugal Chiller, 200 Tons | Commercial | New | Retail | FPL Blend | Per Unit | 251869.6 | 232430 | 19439.6 | 0.077181 | 23 | 6.4746 | 0 | 11386 | Space Cooling | Central chillers inside |  | 1
Equipment | HE Water Cooled Chiller - Centrifugal Compressor - 200 Tons | Water Cooled Centrifugal Chiller with Integral VFD, 200 Tons | Code-Compliant Water Cooled Centrifugal Chiller, 200 Tons | Commercial | Turnover | Schools K-12 | FPL Blend | Per Unit | 218970.4 | 202070 | 16900.4 | 0.077181 | 23 | 5.6289 | 0 | 11386 | Space Cooling | Central chillers inside |  | 1
Equipment | HE Water Cooled Chiller - Centrifugal Compressor - 200 Tons | Water Cooled Centrifugal Chiller with Integral VFD, 200 Tons | Code-Compliant Water Cooled Centrifugal Chiller, 200 Tons | Commercial | New | Schools K-12 | FPL Blend | Per Unit | 218970.4 | 202070 | 16900.4 | 0.077181 | 23 | 5.6289 | 0 | 11386 | Space Cooling | Central chillers inside |  | 1
Equipment | HE Water Cooled Chiller - Centrifugal Compressor - 200 Tons | Water Cooled Centrifugal Chiller with Integral VFD, 200 Tons | Code-Compliant Water Cooled Centrifugal Chiller, 200 Tons | Commercial | Turnover | Warehouse | FPL Blend | Per Unit | 48037.6 | 44330 | 3707.6 | 0.077181 | 23 | 1.2349 | 0 | 11386 | Space Cooling | Central chillers inside |  | 1
Equipment | HE Water Cooled Chiller - Centrifugal Compressor - 200 Tons | Water Cooled Centrifugal Chiller with Integral VFD, 200 Tons | Code-Compliant Water Cooled Centrifugal Chiller, 200 Tons | Commercial | New | Warehouse | FPL Blend | Per Unit | 48037.6 | 44330 | 3707.6 | 0.077181 | 23 | 1.2349 | 0 | 11386 | Space Cooling | Central chillers inside |  | 1
Equipment | HE Water Cooled Chiller - Centrifugal Compressor - 500 Tons | Water Cooled Centrifugal Chiller with Integral VFD, 500 Tons | Code-Compliant Water Cooled Centrifugal Chiller, 500 Tons | Commercial | Turnover | Assembly | FPL Blend | Per Unit | 449010 | 415750 | 33260 | 0.074074 | 23 | 11.0776 | 0 | 19806 | Space Cooling | Central chillers inside |  | 1
Equipment | HE Water Cooled Chiller - Centrifugal Compressor - 500 Tons | Water Cooled Centrifugal Chiller with Integral VFD, 500 Tons | Code-Compliant Water Cooled Centrifugal Chiller, 500 Tons | Commercial | New | Assembly | FPL Blend | Per Unit | 449010 | 415750 | 33260 | 0.074074 | 23 | 11.0776 | 0 | 19806 | Space Cooling | Central chillers inside |  | 1
Equipment | HE Water Cooled Chiller - Centrifugal Compressor - 500 Tons | Water Cooled Centrifugal Chiller with Integral VFD, 500 Tons | Code-Compliant Water Cooled Centrifugal Chiller, 500 Tons | Commercial | Turnover | College and University | FPL Blend | Per Unit | 498150 | 461250 | 36900 | 0.074074 | 23 | 7.4815 | 0 | 19806 | Space Cooling | Central chillers inside |  | 1
Equipment | HE Water Cooled Chiller - Centrifugal Compressor - 500 Tons | Water Cooled Centrifugal Chiller with Integral VFD, 500 Tons | Code-Compliant Water Cooled Centrifugal Chiller, 500 Tons | Commercial | New | College and University | FPL Blend | Per Unit | 498150 | 461250 | 36900 | 0.074074 | 23 | 7.4815 | 0 | 19806 | Space Cooling | Central chillers inside |  | 1
Equipment | HE Water Cooled Chiller - Centrifugal Compressor - 500 Tons | Water Cooled Centrifugal Chiller with Integral VFD, 500 Tons | Code-Compliant Water Cooled Centrifugal Chiller, 500 Tons | Commercial | Turnover | Data Center | FPL Blend | Per Unit | 925830 | 857250 | 68580 | 0.074074 | 23 | 13.9047 | 0 | 19806 | Space Cooling | Central chillers inside |  | 1
Equipment | HE Water Cooled Chiller - Centrifugal Compressor - 500 Tons | Water Cooled Centrifugal Chiller with Integral VFD, 500 Tons | Code-Compliant Water Cooled Centrifugal Chiller, 500 Tons | Commercial | New | Data Center | FPL Blend | Per Unit | 925830 | 857250 | 68580 | 0.074074 | 23 | 13.9047 | 0 | 19806 | Space Cooling | Central chillers inside |  | 1
Equipment | HE Water Cooled Chiller - Centrifugal Compressor - 500 Tons | Water Cooled Centrifugal Chiller with Integral VFD, 500 Tons | Code-Compliant Water Cooled Centrifugal Chiller, 500 Tons | Commercial | Turnover | Grocery | FPL Blend | Per Unit | 248130 | 229750 | 18380 | 0.074074 | 23 | 5.2122 | 0 | 19806 | Space Cooling | Central chillers inside |  | 1
Equipment | HE Water Cooled Chiller - Centrifugal Compressor - 500 Tons | Water Cooled Centrifugal Chiller with Integral VFD, 500 Tons | Code-Compliant Water Cooled Centrifugal Chiller, 500 Tons | Commercial | New | Grocery | FPL Blend | Per Unit | 248130 | 229750 | 18380 | 0.074074 | 23 | 5.2122 | 0 | 19806 | Space Cooling | Central chillers inside |  | 1
Equipment | HE Water Cooled Chiller - Centrifugal Compressor - 500 Tons | Water Cooled Centrifugal Chiller with Integral VFD, 500 Tons | Code-Compliant Water Cooled Centrifugal Chiller, 500 Tons | Commercial | Turnover | Healthcare | FPL Blend | Per Unit | 977400 | 905000 | 72400 | 0.074074 | 23 | 14.6792 | 0 | 19806 | Space Cooling | Central chillers inside |  | 1
Equipment | HE Water Cooled Chiller - Centrifugal Compressor - 500 Tons | Water Cooled Centrifugal Chiller with Integral VFD, 500 Tons | Code-Compliant Water Cooled Centrifugal Chiller, 500 Tons | Commercial | New | Healthcare | FPL Blend | Per Unit | 977400 | 905000 | 72400 | 0.074074 | 23 | 14.6792 | 0 | 19806 | Space Cooling | Central chillers inside |  | 1
Equipment | HE Water Cooled Chiller - Centrifugal Compressor - 500 Tons | Water Cooled Centrifugal Chiller with Integral VFD, 500 Tons | Code-Compliant Water Cooled Centrifugal Chiller, 500 Tons | Commercial | Turnover | Hospitals | FPL Blend | Per Unit | 925830 | 857250 | 68580 | 0.074074 | 23 | 13.9047 | 0 | 19806 | Space Cooling | Central chillers inside |  | 1
Equipment | HE Water Cooled Chiller - Centrifugal Compressor - 500 Tons | Water Cooled Centrifugal Chiller with Integral VFD, 500 Tons | Code-Compliant Water Cooled Centrifugal Chiller, 500 Tons | Commercial | New | Hospitals | FPL Blend | Per Unit | 925830 | 857250 | 68580 | 0.074074 | 23 | 13.9047 | 0 | 19806 | Space Cooling | Central chillers inside |  | 1
Equipment | HE Water Cooled Chiller - Centrifugal Compressor - 500 Tons | Water Cooled Centrifugal Chiller with Integral VFD, 500 Tons | Code-Compliant Water Cooled Centrifugal Chiller, 500 Tons | Commercial | Turnover | Institutional | FPL Blend | Per Unit | 242730 | 224750 | 17980 | 0.074074 | 23 | 3.6455 | 0 | 19806 | Space Cooling | Central chillers inside |  | 1
Equipment | HE Water Cooled Chiller - Centrifugal Compressor - 500 Tons | Water Cooled Centrifugal Chiller with Integral VFD, 500 Tons | Code-Compliant Water Cooled Centrifugal Chiller, 500 Tons | Commercial | New | Institutional | FPL Blend | Per Unit | 242730 | 224750 | 17980 | 0.074074 | 23 | 3.6455 | 0 | 19806 | Space Cooling | Central chillers inside |  | 1
Equipment | HE Water Cooled Chiller - Centrifugal Compressor - 500 Tons | Water Cooled Centrifugal Chiller with Integral VFD, 500 Tons | Code-Compliant Water Cooled Centrifugal Chiller, 500 Tons | Commercial | Turnover | Lodging/Hospitality | FPL Blend | Per Unit | 741960 | 687000 | 54960 | 0.074074 | 23 | 10.5254 | 0 | 19806 | Space Cooling | Central chillers inside |  | 1
Equipment | HE Water Cooled Chiller - Centrifugal Compressor - 500 Tons | Water Cooled Centrifugal Chiller with Integral VFD, 500 Tons | Code-Compliant Water Cooled Centrifugal Chiller, 500 Tons | Commercial | New | Lodging/Hospitality | FPL Blend | Per Unit | 741960 | 687000 | 54960 | 0.074074 | 23 | 10.5254 | 0 | 19806 | Space Cooling | Central chillers inside |  | 1
Equipment | HE Water Cooled Chiller - Centrifugal Compressor - 500 Tons | Water Cooled Centrifugal Chiller with Integral VFD, 500 Tons | Code-Compliant Water Cooled Centrifugal Chiller, 500 Tons | Commercial | Turnover | Miscellaneous | FPL Blend | Per Unit | 250830 | 232250 | 18580 | 0.074074 | 23 | 6.1883 | 0 | 19806 | Space Cooling | Central chillers inside |  | 1
Equipment | HE Water Cooled Chiller - Centrifugal Compressor - 500 Tons | Water Cooled Centrifugal Chiller with Integral VFD, 500 Tons | Code-Compliant Water Cooled Centrifugal Chiller, 500 Tons | Commercial | New | Miscellaneous | FPL Blend | Per Unit | 250830 | 232250 | 18580 | 0.074074 | 23 | 6.1883 | 0 | 19806 | Space Cooling | Central chillers inside |  | 1
Equipment | HE Water Cooled Chiller - Centrifugal Compressor - 500 Tons | Water Cooled Centrifugal Chiller with Integral VFD, 500 Tons | Code-Compliant Water Cooled Centrifugal Chiller, 500 Tons | Commercial | Turnover | Offices | FPL Blend | Per Unit | 505440 | 468000 | 37440 | 0.074074 | 23 | 12.4698 | 0 | 19806 | Space Cooling | Central chillers inside |  | 1
Equipment | HE Water Cooled Chiller - Centrifugal Compressor - 500 Tons | Water Cooled Centrifugal Chiller with Integral VFD, 500 Tons | Code-Compliant Water Cooled Centrifugal Chiller, 500 Tons | Commercial | New | Offices | FPL Blend | Per Unit | 505440 | 468000 | 37440 | 0.074074 | 23 | 12.4698 | 0 | 19806 | Space Cooling | Central chillers inside |  | 1
Equipment | HE Water Cooled Chiller - Centrifugal Compressor - 500 Tons | Water Cooled Centrifugal Chiller with Integral VFD, 500 Tons | Code-Compliant Water Cooled Centrifugal Chiller, 500 Tons | Commercial | Turnover | Restaurants | FPL Blend | Per Unit | 727920 | 674000 | 53920 | 0.074074 | 23 | 15.2906 | 0 | 19806 | Space Cooling | Central chillers inside |  | 1
Equipment | HE Water Cooled Chiller - Centrifugal Compressor - 500 Tons | Water Cooled Centrifugal Chiller with Integral VFD, 500 Tons | Code-Compliant Water Cooled Centrifugal Chiller, 500 Tons | Commercial | New | Restaurants | FPL Blend | Per Unit | 727920 | 674000 | 53920 | 0.074074 | 23 | 15.2906 | 0 | 19806 | Space Cooling | Central chillers inside |  | 1
Equipment | HE Water Cooled Chiller - Centrifugal Compressor - 500 Tons | Water Cooled Centrifugal Chiller with Integral VFD, 500 Tons | Code-Compliant Water Cooled Centrifugal Chiller, 500 Tons | Commercial | Turnover | Retail | FPL Blend | Per Unit | 570510 | 528250 | 42260 | 0.074074 | 23 | 14.0752 | 0 | 19806 | Space Cooling | Central chillers inside |  | 1
Equipment | HE Water Cooled Chiller - Centrifugal Compressor - 500 Tons | Water Cooled Centrifugal Chiller with Integral VFD, 500 Tons | Code-Compliant Water Cooled Centrifugal Chiller, 500 Tons | Commercial | New | Retail | FPL Blend | Per Unit | 570510 | 528250 | 42260 | 0.074074 | 23 | 14.0752 | 0 | 19806 | Space Cooling | Central chillers inside |  | 1
Equipment | HE Water Cooled Chiller - Centrifugal Compressor - 500 Tons | Water Cooled Centrifugal Chiller with Integral VFD, 500 Tons | Code-Compliant Water Cooled Centrifugal Chiller, 500 Tons | Commercial | Turnover | Schools K-12 | FPL Blend | Per Unit | 495990 | 459250 | 36740 | 0.074074 | 23 | 12.2367 | 0 | 19806 | Space Cooling | Central chillers inside |  | 1
Equipment | HE Water Cooled Chiller - Centrifugal Compressor - 500 Tons | Water Cooled Centrifugal Chiller with Integral VFD, 500 Tons | Code-Compliant Water Cooled Centrifugal Chiller, 500 Tons | Commercial | New | Schools K-12 | FPL Blend | Per Unit | 495990 | 459250 | 36740 | 0.074074 | 23 | 12.2367 | 0 | 19806 | Space Cooling | Central chillers inside |  | 1
Equipment | HE Water Cooled Chiller - Centrifugal Compressor - 500 Tons | Water Cooled Centrifugal Chiller with Integral VFD, 500 Tons | Code-Compliant Water Cooled Centrifugal Chiller, 500 Tons | Commercial | Turnover | Warehouse | FPL Blend | Per Unit | 108810 | 100750 | 8060 | 0.074074 | 23 | 2.6845 | 0 | 19806 | Space Cooling | Central chillers inside |  | 1
Equipment | HE Water Cooled Chiller - Centrifugal Compressor - 500 Tons | Water Cooled Centrifugal Chiller with Integral VFD, 500 Tons | Code-Compliant Water Cooled Centrifugal Chiller, 500 Tons | Commercial | New | Warehouse | FPL Blend | Per Unit | 108810 | 100750 | 8060 | 0.074074 | 23 | 2.6845 | 0 | 19806 | Space Cooling | Central chillers inside |  | 1
NonEquipment | Demand Defrost | Walk-In Freezer System with Demand-Controlled Electric Defrost Cycle |  | Commercial | Existing | Assembly | FPL Blend | Per End Use Consumption | 9039.3 | 6327.51 | 2711.79 | 0.3 | 10 | 0.40677 | 0.3227 | 637 | Refrigeration |  | Walk-in cooler | 1
NonEquipment | Demand Defrost | Walk-In Freezer System with Demand-Controlled Electric Defrost Cycle | Walk-In Freezer System with Timer-Controlled Electric Defrost Cycle | Commercial | New | Assembly | FPL Blend | Per End Use Consumption | 9039.3 | 6327.51 | 2711.79 | 0.3 | 10 | 0.40677 | 0.3227 | 637 | Refrigeration |  | Walk-in cooler | 1
NonEquipment | Demand Defrost | Walk-In Freezer System with Demand-Controlled Electric Defrost Cycle |  | Commercial | Existing | College and University | FPL Blend | Per End Use Consumption | 8048.04 | 5633.63 | 2414.41 | 0.3 | 10 | 0.36216 | 0.28731 | 637 | Refrigeration |  | Walk-in cooler | 1
NonEquipment | Demand Defrost | Walk-In Freezer System with Demand-Controlled Electric Defrost Cycle | Walk-In Freezer System with Timer-Controlled Electric Defrost Cycle | Commercial | New | College and University | FPL Blend | Per End Use Consumption | 8048.04 | 5633.63 | 2414.41 | 0.3 | 10 | 0.36216 | 0.28731 | 637 | Refrigeration |  | Walk-in cooler | 1
NonEquipment | Demand Defrost | Walk-In Freezer System with Demand-Controlled Electric Defrost Cycle |  | Commercial | Existing | Data Center | FPL Blend | Per End Use Consumption | 109711.35 | 76797.94 | 32913.41 | 0.3 | 10 | 4.7066 | 3.818 | 637 | Refrigeration |  | Walk-in cooler | 1
NonEquipment | Demand Defrost | Walk-In Freezer System with Demand-Controlled Electric Defrost Cycle | Walk-In Freezer System with Timer-Controlled Electric Defrost Cycle | Commercial | New | Data Center | FPL Blend | Per End Use Consumption | 109711.35 | 76797.94 | 32913.41 | 0.3 | 10 | 4.7066 | 3.818 | 637 | Refrigeration |  | Walk-in cooler | 1
NonEquipment | Demand Defrost | Walk-In Freezer System with Demand-Controlled Electric Defrost Cycle |  | Commercial | Existing | Grocery | FPL Blend | Per End Use Consumption | 85349.15 | 59744.4 | 25604.75 | 0.3 | 10 | 3.8407 | 3.047 | 637 | Refrigeration |  | Walk-in cooler | 1
NonEquipment | Demand Defrost | Walk-In Freezer System with Demand-Controlled Electric Defrost Cycle | Walk-In Freezer System with Timer-Controlled Electric Defrost Cycle | Commercial | New | Grocery | FPL Blend | Per End Use Consumption | 85349.15 | 59744.4 | 25604.75 | 0.3 | 10 | 3.8407 | 3.047 | 637 | Refrigeration |  | Walk-in cooler | 1
NonEquipment | Demand Defrost | Walk-In Freezer System with Demand-Controlled Electric Defrost Cycle |  | Commercial | Existing | Healthcare | FPL Blend | Per End Use Consumption | 3621.78 | 2535.25 | 1086.53 | 0.3 | 10 | 0.16298 | 0.1293 | 637 | Refrigeration |  | Walk-in cooler | 1
NonEquipment | Demand Defrost | Walk-In Freezer System with Demand-Controlled Electric Defrost Cycle | Walk-In Freezer System with Timer-Controlled Electric Defrost Cycle | Commercial | New | Healthcare | FPL Blend | Per End Use Consumption | 3621.78 | 2535.25 | 1086.53 | 0.3 | 10 | 0.16298 | 0.1293 | 637 | Refrigeration |  | Walk-in cooler | 1
NonEquipment | Demand Defrost | Walk-In Freezer System with Demand-Controlled Electric Defrost Cycle |  | Commercial | Existing | Hospitals | FPL Blend | Per End Use Consumption | 280929.07 | 196650.35 | 84278.72 | 0.3 | 10 | 12.6418 | 10.0292 | 637 | Refrigeration |  | Walk-in cooler | 1
NonEquipment | Demand Defrost | Walk-In Freezer System with Demand-Controlled Electric Defrost Cycle | Walk-In Freezer System with Timer-Controlled Electric Defrost Cycle | Commercial | New | Hospitals | FPL Blend | Per End Use Consumption | 280929.07 | 196650.35 | 84278.72 | 0.3 | 10 | 12.6418 | 10.0292 | 637 | Refrigeration |  | Walk-in cooler | 1
NonEquipment | Demand Defrost | Walk-In Freezer System with Demand-Controlled Electric Defrost Cycle |  | Commercial | Existing | Institutional | FPL Blend | Per End Use Consumption | 5975.04 | 4182.53 | 1792.51 | 0.3 | 10 | 0.25633 | 0.20793 | 637 | Refrigeration |  | Walk-in cooler | 1
NonEquipment | Demand Defrost | Walk-In Freezer System with Demand-Controlled Electric Defrost Cycle | Walk-In Freezer System with Timer-Controlled Electric Defrost Cycle | Commercial | New | Institutional | FPL Blend | Per End Use Consumption | 5975.04 | 4182.53 | 1792.51 | 0.3 | 10 | 0.25633 | 0.20793 | 637 | Refrigeration |  | Walk-in cooler | 1
NonEquipment | Demand Defrost | Walk-In Freezer System with Demand-Controlled Electric Defrost Cycle |  | Commercial | Existing | Lodging/Hospitality | FPL Blend | Per End Use Consumption | 96853.36 | 67797.35 | 29056.01 | 0.3 | 10 | 4.3584 | 3.4577 | 637 | Refrigeration |  | Walk-in cooler | 1
NonEquipment | Demand Defrost | Walk-In Freezer System with Demand-Controlled Electric Defrost Cycle | Walk-In Freezer System with Timer-Controlled Electric Defrost Cycle | Commercial | New | Lodging/Hospitality | FPL Blend | Per End Use Consumption | 96853.36 | 67797.35 | 29056.01 | 0.3 | 10 | 4.3584 | 3.4577 | 637 | Refrigeration |  | Walk-in cooler | 1
NonEquipment | Demand Defrost | Walk-In Freezer System with Demand-Controlled Electric Defrost Cycle |  | Commercial | Existing | Miscellaneous | FPL Blend | Per End Use Consumption | 338.05 | 236.63 | 101.42 | 0.30001 | 10 | 0.014503 | 0.011765 | 637 | Refrigeration |  | Walk-in cooler | 1
NonEquipment | Demand Defrost | Walk-In Freezer System with Demand-Controlled Electric Defrost Cycle | Walk-In Freezer System with Timer-Controlled Electric Defrost Cycle | Commercial | New | Miscellaneous | FPL Blend | Per End Use Consumption | 338.05 | 236.63 | 101.42 | 0.30001 | 10 | 0.014503 | 0.011765 | 637 | Refrigeration |  | Walk-in cooler | 1
NonEquipment | Demand Defrost | Walk-In Freezer System with Demand-Controlled Electric Defrost Cycle |  | Commercial | Existing | Offices | FPL Blend | Per End Use Consumption | 9216.48 | 6451.54 | 2764.94 | 0.3 | 10 | 0.39539 | 0.32073 | 637 | Refrigeration |  | Walk-in cooler | 1
NonEquipment | Demand Defrost | Walk-In Freezer System with Demand-Controlled Electric Defrost Cycle | Walk-In Freezer System with Timer-Controlled Electric Defrost Cycle | Commercial | New | Offices | FPL Blend | Per End Use Consumption | 9216.48 | 6451.54 | 2764.94 | 0.3 | 10 | 0.39539 | 0.32073 | 637 | Refrigeration |  | Walk-in cooler | 1
NonEquipment | Demand Defrost | Walk-In Freezer System with Demand-Controlled Electric Defrost Cycle |  | Commercial | Existing | Restaurants | FPL Blend | Per End Use Consumption | 66117.5 | 46282.25 | 19835.25 | 0.3 | 10 | 2.7968 | 2.2414 | 637 | Refrigeration |  | Walk-in cooler | 1
NonEquipment | Demand Defrost | Walk-In Freezer System with Demand-Controlled Electric Defrost Cycle | Walk-In Freezer System with Timer-Controlled Electric Defrost Cycle | Commercial | New | Restaurants | FPL Blend | Per End Use Consumption | 66117.5 | 46282.25 | 19835.25 | 0.3 | 10 | 2.7968 | 2.2414 | 637 | Refrigeration |  | Walk-in cooler | 1
NonEquipment | Demand Defrost | Walk-In Freezer System with Demand-Controlled Electric Defrost Cycle |  | Commercial | Existing | Retail | FPL Blend | Per End Use Consumption | 55068.24 | 38547.77 | 16520.47 | 0.3 | 10 | 2.4781 | 1.9659 | 637 | Refrigeration |  | Walk-in cooler | 1
NonEquipment | Demand Defrost | Walk-In Freezer System with Demand-Controlled Electric Defrost Cycle | Walk-In Freezer System with Timer-Controlled Electric Defrost Cycle | Commercial | New | Retail | FPL Blend | Per End Use Consumption | 55068.24 | 38547.77 | 16520.47 | 0.3 | 10 | 2.4781 | 1.9659 | 637 | Refrigeration |  | Walk-in cooler | 1
NonEquipment | Demand Defrost | Walk-In Freezer System with Demand-Controlled Electric Defrost Cycle |  | Commercial | Existing | Schools K-12 | FPL Blend | Per End Use Consumption | 9603.06 | 6722.14 | 2880.92 | 0.3 | 10 | 0.41197 | 0.33419 | 637 | Refrigeration |  | Walk-in cooler | 1
NonEquipment | Demand Defrost | Walk-In Freezer System with Demand-Controlled Electric Defrost Cycle | Walk-In Freezer System with Timer-Controlled Electric Defrost Cycle | Commercial | New | Schools K-12 | FPL Blend | Per End Use Consumption | 9603.06 | 6722.14 | 2880.92 | 0.3 | 10 | 0.41197 | 0.33419 | 637 | Refrigeration |  | Walk-in cooler | 1
NonEquipment | Demand Defrost | Walk-In Freezer System with Demand-Controlled Electric Defrost Cycle |  | Commercial | Existing | Warehouse | FPL Blend | Per End Use Consumption | 2772.28 | 1940.6 | 831.68 | 0.3 | 10 | 0.11893 | 0.096475 | 637 | Refrigeration |  | Walk-in cooler | 1
NonEquipment | Demand Defrost | Walk-In Freezer System with Demand-Controlled Electric Defrost Cycle | Walk-In Freezer System with Timer-Controlled Electric Defrost Cycle | Commercial | New | Warehouse | FPL Blend | Per End Use Consumption | 2772.28 | 1940.6 | 831.68 | 0.3 | 10 | 0.11893 | 0.096475 | 637 | Refrigeration |  | Walk-in cooler | 1
NonEquipment | CO Sensors for Parking Garage Exhaust | Enclosed Parking Garage Exhaust with CO Control |  | Commercial | Existing | Assembly | FPL Blend | Per HP | 5026.89 | 3368.02 | 1658.87 | 0.33 | 5 | 0.28367 | 0.12276 | 852 | Miscellaneous |  | Others | 1
NonEquipment | CO Sensors for Parking Garage Exhaust | Enclosed Parking Garage Exhaust with CO Control | Constant Volume Enclosed Parking Garage Exhaust | Commercial | New | Assembly | FPL Blend | Per HP | 5026.89 | 3368.02 | 1658.87 | 0.33 | 5 | 0.28367 | 0.12276 | 852 | Miscellaneous |  | Others | 1
NonEquipment | CO Sensors for Parking Garage Exhaust | Enclosed Parking Garage Exhaust with CO Control |  | Commercial | Existing | College and University | FPL Blend | Per HP | 5026.89 | 3368.02 | 1658.87 | 0.33 | 5 | 0.16755 | 0.1692 | 852 | Miscellaneous |  | Others | 1
NonEquipment | CO Sensors for Parking Garage Exhaust | Enclosed Parking Garage Exhaust with CO Control | Constant Volume Enclosed Parking Garage Exhaust | Commercial | New | College and University | FPL Blend | Per HP | 5026.89 | 3368.02 | 1658.87 | 0.33 | 5 | 0.16755 | 0.1692 | 852 | Miscellaneous |  | Others | 1
NonEquipment | CO Sensors for Parking Garage Exhaust | Enclosed Parking Garage Exhaust with CO Control |  | Commercial | Existing | Data Center | FPL Blend | Per HP | 5026.89 | 3368.02 | 1658.87 | 0.33 | 5 | 0.18413 | 0.19575 | 852 | Miscellaneous |  | Others | 1
NonEquipment | CO Sensors for Parking Garage Exhaust | Enclosed Parking Garage Exhaust with CO Control | Constant Volume Enclosed Parking Garage Exhaust | Commercial | New | Data Center | FPL Blend | Per HP | 5026.89 | 3368.02 | 1658.87 | 0.33 | 5 | 0.18413 | 0.19575 | 852 | Miscellaneous |  | Others | 1
NonEquipment | CO Sensors for Parking Garage Exhaust | Enclosed Parking Garage Exhaust with CO Control |  | Commercial | Existing | Grocery | FPL Blend | Per HP | 5026.89 | 3368.02 | 1658.87 | 0.33 | 5 | 0.22395 | 0.13437 | 852 | Miscellaneous |  | Others | 1
NonEquipment | CO Sensors for Parking Garage Exhaust | Enclosed Parking Garage Exhaust with CO Control | Constant Volume Enclosed Parking Garage Exhaust | Commercial | New | Grocery | FPL Blend | Per HP | 5026.89 | 3368.02 | 1658.87 | 0.33 | 5 | 0.22395 | 0.13437 | 852 | Miscellaneous |  | Others | 1
NonEquipment | CO Sensors for Parking Garage Exhaust | Enclosed Parking Garage Exhaust with CO Control |  | Commercial | Existing | Healthcare | FPL Blend | Per HP | 5026.89 | 3368.02 | 1658.87 | 0.33 | 5 | 0.23888 | 0.24717 | 852 | Miscellaneous |  | Others | 1
NonEquipment | CO Sensors for Parking Garage Exhaust | Enclosed Parking Garage Exhaust with CO Control | Constant Volume Enclosed Parking Garage Exhaust | Commercial | New | Healthcare | FPL Blend | Per HP | 5026.89 | 3368.02 | 1658.87 | 0.33 | 5 | 0.23888 | 0.24717 | 852 | Miscellaneous |  | Others | 1
NonEquipment | CO Sensors for Parking Garage Exhaust | Enclosed Parking Garage Exhaust with CO Control |  | Commercial | Existing | Hospitals | FPL Blend | Per HP | 5026.89 | 3368.02 | 1658.87 | 0.33 | 5 | 0.16755 | 0.1692 | 852 | Miscellaneous |  | Others | 1
NonEquipment | CO Sensors for Parking Garage Exhaust | Enclosed Parking Garage Exhaust with CO Control | Constant Volume Enclosed Parking Garage Exhaust | Commercial | New | Hospitals | FPL Blend | Per HP | 5026.89 | 3368.02 | 1658.87 | 0.33 | 5 | 0.16755 | 0.1692 | 852 | Miscellaneous |  | Others | 1
NonEquipment | CO Sensors for Parking Garage Exhaust | Enclosed Parking Garage Exhaust with CO Control |  | Commercial | Existing | Institutional | FPL Blend | Per HP | 5026.89 | 3368.02 | 1658.87 | 0.33 | 5 | 0.18413 | 0.19906 | 852 | Miscellaneous |  | Others | 1
NonEquipment | CO Sensors for Parking Garage Exhaust | Enclosed Parking Garage Exhaust with CO Control | Constant Volume Enclosed Parking Garage Exhaust | Commercial | New | Institutional | FPL Blend | Per HP | 5026.89 | 3368.02 | 1658.87 | 0.33 | 5 | 0.18413 | 0.19906 | 852 | Miscellaneous |  | Others | 1
NonEquipment | CO Sensors for Parking Garage Exhaust | Enclosed Parking Garage Exhaust with CO Control |  | Commercial | Existing | Lodging/Hospitality | FPL Blend | Per HP | 5026.89 | 3368.02 | 1658.87 | 0.33 | 5 | 0.1775 | 0.20736 | 852 | Miscellaneous |  | Others | 1
NonEquipment | CO Sensors for Parking Garage Exhaust | Enclosed Parking Garage Exhaust with CO Control | Constant Volume Enclosed Parking Garage Exhaust | Commercial | New | Lodging/Hospitality | FPL Blend | Per HP | 5026.89 | 3368.02 | 1658.87 | 0.33 | 5 | 0.1775 | 0.20736 | 852 | Miscellaneous |  | Others | 1
NonEquipment | CO Sensors for Parking Garage Exhaust | Enclosed Parking Garage Exhaust with CO Control |  | Commercial | Existing | Miscellaneous | FPL Blend | Per HP | 5026.89 | 3368.02 | 1658.87 | 0.33 | 5 | 0.18413 | 0.19575 | 852 | Miscellaneous |  | Others | 1
NonEquipment | CO Sensors for Parking Garage Exhaust | Enclosed Parking Garage Exhaust with CO Control | Constant Volume Enclosed Parking Garage Exhaust | Commercial | New | Miscellaneous | FPL Blend | Per HP | 5026.89 | 3368.02 | 1658.87 | 0.33 | 5 | 0.18413 | 0.19575 | 852 | Miscellaneous |  | Others | 1
NonEquipment | CO Sensors for Parking Garage Exhaust | Enclosed Parking Garage Exhaust with CO Control |  | Commercial | Existing | Offices | FPL Blend | Per HP | 5026.89 | 3368.02 | 1658.87 | 0.33 | 5 | 0.18413 | 0.19575 | 852 | Miscellaneous |  | Others | 1
NonEquipment | CO Sensors for Parking Garage Exhaust | Enclosed Parking Garage Exhaust with CO Control | Constant Volume Enclosed Parking Garage Exhaust | Commercial | New | Offices | FPL Blend | Per HP | 5026.89 | 3368.02 | 1658.87 | 0.33 | 5 | 0.18413 | 0.19575 | 852 | Miscellaneous |  | Others | 1
NonEquipment | CO Sensors for Parking Garage Exhaust | Enclosed Parking Garage Exhaust with CO Control |  | Commercial | Existing | Restaurants | FPL Blend | Per HP | 5026.89 | 3368.02 | 1658.87 | 0.33 | 5 | 0.22229 | 0.082944 | 852 | Miscellaneous |  | Others | 1
NonEquipment | CO Sensors for Parking Garage Exhaust | Enclosed Parking Garage Exhaust with CO Control | Constant Volume Enclosed Parking Garage Exhaust | Commercial | New | Restaurants | FPL Blend | Per HP | 5026.89 | 3368.02 | 1658.87 | 0.33 | 5 | 0.22229 | 0.082944 | 852 | Miscellaneous |  | Others | 1
NonEquipment | CO Sensors for Parking Garage Exhaust | Enclosed Parking Garage Exhaust with CO Control |  | Commercial | Existing | Retail | FPL Blend | Per HP | 5026.89 | 3368.02 | 1658.87 | 0.33 | 5 | 0.23722 | 0.13105 | 852 | Miscellaneous |  | Others | 1
NonEquipment | CO Sensors for Parking Garage Exhaust | Enclosed Parking Garage Exhaust with CO Control | Constant Volume Enclosed Parking Garage Exhaust | Commercial | New | Retail | FPL Blend | Per HP | 5026.89 | 3368.02 | 1658.87 | 0.33 | 5 | 0.23722 | 0.13105 | 852 | Miscellaneous |  | Others | 1
NonEquipment | CO Sensors for Parking Garage Exhaust | Enclosed Parking Garage Exhaust with CO Control |  | Commercial | Existing | Schools K-12 | FPL Blend | Per HP | 5026.89 | 3368.02 | 1658.87 | 0.33 | 5 | 0.17086 | 0.1775 | 852 | Miscellaneous |  | Others | 1
NonEquipment | CO Sensors for Parking Garage Exhaust | Enclosed Parking Garage Exhaust with CO Control | Constant Volume Enclosed Parking Garage Exhaust | Commercial | New | Schools K-12 | FPL Blend | Per HP | 5026.89 | 3368.02 | 1658.87 | 0.33 | 5 | 0.17086 | 0.1775 | 852 | Miscellaneous |  | Others | 1
NonEquipment | CO Sensors for Parking Garage Exhaust | Enclosed Parking Garage Exhaust with CO Control |  | Commercial | Existing | Warehouse | FPL Blend | Per HP | 5026.89 | 3368.02 | 1658.87 | 0.33 | 5 | 0.25381 | 0.18413 | 852 | Miscellaneous |  | Others | 1
NonEquipment | CO Sensors for Parking Garage Exhaust | Enclosed Parking Garage Exhaust with CO Control | Constant Volume Enclosed Parking Garage Exhaust | Commercial | New | Warehouse | FPL Blend | Per HP | 5026.89 | 3368.02 | 1658.87 | 0.33 | 5 | 0.25381 | 0.18413 | 852 | Miscellaneous |  | Others | 1
NonEquipment | Door Gasket (Cooler) | New Door Gasket on One-Door Medium Temperature Reach-In Case |  | Commercial | Existing | Assembly | FPL Blend | Per Door | 5008.82 | 4852.71 | 156.11 | 0.031167 | 4 | 0.023416 | 0.018577 | 84 | Refrigeration |  | Display cases | 1
NonEquipment | Door Gasket (Cooler) | New Door Gasket on One-Door Medium Temperature Reach-In Case | Worn or Damaged Door Gasket on One-Door Medium Temperature Reach-In Case | Commercial | New | Assembly | FPL Blend | Per Door | 5008.82 | 4852.71 | 156.11 | 0.031167 | 4 | 0.023416 | 0.018577 | 84 | Refrigeration |  | Display cases | 1
NonEquipment | Door Gasket (Cooler) | New Door Gasket on One-Door Medium Temperature Reach-In Case |  | Commercial | Existing | College and University | FPL Blend | Per Door | 5008.82 | 4852.71 | 156.11 | 0.031167 | 4 | 0.023416 | 0.018577 | 84 | Refrigeration |  | Display cases | 1
NonEquipment | Door Gasket (Cooler) | New Door Gasket on One-Door Medium Temperature Reach-In Case | Worn or Damaged Door Gasket on One-Door Medium Temperature Reach-In Case | Commercial | New | College and University | FPL Blend | Per Door | 5008.82 | 4852.71 | 156.11 | 0.031167 | 4 | 0.023416 | 0.018577 | 84 | Refrigeration |  | Display cases | 1
NonEquipment | Door Gasket (Cooler) | New Door Gasket on One-Door Medium Temperature Reach-In Case |  | Commercial | Existing | Data Center | FPL Blend | Per Door | 5008.82 | 4852.71 | 156.11 | 0.031167 | 4 | 0.022324 | 0.018109 | 84 | Refrigeration |  | Display cases | 1
NonEquipment | Door Gasket (Cooler) | New Door Gasket on One-Door Medium Temperature Reach-In Case | Worn or Damaged Door Gasket on One-Door Medium Temperature Reach-In Case | Commercial | New | Data Center | FPL Blend | Per Door | 5008.82 | 4852.71 | 156.11 | 0.031167 | 4 | 0.022324 | 0.018109 | 84 | Refrigeration |  | Display cases | 1
NonEquipment | Door Gasket (Cooler) | New Door Gasket on One-Door Medium Temperature Reach-In Case |  | Commercial | Existing | Grocery | FPL Blend | Per Door | 5008.82 | 4852.71 | 156.11 | 0.031167 | 4 | 0.023416 | 0.018577 | 84 | Refrigeration |  | Display cases | 1
NonEquipment | Door Gasket (Cooler) | New Door Gasket on One-Door Medium Temperature Reach-In Case | Worn or Damaged Door Gasket on One-Door Medium Temperature Reach-In Case | Commercial | New | Grocery | FPL Blend | Per Door | 5008.82 | 4852.71 | 156.11 | 0.031167 | 4 | 0.023416 | 0.018577 | 84 | Refrigeration |  | Display cases | 1
NonEquipment | Door Gasket (Cooler) | New Door Gasket on One-Door Medium Temperature Reach-In Case |  | Commercial | Existing | Healthcare | FPL Blend | Per Door | 5008.82 | 4852.71 | 156.11 | 0.031167 | 4 | 0.023416 | 0.018577 | 84 | Refrigeration |  | Display cases | 1
NonEquipment | Door Gasket (Cooler) | New Door Gasket on One-Door Medium Temperature Reach-In Case | Worn or Damaged Door Gasket on One-Door Medium Temperature Reach-In Case | Commercial | New | Healthcare | FPL Blend | Per Door | 5008.82 | 4852.71 | 156.11 | 0.031167 | 4 | 0.023416 | 0.018577 | 84 | Refrigeration |  | Display cases | 1
NonEquipment | Door Gasket (Cooler) | New Door Gasket on One-Door Medium Temperature Reach-In Case |  | Commercial | Existing | Hospitals | FPL Blend | Per Door | 5008.82 | 4852.71 | 156.11 | 0.031167 | 4 | 0.023416 | 0.018577 | 84 | Refrigeration |  | Display cases | 1
NonEquipment | Door Gasket (Cooler) | New Door Gasket on One-Door Medium Temperature Reach-In Case | Worn or Damaged Door Gasket on One-Door Medium Temperature Reach-In Case | Commercial | New | Hospitals | FPL Blend | Per Door | 5008.82 | 4852.71 | 156.11 | 0.031167 | 4 | 0.023416 | 0.018577 | 84 | Refrigeration |  | Display cases | 1
NonEquipment | Door Gasket (Cooler) | New Door Gasket on One-Door Medium Temperature Reach-In Case |  | Commercial | Existing | Institutional | FPL Blend | Per Door | 5008.82 | 4852.71 | 156.11 | 0.031167 | 4 | 0.022324 | 0.018109 | 84 | Refrigeration |  | Display cases | 1
NonEquipment | Door Gasket (Cooler) | New Door Gasket on One-Door Medium Temperature Reach-In Case | Worn or Damaged Door Gasket on One-Door Medium Temperature Reach-In Case | Commercial | New | Institutional | FPL Blend | Per Door | 5008.82 | 4852.71 | 156.11 | 0.031167 | 4 | 0.022324 | 0.018109 | 84 | Refrigeration |  | Display cases | 1
NonEquipment | Door Gasket (Cooler) | New Door Gasket on One-Door Medium Temperature Reach-In Case |  | Commercial | Existing | Lodging/Hospitality | FPL Blend | Per Door | 5008.82 | 4852.71 | 156.11 | 0.031167 | 4 | 0.023416 | 0.018577 | 84 | Refrigeration |  | Display cases | 1
NonEquipment | Door Gasket (Cooler) | New Door Gasket on One-Door Medium Temperature Reach-In Case | Worn or Damaged Door Gasket on One-Door Medium Temperature Reach-In Case | Commercial | New | Lodging/Hospitality | FPL Blend | Per Door | 5008.82 | 4852.71 | 156.11 | 0.031167 | 4 | 0.023416 | 0.018577 | 84 | Refrigeration |  | Display cases | 1
NonEquipment | Door Gasket (Cooler) | New Door Gasket on One-Door Medium Temperature Reach-In Case |  | Commercial | Existing | Miscellaneous | FPL Blend | Per Door | 5008.82 | 4852.71 | 156.11 | 0.031167 | 4 | 0.022324 | 0.018109 | 84 | Refrigeration |  | Display cases | 1
NonEquipment | Door Gasket (Cooler) | New Door Gasket on One-Door Medium Temperature Reach-In Case | Worn or Damaged Door Gasket on One-Door Medium Temperature Reach-In Case | Commercial | New | Miscellaneous | FPL Blend | Per Door | 5008.82 | 4852.71 | 156.11 | 0.031167 | 4 | 0.022324 | 0.018109 | 84 | Refrigeration |  | Display cases | 1
NonEquipment | Door Gasket (Cooler) | New Door Gasket on One-Door Medium Temperature Reach-In Case |  | Commercial | Existing | Offices | FPL Blend | Per Door | 5008.82 | 4852.71 | 156.11 | 0.031167 | 4 | 0.022324 | 0.018109 | 84 | Refrigeration |  | Display cases | 1
NonEquipment | Door Gasket (Cooler) | New Door Gasket on One-Door Medium Temperature Reach-In Case | Worn or Damaged Door Gasket on One-Door Medium Temperature Reach-In Case | Commercial | New | Offices | FPL Blend | Per Door | 5008.82 | 4852.71 | 156.11 | 0.031167 | 4 | 0.022324 | 0.018109 | 84 | Refrigeration |  | Display cases | 1
NonEquipment | Door Gasket (Cooler) | New Door Gasket on One-Door Medium Temperature Reach-In Case |  | Commercial | Existing | Restaurants | FPL Blend | Per Door | 5008.82 | 4852.71 | 156.11 | 0.031167 | 4 | 0.022012 | 0.01764 | 84 | Refrigeration |  | Display cases | 1
NonEquipment | Door Gasket (Cooler) | New Door Gasket on One-Door Medium Temperature Reach-In Case | Worn or Damaged Door Gasket on One-Door Medium Temperature Reach-In Case | Commercial | New | Restaurants | FPL Blend | Per Door | 5008.82 | 4852.71 | 156.11 | 0.031167 | 4 | 0.022012 | 0.01764 | 84 | Refrigeration |  | Display cases | 1
NonEquipment | Door Gasket (Cooler) | New Door Gasket on One-Door Medium Temperature Reach-In Case |  | Commercial | Existing | Retail | FPL Blend | Per Door | 5008.82 | 4852.71 | 156.11 | 0.031167 | 4 | 0.023416 | 0.018577 | 84 | Refrigeration |  | Display cases | 1
NonEquipment | Door Gasket (Cooler) | New Door Gasket on One-Door Medium Temperature Reach-In Case | Worn or Damaged Door Gasket on One-Door Medium Temperature Reach-In Case | Commercial | New | Retail | FPL Blend | Per Door | 5008.82 | 4852.71 | 156.11 | 0.031167 | 4 | 0.023416 | 0.018577 | 84 | Refrigeration |  | Display cases | 1
NonEquipment | Door Gasket (Cooler) | New Door Gasket on One-Door Medium Temperature Reach-In Case |  | Commercial | Existing | Schools K-12 | FPL Blend | Per Door | 5008.82 | 4852.71 | 156.11 | 0.031167 | 4 | 0.022324 | 0.018109 | 84 | Refrigeration |  | Display cases | 1
NonEquipment | Door Gasket (Cooler) | New Door Gasket on One-Door Medium Temperature Reach-In Case | Worn or Damaged Door Gasket on One-Door Medium Temperature Reach-In Case | Commercial | New | Schools K-12 | FPL Blend | Per Door | 5008.82 | 4852.71 | 156.11 | 0.031167 | 4 | 0.022324 | 0.018109 | 84 | Refrigeration |  | Display cases | 1
NonEquipment | Door Gasket (Cooler) | New Door Gasket on One-Door Medium Temperature Reach-In Case |  | Commercial | Existing | Warehouse | FPL Blend | Per Door | 5008.82 | 4852.71 | 156.11 | 0.031167 | 4 | 0.022324 | 0.018109 | 84 | Refrigeration |  | Display cases | 1
NonEquipment | Door Gasket (Cooler) | New Door Gasket on One-Door Medium Temperature Reach-In Case | Worn or Damaged Door Gasket on One-Door Medium Temperature Reach-In Case | Commercial | New | Warehouse | FPL Blend | Per Door | 5008.82 | 4852.71 | 156.11 | 0.031167 | 4 | 0.022324 | 0.018109 | 84 | Refrigeration |  | Display cases | 1
NonEquipment | Dual Enthalpy Economizer | Standard HVAC Unit with an economizer and dual enthalpy differential control |  | Commercial | Existing | Assembly | FPL Blend | Per End Use Consumption | 162829.37 | 162503.71 | 325.66 | 0.002 | 10 | 0.09185 | 0.065406 | 1692 | Ventilation and Circulation |  | Ventilation System | 1
NonEquipment | Dual Enthalpy Economizer | Standard HVAC Unit with an economizer and dual enthalpy differential control | HVAC unit with no economizer or with a non-functional disabled economizer | Commercial | New | Assembly | FPL Blend | Per End Use Consumption | 162829.37 | 162503.71 | 325.66 | 0.002 | 10 | 0.09185 | 0.065406 | 1692 | Ventilation and Circulation |  | Ventilation System | 1
NonEquipment | Dual Enthalpy Economizer | Standard HVAC Unit with an economizer and dual enthalpy differential control |  | Commercial | Existing | College and University | FPL Blend | Per End Use Consumption | 69295.56 | 69156.97 | 138.59 | 0.002 | 10 | 0.020227 | 0.015971 | 1692 | Ventilation and Circulation |  | Ventilation System | 1
NonEquipment | Dual Enthalpy Economizer | Standard HVAC Unit with an economizer and dual enthalpy differential control | HVAC unit with no economizer or with a non-functional disabled economizer | Commercial | New | College and University | FPL Blend | Per End Use Consumption | 69295.56 | 69156.97 | 138.59 | 0.002 | 10 | 0.020227 | 0.015971 | 1692 | Ventilation and Circulation |  | Ventilation System | 1
NonEquipment | Dual Enthalpy Economizer | Standard HVAC Unit with an economizer and dual enthalpy differential control |  | Commercial | Existing | Data Center | FPL Blend | Per End Use Consumption | 279157.72 | 278599.41 | 558.31 | 0.002 | 10 | 0.081484 | 0.06434 | 1692 | Ventilation and Circulation |  | Ventilation System | 1
NonEquipment | Dual Enthalpy Economizer | Standard HVAC Unit with an economizer and dual enthalpy differential control | HVAC unit with no economizer or with a non-functional disabled economizer | Commercial | New | Data Center | FPL Blend | Per End Use Consumption | 279157.72 | 278599.41 | 558.31 | 0.002 | 10 | 0.081484 | 0.06434 | 1692 | Ventilation and Circulation |  | Ventilation System | 1
NonEquipment | Dual Enthalpy Economizer | Standard HVAC Unit with an economizer and dual enthalpy differential control |  | Commercial | Existing | Grocery | FPL Blend | Per End Use Consumption | 13233.95 | 13207.48 | 26.47 | 0.0020002 | 10 | 0.0058735 | 0.0043746 | 1692 | Ventilation and Circulation |  | Ventilation System | 1
NonEquipment | Dual Enthalpy Economizer | Standard HVAC Unit with an economizer and dual enthalpy differential control | HVAC unit with no economizer or with a non-functional disabled economizer | Commercial | New | Grocery | FPL Blend | Per End Use Consumption | 13233.95 | 13207.48 | 26.47 | 0.0020002 | 10 | 0.0058735 | 0.0043746 | 1692 | Ventilation and Circulation |  | Ventilation System | 1
NonEquipment | Dual Enthalpy Economizer | Standard HVAC Unit with an economizer and dual enthalpy differential control |  | Commercial | Existing | Healthcare | FPL Blend | Per End Use Consumption | 22368.33 | 22323.59 | 44.74 | 0.0020001 | 10 | 0.0065297 | 0.0051558 | 1692 | Ventilation and Circulation |  | Ventilation System | 1
NonEquipment | Dual Enthalpy Economizer | Standard HVAC Unit with an economizer and dual enthalpy differential control | HVAC unit with no economizer or with a non-functional disabled economizer | Commercial | New | Healthcare | FPL Blend | Per End Use Consumption | 22368.33 | 22323.59 | 44.74 | 0.0020001 | 10 | 0.0065297 | 0.0051558 | 1692 | Ventilation and Circulation |  | Ventilation System | 1
NonEquipment | Dual Enthalpy Economizer | Standard HVAC Unit with an economizer and dual enthalpy differential control |  | Commercial | Existing | Hospitals | FPL Blend | Per End Use Consumption | 1968188.7 | 1964252.32 | 3936.38 | 0.002 | 10 | 0.57451 | 0.45363 | 1692 | Ventilation and Circulation |  | Ventilation System | 1
NonEquipment | Dual Enthalpy Economizer | Standard HVAC Unit with an economizer and dual enthalpy differential control | HVAC unit with no economizer or with a non-functional disabled economizer | Commercial | New | Hospitals | FPL Blend | Per End Use Consumption | 1968188.7 | 1964252.32 | 3936.38 | 0.002 | 10 | 0.57451 | 0.45363 | 1692 | Ventilation and Circulation |  | Ventilation System | 1
NonEquipment | Dual Enthalpy Economizer | Standard HVAC Unit with an economizer and dual enthalpy differential control |  | Commercial | Existing | Institutional | FPL Blend | Per End Use Consumption | 27902.31 | 27846.5 | 55.81 | 0.0020002 | 10 | 0.0081454 | 0.0064315 | 1692 | Ventilation and Circulation |  | Ventilation System | 1
NonEquipment | Dual Enthalpy Economizer | Standard HVAC Unit with an economizer and dual enthalpy differential control | HVAC unit with no economizer or with a non-functional disabled economizer | Commercial | New | Institutional | FPL Blend | Per End Use Consumption | 27902.31 | 27846.5 | 55.81 | 0.0020002 | 10 | 0.0081454 | 0.0064315 | 1692 | Ventilation and Circulation |  | Ventilation System | 1
NonEquipment | Dual Enthalpy Economizer | Standard HVAC Unit with an economizer and dual enthalpy differential control |  | Commercial | Existing | Lodging/Hospitality | FPL Blend | Per End Use Consumption | 261725.01 | 261201.56 | 523.45 | 0.002 | 10 | 0.094782 | 0.038911 | 1692 | Ventilation and Circulation |  | Ventilation System | 1
NonEquipment | Dual Enthalpy Economizer | Standard HVAC Unit with an economizer and dual enthalpy differential control | HVAC unit with no economizer or with a non-functional disabled economizer | Commercial | New | Lodging/Hospitality | FPL Blend | Per End Use Consumption | 261725.01 | 261201.56 | 523.45 | 0.002 | 10 | 0.094782 | 0.038911 | 1692 | Ventilation and Circulation |  | Ventilation System | 1
NonEquipment | Dual Enthalpy Economizer | Standard HVAC Unit with an economizer and dual enthalpy differential control |  | Commercial | Existing | Miscellaneous | FPL Blend | Per End Use Consumption | 54639.92 | 54530.64 | 109.28 | 0.002 | 10 | 0.030822 | 0.021948 | 1692 | Ventilation and Circulation |  | Ventilation System | 1
NonEquipment | Dual Enthalpy Economizer | Standard HVAC Unit with an economizer and dual enthalpy differential control | HVAC unit with no economizer or with a non-functional disabled economizer | Commercial | New | Miscellaneous | FPL Blend | Per End Use Consumption | 54639.92 | 54530.64 | 109.28 | 0.002 | 10 | 0.030822 | 0.021948 | 1692 | Ventilation and Circulation |  | Ventilation System | 1
NonEquipment | Dual Enthalpy Economizer | Standard HVAC Unit with an economizer and dual enthalpy differential control |  | Commercial | Existing | Offices | FPL Blend | Per End Use Consumption | 64007.05 | 63879.03 | 128.02 | 0.0020001 | 10 | 0.036107 | 0.025712 | 1692 | Ventilation and Circulation |  | Ventilation System | 1
NonEquipment | Dual Enthalpy Economizer | Standard HVAC Unit with an economizer and dual enthalpy differential control | HVAC unit with no economizer or with a non-functional disabled economizer | Commercial | New | Offices | FPL Blend | Per End Use Consumption | 64007.05 | 63879.03 | 128.02 | 0.0020001 | 10 | 0.036107 | 0.025712 | 1692 | Ventilation and Circulation |  | Ventilation System | 1
NonEquipment | Dual Enthalpy Economizer | Standard HVAC Unit with an economizer and dual enthalpy differential control |  | Commercial | Existing | Restaurants | FPL Blend | Per End Use Consumption | 62584.26 | 62459.09 | 125.17 | 0.002 | 10 | 0.027774 | 0.020687 | 1692 | Ventilation and Circulation |  | Ventilation System | 1
NonEquipment | Dual Enthalpy Economizer | Standard HVAC Unit with an economizer and dual enthalpy differential control | HVAC unit with no economizer or with a non-functional disabled economizer | Commercial | New | Restaurants | FPL Blend | Per End Use Consumption | 62584.26 | 62459.09 | 125.17 | 0.002 | 10 | 0.027774 | 0.020687 | 1692 | Ventilation and Circulation |  | Ventilation System | 1
NonEquipment | Dual Enthalpy Economizer | Standard HVAC Unit with an economizer and dual enthalpy differential control |  | Commercial | Existing | Retail | FPL Blend | Per End Use Consumption | 103569.22 | 103362.09 | 207.13 | 0.0019999 | 10 | 0.05842 | 0.0416 | 1692 | Ventilation and Circulation |  | Ventilation System | 1
NonEquipment | Dual Enthalpy Economizer | Standard HVAC Unit with an economizer and dual enthalpy differential control | HVAC unit with no economizer or with a non-functional disabled economizer | Commercial | New | Retail | FPL Blend | Per End Use Consumption | 103569.22 | 103362.09 | 207.13 | 0.0019999 | 10 | 0.05842 | 0.0416 | 1692 | Ventilation and Circulation |  | Ventilation System | 1
NonEquipment | Dual Enthalpy Economizer | Standard HVAC Unit with an economizer and dual enthalpy differential control |  | Commercial | Existing | Schools K-12 | FPL Blend | Per End Use Consumption | 221521.24 | 221078.2 | 443.04 | 0.002 | 10 | 0.12496 | 0.088981 | 1692 | Ventilation and Circulation |  | Ventilation System | 1
NonEquipment | Dual Enthalpy Economizer | Standard HVAC Unit with an economizer and dual enthalpy differential control | HVAC unit with no economizer or with a non-functional disabled economizer | Commercial | New | Schools K-12 | FPL Blend | Per End Use Consumption | 221521.24 | 221078.2 | 443.04 | 0.002 | 10 | 0.12496 | 0.088981 | 1692 | Ventilation and Circulation |  | Ventilation System | 1
NonEquipment | Dual Enthalpy Economizer | Standard HVAC Unit with an economizer and dual enthalpy differential control |  | Commercial | Existing | Warehouse | FPL Blend | Per End Use Consumption | 33267.36 | 33200.83 | 66.53 | 0.0019999 | 10 | 0.018764 | 0.013362 | 1692 | Ventilation and Circulation |  | Ventilation System | 1
NonEquipment | Dual Enthalpy Economizer | Standard HVAC Unit with an economizer and dual enthalpy differential control | HVAC unit with no economizer or with a non-functional disabled economizer | Commercial | New | Warehouse | FPL Blend | Per End Use Consumption | 33267.36 | 33200.83 | 66.53 | 0.0019999 | 10 | 0.018764 | 0.013362 | 1692 | Ventilation and Circulation |  | Ventilation System | 1
Equipment | Ductless Mini-Split HP | Ductless Mini-Split HP, 17 SEER, 9.5 HSPF | Code-Compliant ASHP, 15 SEER, 8.8 HSPF | Commercial | Turnover | Assembly | FPL Blend | Per Unit | 240 | 234.67 | 5.33 | 0.022208 | 18 | 0 | 0.012143 | 11.1642 | Space Heating | Heat Pump Heating |  | 1
Equipment | Ductless Mini-Split HP | Ductless Mini-Split HP, 17 SEER, 9.5 HSPF | Code-Compliant ASHP, 15 SEER, 8.8 HSPF | Commercial | New | Assembly | FPL Blend | Per Unit | 240 | 234.67 | 5.33 | 0.022208 | 18 | 0 | 0.012143 | 11.1642 | Space Heating | Heat Pump Heating |  | 1
Equipment | Ductless Mini-Split HP | Ductless Mini-Split HP, 17 SEER, 9.5 HSPF | Code-Compliant ASHP, 15 SEER, 8.8 HSPF | Commercial | Turnover | College and University | FPL Blend | Per Unit | 240 | 234.67 | 5.33 | 0.022208 | 18 | 0 | 0.0010254 | 10.0702 | Space Heating | Heat Pump Heating |  | 1
Equipment | Ductless Mini-Split HP | Ductless Mini-Split HP, 17 SEER, 9.5 HSPF | Code-Compliant ASHP, 15 SEER, 8.8 HSPF | Commercial | New | College and University | FPL Blend | Per Unit | 240 | 234.67 | 5.33 | 0.022208 | 18 | 0 | 0.0010254 | 10.0702 | Space Heating | Heat Pump Heating |  | 1
Equipment | Ductless Mini-Split HP | Ductless Mini-Split HP, 17 SEER, 9.5 HSPF | Code-Compliant ASHP, 15 SEER, 8.8 HSPF | Commercial | Turnover | Data Center | FPL Blend | Per Unit | 430.91 | 421.33 | 9.58 | 0.022232 | 18 | 0 | 0.0018431 | 9.7409 | Space Heating | Heat Pump Heating |  | 1
Equipment | Ductless Mini-Split HP | Ductless Mini-Split HP, 17 SEER, 9.5 HSPF | Code-Compliant ASHP, 15 SEER, 8.8 HSPF | Commercial | New | Data Center | FPL Blend | Per Unit | 430.91 | 421.33 | 9.58 | 0.022232 | 18 | 0 | 0.0018431 | 9.7409 | Space Heating | Heat Pump Heating |  | 1
Equipment | Ductless Mini-Split HP | Ductless Mini-Split HP, 17 SEER, 9.5 HSPF | Code-Compliant ASHP, 15 SEER, 8.8 HSPF | Commercial | Turnover | Grocery | FPL Blend | Per Unit | 414.55 | 405.33 | 9.22 | 0.022241 | 18 | 0 | 0.0070859 | 34.4023 | Space Heating | Heat Pump Heating |  | 1
Equipment | Ductless Mini-Split HP | Ductless Mini-Split HP, 17 SEER, 9.5 HSPF | Code-Compliant ASHP, 15 SEER, 8.8 HSPF | Commercial | New | Grocery | FPL Blend | Per Unit | 414.55 | 405.33 | 9.22 | 0.022241 | 18 | 0 | 0.0070859 | 34.4023 | Space Heating | Heat Pump Heating |  | 1
Equipment | Ductless Mini-Split HP | Ductless Mini-Split HP, 17 SEER, 9.5 HSPF | Code-Compliant ASHP, 15 SEER, 8.8 HSPF | Commercial | Turnover | Healthcare | FPL Blend | Per Unit | 376.36 | 368 | 8.36 | 0.022213 | 18 | 0 | 0.0016084 | 8.061 | Space Heating | Heat Pump Heating |  | 1
Equipment | Ductless Mini-Split HP | Ductless Mini-Split HP, 17 SEER, 9.5 HSPF | Code-Compliant ASHP, 15 SEER, 8.8 HSPF | Commercial | New | Healthcare | FPL Blend | Per Unit | 376.36 | 368 | 8.36 | 0.022213 | 18 | 0 | 0.0016084 | 8.061 | Space Heating | Heat Pump Heating |  | 1
Equipment | Ductless Mini-Split HP | Ductless Mini-Split HP, 17 SEER, 9.5 HSPF | Code-Compliant ASHP, 15 SEER, 8.8 HSPF | Commercial | Turnover | Hospitals | FPL Blend | Per Unit | 430.91 | 421.33 | 9.58 | 0.022232 | 18 | 0 | 0.0018431 | 9.7409 | Space Heating | Heat Pump Heating |  | 1
Equipment | Ductless Mini-Split HP | Ductless Mini-Split HP, 17 SEER, 9.5 HSPF | Code-Compliant ASHP, 15 SEER, 8.8 HSPF | Commercial | New | Hospitals | FPL Blend | Per Unit | 430.91 | 421.33 | 9.58 | 0.022232 | 18 | 0 | 0.0018431 | 9.7409 | Space Heating | Heat Pump Heating |  | 1
Equipment | Ductless Mini-Split HP | Ductless Mini-Split HP, 17 SEER, 9.5 HSPF | Code-Compliant ASHP, 15 SEER, 8.8 HSPF | Commercial | Turnover | Institutional | FPL Blend | Per Unit | 207.27 | 202.67 | 4.6 | 0.022193 | 18 | 0 | 0.00088499 | 17.7445 | Space Heating | Heat Pump Heating |  | 1
Equipment | Ductless Mini-Split HP | Ductless Mini-Split HP, 17 SEER, 9.5 HSPF | Code-Compliant ASHP, 15 SEER, 8.8 HSPF | Commercial | New | Institutional | FPL Blend | Per Unit | 207.27 | 202.67 | 4.6 | 0.022193 | 18 | 0 | 0.00088499 | 17.7445 | Space Heating | Heat Pump Heating |  | 1
Equipment | Ductless Mini-Split HP | Ductless Mini-Split HP, 17 SEER, 9.5 HSPF | Code-Compliant ASHP, 15 SEER, 8.8 HSPF | Commercial | Turnover | Lodging/Hospitality | FPL Blend | Per Unit | 250.91 | 245.33 | 5.58 | 0.022239 | 18 | 0 | 0.0036756 | 7.0924 | Space Heating | Heat Pump Heating |  | 1
Equipment | Ductless Mini-Split HP | Ductless Mini-Split HP, 17 SEER, 9.5 HSPF | Code-Compliant ASHP, 15 SEER, 8.8 HSPF | Commercial | New | Lodging/Hospitality | FPL Blend | Per Unit | 250.91 | 245.33 | 5.58 | 0.022239 | 18 | 0 | 0.0036756 | 7.0924 | Space Heating | Heat Pump Heating |  | 1
Equipment | Ductless Mini-Split HP | Ductless Mini-Split HP, 17 SEER, 9.5 HSPF | Code-Compliant ASHP, 15 SEER, 8.8 HSPF | Commercial | Turnover | Miscellaneous | FPL Blend | Per Unit | 130.91 | 128 | 2.91 | 0.022229 | 18 | 0 | 0.0066294 | 10.913 | Space Heating | Heat Pump Heating |  | 1
Equipment | Ductless Mini-Split HP | Ductless Mini-Split HP, 17 SEER, 9.5 HSPF | Code-Compliant ASHP, 15 SEER, 8.8 HSPF | Commercial | New | Miscellaneous | FPL Blend | Per Unit | 130.91 | 128 | 2.91 | 0.022229 | 18 | 0 | 0.0066294 | 10.913 | Space Heating | Heat Pump Heating |  | 1
Equipment | Ductless Mini-Split HP | Ductless Mini-Split HP, 17 SEER, 9.5 HSPF | Code-Compliant ASHP, 15 SEER, 8.8 HSPF | Commercial | Turnover | Offices | FPL Blend | Per Unit | 141.82 | 138.67 | 3.15 | 0.022211 | 18 | 0 | 0.0071762 | 5.882 | Space Heating | Heat Pump Heating |  | 1
Equipment | Ductless Mini-Split HP | Ductless Mini-Split HP, 17 SEER, 9.5 HSPF | Code-Compliant ASHP, 15 SEER, 8.8 HSPF | Commercial | New | Offices | FPL Blend | Per Unit | 141.82 | 138.67 | 3.15 | 0.022211 | 18 | 0 | 0.0071762 | 5.882 | Space Heating | Heat Pump Heating |  | 1
Equipment | Ductless Mini-Split HP | Ductless Mini-Split HP, 17 SEER, 9.5 HSPF | Code-Compliant ASHP, 15 SEER, 8.8 HSPF | Commercial | Turnover | Restaurants | FPL Blend | Per Unit | 883.64 | 864 | 19.64 | 0.022226 | 18 | 0 | 0.015094 | 25.1377 | Space Heating | Heat Pump Heating |  | 1
Equipment | Ductless Mini-Split HP | Ductless Mini-Split HP, 17 SEER, 9.5 HSPF | Code-Compliant ASHP, 15 SEER, 8.8 HSPF | Commercial | New | Restaurants | FPL Blend | Per Unit | 883.64 | 864 | 19.64 | 0.022226 | 18 | 0 | 0.015094 | 25.1377 | Space Heating | Heat Pump Heating |  | 1
Equipment | Ductless Mini-Split HP | Ductless Mini-Split HP, 17 SEER, 9.5 HSPF | Code-Compliant ASHP, 15 SEER, 8.8 HSPF | Commercial | Turnover | Retail | FPL Blend | Per Unit | 556.36 | 544 | 12.36 | 0.022216 | 18 | 0 | 0.028158 | 20.2515 | Space Heating | Heat Pump Heating |  | 1
Equipment | Ductless Mini-Split HP | Ductless Mini-Split HP, 17 SEER, 9.5 HSPF | Code-Compliant ASHP, 15 SEER, 8.8 HSPF | Commercial | New | Retail | FPL Blend | Per Unit | 556.36 | 544 | 12.36 | 0.022216 | 18 | 0 | 0.028158 | 20.2515 | Space Heating | Heat Pump Heating |  | 1
Equipment | Ductless Mini-Split HP | Ductless Mini-Split HP, 17 SEER, 9.5 HSPF | Code-Compliant ASHP, 15 SEER, 8.8 HSPF | Commercial | Turnover | Schools K-12 | FPL Blend | Per Unit | 512.73 | 501.33 | 11.4 | 0.022234 | 18 | 0 | 0.025971 | 21.4672 | Space Heating | Heat Pump Heating |  | 1
Equipment | Ductless Mini-Split HP | Ductless Mini-Split HP, 17 SEER, 9.5 HSPF | Code-Compliant ASHP, 15 SEER, 8.8 HSPF | Commercial | New | Schools K-12 | FPL Blend | Per Unit | 512.73 | 501.33 | 11.4 | 0.022234 | 18 | 0 | 0.025971 | 21.4672 | Space Heating | Heat Pump Heating |  | 1
Equipment | Ductless Mini-Split HP | Ductless Mini-Split HP, 17 SEER, 9.5 HSPF | Code-Compliant ASHP, 15 SEER, 8.8 HSPF | Commercial | Turnover | Warehouse | FPL Blend | Per Unit | 130.91 | 128 | 2.91 | 0.022229 | 18 | 0 | 0.0066294 | 24.9211 | Space Heating | Heat Pump Heating |  | 1
Equipment | Ductless Mini-Split HP | Ductless Mini-Split HP, 17 SEER, 9.5 HSPF | Code-Compliant ASHP, 15 SEER, 8.8 HSPF | Commercial | New | Warehouse | FPL Blend | Per Unit | 130.91 | 128 | 2.91 | 0.022229 | 18 | 0 | 0.0066294 | 24.9211 | Space Heating | Heat Pump Heating |  | 1
Equipment | Ductless Mini-Split HP | Ductless Mini-Split HP, 17 SEER, 9.5 HSPF | Code-Compliant ASHP, 15 SEER, 8.8 HSPF | Commercial | Turnover | Assembly | FPL Blend | Per Unit | 5701.71 | 4989 | 712.71 | 0.125 | 18 | 0.23738 | 0 | 1492.8358 | Space Cooling | Residential-type Split System |  | 1
Equipment | Ductless Mini-Split HP | Ductless Mini-Split HP, 17 SEER, 9.5 HSPF | Code-Compliant ASHP, 15 SEER, 8.8 HSPF | Commercial | New | Assembly | FPL Blend | Per Unit | 5701.71 | 4989 | 712.71 | 0.125 | 18 | 0.23738 | 0 | 1492.8358 | Space Cooling | Residential-type Split System |  | 1
Equipment | Ductless Mini-Split HP | Ductless Mini-Split HP, 17 SEER, 9.5 HSPF | Code-Compliant ASHP, 15 SEER, 8.8 HSPF | Commercial | Turnover | College and University | FPL Blend | Per Unit | 6325.71 | 5535 | 790.71 | 0.125 | 18 | 0.16032 | 0 | 1493.9298 | Space Cooling | Residential-type Split System |  | 1
Equipment | Ductless Mini-Split HP | Ductless Mini-Split HP, 17 SEER, 9.5 HSPF | Code-Compliant ASHP, 15 SEER, 8.8 HSPF | Commercial | New | College and University | FPL Blend | Per Unit | 6325.71 | 5535 | 790.71 | 0.125 | 18 | 0.16032 | 0 | 1493.9298 | Space Cooling | Residential-type Split System |  | 1
Equipment | Ductless Mini-Split HP | Ductless Mini-Split HP, 17 SEER, 9.5 HSPF | Code-Compliant ASHP, 15 SEER, 8.8 HSPF | Commercial | Turnover | Data Center | FPL Blend | Per Unit | 11756.57 | 10287 | 1469.57 | 0.125 | 18 | 0.29796 | 0 | 1494.2591 | Space Cooling | Residential-type Split System |  | 1
Equipment | Ductless Mini-Split HP | Ductless Mini-Split HP, 17 SEER, 9.5 HSPF | Code-Compliant ASHP, 15 SEER, 8.8 HSPF | Commercial | New | Data Center | FPL Blend | Per Unit | 11756.57 | 10287 | 1469.57 | 0.125 | 18 | 0.29796 | 0 | 1494.2591 | Space Cooling | Residential-type Split System |  | 1
Equipment | Ductless Mini-Split HP | Ductless Mini-Split HP, 17 SEER, 9.5 HSPF | Code-Compliant ASHP, 15 SEER, 8.8 HSPF | Commercial | Turnover | Grocery | FPL Blend | Per Unit | 3150.86 | 2757 | 393.86 | 0.125 | 18 | 0.11169 | 0 | 1469.5977 | Space Cooling | Residential-type Split System |  | 1
Equipment | Ductless Mini-Split HP | Ductless Mini-Split HP, 17 SEER, 9.5 HSPF | Code-Compliant ASHP, 15 SEER, 8.8 HSPF | Commercial | New | Grocery | FPL Blend | Per Unit | 3150.86 | 2757 | 393.86 | 0.125 | 18 | 0.11169 | 0 | 1469.5977 | Space Cooling | Residential-type Split System |  | 1
Equipment | Ductless Mini-Split HP | Ductless Mini-Split HP, 17 SEER, 9.5 HSPF | Code-Compliant ASHP, 15 SEER, 8.8 HSPF | Commercial | Turnover | Healthcare | FPL Blend | Per Unit | 12411.43 | 10860 | 1551.43 | 0.125 | 18 | 0.31456 | 0 | 1495.939 | Space Cooling | Residential-type Split System |  | 1
Equipment | Ductless Mini-Split HP | Ductless Mini-Split HP, 17 SEER, 9.5 HSPF | Code-Compliant ASHP, 15 SEER, 8.8 HSPF | Commercial | New | Healthcare | FPL Blend | Per Unit | 12411.43 | 10860 | 1551.43 | 0.125 | 18 | 0.31456 | 0 | 1495.939 | Space Cooling | Residential-type Split System |  | 1
Equipment | Ductless Mini-Split HP | Ductless Mini-Split HP, 17 SEER, 9.5 HSPF | Code-Compliant ASHP, 15 SEER, 8.8 HSPF | Commercial | Turnover | Hospitals | FPL Blend | Per Unit | 11756.57 | 10287 | 1469.57 | 0.125 | 18 | 0.29796 | 0 | 1494.2591 | Space Cooling | Residential-type Split System |  | 1
Equipment | Ductless Mini-Split HP | Ductless Mini-Split HP, 17 SEER, 9.5 HSPF | Code-Compliant ASHP, 15 SEER, 8.8 HSPF | Commercial | New | Hospitals | FPL Blend | Per Unit | 11756.57 | 10287 | 1469.57 | 0.125 | 18 | 0.29796 | 0 | 1494.2591 | Space Cooling | Residential-type Split System |  | 1
Equipment | Ductless Mini-Split HP | Ductless Mini-Split HP, 17 SEER, 9.5 HSPF | Code-Compliant ASHP, 15 SEER, 8.8 HSPF | Commercial | Turnover | Institutional | FPL Blend | Per Unit | 3082.29 | 2697 | 385.29 | 0.125 | 18 | 0.078118 | 0 | 1486.2555 | Space Cooling | Residential-type Split System |  | 1
Equipment | Ductless Mini-Split HP | Ductless Mini-Split HP, 17 SEER, 9.5 HSPF | Code-Compliant ASHP, 15 SEER, 8.8 HSPF | Commercial | New | Institutional | FPL Blend | Per Unit | 3082.29 | 2697 | 385.29 | 0.125 | 18 | 0.078118 | 0 | 1486.2555 | Space Cooling | Residential-type Split System |  | 1
Equipment | Ductless Mini-Split HP | Ductless Mini-Split HP, 17 SEER, 9.5 HSPF | Code-Compliant ASHP, 15 SEER, 8.8 HSPF | Commercial | Turnover | Lodging/Hospitality | FPL Blend | Per Unit | 9421.71 | 8244 | 1177.71 | 0.125 | 18 | 0.22554 | 0 | 1496.9076 | Space Cooling | Residential-type Split System |  | 1
Equipment | Ductless Mini-Split HP | Ductless Mini-Split HP, 17 SEER, 9.5 HSPF | Code-Compliant ASHP, 15 SEER, 8.8 HSPF | Commercial | New | Lodging/Hospitality | FPL Blend | Per Unit | 9421.71 | 8244 | 1177.71 | 0.125 | 18 | 0.22554 | 0 | 1496.9076 | Space Cooling | Residential-type Split System |  | 1
Equipment | Ductless Mini-Split HP | Ductless Mini-Split HP, 17 SEER, 9.5 HSPF | Code-Compliant ASHP, 15 SEER, 8.8 HSPF | Commercial | Turnover | Miscellaneous | FPL Blend | Per Unit | 3185.14 | 2787 | 398.14 | 0.125 | 18 | 0.13261 | 0 | 1493.087 | Space Cooling | Residential-type Split System |  | 1
Equipment | Ductless Mini-Split HP | Ductless Mini-Split HP, 17 SEER, 9.5 HSPF | Code-Compliant ASHP, 15 SEER, 8.8 HSPF | Commercial | New | Miscellaneous | FPL Blend | Per Unit | 3185.14 | 2787 | 398.14 | 0.125 | 18 | 0.13261 | 0 | 1493.087 | Space Cooling | Residential-type Split System |  | 1
Equipment | Ductless Mini-Split HP | Ductless Mini-Split HP, 17 SEER, 9.5 HSPF | Code-Compliant ASHP, 15 SEER, 8.8 HSPF | Commercial | Turnover | Offices | FPL Blend | Per Unit | 6418.29 | 5616 | 802.29 | 0.125 | 18 | 0.26721 | 0 | 1498.118 | Space Cooling | Residential-type Split System |  | 1
Equipment | Ductless Mini-Split HP | Ductless Mini-Split HP, 17 SEER, 9.5 HSPF | Code-Compliant ASHP, 15 SEER, 8.8 HSPF | Commercial | New | Offices | FPL Blend | Per Unit | 6418.29 | 5616 | 802.29 | 0.125 | 18 | 0.26721 | 0 | 1498.118 | Space Cooling | Residential-type Split System |  | 1
Equipment | Ductless Mini-Split HP | Ductless Mini-Split HP, 17 SEER, 9.5 HSPF | Code-Compliant ASHP, 15 SEER, 8.8 HSPF | Commercial | Turnover | Restaurants | FPL Blend | Per Unit | 9243.43 | 8088 | 1155.43 | 0.125 | 18 | 0.32766 | 0 | 1478.8623 | Space Cooling | Residential-type Split System |  | 1
Equipment | Ductless Mini-Split HP | Ductless Mini-Split HP, 17 SEER, 9.5 HSPF | Code-Compliant ASHP, 15 SEER, 8.8 HSPF | Commercial | New | Restaurants | FPL Blend | Per Unit | 9243.43 | 8088 | 1155.43 | 0.125 | 18 | 0.32766 | 0 | 1478.8623 | Space Cooling | Residential-type Split System |  | 1
Equipment | Ductless Mini-Split HP | Ductless Mini-Split HP, 17 SEER, 9.5 HSPF | Code-Compliant ASHP, 15 SEER, 8.8 HSPF | Commercial | Turnover | Retail | FPL Blend | Per Unit | 7244.57 | 6339 | 905.57 | 0.125 | 18 | 0.30161 | 0 | 1483.7485 | Space Cooling | Residential-type Split System |  | 1
Equipment | Ductless Mini-Split HP | Ductless Mini-Split HP, 17 SEER, 9.5 HSPF | Code-Compliant ASHP, 15 SEER, 8.8 HSPF | Commercial | New | Retail | FPL Blend | Per Unit | 7244.57 | 6339 | 905.57 | 0.125 | 18 | 0.30161 | 0 | 1483.7485 | Space Cooling | Residential-type Split System |  | 1
Equipment | Ductless Mini-Split HP | Ductless Mini-Split HP, 17 SEER, 9.5 HSPF | Code-Compliant ASHP, 15 SEER, 8.8 HSPF | Commercial | Turnover | Schools K-12 | FPL Blend | Per Unit | 6298.29 | 5511 | 787.29 | 0.125 | 18 | 0.26222 | 0 | 1482.5328 | Space Cooling | Residential-type Split System |  | 1
Equipment | Ductless Mini-Split HP | Ductless Mini-Split HP, 17 SEER, 9.5 HSPF | Code-Compliant ASHP, 15 SEER, 8.8 HSPF | Commercial | New | Schools K-12 | FPL Blend | Per Unit | 6298.29 | 5511 | 787.29 | 0.125 | 18 | 0.26222 | 0 | 1482.5328 | Space Cooling | Residential-type Split System |  | 1
Equipment | Ductless Mini-Split HP | Ductless Mini-Split HP, 17 SEER, 9.5 HSPF | Code-Compliant ASHP, 15 SEER, 8.8 HSPF | Commercial | Turnover | Warehouse | FPL Blend | Per Unit | 1381.71 | 1209 | 172.71 | 0.125 | 18 | 0.057523 | 0 | 1479.0789 | Space Cooling | Residential-type Split System |  | 1
Equipment | Ductless Mini-Split HP | Ductless Mini-Split HP, 17 SEER, 9.5 HSPF | Code-Compliant ASHP, 15 SEER, 8.8 HSPF | Commercial | New | Warehouse | FPL Blend | Per Unit | 1381.71 | 1209 | 172.71 | 0.125 | 18 | 0.057523 | 0 | 1479.0789 | Space Cooling | Residential-type Split System |  | 1
NonEquipment | Energy Recovery Ventilation System (ERV) | Unitary Cooling Equipment that Incorporates Energy Recovery |  | Commercial | Existing | Assembly | FPL Blend | Per End Use Consumption | 9662.7 | 5000.7 | 4662 | 0.48247 | 15 | 1.5527 | 0 | 11580 | Space Cooling |  | Heat Pump Cooling | 1
NonEquipment | Energy Recovery Ventilation System (ERV) | Unitary Cooling Equipment that Incorporates Energy Recovery | Current Market Packaged or Split DX Unit | Commercial | New | Assembly | FPL Blend | Per End Use Consumption | 9662.7 | 5000.7 | 4662 | 0.48247 | 15 | 1.5527 | 0 | 11580 | Space Cooling |  | Heat Pump Cooling | 1
NonEquipment | Energy Recovery Ventilation System (ERV) | Unitary Cooling Equipment that Incorporates Energy Recovery |  | Commercial | Existing | College and University | FPL Blend | Per End Use Consumption | 32679.92 | 28017.92 | 4662 | 0.14266 | 15 | 0.94523 | 0 | 11580 | Space Cooling |  | Heat Pump Cooling | 1
NonEquipment | Energy Recovery Ventilation System (ERV) | Unitary Cooling Equipment that Incorporates Energy Recovery | Current Market Packaged or Split DX Unit | Commercial | New | College and University | FPL Blend | Per End Use Consumption | 32679.92 | 28017.92 | 4662 | 0.14266 | 15 | 0.94523 | 0 | 11580 | Space Cooling |  | Heat Pump Cooling | 1
NonEquipment | Energy Recovery Ventilation System (ERV) | Unitary Cooling Equipment that Incorporates Energy Recovery |  | Commercial | Existing | Data Center | FPL Blend | Per End Use Consumption | 207929.13 | 203267.13 | 4662 | 0.022421 | 15 | 0.94523 | 0 | 11580 | Space Cooling |  | Heat Pump Cooling | 1
NonEquipment | Energy Recovery Ventilation System (ERV) | Unitary Cooling Equipment that Incorporates Energy Recovery | Current Market Packaged or Split DX Unit | Commercial | New | Data Center | FPL Blend | Per End Use Consumption | 207929.13 | 203267.13 | 4662 | 0.022421 | 15 | 0.94523 | 0 | 11580 | Space Cooling |  | Heat Pump Cooling | 1
NonEquipment | Energy Recovery Ventilation System (ERV) | Unitary Cooling Equipment that Incorporates Energy Recovery |  | Commercial | Existing | Grocery | FPL Blend | Per End Use Consumption | 10598.74 | 5936.74 | 4662 | 0.43986 | 15 | 1.322 | 0 | 11580 | Space Cooling |  | Heat Pump Cooling | 1
NonEquipment | Energy Recovery Ventilation System (ERV) | Unitary Cooling Equipment that Incorporates Energy Recovery | Current Market Packaged or Split DX Unit | Commercial | New | Grocery | FPL Blend | Per End Use Consumption | 10598.74 | 5936.74 | 4662 | 0.43986 | 15 | 1.322 | 0 | 11580 | Space Cooling |  | Heat Pump Cooling | 1
NonEquipment | Energy Recovery Ventilation System (ERV) | Unitary Cooling Equipment that Incorporates Energy Recovery |  | Commercial | Existing | Healthcare | FPL Blend | Per End Use Consumption | 37075.59 | 32413.59 | 4662 | 0.12574 | 15 | 0.94523 | 0 | 11580 | Space Cooling |  | Heat Pump Cooling | 1
NonEquipment | Energy Recovery Ventilation System (ERV) | Unitary Cooling Equipment that Incorporates Energy Recovery | Current Market Packaged or Split DX Unit | Commercial | New | Healthcare | FPL Blend | Per End Use Consumption | 37075.59 | 32413.59 | 4662 | 0.12574 | 15 | 0.94523 | 0 | 11580 | Space Cooling |  | Heat Pump Cooling | 1
NonEquipment | Energy Recovery Ventilation System (ERV) | Unitary Cooling Equipment that Incorporates Energy Recovery |  | Commercial | Existing | Hospitals | FPL Blend | Per End Use Consumption | 1402759.92 | 1398097.92 | 4662 | 0.0033234 | 15 | 0.94523 | 0 | 11580 | Space Cooling |  | Heat Pump Cooling | 1
NonEquipment | Energy Recovery Ventilation System (ERV) | Unitary Cooling Equipment that Incorporates Energy Recovery | Current Market Packaged or Split DX Unit | Commercial | New | Hospitals | FPL Blend | Per End Use Consumption | 1402759.92 | 1398097.92 | 4662 | 0.0033234 | 15 | 0.94523 | 0 | 11580 | Space Cooling |  | Heat Pump Cooling | 1
NonEquipment | Energy Recovery Ventilation System (ERV) | Unitary Cooling Equipment that Incorporates Energy Recovery |  | Commercial | Existing | Institutional | FPL Blend | Per End Use Consumption | 7344.32 | 2682.32 | 4662 | 0.63478 | 15 | 0.94523 | 0 | 11580 | Space Cooling |  | Heat Pump Cooling | 1
NonEquipment | Energy Recovery Ventilation System (ERV) | Unitary Cooling Equipment that Incorporates Energy Recovery | Current Market Packaged or Split DX Unit | Commercial | New | Institutional | FPL Blend | Per End Use Consumption | 7344.32 | 2682.32 | 4662 | 0.63478 | 15 | 0.94523 | 0 | 11580 | Space Cooling |  | Heat Pump Cooling | 1
NonEquipment | Energy Recovery Ventilation System (ERV) | Unitary Cooling Equipment that Incorporates Energy Recovery |  | Commercial | Existing | Lodging/Hospitality | FPL Blend | Per End Use Consumption | 123781.2 | 119119.2 | 4662 | 0.037663 | 15 | 0.89282 | 0 | 11580 | Space Cooling |  | Heat Pump Cooling | 1
NonEquipment | Energy Recovery Ventilation System (ERV) | Unitary Cooling Equipment that Incorporates Energy Recovery | Current Market Packaged or Split DX Unit | Commercial | New | Lodging/Hospitality | FPL Blend | Per End Use Consumption | 123781.2 | 119119.2 | 4662 | 0.037663 | 15 | 0.89282 | 0 | 11580 | Space Cooling |  | Heat Pump Cooling | 1
NonEquipment | Energy Recovery Ventilation System (ERV) | Unitary Cooling Equipment that Incorporates Energy Recovery |  | Commercial | Existing | Miscellaneous | FPL Blend | Per End Use Consumption | 21297.15 | 16635.15 | 4662 | 0.2189 | 15 | 1.5527 | 0 | 11580 | Space Cooling |  | Heat Pump Cooling | 1
NonEquipment | Energy Recovery Ventilation System (ERV) | Unitary Cooling Equipment that Incorporates Energy Recovery | Current Market Packaged or Split DX Unit | Commercial | New | Miscellaneous | FPL Blend | Per End Use Consumption | 21297.15 | 16635.15 | 4662 | 0.2189 | 15 | 1.5527 | 0 | 11580 | Space Cooling |  | Heat Pump Cooling | 1
NonEquipment | Energy Recovery Ventilation System (ERV) | Unitary Cooling Equipment that Incorporates Energy Recovery |  | Commercial | Existing | Offices | FPL Blend | Per End Use Consumption | 48209.28 | 43547.28 | 4662 | 0.096703 | 15 | 1.5527 | 0 | 11580 | Space Cooling |  | Heat Pump Cooling | 1
NonEquipment | Energy Recovery Ventilation System (ERV) | Unitary Cooling Equipment that Incorporates Energy Recovery | Current Market Packaged or Split DX Unit | Commercial | New | Offices | FPL Blend | Per End Use Consumption | 48209.28 | 43547.28 | 4662 | 0.096703 | 15 | 1.5527 | 0 | 11580 | Space Cooling |  | Heat Pump Cooling | 1
NonEquipment | Energy Recovery Ventilation System (ERV) | Unitary Cooling Equipment that Incorporates Energy Recovery |  | Commercial | Existing | Restaurants | FPL Blend | Per End Use Consumption | 27844.2 | 23182.2 | 4662 | 0.16743 | 15 | 1.322 | 0 | 11580 | Space Cooling |  | Heat Pump Cooling | 1
NonEquipment | Energy Recovery Ventilation System (ERV) | Unitary Cooling Equipment that Incorporates Energy Recovery | Current Market Packaged or Split DX Unit | Commercial | New | Restaurants | FPL Blend | Per End Use Consumption | 27844.2 | 23182.2 | 4662 | 0.16743 | 15 | 1.322 | 0 | 11580 | Space Cooling |  | Heat Pump Cooling | 1
NonEquipment | Energy Recovery Ventilation System (ERV) | Unitary Cooling Equipment that Incorporates Energy Recovery |  | Commercial | Existing | Retail | FPL Blend | Per End Use Consumption | 51568.14 | 46906.14 | 4662 | 0.090405 | 15 | 1.5527 | 0 | 11580 | Space Cooling |  | Heat Pump Cooling | 1
NonEquipment | Energy Recovery Ventilation System (ERV) | Unitary Cooling Equipment that Incorporates Energy Recovery | Current Market Packaged or Split DX Unit | Commercial | New | Retail | FPL Blend | Per End Use Consumption | 51568.14 | 46906.14 | 4662 | 0.090405 | 15 | 1.5527 | 0 | 11580 | Space Cooling |  | Heat Pump Cooling | 1
NonEquipment | Energy Recovery Ventilation System (ERV) | Unitary Cooling Equipment that Incorporates Energy Recovery |  | Commercial | Existing | Schools K-12 | FPL Blend | Per End Use Consumption | 44041.62 | 39379.62 | 4662 | 0.10585 | 15 | 1.5527 | 0 | 11580 | Space Cooling |  | Heat Pump Cooling | 1
NonEquipment | Energy Recovery Ventilation System (ERV) | Unitary Cooling Equipment that Incorporates Energy Recovery | Current Market Packaged or Split DX Unit | Commercial | New | Schools K-12 | FPL Blend | Per End Use Consumption | 44041.62 | 39379.62 | 4662 | 0.10585 | 15 | 1.5527 | 0 | 11580 | Space Cooling |  | Heat Pump Cooling | 1
NonEquipment | Energy Recovery Ventilation System (ERV) | Unitary Cooling Equipment that Incorporates Energy Recovery |  | Commercial | Existing | Warehouse | FPL Blend | Per End Use Consumption | 4752.48 | 90.48 | 4662 | 0.98096 | 15 | 1.5527 | 0 | 11580 | Space Cooling |  | Heat Pump Cooling | 1
NonEquipment | Energy Recovery Ventilation System (ERV) | Unitary Cooling Equipment that Incorporates Energy Recovery | Current Market Packaged or Split DX Unit | Commercial | New | Warehouse | FPL Blend | Per End Use Consumption | 4752.48 | 90.48 | 4662 | 0.98096 | 15 | 1.5527 | 0 | 11580 | Space Cooling |  | Heat Pump Cooling | 1
Equipment | Energy Star convection oven | Energy Star convection oven meeting ENERGY STAR Version 3.0 Standards | One Standard Economy-Grade Full-Size Convection Oven | Commercial | Turnover | Assembly | FPL Blend | Per Unit | 12059 | 10122 | 1937 | 0.16063 | 17 | 0.31573 | 0.11622 | 631.37 | Cooking | Oven |  | 1
Equipment | Energy Star convection oven | Energy Star convection oven meeting ENERGY STAR Version 3.0 Standards | One Standard Economy-Grade Full-Size Convection Oven | Commercial | New | Assembly | FPL Blend | Per Unit | 12059 | 10122 | 1937 | 0.16063 | 17 | 0.31573 | 0.11622 | 631.37 | Cooking | Oven |  | 1
Equipment | Energy Star convection oven | Energy Star convection oven meeting ENERGY STAR Version 3.0 Standards | One Standard Economy-Grade Full-Size Convection Oven | Commercial | Turnover | College and University | FPL Blend | Per Unit | 12059 | 10122 | 1937 | 0.16063 | 17 | 0.31573 | 0.11622 | 631.37 | Cooking | Oven |  | 1
Equipment | Energy Star convection oven | Energy Star convection oven meeting ENERGY STAR Version 3.0 Standards | One Standard Economy-Grade Full-Size Convection Oven | Commercial | New | College and University | FPL Blend | Per Unit | 12059 | 10122 | 1937 | 0.16063 | 17 | 0.31573 | 0.11622 | 631.37 | Cooking | Oven |  | 1
Equipment | Energy Star convection oven | Energy Star convection oven meeting ENERGY STAR Version 3.0 Standards | One Standard Economy-Grade Full-Size Convection Oven | Commercial | Turnover | Data Center | FPL Blend | Per Unit | 12059 | 10122 | 1937 | 0.16063 | 17 | 0.11428 | 0.20726 | 631.37 | Cooking | Oven |  | 1
Equipment | Energy Star convection oven | Energy Star convection oven meeting ENERGY STAR Version 3.0 Standards | One Standard Economy-Grade Full-Size Convection Oven | Commercial | New | Data Center | FPL Blend | Per Unit | 12059 | 10122 | 1937 | 0.16063 | 17 | 0.11428 | 0.20726 | 631.37 | Cooking | Oven |  | 1
Equipment | Energy Star convection oven | Energy Star convection oven meeting ENERGY STAR Version 3.0 Standards | One Standard Economy-Grade Full-Size Convection Oven | Commercial | Turnover | Grocery | FPL Blend | Per Unit | 12059 | 10122 | 1937 | 0.16063 | 17 | 0.31573 | 0.11622 | 631.37 | Cooking | Oven |  | 1
Equipment | Energy Star convection oven | Energy Star convection oven meeting ENERGY STAR Version 3.0 Standards | One Standard Economy-Grade Full-Size Convection Oven | Commercial | New | Grocery | FPL Blend | Per Unit | 12059 | 10122 | 1937 | 0.16063 | 17 | 0.31573 | 0.11622 | 631.37 | Cooking | Oven |  | 1
Equipment | Energy Star convection oven | Energy Star convection oven meeting ENERGY STAR Version 3.0 Standards | One Standard Economy-Grade Full-Size Convection Oven | Commercial | Turnover | Healthcare | FPL Blend | Per Unit | 12059 | 10122 | 1937 | 0.16063 | 17 | 0.22857 | 0.25568 | 631.37 | Cooking | Oven |  | 1
Equipment | Energy Star convection oven | Energy Star convection oven meeting ENERGY STAR Version 3.0 Standards | One Standard Economy-Grade Full-Size Convection Oven | Commercial | New | Healthcare | FPL Blend | Per Unit | 12059 | 10122 | 1937 | 0.16063 | 17 | 0.22857 | 0.25568 | 631.37 | Cooking | Oven |  | 1
Equipment | Energy Star convection oven | Energy Star convection oven meeting ENERGY STAR Version 3.0 Standards | One Standard Economy-Grade Full-Size Convection Oven | Commercial | Turnover | Hospitals | FPL Blend | Per Unit | 12059 | 10122 | 1937 | 0.16063 | 17 | 0.31573 | 0.11622 | 631.37 | Cooking | Oven |  | 1
Equipment | Energy Star convection oven | Energy Star convection oven meeting ENERGY STAR Version 3.0 Standards | One Standard Economy-Grade Full-Size Convection Oven | Commercial | New | Hospitals | FPL Blend | Per Unit | 12059 | 10122 | 1937 | 0.16063 | 17 | 0.31573 | 0.11622 | 631.37 | Cooking | Oven |  | 1
Equipment | Energy Star convection oven | Energy Star convection oven meeting ENERGY STAR Version 3.0 Standards | One Standard Economy-Grade Full-Size Convection Oven | Commercial | Turnover | Institutional | FPL Blend | Per Unit | 12059 | 10122 | 1937 | 0.16063 | 17 | 0.11428 | 0.20726 | 631.37 | Cooking | Oven |  | 1
Equipment | Energy Star convection oven | Energy Star convection oven meeting ENERGY STAR Version 3.0 Standards | One Standard Economy-Grade Full-Size Convection Oven | Commercial | New | Institutional | FPL Blend | Per Unit | 12059 | 10122 | 1937 | 0.16063 | 17 | 0.11428 | 0.20726 | 631.37 | Cooking | Oven |  | 1
Equipment | Energy Star convection oven | Energy Star convection oven meeting ENERGY STAR Version 3.0 Standards | One Standard Economy-Grade Full-Size Convection Oven | Commercial | Turnover | Lodging/Hospitality | FPL Blend | Per Unit | 12059 | 10122 | 1937 | 0.16063 | 17 | 0.35253 | 0.1569 | 631.37 | Cooking | Oven |  | 1
Equipment | Energy Star convection oven | Energy Star convection oven meeting ENERGY STAR Version 3.0 Standards | One Standard Economy-Grade Full-Size Convection Oven | Commercial | New | Lodging/Hospitality | FPL Blend | Per Unit | 12059 | 10122 | 1937 | 0.16063 | 17 | 0.35253 | 0.1569 | 631.37 | Cooking | Oven |  | 1
Equipment | Energy Star convection oven | Energy Star convection oven meeting ENERGY STAR Version 3.0 Standards | One Standard Economy-Grade Full-Size Convection Oven | Commercial | Turnover | Miscellaneous | FPL Blend | Per Unit | 12059 | 10122 | 1937 | 0.16063 | 17 | 0.11428 | 0.20726 | 631.37 | Cooking | Oven |  | 1
Equipment | Energy Star convection oven | Energy Star convection oven meeting ENERGY STAR Version 3.0 Standards | One Standard Economy-Grade Full-Size Convection Oven | Commercial | New | Miscellaneous | FPL Blend | Per Unit | 12059 | 10122 | 1937 | 0.16063 | 17 | 0.11428 | 0.20726 | 631.37 | Cooking | Oven |  | 1
Equipment | Energy Star convection oven | Energy Star convection oven meeting ENERGY STAR Version 3.0 Standards | One Standard Economy-Grade Full-Size Convection Oven | Commercial | Turnover | Offices | FPL Blend | Per Unit | 12059 | 10122 | 1937 | 0.16063 | 17 | 0.11428 | 0.20726 | 631.37 | Cooking | Oven |  | 1
Equipment | Energy Star convection oven | Energy Star convection oven meeting ENERGY STAR Version 3.0 Standards | One Standard Economy-Grade Full-Size Convection Oven | Commercial | New | Offices | FPL Blend | Per Unit | 12059 | 10122 | 1937 | 0.16063 | 17 | 0.11428 | 0.20726 | 631.37 | Cooking | Oven |  | 1
Equipment | Energy Star convection oven | Energy Star convection oven meeting ENERGY STAR Version 3.0 Standards | One Standard Economy-Grade Full-Size Convection Oven | Commercial | Turnover | Restaurants | FPL Blend | Per Unit | 12059 | 10122 | 1937 | 0.16063 | 17 | 0.36997 | 0.19564 | 631.37 | Cooking | Oven |  | 1
Equipment | Energy Star convection oven | Energy Star convection oven meeting ENERGY STAR Version 3.0 Standards | One Standard Economy-Grade Full-Size Convection Oven | Commercial | New | Restaurants | FPL Blend | Per Unit | 12059 | 10122 | 1937 | 0.16063 | 17 | 0.36997 | 0.19564 | 631.37 | Cooking | Oven |  | 1
Equipment | Energy Star convection oven | Energy Star convection oven meeting ENERGY STAR Version 3.0 Standards | One Standard Economy-Grade Full-Size Convection Oven | Commercial | Turnover | Retail | FPL Blend | Per Unit | 12059 | 10122 | 1937 | 0.16063 | 17 | 0.31573 | 0.11622 | 631.37 | Cooking | Oven |  | 1
Equipment | Energy Star convection oven | Energy Star convection oven meeting ENERGY STAR Version 3.0 Standards | One Standard Economy-Grade Full-Size Convection Oven | Commercial | New | Retail | FPL Blend | Per Unit | 12059 | 10122 | 1937 | 0.16063 | 17 | 0.31573 | 0.11622 | 631.37 | Cooking | Oven |  | 1
Equipment | Energy Star convection oven | Energy Star convection oven meeting ENERGY STAR Version 3.0 Standards | One Standard Economy-Grade Full-Size Convection Oven | Commercial | Turnover | Schools K-12 | FPL Blend | Per Unit | 12059 | 10122 | 1937 | 0.16063 | 17 | 0.11428 | 0.20726 | 631.37 | Cooking | Oven |  | 1
Equipment | Energy Star convection oven | Energy Star convection oven meeting ENERGY STAR Version 3.0 Standards | One Standard Economy-Grade Full-Size Convection Oven | Commercial | New | Schools K-12 | FPL Blend | Per Unit | 12059 | 10122 | 1937 | 0.16063 | 17 | 0.11428 | 0.20726 | 631.37 | Cooking | Oven |  | 1
Equipment | Energy Star convection oven | Energy Star convection oven meeting ENERGY STAR Version 3.0 Standards | One Standard Economy-Grade Full-Size Convection Oven | Commercial | Turnover | Warehouse | FPL Blend | Per Unit | 12059 | 10122 | 1937 | 0.16063 | 17 | 0.11428 | 0.20726 | 631.37 | Cooking | Oven |  | 1
Equipment | Energy Star convection oven | Energy Star convection oven meeting ENERGY STAR Version 3.0 Standards | One Standard Economy-Grade Full-Size Convection Oven | Commercial | New | Warehouse | FPL Blend | Per Unit | 12059 | 10122 | 1937 | 0.16063 | 17 | 0.11428 | 0.20726 | 631.37 | Cooking | Oven |  | 1
Equipment | Energy Star Vending Machine | One Refrigerated Vending Machine meeting ENERGY STAR Version 4.0 Standards | One Refrigerated Vending Machine meeting ENERGY STARÂ® 1.0 Standards | Commercial | Turnover | Assembly | FPL Blend | Per Unit | 1460.37 | 934.63 | 525.74 | 0.36 | 14 | 0.078861 | 0.062563 | 514 | Refrigeration | Vending and ice makers |  | 1
Equipment | Energy Star Vending Machine | One Refrigerated Vending Machine meeting ENERGY STAR Version 4.0 Standards | One Refrigerated Vending Machine meeting ENERGY STARÂ® 1.0 Standards | Commercial | New | Assembly | FPL Blend | Per Unit | 1460.37 | 934.63 | 525.74 | 0.36 | 14 | 0.078861 | 0.062563 | 514 | Refrigeration | Vending and ice makers |  | 1
Equipment | Energy Star Vending Machine | One Refrigerated Vending Machine meeting ENERGY STAR Version 4.0 Standards | One Refrigerated Vending Machine meeting ENERGY STARÂ® 1.0 Standards | Commercial | Turnover | College and University | FPL Blend | Per Unit | 1460.37 | 934.63 | 525.74 | 0.36 | 14 | 0.078861 | 0.062563 | 514 | Refrigeration | Vending and ice makers |  | 1
Equipment | Energy Star Vending Machine | One Refrigerated Vending Machine meeting ENERGY STAR Version 4.0 Standards | One Refrigerated Vending Machine meeting ENERGY STARÂ® 1.0 Standards | Commercial | New | College and University | FPL Blend | Per Unit | 1460.37 | 934.63 | 525.74 | 0.36 | 14 | 0.078861 | 0.062563 | 514 | Refrigeration | Vending and ice makers |  | 1
Equipment | Energy Star Vending Machine | One Refrigerated Vending Machine meeting ENERGY STAR Version 4.0 Standards | One Refrigerated Vending Machine meeting ENERGY STARÂ® 1.0 Standards | Commercial | Turnover | Data Center | FPL Blend | Per Unit | 1460.37 | 934.63 | 525.74 | 0.36 | 14 | 0.075181 | 0.060986 | 514 | Refrigeration | Vending and ice makers |  | 1
Equipment | Energy Star Vending Machine | One Refrigerated Vending Machine meeting ENERGY STAR Version 4.0 Standards | One Refrigerated Vending Machine meeting ENERGY STARÂ® 1.0 Standards | Commercial | New | Data Center | FPL Blend | Per Unit | 1460.37 | 934.63 | 525.74 | 0.36 | 14 | 0.075181 | 0.060986 | 514 | Refrigeration | Vending and ice makers |  | 1
Equipment | Energy Star Vending Machine | One Refrigerated Vending Machine meeting ENERGY STAR Version 4.0 Standards | One Refrigerated Vending Machine meeting ENERGY STARÂ® 1.0 Standards | Commercial | Turnover | Grocery | FPL Blend | Per Unit | 1460.37 | 934.63 | 525.74 | 0.36 | 14 | 0.078861 | 0.062563 | 514 | Refrigeration | Vending and ice makers |  | 1
Equipment | Energy Star Vending Machine | One Refrigerated Vending Machine meeting ENERGY STAR Version 4.0 Standards | One Refrigerated Vending Machine meeting ENERGY STARÂ® 1.0 Standards | Commercial | New | Grocery | FPL Blend | Per Unit | 1460.37 | 934.63 | 525.74 | 0.36 | 14 | 0.078861 | 0.062563 | 514 | Refrigeration | Vending and ice makers |  | 1
Equipment | Energy Star Vending Machine | One Refrigerated Vending Machine meeting ENERGY STAR Version 4.0 Standards | One Refrigerated Vending Machine meeting ENERGY STARÂ® 1.0 Standards | Commercial | Turnover | Healthcare | FPL Blend | Per Unit | 1460.37 | 934.63 | 525.74 | 0.36 | 14 | 0.078861 | 0.062563 | 514 | Refrigeration | Vending and ice makers |  | 1
Equipment | Energy Star Vending Machine | One Refrigerated Vending Machine meeting ENERGY STAR Version 4.0 Standards | One Refrigerated Vending Machine meeting ENERGY STARÂ® 1.0 Standards | Commercial | New | Healthcare | FPL Blend | Per Unit | 1460.37 | 934.63 | 525.74 | 0.36 | 14 | 0.078861 | 0.062563 | 514 | Refrigeration | Vending and ice makers |  | 1
Equipment | Energy Star Vending Machine | One Refrigerated Vending Machine meeting ENERGY STAR Version 4.0 Standards | One Refrigerated Vending Machine meeting ENERGY STARÂ® 1.0 Standards | Commercial | Turnover | Hospitals | FPL Blend | Per Unit | 1460.37 | 934.63 | 525.74 | 0.36 | 14 | 0.078861 | 0.062563 | 514 | Refrigeration | Vending and ice makers |  | 1
Equipment | Energy Star Vending Machine | One Refrigerated Vending Machine meeting ENERGY STAR Version 4.0 Standards | One Refrigerated Vending Machine meeting ENERGY STARÂ® 1.0 Standards | Commercial | New | Hospitals | FPL Blend | Per Unit | 1460.37 | 934.63 | 525.74 | 0.36 | 14 | 0.078861 | 0.062563 | 514 | Refrigeration | Vending and ice makers |  | 1
Equipment | Energy Star Vending Machine | One Refrigerated Vending Machine meeting ENERGY STAR Version 4.0 Standards | One Refrigerated Vending Machine meeting ENERGY STARÂ® 1.0 Standards | Commercial | Turnover | Institutional | FPL Blend | Per Unit | 1460.37 | 934.63 | 525.74 | 0.36 | 14 | 0.075181 | 0.060986 | 514 | Refrigeration | Vending and ice makers |  | 1
Equipment | Energy Star Vending Machine | One Refrigerated Vending Machine meeting ENERGY STAR Version 4.0 Standards | One Refrigerated Vending Machine meeting ENERGY STARÂ® 1.0 Standards | Commercial | New | Institutional | FPL Blend | Per Unit | 1460.37 | 934.63 | 525.74 | 0.36 | 14 | 0.075181 | 0.060986 | 514 | Refrigeration | Vending and ice makers |  | 1
Equipment | Energy Star Vending Machine | One Refrigerated Vending Machine meeting ENERGY STAR Version 4.0 Standards | One Refrigerated Vending Machine meeting ENERGY STARÂ® 1.0 Standards | Commercial | Turnover | Lodging/Hospitality | FPL Blend | Per Unit | 1460.37 | 934.63 | 525.74 | 0.36 | 14 | 0.078861 | 0.062563 | 514 | Refrigeration | Vending and ice makers |  | 1
Equipment | Energy Star Vending Machine | One Refrigerated Vending Machine meeting ENERGY STAR Version 4.0 Standards | One Refrigerated Vending Machine meeting ENERGY STARÂ® 1.0 Standards | Commercial | New | Lodging/Hospitality | FPL Blend | Per Unit | 1460.37 | 934.63 | 525.74 | 0.36 | 14 | 0.078861 | 0.062563 | 514 | Refrigeration | Vending and ice makers |  | 1
Equipment | Energy Star Vending Machine | One Refrigerated Vending Machine meeting ENERGY STAR Version 4.0 Standards | One Refrigerated Vending Machine meeting ENERGY STARÂ® 1.0 Standards | Commercial | Turnover | Miscellaneous | FPL Blend | Per Unit | 1460.37 | 934.63 | 525.74 | 0.36 | 14 | 0.075181 | 0.060986 | 514 | Refrigeration | Vending and ice makers |  | 1
Equipment | Energy Star Vending Machine | One Refrigerated Vending Machine meeting ENERGY STAR Version 4.0 Standards | One Refrigerated Vending Machine meeting ENERGY STARÂ® 1.0 Standards | Commercial | New | Miscellaneous | FPL Blend | Per Unit | 1460.37 | 934.63 | 525.74 | 0.36 | 14 | 0.075181 | 0.060986 | 514 | Refrigeration | Vending and ice makers |  | 1
Equipment | Energy Star Vending Machine | One Refrigerated Vending Machine meeting ENERGY STAR Version 4.0 Standards | One Refrigerated Vending Machine meeting ENERGY STARÂ® 1.0 Standards | Commercial | Turnover | Offices | FPL Blend | Per Unit | 1460.37 | 934.63 | 525.74 | 0.36 | 14 | 0.075181 | 0.060986 | 514 | Refrigeration | Vending and ice makers |  | 1
Equipment | Energy Star Vending Machine | One Refrigerated Vending Machine meeting ENERGY STAR Version 4.0 Standards | One Refrigerated Vending Machine meeting ENERGY STARÂ® 1.0 Standards | Commercial | New | Offices | FPL Blend | Per Unit | 1460.37 | 934.63 | 525.74 | 0.36 | 14 | 0.075181 | 0.060986 | 514 | Refrigeration | Vending and ice makers |  | 1
Equipment | Energy Star Vending Machine | One Refrigerated Vending Machine meeting ENERGY STAR Version 4.0 Standards | One Refrigerated Vending Machine meeting ENERGY STARÂ® 1.0 Standards | Commercial | Turnover | Restaurants | FPL Blend | Per Unit | 1460.37 | 934.63 | 525.74 | 0.36 | 14 | 0.074129 | 0.059409 | 514 | Refrigeration | Vending and ice makers |  | 1
Equipment | Energy Star Vending Machine | One Refrigerated Vending Machine meeting ENERGY STAR Version 4.0 Standards | One Refrigerated Vending Machine meeting ENERGY STARÂ® 1.0 Standards | Commercial | New | Restaurants | FPL Blend | Per Unit | 1460.37 | 934.63 | 525.74 | 0.36 | 14 | 0.074129 | 0.059409 | 514 | Refrigeration | Vending and ice makers |  | 1
Equipment | Energy Star Vending Machine | One Refrigerated Vending Machine meeting ENERGY STAR Version 4.0 Standards | One Refrigerated Vending Machine meeting ENERGY STARÂ® 1.0 Standards | Commercial | Turnover | Retail | FPL Blend | Per Unit | 1460.37 | 934.63 | 525.74 | 0.36 | 14 | 0.078861 | 0.062563 | 514 | Refrigeration | Vending and ice makers |  | 1
Equipment | Energy Star Vending Machine | One Refrigerated Vending Machine meeting ENERGY STAR Version 4.0 Standards | One Refrigerated Vending Machine meeting ENERGY STARÂ® 1.0 Standards | Commercial | New | Retail | FPL Blend | Per Unit | 1460.37 | 934.63 | 525.74 | 0.36 | 14 | 0.078861 | 0.062563 | 514 | Refrigeration | Vending and ice makers |  | 1
Equipment | Energy Star Vending Machine | One Refrigerated Vending Machine meeting ENERGY STAR Version 4.0 Standards | One Refrigerated Vending Machine meeting ENERGY STARÂ® 1.0 Standards | Commercial | Turnover | Schools K-12 | FPL Blend | Per Unit | 1460.37 | 934.63 | 525.74 | 0.36 | 14 | 0.075181 | 0.060986 | 514 | Refrigeration | Vending and ice makers |  | 1
Equipment | Energy Star Vending Machine | One Refrigerated Vending Machine meeting ENERGY STAR Version 4.0 Standards | One Refrigerated Vending Machine meeting ENERGY STARÂ® 1.0 Standards | Commercial | New | Schools K-12 | FPL Blend | Per Unit | 1460.37 | 934.63 | 525.74 | 0.36 | 14 | 0.075181 | 0.060986 | 514 | Refrigeration | Vending and ice makers |  | 1
Equipment | Energy Star Vending Machine | One Refrigerated Vending Machine meeting ENERGY STAR Version 4.0 Standards | One Refrigerated Vending Machine meeting ENERGY STARÂ® 1.0 Standards | Commercial | Turnover | Warehouse | FPL Blend | Per Unit | 1460.37 | 934.63 | 525.74 | 0.36 | 14 | 0.075181 | 0.060986 | 514 | Refrigeration | Vending and ice makers |  | 1
Equipment | Energy Star Vending Machine | One Refrigerated Vending Machine meeting ENERGY STAR Version 4.0 Standards | One Refrigerated Vending Machine meeting ENERGY STARÂ® 1.0 Standards | Commercial | New | Warehouse | FPL Blend | Per Unit | 1460.37 | 934.63 | 525.74 | 0.36 | 14 | 0.075181 | 0.060986 | 514 | Refrigeration | Vending and ice makers |  | 1
Equipment | 10HP Open Drip-Proof(ODP) Motor | High Efficiency 10 HP Open-Drip Proof Motor | 10HP Open-Drip Proof Motor with Current Minimum EPACT Efficiency | Commercial | Turnover | Assembly | FPL Blend | Per Unit | 20622.44 | 20466.72 | 155.72 | 0.007551 | 15 | 0.018064 | 0.018064 | 1035 | Ventilation and Circulation | Ventilation System |  | 1
Equipment | 10HP Open Drip-Proof(ODP) Motor | High Efficiency 10 HP Open-Drip Proof Motor | 10HP Open-Drip Proof Motor with Current Minimum EPACT Efficiency | Commercial | New | Assembly | FPL Blend | Per Unit | 20622.44 | 20466.72 | 155.72 | 0.007551 | 15 | 0.018064 | 0.018064 | 1035 | Ventilation and Circulation | Ventilation System |  | 1
Equipment | 10HP Open Drip-Proof(ODP) Motor | High Efficiency 10 HP Open-Drip Proof Motor | 10HP Open-Drip Proof Motor with Current Minimum EPACT Efficiency | Commercial | Turnover | College and University | FPL Blend | Per Unit | 20622.44 | 20466.72 | 155.72 | 0.007551 | 15 | 0.018064 | 0.018064 | 1035 | Ventilation and Circulation | Ventilation System |  | 1
Equipment | 10HP Open Drip-Proof(ODP) Motor | High Efficiency 10 HP Open-Drip Proof Motor | 10HP Open-Drip Proof Motor with Current Minimum EPACT Efficiency | Commercial | New | College and University | FPL Blend | Per Unit | 20622.44 | 20466.72 | 155.72 | 0.007551 | 15 | 0.018064 | 0.018064 | 1035 | Ventilation and Circulation | Ventilation System |  | 1
Equipment | 10HP Open Drip-Proof(ODP) Motor | High Efficiency 10 HP Open-Drip Proof Motor | 10HP Open-Drip Proof Motor with Current Minimum EPACT Efficiency | Commercial | Turnover | Data Center | FPL Blend | Per Unit | 20622.44 | 20466.72 | 155.72 | 0.007551 | 15 | 0.028497 | 0.020244 | 1035 | Ventilation and Circulation | Ventilation System |  | 1
Equipment | 10HP Open Drip-Proof(ODP) Motor | High Efficiency 10 HP Open-Drip Proof Motor | 10HP Open-Drip Proof Motor with Current Minimum EPACT Efficiency | Commercial | New | Data Center | FPL Blend | Per Unit | 20622.44 | 20466.72 | 155.72 | 0.007551 | 15 | 0.028497 | 0.020244 | 1035 | Ventilation and Circulation | Ventilation System |  | 1
Equipment | 10HP Open Drip-Proof(ODP) Motor | High Efficiency 10 HP Open-Drip Proof Motor | 10HP Open-Drip Proof Motor with Current Minimum EPACT Efficiency | Commercial | Turnover | Grocery | FPL Blend | Per Unit | 20622.44 | 20466.72 | 155.72 | 0.007551 | 15 | 0.027407 | 0.014638 | 1035 | Ventilation and Circulation | Ventilation System |  | 1
Equipment | 10HP Open Drip-Proof(ODP) Motor | High Efficiency 10 HP Open-Drip Proof Motor | 10HP Open-Drip Proof Motor with Current Minimum EPACT Efficiency | Commercial | New | Grocery | FPL Blend | Per Unit | 20622.44 | 20466.72 | 155.72 | 0.007551 | 15 | 0.027407 | 0.014638 | 1035 | Ventilation and Circulation | Ventilation System |  | 1
Equipment | 10HP Open Drip-Proof(ODP) Motor | High Efficiency 10 HP Open-Drip Proof Motor | 10HP Open-Drip Proof Motor with Current Minimum EPACT Efficiency | Commercial | Turnover | Healthcare | FPL Blend | Per Unit | 20622.44 | 20466.72 | 155.72 | 0.007551 | 15 | 0.022891 | 0.020088 | 1035 | Ventilation and Circulation | Ventilation System |  | 1
Equipment | 10HP Open Drip-Proof(ODP) Motor | High Efficiency 10 HP Open-Drip Proof Motor | 10HP Open-Drip Proof Motor with Current Minimum EPACT Efficiency | Commercial | New | Healthcare | FPL Blend | Per Unit | 20622.44 | 20466.72 | 155.72 | 0.007551 | 15 | 0.022891 | 0.020088 | 1035 | Ventilation and Circulation | Ventilation System |  | 1
Equipment | 10HP Open Drip-Proof(ODP) Motor | High Efficiency 10 HP Open-Drip Proof Motor | 10HP Open-Drip Proof Motor with Current Minimum EPACT Efficiency | Commercial | Turnover | Hospitals | FPL Blend | Per Unit | 20622.44 | 20466.72 | 155.72 | 0.007551 | 15 | 0.018064 | 0.018064 | 1035 | Ventilation and Circulation | Ventilation System |  | 1
Equipment | 10HP Open Drip-Proof(ODP) Motor | High Efficiency 10 HP Open-Drip Proof Motor | 10HP Open-Drip Proof Motor with Current Minimum EPACT Efficiency | Commercial | New | Hospitals | FPL Blend | Per Unit | 20622.44 | 20466.72 | 155.72 | 0.007551 | 15 | 0.018064 | 0.018064 | 1035 | Ventilation and Circulation | Ventilation System |  | 1
Equipment | 10HP Open Drip-Proof(ODP) Motor | High Efficiency 10 HP Open-Drip Proof Motor | 10HP Open-Drip Proof Motor with Current Minimum EPACT Efficiency | Commercial | Turnover | Institutional | FPL Blend | Per Unit | 20622.44 | 20466.72 | 155.72 | 0.007551 | 15 | 0.025538 | 0.019932 | 1035 | Ventilation and Circulation | Ventilation System |  | 1
Equipment | 10HP Open Drip-Proof(ODP) Motor | High Efficiency 10 HP Open-Drip Proof Motor | 10HP Open-Drip Proof Motor with Current Minimum EPACT Efficiency | Commercial | New | Institutional | FPL Blend | Per Unit | 20622.44 | 20466.72 | 155.72 | 0.007551 | 15 | 0.025538 | 0.019932 | 1035 | Ventilation and Circulation | Ventilation System |  | 1
Equipment | 10HP Open Drip-Proof(ODP) Motor | High Efficiency 10 HP Open-Drip Proof Motor | 10HP Open-Drip Proof Motor with Current Minimum EPACT Efficiency | Commercial | Turnover | Lodging/Hospitality | FPL Blend | Per Unit | 20622.44 | 20466.72 | 155.72 | 0.007551 | 15 | 0.020866 | 0.017129 | 1035 | Ventilation and Circulation | Ventilation System |  | 1
Equipment | 10HP Open Drip-Proof(ODP) Motor | High Efficiency 10 HP Open-Drip Proof Motor | 10HP Open-Drip Proof Motor with Current Minimum EPACT Efficiency | Commercial | New | Lodging/Hospitality | FPL Blend | Per Unit | 20622.44 | 20466.72 | 155.72 | 0.007551 | 15 | 0.020866 | 0.017129 | 1035 | Ventilation and Circulation | Ventilation System |  | 1
Equipment | 10HP Open Drip-Proof(ODP) Motor | High Efficiency 10 HP Open-Drip Proof Motor | 10HP Open-Drip Proof Motor with Current Minimum EPACT Efficiency | Commercial | Turnover | Miscellaneous | FPL Blend | Per Unit | 20622.44 | 20466.72 | 155.72 | 0.007551 | 15 | 0.028497 | 0.020244 | 1035 | Ventilation and Circulation | Ventilation System |  | 1
Equipment | 10HP Open Drip-Proof(ODP) Motor | High Efficiency 10 HP Open-Drip Proof Motor | 10HP Open-Drip Proof Motor with Current Minimum EPACT Efficiency | Commercial | New | Miscellaneous | FPL Blend | Per Unit | 20622.44 | 20466.72 | 155.72 | 0.007551 | 15 | 0.028497 | 0.020244 | 1035 | Ventilation and Circulation | Ventilation System |  | 1
Equipment | 10HP Open Drip-Proof(ODP) Motor | High Efficiency 10 HP Open-Drip Proof Motor | 10HP Open-Drip Proof Motor with Current Minimum EPACT Efficiency | Commercial | Turnover | Offices | FPL Blend | Per Unit | 20622.44 | 20466.72 | 155.72 | 0.007551 | 15 | 0.028497 | 0.020244 | 1035 | Ventilation and Circulation | Ventilation System |  | 1
Equipment | 10HP Open Drip-Proof(ODP) Motor | High Efficiency 10 HP Open-Drip Proof Motor | 10HP Open-Drip Proof Motor with Current Minimum EPACT Efficiency | Commercial | New | Offices | FPL Blend | Per Unit | 20622.44 | 20466.72 | 155.72 | 0.007551 | 15 | 0.028497 | 0.020244 | 1035 | Ventilation and Circulation | Ventilation System |  | 1
Equipment | 10HP Open Drip-Proof(ODP) Motor | High Efficiency 10 HP Open-Drip Proof Motor | 10HP Open-Drip Proof Motor with Current Minimum EPACT Efficiency | Commercial | Turnover | Restaurants | FPL Blend | Per Unit | 20622.44 | 20466.72 | 155.72 | 0.007551 | 15 | 0.023825 | 0.018219 | 1035 | Ventilation and Circulation | Ventilation System |  | 1
Equipment | 10HP Open Drip-Proof(ODP) Motor | High Efficiency 10 HP Open-Drip Proof Motor | 10HP Open-Drip Proof Motor with Current Minimum EPACT Efficiency | Commercial | New | Restaurants | FPL Blend | Per Unit | 20622.44 | 20466.72 | 155.72 | 0.007551 | 15 | 0.023825 | 0.018219 | 1035 | Ventilation and Circulation | Ventilation System |  | 1
Equipment | 10HP Open Drip-Proof(ODP) Motor | High Efficiency 10 HP Open-Drip Proof Motor | 10HP Open-Drip Proof Motor with Current Minimum EPACT Efficiency | Commercial | Turnover | Retail | FPL Blend | Per Unit | 20622.44 | 20466.72 | 155.72 | 0.007551 | 15 | 0.018064 | 0.018064 | 1035 | Ventilation and Circulation | Ventilation System |  | 1
Equipment | 10HP Open Drip-Proof(ODP) Motor | High Efficiency 10 HP Open-Drip Proof Motor | 10HP Open-Drip Proof Motor with Current Minimum EPACT Efficiency | Commercial | New | Retail | FPL Blend | Per Unit | 20622.44 | 20466.72 | 155.72 | 0.007551 | 15 | 0.018064 | 0.018064 | 1035 | Ventilation and Circulation | Ventilation System |  | 1
Equipment | 10HP Open Drip-Proof(ODP) Motor | High Efficiency 10 HP Open-Drip Proof Motor | 10HP Open-Drip Proof Motor with Current Minimum EPACT Efficiency | Commercial | Turnover | Schools K-12 | FPL Blend | Per Unit | 20622.44 | 20466.72 | 155.72 | 0.007551 | 15 | 0.028497 | 0.020244 | 1035 | Ventilation and Circulation | Ventilation System |  | 1
Equipment | 10HP Open Drip-Proof(ODP) Motor | High Efficiency 10 HP Open-Drip Proof Motor | 10HP Open-Drip Proof Motor with Current Minimum EPACT Efficiency | Commercial | New | Schools K-12 | FPL Blend | Per Unit | 20622.44 | 20466.72 | 155.72 | 0.007551 | 15 | 0.028497 | 0.020244 | 1035 | Ventilation and Circulation | Ventilation System |  | 1
Equipment | 10HP Open Drip-Proof(ODP) Motor | High Efficiency 10 HP Open-Drip Proof Motor | 10HP Open-Drip Proof Motor with Current Minimum EPACT Efficiency | Commercial | Turnover | Warehouse | FPL Blend | Per Unit | 20622.44 | 20466.72 | 155.72 | 0.007551 | 15 | 0.028497 | 0.020244 | 1035 | Ventilation and Circulation | Ventilation System |  | 1
Equipment | 10HP Open Drip-Proof(ODP) Motor | High Efficiency 10 HP Open-Drip Proof Motor | 10HP Open-Drip Proof Motor with Current Minimum EPACT Efficiency | Commercial | New | Warehouse | FPL Blend | Per Unit | 20622.44 | 20466.72 | 155.72 | 0.007551 | 15 | 0.028497 | 0.020244 | 1035 | Ventilation and Circulation | Ventilation System |  | 1
NonEquipment | Bi-Level Lighting Control (Interior) | Bi-Level Controls on Interior Lighting, 500 Watts Controlled |  | Commercial | Existing | Assembly | FPL Blend | Per 500W Controlled | 1319 | 910.11 | 408.89 | 0.31 | 8 | 0.068285 | 0.03312 | 663 | Interior Lighting |  | Overhead (fluorescent/LED/CFL U-shape) | 1
NonEquipment | Bi-Level Lighting Control (Interior) | Bi-Level Controls on Interior Lighting, 500 Watts Controlled | 500 Watts of Lighting, Manually Controlled | Commercial | New | Assembly | FPL Blend | Per 500W Controlled | 1319 | 910.11 | 408.89 | 0.31 | 8 | 0.068285 | 0.03312 | 663 | Interior Lighting |  | Overhead (fluorescent/LED/CFL U-shape) | 1
NonEquipment | Bi-Level Lighting Control (Interior) | Bi-Level Controls on Interior Lighting, 500 Watts Controlled |  | Commercial | Existing | College and University | FPL Blend | Per 500W Controlled | 1788.5 | 1234.06 | 554.44 | 0.31 | 8 | 0.064315 | 0.0499 | 663 | Interior Lighting |  | Overhead (fluorescent/LED/CFL U-shape) | 1
NonEquipment | Bi-Level Lighting Control (Interior) | Bi-Level Controls on Interior Lighting, 500 Watts Controlled | 500 Watts of Lighting, Manually Controlled | Commercial | New | College and University | FPL Blend | Per 500W Controlled | 1788.5 | 1234.06 | 554.44 | 0.31 | 8 | 0.064315 | 0.0499 | 663 | Interior Lighting |  | Overhead (fluorescent/LED/CFL U-shape) | 1
NonEquipment | Bi-Level Lighting Control (Interior) | Bi-Level Controls on Interior Lighting, 500 Watts Controlled |  | Commercial | Existing | Data Center | FPL Blend | Per 500W Controlled | 1868.5 | 1289.26 | 579.24 | 0.31 | 8 | 0.066033 | 0.073563 | 663 | Interior Lighting |  | Overhead (fluorescent/LED/CFL U-shape) | 1
NonEquipment | Bi-Level Lighting Control (Interior) | Bi-Level Controls on Interior Lighting, 500 Watts Controlled | 500 Watts of Lighting, Manually Controlled | Commercial | New | Data Center | FPL Blend | Per 500W Controlled | 1868.5 | 1289.26 | 579.24 | 0.31 | 8 | 0.066033 | 0.073563 | 663 | Interior Lighting |  | Overhead (fluorescent/LED/CFL U-shape) | 1
NonEquipment | Bi-Level Lighting Control (Interior) | Bi-Level Controls on Interior Lighting, 500 Watts Controlled |  | Commercial | Existing | Grocery | FPL Blend | Per 500W Controlled | 3450 | 2380.5 | 1069.5 | 0.31 | 8 | 0.18182 | 0.081282 | 663 | Interior Lighting |  | Overhead (fluorescent/LED/CFL U-shape) | 1
NonEquipment | Bi-Level Lighting Control (Interior) | Bi-Level Controls on Interior Lighting, 500 Watts Controlled | 500 Watts of Lighting, Manually Controlled | Commercial | New | Grocery | FPL Blend | Per 500W Controlled | 3450 | 2380.5 | 1069.5 | 0.31 | 8 | 0.18182 | 0.081282 | 663 | Interior Lighting |  | Overhead (fluorescent/LED/CFL U-shape) | 1
NonEquipment | Bi-Level Lighting Control (Interior) | Bi-Level Controls on Interior Lighting, 500 Watts Controlled |  | Commercial | Existing | Healthcare | FPL Blend | Per 500W Controlled | 1693 | 1168.17 | 524.83 | 0.31 | 8 | 0.0782 | 0.064554 | 663 | Interior Lighting |  | Overhead (fluorescent/LED/CFL U-shape) | 1
NonEquipment | Bi-Level Lighting Control (Interior) | Bi-Level Controls on Interior Lighting, 500 Watts Controlled | 500 Watts of Lighting, Manually Controlled | Commercial | New | Healthcare | FPL Blend | Per 500W Controlled | 1693 | 1168.17 | 524.83 | 0.31 | 8 | 0.0782 | 0.064554 | 663 | Interior Lighting |  | Overhead (fluorescent/LED/CFL U-shape) | 1
NonEquipment | Bi-Level Lighting Control (Interior) | Bi-Level Controls on Interior Lighting, 500 Watts Controlled |  | Commercial | Existing | Hospitals | FPL Blend | Per 500W Controlled | 2865 | 1976.85 | 888.15 | 0.31 | 8 | 0.10303 | 0.079934 | 663 | Interior Lighting |  | Overhead (fluorescent/LED/CFL U-shape) | 1
NonEquipment | Bi-Level Lighting Control (Interior) | Bi-Level Controls on Interior Lighting, 500 Watts Controlled | 500 Watts of Lighting, Manually Controlled | Commercial | New | Hospitals | FPL Blend | Per 500W Controlled | 2865 | 1976.85 | 888.15 | 0.31 | 8 | 0.10303 | 0.079934 | 663 | Interior Lighting |  | Overhead (fluorescent/LED/CFL U-shape) | 1
NonEquipment | Bi-Level Lighting Control (Interior) | Bi-Level Controls on Interior Lighting, 500 Watts Controlled |  | Commercial | Existing | Institutional | FPL Blend | Per 500W Controlled | 1736 | 1197.84 | 538.16 | 0.31 | 8 | 0.056507 | 0.076957 | 663 | Interior Lighting |  | Overhead (fluorescent/LED/CFL U-shape) | 1
NonEquipment | Bi-Level Lighting Control (Interior) | Bi-Level Controls on Interior Lighting, 500 Watts Controlled | 500 Watts of Lighting, Manually Controlled | Commercial | New | Institutional | FPL Blend | Per 500W Controlled | 1736 | 1197.84 | 538.16 | 0.31 | 8 | 0.056507 | 0.076957 | 663 | Interior Lighting |  | Overhead (fluorescent/LED/CFL U-shape) | 1
NonEquipment | Bi-Level Lighting Control (Interior) | Bi-Level Controls on Interior Lighting, 500 Watts Controlled |  | Commercial | Existing | Lodging/Hospitality | FPL Blend | Per 500W Controlled | 2421 | 1670.49 | 750.51 | 0.31 | 8 | 0.061542 | 0.087059 | 663 | Interior Lighting |  | Overhead (fluorescent/LED/CFL U-shape) | 1
NonEquipment | Bi-Level Lighting Control (Interior) | Bi-Level Controls on Interior Lighting, 500 Watts Controlled | 500 Watts of Lighting, Manually Controlled | Commercial | New | Lodging/Hospitality | FPL Blend | Per 500W Controlled | 2421 | 1670.49 | 750.51 | 0.31 | 8 | 0.061542 | 0.087059 | 663 | Interior Lighting |  | Overhead (fluorescent/LED/CFL U-shape) | 1
NonEquipment | Bi-Level Lighting Control (Interior) | Bi-Level Controls on Interior Lighting, 500 Watts Controlled |  | Commercial | Existing | Miscellaneous | FPL Blend | Per 500W Controlled | 2053.5 | 1416.91 | 636.59 | 0.31 | 8 | 0.072571 | 0.080847 | 663 | Interior Lighting |  | Overhead (fluorescent/LED/CFL U-shape) | 1
NonEquipment | Bi-Level Lighting Control (Interior) | Bi-Level Controls on Interior Lighting, 500 Watts Controlled | 500 Watts of Lighting, Manually Controlled | Commercial | New | Miscellaneous | FPL Blend | Per 500W Controlled | 2053.5 | 1416.91 | 636.59 | 0.31 | 8 | 0.072571 | 0.080847 | 663 | Interior Lighting |  | Overhead (fluorescent/LED/CFL U-shape) | 1
NonEquipment | Bi-Level Lighting Control (Interior) | Bi-Level Controls on Interior Lighting, 500 Watts Controlled |  | Commercial | Existing | Offices | FPL Blend | Per 500W Controlled | 1870 | 1290.3 | 579.7 | 0.31 | 8 | 0.066086 | 0.073622 | 663 | Interior Lighting |  | Overhead (fluorescent/LED/CFL U-shape) | 1
NonEquipment | Bi-Level Lighting Control (Interior) | Bi-Level Controls on Interior Lighting, 500 Watts Controlled | 500 Watts of Lighting, Manually Controlled | Commercial | New | Offices | FPL Blend | Per 500W Controlled | 1870 | 1290.3 | 579.7 | 0.31 | 8 | 0.066086 | 0.073622 | 663 | Interior Lighting |  | Overhead (fluorescent/LED/CFL U-shape) | 1
NonEquipment | Bi-Level Lighting Control (Interior) | Bi-Level Controls on Interior Lighting, 500 Watts Controlled |  | Commercial | Existing | Restaurants | FPL Blend | Per 500W Controlled | 2639 | 1820.91 | 818.09 | 0.31 | 8 | 0.12271 | 0.071174 | 663 | Interior Lighting |  | Overhead (fluorescent/LED/CFL U-shape) | 1
NonEquipment | Bi-Level Lighting Control (Interior) | Bi-Level Controls on Interior Lighting, 500 Watts Controlled | 500 Watts of Lighting, Manually Controlled | Commercial | New | Restaurants | FPL Blend | Per 500W Controlled | 2639 | 1820.91 | 818.09 | 0.31 | 8 | 0.12271 | 0.071174 | 663 | Interior Lighting |  | Overhead (fluorescent/LED/CFL U-shape) | 1
NonEquipment | Bi-Level Lighting Control (Interior) | Bi-Level Controls on Interior Lighting, 500 Watts Controlled |  | Commercial | Existing | Retail | FPL Blend | Per 500W Controlled | 1834 | 1265.46 | 568.54 | 0.31 | 8 | 0.095515 | 0.044346 | 663 | Interior Lighting |  | Overhead (fluorescent/LED/CFL U-shape) | 1
NonEquipment | Bi-Level Lighting Control (Interior) | Bi-Level Controls on Interior Lighting, 500 Watts Controlled | 500 Watts of Lighting, Manually Controlled | Commercial | New | Retail | FPL Blend | Per 500W Controlled | 1834 | 1265.46 | 568.54 | 0.31 | 8 | 0.095515 | 0.044346 | 663 | Interior Lighting |  | Overhead (fluorescent/LED/CFL U-shape) | 1
NonEquipment | Bi-Level Lighting Control (Interior) | Bi-Level Controls on Interior Lighting, 500 Watts Controlled |  | Commercial | Existing | Schools K-12 | FPL Blend | Per 500W Controlled | 1388.5 | 958.06 | 430.44 | 0.31 | 8 | 0.045627 | 0.051222 | 663 | Interior Lighting |  | Overhead (fluorescent/LED/CFL U-shape) | 1
NonEquipment | Bi-Level Lighting Control (Interior) | Bi-Level Controls on Interior Lighting, 500 Watts Controlled | 500 Watts of Lighting, Manually Controlled | Commercial | New | Schools K-12 | FPL Blend | Per 500W Controlled | 1388.5 | 958.06 | 430.44 | 0.31 | 8 | 0.045627 | 0.051222 | 663 | Interior Lighting |  | Overhead (fluorescent/LED/CFL U-shape) | 1
NonEquipment | Bi-Level Lighting Control (Interior) | Bi-Level Controls on Interior Lighting, 500 Watts Controlled |  | Commercial | Existing | Warehouse | FPL Blend | Per 500W Controlled | 1824.5 | 1258.9 | 565.6 | 0.31 | 8 | 0.095021 | 0.067872 | 663 | Interior Lighting |  | Overhead (fluorescent/LED/CFL U-shape) | 1
NonEquipment | Bi-Level Lighting Control (Interior) | Bi-Level Controls on Interior Lighting, 500 Watts Controlled | 500 Watts of Lighting, Manually Controlled | Commercial | New | Warehouse | FPL Blend | Per 500W Controlled | 1824.5 | 1258.9 | 565.6 | 0.31 | 8 | 0.095021 | 0.067872 | 663 | Interior Lighting |  | Overhead (fluorescent/LED/CFL U-shape) | 1
NonEquipment | Drain water heat recovery | Hot Water Loop with 50 Gallon Electric Resistance Heater and Drain Water Heat Exchanger |  | Commercial | Existing | Assembly | FPL Blend | Per End Use Consumption | 6936.04 | 5851.25 | 1084.79 | 0.1564 | 30 | 0.13488 | 0.20542 | 763.41 | Domestic Hot Water |  | Centralized water heaters | 2
NonEquipment | Drain water heat recovery | Hot Water Loop with 50 Gallon Electric Resistance Heater and Drain Water Heat Exchanger | Standard Hot Water Loop with 50 Gallon Electric Resistance Heater, No Drain Water Heat Recovery | Commercial | New | Assembly | FPL Blend | Per End Use Consumption | 6936.04 | 5851.25 | 1084.79 | 0.1564 | 30 | 0.13488 | 0.20542 | 763.41 | Domestic Hot Water |  | Centralized water heaters | 2
NonEquipment | Drain water heat recovery | Hot Water Loop with 50 Gallon Electric Resistance Heater and Drain Water Heat Exchanger |  | Commercial | Existing | College and University | FPL Blend | Per End Use Consumption | 159529.03 | 134578.69 | 24950.34 | 0.1564 | 30 | 2.2879 | 2.7786 | 7634.1 | Domestic Hot Water |  | Centralized water heaters | 2
NonEquipment | Drain water heat recovery | Hot Water Loop with 50 Gallon Electric Resistance Heater and Drain Water Heat Exchanger | Standard Hot Water Loop with 50 Gallon Electric Resistance Heater, No Drain Water Heat Recovery | Commercial | New | College and University | FPL Blend | Per End Use Consumption | 159529.03 | 134578.69 | 24950.34 | 0.1564 | 30 | 2.2879 | 2.7786 | 7634.1 | Domestic Hot Water |  | Centralized water heaters | 2
NonEquipment | Drain water heat recovery | Hot Water Loop with 50 Gallon Electric Resistance Heater and Drain Water Heat Exchanger |  | Commercial | Existing | Data Center | FPL Blend | Per End Use Consumption | 13872.09 | 11702.49 | 2169.6 | 0.1564 | 30 | 0.19895 | 0.24162 | 15268.2 | Domestic Hot Water |  | Centralized water heaters | 2
NonEquipment | Drain water heat recovery | Hot Water Loop with 50 Gallon Electric Resistance Heater and Drain Water Heat Exchanger | Standard Hot Water Loop with 50 Gallon Electric Resistance Heater, No Drain Water Heat Recovery | Commercial | New | Data Center | FPL Blend | Per End Use Consumption | 13872.09 | 11702.49 | 2169.6 | 0.1564 | 30 | 0.19895 | 0.24162 | 15268.2 | Domestic Hot Water |  | Centralized water heaters | 2
NonEquipment | Drain water heat recovery | Hot Water Loop with 50 Gallon Electric Resistance Heater and Drain Water Heat Exchanger |  | Commercial | Existing | Grocery | FPL Blend | Per End Use Consumption | 9248.06 | 7801.66 | 1446.4 | 0.1564 | 30 | 0.17984 | 0.2739 | 763.41 | Domestic Hot Water |  | Centralized water heaters | 2
NonEquipment | Drain water heat recovery | Hot Water Loop with 50 Gallon Electric Resistance Heater and Drain Water Heat Exchanger | Standard Hot Water Loop with 50 Gallon Electric Resistance Heater, No Drain Water Heat Recovery | Commercial | New | Grocery | FPL Blend | Per End Use Consumption | 9248.06 | 7801.66 | 1446.4 | 0.1564 | 30 | 0.17984 | 0.2739 | 763.41 | Domestic Hot Water |  | Centralized water heaters | 2
NonEquipment | Drain water heat recovery | Hot Water Loop with 50 Gallon Electric Resistance Heater and Drain Water Heat Exchanger |  | Commercial | Existing | Healthcare | FPL Blend | Per End Use Consumption | 279753.81 | 236000.31 | 43753.5 | 0.1564 | 30 | 4.0121 | 4.8726 | 763.41 | Domestic Hot Water |  | Centralized water heaters | 2
NonEquipment | Drain water heat recovery | Hot Water Loop with 50 Gallon Electric Resistance Heater and Drain Water Heat Exchanger | Standard Hot Water Loop with 50 Gallon Electric Resistance Heater, No Drain Water Heat Recovery | Commercial | New | Healthcare | FPL Blend | Per End Use Consumption | 279753.81 | 236000.31 | 43753.5 | 0.1564 | 30 | 4.0121 | 4.8726 | 763.41 | Domestic Hot Water |  | Centralized water heaters | 2
NonEquipment | Drain water heat recovery | Hot Water Loop with 50 Gallon Electric Resistance Heater and Drain Water Heat Exchanger |  | Commercial | Existing | Hospitals | FPL Blend | Per End Use Consumption | 554883.58 | 468099.79 | 86783.79 | 0.1564 | 30 | 7.9579 | 9.6647 | 11451.15 | Domestic Hot Water |  | Centralized water heaters | 2
NonEquipment | Drain water heat recovery | Hot Water Loop with 50 Gallon Electric Resistance Heater and Drain Water Heat Exchanger | Standard Hot Water Loop with 50 Gallon Electric Resistance Heater, No Drain Water Heat Recovery | Commercial | New | Hospitals | FPL Blend | Per End Use Consumption | 554883.58 | 468099.79 | 86783.79 | 0.1564 | 30 | 7.9579 | 9.6647 | 11451.15 | Domestic Hot Water |  | Centralized water heaters | 2
NonEquipment | Drain water heat recovery | Hot Water Loop with 50 Gallon Electric Resistance Heater and Drain Water Heat Exchanger |  | Commercial | Existing | Institutional | FPL Blend | Per End Use Consumption | 66586.03 | 56171.97 | 10414.06 | 0.1564 | 30 | 0.95494 | 1.1598 | 19085.25 | Domestic Hot Water |  | Centralized water heaters | 2
NonEquipment | Drain water heat recovery | Hot Water Loop with 50 Gallon Electric Resistance Heater and Drain Water Heat Exchanger | Standard Hot Water Loop with 50 Gallon Electric Resistance Heater, No Drain Water Heat Recovery | Commercial | New | Institutional | FPL Blend | Per End Use Consumption | 66586.03 | 56171.97 | 10414.06 | 0.1564 | 30 | 0.95494 | 1.1598 | 19085.25 | Domestic Hot Water |  | Centralized water heaters | 2
NonEquipment | Drain water heat recovery | Hot Water Loop with 50 Gallon Electric Resistance Heater and Drain Water Heat Exchanger |  | Commercial | Existing | Lodging/Hospitality | FPL Blend | Per End Use Consumption | 416162.69 | 351074.84 | 65087.85 | 0.1564 | 30 | 2.5611 | 10.2691 | 2290.23 | Domestic Hot Water |  | Centralized water heaters | 2
NonEquipment | Drain water heat recovery | Hot Water Loop with 50 Gallon Electric Resistance Heater and Drain Water Heat Exchanger | Standard Hot Water Loop with 50 Gallon Electric Resistance Heater, No Drain Water Heat Recovery | Commercial | New | Lodging/Hospitality | FPL Blend | Per End Use Consumption | 416162.69 | 351074.84 | 65087.85 | 0.1564 | 30 | 2.5611 | 10.2691 | 2290.23 | Domestic Hot Water |  | Centralized water heaters | 2
NonEquipment | Drain water heat recovery | Hot Water Loop with 50 Gallon Electric Resistance Heater and Drain Water Heat Exchanger |  | Commercial | Existing | Miscellaneous | FPL Blend | Per End Use Consumption | 57800.37 | 48760.39 | 9039.98 | 0.1564 | 30 | 1.124 | 1.7118 | 15268.2 | Domestic Hot Water |  | Centralized water heaters | 2
NonEquipment | Drain water heat recovery | Hot Water Loop with 50 Gallon Electric Resistance Heater and Drain Water Heat Exchanger | Standard Hot Water Loop with 50 Gallon Electric Resistance Heater, No Drain Water Heat Recovery | Commercial | New | Miscellaneous | FPL Blend | Per End Use Consumption | 57800.37 | 48760.39 | 9039.98 | 0.1564 | 30 | 1.124 | 1.7118 | 15268.2 | Domestic Hot Water |  | Centralized water heaters | 2
NonEquipment | Drain water heat recovery | Hot Water Loop with 50 Gallon Electric Resistance Heater and Drain Water Heat Exchanger |  | Commercial | Existing | Offices | FPL Blend | Per End Use Consumption | 23120.15 | 19504.16 | 3615.99 | 0.1564 | 30 | 0.4496 | 0.68474 | 2290.23 | Domestic Hot Water |  | Centralized water heaters | 2
NonEquipment | Drain water heat recovery | Hot Water Loop with 50 Gallon Electric Resistance Heater and Drain Water Heat Exchanger | Standard Hot Water Loop with 50 Gallon Electric Resistance Heater, No Drain Water Heat Recovery | Commercial | New | Offices | FPL Blend | Per End Use Consumption | 23120.15 | 19504.16 | 3615.99 | 0.1564 | 30 | 0.4496 | 0.68474 | 2290.23 | Domestic Hot Water |  | Centralized water heaters | 2
NonEquipment | Drain water heat recovery | Hot Water Loop with 50 Gallon Electric Resistance Heater and Drain Water Heat Exchanger |  | Commercial | Existing | Restaurants | FPL Blend | Per End Use Consumption | 41200.11 | 34756.41 | 6443.7 | 0.1564 | 30 | 0.80118 | 1.2202 | 1526.82 | Domestic Hot Water |  | Centralized water heaters | 2
NonEquipment | Drain water heat recovery | Hot Water Loop with 50 Gallon Electric Resistance Heater and Drain Water Heat Exchanger | Standard Hot Water Loop with 50 Gallon Electric Resistance Heater, No Drain Water Heat Recovery | Commercial | New | Restaurants | FPL Blend | Per End Use Consumption | 41200.11 | 34756.41 | 6443.7 | 0.1564 | 30 | 0.80118 | 1.2202 | 1526.82 | Domestic Hot Water |  | Centralized water heaters | 2
NonEquipment | Drain water heat recovery | Hot Water Loop with 50 Gallon Electric Resistance Heater and Drain Water Heat Exchanger |  | Commercial | Existing | Retail | FPL Blend | Per End Use Consumption | 2890.08 | 2438.07 | 452.01 | 0.1564 | 30 | 0.056201 | 0.085594 | 2290.23 | Domestic Hot Water |  | Centralized water heaters | 2
NonEquipment | Drain water heat recovery | Hot Water Loop with 50 Gallon Electric Resistance Heater and Drain Water Heat Exchanger | Standard Hot Water Loop with 50 Gallon Electric Resistance Heater, No Drain Water Heat Recovery | Commercial | New | Retail | FPL Blend | Per End Use Consumption | 2890.08 | 2438.07 | 452.01 | 0.1564 | 30 | 0.056201 | 0.085594 | 2290.23 | Domestic Hot Water |  | Centralized water heaters | 2
NonEquipment | Drain water heat recovery | Hot Water Loop with 50 Gallon Electric Resistance Heater and Drain Water Heat Exchanger |  | Commercial | Existing | Schools K-12 | FPL Blend | Per End Use Consumption | 13872.09 | 11702.49 | 2169.6 | 0.1564 | 30 | 0.26976 | 0.41084 | 763.41 | Domestic Hot Water |  | Centralized water heaters | 2
NonEquipment | Drain water heat recovery | Hot Water Loop with 50 Gallon Electric Resistance Heater and Drain Water Heat Exchanger | Standard Hot Water Loop with 50 Gallon Electric Resistance Heater, No Drain Water Heat Recovery | Commercial | New | Schools K-12 | FPL Blend | Per End Use Consumption | 13872.09 | 11702.49 | 2169.6 | 0.1564 | 30 | 0.26976 | 0.41084 | 763.41 | Domestic Hot Water |  | Centralized water heaters | 2
NonEquipment | Drain water heat recovery | Hot Water Loop with 50 Gallon Electric Resistance Heater and Drain Water Heat Exchanger |  | Commercial | Existing | Warehouse | FPL Blend | Per End Use Consumption | 4624.03 | 3900.83 | 723.2 | 0.1564 | 30 | 0.08992 | 0.13695 | 763.41 | Domestic Hot Water |  | Centralized water heaters | 2
NonEquipment | Drain water heat recovery | Hot Water Loop with 50 Gallon Electric Resistance Heater and Drain Water Heat Exchanger | Standard Hot Water Loop with 50 Gallon Electric Resistance Heater, No Drain Water Heat Recovery | Commercial | New | Warehouse | FPL Blend | Per End Use Consumption | 4624.03 | 3900.83 | 723.2 | 0.1564 | 30 | 0.08992 | 0.13695 | 763.41 | Domestic Hot Water |  | Centralized water heaters | 2
NonEquipment | Drain water heat recovery | Hot Water Loop with 50 Gallon Electric Resistance Heater and Drain Water Heat Exchanger |  | Commercial | Existing | Assembly | FPL Blend | Per End Use Consumption | 6936.04 | 5851.25 | 1084.79 | 0.1564 | 30 | 0.13488 | 0.20542 | 763.41 | Domestic Hot Water |  | "Point-of-Use" water heaters | 2
NonEquipment | Drain water heat recovery | Hot Water Loop with 50 Gallon Electric Resistance Heater and Drain Water Heat Exchanger | Standard Hot Water Loop with 50 Gallon Electric Resistance Heater, No Drain Water Heat Recovery | Commercial | New | Assembly | FPL Blend | Per End Use Consumption | 6936.04 | 5851.25 | 1084.79 | 0.1564 | 30 | 0.13488 | 0.20542 | 763.41 | Domestic Hot Water |  | "Point-of-Use" water heaters | 2
NonEquipment | Drain water heat recovery | Hot Water Loop with 50 Gallon Electric Resistance Heater and Drain Water Heat Exchanger |  | Commercial | Existing | College and University | FPL Blend | Per End Use Consumption | 159529.03 | 134578.69 | 24950.34 | 0.1564 | 30 | 2.2879 | 2.7786 | 7634.1 | Domestic Hot Water |  | "Point-of-Use" water heaters | 2
NonEquipment | Drain water heat recovery | Hot Water Loop with 50 Gallon Electric Resistance Heater and Drain Water Heat Exchanger | Standard Hot Water Loop with 50 Gallon Electric Resistance Heater, No Drain Water Heat Recovery | Commercial | New | College and University | FPL Blend | Per End Use Consumption | 159529.03 | 134578.69 | 24950.34 | 0.1564 | 30 | 2.2879 | 2.7786 | 7634.1 | Domestic Hot Water |  | "Point-of-Use" water heaters | 2
NonEquipment | Drain water heat recovery | Hot Water Loop with 50 Gallon Electric Resistance Heater and Drain Water Heat Exchanger |  | Commercial | Existing | Data Center | FPL Blend | Per End Use Consumption | 13872.09 | 11702.49 | 2169.6 | 0.1564 | 30 | 0.19895 | 0.24162 | 15268.2 | Domestic Hot Water |  | "Point-of-Use" water heaters | 2
NonEquipment | Drain water heat recovery | Hot Water Loop with 50 Gallon Electric Resistance Heater and Drain Water Heat Exchanger | Standard Hot Water Loop with 50 Gallon Electric Resistance Heater, No Drain Water Heat Recovery | Commercial | New | Data Center | FPL Blend | Per End Use Consumption | 13872.09 | 11702.49 | 2169.6 | 0.1564 | 30 | 0.19895 | 0.24162 | 15268.2 | Domestic Hot Water |  | "Point-of-Use" water heaters | 2
NonEquipment | Drain water heat recovery | Hot Water Loop with 50 Gallon Electric Resistance Heater and Drain Water Heat Exchanger |  | Commercial | Existing | Grocery | FPL Blend | Per End Use Consumption | 9248.06 | 7801.66 | 1446.4 | 0.1564 | 30 | 0.17984 | 0.2739 | 763.41 | Domestic Hot Water |  | "Point-of-Use" water heaters | 2
NonEquipment | Drain water heat recovery | Hot Water Loop with 50 Gallon Electric Resistance Heater and Drain Water Heat Exchanger | Standard Hot Water Loop with 50 Gallon Electric Resistance Heater, No Drain Water Heat Recovery | Commercial | New | Grocery | FPL Blend | Per End Use Consumption | 9248.06 | 7801.66 | 1446.4 | 0.1564 | 30 | 0.17984 | 0.2739 | 763.41 | Domestic Hot Water |  | "Point-of-Use" water heaters | 2
NonEquipment | Drain water heat recovery | Hot Water Loop with 50 Gallon Electric Resistance Heater and Drain Water Heat Exchanger |  | Commercial | Existing | Healthcare | FPL Blend | Per End Use Consumption | 279753.81 | 236000.31 | 43753.5 | 0.1564 | 30 | 4.0121 | 4.8726 | 763.41 | Domestic Hot Water |  | "Point-of-Use" water heaters | 2
NonEquipment | Drain water heat recovery | Hot Water Loop with 50 Gallon Electric Resistance Heater and Drain Water Heat Exchanger | Standard Hot Water Loop with 50 Gallon Electric Resistance Heater, No Drain Water Heat Recovery | Commercial | New | Healthcare | FPL Blend | Per End Use Consumption | 279753.81 | 236000.31 | 43753.5 | 0.1564 | 30 | 4.0121 | 4.8726 | 763.41 | Domestic Hot Water |  | "Point-of-Use" water heaters | 2
NonEquipment | Drain water heat recovery | Hot Water Loop with 50 Gallon Electric Resistance Heater and Drain Water Heat Exchanger |  | Commercial | Existing | Hospitals | FPL Blend | Per End Use Consumption | 554883.58 | 468099.79 | 86783.79 | 0.1564 | 30 | 7.9579 | 9.6647 | 11451.15 | Domestic Hot Water |  | "Point-of-Use" water heaters | 2
NonEquipment | Drain water heat recovery | Hot Water Loop with 50 Gallon Electric Resistance Heater and Drain Water Heat Exchanger | Standard Hot Water Loop with 50 Gallon Electric Resistance Heater, No Drain Water Heat Recovery | Commercial | New | Hospitals | FPL Blend | Per End Use Consumption | 554883.58 | 468099.79 | 86783.79 | 0.1564 | 30 | 7.9579 | 9.6647 | 11451.15 | Domestic Hot Water |  | "Point-of-Use" water heaters | 2
NonEquipment | Drain water heat recovery | Hot Water Loop with 50 Gallon Electric Resistance Heater and Drain Water Heat Exchanger |  | Commercial | Existing | Institutional | FPL Blend | Per End Use Consumption | 66586.03 | 56171.97 | 10414.06 | 0.1564 | 30 | 0.95494 | 1.1598 | 19085.25 | Domestic Hot Water |  | "Point-of-Use" water heaters | 2
NonEquipment | Drain water heat recovery | Hot Water Loop with 50 Gallon Electric Resistance Heater and Drain Water Heat Exchanger | Standard Hot Water Loop with 50 Gallon Electric Resistance Heater, No Drain Water Heat Recovery | Commercial | New | Institutional | FPL Blend | Per End Use Consumption | 66586.03 | 56171.97 | 10414.06 | 0.1564 | 30 | 0.95494 | 1.1598 | 19085.25 | Domestic Hot Water |  | "Point-of-Use" water heaters | 2
NonEquipment | Drain water heat recovery | Hot Water Loop with 50 Gallon Electric Resistance Heater and Drain Water Heat Exchanger |  | Commercial | Existing | Lodging/Hospitality | FPL Blend | Per End Use Consumption | 416162.69 | 351074.84 | 65087.85 | 0.1564 | 30 | 2.5611 | 10.2691 | 2290.23 | Domestic Hot Water |  | "Point-of-Use" water heaters | 2
NonEquipment | Drain water heat recovery | Hot Water Loop with 50 Gallon Electric Resistance Heater and Drain Water Heat Exchanger | Standard Hot Water Loop with 50 Gallon Electric Resistance Heater, No Drain Water Heat Recovery | Commercial | New | Lodging/Hospitality | FPL Blend | Per End Use Consumption | 416162.69 | 351074.84 | 65087.85 | 0.1564 | 30 | 2.5611 | 10.2691 | 2290.23 | Domestic Hot Water |  | "Point-of-Use" water heaters | 2
NonEquipment | Drain water heat recovery | Hot Water Loop with 50 Gallon Electric Resistance Heater and Drain Water Heat Exchanger |  | Commercial | Existing | Miscellaneous | FPL Blend | Per End Use Consumption | 57800.37 | 48760.39 | 9039.98 | 0.1564 | 30 | 1.124 | 1.7118 | 15268.2 | Domestic Hot Water |  | "Point-of-Use" water heaters | 2
NonEquipment | Drain water heat recovery | Hot Water Loop with 50 Gallon Electric Resistance Heater and Drain Water Heat Exchanger | Standard Hot Water Loop with 50 Gallon Electric Resistance Heater, No Drain Water Heat Recovery | Commercial | New | Miscellaneous | FPL Blend | Per End Use Consumption | 57800.37 | 48760.39 | 9039.98 | 0.1564 | 30 | 1.124 | 1.7118 | 15268.2 | Domestic Hot Water |  | "Point-of-Use" water heaters | 2
NonEquipment | Drain water heat recovery | Hot Water Loop with 50 Gallon Electric Resistance Heater and Drain Water Heat Exchanger |  | Commercial | Existing | Offices | FPL Blend | Per End Use Consumption | 23120.15 | 19504.16 | 3615.99 | 0.1564 | 30 | 0.4496 | 0.68474 | 2290.23 | Domestic Hot Water |  | "Point-of-Use" water heaters | 2
NonEquipment | Drain water heat recovery | Hot Water Loop with 50 Gallon Electric Resistance Heater and Drain Water Heat Exchanger | Standard Hot Water Loop with 50 Gallon Electric Resistance Heater, No Drain Water Heat Recovery | Commercial | New | Offices | FPL Blend | Per End Use Consumption | 23120.15 | 19504.16 | 3615.99 | 0.1564 | 30 | 0.4496 | 0.68474 | 2290.23 | Domestic Hot Water |  | "Point-of-Use" water heaters | 2
NonEquipment | Drain water heat recovery | Hot Water Loop with 50 Gallon Electric Resistance Heater and Drain Water Heat Exchanger |  | Commercial | Existing | Restaurants | FPL Blend | Per End Use Consumption | 41200.11 | 34756.41 | 6443.7 | 0.1564 | 30 | 0.80118 | 1.2202 | 1526.82 | Domestic Hot Water |  | "Point-of-Use" water heaters | 2
NonEquipment | Drain water heat recovery | Hot Water Loop with 50 Gallon Electric Resistance Heater and Drain Water Heat Exchanger | Standard Hot Water Loop with 50 Gallon Electric Resistance Heater, No Drain Water Heat Recovery | Commercial | New | Restaurants | FPL Blend | Per End Use Consumption | 41200.11 | 34756.41 | 6443.7 | 0.1564 | 30 | 0.80118 | 1.2202 | 1526.82 | Domestic Hot Water |  | "Point-of-Use" water heaters | 2
NonEquipment | Drain water heat recovery | Hot Water Loop with 50 Gallon Electric Resistance Heater and Drain Water Heat Exchanger |  | Commercial | Existing | Retail | FPL Blend | Per End Use Consumption | 2890.08 | 2438.07 | 452.01 | 0.1564 | 30 | 0.056201 | 0.085594 | 2290.23 | Domestic Hot Water |  | "Point-of-Use" water heaters | 2
NonEquipment | Drain water heat recovery | Hot Water Loop with 50 Gallon Electric Resistance Heater and Drain Water Heat Exchanger | Standard Hot Water Loop with 50 Gallon Electric Resistance Heater, No Drain Water Heat Recovery | Commercial | New | Retail | FPL Blend | Per End Use Consumption | 2890.08 | 2438.07 | 452.01 | 0.1564 | 30 | 0.056201 | 0.085594 | 2290.23 | Domestic Hot Water |  | "Point-of-Use" water heaters | 2
NonEquipment | Drain water heat recovery | Hot Water Loop with 50 Gallon Electric Resistance Heater and Drain Water Heat Exchanger |  | Commercial | Existing | Schools K-12 | FPL Blend | Per End Use Consumption | 13872.09 | 11702.49 | 2169.6 | 0.1564 | 30 | 0.26976 | 0.41084 | 763.41 | Domestic Hot Water |  | "Point-of-Use" water heaters | 2
NonEquipment | Drain water heat recovery | Hot Water Loop with 50 Gallon Electric Resistance Heater and Drain Water Heat Exchanger | Standard Hot Water Loop with 50 Gallon Electric Resistance Heater, No Drain Water Heat Recovery | Commercial | New | Schools K-12 | FPL Blend | Per End Use Consumption | 13872.09 | 11702.49 | 2169.6 | 0.1564 | 30 | 0.26976 | 0.41084 | 763.41 | Domestic Hot Water |  | "Point-of-Use" water heaters | 2
NonEquipment | Drain water heat recovery | Hot Water Loop with 50 Gallon Electric Resistance Heater and Drain Water Heat Exchanger |  | Commercial | Existing | Warehouse | FPL Blend | Per End Use Consumption | 4624.03 | 3900.83 | 723.2 | 0.1564 | 30 | 0.08992 | 0.13695 | 763.41 | Domestic Hot Water |  | "Point-of-Use" water heaters | 2
NonEquipment | Drain water heat recovery | Hot Water Loop with 50 Gallon Electric Resistance Heater and Drain Water Heat Exchanger | Standard Hot Water Loop with 50 Gallon Electric Resistance Heater, No Drain Water Heat Recovery | Commercial | New | Warehouse | FPL Blend | Per End Use Consumption | 4624.03 | 3900.83 | 723.2 | 0.1564 | 30 | 0.08992 | 0.13695 | 763.41 | Domestic Hot Water |  | "Point-of-Use" water heaters | 2
NonEquipment | DX Coil Cleaning | DX Coil Cleaning |  | Commercial | Existing | Assembly | FPL Blend | Per Unit | 2746.24 | 2608.93 | 137.31 | 0.049999 | 3 | 0.045733 | 0 | 52.5 | Space Cooling |  | Packaged air conditioning units (RTUs) | 1
NonEquipment | DX Coil Cleaning | DX Coil Cleaning | DX Coil Not Cleaned | Commercial | New | Assembly | FPL Blend | Per Unit | 2746.24 | 2608.93 | 137.31 | 0.049999 | 3 | 0.045733 | 0 | 52.5 | Space Cooling |  | Packaged air conditioning units (RTUs) | 1
NonEquipment | DX Coil Cleaning | DX Coil Cleaning |  | Commercial | Existing | College and University | FPL Blend | Per Unit | 3046.79 | 2894.45 | 152.34 | 0.05 | 3 | 0.030887 | 0 | 52.5 | Space Cooling |  | Packaged air conditioning units (RTUs) | 1
NonEquipment | DX Coil Cleaning | DX Coil Cleaning | DX Coil Not Cleaned | Commercial | New | College and University | FPL Blend | Per Unit | 3046.79 | 2894.45 | 152.34 | 0.05 | 3 | 0.030887 | 0 | 52.5 | Space Cooling |  | Packaged air conditioning units (RTUs) | 1
NonEquipment | DX Coil Cleaning | DX Coil Cleaning |  | Commercial | Existing | Data Center | FPL Blend | Per Unit | 5662.57 | 5379.44 | 283.13 | 0.05 | 3 | 0.057405 | 0 | 52.5 | Space Cooling |  | Packaged air conditioning units (RTUs) | 1
NonEquipment | DX Coil Cleaning | DX Coil Cleaning | DX Coil Not Cleaned | Commercial | New | Data Center | FPL Blend | Per Unit | 5662.57 | 5379.44 | 283.13 | 0.05 | 3 | 0.057405 | 0 | 52.5 | Space Cooling |  | Packaged air conditioning units (RTUs) | 1
NonEquipment | DX Coil Cleaning | DX Coil Cleaning |  | Commercial | Existing | Grocery | FPL Blend | Per Unit | 1517.61 | 1441.73 | 75.88 | 0.05 | 3 | 0.021518 | 0 | 52.5 | Space Cooling |  | Packaged air conditioning units (RTUs) | 1
NonEquipment | DX Coil Cleaning | DX Coil Cleaning | DX Coil Not Cleaned | Commercial | New | Grocery | FPL Blend | Per Unit | 1517.61 | 1441.73 | 75.88 | 0.05 | 3 | 0.021518 | 0 | 52.5 | Space Cooling |  | Packaged air conditioning units (RTUs) | 1
NonEquipment | DX Coil Cleaning | DX Coil Cleaning |  | Commercial | Existing | Healthcare | FPL Blend | Per Unit | 5977.98 | 5679.08 | 298.9 | 0.05 | 3 | 0.060603 | 0 | 52.5 | Space Cooling |  | Packaged air conditioning units (RTUs) | 1
NonEquipment | DX Coil Cleaning | DX Coil Cleaning | DX Coil Not Cleaned | Commercial | New | Healthcare | FPL Blend | Per Unit | 5977.98 | 5679.08 | 298.9 | 0.05 | 3 | 0.060603 | 0 | 52.5 | Space Cooling |  | Packaged air conditioning units (RTUs) | 1
NonEquipment | DX Coil Cleaning | DX Coil Cleaning |  | Commercial | Existing | Hospitals | FPL Blend | Per Unit | 5662.57 | 5379.44 | 283.13 | 0.05 | 3 | 0.057405 | 0 | 52.5 | Space Cooling |  | Packaged air conditioning units (RTUs) | 1
NonEquipment | DX Coil Cleaning | DX Coil Cleaning | DX Coil Not Cleaned | Commercial | New | Hospitals | FPL Blend | Per Unit | 5662.57 | 5379.44 | 283.13 | 0.05 | 3 | 0.057405 | 0 | 52.5 | Space Cooling |  | Packaged air conditioning units (RTUs) | 1
NonEquipment | DX Coil Cleaning | DX Coil Cleaning |  | Commercial | Existing | Institutional | FPL Blend | Per Unit | 1484.59 | 1410.36 | 74.23 | 0.05 | 3 | 0.01505 | 0 | 52.5 | Space Cooling |  | Packaged air conditioning units (RTUs) | 1
NonEquipment | DX Coil Cleaning | DX Coil Cleaning | DX Coil Not Cleaned | Commercial | New | Institutional | FPL Blend | Per Unit | 1484.59 | 1410.36 | 74.23 | 0.05 | 3 | 0.01505 | 0 | 52.5 | Space Cooling |  | Packaged air conditioning units (RTUs) | 1
NonEquipment | DX Coil Cleaning | DX Coil Cleaning |  | Commercial | Existing | Lodging/Hospitality | FPL Blend | Per Unit | 4537.98 | 4311.08 | 226.9 | 0.05 | 3 | 0.043454 | 0 | 52.5 | Space Cooling |  | Packaged air conditioning units (RTUs) | 1
NonEquipment | DX Coil Cleaning | DX Coil Cleaning | DX Coil Not Cleaned | Commercial | New | Lodging/Hospitality | FPL Blend | Per Unit | 4537.98 | 4311.08 | 226.9 | 0.05 | 3 | 0.043454 | 0 | 52.5 | Space Cooling |  | Packaged air conditioning units (RTUs) | 1
NonEquipment | DX Coil Cleaning | DX Coil Cleaning |  | Commercial | Existing | Miscellaneous | FPL Blend | Per Unit | 1534.13 | 1457.42 | 76.71 | 0.050002 | 3 | 0.025549 | 0 | 52.5 | Space Cooling |  | Packaged air conditioning units (RTUs) | 1
NonEquipment | DX Coil Cleaning | DX Coil Cleaning | DX Coil Not Cleaned | Commercial | New | Miscellaneous | FPL Blend | Per Unit | 1534.13 | 1457.42 | 76.71 | 0.050002 | 3 | 0.025549 | 0 | 52.5 | Space Cooling |  | Packaged air conditioning units (RTUs) | 1
NonEquipment | DX Coil Cleaning | DX Coil Cleaning |  | Commercial | Existing | Offices | FPL Blend | Per Unit | 3091.38 | 2936.81 | 154.57 | 0.05 | 3 | 0.051481 | 0 | 52.5 | Space Cooling |  | Packaged air conditioning units (RTUs) | 1
NonEquipment | DX Coil Cleaning | DX Coil Cleaning | DX Coil Not Cleaned | Commercial | New | Offices | FPL Blend | Per Unit | 3091.38 | 2936.81 | 154.57 | 0.05 | 3 | 0.051481 | 0 | 52.5 | Space Cooling |  | Packaged air conditioning units (RTUs) | 1
NonEquipment | DX Coil Cleaning | DX Coil Cleaning |  | Commercial | Existing | Restaurants | FPL Blend | Per Unit | 4452.11 | 4229.5 | 222.61 | 0.050001 | 3 | 0.063128 | 0 | 52.5 | Space Cooling |  | Packaged air conditioning units (RTUs) | 1
NonEquipment | DX Coil Cleaning | DX Coil Cleaning | DX Coil Not Cleaned | Commercial | New | Restaurants | FPL Blend | Per Unit | 4452.11 | 4229.5 | 222.61 | 0.050001 | 3 | 0.063128 | 0 | 52.5 | Space Cooling |  | Packaged air conditioning units (RTUs) | 1
NonEquipment | DX Coil Cleaning | DX Coil Cleaning |  | Commercial | Existing | Retail | FPL Blend | Per Unit | 3489.36 | 3314.89 | 174.47 | 0.050001 | 3 | 0.058109 | 0 | 52.5 | Space Cooling |  | Packaged air conditioning units (RTUs) | 1
NonEquipment | DX Coil Cleaning | DX Coil Cleaning | DX Coil Not Cleaned | Commercial | New | Retail | FPL Blend | Per Unit | 3489.36 | 3314.89 | 174.47 | 0.050001 | 3 | 0.058109 | 0 | 52.5 | Space Cooling |  | Packaged air conditioning units (RTUs) | 1
NonEquipment | DX Coil Cleaning | DX Coil Cleaning |  | Commercial | Existing | Schools K-12 | FPL Blend | Per Unit | 3033.58 | 2881.9 | 151.68 | 0.05 | 3 | 0.050519 | 0 | 52.5 | Space Cooling |  | Packaged air conditioning units (RTUs) | 1
NonEquipment | DX Coil Cleaning | DX Coil Cleaning | DX Coil Not Cleaned | Commercial | New | Schools K-12 | FPL Blend | Per Unit | 3033.58 | 2881.9 | 151.68 | 0.05 | 3 | 0.050519 | 0 | 52.5 | Space Cooling |  | Packaged air conditioning units (RTUs) | 1
NonEquipment | DX Coil Cleaning | DX Coil Cleaning |  | Commercial | Existing | Warehouse | FPL Blend | Per Unit | 665.5 | 632.23 | 33.27 | 0.049992 | 3 | 0.011081 | 0 | 52.5 | Space Cooling |  | Packaged air conditioning units (RTUs) | 1
NonEquipment | DX Coil Cleaning | DX Coil Cleaning | DX Coil Not Cleaned | Commercial | New | Warehouse | FPL Blend | Per Unit | 665.5 | 632.23 | 33.27 | 0.049992 | 3 | 0.011081 | 0 | 52.5 | Space Cooling |  | Packaged air conditioning units (RTUs) | 1
Equipment | Energy Star Combination Oven | Energy Star Combination Oven meeting ENERGY STAR Version 3.0 Standards | One Standard Economy-Grade 10-Pan Combination Oven | Commercial | Turnover | Assembly | FPL Blend | Per Unit | 18282 | 11914 | 6368 | 0.34832 | 12 | 1.038 | 0.38208 | 1580 | Cooking | Oven |  | 1
Equipment | Energy Star Combination Oven | Energy Star Combination Oven meeting ENERGY STAR Version 3.0 Standards | One Standard Economy-Grade 10-Pan Combination Oven | Commercial | New | Assembly | FPL Blend | Per Unit | 18282 | 11914 | 6368 | 0.34832 | 12 | 1.038 | 0.38208 | 1580 | Cooking | Oven |  | 1
Equipment | Energy Star Combination Oven | Energy Star Combination Oven meeting ENERGY STAR Version 3.0 Standards | One Standard Economy-Grade 10-Pan Combination Oven | Commercial | Turnover | College and University | FPL Blend | Per Unit | 18282 | 11914 | 6368 | 0.34832 | 12 | 1.038 | 0.38208 | 1580 | Cooking | Oven |  | 1
Equipment | Energy Star Combination Oven | Energy Star Combination Oven meeting ENERGY STAR Version 3.0 Standards | One Standard Economy-Grade 10-Pan Combination Oven | Commercial | New | College and University | FPL Blend | Per Unit | 18282 | 11914 | 6368 | 0.34832 | 12 | 1.038 | 0.38208 | 1580 | Cooking | Oven |  | 1
Equipment | Energy Star Combination Oven | Energy Star Combination Oven meeting ENERGY STAR Version 3.0 Standards | One Standard Economy-Grade 10-Pan Combination Oven | Commercial | Turnover | Data Center | FPL Blend | Per Unit | 18282 | 11914 | 6368 | 0.34832 | 12 | 0.37571 | 0.68138 | 1580 | Cooking | Oven |  | 1
Equipment | Energy Star Combination Oven | Energy Star Combination Oven meeting ENERGY STAR Version 3.0 Standards | One Standard Economy-Grade 10-Pan Combination Oven | Commercial | New | Data Center | FPL Blend | Per Unit | 18282 | 11914 | 6368 | 0.34832 | 12 | 0.37571 | 0.68138 | 1580 | Cooking | Oven |  | 1
Equipment | Energy Star Combination Oven | Energy Star Combination Oven meeting ENERGY STAR Version 3.0 Standards | One Standard Economy-Grade 10-Pan Combination Oven | Commercial | Turnover | Grocery | FPL Blend | Per Unit | 18282 | 11914 | 6368 | 0.34832 | 12 | 1.038 | 0.38208 | 1580 | Cooking | Oven |  | 1
Equipment | Energy Star Combination Oven | Energy Star Combination Oven meeting ENERGY STAR Version 3.0 Standards | One Standard Economy-Grade 10-Pan Combination Oven | Commercial | New | Grocery | FPL Blend | Per Unit | 18282 | 11914 | 6368 | 0.34832 | 12 | 1.038 | 0.38208 | 1580 | Cooking | Oven |  | 1
Equipment | Energy Star Combination Oven | Energy Star Combination Oven meeting ENERGY STAR Version 3.0 Standards | One Standard Economy-Grade 10-Pan Combination Oven | Commercial | Turnover | Healthcare | FPL Blend | Per Unit | 18282 | 11914 | 6368 | 0.34832 | 12 | 0.75142 | 0.84058 | 1580 | Cooking | Oven |  | 1
Equipment | Energy Star Combination Oven | Energy Star Combination Oven meeting ENERGY STAR Version 3.0 Standards | One Standard Economy-Grade 10-Pan Combination Oven | Commercial | New | Healthcare | FPL Blend | Per Unit | 18282 | 11914 | 6368 | 0.34832 | 12 | 0.75142 | 0.84058 | 1580 | Cooking | Oven |  | 1
Equipment | Energy Star Combination Oven | Energy Star Combination Oven meeting ENERGY STAR Version 3.0 Standards | One Standard Economy-Grade 10-Pan Combination Oven | Commercial | Turnover | Hospitals | FPL Blend | Per Unit | 18282 | 11914 | 6368 | 0.34832 | 12 | 1.038 | 0.38208 | 1580 | Cooking | Oven |  | 1
Equipment | Energy Star Combination Oven | Energy Star Combination Oven meeting ENERGY STAR Version 3.0 Standards | One Standard Economy-Grade 10-Pan Combination Oven | Commercial | New | Hospitals | FPL Blend | Per Unit | 18282 | 11914 | 6368 | 0.34832 | 12 | 1.038 | 0.38208 | 1580 | Cooking | Oven |  | 1
Equipment | Energy Star Combination Oven | Energy Star Combination Oven meeting ENERGY STAR Version 3.0 Standards | One Standard Economy-Grade 10-Pan Combination Oven | Commercial | Turnover | Institutional | FPL Blend | Per Unit | 18282 | 11914 | 6368 | 0.34832 | 12 | 0.37571 | 0.68138 | 1580 | Cooking | Oven |  | 1
Equipment | Energy Star Combination Oven | Energy Star Combination Oven meeting ENERGY STAR Version 3.0 Standards | One Standard Economy-Grade 10-Pan Combination Oven | Commercial | New | Institutional | FPL Blend | Per Unit | 18282 | 11914 | 6368 | 0.34832 | 12 | 0.37571 | 0.68138 | 1580 | Cooking | Oven |  | 1
Equipment | Energy Star Combination Oven | Energy Star Combination Oven meeting ENERGY STAR Version 3.0 Standards | One Standard Economy-Grade 10-Pan Combination Oven | Commercial | Turnover | Lodging/Hospitality | FPL Blend | Per Unit | 18282 | 11914 | 6368 | 0.34832 | 12 | 1.159 | 0.51581 | 1580 | Cooking | Oven |  | 1
Equipment | Energy Star Combination Oven | Energy Star Combination Oven meeting ENERGY STAR Version 3.0 Standards | One Standard Economy-Grade 10-Pan Combination Oven | Commercial | New | Lodging/Hospitality | FPL Blend | Per Unit | 18282 | 11914 | 6368 | 0.34832 | 12 | 1.159 | 0.51581 | 1580 | Cooking | Oven |  | 1
Equipment | Energy Star Combination Oven | Energy Star Combination Oven meeting ENERGY STAR Version 3.0 Standards | One Standard Economy-Grade 10-Pan Combination Oven | Commercial | Turnover | Miscellaneous | FPL Blend | Per Unit | 18282 | 11914 | 6368 | 0.34832 | 12 | 0.37571 | 0.68138 | 1580 | Cooking | Oven |  | 1
Equipment | Energy Star Combination Oven | Energy Star Combination Oven meeting ENERGY STAR Version 3.0 Standards | One Standard Economy-Grade 10-Pan Combination Oven | Commercial | New | Miscellaneous | FPL Blend | Per Unit | 18282 | 11914 | 6368 | 0.34832 | 12 | 0.37571 | 0.68138 | 1580 | Cooking | Oven |  | 1
Equipment | Energy Star Combination Oven | Energy Star Combination Oven meeting ENERGY STAR Version 3.0 Standards | One Standard Economy-Grade 10-Pan Combination Oven | Commercial | Turnover | Offices | FPL Blend | Per Unit | 18282 | 11914 | 6368 | 0.34832 | 12 | 0.37571 | 0.68138 | 1580 | Cooking | Oven |  | 1
Equipment | Energy Star Combination Oven | Energy Star Combination Oven meeting ENERGY STAR Version 3.0 Standards | One Standard Economy-Grade 10-Pan Combination Oven | Commercial | New | Offices | FPL Blend | Per Unit | 18282 | 11914 | 6368 | 0.34832 | 12 | 0.37571 | 0.68138 | 1580 | Cooking | Oven |  | 1
Equipment | Energy Star Combination Oven | Energy Star Combination Oven meeting ENERGY STAR Version 3.0 Standards | One Standard Economy-Grade 10-Pan Combination Oven | Commercial | Turnover | Restaurants | FPL Blend | Per Unit | 18282 | 11914 | 6368 | 0.34832 | 12 | 1.2163 | 0.64317 | 1580 | Cooking | Oven |  | 1
Equipment | Energy Star Combination Oven | Energy Star Combination Oven meeting ENERGY STAR Version 3.0 Standards | One Standard Economy-Grade 10-Pan Combination Oven | Commercial | New | Restaurants | FPL Blend | Per Unit | 18282 | 11914 | 6368 | 0.34832 | 12 | 1.2163 | 0.64317 | 1580 | Cooking | Oven |  | 1
Equipment | Energy Star Combination Oven | Energy Star Combination Oven meeting ENERGY STAR Version 3.0 Standards | One Standard Economy-Grade 10-Pan Combination Oven | Commercial | Turnover | Retail | FPL Blend | Per Unit | 18282 | 11914 | 6368 | 0.34832 | 12 | 1.038 | 0.38208 | 1580 | Cooking | Oven |  | 1
Equipment | Energy Star Combination Oven | Energy Star Combination Oven meeting ENERGY STAR Version 3.0 Standards | One Standard Economy-Grade 10-Pan Combination Oven | Commercial | New | Retail | FPL Blend | Per Unit | 18282 | 11914 | 6368 | 0.34832 | 12 | 1.038 | 0.38208 | 1580 | Cooking | Oven |  | 1
Equipment | Energy Star Combination Oven | Energy Star Combination Oven meeting ENERGY STAR Version 3.0 Standards | One Standard Economy-Grade 10-Pan Combination Oven | Commercial | Turnover | Schools K-12 | FPL Blend | Per Unit | 18282 | 11914 | 6368 | 0.34832 | 12 | 0.37571 | 0.68138 | 1580 | Cooking | Oven |  | 1
Equipment | Energy Star Combination Oven | Energy Star Combination Oven meeting ENERGY STAR Version 3.0 Standards | One Standard Economy-Grade 10-Pan Combination Oven | Commercial | New | Schools K-12 | FPL Blend | Per Unit | 18282 | 11914 | 6368 | 0.34832 | 12 | 0.37571 | 0.68138 | 1580 | Cooking | Oven |  | 1
Equipment | Energy Star Combination Oven | Energy Star Combination Oven meeting ENERGY STAR Version 3.0 Standards | One Standard Economy-Grade 10-Pan Combination Oven | Commercial | Turnover | Warehouse | FPL Blend | Per Unit | 18282 | 11914 | 6368 | 0.34832 | 12 | 0.37571 | 0.68138 | 1580 | Cooking | Oven |  | 1
Equipment | Energy Star Combination Oven | Energy Star Combination Oven meeting ENERGY STAR Version 3.0 Standards | One Standard Economy-Grade 10-Pan Combination Oven | Commercial | New | Warehouse | FPL Blend | Per Unit | 18282 | 11914 | 6368 | 0.34832 | 12 | 0.37571 | 0.68138 | 1580 | Cooking | Oven |  | 1
Equipment | Energy Star Commercial Dishwasher | One Commercial Dishwasher meeting ENERGY STAR Version 3.0 Standards | One Dishwasher meeting Federal Standard | Commercial | Turnover | Assembly | FPL Blend | Per appliance | 39798.12 | 27943.15 | 11854.97 | 0.29788 | 13 | 1.474 | 2.2449 | 1099 | Domestic Hot Water | Centralized water heaters |  | 2
Equipment | Energy Star Commercial Dishwasher | One Commercial Dishwasher meeting ENERGY STAR Version 3.0 Standards | One Dishwasher meeting Federal Standard | Commercial | New | Assembly | FPL Blend | Per appliance | 39798.12 | 27943.15 | 11854.97 | 0.29788 | 13 | 1.474 | 2.2449 | 1099 | Domestic Hot Water | Centralized water heaters |  | 2
Equipment | Energy Star Commercial Dishwasher | One Commercial Dishwasher meeting ENERGY STAR Version 3.0 Standards | One Dishwasher meeting Federal Standard | Commercial | Turnover | College and University | FPL Blend | Per appliance | 39798.12 | 27943.15 | 11854.97 | 0.29788 | 13 | 1.0871 | 1.3202 | 1099 | Domestic Hot Water | Centralized water heaters |  | 2
Equipment | Energy Star Commercial Dishwasher | One Commercial Dishwasher meeting ENERGY STAR Version 3.0 Standards | One Dishwasher meeting Federal Standard | Commercial | New | College and University | FPL Blend | Per appliance | 39798.12 | 27943.15 | 11854.97 | 0.29788 | 13 | 1.0871 | 1.3202 | 1099 | Domestic Hot Water | Centralized water heaters |  | 2
Equipment | Energy Star Commercial Dishwasher | One Commercial Dishwasher meeting ENERGY STAR Version 3.0 Standards | One Dishwasher meeting Federal Standard | Commercial | Turnover | Data Center | FPL Blend | Per appliance | 39798.12 | 27943.15 | 11854.97 | 0.29788 | 13 | 1.0871 | 1.3202 | 1099 | Domestic Hot Water | Centralized water heaters |  | 2
Equipment | Energy Star Commercial Dishwasher | One Commercial Dishwasher meeting ENERGY STAR Version 3.0 Standards | One Dishwasher meeting Federal Standard | Commercial | New | Data Center | FPL Blend | Per appliance | 39798.12 | 27943.15 | 11854.97 | 0.29788 | 13 | 1.0871 | 1.3202 | 1099 | Domestic Hot Water | Centralized water heaters |  | 2
Equipment | Energy Star Commercial Dishwasher | One Commercial Dishwasher meeting ENERGY STAR Version 3.0 Standards | One Dishwasher meeting Federal Standard | Commercial | Turnover | Grocery | FPL Blend | Per appliance | 39798.12 | 27943.15 | 11854.97 | 0.29788 | 13 | 1.474 | 2.2449 | 1099 | Domestic Hot Water | Centralized water heaters |  | 2
Equipment | Energy Star Commercial Dishwasher | One Commercial Dishwasher meeting ENERGY STAR Version 3.0 Standards | One Dishwasher meeting Federal Standard | Commercial | New | Grocery | FPL Blend | Per appliance | 39798.12 | 27943.15 | 11854.97 | 0.29788 | 13 | 1.474 | 2.2449 | 1099 | Domestic Hot Water | Centralized water heaters |  | 2
Equipment | Energy Star Commercial Dishwasher | One Commercial Dishwasher meeting ENERGY STAR Version 3.0 Standards | One Dishwasher meeting Federal Standard | Commercial | Turnover | Healthcare | FPL Blend | Per appliance | 39798.12 | 27943.15 | 11854.97 | 0.29788 | 13 | 1.0871 | 1.3202 | 1099 | Domestic Hot Water | Centralized water heaters |  | 2
Equipment | Energy Star Commercial Dishwasher | One Commercial Dishwasher meeting ENERGY STAR Version 3.0 Standards | One Dishwasher meeting Federal Standard | Commercial | New | Healthcare | FPL Blend | Per appliance | 39798.12 | 27943.15 | 11854.97 | 0.29788 | 13 | 1.0871 | 1.3202 | 1099 | Domestic Hot Water | Centralized water heaters |  | 2
Equipment | Energy Star Commercial Dishwasher | One Commercial Dishwasher meeting ENERGY STAR Version 3.0 Standards | One Dishwasher meeting Federal Standard | Commercial | Turnover | Hospitals | FPL Blend | Per appliance | 39798.12 | 27943.15 | 11854.97 | 0.29788 | 13 | 1.0871 | 1.3202 | 1099 | Domestic Hot Water | Centralized water heaters |  | 2
Equipment | Energy Star Commercial Dishwasher | One Commercial Dishwasher meeting ENERGY STAR Version 3.0 Standards | One Dishwasher meeting Federal Standard | Commercial | New | Hospitals | FPL Blend | Per appliance | 39798.12 | 27943.15 | 11854.97 | 0.29788 | 13 | 1.0871 | 1.3202 | 1099 | Domestic Hot Water | Centralized water heaters |  | 2
Equipment | Energy Star Commercial Dishwasher | One Commercial Dishwasher meeting ENERGY STAR Version 3.0 Standards | One Dishwasher meeting Federal Standard | Commercial | Turnover | Institutional | FPL Blend | Per appliance | 39798.12 | 27943.15 | 11854.97 | 0.29788 | 13 | 1.0871 | 1.3202 | 1099 | Domestic Hot Water | Centralized water heaters |  | 2
Equipment | Energy Star Commercial Dishwasher | One Commercial Dishwasher meeting ENERGY STAR Version 3.0 Standards | One Dishwasher meeting Federal Standard | Commercial | New | Institutional | FPL Blend | Per appliance | 39798.12 | 27943.15 | 11854.97 | 0.29788 | 13 | 1.0871 | 1.3202 | 1099 | Domestic Hot Water | Centralized water heaters |  | 2
Equipment | Energy Star Commercial Dishwasher | One Commercial Dishwasher meeting ENERGY STAR Version 3.0 Standards | One Dishwasher meeting Federal Standard | Commercial | Turnover | Lodging/Hospitality | FPL Blend | Per appliance | 39798.12 | 27943.15 | 11854.97 | 0.29788 | 13 | 0.46648 | 1.8704 | 1099 | Domestic Hot Water | Centralized water heaters |  | 2
Equipment | Energy Star Commercial Dishwasher | One Commercial Dishwasher meeting ENERGY STAR Version 3.0 Standards | One Dishwasher meeting Federal Standard | Commercial | New | Lodging/Hospitality | FPL Blend | Per appliance | 39798.12 | 27943.15 | 11854.97 | 0.29788 | 13 | 0.46648 | 1.8704 | 1099 | Domestic Hot Water | Centralized water heaters |  | 2
Equipment | Energy Star Commercial Dishwasher | One Commercial Dishwasher meeting ENERGY STAR Version 3.0 Standards | One Dishwasher meeting Federal Standard | Commercial | Turnover | Miscellaneous | FPL Blend | Per appliance | 39798.12 | 27943.15 | 11854.97 | 0.29788 | 13 | 1.474 | 2.2449 | 1099 | Domestic Hot Water | Centralized water heaters |  | 2
Equipment | Energy Star Commercial Dishwasher | One Commercial Dishwasher meeting ENERGY STAR Version 3.0 Standards | One Dishwasher meeting Federal Standard | Commercial | New | Miscellaneous | FPL Blend | Per appliance | 39798.12 | 27943.15 | 11854.97 | 0.29788 | 13 | 1.474 | 2.2449 | 1099 | Domestic Hot Water | Centralized water heaters |  | 2
Equipment | Energy Star Commercial Dishwasher | One Commercial Dishwasher meeting ENERGY STAR Version 3.0 Standards | One Dishwasher meeting Federal Standard | Commercial | Turnover | Offices | FPL Blend | Per appliance | 39798.12 | 27943.15 | 11854.97 | 0.29788 | 13 | 1.474 | 2.2449 | 1099 | Domestic Hot Water | Centralized water heaters |  | 2
Equipment | Energy Star Commercial Dishwasher | One Commercial Dishwasher meeting ENERGY STAR Version 3.0 Standards | One Dishwasher meeting Federal Standard | Commercial | New | Offices | FPL Blend | Per appliance | 39798.12 | 27943.15 | 11854.97 | 0.29788 | 13 | 1.474 | 2.2449 | 1099 | Domestic Hot Water | Centralized water heaters |  | 2
Equipment | Energy Star Commercial Dishwasher | One Commercial Dishwasher meeting ENERGY STAR Version 3.0 Standards | One Dishwasher meeting Federal Standard | Commercial | Turnover | Restaurants | FPL Blend | Per appliance | 39798.12 | 27943.15 | 11854.97 | 0.29788 | 13 | 1.474 | 2.2449 | 1099 | Domestic Hot Water | Centralized water heaters |  | 2
Equipment | Energy Star Commercial Dishwasher | One Commercial Dishwasher meeting ENERGY STAR Version 3.0 Standards | One Dishwasher meeting Federal Standard | Commercial | New | Restaurants | FPL Blend | Per appliance | 39798.12 | 27943.15 | 11854.97 | 0.29788 | 13 | 1.474 | 2.2449 | 1099 | Domestic Hot Water | Centralized water heaters |  | 2
Equipment | Energy Star Commercial Dishwasher | One Commercial Dishwasher meeting ENERGY STAR Version 3.0 Standards | One Dishwasher meeting Federal Standard | Commercial | Turnover | Retail | FPL Blend | Per appliance | 39798.12 | 27943.15 | 11854.97 | 0.29788 | 13 | 1.474 | 2.2449 | 1099 | Domestic Hot Water | Centralized water heaters |  | 2
Equipment | Energy Star Commercial Dishwasher | One Commercial Dishwasher meeting ENERGY STAR Version 3.0 Standards | One Dishwasher meeting Federal Standard | Commercial | New | Retail | FPL Blend | Per appliance | 39798.12 | 27943.15 | 11854.97 | 0.29788 | 13 | 1.474 | 2.2449 | 1099 | Domestic Hot Water | Centralized water heaters |  | 2
Equipment | Energy Star Commercial Dishwasher | One Commercial Dishwasher meeting ENERGY STAR Version 3.0 Standards | One Dishwasher meeting Federal Standard | Commercial | Turnover | Schools K-12 | FPL Blend | Per appliance | 39798.12 | 27943.15 | 11854.97 | 0.29788 | 13 | 1.474 | 2.2449 | 1099 | Domestic Hot Water | Centralized water heaters |  | 2
Equipment | Energy Star Commercial Dishwasher | One Commercial Dishwasher meeting ENERGY STAR Version 3.0 Standards | One Dishwasher meeting Federal Standard | Commercial | New | Schools K-12 | FPL Blend | Per appliance | 39798.12 | 27943.15 | 11854.97 | 0.29788 | 13 | 1.474 | 2.2449 | 1099 | Domestic Hot Water | Centralized water heaters |  | 2
Equipment | Energy Star Commercial Dishwasher | One Commercial Dishwasher meeting ENERGY STAR Version 3.0 Standards | One Dishwasher meeting Federal Standard | Commercial | Turnover | Warehouse | FPL Blend | Per appliance | 39798.12 | 27943.15 | 11854.97 | 0.29788 | 13 | 1.474 | 2.2449 | 1099 | Domestic Hot Water | Centralized water heaters |  | 2
Equipment | Energy Star Commercial Dishwasher | One Commercial Dishwasher meeting ENERGY STAR Version 3.0 Standards | One Dishwasher meeting Federal Standard | Commercial | New | Warehouse | FPL Blend | Per appliance | 39798.12 | 27943.15 | 11854.97 | 0.29788 | 13 | 1.474 | 2.2449 | 1099 | Domestic Hot Water | Centralized water heaters |  | 2
Equipment | Energy Star Commercial Dishwasher | One Commercial Dishwasher meeting ENERGY STAR Version 3.0 Standards | One Dishwasher meeting Federal Standard | Commercial | Turnover | Assembly | FPL Blend | Per appliance | 39798.12 | 27943.15 | 11854.97 | 0.29788 | 13 | 1.474 | 2.2449 | 1099 | Domestic Hot Water | "Point-of-Use" water heaters |  | 2
Equipment | Energy Star Commercial Dishwasher | One Commercial Dishwasher meeting ENERGY STAR Version 3.0 Standards | One Dishwasher meeting Federal Standard | Commercial | New | Assembly | FPL Blend | Per appliance | 39798.12 | 27943.15 | 11854.97 | 0.29788 | 13 | 1.474 | 2.2449 | 1099 | Domestic Hot Water | "Point-of-Use" water heaters |  | 2
Equipment | Energy Star Commercial Dishwasher | One Commercial Dishwasher meeting ENERGY STAR Version 3.0 Standards | One Dishwasher meeting Federal Standard | Commercial | Turnover | College and University | FPL Blend | Per appliance | 39798.12 | 27943.15 | 11854.97 | 0.29788 | 13 | 1.0871 | 1.3202 | 1099 | Domestic Hot Water | "Point-of-Use" water heaters |  | 2
Equipment | Energy Star Commercial Dishwasher | One Commercial Dishwasher meeting ENERGY STAR Version 3.0 Standards | One Dishwasher meeting Federal Standard | Commercial | New | College and University | FPL Blend | Per appliance | 39798.12 | 27943.15 | 11854.97 | 0.29788 | 13 | 1.0871 | 1.3202 | 1099 | Domestic Hot Water | "Point-of-Use" water heaters |  | 2
Equipment | Energy Star Commercial Dishwasher | One Commercial Dishwasher meeting ENERGY STAR Version 3.0 Standards | One Dishwasher meeting Federal Standard | Commercial | Turnover | Data Center | FPL Blend | Per appliance | 39798.12 | 27943.15 | 11854.97 | 0.29788 | 13 | 1.0871 | 1.3202 | 1099 | Domestic Hot Water | "Point-of-Use" water heaters |  | 2
Equipment | Energy Star Commercial Dishwasher | One Commercial Dishwasher meeting ENERGY STAR Version 3.0 Standards | One Dishwasher meeting Federal Standard | Commercial | New | Data Center | FPL Blend | Per appliance | 39798.12 | 27943.15 | 11854.97 | 0.29788 | 13 | 1.0871 | 1.3202 | 1099 | Domestic Hot Water | "Point-of-Use" water heaters |  | 2
Equipment | Energy Star Commercial Dishwasher | One Commercial Dishwasher meeting ENERGY STAR Version 3.0 Standards | One Dishwasher meeting Federal Standard | Commercial | Turnover | Grocery | FPL Blend | Per appliance | 39798.12 | 27943.15 | 11854.97 | 0.29788 | 13 | 1.474 | 2.2449 | 1099 | Domestic Hot Water | "Point-of-Use" water heaters |  | 2
Equipment | Energy Star Commercial Dishwasher | One Commercial Dishwasher meeting ENERGY STAR Version 3.0 Standards | One Dishwasher meeting Federal Standard | Commercial | New | Grocery | FPL Blend | Per appliance | 39798.12 | 27943.15 | 11854.97 | 0.29788 | 13 | 1.474 | 2.2449 | 1099 | Domestic Hot Water | "Point-of-Use" water heaters |  | 2
Equipment | Energy Star Commercial Dishwasher | One Commercial Dishwasher meeting ENERGY STAR Version 3.0 Standards | One Dishwasher meeting Federal Standard | Commercial | Turnover | Healthcare | FPL Blend | Per appliance | 39798.12 | 27943.15 | 11854.97 | 0.29788 | 13 | 1.0871 | 1.3202 | 1099 | Domestic Hot Water | "Point-of-Use" water heaters |  | 2
Equipment | Energy Star Commercial Dishwasher | One Commercial Dishwasher meeting ENERGY STAR Version 3.0 Standards | One Dishwasher meeting Federal Standard | Commercial | New | Healthcare | FPL Blend | Per appliance | 39798.12 | 27943.15 | 11854.97 | 0.29788 | 13 | 1.0871 | 1.3202 | 1099 | Domestic Hot Water | "Point-of-Use" water heaters |  | 2
Equipment | Energy Star Commercial Dishwasher | One Commercial Dishwasher meeting ENERGY STAR Version 3.0 Standards | One Dishwasher meeting Federal Standard | Commercial | Turnover | Hospitals | FPL Blend | Per appliance | 39798.12 | 27943.15 | 11854.97 | 0.29788 | 13 | 1.0871 | 1.3202 | 1099 | Domestic Hot Water | "Point-of-Use" water heaters |  | 2
Equipment | Energy Star Commercial Dishwasher | One Commercial Dishwasher meeting ENERGY STAR Version 3.0 Standards | One Dishwasher meeting Federal Standard | Commercial | New | Hospitals | FPL Blend | Per appliance | 39798.12 | 27943.15 | 11854.97 | 0.29788 | 13 | 1.0871 | 1.3202 | 1099 | Domestic Hot Water | "Point-of-Use" water heaters |  | 2
Equipment | Energy Star Commercial Dishwasher | One Commercial Dishwasher meeting ENERGY STAR Version 3.0 Standards | One Dishwasher meeting Federal Standard | Commercial | Turnover | Institutional | FPL Blend | Per appliance | 39798.12 | 27943.15 | 11854.97 | 0.29788 | 13 | 1.0871 | 1.3202 | 1099 | Domestic Hot Water | "Point-of-Use" water heaters |  | 2
Equipment | Energy Star Commercial Dishwasher | One Commercial Dishwasher meeting ENERGY STAR Version 3.0 Standards | One Dishwasher meeting Federal Standard | Commercial | New | Institutional | FPL Blend | Per appliance | 39798.12 | 27943.15 | 11854.97 | 0.29788 | 13 | 1.0871 | 1.3202 | 1099 | Domestic Hot Water | "Point-of-Use" water heaters |  | 2
Equipment | Energy Star Commercial Dishwasher | One Commercial Dishwasher meeting ENERGY STAR Version 3.0 Standards | One Dishwasher meeting Federal Standard | Commercial | Turnover | Lodging/Hospitality | FPL Blend | Per appliance | 39798.12 | 27943.15 | 11854.97 | 0.29788 | 13 | 0.46648 | 1.8704 | 1099 | Domestic Hot Water | "Point-of-Use" water heaters |  | 2
Equipment | Energy Star Commercial Dishwasher | One Commercial Dishwasher meeting ENERGY STAR Version 3.0 Standards | One Dishwasher meeting Federal Standard | Commercial | New | Lodging/Hospitality | FPL Blend | Per appliance | 39798.12 | 27943.15 | 11854.97 | 0.29788 | 13 | 0.46648 | 1.8704 | 1099 | Domestic Hot Water | "Point-of-Use" water heaters |  | 2
Equipment | Energy Star Commercial Dishwasher | One Commercial Dishwasher meeting ENERGY STAR Version 3.0 Standards | One Dishwasher meeting Federal Standard | Commercial | Turnover | Miscellaneous | FPL Blend | Per appliance | 39798.12 | 27943.15 | 11854.97 | 0.29788 | 13 | 1.474 | 2.2449 | 1099 | Domestic Hot Water | "Point-of-Use" water heaters |  | 2
Equipment | Energy Star Commercial Dishwasher | One Commercial Dishwasher meeting ENERGY STAR Version 3.0 Standards | One Dishwasher meeting Federal Standard | Commercial | New | Miscellaneous | FPL Blend | Per appliance | 39798.12 | 27943.15 | 11854.97 | 0.29788 | 13 | 1.474 | 2.2449 | 1099 | Domestic Hot Water | "Point-of-Use" water heaters |  | 2
Equipment | Energy Star Commercial Dishwasher | One Commercial Dishwasher meeting ENERGY STAR Version 3.0 Standards | One Dishwasher meeting Federal Standard | Commercial | Turnover | Offices | FPL Blend | Per appliance | 39798.12 | 27943.15 | 11854.97 | 0.29788 | 13 | 1.474 | 2.2449 | 1099 | Domestic Hot Water | "Point-of-Use" water heaters |  | 2
Equipment | Energy Star Commercial Dishwasher | One Commercial Dishwasher meeting ENERGY STAR Version 3.0 Standards | One Dishwasher meeting Federal Standard | Commercial | New | Offices | FPL Blend | Per appliance | 39798.12 | 27943.15 | 11854.97 | 0.29788 | 13 | 1.474 | 2.2449 | 1099 | Domestic Hot Water | "Point-of-Use" water heaters |  | 2
Equipment | Energy Star Commercial Dishwasher | One Commercial Dishwasher meeting ENERGY STAR Version 3.0 Standards | One Dishwasher meeting Federal Standard | Commercial | Turnover | Restaurants | FPL Blend | Per appliance | 39798.12 | 27943.15 | 11854.97 | 0.29788 | 13 | 1.474 | 2.2449 | 1099 | Domestic Hot Water | "Point-of-Use" water heaters |  | 2
Equipment | Energy Star Commercial Dishwasher | One Commercial Dishwasher meeting ENERGY STAR Version 3.0 Standards | One Dishwasher meeting Federal Standard | Commercial | New | Restaurants | FPL Blend | Per appliance | 39798.12 | 27943.15 | 11854.97 | 0.29788 | 13 | 1.474 | 2.2449 | 1099 | Domestic Hot Water | "Point-of-Use" water heaters |  | 2
Equipment | Energy Star Commercial Dishwasher | One Commercial Dishwasher meeting ENERGY STAR Version 3.0 Standards | One Dishwasher meeting Federal Standard | Commercial | Turnover | Retail | FPL Blend | Per appliance | 39798.12 | 27943.15 | 11854.97 | 0.29788 | 13 | 1.474 | 2.2449 | 1099 | Domestic Hot Water | "Point-of-Use" water heaters |  | 2
Equipment | Energy Star Commercial Dishwasher | One Commercial Dishwasher meeting ENERGY STAR Version 3.0 Standards | One Dishwasher meeting Federal Standard | Commercial | New | Retail | FPL Blend | Per appliance | 39798.12 | 27943.15 | 11854.97 | 0.29788 | 13 | 1.474 | 2.2449 | 1099 | Domestic Hot Water | "Point-of-Use" water heaters |  | 2
Equipment | Energy Star Commercial Dishwasher | One Commercial Dishwasher meeting ENERGY STAR Version 3.0 Standards | One Dishwasher meeting Federal Standard | Commercial | Turnover | Schools K-12 | FPL Blend | Per appliance | 39798.12 | 27943.15 | 11854.97 | 0.29788 | 13 | 1.474 | 2.2449 | 1099 | Domestic Hot Water | "Point-of-Use" water heaters |  | 2
Equipment | Energy Star Commercial Dishwasher | One Commercial Dishwasher meeting ENERGY STAR Version 3.0 Standards | One Dishwasher meeting Federal Standard | Commercial | New | Schools K-12 | FPL Blend | Per appliance | 39798.12 | 27943.15 | 11854.97 | 0.29788 | 13 | 1.474 | 2.2449 | 1099 | Domestic Hot Water | "Point-of-Use" water heaters |  | 2
Equipment | Energy Star Commercial Dishwasher | One Commercial Dishwasher meeting ENERGY STAR Version 3.0 Standards | One Dishwasher meeting Federal Standard | Commercial | Turnover | Warehouse | FPL Blend | Per appliance | 39798.12 | 27943.15 | 11854.97 | 0.29788 | 13 | 1.474 | 2.2449 | 1099 | Domestic Hot Water | "Point-of-Use" water heaters |  | 2
Equipment | Energy Star Commercial Dishwasher | One Commercial Dishwasher meeting ENERGY STAR Version 3.0 Standards | One Dishwasher meeting Federal Standard | Commercial | New | Warehouse | FPL Blend | Per appliance | 39798.12 | 27943.15 | 11854.97 | 0.29788 | 13 | 1.474 | 2.2449 | 1099 | Domestic Hot Water | "Point-of-Use" water heaters |  | 2
Equipment | Energy Star Fryer | One Standard Vat Electric Fryer meeting ENERGY STAR Version 3.0 Standards | One Standard Economy-Grade Standard Vat Electric Fryer | Commercial | Turnover | Assembly | FPL Blend | Per Unit | 17439 | 16488 | 951 | 0.054533 | 12 | 0.15501 | 0.05706 | 1543 | Cooking | Fryer |  | 1
Equipment | Energy Star Fryer | One Standard Vat Electric Fryer meeting ENERGY STAR Version 3.0 Standards | One Standard Economy-Grade Standard Vat Electric Fryer | Commercial | New | Assembly | FPL Blend | Per Unit | 17439 | 16488 | 951 | 0.054533 | 12 | 0.15501 | 0.05706 | 1543 | Cooking | Fryer |  | 1
Equipment | Energy Star Fryer | One Standard Vat Electric Fryer meeting ENERGY STAR Version 3.0 Standards | One Standard Economy-Grade Standard Vat Electric Fryer | Commercial | Turnover | College and University | FPL Blend | Per Unit | 17439 | 16488 | 951 | 0.054533 | 12 | 0.15501 | 0.05706 | 1543 | Cooking | Fryer |  | 1
Equipment | Energy Star Fryer | One Standard Vat Electric Fryer meeting ENERGY STAR Version 3.0 Standards | One Standard Economy-Grade Standard Vat Electric Fryer | Commercial | New | College and University | FPL Blend | Per Unit | 17439 | 16488 | 951 | 0.054533 | 12 | 0.15501 | 0.05706 | 1543 | Cooking | Fryer |  | 1
Equipment | Energy Star Fryer | One Standard Vat Electric Fryer meeting ENERGY STAR Version 3.0 Standards | One Standard Economy-Grade Standard Vat Electric Fryer | Commercial | Turnover | Data Center | FPL Blend | Per Unit | 17439 | 16488 | 951 | 0.054533 | 12 | 0.056109 | 0.10176 | 1543 | Cooking | Fryer |  | 1
Equipment | Energy Star Fryer | One Standard Vat Electric Fryer meeting ENERGY STAR Version 3.0 Standards | One Standard Economy-Grade Standard Vat Electric Fryer | Commercial | New | Data Center | FPL Blend | Per Unit | 17439 | 16488 | 951 | 0.054533 | 12 | 0.056109 | 0.10176 | 1543 | Cooking | Fryer |  | 1
Equipment | Energy Star Fryer | One Standard Vat Electric Fryer meeting ENERGY STAR Version 3.0 Standards | One Standard Economy-Grade Standard Vat Electric Fryer | Commercial | Turnover | Grocery | FPL Blend | Per Unit | 17439 | 16488 | 951 | 0.054533 | 12 | 0.15501 | 0.05706 | 1543 | Cooking | Fryer |  | 1
Equipment | Energy Star Fryer | One Standard Vat Electric Fryer meeting ENERGY STAR Version 3.0 Standards | One Standard Economy-Grade Standard Vat Electric Fryer | Commercial | New | Grocery | FPL Blend | Per Unit | 17439 | 16488 | 951 | 0.054533 | 12 | 0.15501 | 0.05706 | 1543 | Cooking | Fryer |  | 1
Equipment | Energy Star Fryer | One Standard Vat Electric Fryer meeting ENERGY STAR Version 3.0 Standards | One Standard Economy-Grade Standard Vat Electric Fryer | Commercial | Turnover | Healthcare | FPL Blend | Per Unit | 17439 | 16488 | 951 | 0.054533 | 12 | 0.11222 | 0.12553 | 1543 | Cooking | Fryer |  | 1
Equipment | Energy Star Fryer | One Standard Vat Electric Fryer meeting ENERGY STAR Version 3.0 Standards | One Standard Economy-Grade Standard Vat Electric Fryer | Commercial | New | Healthcare | FPL Blend | Per Unit | 17439 | 16488 | 951 | 0.054533 | 12 | 0.11222 | 0.12553 | 1543 | Cooking | Fryer |  | 1
Equipment | Energy Star Fryer | One Standard Vat Electric Fryer meeting ENERGY STAR Version 3.0 Standards | One Standard Economy-Grade Standard Vat Electric Fryer | Commercial | Turnover | Hospitals | FPL Blend | Per Unit | 17439 | 16488 | 951 | 0.054533 | 12 | 0.15501 | 0.05706 | 1543 | Cooking | Fryer |  | 1
Equipment | Energy Star Fryer | One Standard Vat Electric Fryer meeting ENERGY STAR Version 3.0 Standards | One Standard Economy-Grade Standard Vat Electric Fryer | Commercial | New | Hospitals | FPL Blend | Per Unit | 17439 | 16488 | 951 | 0.054533 | 12 | 0.15501 | 0.05706 | 1543 | Cooking | Fryer |  | 1
Equipment | Energy Star Fryer | One Standard Vat Electric Fryer meeting ENERGY STAR Version 3.0 Standards | One Standard Economy-Grade Standard Vat Electric Fryer | Commercial | Turnover | Institutional | FPL Blend | Per Unit | 17439 | 16488 | 951 | 0.054533 | 12 | 0.056109 | 0.10176 | 1543 | Cooking | Fryer |  | 1
Equipment | Energy Star Fryer | One Standard Vat Electric Fryer meeting ENERGY STAR Version 3.0 Standards | One Standard Economy-Grade Standard Vat Electric Fryer | Commercial | New | Institutional | FPL Blend | Per Unit | 17439 | 16488 | 951 | 0.054533 | 12 | 0.056109 | 0.10176 | 1543 | Cooking | Fryer |  | 1
Equipment | Energy Star Fryer | One Standard Vat Electric Fryer meeting ENERGY STAR Version 3.0 Standards | One Standard Economy-Grade Standard Vat Electric Fryer | Commercial | Turnover | Lodging/Hospitality | FPL Blend | Per Unit | 17439 | 16488 | 951 | 0.054533 | 12 | 0.17308 | 0.077031 | 1543 | Cooking | Fryer |  | 1
Equipment | Energy Star Fryer | One Standard Vat Electric Fryer meeting ENERGY STAR Version 3.0 Standards | One Standard Economy-Grade Standard Vat Electric Fryer | Commercial | New | Lodging/Hospitality | FPL Blend | Per Unit | 17439 | 16488 | 951 | 0.054533 | 12 | 0.17308 | 0.077031 | 1543 | Cooking | Fryer |  | 1
Equipment | Energy Star Fryer | One Standard Vat Electric Fryer meeting ENERGY STAR Version 3.0 Standards | One Standard Economy-Grade Standard Vat Electric Fryer | Commercial | Turnover | Miscellaneous | FPL Blend | Per Unit | 17439 | 16488 | 951 | 0.054533 | 12 | 0.056109 | 0.10176 | 1543 | Cooking | Fryer |  | 1
Equipment | Energy Star Fryer | One Standard Vat Electric Fryer meeting ENERGY STAR Version 3.0 Standards | One Standard Economy-Grade Standard Vat Electric Fryer | Commercial | New | Miscellaneous | FPL Blend | Per Unit | 17439 | 16488 | 951 | 0.054533 | 12 | 0.056109 | 0.10176 | 1543 | Cooking | Fryer |  | 1
Equipment | Energy Star Fryer | One Standard Vat Electric Fryer meeting ENERGY STAR Version 3.0 Standards | One Standard Economy-Grade Standard Vat Electric Fryer | Commercial | Turnover | Offices | FPL Blend | Per Unit | 17439 | 16488 | 951 | 0.054533 | 12 | 0.056109 | 0.10176 | 1543 | Cooking | Fryer |  | 1
Equipment | Energy Star Fryer | One Standard Vat Electric Fryer meeting ENERGY STAR Version 3.0 Standards | One Standard Economy-Grade Standard Vat Electric Fryer | Commercial | New | Offices | FPL Blend | Per Unit | 17439 | 16488 | 951 | 0.054533 | 12 | 0.056109 | 0.10176 | 1543 | Cooking | Fryer |  | 1
Equipment | Energy Star Fryer | One Standard Vat Electric Fryer meeting ENERGY STAR Version 3.0 Standards | One Standard Economy-Grade Standard Vat Electric Fryer | Commercial | Turnover | Restaurants | FPL Blend | Per Unit | 17439 | 16488 | 951 | 0.054533 | 12 | 0.18164 | 0.096051 | 1543 | Cooking | Fryer |  | 1
Equipment | Energy Star Fryer | One Standard Vat Electric Fryer meeting ENERGY STAR Version 3.0 Standards | One Standard Economy-Grade Standard Vat Electric Fryer | Commercial | New | Restaurants | FPL Blend | Per Unit | 17439 | 16488 | 951 | 0.054533 | 12 | 0.18164 | 0.096051 | 1543 | Cooking | Fryer |  | 1
Equipment | Energy Star Fryer | One Standard Vat Electric Fryer meeting ENERGY STAR Version 3.0 Standards | One Standard Economy-Grade Standard Vat Electric Fryer | Commercial | Turnover | Retail | FPL Blend | Per Unit | 17439 | 16488 | 951 | 0.054533 | 12 | 0.15501 | 0.05706 | 1543 | Cooking | Fryer |  | 1
Equipment | Energy Star Fryer | One Standard Vat Electric Fryer meeting ENERGY STAR Version 3.0 Standards | One Standard Economy-Grade Standard Vat Electric Fryer | Commercial | New | Retail | FPL Blend | Per Unit | 17439 | 16488 | 951 | 0.054533 | 12 | 0.15501 | 0.05706 | 1543 | Cooking | Fryer |  | 1
Equipment | Energy Star Fryer | One Standard Vat Electric Fryer meeting ENERGY STAR Version 3.0 Standards | One Standard Economy-Grade Standard Vat Electric Fryer | Commercial | Turnover | Schools K-12 | FPL Blend | Per Unit | 17439 | 16488 | 951 | 0.054533 | 12 | 0.056109 | 0.10176 | 1543 | Cooking | Fryer |  | 1
Equipment | Energy Star Fryer | One Standard Vat Electric Fryer meeting ENERGY STAR Version 3.0 Standards | One Standard Economy-Grade Standard Vat Electric Fryer | Commercial | New | Schools K-12 | FPL Blend | Per Unit | 17439 | 16488 | 951 | 0.054533 | 12 | 0.056109 | 0.10176 | 1543 | Cooking | Fryer |  | 1
Equipment | Energy Star Fryer | One Standard Vat Electric Fryer meeting ENERGY STAR Version 3.0 Standards | One Standard Economy-Grade Standard Vat Electric Fryer | Commercial | Turnover | Warehouse | FPL Blend | Per Unit | 17439 | 16488 | 951 | 0.054533 | 12 | 0.056109 | 0.10176 | 1543 | Cooking | Fryer |  | 1
Equipment | Energy Star Fryer | One Standard Vat Electric Fryer meeting ENERGY STAR Version 3.0 Standards | One Standard Economy-Grade Standard Vat Electric Fryer | Commercial | New | Warehouse | FPL Blend | Per Unit | 17439 | 16488 | 951 | 0.054533 | 12 | 0.056109 | 0.10176 | 1543 | Cooking | Fryer |  | 1
Equipment | LED High Bay_HID Baseline | One 140W High Bay LED Fixture | Lumen-Equivalent HID High Bay Fixture | Commercial | Turnover | Assembly | FPL Blend | Per Fixture | 1049.92 | 369.32 | 680.6 | 0.64824 | 15 | 0.11366 | 0.055129 | 179 | Interior Lighting | High bay |  | 1
Equipment | LED High Bay_HID Baseline | One 140W High Bay LED Fixture | Lumen-Equivalent HID High Bay Fixture | Commercial | New | Assembly | FPL Blend | Per Fixture | 1049.92 | 369.32 | 680.6 | 0.64824 | 15 | 0.11366 | 0.055129 | 179 | Interior Lighting | High bay |  | 1
Equipment | LED High Bay_HID Baseline | One 140W High Bay LED Fixture | Lumen-Equivalent HID High Bay Fixture | Commercial | Turnover | College and University | FPL Blend | Per Fixture | 1423.65 | 500.78 | 922.87 | 0.64824 | 15 | 0.10705 | 0.083058 | 179 | Interior Lighting | High bay |  | 1
Equipment | LED High Bay_HID Baseline | One 140W High Bay LED Fixture | Lumen-Equivalent HID High Bay Fixture | Commercial | New | College and University | FPL Blend | Per Fixture | 1423.65 | 500.78 | 922.87 | 0.64824 | 15 | 0.10705 | 0.083058 | 179 | Interior Lighting | High bay |  | 1
Equipment | LED High Bay_HID Baseline | One 140W High Bay LED Fixture | Lumen-Equivalent HID High Bay Fixture | Commercial | Turnover | Data Center | FPL Blend | Per Fixture | 1487.33 | 523.18 | 964.15 | 0.64824 | 15 | 0.10991 | 0.12245 | 179 | Interior Lighting | High bay |  | 1
Equipment | LED High Bay_HID Baseline | One 140W High Bay LED Fixture | Lumen-Equivalent HID High Bay Fixture | Commercial | New | Data Center | FPL Blend | Per Fixture | 1487.33 | 523.18 | 964.15 | 0.64824 | 15 | 0.10991 | 0.12245 | 179 | Interior Lighting | High bay |  | 1
Equipment | LED High Bay_HID Baseline | One 140W High Bay LED Fixture | Lumen-Equivalent HID High Bay Fixture | Commercial | Turnover | Grocery | FPL Blend | Per Fixture | 2746.2 | 966 | 1780.2 | 0.64824 | 15 | 0.30263 | 0.1353 | 179 | Interior Lighting | High bay |  | 1
Equipment | LED High Bay_HID Baseline | One 140W High Bay LED Fixture | Lumen-Equivalent HID High Bay Fixture | Commercial | New | Grocery | FPL Blend | Per Fixture | 2746.2 | 966 | 1780.2 | 0.64824 | 15 | 0.30263 | 0.1353 | 179 | Interior Lighting | High bay |  | 1
Equipment | LED High Bay_HID Baseline | One 140W High Bay LED Fixture | Lumen-Equivalent HID High Bay Fixture | Commercial | Turnover | Healthcare | FPL Blend | Per Fixture | 1347.63 | 474.04 | 873.59 | 0.64824 | 15 | 0.13016 | 0.10745 | 179 | Interior Lighting | High bay |  | 1
Equipment | LED High Bay_HID Baseline | One 140W High Bay LED Fixture | Lumen-Equivalent HID High Bay Fixture | Commercial | New | Healthcare | FPL Blend | Per Fixture | 1347.63 | 474.04 | 873.59 | 0.64824 | 15 | 0.13016 | 0.10745 | 179 | Interior Lighting | High bay |  | 1
Equipment | LED High Bay_HID Baseline | One 140W High Bay LED Fixture | Lumen-Equivalent HID High Bay Fixture | Commercial | Turnover | Hospitals | FPL Blend | Per Fixture | 2280.54 | 802.2 | 1478.34 | 0.64824 | 15 | 0.17149 | 0.13305 | 179 | Interior Lighting | High bay |  | 1
Equipment | LED High Bay_HID Baseline | One 140W High Bay LED Fixture | Lumen-Equivalent HID High Bay Fixture | Commercial | New | Hospitals | FPL Blend | Per Fixture | 2280.54 | 802.2 | 1478.34 | 0.64824 | 15 | 0.17149 | 0.13305 | 179 | Interior Lighting | High bay |  | 1
Equipment | LED High Bay_HID Baseline | One 140W High Bay LED Fixture | Lumen-Equivalent HID High Bay Fixture | Commercial | Turnover | Institutional | FPL Blend | Per Fixture | 1381.86 | 486.08 | 895.78 | 0.64824 | 15 | 0.094057 | 0.1281 | 179 | Interior Lighting | High bay |  | 1
Equipment | LED High Bay_HID Baseline | One 140W High Bay LED Fixture | Lumen-Equivalent HID High Bay Fixture | Commercial | New | Institutional | FPL Blend | Per Fixture | 1381.86 | 486.08 | 895.78 | 0.64824 | 15 | 0.094057 | 0.1281 | 179 | Interior Lighting | High bay |  | 1
Equipment | LED High Bay_HID Baseline | One 140W High Bay LED Fixture | Lumen-Equivalent HID High Bay Fixture | Commercial | Turnover | Lodging/Hospitality | FPL Blend | Per Fixture | 1927.12 | 677.88 | 1249.24 | 0.64824 | 15 | 0.10244 | 0.14491 | 179 | Interior Lighting | High bay |  | 1
Equipment | LED High Bay_HID Baseline | One 140W High Bay LED Fixture | Lumen-Equivalent HID High Bay Fixture | Commercial | New | Lodging/Hospitality | FPL Blend | Per Fixture | 1927.12 | 677.88 | 1249.24 | 0.64824 | 15 | 0.10244 | 0.14491 | 179 | Interior Lighting | High bay |  | 1
Equipment | LED High Bay_HID Baseline | One 140W High Bay LED Fixture | Lumen-Equivalent HID High Bay Fixture | Commercial | Turnover | Miscellaneous | FPL Blend | Per Fixture | 1634.59 | 574.98 | 1059.61 | 0.64824 | 15 | 0.1208 | 0.13457 | 179 | Interior Lighting | High bay |  | 1
Equipment | LED High Bay_HID Baseline | One 140W High Bay LED Fixture | Lumen-Equivalent HID High Bay Fixture | Commercial | New | Miscellaneous | FPL Blend | Per Fixture | 1634.59 | 574.98 | 1059.61 | 0.64824 | 15 | 0.1208 | 0.13457 | 179 | Interior Lighting | High bay |  | 1
Equipment | LED High Bay_HID Baseline | One 140W High Bay LED Fixture | Lumen-Equivalent HID High Bay Fixture | Commercial | Turnover | Offices | FPL Blend | Per Fixture | 1488.52 | 523.6 | 964.92 | 0.64824 | 15 | 0.11 | 0.12254 | 179 | Interior Lighting | High bay |  | 1
Equipment | LED High Bay_HID Baseline | One 140W High Bay LED Fixture | Lumen-Equivalent HID High Bay Fixture | Commercial | New | Offices | FPL Blend | Per Fixture | 1488.52 | 523.6 | 964.92 | 0.64824 | 15 | 0.11 | 0.12254 | 179 | Interior Lighting | High bay |  | 1
Equipment | LED High Bay_HID Baseline | One 140W High Bay LED Fixture | Lumen-Equivalent HID High Bay Fixture | Commercial | Turnover | Restaurants | FPL Blend | Per Fixture | 2100.64 | 738.92 | 1361.72 | 0.64824 | 15 | 0.20426 | 0.11847 | 179 | Interior Lighting | High bay |  | 1
Equipment | LED High Bay_HID Baseline | One 140W High Bay LED Fixture | Lumen-Equivalent HID High Bay Fixture | Commercial | New | Restaurants | FPL Blend | Per Fixture | 2100.64 | 738.92 | 1361.72 | 0.64824 | 15 | 0.20426 | 0.11847 | 179 | Interior Lighting | High bay |  | 1
Equipment | LED High Bay_HID Baseline | One 140W High Bay LED Fixture | Lumen-Equivalent HID High Bay Fixture | Commercial | Turnover | Retail | FPL Blend | Per Fixture | 1459.86 | 513.52 | 946.34 | 0.64824 | 15 | 0.15899 | 0.073815 | 179 | Interior Lighting | High bay |  | 1
Equipment | LED High Bay_HID Baseline | One 140W High Bay LED Fixture | Lumen-Equivalent HID High Bay Fixture | Commercial | New | Retail | FPL Blend | Per Fixture | 1459.86 | 513.52 | 946.34 | 0.64824 | 15 | 0.15899 | 0.073815 | 179 | Interior Lighting | High bay |  | 1
Equipment | LED High Bay_HID Baseline | One 140W High Bay LED Fixture | Lumen-Equivalent HID High Bay Fixture | Commercial | Turnover | Schools K-12 | FPL Blend | Per Fixture | 1105.25 | 388.78 | 716.47 | 0.64824 | 15 | 0.075946 | 0.08526 | 179 | Interior Lighting | High bay |  | 1
Equipment | LED High Bay_HID Baseline | One 140W High Bay LED Fixture | Lumen-Equivalent HID High Bay Fixture | Commercial | New | Schools K-12 | FPL Blend | Per Fixture | 1105.25 | 388.78 | 716.47 | 0.64824 | 15 | 0.075946 | 0.08526 | 179 | Interior Lighting | High bay |  | 1
Equipment | LED High Bay_HID Baseline | One 140W High Bay LED Fixture | Lumen-Equivalent HID High Bay Fixture | Commercial | Turnover | Warehouse | FPL Blend | Per Fixture | 1452.3 | 510.86 | 941.44 | 0.64824 | 15 | 0.15816 | 0.11297 | 179 | Interior Lighting | High bay |  | 1
Equipment | LED High Bay_HID Baseline | One 140W High Bay LED Fixture | Lumen-Equivalent HID High Bay Fixture | Commercial | New | Warehouse | FPL Blend | Per Fixture | 1452.3 | 510.86 | 941.44 | 0.64824 | 15 | 0.15816 | 0.11297 | 179 | Interior Lighting | High bay |  | 1
Equipment | LED - 9W Flood_CFL Baseline | LED (assume 9W) replacing CFL | 14W CFL | Commercial | Turnover | Assembly | FPL Blend | Per Lamp | 56.25 | 36.16 | 20.09 | 0.35716 | 10 | 0 | 0.0019085 | 0.5 | Exterior Lighting | Spot lighting/Security/Flood |  | 1
Equipment | LED - 9W Flood_CFL Baseline | LED (assume 9W) replacing CFL | 14W CFL | Commercial | New | Assembly | FPL Blend | Per Lamp | 56.25 | 36.16 | 20.09 | 0.35716 | 10 | 0 | 0.0019085 | 0.5 | Exterior Lighting | Spot lighting/Security/Flood |  | 1
Equipment | LED - 9W Flood_CFL Baseline | LED (assume 9W) replacing CFL | 14W CFL | Commercial | Turnover | College and University | FPL Blend | Per Lamp | 56.25 | 36.16 | 20.09 | 0.35716 | 10 | 0 | 0.0019889 | 0.5 | Exterior Lighting | Spot lighting/Security/Flood |  | 1
Equipment | LED - 9W Flood_CFL Baseline | LED (assume 9W) replacing CFL | 14W CFL | Commercial | New | College and University | FPL Blend | Per Lamp | 56.25 | 36.16 | 20.09 | 0.35716 | 10 | 0 | 0.0019889 | 0.5 | Exterior Lighting | Spot lighting/Security/Flood |  | 1
Equipment | LED - 9W Flood_CFL Baseline | LED (assume 9W) replacing CFL | 14W CFL | Commercial | Turnover | Data Center | FPL Blend | Per Lamp | 56.25 | 36.16 | 20.09 | 0.35716 | 10 | 0 | 0.0018282 | 0.5 | Exterior Lighting | Spot lighting/Security/Flood |  | 1
Equipment | LED - 9W Flood_CFL Baseline | LED (assume 9W) replacing CFL | 14W CFL | Commercial | New | Data Center | FPL Blend | Per Lamp | 56.25 | 36.16 | 20.09 | 0.35716 | 10 | 0 | 0.0018282 | 0.5 | Exterior Lighting | Spot lighting/Security/Flood |  | 1
Equipment | LED - 9W Flood_CFL Baseline | LED (assume 9W) replacing CFL | 14W CFL | Commercial | Turnover | Grocery | FPL Blend | Per Lamp | 56.25 | 36.16 | 20.09 | 0.35716 | 10 | 0 | 0.0019487 | 0.5 | Exterior Lighting | Spot lighting/Security/Flood |  | 1
Equipment | LED - 9W Flood_CFL Baseline | LED (assume 9W) replacing CFL | 14W CFL | Commercial | New | Grocery | FPL Blend | Per Lamp | 56.25 | 36.16 | 20.09 | 0.35716 | 10 | 0 | 0.0019487 | 0.5 | Exterior Lighting | Spot lighting/Security/Flood |  | 1
Equipment | LED - 9W Flood_CFL Baseline | LED (assume 9W) replacing CFL | 14W CFL | Commercial | Turnover | Healthcare | FPL Blend | Per Lamp | 56.25 | 36.16 | 20.09 | 0.35716 | 10 | 0 | 0.0019487 | 0.5 | Exterior Lighting | Spot lighting/Security/Flood |  | 1
Equipment | LED - 9W Flood_CFL Baseline | LED (assume 9W) replacing CFL | 14W CFL | Commercial | New | Healthcare | FPL Blend | Per Lamp | 56.25 | 36.16 | 20.09 | 0.35716 | 10 | 0 | 0.0019487 | 0.5 | Exterior Lighting | Spot lighting/Security/Flood |  | 1
Equipment | LED - 9W Flood_CFL Baseline | LED (assume 9W) replacing CFL | 14W CFL | Commercial | Turnover | Hospitals | FPL Blend | Per Lamp | 56.25 | 36.16 | 20.09 | 0.35716 | 10 | 0 | 0.0019889 | 0.5 | Exterior Lighting | Spot lighting/Security/Flood |  | 1
Equipment | LED - 9W Flood_CFL Baseline | LED (assume 9W) replacing CFL | 14W CFL | Commercial | New | Hospitals | FPL Blend | Per Lamp | 56.25 | 36.16 | 20.09 | 0.35716 | 10 | 0 | 0.0019889 | 0.5 | Exterior Lighting | Spot lighting/Security/Flood |  | 1
Equipment | LED - 9W Flood_CFL Baseline | LED (assume 9W) replacing CFL | 14W CFL | Commercial | Turnover | Institutional | FPL Blend | Per Lamp | 56.25 | 36.16 | 20.09 | 0.35716 | 10 | 0 | 0.0024108 | 0.5 | Exterior Lighting | Spot lighting/Security/Flood |  | 1
Equipment | LED - 9W Flood_CFL Baseline | LED (assume 9W) replacing CFL | 14W CFL | Commercial | New | Institutional | FPL Blend | Per Lamp | 56.25 | 36.16 | 20.09 | 0.35716 | 10 | 0 | 0.0024108 | 0.5 | Exterior Lighting | Spot lighting/Security/Flood |  | 1
Equipment | LED - 9W Flood_CFL Baseline | LED (assume 9W) replacing CFL | 14W CFL | Commercial | Turnover | Lodging/Hospitality | FPL Blend | Per Lamp | 56.25 | 36.16 | 20.09 | 0.35716 | 10 | 0 | 0.0017478 | 0.5 | Exterior Lighting | Spot lighting/Security/Flood |  | 1
Equipment | LED - 9W Flood_CFL Baseline | LED (assume 9W) replacing CFL | 14W CFL | Commercial | New | Lodging/Hospitality | FPL Blend | Per Lamp | 56.25 | 36.16 | 20.09 | 0.35716 | 10 | 0 | 0.0017478 | 0.5 | Exterior Lighting | Spot lighting/Security/Flood |  | 1
Equipment | LED - 9W Flood_CFL Baseline | LED (assume 9W) replacing CFL | 14W CFL | Commercial | Turnover | Miscellaneous | FPL Blend | Per Lamp | 56.25 | 36.16 | 20.09 | 0.35716 | 10 | 0 | 0.0018282 | 0.5 | Exterior Lighting | Spot lighting/Security/Flood |  | 1
Equipment | LED - 9W Flood_CFL Baseline | LED (assume 9W) replacing CFL | 14W CFL | Commercial | New | Miscellaneous | FPL Blend | Per Lamp | 56.25 | 36.16 | 20.09 | 0.35716 | 10 | 0 | 0.0018282 | 0.5 | Exterior Lighting | Spot lighting/Security/Flood |  | 1
Equipment | LED - 9W Flood_CFL Baseline | LED (assume 9W) replacing CFL | 14W CFL | Commercial | Turnover | Offices | FPL Blend | Per Lamp | 56.25 | 36.16 | 20.09 | 0.35716 | 10 | 0 | 0.0018282 | 0.5 | Exterior Lighting | Spot lighting/Security/Flood |  | 1
Equipment | LED - 9W Flood_CFL Baseline | LED (assume 9W) replacing CFL | 14W CFL | Commercial | New | Offices | FPL Blend | Per Lamp | 56.25 | 36.16 | 20.09 | 0.35716 | 10 | 0 | 0.0018282 | 0.5 | Exterior Lighting | Spot lighting/Security/Flood |  | 1
Equipment | LED - 9W Flood_CFL Baseline | LED (assume 9W) replacing CFL | 14W CFL | Commercial | Turnover | Restaurants | FPL Blend | Per Lamp | 56.25 | 36.16 | 20.09 | 0.35716 | 10 | 0 | 0.0018081 | 0.5 | Exterior Lighting | Spot lighting/Security/Flood |  | 1
Equipment | LED - 9W Flood_CFL Baseline | LED (assume 9W) replacing CFL | 14W CFL | Commercial | New | Restaurants | FPL Blend | Per Lamp | 56.25 | 36.16 | 20.09 | 0.35716 | 10 | 0 | 0.0018081 | 0.5 | Exterior Lighting | Spot lighting/Security/Flood |  | 1
Equipment | LED - 9W Flood_CFL Baseline | LED (assume 9W) replacing CFL | 14W CFL | Commercial | Turnover | Retail | FPL Blend | Per Lamp | 56.25 | 36.16 | 20.09 | 0.35716 | 10 | 0 | 0.0019286 | 0.5 | Exterior Lighting | Spot lighting/Security/Flood |  | 1
Equipment | LED - 9W Flood_CFL Baseline | LED (assume 9W) replacing CFL | 14W CFL | Commercial | New | Retail | FPL Blend | Per Lamp | 56.25 | 36.16 | 20.09 | 0.35716 | 10 | 0 | 0.0019286 | 0.5 | Exterior Lighting | Spot lighting/Security/Flood |  | 1
Equipment | LED - 9W Flood_CFL Baseline | LED (assume 9W) replacing CFL | 14W CFL | Commercial | Turnover | Schools K-12 | FPL Blend | Per Lamp | 56.25 | 36.16 | 20.09 | 0.35716 | 10 | 0 | 0.0020894 | 0.5 | Exterior Lighting | Spot lighting/Security/Flood |  | 1
Equipment | LED - 9W Flood_CFL Baseline | LED (assume 9W) replacing CFL | 14W CFL | Commercial | New | Schools K-12 | FPL Blend | Per Lamp | 56.25 | 36.16 | 20.09 | 0.35716 | 10 | 0 | 0.0020894 | 0.5 | Exterior Lighting | Spot lighting/Security/Flood |  | 1
Equipment | LED - 9W Flood_CFL Baseline | LED (assume 9W) replacing CFL | 14W CFL | Commercial | Turnover | Warehouse | FPL Blend | Per Lamp | 56.25 | 36.16 | 20.09 | 0.35716 | 10 | 0 | 0.0019286 | 0.5 | Exterior Lighting | Spot lighting/Security/Flood |  | 1
Equipment | LED - 9W Flood_CFL Baseline | LED (assume 9W) replacing CFL | 14W CFL | Commercial | New | Warehouse | FPL Blend | Per Lamp | 56.25 | 36.16 | 20.09 | 0.35716 | 10 | 0 | 0.0019286 | 0.5 | Exterior Lighting | Spot lighting/Security/Flood |  | 1
NonEquipment | Bi-Level Lighting Control (Exterior) | Bi-Level Controls on Exterior Lighting, 500 Watts Controlled |  | Commercial | Existing | Assembly | FPL Blend | Per 500W Controlled | 2009 | 1386.21 | 622.79 | 0.31 | 8 | 0 | 0.059165 | 400 | Exterior Lighting |  | Spot lighting/Security/Flood | 1
NonEquipment | Bi-Level Lighting Control (Exterior) | Bi-Level Controls on Exterior Lighting, 500 Watts Controlled | 500 Watts of Lighting, Manually Controlled | Commercial | New | Assembly | FPL Blend | Per 500W Controlled | 2009 | 1386.21 | 622.79 | 0.31 | 8 | 0 | 0.059165 | 400 | Exterior Lighting |  | Spot lighting/Security/Flood | 1
NonEquipment | Bi-Level Lighting Control (Exterior) | Bi-Level Controls on Exterior Lighting, 500 Watts Controlled |  | Commercial | Existing | College and University | FPL Blend | Per 500W Controlled | 2009 | 1386.21 | 622.79 | 0.31 | 8 | 0 | 0.061656 | 400 | Exterior Lighting |  | Spot lighting/Security/Flood | 1
NonEquipment | Bi-Level Lighting Control (Exterior) | Bi-Level Controls on Exterior Lighting, 500 Watts Controlled | 500 Watts of Lighting, Manually Controlled | Commercial | New | College and University | FPL Blend | Per 500W Controlled | 2009 | 1386.21 | 622.79 | 0.31 | 8 | 0 | 0.061656 | 400 | Exterior Lighting |  | Spot lighting/Security/Flood | 1
NonEquipment | Bi-Level Lighting Control (Exterior) | Bi-Level Controls on Exterior Lighting, 500 Watts Controlled |  | Commercial | Existing | Data Center | FPL Blend | Per 500W Controlled | 2009 | 1386.21 | 622.79 | 0.31 | 8 | 0 | 0.056674 | 400 | Exterior Lighting |  | Spot lighting/Security/Flood | 1
NonEquipment | Bi-Level Lighting Control (Exterior) | Bi-Level Controls on Exterior Lighting, 500 Watts Controlled | 500 Watts of Lighting, Manually Controlled | Commercial | New | Data Center | FPL Blend | Per 500W Controlled | 2009 | 1386.21 | 622.79 | 0.31 | 8 | 0 | 0.056674 | 400 | Exterior Lighting |  | Spot lighting/Security/Flood | 1
NonEquipment | Bi-Level Lighting Control (Exterior) | Bi-Level Controls on Exterior Lighting, 500 Watts Controlled |  | Commercial | Existing | Grocery | FPL Blend | Per 500W Controlled | 2009 | 1386.21 | 622.79 | 0.31 | 8 | 0 | 0.060411 | 400 | Exterior Lighting |  | Spot lighting/Security/Flood | 1
NonEquipment | Bi-Level Lighting Control (Exterior) | Bi-Level Controls on Exterior Lighting, 500 Watts Controlled | 500 Watts of Lighting, Manually Controlled | Commercial | New | Grocery | FPL Blend | Per 500W Controlled | 2009 | 1386.21 | 622.79 | 0.31 | 8 | 0 | 0.060411 | 400 | Exterior Lighting |  | Spot lighting/Security/Flood | 1
NonEquipment | Bi-Level Lighting Control (Exterior) | Bi-Level Controls on Exterior Lighting, 500 Watts Controlled |  | Commercial | Existing | Healthcare | FPL Blend | Per 500W Controlled | 2009 | 1386.21 | 622.79 | 0.31 | 8 | 0 | 0.060411 | 400 | Exterior Lighting |  | Spot lighting/Security/Flood | 1
NonEquipment | Bi-Level Lighting Control (Exterior) | Bi-Level Controls on Exterior Lighting, 500 Watts Controlled | 500 Watts of Lighting, Manually Controlled | Commercial | New | Healthcare | FPL Blend | Per 500W Controlled | 2009 | 1386.21 | 622.79 | 0.31 | 8 | 0 | 0.060411 | 400 | Exterior Lighting |  | Spot lighting/Security/Flood | 1
NonEquipment | Bi-Level Lighting Control (Exterior) | Bi-Level Controls on Exterior Lighting, 500 Watts Controlled |  | Commercial | Existing | Hospitals | FPL Blend | Per 500W Controlled | 2009 | 1386.21 | 622.79 | 0.31 | 8 | 0 | 0.061656 | 400 | Exterior Lighting |  | Spot lighting/Security/Flood | 1
NonEquipment | Bi-Level Lighting Control (Exterior) | Bi-Level Controls on Exterior Lighting, 500 Watts Controlled | 500 Watts of Lighting, Manually Controlled | Commercial | New | Hospitals | FPL Blend | Per 500W Controlled | 2009 | 1386.21 | 622.79 | 0.31 | 8 | 0 | 0.061656 | 400 | Exterior Lighting |  | Spot lighting/Security/Flood | 1
NonEquipment | Bi-Level Lighting Control (Exterior) | Bi-Level Controls on Exterior Lighting, 500 Watts Controlled |  | Commercial | Existing | Institutional | FPL Blend | Per 500W Controlled | 2009 | 1386.21 | 622.79 | 0.31 | 8 | 0 | 0.074735 | 400 | Exterior Lighting |  | Spot lighting/Security/Flood | 1
NonEquipment | Bi-Level Lighting Control (Exterior) | Bi-Level Controls on Exterior Lighting, 500 Watts Controlled | 500 Watts of Lighting, Manually Controlled | Commercial | New | Institutional | FPL Blend | Per 500W Controlled | 2009 | 1386.21 | 622.79 | 0.31 | 8 | 0 | 0.074735 | 400 | Exterior Lighting |  | Spot lighting/Security/Flood | 1
NonEquipment | Bi-Level Lighting Control (Exterior) | Bi-Level Controls on Exterior Lighting, 500 Watts Controlled |  | Commercial | Existing | Lodging/Hospitality | FPL Blend | Per 500W Controlled | 2009 | 1386.21 | 622.79 | 0.31 | 8 | 0 | 0.054183 | 400 | Exterior Lighting |  | Spot lighting/Security/Flood | 1
NonEquipment | Bi-Level Lighting Control (Exterior) | Bi-Level Controls on Exterior Lighting, 500 Watts Controlled | 500 Watts of Lighting, Manually Controlled | Commercial | New | Lodging/Hospitality | FPL Blend | Per 500W Controlled | 2009 | 1386.21 | 622.79 | 0.31 | 8 | 0 | 0.054183 | 400 | Exterior Lighting |  | Spot lighting/Security/Flood | 1
NonEquipment | Bi-Level Lighting Control (Exterior) | Bi-Level Controls on Exterior Lighting, 500 Watts Controlled |  | Commercial | Existing | Miscellaneous | FPL Blend | Per 500W Controlled | 2009 | 1386.21 | 622.79 | 0.31 | 8 | 0 | 0.056674 | 400 | Exterior Lighting |  | Spot lighting/Security/Flood | 1
NonEquipment | Bi-Level Lighting Control (Exterior) | Bi-Level Controls on Exterior Lighting, 500 Watts Controlled | 500 Watts of Lighting, Manually Controlled | Commercial | New | Miscellaneous | FPL Blend | Per 500W Controlled | 2009 | 1386.21 | 622.79 | 0.31 | 8 | 0 | 0.056674 | 400 | Exterior Lighting |  | Spot lighting/Security/Flood | 1
NonEquipment | Bi-Level Lighting Control (Exterior) | Bi-Level Controls on Exterior Lighting, 500 Watts Controlled |  | Commercial | Existing | Offices | FPL Blend | Per 500W Controlled | 2009 | 1386.21 | 622.79 | 0.31 | 8 | 0 | 0.056674 | 400 | Exterior Lighting |  | Spot lighting/Security/Flood | 1
NonEquipment | Bi-Level Lighting Control (Exterior) | Bi-Level Controls on Exterior Lighting, 500 Watts Controlled | 500 Watts of Lighting, Manually Controlled | Commercial | New | Offices | FPL Blend | Per 500W Controlled | 2009 | 1386.21 | 622.79 | 0.31 | 8 | 0 | 0.056674 | 400 | Exterior Lighting |  | Spot lighting/Security/Flood | 1
NonEquipment | Bi-Level Lighting Control (Exterior) | Bi-Level Controls on Exterior Lighting, 500 Watts Controlled |  | Commercial | Existing | Restaurants | FPL Blend | Per 500W Controlled | 2009 | 1386.21 | 622.79 | 0.31 | 8 | 0 | 0.056051 | 400 | Exterior Lighting |  | Spot lighting/Security/Flood | 1
NonEquipment | Bi-Level Lighting Control (Exterior) | Bi-Level Controls on Exterior Lighting, 500 Watts Controlled | 500 Watts of Lighting, Manually Controlled | Commercial | New | Restaurants | FPL Blend | Per 500W Controlled | 2009 | 1386.21 | 622.79 | 0.31 | 8 | 0 | 0.056051 | 400 | Exterior Lighting |  | Spot lighting/Security/Flood | 1
NonEquipment | Bi-Level Lighting Control (Exterior) | Bi-Level Controls on Exterior Lighting, 500 Watts Controlled |  | Commercial | Existing | Retail | FPL Blend | Per 500W Controlled | 2009 | 1386.21 | 622.79 | 0.31 | 8 | 0 | 0.059788 | 400 | Exterior Lighting |  | Spot lighting/Security/Flood | 1
NonEquipment | Bi-Level Lighting Control (Exterior) | Bi-Level Controls on Exterior Lighting, 500 Watts Controlled | 500 Watts of Lighting, Manually Controlled | Commercial | New | Retail | FPL Blend | Per 500W Controlled | 2009 | 1386.21 | 622.79 | 0.31 | 8 | 0 | 0.059788 | 400 | Exterior Lighting |  | Spot lighting/Security/Flood | 1
NonEquipment | Bi-Level Lighting Control (Exterior) | Bi-Level Controls on Exterior Lighting, 500 Watts Controlled |  | Commercial | Existing | Schools K-12 | FPL Blend | Per 500W Controlled | 2009 | 1386.21 | 622.79 | 0.31 | 8 | 0 | 0.06477 | 400 | Exterior Lighting |  | Spot lighting/Security/Flood | 1
NonEquipment | Bi-Level Lighting Control (Exterior) | Bi-Level Controls on Exterior Lighting, 500 Watts Controlled | 500 Watts of Lighting, Manually Controlled | Commercial | New | Schools K-12 | FPL Blend | Per 500W Controlled | 2009 | 1386.21 | 622.79 | 0.31 | 8 | 0 | 0.06477 | 400 | Exterior Lighting |  | Spot lighting/Security/Flood | 1
NonEquipment | Bi-Level Lighting Control (Exterior) | Bi-Level Controls on Exterior Lighting, 500 Watts Controlled |  | Commercial | Existing | Warehouse | FPL Blend | Per 500W Controlled | 2009 | 1386.21 | 622.79 | 0.31 | 8 | 0 | 0.059788 | 400 | Exterior Lighting |  | Spot lighting/Security/Flood | 1
NonEquipment | Bi-Level Lighting Control (Exterior) | Bi-Level Controls on Exterior Lighting, 500 Watts Controlled | 500 Watts of Lighting, Manually Controlled | Commercial | New | Warehouse | FPL Blend | Per 500W Controlled | 2009 | 1386.21 | 622.79 | 0.31 | 8 | 0 | 0.059788 | 400 | Exterior Lighting |  | Spot lighting/Security/Flood | 1
NonEquipment | Facility Energy Management System_SC | Typical HVAC by Building Type Controlled by Energy Management System |  | Commercial | Existing | Assembly | FPL Blend | Per End Use | 124835.85 | 106110.47 | 18725.38 | 0.15 | 15 | 6.2367 | 0 | 14876.8115 | Space Cooling |  | Heat Pump Cooling | 1
NonEquipment | Facility Energy Management System_SC | Typical HVAC by Building Type Controlled by Energy Management System | Standard/manual facility equipment controls | Commercial | New | Assembly | FPL Blend | Per End Use | 124835.85 | 106110.47 | 18725.38 | 0.15 | 15 | 6.2367 | 0 | 14876.8115 | Space Cooling |  | Heat Pump Cooling | 1
NonEquipment | Facility Energy Management System_SC | Typical HVAC by Building Type Controlled by Energy Management System |  | Commercial | Existing | College and University | FPL Blend | Per End Use | 50239.28 | 42703.39 | 7535.89 | 0.15 | 15 | 1.5279 | 0 | 15530.9607 | Space Cooling |  | Heat Pump Cooling | 1
NonEquipment | Facility Energy Management System_SC | Typical HVAC by Building Type Controlled by Energy Management System | Standard/manual facility equipment controls | Commercial | New | College and University | FPL Blend | Per End Use | 50239.28 | 42703.39 | 7535.89 | 0.15 | 15 | 1.5279 | 0 | 15530.9607 | Space Cooling |  | Heat Pump Cooling | 1
NonEquipment | Facility Energy Management System_SC | Typical HVAC by Building Type Controlled by Energy Management System |  | Commercial | Existing | Data Center | FPL Blend | Per End Use | 246589.32 | 209600.92 | 36988.4 | 0.15 | 15 | 7.4995 | 0 | 57637.7477 | Space Cooling |  | Heat Pump Cooling | 1
NonEquipment | Facility Energy Management System_SC | Typical HVAC by Building Type Controlled by Energy Management System | Standard/manual facility equipment controls | Commercial | New | Data Center | FPL Blend | Per End Use | 246589.32 | 209600.92 | 36988.4 | 0.15 | 15 | 7.4995 | 0 | 57637.7477 | Space Cooling |  | Heat Pump Cooling | 1
NonEquipment | Facility Energy Management System_SC | Typical HVAC by Building Type Controlled by Energy Management System |  | Commercial | Existing | Grocery | FPL Blend | Per End Use | 10146.03 | 8624.13 | 1521.9 | 0.15 | 15 | 0.43158 | 0 | 1124.0754 | Space Cooling |  | Heat Pump Cooling | 1
NonEquipment | Facility Energy Management System_SC | Typical HVAC by Building Type Controlled by Energy Management System | Standard/manual facility equipment controls | Commercial | New | Grocery | FPL Blend | Per End Use | 10146.03 | 8624.13 | 1521.9 | 0.15 | 15 | 0.43158 | 0 | 1124.0754 | Space Cooling |  | Heat Pump Cooling | 1
NonEquipment | Facility Energy Management System_SC | Typical HVAC by Building Type Controlled by Energy Management System |  | Commercial | Existing | Healthcare | FPL Blend | Per End Use | 21063.51 | 17903.98 | 3159.53 | 0.15 | 15 | 0.6406 | 0 | 3354.9926 | Space Cooling |  | Heat Pump Cooling | 1
NonEquipment | Facility Energy Management System_SC | Typical HVAC by Building Type Controlled by Energy Management System | Standard/manual facility equipment controls | Commercial | New | Healthcare | FPL Blend | Per End Use | 21063.51 | 17903.98 | 3159.53 | 0.15 | 15 | 0.6406 | 0 | 3354.9926 | Space Cooling |  | Heat Pump Cooling | 1
NonEquipment | Facility Energy Management System_SC | Typical HVAC by Building Type Controlled by Energy Management System |  | Commercial | Existing | Hospitals | FPL Blend | Per End Use | 1853377.69 | 1575371.04 | 278006.65 | 0.15 | 15 | 56.3664 | 0 | 115647.5492 | Space Cooling |  | Heat Pump Cooling | 1
NonEquipment | Facility Energy Management System_SC | Typical HVAC by Building Type Controlled by Energy Management System | Standard/manual facility equipment controls | Commercial | New | Hospitals | FPL Blend | Per End Use | 1853377.69 | 1575371.04 | 278006.65 | 0.15 | 15 | 56.3664 | 0 | 115647.5492 | Space Cooling |  | Heat Pump Cooling | 1
NonEquipment | Facility Energy Management System_SC | Typical HVAC by Building Type Controlled by Energy Management System |  | Commercial | Existing | Institutional | FPL Blend | Per End Use | 24647.04 | 20949.98 | 3697.06 | 0.15 | 15 | 0.74959 | 0 | 8969.6482 | Space Cooling |  | Heat Pump Cooling | 1
NonEquipment | Facility Energy Management System_SC | Typical HVAC by Building Type Controlled by Energy Management System | Standard/manual facility equipment controls | Commercial | New | Institutional | FPL Blend | Per End Use | 24647.04 | 20949.98 | 3697.06 | 0.15 | 15 | 0.74959 | 0 | 8969.6482 | Space Cooling |  | Heat Pump Cooling | 1
NonEquipment | Facility Energy Management System_SC | Typical HVAC by Building Type Controlled by Energy Management System |  | Commercial | Existing | Lodging/Hospitality | FPL Blend | Per End Use | 200655.84 | 170557.46 | 30098.38 | 0.15 | 15 | 5.7641 | 0 | 28844.2808 | Space Cooling |  | Heat Pump Cooling | 1
NonEquipment | Facility Energy Management System_SC | Typical HVAC by Building Type Controlled by Energy Management System | Standard/manual facility equipment controls | Commercial | New | Lodging/Hospitality | FPL Blend | Per End Use | 200655.84 | 170557.46 | 30098.38 | 0.15 | 15 | 5.7641 | 0 | 28844.2808 | Space Cooling |  | Heat Pump Cooling | 1
NonEquipment | Facility Energy Management System_SC | Typical HVAC by Building Type Controlled by Energy Management System |  | Commercial | Existing | Miscellaneous | FPL Blend | Per End Use | 44622.6 | 37929.21 | 6693.39 | 0.15 | 15 | 2.2293 | 0 | 19076.5867 | Space Cooling |  | Heat Pump Cooling | 1
NonEquipment | Facility Energy Management System_SC | Typical HVAC by Building Type Controlled by Energy Management System | Standard/manual facility equipment controls | Commercial | New | Miscellaneous | FPL Blend | Per End Use | 44622.6 | 37929.21 | 6693.39 | 0.15 | 15 | 2.2293 | 0 | 19076.5867 | Space Cooling |  | Heat Pump Cooling | 1
NonEquipment | Facility Energy Management System_SC | Typical HVAC by Building Type Controlled by Energy Management System |  | Commercial | Existing | Offices | FPL Blend | Per End Use | 56539.56 | 48058.63 | 8480.93 | 0.15 | 15 | 2.8247 | 0 | 8634.8591 | Space Cooling |  | Heat Pump Cooling | 1
NonEquipment | Facility Energy Management System_SC | Typical HVAC by Building Type Controlled by Energy Management System | Standard/manual facility equipment controls | Commercial | New | Offices | FPL Blend | Per End Use | 56539.56 | 48058.63 | 8480.93 | 0.15 | 15 | 2.8247 | 0 | 8634.8591 | Space Cooling |  | Heat Pump Cooling | 1
NonEquipment | Facility Energy Management System_SC | Typical HVAC by Building Type Controlled by Energy Management System |  | Commercial | Existing | Restaurants | FPL Blend | Per End Use | 48502.8 | 41227.38 | 7275.42 | 0.15 | 15 | 2.0632 | 0 | 2959.0557 | Space Cooling |  | Heat Pump Cooling | 1
NonEquipment | Facility Energy Management System_SC | Typical HVAC by Building Type Controlled by Energy Management System | Standard/manual facility equipment controls | Commercial | New | Restaurants | FPL Blend | Per End Use | 48502.8 | 41227.38 | 7275.42 | 0.15 | 15 | 2.0632 | 0 | 2959.0557 | Space Cooling |  | Heat Pump Cooling | 1
NonEquipment | Facility Energy Management System_SC | Typical HVAC by Building Type Controlled by Energy Management System |  | Commercial | Existing | Retail | FPL Blend | Per End Use | 71635.38 | 60890.07 | 10745.31 | 0.15 | 15 | 3.5789 | 0 | 12932.6058 | Space Cooling |  | Heat Pump Cooling | 1
NonEquipment | Facility Energy Management System_SC | Typical HVAC by Building Type Controlled by Energy Management System | Standard/manual facility equipment controls | Commercial | New | Retail | FPL Blend | Per End Use | 71635.38 | 60890.07 | 10745.31 | 0.15 | 15 | 3.5789 | 0 | 12932.6058 | Space Cooling |  | Heat Pump Cooling | 1
NonEquipment | Facility Energy Management System_SC | Typical HVAC by Building Type Controlled by Energy Management System |  | Commercial | Existing | Schools K-12 | FPL Blend | Per End Use | 160602.9 | 136512.46 | 24090.44 | 0.15 | 15 | 8.0236 | 0 | 24017.3431 | Space Cooling |  | Heat Pump Cooling | 1
NonEquipment | Facility Energy Management System_SC | Typical HVAC by Building Type Controlled by Energy Management System | Standard/manual facility equipment controls | Commercial | New | Schools K-12 | FPL Blend | Per End Use | 160602.9 | 136512.46 | 24090.44 | 0.15 | 15 | 8.0236 | 0 | 24017.3431 | Space Cooling |  | Heat Pump Cooling | 1
NonEquipment | Facility Energy Management System_SC | Typical HVAC by Building Type Controlled by Energy Management System |  | Commercial | Existing | Warehouse | FPL Blend | Per End Use | 19405.96 | 16495.07 | 2910.89 | 0.15 | 15 | 0.96951 | 0 | 13525.3613 | Space Cooling |  | Heat Pump Cooling | 1
NonEquipment | Facility Energy Management System_SC | Typical HVAC by Building Type Controlled by Energy Management System | Standard/manual facility equipment controls | Commercial | New | Warehouse | FPL Blend | Per End Use | 19405.96 | 16495.07 | 2910.89 | 0.15 | 15 | 0.96951 | 0 | 13525.3613 | Space Cooling |  | Heat Pump Cooling | 1
Equipment | HE DX Less than 5.4 Tons Elect Heat | High Efficiency Packaged or Split DX Unit, 5 Tons, 14.5 SEER | Code-Compliant Packaged or Split DX Unit, 5 Tons, 13 SEER | Commercial | Turnover | Assembly | FPL Blend | Per Unit | 321.95 | 277.89 | 44.06 | 0.13685 | 15 | 0 | 0.10038 | 34.4358 | Space Heating | Forced air furnace |  | 1
Equipment | HE DX Less than 5.4 Tons Elect Heat | High Efficiency Packaged or Split DX Unit, 5 Tons, 14.5 SEER | Code-Compliant Packaged or Split DX Unit, 5 Tons, 13 SEER | Commercial | New | Assembly | FPL Blend | Per Unit | 321.95 | 277.89 | 44.06 | 0.13685 | 15 | 0 | 0.10038 | 34.4358 | Space Heating | Forced air furnace |  | 1
Equipment | HE DX Less than 5.4 Tons Elect Heat | High Efficiency Packaged or Split DX Unit, 5 Tons, 14.5 SEER | Code-Compliant Packaged or Split DX Unit, 5 Tons, 13 SEER | Commercial | Turnover | College and University | FPL Blend | Per Unit | 321.95 | 277.89 | 44.06 | 0.13685 | 15 | 0 | 0.0084767 | 31.2006 | Space Heating | Forced air furnace |  | 1
Equipment | HE DX Less than 5.4 Tons Elect Heat | High Efficiency Packaged or Split DX Unit, 5 Tons, 14.5 SEER | Code-Compliant Packaged or Split DX Unit, 5 Tons, 13 SEER | Commercial | New | College and University | FPL Blend | Per Unit | 321.95 | 277.89 | 44.06 | 0.13685 | 15 | 0 | 0.0084767 | 31.2006 | Space Heating | Forced air furnace |  | 1
Equipment | HE DX Less than 5.4 Tons Elect Heat | High Efficiency Packaged or Split DX Unit, 5 Tons, 14.5 SEER | Code-Compliant Packaged or Split DX Unit, 5 Tons, 13 SEER | Commercial | Turnover | Data Center | FPL Blend | Per Unit | 578.05 | 498.95 | 79.1 | 0.13684 | 15 | 0 | 0.015218 | 30.1877 | Space Heating | Forced air furnace |  | 1
Equipment | HE DX Less than 5.4 Tons Elect Heat | High Efficiency Packaged or Split DX Unit, 5 Tons, 14.5 SEER | Code-Compliant Packaged or Split DX Unit, 5 Tons, 13 SEER | Commercial | New | Data Center | FPL Blend | Per Unit | 578.05 | 498.95 | 79.1 | 0.13684 | 15 | 0 | 0.015218 | 30.1877 | Space Heating | Forced air furnace |  | 1
Equipment | HE DX Less than 5.4 Tons Elect Heat | High Efficiency Packaged or Split DX Unit, 5 Tons, 14.5 SEER | Code-Compliant Packaged or Split DX Unit, 5 Tons, 13 SEER | Commercial | Turnover | Grocery | FPL Blend | Per Unit | 556.1 | 480 | 76.1 | 0.13685 | 15 | 0 | 0.058486 | 96.8099 | Space Heating | Forced air furnace |  | 1
Equipment | HE DX Less than 5.4 Tons Elect Heat | High Efficiency Packaged or Split DX Unit, 5 Tons, 14.5 SEER | Code-Compliant Packaged or Split DX Unit, 5 Tons, 13 SEER | Commercial | New | Grocery | FPL Blend | Per Unit | 556.1 | 480 | 76.1 | 0.13685 | 15 | 0 | 0.058486 | 96.8099 | Space Heating | Forced air furnace |  | 1
Equipment | HE DX Less than 5.4 Tons Elect Heat | High Efficiency Packaged or Split DX Unit, 5 Tons, 14.5 SEER | Code-Compliant Packaged or Split DX Unit, 5 Tons, 13 SEER | Commercial | Turnover | Healthcare | FPL Blend | Per Unit | 504.88 | 435.79 | 69.09 | 0.13684 | 15 | 0 | 0.013292 | 25.1765 | Space Heating | Forced air furnace |  | 1
Equipment | HE DX Less than 5.4 Tons Elect Heat | High Efficiency Packaged or Split DX Unit, 5 Tons, 14.5 SEER | Code-Compliant Packaged or Split DX Unit, 5 Tons, 13 SEER | Commercial | New | Healthcare | FPL Blend | Per Unit | 504.88 | 435.79 | 69.09 | 0.13684 | 15 | 0 | 0.013292 | 25.1765 | Space Heating | Forced air furnace |  | 1
Equipment | HE DX Less than 5.4 Tons Elect Heat | High Efficiency Packaged or Split DX Unit, 5 Tons, 14.5 SEER | Code-Compliant Packaged or Split DX Unit, 5 Tons, 13 SEER | Commercial | Turnover | Hospitals | FPL Blend | Per Unit | 578.05 | 498.95 | 79.1 | 0.13684 | 15 | 0 | 0.015218 | 30.1877 | Space Heating | Forced air furnace |  | 1
Equipment | HE DX Less than 5.4 Tons Elect Heat | High Efficiency Packaged or Split DX Unit, 5 Tons, 14.5 SEER | Code-Compliant Packaged or Split DX Unit, 5 Tons, 13 SEER | Commercial | New | Hospitals | FPL Blend | Per Unit | 578.05 | 498.95 | 79.1 | 0.13684 | 15 | 0 | 0.015218 | 30.1877 | Space Heating | Forced air furnace |  | 1
Equipment | HE DX Less than 5.4 Tons Elect Heat | High Efficiency Packaged or Split DX Unit, 5 Tons, 14.5 SEER | Code-Compliant Packaged or Split DX Unit, 5 Tons, 13 SEER | Commercial | Turnover | Institutional | FPL Blend | Per Unit | 278.05 | 240 | 38.05 | 0.13685 | 15 | 0 | 0.0073204 | 53.3358 | Space Heating | Forced air furnace |  | 1
Equipment | HE DX Less than 5.4 Tons Elect Heat | High Efficiency Packaged or Split DX Unit, 5 Tons, 14.5 SEER | Code-Compliant Packaged or Split DX Unit, 5 Tons, 13 SEER | Commercial | New | Institutional | FPL Blend | Per Unit | 278.05 | 240 | 38.05 | 0.13685 | 15 | 0 | 0.0073204 | 53.3358 | Space Heating | Forced air furnace |  | 1
Equipment | HE DX Less than 5.4 Tons Elect Heat | High Efficiency Packaged or Split DX Unit, 5 Tons, 14.5 SEER | Code-Compliant Packaged or Split DX Unit, 5 Tons, 13 SEER | Commercial | Turnover | Lodging/Hospitality | FPL Blend | Per Unit | 336.59 | 290.53 | 46.06 | 0.13684 | 15 | 0 | 0.03034 | 22.2142 | Space Heating | Forced air furnace |  | 1
Equipment | HE DX Less than 5.4 Tons Elect Heat | High Efficiency Packaged or Split DX Unit, 5 Tons, 14.5 SEER | Code-Compliant Packaged or Split DX Unit, 5 Tons, 13 SEER | Commercial | New | Lodging/Hospitality | FPL Blend | Per Unit | 336.59 | 290.53 | 46.06 | 0.13684 | 15 | 0 | 0.03034 | 22.2142 | Space Heating | Forced air furnace |  | 1
Equipment | HE DX Less than 5.4 Tons Elect Heat | High Efficiency Packaged or Split DX Unit, 5 Tons, 14.5 SEER | Code-Compliant Packaged or Split DX Unit, 5 Tons, 13 SEER | Commercial | Turnover | Miscellaneous | FPL Blend | Per Unit | 175.61 | 151.58 | 24.03 | 0.13684 | 15 | 0 | 0.054744 | 33.6619 | Space Heating | Forced air furnace |  | 1
Equipment | HE DX Less than 5.4 Tons Elect Heat | High Efficiency Packaged or Split DX Unit, 5 Tons, 14.5 SEER | Code-Compliant Packaged or Split DX Unit, 5 Tons, 13 SEER | Commercial | New | Miscellaneous | FPL Blend | Per Unit | 175.61 | 151.58 | 24.03 | 0.13684 | 15 | 0 | 0.054744 | 33.6619 | Space Heating | Forced air furnace |  | 1
Equipment | HE DX Less than 5.4 Tons Elect Heat | High Efficiency Packaged or Split DX Unit, 5 Tons, 14.5 SEER | Code-Compliant Packaged or Split DX Unit, 5 Tons, 13 SEER | Commercial | Turnover | Offices | FPL Blend | Per Unit | 190.24 | 164.21 | 26.03 | 0.13683 | 15 | 0 | 0.0593 | 18.5359 | Space Heating | Forced air furnace |  | 1
Equipment | HE DX Less than 5.4 Tons Elect Heat | High Efficiency Packaged or Split DX Unit, 5 Tons, 14.5 SEER | Code-Compliant Packaged or Split DX Unit, 5 Tons, 13 SEER | Commercial | New | Offices | FPL Blend | Per Unit | 190.24 | 164.21 | 26.03 | 0.13683 | 15 | 0 | 0.0593 | 18.5359 | Space Heating | Forced air furnace |  | 1
Equipment | HE DX Less than 5.4 Tons Elect Heat | High Efficiency Packaged or Split DX Unit, 5 Tons, 14.5 SEER | Code-Compliant Packaged or Split DX Unit, 5 Tons, 13 SEER | Commercial | Turnover | Restaurants | FPL Blend | Per Unit | 1185.37 | 1023.16 | 162.21 | 0.13684 | 15 | 0 | 0.12466 | 73.303 | Space Heating | Forced air furnace |  | 1
Equipment | HE DX Less than 5.4 Tons Elect Heat | High Efficiency Packaged or Split DX Unit, 5 Tons, 14.5 SEER | Code-Compliant Packaged or Split DX Unit, 5 Tons, 13 SEER | Commercial | New | Restaurants | FPL Blend | Per Unit | 1185.37 | 1023.16 | 162.21 | 0.13684 | 15 | 0 | 0.12466 | 73.303 | Space Heating | Forced air furnace |  | 1
Equipment | HE DX Less than 5.4 Tons Elect Heat | High Efficiency Packaged or Split DX Unit, 5 Tons, 14.5 SEER | Code-Compliant Packaged or Split DX Unit, 5 Tons, 13 SEER | Commercial | Turnover | Retail | FPL Blend | Per Unit | 746.34 | 644.21 | 102.13 | 0.13684 | 15 | 0 | 0.23267 | 60.2122 | Space Heating | Forced air furnace |  | 1
Equipment | HE DX Less than 5.4 Tons Elect Heat | High Efficiency Packaged or Split DX Unit, 5 Tons, 14.5 SEER | Code-Compliant Packaged or Split DX Unit, 5 Tons, 13 SEER | Commercial | New | Retail | FPL Blend | Per Unit | 746.34 | 644.21 | 102.13 | 0.13684 | 15 | 0 | 0.23267 | 60.2122 | Space Heating | Forced air furnace |  | 1
Equipment | HE DX Less than 5.4 Tons Elect Heat | High Efficiency Packaged or Split DX Unit, 5 Tons, 14.5 SEER | Code-Compliant Packaged or Split DX Unit, 5 Tons, 13 SEER | Commercial | Turnover | Schools K-12 | FPL Blend | Per Unit | 687.8 | 593.68 | 94.12 | 0.13684 | 15 | 0 | 0.21442 | 63.4767 | Space Heating | Forced air furnace |  | 1
Equipment | HE DX Less than 5.4 Tons Elect Heat | High Efficiency Packaged or Split DX Unit, 5 Tons, 14.5 SEER | Code-Compliant Packaged or Split DX Unit, 5 Tons, 13 SEER | Commercial | New | Schools K-12 | FPL Blend | Per Unit | 687.8 | 593.68 | 94.12 | 0.13684 | 15 | 0 | 0.21442 | 63.4767 | Space Heating | Forced air furnace |  | 1
Equipment | HE DX Less than 5.4 Tons Elect Heat | High Efficiency Packaged or Split DX Unit, 5 Tons, 14.5 SEER | Code-Compliant Packaged or Split DX Unit, 5 Tons, 13 SEER | Commercial | Turnover | Warehouse | FPL Blend | Per Unit | 175.61 | 151.58 | 24.03 | 0.13684 | 15 | 0 | 0.054744 | 72.7206 | Space Heating | Forced air furnace |  | 1
Equipment | HE DX Less than 5.4 Tons Elect Heat | High Efficiency Packaged or Split DX Unit, 5 Tons, 14.5 SEER | Code-Compliant Packaged or Split DX Unit, 5 Tons, 13 SEER | Commercial | New | Warehouse | FPL Blend | Per Unit | 175.61 | 151.58 | 24.03 | 0.13684 | 15 | 0 | 0.054744 | 72.7206 | Space Heating | Forced air furnace |  | 1
Equipment | HE DX Less than 5.4 Tons Elect Heat | High Efficiency Packaged or Split DX Unit, 5 Tons, 14.5 SEER | Code-Compliant Packaged or Split DX Unit, 5 Tons, 13 SEER | Commercial | Turnover | Assembly | FPL Blend | Per Unit | 7675.38 | 6881.38 | 794 | 0.10345 | 15 | 0.26445 | 0 | 620.5642 | Space Cooling | Heat Pump Cooling |  | 1
Equipment | HE DX Less than 5.4 Tons Elect Heat | High Efficiency Packaged or Split DX Unit, 5 Tons, 14.5 SEER | Code-Compliant Packaged or Split DX Unit, 5 Tons, 13 SEER | Commercial | New | Assembly | FPL Blend | Per Unit | 7675.38 | 6881.38 | 794 | 0.10345 | 15 | 0.26445 | 0 | 620.5642 | Space Cooling | Heat Pump Cooling |  | 1
Equipment | HE DX Less than 5.4 Tons Elect Heat | High Efficiency Packaged or Split DX Unit, 5 Tons, 14.5 SEER | Code-Compliant Packaged or Split DX Unit, 5 Tons, 13 SEER | Commercial | Turnover | College and University | FPL Blend | Per Unit | 8515.38 | 7634.48 | 880.9 | 0.10345 | 15 | 0.1786 | 0 | 623.7994 | Space Cooling | Heat Pump Cooling |  | 1
Equipment | HE DX Less than 5.4 Tons Elect Heat | High Efficiency Packaged or Split DX Unit, 5 Tons, 14.5 SEER | Code-Compliant Packaged or Split DX Unit, 5 Tons, 13 SEER | Commercial | New | College and University | FPL Blend | Per Unit | 8515.38 | 7634.48 | 880.9 | 0.10345 | 15 | 0.1786 | 0 | 623.7994 | Space Cooling | Heat Pump Cooling |  | 1
Equipment | HE DX Less than 5.4 Tons Elect Heat | High Efficiency Packaged or Split DX Unit, 5 Tons, 14.5 SEER | Code-Compliant Packaged or Split DX Unit, 5 Tons, 13 SEER | Commercial | Turnover | Data Center | FPL Blend | Per Unit | 15826.15 | 14188.97 | 1637.18 | 0.10345 | 15 | 0.33194 | 0 | 624.8123 | Space Cooling | Heat Pump Cooling |  | 1
Equipment | HE DX Less than 5.4 Tons Elect Heat | High Efficiency Packaged or Split DX Unit, 5 Tons, 14.5 SEER | Code-Compliant Packaged or Split DX Unit, 5 Tons, 13 SEER | Commercial | New | Data Center | FPL Blend | Per Unit | 15826.15 | 14188.97 | 1637.18 | 0.10345 | 15 | 0.33194 | 0 | 624.8123 | Space Cooling | Heat Pump Cooling |  | 1
Equipment | HE DX Less than 5.4 Tons Elect Heat | High Efficiency Packaged or Split DX Unit, 5 Tons, 14.5 SEER | Code-Compliant Packaged or Split DX Unit, 5 Tons, 13 SEER | Commercial | Turnover | Grocery | FPL Blend | Per Unit | 4241.54 | 3802.76 | 438.78 | 0.10345 | 15 | 0.12443 | 0 | 558.1901 | Space Cooling | Heat Pump Cooling |  | 1
Equipment | HE DX Less than 5.4 Tons Elect Heat | High Efficiency Packaged or Split DX Unit, 5 Tons, 14.5 SEER | Code-Compliant Packaged or Split DX Unit, 5 Tons, 13 SEER | Commercial | New | Grocery | FPL Blend | Per Unit | 4241.54 | 3802.76 | 438.78 | 0.10345 | 15 | 0.12443 | 0 | 558.1901 | Space Cooling | Heat Pump Cooling |  | 1
Equipment | HE DX Less than 5.4 Tons Elect Heat | High Efficiency Packaged or Split DX Unit, 5 Tons, 14.5 SEER | Code-Compliant Packaged or Split DX Unit, 5 Tons, 13 SEER | Commercial | Turnover | Healthcare | FPL Blend | Per Unit | 16707.69 | 14979.31 | 1728.38 | 0.10345 | 15 | 0.35043 | 0 | 629.8235 | Space Cooling | Heat Pump Cooling |  | 1
Equipment | HE DX Less than 5.4 Tons Elect Heat | High Efficiency Packaged or Split DX Unit, 5 Tons, 14.5 SEER | Code-Compliant Packaged or Split DX Unit, 5 Tons, 13 SEER | Commercial | New | Healthcare | FPL Blend | Per Unit | 16707.69 | 14979.31 | 1728.38 | 0.10345 | 15 | 0.35043 | 0 | 629.8235 | Space Cooling | Heat Pump Cooling |  | 1
Equipment | HE DX Less than 5.4 Tons Elect Heat | High Efficiency Packaged or Split DX Unit, 5 Tons, 14.5 SEER | Code-Compliant Packaged or Split DX Unit, 5 Tons, 13 SEER | Commercial | Turnover | Hospitals | FPL Blend | Per Unit | 15826.15 | 14188.97 | 1637.18 | 0.10345 | 15 | 0.33194 | 0 | 624.8123 | Space Cooling | Heat Pump Cooling |  | 1
Equipment | HE DX Less than 5.4 Tons Elect Heat | High Efficiency Packaged or Split DX Unit, 5 Tons, 14.5 SEER | Code-Compliant Packaged or Split DX Unit, 5 Tons, 13 SEER | Commercial | New | Hospitals | FPL Blend | Per Unit | 15826.15 | 14188.97 | 1637.18 | 0.10345 | 15 | 0.33194 | 0 | 624.8123 | Space Cooling | Heat Pump Cooling |  | 1
Equipment | HE DX Less than 5.4 Tons Elect Heat | High Efficiency Packaged or Split DX Unit, 5 Tons, 14.5 SEER | Code-Compliant Packaged or Split DX Unit, 5 Tons, 13 SEER | Commercial | Turnover | Institutional | FPL Blend | Per Unit | 4149.23 | 3720 | 429.23 | 0.10345 | 15 | 0.087027 | 0 | 601.6642 | Space Cooling | Heat Pump Cooling |  | 1
Equipment | HE DX Less than 5.4 Tons Elect Heat | High Efficiency Packaged or Split DX Unit, 5 Tons, 14.5 SEER | Code-Compliant Packaged or Split DX Unit, 5 Tons, 13 SEER | Commercial | New | Institutional | FPL Blend | Per Unit | 4149.23 | 3720 | 429.23 | 0.10345 | 15 | 0.087027 | 0 | 601.6642 | Space Cooling | Heat Pump Cooling |  | 1
Equipment | HE DX Less than 5.4 Tons Elect Heat | High Efficiency Packaged or Split DX Unit, 5 Tons, 14.5 SEER | Code-Compliant Packaged or Split DX Unit, 5 Tons, 13 SEER | Commercial | Turnover | Lodging/Hospitality | FPL Blend | Per Unit | 12683.08 | 11371.03 | 1312.05 | 0.10345 | 15 | 0.25127 | 0 | 632.7858 | Space Cooling | Heat Pump Cooling |  | 1
Equipment | HE DX Less than 5.4 Tons Elect Heat | High Efficiency Packaged or Split DX Unit, 5 Tons, 14.5 SEER | Code-Compliant Packaged or Split DX Unit, 5 Tons, 13 SEER | Commercial | New | Lodging/Hospitality | FPL Blend | Per Unit | 12683.08 | 11371.03 | 1312.05 | 0.10345 | 15 | 0.25127 | 0 | 632.7858 | Space Cooling | Heat Pump Cooling |  | 1
Equipment | HE DX Less than 5.4 Tons Elect Heat | High Efficiency Packaged or Split DX Unit, 5 Tons, 14.5 SEER | Code-Compliant Packaged or Split DX Unit, 5 Tons, 13 SEER | Commercial | Turnover | Miscellaneous | FPL Blend | Per Unit | 4287.69 | 3844.14 | 443.55 | 0.10345 | 15 | 0.14773 | 0 | 621.3381 | Space Cooling | Heat Pump Cooling |  | 1
Equipment | HE DX Less than 5.4 Tons Elect Heat | High Efficiency Packaged or Split DX Unit, 5 Tons, 14.5 SEER | Code-Compliant Packaged or Split DX Unit, 5 Tons, 13 SEER | Commercial | New | Miscellaneous | FPL Blend | Per Unit | 4287.69 | 3844.14 | 443.55 | 0.10345 | 15 | 0.14773 | 0 | 621.3381 | Space Cooling | Heat Pump Cooling |  | 1
Equipment | HE DX Less than 5.4 Tons Elect Heat | High Efficiency Packaged or Split DX Unit, 5 Tons, 14.5 SEER | Code-Compliant Packaged or Split DX Unit, 5 Tons, 13 SEER | Commercial | Turnover | Offices | FPL Blend | Per Unit | 8640 | 7746.21 | 893.79 | 0.10345 | 15 | 0.29769 | 0 | 636.4641 | Space Cooling | Heat Pump Cooling |  | 1
Equipment | HE DX Less than 5.4 Tons Elect Heat | High Efficiency Packaged or Split DX Unit, 5 Tons, 14.5 SEER | Code-Compliant Packaged or Split DX Unit, 5 Tons, 13 SEER | Commercial | New | Offices | FPL Blend | Per Unit | 8640 | 7746.21 | 893.79 | 0.10345 | 15 | 0.29769 | 0 | 636.4641 | Space Cooling | Heat Pump Cooling |  | 1
Equipment | HE DX Less than 5.4 Tons Elect Heat | High Efficiency Packaged or Split DX Unit, 5 Tons, 14.5 SEER | Code-Compliant Packaged or Split DX Unit, 5 Tons, 13 SEER | Commercial | Turnover | Restaurants | FPL Blend | Per Unit | 12443.08 | 11155.86 | 1287.22 | 0.10345 | 15 | 0.36503 | 0 | 581.697 | Space Cooling | Heat Pump Cooling |  | 1
Equipment | HE DX Less than 5.4 Tons Elect Heat | High Efficiency Packaged or Split DX Unit, 5 Tons, 14.5 SEER | Code-Compliant Packaged or Split DX Unit, 5 Tons, 13 SEER | Commercial | New | Restaurants | FPL Blend | Per Unit | 12443.08 | 11155.86 | 1287.22 | 0.10345 | 15 | 0.36503 | 0 | 581.697 | Space Cooling | Heat Pump Cooling |  | 1
Equipment | HE DX Less than 5.4 Tons Elect Heat | High Efficiency Packaged or Split DX Unit, 5 Tons, 14.5 SEER | Code-Compliant Packaged or Split DX Unit, 5 Tons, 13 SEER | Commercial | Turnover | Retail | FPL Blend | Per Unit | 9752.31 | 8743.45 | 1008.86 | 0.10345 | 15 | 0.33601 | 0 | 594.7878 | Space Cooling | Heat Pump Cooling |  | 1
Equipment | HE DX Less than 5.4 Tons Elect Heat | High Efficiency Packaged or Split DX Unit, 5 Tons, 14.5 SEER | Code-Compliant Packaged or Split DX Unit, 5 Tons, 13 SEER | Commercial | New | Retail | FPL Blend | Per Unit | 9752.31 | 8743.45 | 1008.86 | 0.10345 | 15 | 0.33601 | 0 | 594.7878 | Space Cooling | Heat Pump Cooling |  | 1
Equipment | HE DX Less than 5.4 Tons Elect Heat | High Efficiency Packaged or Split DX Unit, 5 Tons, 14.5 SEER | Code-Compliant Packaged or Split DX Unit, 5 Tons, 13 SEER | Commercial | Turnover | Schools K-12 | FPL Blend | Per Unit | 8478.46 | 7601.38 | 877.08 | 0.10345 | 15 | 0.29212 | 0 | 591.5233 | Space Cooling | Heat Pump Cooling |  | 1
Equipment | HE DX Less than 5.4 Tons Elect Heat | High Efficiency Packaged or Split DX Unit, 5 Tons, 14.5 SEER | Code-Compliant Packaged or Split DX Unit, 5 Tons, 13 SEER | Commercial | New | Schools K-12 | FPL Blend | Per Unit | 8478.46 | 7601.38 | 877.08 | 0.10345 | 15 | 0.29212 | 0 | 591.5233 | Space Cooling | Heat Pump Cooling |  | 1
Equipment | HE DX Less than 5.4 Tons Elect Heat | High Efficiency Packaged or Split DX Unit, 5 Tons, 14.5 SEER | Code-Compliant Packaged or Split DX Unit, 5 Tons, 13 SEER | Commercial | Turnover | Warehouse | FPL Blend | Per Unit | 1860 | 1667.59 | 192.41 | 0.10345 | 15 | 0.064084 | 0 | 582.2794 | Space Cooling | Heat Pump Cooling |  | 1
Equipment | HE DX Less than 5.4 Tons Elect Heat | High Efficiency Packaged or Split DX Unit, 5 Tons, 14.5 SEER | Code-Compliant Packaged or Split DX Unit, 5 Tons, 13 SEER | Commercial | New | Warehouse | FPL Blend | Per Unit | 1860 | 1667.59 | 192.41 | 0.10345 | 15 | 0.064084 | 0 | 582.2794 | Space Cooling | Heat Pump Cooling |  | 1
Equipment | Heat Pump Pool Heater Commercial | High Efficiency Pool Heater Eff. >=84% | Standard Efficiency Pool Heater 78% Eff. | Commercial | Turnover | Assembly | FPL Blend | Per Unit | 3529.41 | 705.88 | 2823.53 | 0.8 | 15 | 0.48282 | 0.20894 | 3153.89 | Miscellaneous | Pool pump |  | 1
Equipment | Heat Pump Pool Heater Commercial | High Efficiency Pool Heater Eff. >=84% | Standard Efficiency Pool Heater 78% Eff. | Commercial | New | Assembly | FPL Blend | Per Unit | 3529.41 | 705.88 | 2823.53 | 0.8 | 15 | 0.48282 | 0.20894 | 3153.89 | Miscellaneous | Pool pump |  | 1
Equipment | Heat Pump Pool Heater Commercial | High Efficiency Pool Heater Eff. >=84% | Standard Efficiency Pool Heater 78% Eff. | Commercial | Turnover | College and University | FPL Blend | Per Unit | 3529.41 | 705.88 | 2823.53 | 0.8 | 15 | 0.28518 | 0.288 | 3153.89 | Miscellaneous | Pool pump |  | 1
Equipment | Heat Pump Pool Heater Commercial | High Efficiency Pool Heater Eff. >=84% | Standard Efficiency Pool Heater 78% Eff. | Commercial | New | College and University | FPL Blend | Per Unit | 3529.41 | 705.88 | 2823.53 | 0.8 | 15 | 0.28518 | 0.288 | 3153.89 | Miscellaneous | Pool pump |  | 1
Equipment | Heat Pump Pool Heater Commercial | High Efficiency Pool Heater Eff. >=84% | Standard Efficiency Pool Heater 78% Eff. | Commercial | Turnover | Data Center | FPL Blend | Per Unit | 3529.41 | 705.88 | 2823.53 | 0.8 | 15 | 0.31341 | 0.33318 | 3153.89 | Miscellaneous | Pool pump |  | 1
Equipment | Heat Pump Pool Heater Commercial | High Efficiency Pool Heater Eff. >=84% | Standard Efficiency Pool Heater 78% Eff. | Commercial | New | Data Center | FPL Blend | Per Unit | 3529.41 | 705.88 | 2823.53 | 0.8 | 15 | 0.31341 | 0.33318 | 3153.89 | Miscellaneous | Pool pump |  | 1
Equipment | Heat Pump Pool Heater Commercial | High Efficiency Pool Heater Eff. >=84% | Standard Efficiency Pool Heater 78% Eff. | Commercial | Turnover | Grocery | FPL Blend | Per Unit | 3529.41 | 705.88 | 2823.53 | 0.8 | 15 | 0.38118 | 0.22871 | 3153.89 | Miscellaneous | Pool pump |  | 1
Equipment | Heat Pump Pool Heater Commercial | High Efficiency Pool Heater Eff. >=84% | Standard Efficiency Pool Heater 78% Eff. | Commercial | New | Grocery | FPL Blend | Per Unit | 3529.41 | 705.88 | 2823.53 | 0.8 | 15 | 0.38118 | 0.22871 | 3153.89 | Miscellaneous | Pool pump |  | 1
Equipment | Heat Pump Pool Heater Commercial | High Efficiency Pool Heater Eff. >=84% | Standard Efficiency Pool Heater 78% Eff. | Commercial | Turnover | Healthcare | FPL Blend | Per Unit | 3529.41 | 705.88 | 2823.53 | 0.8 | 15 | 0.40659 | 0.42071 | 3153.89 | Miscellaneous | Pool pump |  | 1
Equipment | Heat Pump Pool Heater Commercial | High Efficiency Pool Heater Eff. >=84% | Standard Efficiency Pool Heater 78% Eff. | Commercial | New | Healthcare | FPL Blend | Per Unit | 3529.41 | 705.88 | 2823.53 | 0.8 | 15 | 0.40659 | 0.42071 | 3153.89 | Miscellaneous | Pool pump |  | 1
Equipment | Heat Pump Pool Heater Commercial | High Efficiency Pool Heater Eff. >=84% | Standard Efficiency Pool Heater 78% Eff. | Commercial | Turnover | Hospitals | FPL Blend | Per Unit | 3529.41 | 705.88 | 2823.53 | 0.8 | 15 | 0.28518 | 0.288 | 3153.89 | Miscellaneous | Pool pump |  | 1
Equipment | Heat Pump Pool Heater Commercial | High Efficiency Pool Heater Eff. >=84% | Standard Efficiency Pool Heater 78% Eff. | Commercial | New | Hospitals | FPL Blend | Per Unit | 3529.41 | 705.88 | 2823.53 | 0.8 | 15 | 0.28518 | 0.288 | 3153.89 | Miscellaneous | Pool pump |  | 1
Equipment | Heat Pump Pool Heater Commercial | High Efficiency Pool Heater Eff. >=84% | Standard Efficiency Pool Heater 78% Eff. | Commercial | Turnover | Institutional | FPL Blend | Per Unit | 3529.41 | 705.88 | 2823.53 | 0.8 | 15 | 0.31341 | 0.33882 | 3153.89 | Miscellaneous | Pool pump |  | 1
Equipment | Heat Pump Pool Heater Commercial | High Efficiency Pool Heater Eff. >=84% | Standard Efficiency Pool Heater 78% Eff. | Commercial | New | Institutional | FPL Blend | Per Unit | 3529.41 | 705.88 | 2823.53 | 0.8 | 15 | 0.31341 | 0.33882 | 3153.89 | Miscellaneous | Pool pump |  | 1
Equipment | Heat Pump Pool Heater Commercial | High Efficiency Pool Heater Eff. >=84% | Standard Efficiency Pool Heater 78% Eff. | Commercial | Turnover | Lodging/Hospitality | FPL Blend | Per Unit | 3529.41 | 705.88 | 2823.53 | 0.8 | 15 | 0.30212 | 0.35294 | 3153.89 | Miscellaneous | Pool pump |  | 1
Equipment | Heat Pump Pool Heater Commercial | High Efficiency Pool Heater Eff. >=84% | Standard Efficiency Pool Heater 78% Eff. | Commercial | New | Lodging/Hospitality | FPL Blend | Per Unit | 3529.41 | 705.88 | 2823.53 | 0.8 | 15 | 0.30212 | 0.35294 | 3153.89 | Miscellaneous | Pool pump |  | 1
Equipment | Heat Pump Pool Heater Commercial | High Efficiency Pool Heater Eff. >=84% | Standard Efficiency Pool Heater 78% Eff. | Commercial | Turnover | Miscellaneous | FPL Blend | Per Unit | 3529.41 | 705.88 | 2823.53 | 0.8 | 15 | 0.31341 | 0.33318 | 3153.89 | Miscellaneous | Pool pump |  | 1
Equipment | Heat Pump Pool Heater Commercial | High Efficiency Pool Heater Eff. >=84% | Standard Efficiency Pool Heater 78% Eff. | Commercial | New | Miscellaneous | FPL Blend | Per Unit | 3529.41 | 705.88 | 2823.53 | 0.8 | 15 | 0.31341 | 0.33318 | 3153.89 | Miscellaneous | Pool pump |  | 1
Equipment | Heat Pump Pool Heater Commercial | High Efficiency Pool Heater Eff. >=84% | Standard Efficiency Pool Heater 78% Eff. | Commercial | Turnover | Offices | FPL Blend | Per Unit | 3529.41 | 705.88 | 2823.53 | 0.8 | 15 | 0.31341 | 0.33318 | 3153.89 | Miscellaneous | Pool pump |  | 1
Equipment | Heat Pump Pool Heater Commercial | High Efficiency Pool Heater Eff. >=84% | Standard Efficiency Pool Heater 78% Eff. | Commercial | New | Offices | FPL Blend | Per Unit | 3529.41 | 705.88 | 2823.53 | 0.8 | 15 | 0.31341 | 0.33318 | 3153.89 | Miscellaneous | Pool pump |  | 1
Equipment | Heat Pump Pool Heater Commercial | High Efficiency Pool Heater Eff. >=84% | Standard Efficiency Pool Heater 78% Eff. | Commercial | Turnover | Restaurants | FPL Blend | Per Unit | 3529.41 | 705.88 | 2823.53 | 0.8 | 15 | 0.37835 | 0.14118 | 3153.89 | Miscellaneous | Pool pump |  | 1
Equipment | Heat Pump Pool Heater Commercial | High Efficiency Pool Heater Eff. >=84% | Standard Efficiency Pool Heater 78% Eff. | Commercial | New | Restaurants | FPL Blend | Per Unit | 3529.41 | 705.88 | 2823.53 | 0.8 | 15 | 0.37835 | 0.14118 | 3153.89 | Miscellaneous | Pool pump |  | 1
Equipment | Heat Pump Pool Heater Commercial | High Efficiency Pool Heater Eff. >=84% | Standard Efficiency Pool Heater 78% Eff. | Commercial | Turnover | Retail | FPL Blend | Per Unit | 3529.41 | 705.88 | 2823.53 | 0.8 | 15 | 0.40376 | 0.22306 | 3153.89 | Miscellaneous | Pool pump |  | 1
Equipment | Heat Pump Pool Heater Commercial | High Efficiency Pool Heater Eff. >=84% | Standard Efficiency Pool Heater 78% Eff. | Commercial | New | Retail | FPL Blend | Per Unit | 3529.41 | 705.88 | 2823.53 | 0.8 | 15 | 0.40376 | 0.22306 | 3153.89 | Miscellaneous | Pool pump |  | 1
Equipment | Heat Pump Pool Heater Commercial | High Efficiency Pool Heater Eff. >=84% | Standard Efficiency Pool Heater 78% Eff. | Commercial | Turnover | Schools K-12 | FPL Blend | Per Unit | 3529.41 | 705.88 | 2823.53 | 0.8 | 15 | 0.29082 | 0.30212 | 3153.89 | Miscellaneous | Pool pump |  | 1
Equipment | Heat Pump Pool Heater Commercial | High Efficiency Pool Heater Eff. >=84% | Standard Efficiency Pool Heater 78% Eff. | Commercial | New | Schools K-12 | FPL Blend | Per Unit | 3529.41 | 705.88 | 2823.53 | 0.8 | 15 | 0.29082 | 0.30212 | 3153.89 | Miscellaneous | Pool pump |  | 1
Equipment | Heat Pump Pool Heater Commercial | High Efficiency Pool Heater Eff. >=84% | Standard Efficiency Pool Heater 78% Eff. | Commercial | Turnover | Warehouse | FPL Blend | Per Unit | 3529.41 | 705.88 | 2823.53 | 0.8 | 15 | 0.432 | 0.31341 | 3153.89 | Miscellaneous | Pool pump |  | 1
Equipment | Heat Pump Pool Heater Commercial | High Efficiency Pool Heater Eff. >=84% | Standard Efficiency Pool Heater 78% Eff. | Commercial | New | Warehouse | FPL Blend | Per Unit | 3529.41 | 705.88 | 2823.53 | 0.8 | 15 | 0.432 | 0.31341 | 3153.89 | Miscellaneous | Pool pump |  | 1
Equipment | High Efficiency PTAC | High Efficiency PTAC | Code-Compliant PTAC | Commercial | Turnover | Assembly | FPL Blend | Per Unit | 2746.24 | 2138.14 | 608.1 | 0.22143 | 8 | 0.20254 | 0 | 129 | Space Cooling | Packaged air conditioning units (RTUs) |  | 1
Equipment | High Efficiency PTAC | High Efficiency PTAC | Code-Compliant PTAC | Commercial | New | Assembly | FPL Blend | Per Unit | 2746.24 | 2138.14 | 608.1 | 0.22143 | 8 | 0.20254 | 0 | 129 | Space Cooling | Packaged air conditioning units (RTUs) |  | 1
Equipment | High Efficiency PTAC | High Efficiency PTAC | Code-Compliant PTAC | Commercial | Turnover | College and University | FPL Blend | Per Unit | 3046.79 | 2372.14 | 674.65 | 0.22143 | 8 | 0.13679 | 0 | 129 | Space Cooling | Packaged air conditioning units (RTUs) |  | 1
Equipment | High Efficiency PTAC | High Efficiency PTAC | Code-Compliant PTAC | Commercial | New | College and University | FPL Blend | Per Unit | 3046.79 | 2372.14 | 674.65 | 0.22143 | 8 | 0.13679 | 0 | 129 | Space Cooling | Packaged air conditioning units (RTUs) |  | 1
Equipment | High Efficiency PTAC | High Efficiency PTAC | Code-Compliant PTAC | Commercial | Turnover | Data Center | FPL Blend | Per Unit | 5662.57 | 4408.71 | 1253.86 | 0.22143 | 8 | 0.25422 | 0 | 129 | Space Cooling | Packaged air conditioning units (RTUs) |  | 1
Equipment | High Efficiency PTAC | High Efficiency PTAC | Code-Compliant PTAC | Commercial | New | Data Center | FPL Blend | Per Unit | 5662.57 | 4408.71 | 1253.86 | 0.22143 | 8 | 0.25422 | 0 | 129 | Space Cooling | Packaged air conditioning units (RTUs) |  | 1
Equipment | High Efficiency PTAC | High Efficiency PTAC | Code-Compliant PTAC | Commercial | Turnover | Grocery | FPL Blend | Per Unit | 1517.61 | 1181.57 | 336.04 | 0.22143 | 8 | 0.095294 | 0 | 129 | Space Cooling | Packaged air conditioning units (RTUs) |  | 1
Equipment | High Efficiency PTAC | High Efficiency PTAC | Code-Compliant PTAC | Commercial | New | Grocery | FPL Blend | Per Unit | 1517.61 | 1181.57 | 336.04 | 0.22143 | 8 | 0.095294 | 0 | 129 | Space Cooling | Packaged air conditioning units (RTUs) |  | 1
Equipment | High Efficiency PTAC | High Efficiency PTAC | Code-Compliant PTAC | Commercial | Turnover | Healthcare | FPL Blend | Per Unit | 5977.98 | 4654.29 | 1323.69 | 0.22143 | 8 | 0.26838 | 0 | 129 | Space Cooling | Packaged air conditioning units (RTUs) |  | 1
Equipment | High Efficiency PTAC | High Efficiency PTAC | Code-Compliant PTAC | Commercial | New | Healthcare | FPL Blend | Per Unit | 5977.98 | 4654.29 | 1323.69 | 0.22143 | 8 | 0.26838 | 0 | 129 | Space Cooling | Packaged air conditioning units (RTUs) |  | 1
Equipment | High Efficiency PTAC | High Efficiency PTAC | Code-Compliant PTAC | Commercial | Turnover | Hospitals | FPL Blend | Per Unit | 5662.57 | 4408.71 | 1253.86 | 0.22143 | 8 | 0.25422 | 0 | 129 | Space Cooling | Packaged air conditioning units (RTUs) |  | 1
Equipment | High Efficiency PTAC | High Efficiency PTAC | Code-Compliant PTAC | Commercial | New | Hospitals | FPL Blend | Per Unit | 5662.57 | 4408.71 | 1253.86 | 0.22143 | 8 | 0.25422 | 0 | 129 | Space Cooling | Packaged air conditioning units (RTUs) |  | 1
Equipment | High Efficiency PTAC | High Efficiency PTAC | Code-Compliant PTAC | Commercial | Turnover | Institutional | FPL Blend | Per Unit | 1484.59 | 1155.86 | 328.73 | 0.22143 | 8 | 0.066651 | 0 | 129 | Space Cooling | Packaged air conditioning units (RTUs) |  | 1
Equipment | High Efficiency PTAC | High Efficiency PTAC | Code-Compliant PTAC | Commercial | New | Institutional | FPL Blend | Per Unit | 1484.59 | 1155.86 | 328.73 | 0.22143 | 8 | 0.066651 | 0 | 129 | Space Cooling | Packaged air conditioning units (RTUs) |  | 1
Equipment | High Efficiency PTAC | High Efficiency PTAC | Code-Compliant PTAC | Commercial | Turnover | Lodging/Hospitality | FPL Blend | Per Unit | 4537.98 | 3533.14 | 1004.84 | 0.22143 | 8 | 0.19244 | 0 | 129 | Space Cooling | Packaged air conditioning units (RTUs) |  | 1
Equipment | High Efficiency PTAC | High Efficiency PTAC | Code-Compliant PTAC | Commercial | New | Lodging/Hospitality | FPL Blend | Per Unit | 4537.98 | 3533.14 | 1004.84 | 0.22143 | 8 | 0.19244 | 0 | 129 | Space Cooling | Packaged air conditioning units (RTUs) |  | 1
Equipment | High Efficiency PTAC | High Efficiency PTAC | Code-Compliant PTAC | Commercial | Turnover | Miscellaneous | FPL Blend | Per Unit | 1534.13 | 1194.43 | 339.7 | 0.22143 | 8 | 0.11314 | 0 | 129 | Space Cooling | Packaged air conditioning units (RTUs) |  | 1
Equipment | High Efficiency PTAC | High Efficiency PTAC | Code-Compliant PTAC | Commercial | New | Miscellaneous | FPL Blend | Per Unit | 1534.13 | 1194.43 | 339.7 | 0.22143 | 8 | 0.11314 | 0 | 129 | Space Cooling | Packaged air conditioning units (RTUs) |  | 1
Equipment | High Efficiency PTAC | High Efficiency PTAC | Code-Compliant PTAC | Commercial | Turnover | Offices | FPL Blend | Per Unit | 3091.38 | 2406.86 | 684.52 | 0.22143 | 8 | 0.22799 | 0 | 129 | Space Cooling | Packaged air conditioning units (RTUs) |  | 1
Equipment | High Efficiency PTAC | High Efficiency PTAC | Code-Compliant PTAC | Commercial | New | Offices | FPL Blend | Per Unit | 3091.38 | 2406.86 | 684.52 | 0.22143 | 8 | 0.22799 | 0 | 129 | Space Cooling | Packaged air conditioning units (RTUs) |  | 1
Equipment | High Efficiency PTAC | High Efficiency PTAC | Code-Compliant PTAC | Commercial | Turnover | Restaurants | FPL Blend | Per Unit | 4452.11 | 3466.29 | 985.82 | 0.22143 | 8 | 0.27956 | 0 | 129 | Space Cooling | Packaged air conditioning units (RTUs) |  | 1
Equipment | High Efficiency PTAC | High Efficiency PTAC | Code-Compliant PTAC | Commercial | New | Restaurants | FPL Blend | Per Unit | 4452.11 | 3466.29 | 985.82 | 0.22143 | 8 | 0.27956 | 0 | 129 | Space Cooling | Packaged air conditioning units (RTUs) |  | 1
Equipment | High Efficiency PTAC | High Efficiency PTAC | Code-Compliant PTAC | Commercial | Turnover | Retail | FPL Blend | Per Unit | 3489.36 | 2716.71 | 772.65 | 0.22143 | 8 | 0.25734 | 0 | 129 | Space Cooling | Packaged air conditioning units (RTUs) |  | 1
Equipment | High Efficiency PTAC | High Efficiency PTAC | Code-Compliant PTAC | Commercial | New | Retail | FPL Blend | Per Unit | 3489.36 | 2716.71 | 772.65 | 0.22143 | 8 | 0.25734 | 0 | 129 | Space Cooling | Packaged air conditioning units (RTUs) |  | 1
Equipment | High Efficiency PTAC | High Efficiency PTAC | Code-Compliant PTAC | Commercial | Turnover | Schools K-12 | FPL Blend | Per Unit | 3033.58 | 2361.86 | 671.72 | 0.22143 | 8 | 0.22372 | 0 | 129 | Space Cooling | Packaged air conditioning units (RTUs) |  | 1
Equipment | High Efficiency PTAC | High Efficiency PTAC | Code-Compliant PTAC | Commercial | New | Schools K-12 | FPL Blend | Per Unit | 3033.58 | 2361.86 | 671.72 | 0.22143 | 8 | 0.22372 | 0 | 129 | Space Cooling | Packaged air conditioning units (RTUs) |  | 1
Equipment | High Efficiency PTAC | High Efficiency PTAC | Code-Compliant PTAC | Commercial | Turnover | Warehouse | FPL Blend | Per Unit | 665.5 | 518.14 | 147.36 | 0.22143 | 8 | 0.04908 | 0 | 129 | Space Cooling | Packaged air conditioning units (RTUs) |  | 1
Equipment | High Efficiency PTAC | High Efficiency PTAC | Code-Compliant PTAC | Commercial | New | Warehouse | FPL Blend | Per Unit | 665.5 | 518.14 | 147.36 | 0.22143 | 8 | 0.04908 | 0 | 129 | Space Cooling | Packaged air conditioning units (RTUs) |  | 1
NonEquipment | Outdoor Lighting Controls | Install Exterior Photocell Dimming Controls, 500 Watts Controlled |  | Commercial | Existing | Assembly | FPL Blend | Per 500W Controlled | 2450 | 2009 | 441 | 0.18 | 10 | 0 | 0.041895 | 57.62 | Exterior Lighting |  | Exterior parking/lot lighting | 1
NonEquipment | Outdoor Lighting Controls | Install Exterior Photocell Dimming Controls, 500 Watts Controlled | 500 Watts of Lighting, Manually Controlled | Commercial | New | Assembly | FPL Blend | Per 500W Controlled | 2450 | 2009 | 441 | 0.18 | 10 | 0 | 0.041895 | 57.62 | Exterior Lighting |  | Exterior parking/lot lighting | 1
NonEquipment | Outdoor Lighting Controls | Install Exterior Photocell Dimming Controls, 500 Watts Controlled |  | Commercial | Existing | College and University | FPL Blend | Per 500W Controlled | 2450 | 2009 | 441 | 0.18 | 10 | 0 | 0.043659 | 57.62 | Exterior Lighting |  | Exterior parking/lot lighting | 1
NonEquipment | Outdoor Lighting Controls | Install Exterior Photocell Dimming Controls, 500 Watts Controlled | 500 Watts of Lighting, Manually Controlled | Commercial | New | College and University | FPL Blend | Per 500W Controlled | 2450 | 2009 | 441 | 0.18 | 10 | 0 | 0.043659 | 57.62 | Exterior Lighting |  | Exterior parking/lot lighting | 1
NonEquipment | Outdoor Lighting Controls | Install Exterior Photocell Dimming Controls, 500 Watts Controlled |  | Commercial | Existing | Data Center | FPL Blend | Per 500W Controlled | 2450 | 2009 | 441 | 0.18 | 10 | 0 | 0.040131 | 57.62 | Exterior Lighting |  | Exterior parking/lot lighting | 1
NonEquipment | Outdoor Lighting Controls | Install Exterior Photocell Dimming Controls, 500 Watts Controlled | 500 Watts of Lighting, Manually Controlled | Commercial | New | Data Center | FPL Blend | Per 500W Controlled | 2450 | 2009 | 441 | 0.18 | 10 | 0 | 0.040131 | 57.62 | Exterior Lighting |  | Exterior parking/lot lighting | 1
NonEquipment | Outdoor Lighting Controls | Install Exterior Photocell Dimming Controls, 500 Watts Controlled |  | Commercial | Existing | Grocery | FPL Blend | Per 500W Controlled | 2450 | 2009 | 441 | 0.18 | 10 | 0 | 0.042777 | 57.62 | Exterior Lighting |  | Exterior parking/lot lighting | 1
NonEquipment | Outdoor Lighting Controls | Install Exterior Photocell Dimming Controls, 500 Watts Controlled | 500 Watts of Lighting, Manually Controlled | Commercial | New | Grocery | FPL Blend | Per 500W Controlled | 2450 | 2009 | 441 | 0.18 | 10 | 0 | 0.042777 | 57.62 | Exterior Lighting |  | Exterior parking/lot lighting | 1
NonEquipment | Outdoor Lighting Controls | Install Exterior Photocell Dimming Controls, 500 Watts Controlled |  | Commercial | Existing | Healthcare | FPL Blend | Per 500W Controlled | 2450 | 2009 | 441 | 0.18 | 10 | 0 | 0.042777 | 57.62 | Exterior Lighting |  | Exterior parking/lot lighting | 1
NonEquipment | Outdoor Lighting Controls | Install Exterior Photocell Dimming Controls, 500 Watts Controlled | 500 Watts of Lighting, Manually Controlled | Commercial | New | Healthcare | FPL Blend | Per 500W Controlled | 2450 | 2009 | 441 | 0.18 | 10 | 0 | 0.042777 | 57.62 | Exterior Lighting |  | Exterior parking/lot lighting | 1
NonEquipment | Outdoor Lighting Controls | Install Exterior Photocell Dimming Controls, 500 Watts Controlled |  | Commercial | Existing | Hospitals | FPL Blend | Per 500W Controlled | 2450 | 2009 | 441 | 0.18 | 10 | 0 | 0.043659 | 57.62 | Exterior Lighting |  | Exterior parking/lot lighting | 1
NonEquipment | Outdoor Lighting Controls | Install Exterior Photocell Dimming Controls, 500 Watts Controlled | 500 Watts of Lighting, Manually Controlled | Commercial | New | Hospitals | FPL Blend | Per 500W Controlled | 2450 | 2009 | 441 | 0.18 | 10 | 0 | 0.043659 | 57.62 | Exterior Lighting |  | Exterior parking/lot lighting | 1
NonEquipment | Outdoor Lighting Controls | Install Exterior Photocell Dimming Controls, 500 Watts Controlled |  | Commercial | Existing | Institutional | FPL Blend | Per 500W Controlled | 2450 | 2009 | 441 | 0.18 | 10 | 0 | 0.05292 | 57.62 | Exterior Lighting |  | Exterior parking/lot lighting | 1
NonEquipment | Outdoor Lighting Controls | Install Exterior Photocell Dimming Controls, 500 Watts Controlled | 500 Watts of Lighting, Manually Controlled | Commercial | New | Institutional | FPL Blend | Per 500W Controlled | 2450 | 2009 | 441 | 0.18 | 10 | 0 | 0.05292 | 57.62 | Exterior Lighting |  | Exterior parking/lot lighting | 1
NonEquipment | Outdoor Lighting Controls | Install Exterior Photocell Dimming Controls, 500 Watts Controlled |  | Commercial | Existing | Lodging/Hospitality | FPL Blend | Per 500W Controlled | 2450 | 2009 | 441 | 0.18 | 10 | 0 | 0.038367 | 57.62 | Exterior Lighting |  | Exterior parking/lot lighting | 1
NonEquipment | Outdoor Lighting Controls | Install Exterior Photocell Dimming Controls, 500 Watts Controlled | 500 Watts of Lighting, Manually Controlled | Commercial | New | Lodging/Hospitality | FPL Blend | Per 500W Controlled | 2450 | 2009 | 441 | 0.18 | 10 | 0 | 0.038367 | 57.62 | Exterior Lighting |  | Exterior parking/lot lighting | 1
NonEquipment | Outdoor Lighting Controls | Install Exterior Photocell Dimming Controls, 500 Watts Controlled |  | Commercial | Existing | Miscellaneous | FPL Blend | Per 500W Controlled | 2450 | 2009 | 441 | 0.18 | 10 | 0 | 0.040131 | 57.62 | Exterior Lighting |  | Exterior parking/lot lighting | 1
NonEquipment | Outdoor Lighting Controls | Install Exterior Photocell Dimming Controls, 500 Watts Controlled | 500 Watts of Lighting, Manually Controlled | Commercial | New | Miscellaneous | FPL Blend | Per 500W Controlled | 2450 | 2009 | 441 | 0.18 | 10 | 0 | 0.040131 | 57.62 | Exterior Lighting |  | Exterior parking/lot lighting | 1
NonEquipment | Outdoor Lighting Controls | Install Exterior Photocell Dimming Controls, 500 Watts Controlled |  | Commercial | Existing | Offices | FPL Blend | Per 500W Controlled | 2450 | 2009 | 441 | 0.18 | 10 | 0 | 0.040131 | 57.62 | Exterior Lighting |  | Exterior parking/lot lighting | 1
NonEquipment | Outdoor Lighting Controls | Install Exterior Photocell Dimming Controls, 500 Watts Controlled | 500 Watts of Lighting, Manually Controlled | Commercial | New | Offices | FPL Blend | Per 500W Controlled | 2450 | 2009 | 441 | 0.18 | 10 | 0 | 0.040131 | 57.62 | Exterior Lighting |  | Exterior parking/lot lighting | 1
NonEquipment | Outdoor Lighting Controls | Install Exterior Photocell Dimming Controls, 500 Watts Controlled |  | Commercial | Existing | Restaurants | FPL Blend | Per 500W Controlled | 2450 | 2009 | 441 | 0.18 | 10 | 0 | 0.03969 | 57.62 | Exterior Lighting |  | Exterior parking/lot lighting | 1
NonEquipment | Outdoor Lighting Controls | Install Exterior Photocell Dimming Controls, 500 Watts Controlled | 500 Watts of Lighting, Manually Controlled | Commercial | New | Restaurants | FPL Blend | Per 500W Controlled | 2450 | 2009 | 441 | 0.18 | 10 | 0 | 0.03969 | 57.62 | Exterior Lighting |  | Exterior parking/lot lighting | 1
NonEquipment | Outdoor Lighting Controls | Install Exterior Photocell Dimming Controls, 500 Watts Controlled |  | Commercial | Existing | Retail | FPL Blend | Per 500W Controlled | 2450 | 2009 | 441 | 0.18 | 10 | 0 | 0.042336 | 57.62 | Exterior Lighting |  | Exterior parking/lot lighting | 1
NonEquipment | Outdoor Lighting Controls | Install Exterior Photocell Dimming Controls, 500 Watts Controlled | 500 Watts of Lighting, Manually Controlled | Commercial | New | Retail | FPL Blend | Per 500W Controlled | 2450 | 2009 | 441 | 0.18 | 10 | 0 | 0.042336 | 57.62 | Exterior Lighting |  | Exterior parking/lot lighting | 1
NonEquipment | Outdoor Lighting Controls | Install Exterior Photocell Dimming Controls, 500 Watts Controlled |  | Commercial | Existing | Schools K-12 | FPL Blend | Per 500W Controlled | 2450 | 2009 | 441 | 0.18 | 10 | 0 | 0.045864 | 57.62 | Exterior Lighting |  | Exterior parking/lot lighting | 1
NonEquipment | Outdoor Lighting Controls | Install Exterior Photocell Dimming Controls, 500 Watts Controlled | 500 Watts of Lighting, Manually Controlled | Commercial | New | Schools K-12 | FPL Blend | Per 500W Controlled | 2450 | 2009 | 441 | 0.18 | 10 | 0 | 0.045864 | 57.62 | Exterior Lighting |  | Exterior parking/lot lighting | 1
NonEquipment | Outdoor Lighting Controls | Install Exterior Photocell Dimming Controls, 500 Watts Controlled |  | Commercial | Existing | Warehouse | FPL Blend | Per 500W Controlled | 2450 | 2009 | 441 | 0.18 | 10 | 0 | 0.042336 | 57.62 | Exterior Lighting |  | Exterior parking/lot lighting | 1
NonEquipment | Outdoor Lighting Controls | Install Exterior Photocell Dimming Controls, 500 Watts Controlled | 500 Watts of Lighting, Manually Controlled | Commercial | New | Warehouse | FPL Blend | Per 500W Controlled | 2450 | 2009 | 441 | 0.18 | 10 | 0 | 0.042336 | 57.62 | Exterior Lighting |  | Exterior parking/lot lighting | 1
NonEquipment | PSC to ECM Evaporator Fan Motor (Walk-In, Refrigerator) | Medium Temperature Walk-In Case with Electronically Commutated Evaporator Fan Motor |  | Commercial | Existing | Assembly | FPL Blend | Per Unit | 865.76 | 519.46 | 346.3 | 0.4 | 15 | 0.051945 | 0.04121 | 313 | Refrigeration |  | Walk-in cooler | 1
NonEquipment | PSC to ECM Evaporator Fan Motor (Walk-In, Refrigerator) | Medium Temperature Walk-In Case with Electronically Commutated Evaporator Fan Motor | Medium Temperature Walk-In Case with Permanent Split Capacitor Evaporator Fan Motor | Commercial | New | Assembly | FPL Blend | Per Unit | 865.76 | 519.46 | 346.3 | 0.4 | 15 | 0.051945 | 0.04121 | 313 | Refrigeration |  | Walk-in cooler | 1
NonEquipment | PSC to ECM Evaporator Fan Motor (Walk-In, Refrigerator) | Medium Temperature Walk-In Case with Electronically Commutated Evaporator Fan Motor |  | Commercial | Existing | College and University | FPL Blend | Per Unit | 865.76 | 519.46 | 346.3 | 0.4 | 15 | 0.051945 | 0.04121 | 313 | Refrigeration |  | Walk-in cooler | 1
NonEquipment | PSC to ECM Evaporator Fan Motor (Walk-In, Refrigerator) | Medium Temperature Walk-In Case with Electronically Commutated Evaporator Fan Motor | Medium Temperature Walk-In Case with Permanent Split Capacitor Evaporator Fan Motor | Commercial | New | College and University | FPL Blend | Per Unit | 865.76 | 519.46 | 346.3 | 0.4 | 15 | 0.051945 | 0.04121 | 313 | Refrigeration |  | Walk-in cooler | 1
NonEquipment | PSC to ECM Evaporator Fan Motor (Walk-In, Refrigerator) | Medium Temperature Walk-In Case with Electronically Commutated Evaporator Fan Motor |  | Commercial | Existing | Data Center | FPL Blend | Per Unit | 865.76 | 519.46 | 346.3 | 0.4 | 15 | 0.049521 | 0.040171 | 313 | Refrigeration |  | Walk-in cooler | 1
NonEquipment | PSC to ECM Evaporator Fan Motor (Walk-In, Refrigerator) | Medium Temperature Walk-In Case with Electronically Commutated Evaporator Fan Motor | Medium Temperature Walk-In Case with Permanent Split Capacitor Evaporator Fan Motor | Commercial | New | Data Center | FPL Blend | Per Unit | 865.76 | 519.46 | 346.3 | 0.4 | 15 | 0.049521 | 0.040171 | 313 | Refrigeration |  | Walk-in cooler | 1
NonEquipment | PSC to ECM Evaporator Fan Motor (Walk-In, Refrigerator) | Medium Temperature Walk-In Case with Electronically Commutated Evaporator Fan Motor |  | Commercial | Existing | Grocery | FPL Blend | Per Unit | 865.76 | 519.46 | 346.3 | 0.4 | 15 | 0.051945 | 0.04121 | 313 | Refrigeration |  | Walk-in cooler | 1
NonEquipment | PSC to ECM Evaporator Fan Motor (Walk-In, Refrigerator) | Medium Temperature Walk-In Case with Electronically Commutated Evaporator Fan Motor | Medium Temperature Walk-In Case with Permanent Split Capacitor Evaporator Fan Motor | Commercial | New | Grocery | FPL Blend | Per Unit | 865.76 | 519.46 | 346.3 | 0.4 | 15 | 0.051945 | 0.04121 | 313 | Refrigeration |  | Walk-in cooler | 1
NonEquipment | PSC to ECM Evaporator Fan Motor (Walk-In, Refrigerator) | Medium Temperature Walk-In Case with Electronically Commutated Evaporator Fan Motor |  | Commercial | Existing | Healthcare | FPL Blend | Per Unit | 865.76 | 519.46 | 346.3 | 0.4 | 15 | 0.051945 | 0.04121 | 313 | Refrigeration |  | Walk-in cooler | 1
NonEquipment | PSC to ECM Evaporator Fan Motor (Walk-In, Refrigerator) | Medium Temperature Walk-In Case with Electronically Commutated Evaporator Fan Motor | Medium Temperature Walk-In Case with Permanent Split Capacitor Evaporator Fan Motor | Commercial | New | Healthcare | FPL Blend | Per Unit | 865.76 | 519.46 | 346.3 | 0.4 | 15 | 0.051945 | 0.04121 | 313 | Refrigeration |  | Walk-in cooler | 1
NonEquipment | PSC to ECM Evaporator Fan Motor (Walk-In, Refrigerator) | Medium Temperature Walk-In Case with Electronically Commutated Evaporator Fan Motor |  | Commercial | Existing | Hospitals | FPL Blend | Per Unit | 865.76 | 519.46 | 346.3 | 0.4 | 15 | 0.051945 | 0.04121 | 313 | Refrigeration |  | Walk-in cooler | 1
NonEquipment | PSC to ECM Evaporator Fan Motor (Walk-In, Refrigerator) | Medium Temperature Walk-In Case with Electronically Commutated Evaporator Fan Motor | Medium Temperature Walk-In Case with Permanent Split Capacitor Evaporator Fan Motor | Commercial | New | Hospitals | FPL Blend | Per Unit | 865.76 | 519.46 | 346.3 | 0.4 | 15 | 0.051945 | 0.04121 | 313 | Refrigeration |  | Walk-in cooler | 1
NonEquipment | PSC to ECM Evaporator Fan Motor (Walk-In, Refrigerator) | Medium Temperature Walk-In Case with Electronically Commutated Evaporator Fan Motor |  | Commercial | Existing | Institutional | FPL Blend | Per Unit | 865.76 | 519.46 | 346.3 | 0.4 | 15 | 0.049521 | 0.040171 | 313 | Refrigeration |  | Walk-in cooler | 1
NonEquipment | PSC to ECM Evaporator Fan Motor (Walk-In, Refrigerator) | Medium Temperature Walk-In Case with Electronically Commutated Evaporator Fan Motor | Medium Temperature Walk-In Case with Permanent Split Capacitor Evaporator Fan Motor | Commercial | New | Institutional | FPL Blend | Per Unit | 865.76 | 519.46 | 346.3 | 0.4 | 15 | 0.049521 | 0.040171 | 313 | Refrigeration |  | Walk-in cooler | 1
NonEquipment | PSC to ECM Evaporator Fan Motor (Walk-In, Refrigerator) | Medium Temperature Walk-In Case with Electronically Commutated Evaporator Fan Motor |  | Commercial | Existing | Lodging/Hospitality | FPL Blend | Per Unit | 865.76 | 519.46 | 346.3 | 0.4 | 15 | 0.051945 | 0.04121 | 313 | Refrigeration |  | Walk-in cooler | 1
NonEquipment | PSC to ECM Evaporator Fan Motor (Walk-In, Refrigerator) | Medium Temperature Walk-In Case with Electronically Commutated Evaporator Fan Motor | Medium Temperature Walk-In Case with Permanent Split Capacitor Evaporator Fan Motor | Commercial | New | Lodging/Hospitality | FPL Blend | Per Unit | 865.76 | 519.46 | 346.3 | 0.4 | 15 | 0.051945 | 0.04121 | 313 | Refrigeration |  | Walk-in cooler | 1
NonEquipment | PSC to ECM Evaporator Fan Motor (Walk-In, Refrigerator) | Medium Temperature Walk-In Case with Electronically Commutated Evaporator Fan Motor |  | Commercial | Existing | Miscellaneous | FPL Blend | Per Unit | 865.76 | 519.46 | 346.3 | 0.4 | 15 | 0.049521 | 0.040171 | 313 | Refrigeration |  | Walk-in cooler | 1
NonEquipment | PSC to ECM Evaporator Fan Motor (Walk-In, Refrigerator) | Medium Temperature Walk-In Case with Electronically Commutated Evaporator Fan Motor | Medium Temperature Walk-In Case with Permanent Split Capacitor Evaporator Fan Motor | Commercial | New | Miscellaneous | FPL Blend | Per Unit | 865.76 | 519.46 | 346.3 | 0.4 | 15 | 0.049521 | 0.040171 | 313 | Refrigeration |  | Walk-in cooler | 1
NonEquipment | PSC to ECM Evaporator Fan Motor (Walk-In, Refrigerator) | Medium Temperature Walk-In Case with Electronically Commutated Evaporator Fan Motor |  | Commercial | Existing | Offices | FPL Blend | Per Unit | 865.76 | 519.46 | 346.3 | 0.4 | 15 | 0.049521 | 0.040171 | 313 | Refrigeration |  | Walk-in cooler | 1
NonEquipment | PSC to ECM Evaporator Fan Motor (Walk-In, Refrigerator) | Medium Temperature Walk-In Case with Electronically Commutated Evaporator Fan Motor | Medium Temperature Walk-In Case with Permanent Split Capacitor Evaporator Fan Motor | Commercial | New | Offices | FPL Blend | Per Unit | 865.76 | 519.46 | 346.3 | 0.4 | 15 | 0.049521 | 0.040171 | 313 | Refrigeration |  | Walk-in cooler | 1
NonEquipment | PSC to ECM Evaporator Fan Motor (Walk-In, Refrigerator) | Medium Temperature Walk-In Case with Electronically Commutated Evaporator Fan Motor |  | Commercial | Existing | Restaurants | FPL Blend | Per Unit | 865.76 | 519.46 | 346.3 | 0.4 | 15 | 0.048828 | 0.039132 | 313 | Refrigeration |  | Walk-in cooler | 1
NonEquipment | PSC to ECM Evaporator Fan Motor (Walk-In, Refrigerator) | Medium Temperature Walk-In Case with Electronically Commutated Evaporator Fan Motor | Medium Temperature Walk-In Case with Permanent Split Capacitor Evaporator Fan Motor | Commercial | New | Restaurants | FPL Blend | Per Unit | 865.76 | 519.46 | 346.3 | 0.4 | 15 | 0.048828 | 0.039132 | 313 | Refrigeration |  | Walk-in cooler | 1
NonEquipment | PSC to ECM Evaporator Fan Motor (Walk-In, Refrigerator) | Medium Temperature Walk-In Case with Electronically Commutated Evaporator Fan Motor |  | Commercial | Existing | Retail | FPL Blend | Per Unit | 865.76 | 519.46 | 346.3 | 0.4 | 15 | 0.051945 | 0.04121 | 313 | Refrigeration |  | Walk-in cooler | 1
NonEquipment | PSC to ECM Evaporator Fan Motor (Walk-In, Refrigerator) | Medium Temperature Walk-In Case with Electronically Commutated Evaporator Fan Motor | Medium Temperature Walk-In Case with Permanent Split Capacitor Evaporator Fan Motor | Commercial | New | Retail | FPL Blend | Per Unit | 865.76 | 519.46 | 346.3 | 0.4 | 15 | 0.051945 | 0.04121 | 313 | Refrigeration |  | Walk-in cooler | 1
NonEquipment | PSC to ECM Evaporator Fan Motor (Walk-In, Refrigerator) | Medium Temperature Walk-In Case with Electronically Commutated Evaporator Fan Motor |  | Commercial | Existing | Schools K-12 | FPL Blend | Per Unit | 865.76 | 519.46 | 346.3 | 0.4 | 15 | 0.049521 | 0.040171 | 313 | Refrigeration |  | Walk-in cooler | 1
NonEquipment | PSC to ECM Evaporator Fan Motor (Walk-In, Refrigerator) | Medium Temperature Walk-In Case with Electronically Commutated Evaporator Fan Motor | Medium Temperature Walk-In Case with Permanent Split Capacitor Evaporator Fan Motor | Commercial | New | Schools K-12 | FPL Blend | Per Unit | 865.76 | 519.46 | 346.3 | 0.4 | 15 | 0.049521 | 0.040171 | 313 | Refrigeration |  | Walk-in cooler | 1
NonEquipment | PSC to ECM Evaporator Fan Motor (Walk-In, Refrigerator) | Medium Temperature Walk-In Case with Electronically Commutated Evaporator Fan Motor |  | Commercial | Existing | Warehouse | FPL Blend | Per Unit | 865.76 | 519.46 | 346.3 | 0.4 | 15 | 0.049521 | 0.040171 | 313 | Refrigeration |  | Walk-in cooler | 1
NonEquipment | PSC to ECM Evaporator Fan Motor (Walk-In, Refrigerator) | Medium Temperature Walk-In Case with Electronically Commutated Evaporator Fan Motor | Medium Temperature Walk-In Case with Permanent Split Capacitor Evaporator Fan Motor | Commercial | New | Warehouse | FPL Blend | Per Unit | 865.76 | 519.46 | 346.3 | 0.4 | 15 | 0.049521 | 0.040171 | 313 | Refrigeration |  | Walk-in cooler | 1
NonEquipment | Reflective Roof Treatment | Reflective Roof Treatment |  | Commercial | Existing | Assembly | FPL Blend | Per End Use Consumption | 116025.53 | 77796.58 | 38228.95 | 0.32949 | 15 | 12.7326 | 0 | 15683.64 | Space Cooling |  | Heat Pump Cooling | 1
NonEquipment | Reflective Roof Treatment | Reflective Roof Treatment | Standard Black Roof | Commercial | New | Assembly | FPL Blend | Per End Use Consumption | 116025.53 | 77796.58 | 38228.95 | 0.32949 | 15 | 12.7326 | 0 | 15683.64 | Space Cooling |  | Heat Pump Cooling | 1
NonEquipment | Reflective Roof Treatment | Reflective Roof Treatment |  | Commercial | Existing | College and University | FPL Blend | Per End Use Consumption | 450212.04 | 301872.86 | 148339.18 | 0.32949 | 15 | 30.0761 | 0 | 23501.16 | Space Cooling |  | Heat Pump Cooling | 1
NonEquipment | Reflective Roof Treatment | Reflective Roof Treatment | Standard Black Roof | Commercial | New | College and University | FPL Blend | Per End Use Consumption | 450212.04 | 301872.86 | 148339.18 | 0.32949 | 15 | 30.0761 | 0 | 23501.16 | Space Cooling |  | Heat Pump Cooling | 1
NonEquipment | Reflective Roof Treatment | Reflective Roof Treatment |  | Commercial | Existing | Data Center | FPL Blend | Per End Use Consumption | 69391.23 | 46527.7 | 22863.53 | 0.32949 | 15 | 4.6356 | 0 | 74167.11 | Space Cooling |  | Heat Pump Cooling | 1
NonEquipment | Reflective Roof Treatment | Reflective Roof Treatment | Standard Black Roof | Commercial | New | Data Center | FPL Blend | Per End Use Consumption | 69391.23 | 46527.7 | 22863.53 | 0.32949 | 15 | 4.6356 | 0 | 74167.11 | Space Cooling |  | Heat Pump Cooling | 1
NonEquipment | Reflective Roof Treatment | Reflective Roof Treatment |  | Commercial | Existing | Grocery | FPL Blend | Per End Use Consumption | 30898.64 | 20717.93 | 10180.71 | 0.32949 | 15 | 2.887 | 0 | 3814.57 | Space Cooling |  | Heat Pump Cooling | 1
NonEquipment | Reflective Roof Treatment | Reflective Roof Treatment | Standard Black Roof | Commercial | New | Grocery | FPL Blend | Per End Use Consumption | 30898.64 | 20717.93 | 10180.71 | 0.32949 | 15 | 2.887 | 0 | 3814.57 | Space Cooling |  | Heat Pump Cooling | 1
NonEquipment | Reflective Roof Treatment | Reflective Roof Treatment |  | Commercial | Existing | Healthcare | FPL Blend | Per End Use Consumption | 60353.19 | 40467.58 | 19885.61 | 0.32949 | 15 | 4.0318 | 0 | 10379.65 | Space Cooling |  | Heat Pump Cooling | 1
NonEquipment | Reflective Roof Treatment | Reflective Roof Treatment | Standard Black Roof | Commercial | New | Healthcare | FPL Blend | Per End Use Consumption | 60353.19 | 40467.58 | 19885.61 | 0.32949 | 15 | 4.0318 | 0 | 10379.65 | Space Cooling |  | Heat Pump Cooling | 1
NonEquipment | Reflective Roof Treatment | Reflective Roof Treatment |  | Commercial | Existing | Hospitals | FPL Blend | Per End Use Consumption | 756744.96 | 507407.06 | 249337.9 | 0.32949 | 15 | 50.5538 | 0 | 104454.14 | Space Cooling |  | Heat Pump Cooling | 1
NonEquipment | Reflective Roof Treatment | Reflective Roof Treatment | Standard Black Roof | Commercial | New | Hospitals | FPL Blend | Per End Use Consumption | 756744.96 | 507407.06 | 249337.9 | 0.32949 | 15 | 50.5538 | 0 | 104454.14 | Space Cooling |  | Heat Pump Cooling | 1
NonEquipment | Reflective Roof Treatment | Reflective Roof Treatment |  | Commercial | Existing | Institutional | FPL Blend | Per End Use Consumption | 75180.06 | 50409.18 | 24770.88 | 0.32949 | 15 | 5.0223 | 0 | 13938.25 | Space Cooling |  | Heat Pump Cooling | 1
NonEquipment | Reflective Roof Treatment | Reflective Roof Treatment | Standard Black Roof | Commercial | New | Institutional | FPL Blend | Per End Use Consumption | 75180.06 | 50409.18 | 24770.88 | 0.32949 | 15 | 5.0223 | 0 | 13938.25 | Space Cooling |  | Heat Pump Cooling | 1
NonEquipment | Reflective Roof Treatment | Reflective Roof Treatment |  | Commercial | Existing | Lodging/Hospitality | FPL Blend | Per End Use Consumption | 459122.47 | 307847.42 | 151275.05 | 0.32949 | 15 | 28.9707 | 0 | 21922.82 | Space Cooling |  | Heat Pump Cooling | 1
NonEquipment | Reflective Roof Treatment | Reflective Roof Treatment | Standard Black Roof | Commercial | New | Lodging/Hospitality | FPL Blend | Per End Use Consumption | 459122.47 | 307847.42 | 151275.05 | 0.32949 | 15 | 28.9707 | 0 | 21922.82 | Space Cooling |  | Heat Pump Cooling | 1
NonEquipment | Reflective Roof Treatment | Reflective Roof Treatment |  | Commercial | Existing | Miscellaneous | FPL Blend | Per End Use Consumption | 69391.23 | 46527.7 | 22863.53 | 0.32949 | 15 | 7.615 | 0 | 33593.72 | Space Cooling |  | Heat Pump Cooling | 1
NonEquipment | Reflective Roof Treatment | Reflective Roof Treatment | Standard Black Roof | Commercial | New | Miscellaneous | FPL Blend | Per End Use Consumption | 69391.23 | 46527.7 | 22863.53 | 0.32949 | 15 | 7.615 | 0 | 33593.72 | Space Cooling |  | Heat Pump Cooling | 1
NonEquipment | Reflective Roof Treatment | Reflective Roof Treatment |  | Commercial | Existing | Offices | FPL Blend | Per End Use Consumption | 97768.94 | 65555.31 | 32213.63 | 0.32949 | 15 | 10.7291 | 0 | 17289.06 | Space Cooling |  | Heat Pump Cooling | 1
NonEquipment | Reflective Roof Treatment | Reflective Roof Treatment | Standard Black Roof | Commercial | New | Offices | FPL Blend | Per End Use Consumption | 97768.94 | 65555.31 | 32213.63 | 0.32949 | 15 | 10.7291 | 0 | 17289.06 | Space Cooling |  | Heat Pump Cooling | 1
NonEquipment | Reflective Roof Treatment | Reflective Roof Treatment |  | Commercial | Existing | Restaurants | FPL Blend | Per End Use Consumption | 30145.47 | 20212.92 | 9932.55 | 0.32949 | 15 | 2.8167 | 0 | 5707.99 | Space Cooling |  | Heat Pump Cooling | 1
NonEquipment | Reflective Roof Treatment | Reflective Roof Treatment | Standard Black Roof | Commercial | New | Restaurants | FPL Blend | Per End Use Consumption | 30145.47 | 20212.92 | 9932.55 | 0.32949 | 15 | 2.8167 | 0 | 5707.99 | Space Cooling |  | Heat Pump Cooling | 1
NonEquipment | Reflective Roof Treatment | Reflective Roof Treatment |  | Commercial | Existing | Retail | FPL Blend | Per End Use Consumption | 111220.18 | 74574.53 | 36645.65 | 0.32949 | 15 | 12.2053 | 0 | 33728.24 | Space Cooling |  | Heat Pump Cooling | 1
NonEquipment | Reflective Roof Treatment | Reflective Roof Treatment | Standard Black Roof | Commercial | New | Retail | FPL Blend | Per End Use Consumption | 111220.18 | 74574.53 | 36645.65 | 0.32949 | 15 | 12.2053 | 0 | 33728.24 | Space Cooling |  | Heat Pump Cooling | 1
NonEquipment | Reflective Roof Treatment | Reflective Roof Treatment |  | Commercial | Existing | Schools K-12 | FPL Blend | Per End Use Consumption | 445154.59 | 298481.78 | 146672.81 | 0.32949 | 15 | 48.8511 | 0 | 37078.35 | Space Cooling |  | Heat Pump Cooling | 1
NonEquipment | Reflective Roof Treatment | Reflective Roof Treatment | Standard Black Roof | Commercial | New | Schools K-12 | FPL Blend | Per End Use Consumption | 445154.59 | 298481.78 | 146672.81 | 0.32949 | 15 | 48.8511 | 0 | 37078.35 | Space Cooling |  | Heat Pump Cooling | 1
NonEquipment | Reflective Roof Treatment | Reflective Roof Treatment |  | Commercial | Existing | Warehouse | FPL Blend | Per End Use Consumption | 124173.46 | 83259.87 | 40913.59 | 0.32949 | 15 | 13.6268 | 0 | 23673.07 | Space Cooling |  | Heat Pump Cooling | 1
NonEquipment | Reflective Roof Treatment | Reflective Roof Treatment | Standard Black Roof | Commercial | New | Warehouse | FPL Blend | Per End Use Consumption | 124173.46 | 83259.87 | 40913.59 | 0.32949 | 15 | 13.6268 | 0 | 23673.07 | Space Cooling |  | Heat Pump Cooling | 1
NonEquipment | Retro-Commissioning (Existing Construction)_VT | Perform facility retro-commissioning, including assessment, process improvements, and optimization of energy-consuming equipment and systems |  | Commercial | Existing | Assembly | FPL Blend | Per End Use Consumption | 9662.7 | 8116.67 | 1546.03 | 0.16 | 5 | 0.43605 | 0.31051 | 450.5916 | Ventilation and Circulation |  | Ventilation System | 1
NonEquipment | Retro-Commissioning (Existing Construction)_VT | Perform facility retro-commissioning, including assessment, process improvements, and optimization of energy-consuming equipment and systems |  | Commercial | Existing | College and University | FPL Blend | Per End Use Consumption | 32679.92 | 27451.13 | 5228.79 | 0.16 | 5 | 0.76313 | 0.60257 | 3953.2176 | Ventilation and Circulation |  | Ventilation System | 1
NonEquipment | Retro-Commissioning (Existing Construction)_VT | Perform facility retro-commissioning, including assessment, process improvements, and optimization of energy-consuming equipment and systems |  | Commercial | Existing | Data Center | FPL Blend | Per End Use Consumption | 207929.13 | 174660.47 | 33268.66 | 0.16 | 5 | 4.8555 | 3.8339 | 19017.9093 | Ventilation and Circulation |  | Ventilation System | 1
NonEquipment | Retro-Commissioning (Existing Construction)_VT | Perform facility retro-commissioning, including assessment, process improvements, and optimization of energy-consuming equipment and systems |  | Commercial | Existing | Grocery | FPL Blend | Per End Use Consumption | 10598.74 | 8902.94 | 1695.8 | 0.16 | 5 | 0.37628 | 0.28026 | 459.4834 | Ventilation and Circulation |  | Ventilation System | 1
NonEquipment | Retro-Commissioning (Existing Construction)_VT | Perform facility retro-commissioning, including assessment, process improvements, and optimization of energy-consuming equipment and systems |  | Commercial | Existing | Healthcare | FPL Blend | Per End Use Consumption | 37075.59 | 31143.5 | 5932.09 | 0.16 | 5 | 0.86578 | 0.68361 | 2310.804 | Ventilation and Circulation |  | Ventilation System | 1
NonEquipment | Retro-Commissioning (Existing Construction)_VT | Perform facility retro-commissioning, including assessment, process improvements, and optimization of energy-consuming equipment and systems |  | Commercial | Existing | Hospitals | FPL Blend | Per End Use Consumption | 1402759.92 | 1178318.33 | 224441.59 | 0.16 | 5 | 32.7569 | 25.8647 | 34250.7851 | Ventilation and Circulation |  | Ventilation System | 1
NonEquipment | Retro-Commissioning (Existing Construction)_VT | Perform facility retro-commissioning, including assessment, process improvements, and optimization of energy-consuming equipment and systems |  | Commercial | Existing | Institutional | FPL Blend | Per End Use Consumption | 7344.32 | 6169.23 | 1175.09 | 0.16 | 5 | 0.1715 | 0.13542 | 1045.8671 | Ventilation and Circulation |  | Ventilation System | 1
NonEquipment | Retro-Commissioning (Existing Construction)_VT | Perform facility retro-commissioning, including assessment, process improvements, and optimization of energy-consuming equipment and systems |  | Commercial | Existing | Lodging/Hospitality | FPL Blend | Per End Use Consumption | 123781.2 | 103976.21 | 19804.99 | 0.16 | 5 | 3.5861 | 1.4722 | 6962.693 | Ventilation and Circulation |  | Ventilation System | 1
NonEquipment | Retro-Commissioning (Existing Construction)_VT | Perform facility retro-commissioning, including assessment, process improvements, and optimization of energy-consuming equipment and systems |  | Commercial | Existing | Miscellaneous | FPL Blend | Per End Use Consumption | 21297.15 | 17889.61 | 3407.54 | 0.16 | 5 | 0.96107 | 0.68438 | 3562.7166 | Ventilation and Circulation |  | Ventilation System | 1
NonEquipment | Retro-Commissioning (Existing Construction)_VT | Perform facility retro-commissioning, including assessment, process improvements, and optimization of energy-consuming equipment and systems |  | Commercial | Existing | Offices | FPL Blend | Per End Use Consumption | 48209.28 | 40495.8 | 7713.48 | 0.16 | 5 | 2.1755 | 1.5492 | 2881.0316 | Ventilation and Circulation |  | Ventilation System | 1
NonEquipment | Retro-Commissioning (Existing Construction)_VT | Perform facility retro-commissioning, including assessment, process improvements, and optimization of energy-consuming equipment and systems |  | Commercial | Existing | Restaurants | FPL Blend | Per End Use Consumption | 27844.2 | 23389.13 | 4455.07 | 0.16 | 5 | 0.98854 | 0.73628 | 664.7154 | Ventilation and Circulation |  | Ventilation System | 1
NonEquipment | Retro-Commissioning (Existing Construction)_VT | Perform facility retro-commissioning, including assessment, process improvements, and optimization of energy-consuming equipment and systems |  | Commercial | Existing | Retail | FPL Blend | Per End Use Consumption | 51568.14 | 43317.24 | 8250.9 | 0.16 | 5 | 2.3271 | 1.6571 | 3642.9606 | Ventilation and Circulation |  | Ventilation System | 1
NonEquipment | Retro-Commissioning (Existing Construction)_VT | Perform facility retro-commissioning, including assessment, process improvements, and optimization of energy-consuming equipment and systems |  | Commercial | Existing | Schools K-12 | FPL Blend | Per End Use Consumption | 44041.62 | 36994.96 | 7046.66 | 0.16 | 5 | 1.9875 | 1.4153 | 2577.2086 | Ventilation and Circulation |  | Ventilation System | 1
NonEquipment | Retro-Commissioning (Existing Construction)_VT | Perform facility retro-commissioning, including assessment, process improvements, and optimization of energy-consuming equipment and systems |  | Commercial | Existing | Warehouse | FPL Blend | Per End Use Consumption | 4752.48 | 3992.08 | 760.4 | 0.16 | 5 | 0.21447 | 0.15272 | 1296.1359 | Ventilation and Circulation |  | Ventilation System | 1
NonEquipment | Efficient Exhaust Hood | Kitchen ventilation with automatically adjusting fan controls |  | Commercial | Existing | Assembly | FPL Blend | Per Unit | 7640 | 3154 | 4486 | 0.58717 | 20 | 0.73122 | 0.26916 | 2050 | Cooking |  | Cooking other | 1
NonEquipment | Efficient Exhaust Hood | Kitchen ventilation with automatically adjusting fan controls | Kitchen ventilation with constant speed ventilation motor | Commercial | New | Assembly | FPL Blend | Per Unit | 7640 | 3154 | 4486 | 0.58717 | 20 | 0.73122 | 0.26916 | 2050 | Cooking |  | Cooking other | 1
NonEquipment | Efficient Exhaust Hood | Kitchen ventilation with automatically adjusting fan controls |  | Commercial | Existing | College and University | FPL Blend | Per Unit | 7640 | 3154 | 4486 | 0.58717 | 20 | 0.73122 | 0.26916 | 2050 | Cooking |  | Cooking other | 1
NonEquipment | Efficient Exhaust Hood | Kitchen ventilation with automatically adjusting fan controls | Kitchen ventilation with constant speed ventilation motor | Commercial | New | College and University | FPL Blend | Per Unit | 7640 | 3154 | 4486 | 0.58717 | 20 | 0.73122 | 0.26916 | 2050 | Cooking |  | Cooking other | 1
NonEquipment | Efficient Exhaust Hood | Kitchen ventilation with automatically adjusting fan controls |  | Commercial | Existing | Data Center | FPL Blend | Per Unit | 7640 | 3154 | 4486 | 0.58717 | 20 | 0.26467 | 0.48 | 2050 | Cooking |  | Cooking other | 1
NonEquipment | Efficient Exhaust Hood | Kitchen ventilation with automatically adjusting fan controls | Kitchen ventilation with constant speed ventilation motor | Commercial | New | Data Center | FPL Blend | Per Unit | 7640 | 3154 | 4486 | 0.58717 | 20 | 0.26467 | 0.48 | 2050 | Cooking |  | Cooking other | 1
NonEquipment | Efficient Exhaust Hood | Kitchen ventilation with automatically adjusting fan controls |  | Commercial | Existing | Grocery | FPL Blend | Per Unit | 7640 | 3154 | 4486 | 0.58717 | 20 | 0.73122 | 0.26916 | 2050 | Cooking |  | Cooking other | 1
NonEquipment | Efficient Exhaust Hood | Kitchen ventilation with automatically adjusting fan controls | Kitchen ventilation with constant speed ventilation motor | Commercial | New | Grocery | FPL Blend | Per Unit | 7640 | 3154 | 4486 | 0.58717 | 20 | 0.73122 | 0.26916 | 2050 | Cooking |  | Cooking other | 1
NonEquipment | Efficient Exhaust Hood | Kitchen ventilation with automatically adjusting fan controls |  | Commercial | Existing | Healthcare | FPL Blend | Per Unit | 7640 | 3154 | 4486 | 0.58717 | 20 | 0.52935 | 0.59215 | 2050 | Cooking |  | Cooking other | 1
NonEquipment | Efficient Exhaust Hood | Kitchen ventilation with automatically adjusting fan controls | Kitchen ventilation with constant speed ventilation motor | Commercial | New | Healthcare | FPL Blend | Per Unit | 7640 | 3154 | 4486 | 0.58717 | 20 | 0.52935 | 0.59215 | 2050 | Cooking |  | Cooking other | 1
NonEquipment | Efficient Exhaust Hood | Kitchen ventilation with automatically adjusting fan controls |  | Commercial | Existing | Hospitals | FPL Blend | Per Unit | 7640 | 3154 | 4486 | 0.58717 | 20 | 0.73122 | 0.26916 | 2050 | Cooking |  | Cooking other | 1
NonEquipment | Efficient Exhaust Hood | Kitchen ventilation with automatically adjusting fan controls | Kitchen ventilation with constant speed ventilation motor | Commercial | New | Hospitals | FPL Blend | Per Unit | 7640 | 3154 | 4486 | 0.58717 | 20 | 0.73122 | 0.26916 | 2050 | Cooking |  | Cooking other | 1
NonEquipment | Efficient Exhaust Hood | Kitchen ventilation with automatically adjusting fan controls |  | Commercial | Existing | Institutional | FPL Blend | Per Unit | 7640 | 3154 | 4486 | 0.58717 | 20 | 0.26467 | 0.48 | 2050 | Cooking |  | Cooking other | 1
NonEquipment | Efficient Exhaust Hood | Kitchen ventilation with automatically adjusting fan controls | Kitchen ventilation with constant speed ventilation motor | Commercial | New | Institutional | FPL Blend | Per Unit | 7640 | 3154 | 4486 | 0.58717 | 20 | 0.26467 | 0.48 | 2050 | Cooking |  | Cooking other | 1
NonEquipment | Efficient Exhaust Hood | Kitchen ventilation with automatically adjusting fan controls |  | Commercial | Existing | Lodging/Hospitality | FPL Blend | Per Unit | 7640 | 3154 | 4486 | 0.58717 | 20 | 0.81645 | 0.36337 | 2050 | Cooking |  | Cooking other | 1
NonEquipment | Efficient Exhaust Hood | Kitchen ventilation with automatically adjusting fan controls | Kitchen ventilation with constant speed ventilation motor | Commercial | New | Lodging/Hospitality | FPL Blend | Per Unit | 7640 | 3154 | 4486 | 0.58717 | 20 | 0.81645 | 0.36337 | 2050 | Cooking |  | Cooking other | 1
NonEquipment | Efficient Exhaust Hood | Kitchen ventilation with automatically adjusting fan controls |  | Commercial | Existing | Miscellaneous | FPL Blend | Per Unit | 7640 | 3154 | 4486 | 0.58717 | 20 | 0.26467 | 0.48 | 2050 | Cooking |  | Cooking other | 1
NonEquipment | Efficient Exhaust Hood | Kitchen ventilation with automatically adjusting fan controls | Kitchen ventilation with constant speed ventilation motor | Commercial | New | Miscellaneous | FPL Blend | Per Unit | 7640 | 3154 | 4486 | 0.58717 | 20 | 0.26467 | 0.48 | 2050 | Cooking |  | Cooking other | 1
NonEquipment | Efficient Exhaust Hood | Kitchen ventilation with automatically adjusting fan controls |  | Commercial | Existing | Offices | FPL Blend | Per Unit | 7640 | 3154 | 4486 | 0.58717 | 20 | 0.26467 | 0.48 | 2050 | Cooking |  | Cooking other | 1
NonEquipment | Efficient Exhaust Hood | Kitchen ventilation with automatically adjusting fan controls | Kitchen ventilation with constant speed ventilation motor | Commercial | New | Offices | FPL Blend | Per Unit | 7640 | 3154 | 4486 | 0.58717 | 20 | 0.26467 | 0.48 | 2050 | Cooking |  | Cooking other | 1
NonEquipment | Efficient Exhaust Hood | Kitchen ventilation with automatically adjusting fan controls |  | Commercial | Existing | Restaurants | FPL Blend | Per Unit | 7640 | 3154 | 4486 | 0.58717 | 20 | 0.85683 | 0.45309 | 2050 | Cooking |  | Cooking other | 1
NonEquipment | Efficient Exhaust Hood | Kitchen ventilation with automatically adjusting fan controls | Kitchen ventilation with constant speed ventilation motor | Commercial | New | Restaurants | FPL Blend | Per Unit | 7640 | 3154 | 4486 | 0.58717 | 20 | 0.85683 | 0.45309 | 2050 | Cooking |  | Cooking other | 1
NonEquipment | Efficient Exhaust Hood | Kitchen ventilation with automatically adjusting fan controls |  | Commercial | Existing | Retail | FPL Blend | Per Unit | 7640 | 3154 | 4486 | 0.58717 | 20 | 0.73122 | 0.26916 | 2050 | Cooking |  | Cooking other | 1
NonEquipment | Efficient Exhaust Hood | Kitchen ventilation with automatically adjusting fan controls | Kitchen ventilation with constant speed ventilation motor | Commercial | New | Retail | FPL Blend | Per Unit | 7640 | 3154 | 4486 | 0.58717 | 20 | 0.73122 | 0.26916 | 2050 | Cooking |  | Cooking other | 1
NonEquipment | Efficient Exhaust Hood | Kitchen ventilation with automatically adjusting fan controls |  | Commercial | Existing | Schools K-12 | FPL Blend | Per Unit | 7640 | 3154 | 4486 | 0.58717 | 20 | 0.26467 | 0.48 | 2050 | Cooking |  | Cooking other | 1
NonEquipment | Efficient Exhaust Hood | Kitchen ventilation with automatically adjusting fan controls | Kitchen ventilation with constant speed ventilation motor | Commercial | New | Schools K-12 | FPL Blend | Per Unit | 7640 | 3154 | 4486 | 0.58717 | 20 | 0.26467 | 0.48 | 2050 | Cooking |  | Cooking other | 1
NonEquipment | Efficient Exhaust Hood | Kitchen ventilation with automatically adjusting fan controls |  | Commercial | Existing | Warehouse | FPL Blend | Per Unit | 7640 | 3154 | 4486 | 0.58717 | 20 | 0.26467 | 0.48 | 2050 | Cooking |  | Cooking other | 1
NonEquipment | Efficient Exhaust Hood | Kitchen ventilation with automatically adjusting fan controls | Kitchen ventilation with constant speed ventilation motor | Commercial | New | Warehouse | FPL Blend | Per Unit | 7640 | 3154 | 4486 | 0.58717 | 20 | 0.26467 | 0.48 | 2050 | Cooking |  | Cooking other | 1
NonEquipment | VAV System | Variable Air Volume Distribution System |  | Commercial | Existing | Assembly | FPL Blend | Per End Use Consumption | 188059 | 131641.3 | 56417.7 | 0.3 | 10 | 15.9122 | 11.331 | 21507.3 | Ventilation and Circulation |  | Ventilation System | 1
NonEquipment | VAV System | Variable Air Volume Distribution System | Constant Air Volume Distribution System | Commercial | New | Assembly | FPL Blend | Per End Use Consumption | 188059 | 131641.3 | 56417.7 | 0.3 | 10 | 15.9122 | 11.331 | 21507.3 | Ventilation and Circulation |  | Ventilation System | 1
NonEquipment | VAV System | Variable Air Volume Distribution System |  | Commercial | Existing | College and University | FPL Blend | Per End Use Consumption | 294281.87 | 205997.31 | 88284.56 | 0.3 | 10 | 12.885 | 10.1739 | 33655.44 | Ventilation and Circulation |  | Ventilation System | 1
NonEquipment | VAV System | Variable Air Volume Distribution System | Constant Air Volume Distribution System | Commercial | New | College and University | FPL Blend | Per End Use Consumption | 294281.87 | 205997.31 | 88284.56 | 0.3 | 10 | 12.885 | 10.1739 | 33655.44 | Ventilation and Circulation |  | Ventilation System | 1
NonEquipment | VAV System | Variable Air Volume Distribution System |  | Commercial | Existing | Data Center | FPL Blend | Per End Use Consumption | 1260809.8 | 882566.86 | 378242.94 | 0.3 | 10 | 55.2039 | 43.5887 | 144192.06 | Ventilation and Circulation |  | Ventilation System | 1
NonEquipment | VAV System | Variable Air Volume Distribution System | Constant Air Volume Distribution System | Commercial | New | Data Center | FPL Blend | Per End Use Consumption | 1260809.8 | 882566.86 | 378242.94 | 0.3 | 10 | 55.2039 | 43.5887 | 144192.06 | Ventilation and Circulation |  | Ventilation System | 1
NonEquipment | VAV System | Variable Air Volume Distribution System |  | Commercial | Existing | Grocery | FPL Blend | Per End Use Consumption | 32133.53 | 22493.47 | 9640.06 | 0.3 | 10 | 2.139 | 1.5932 | 3674.94 | Ventilation and Circulation |  | Ventilation System | 1
NonEquipment | VAV System | Variable Air Volume Distribution System | Constant Air Volume Distribution System | Commercial | New | Grocery | FPL Blend | Per End Use Consumption | 32133.53 | 22493.47 | 9640.06 | 0.3 | 10 | 2.139 | 1.5932 | 3674.94 | Ventilation and Circulation |  | Ventilation System | 1
NonEquipment | VAV System | Variable Air Volume Distribution System |  | Commercial | Existing | Healthcare | FPL Blend | Per End Use Consumption | 115007.4 | 80505.18 | 34502.22 | 0.3 | 10 | 5.0355 | 3.976 | 13152.78 | Ventilation and Circulation |  | Ventilation System | 1
NonEquipment | VAV System | Variable Air Volume Distribution System | Constant Air Volume Distribution System | Commercial | New | Healthcare | FPL Blend | Per End Use Consumption | 115007.4 | 80505.18 | 34502.22 | 0.3 | 10 | 5.0355 | 3.976 | 13152.78 | Ventilation and Circulation |  | Ventilation System | 1
NonEquipment | VAV System | Variable Air Volume Distribution System |  | Commercial | Existing | Hospitals | FPL Blend | Per End Use Consumption | 2275085.53 | 1592559.87 | 682525.66 | 0.3 | 10 | 99.6135 | 78.6543 | 260189.34 | Ventilation and Circulation |  | Ventilation System | 1
NonEquipment | VAV System | Variable Air Volume Distribution System | Constant Air Volume Distribution System | Commercial | New | Hospitals | FPL Blend | Per End Use Consumption | 2275085.53 | 1592559.87 | 682525.66 | 0.3 | 10 | 99.6135 | 78.6543 | 260189.34 | Ventilation and Circulation |  | Ventilation System | 1
NonEquipment | VAV System | Variable Air Volume Distribution System |  | Commercial | Existing | Institutional | FPL Blend | Per End Use Consumption | 150205.87 | 105144.11 | 45061.76 | 0.3 | 10 | 6.5767 | 5.1929 | 17178.24 | Ventilation and Circulation |  | Ventilation System | 1
NonEquipment | VAV System | Variable Air Volume Distribution System | Constant Air Volume Distribution System | Commercial | New | Institutional | FPL Blend | Per End Use Consumption | 150205.87 | 105144.11 | 45061.76 | 0.3 | 10 | 6.5767 | 5.1929 | 17178.24 | Ventilation and Circulation |  | Ventilation System | 1
NonEquipment | VAV System | Variable Air Volume Distribution System |  | Commercial | Existing | Lodging/Hospitality | FPL Blend | Per End Use Consumption | 524079.47 | 366855.63 | 157223.84 | 0.3 | 10 | 28.4686 | 11.6874 | 59936.16 | Ventilation and Circulation |  | Ventilation System | 1
NonEquipment | VAV System | Variable Air Volume Distribution System | Constant Air Volume Distribution System | Commercial | New | Lodging/Hospitality | FPL Blend | Per End Use Consumption | 524079.47 | 366855.63 | 157223.84 | 0.3 | 10 | 28.4686 | 11.6874 | 59936.16 | Ventilation and Circulation |  | Ventilation System | 1
NonEquipment | VAV System | Variable Air Volume Distribution System |  | Commercial | Existing | Miscellaneous | FPL Blend | Per End Use Consumption | 407913.67 | 285539.57 | 122374.1 | 0.3 | 10 | 34.5147 | 24.5778 | 46650.9 | Ventilation and Circulation |  | Ventilation System | 1
NonEquipment | VAV System | Variable Air Volume Distribution System | Constant Air Volume Distribution System | Commercial | New | Miscellaneous | FPL Blend | Per End Use Consumption | 407913.67 | 285539.57 | 122374.1 | 0.3 | 10 | 34.5147 | 24.5778 | 46650.9 | Ventilation and Circulation |  | Ventilation System | 1
NonEquipment | VAV System | Variable Air Volume Distribution System |  | Commercial | Existing | Offices | FPL Blend | Per End Use Consumption | 213869.6 | 149708.72 | 64160.88 | 0.3 | 10 | 18.0961 | 12.8862 | 24459.12 | Ventilation and Circulation |  | Ventilation System | 1
NonEquipment | VAV System | Variable Air Volume Distribution System | Constant Air Volume Distribution System | Commercial | New | Offices | FPL Blend | Per End Use Consumption | 213869.6 | 149708.72 | 64160.88 | 0.3 | 10 | 18.0961 | 12.8862 | 24459.12 | Ventilation and Circulation |  | Ventilation System | 1
NonEquipment | VAV System | Variable Air Volume Distribution System |  | Commercial | Existing | Restaurants | FPL Blend | Per End Use Consumption | 60212.67 | 42148.87 | 18063.8 | 0.3 | 10 | 4.0082 | 2.9854 | 6886.2 | Ventilation and Circulation |  | Ventilation System | 1
NonEquipment | VAV System | Variable Air Volume Distribution System | Constant Air Volume Distribution System | Commercial | New | Restaurants | FPL Blend | Per End Use Consumption | 60212.67 | 42148.87 | 18063.8 | 0.3 | 10 | 4.0082 | 2.9854 | 6886.2 | Ventilation and Circulation |  | Ventilation System | 1
NonEquipment | VAV System | Variable Air Volume Distribution System |  | Commercial | Existing | Retail | FPL Blend | Per End Use Consumption | 281563.6 | 197094.52 | 84469.08 | 0.3 | 10 | 23.8239 | 16.9649 | 32200.92 | Ventilation and Circulation |  | Ventilation System | 1
NonEquipment | VAV System | Variable Air Volume Distribution System | Constant Air Volume Distribution System | Commercial | New | Retail | FPL Blend | Per End Use Consumption | 281563.6 | 197094.52 | 84469.08 | 0.3 | 10 | 23.8239 | 16.9649 | 32200.92 | Ventilation and Circulation |  | Ventilation System | 1
NonEquipment | VAV System | Variable Air Volume Distribution System |  | Commercial | Existing | Schools K-12 | FPL Blend | Per End Use Consumption | 399575.6 | 279702.92 | 119872.68 | 0.3 | 10 | 33.8092 | 24.0754 | 45697.32 | Ventilation and Circulation |  | Ventilation System | 1
NonEquipment | VAV System | Variable Air Volume Distribution System | Constant Air Volume Distribution System | Commercial | New | Schools K-12 | FPL Blend | Per End Use Consumption | 399575.6 | 279702.92 | 119872.68 | 0.3 | 10 | 33.8092 | 24.0754 | 45697.32 | Ventilation and Circulation |  | Ventilation System | 1
NonEquipment | VAV System | Variable Air Volume Distribution System |  | Commercial | Existing | Warehouse | FPL Blend | Per End Use Consumption | 238944.13 | 167260.89 | 71683.24 | 0.3 | 10 | 20.2177 | 14.397 | 27326.76 | Ventilation and Circulation |  | Ventilation System | 1
NonEquipment | VAV System | Variable Air Volume Distribution System | Constant Air Volume Distribution System | Commercial | New | Warehouse | FPL Blend | Per End Use Consumption | 238944.13 | 167260.89 | 71683.24 | 0.3 | 10 | 20.2177 | 14.397 | 27326.76 | Ventilation and Circulation |  | Ventilation System | 1
NonEquipment | Occupancy Sensors, Ceiling Mounted | Ceiling Mounted Occupancy Sensor, 500 Watts Controlled |  | Commercial | Existing | Assembly | FPL Blend | Per 500W Controlled | 1319 | 1002.44 | 316.56 | 0.24 | 10 | 0.052866 | 0.025641 | 129 | Interior Lighting |  | Overhead (fluorescent/LED/CFL U-shape) | 1
NonEquipment | Occupancy Sensors, Ceiling Mounted | Ceiling Mounted Occupancy Sensor, 500 Watts Controlled | 500 Watts of Lighting, Manually Controlled | Commercial | New | Assembly | FPL Blend | Per 500W Controlled | 1319 | 1002.44 | 316.56 | 0.24 | 10 | 0.052866 | 0.025641 | 129 | Interior Lighting |  | Overhead (fluorescent/LED/CFL U-shape) | 1
NonEquipment | Occupancy Sensors, Ceiling Mounted | Ceiling Mounted Occupancy Sensor, 500 Watts Controlled |  | Commercial | Existing | College and University | FPL Blend | Per 500W Controlled | 1788.5 | 1359.26 | 429.24 | 0.24 | 10 | 0.049792 | 0.038632 | 129 | Interior Lighting |  | Overhead (fluorescent/LED/CFL U-shape) | 1
NonEquipment | Occupancy Sensors, Ceiling Mounted | Ceiling Mounted Occupancy Sensor, 500 Watts Controlled | 500 Watts of Lighting, Manually Controlled | Commercial | New | College and University | FPL Blend | Per 500W Controlled | 1788.5 | 1359.26 | 429.24 | 0.24 | 10 | 0.049792 | 0.038632 | 129 | Interior Lighting |  | Overhead (fluorescent/LED/CFL U-shape) | 1
NonEquipment | Occupancy Sensors, Ceiling Mounted | Ceiling Mounted Occupancy Sensor, 500 Watts Controlled |  | Commercial | Existing | Data Center | FPL Blend | Per 500W Controlled | 1868.5 | 1420.06 | 448.44 | 0.24 | 10 | 0.051122 | 0.056952 | 129 | Interior Lighting |  | Overhead (fluorescent/LED/CFL U-shape) | 1
NonEquipment | Occupancy Sensors, Ceiling Mounted | Ceiling Mounted Occupancy Sensor, 500 Watts Controlled | 500 Watts of Lighting, Manually Controlled | Commercial | New | Data Center | FPL Blend | Per 500W Controlled | 1868.5 | 1420.06 | 448.44 | 0.24 | 10 | 0.051122 | 0.056952 | 129 | Interior Lighting |  | Overhead (fluorescent/LED/CFL U-shape) | 1
NonEquipment | Occupancy Sensors, Ceiling Mounted | Ceiling Mounted Occupancy Sensor, 500 Watts Controlled |  | Commercial | Existing | Grocery | FPL Blend | Per 500W Controlled | 3450 | 2622 | 828 | 0.24 | 10 | 0.14076 | 0.062928 | 129 | Interior Lighting |  | Overhead (fluorescent/LED/CFL U-shape) | 1
NonEquipment | Occupancy Sensors, Ceiling Mounted | Ceiling Mounted Occupancy Sensor, 500 Watts Controlled | 500 Watts of Lighting, Manually Controlled | Commercial | New | Grocery | FPL Blend | Per 500W Controlled | 3450 | 2622 | 828 | 0.24 | 10 | 0.14076 | 0.062928 | 129 | Interior Lighting |  | Overhead (fluorescent/LED/CFL U-shape) | 1
NonEquipment | Occupancy Sensors, Ceiling Mounted | Ceiling Mounted Occupancy Sensor, 500 Watts Controlled |  | Commercial | Existing | Healthcare | FPL Blend | Per 500W Controlled | 1693 | 1286.68 | 406.32 | 0.24 | 10 | 0.060542 | 0.049977 | 129 | Interior Lighting |  | Overhead (fluorescent/LED/CFL U-shape) | 1
NonEquipment | Occupancy Sensors, Ceiling Mounted | Ceiling Mounted Occupancy Sensor, 500 Watts Controlled | 500 Watts of Lighting, Manually Controlled | Commercial | New | Healthcare | FPL Blend | Per 500W Controlled | 1693 | 1286.68 | 406.32 | 0.24 | 10 | 0.060542 | 0.049977 | 129 | Interior Lighting |  | Overhead (fluorescent/LED/CFL U-shape) | 1
NonEquipment | Occupancy Sensors, Ceiling Mounted | Ceiling Mounted Occupancy Sensor, 500 Watts Controlled |  | Commercial | Existing | Hospitals | FPL Blend | Per 500W Controlled | 2865 | 2177.4 | 687.6 | 0.24 | 10 | 0.079762 | 0.061884 | 129 | Interior Lighting |  | Overhead (fluorescent/LED/CFL U-shape) | 1
NonEquipment | Occupancy Sensors, Ceiling Mounted | Ceiling Mounted Occupancy Sensor, 500 Watts Controlled | 500 Watts of Lighting, Manually Controlled | Commercial | New | Hospitals | FPL Blend | Per 500W Controlled | 2865 | 2177.4 | 687.6 | 0.24 | 10 | 0.079762 | 0.061884 | 129 | Interior Lighting |  | Overhead (fluorescent/LED/CFL U-shape) | 1
NonEquipment | Occupancy Sensors, Ceiling Mounted | Ceiling Mounted Occupancy Sensor, 500 Watts Controlled |  | Commercial | Existing | Institutional | FPL Blend | Per 500W Controlled | 1736 | 1319.36 | 416.64 | 0.24 | 10 | 0.043747 | 0.05958 | 129 | Interior Lighting |  | Overhead (fluorescent/LED/CFL U-shape) | 1
NonEquipment | Occupancy Sensors, Ceiling Mounted | Ceiling Mounted Occupancy Sensor, 500 Watts Controlled | 500 Watts of Lighting, Manually Controlled | Commercial | New | Institutional | FPL Blend | Per 500W Controlled | 1736 | 1319.36 | 416.64 | 0.24 | 10 | 0.043747 | 0.05958 | 129 | Interior Lighting |  | Overhead (fluorescent/LED/CFL U-shape) | 1
NonEquipment | Occupancy Sensors, Ceiling Mounted | Ceiling Mounted Occupancy Sensor, 500 Watts Controlled |  | Commercial | Existing | Lodging/Hospitality | FPL Blend | Per 500W Controlled | 2421 | 1839.96 | 581.04 | 0.24 | 10 | 0.047645 | 0.067401 | 129 | Interior Lighting |  | Overhead (fluorescent/LED/CFL U-shape) | 1
NonEquipment | Occupancy Sensors, Ceiling Mounted | Ceiling Mounted Occupancy Sensor, 500 Watts Controlled | 500 Watts of Lighting, Manually Controlled | Commercial | New | Lodging/Hospitality | FPL Blend | Per 500W Controlled | 2421 | 1839.96 | 581.04 | 0.24 | 10 | 0.047645 | 0.067401 | 129 | Interior Lighting |  | Overhead (fluorescent/LED/CFL U-shape) | 1
NonEquipment | Occupancy Sensors, Ceiling Mounted | Ceiling Mounted Occupancy Sensor, 500 Watts Controlled |  | Commercial | Existing | Miscellaneous | FPL Blend | Per 500W Controlled | 2053.5 | 1560.66 | 492.84 | 0.24 | 10 | 0.056184 | 0.062591 | 129 | Interior Lighting |  | Overhead (fluorescent/LED/CFL U-shape) | 1
NonEquipment | Occupancy Sensors, Ceiling Mounted | Ceiling Mounted Occupancy Sensor, 500 Watts Controlled | 500 Watts of Lighting, Manually Controlled | Commercial | New | Miscellaneous | FPL Blend | Per 500W Controlled | 2053.5 | 1560.66 | 492.84 | 0.24 | 10 | 0.056184 | 0.062591 | 129 | Interior Lighting |  | Overhead (fluorescent/LED/CFL U-shape) | 1
NonEquipment | Occupancy Sensors, Ceiling Mounted | Ceiling Mounted Occupancy Sensor, 500 Watts Controlled |  | Commercial | Existing | Offices | FPL Blend | Per 500W Controlled | 1870 | 1421.2 | 448.8 | 0.24 | 10 | 0.051163 | 0.056998 | 129 | Interior Lighting |  | Overhead (fluorescent/LED/CFL U-shape) | 1
NonEquipment | Occupancy Sensors, Ceiling Mounted | Ceiling Mounted Occupancy Sensor, 500 Watts Controlled | 500 Watts of Lighting, Manually Controlled | Commercial | New | Offices | FPL Blend | Per 500W Controlled | 1870 | 1421.2 | 448.8 | 0.24 | 10 | 0.051163 | 0.056998 | 129 | Interior Lighting |  | Overhead (fluorescent/LED/CFL U-shape) | 1
NonEquipment | Occupancy Sensors, Ceiling Mounted | Ceiling Mounted Occupancy Sensor, 500 Watts Controlled |  | Commercial | Existing | Restaurants | FPL Blend | Per 500W Controlled | 2639 | 2005.64 | 633.36 | 0.24 | 10 | 0.095004 | 0.055102 | 129 | Interior Lighting |  | Overhead (fluorescent/LED/CFL U-shape) | 1
NonEquipment | Occupancy Sensors, Ceiling Mounted | Ceiling Mounted Occupancy Sensor, 500 Watts Controlled | 500 Watts of Lighting, Manually Controlled | Commercial | New | Restaurants | FPL Blend | Per 500W Controlled | 2639 | 2005.64 | 633.36 | 0.24 | 10 | 0.095004 | 0.055102 | 129 | Interior Lighting |  | Overhead (fluorescent/LED/CFL U-shape) | 1
NonEquipment | Occupancy Sensors, Ceiling Mounted | Ceiling Mounted Occupancy Sensor, 500 Watts Controlled |  | Commercial | Existing | Retail | FPL Blend | Per 500W Controlled | 1834 | 1393.84 | 440.16 | 0.24 | 10 | 0.073947 | 0.034332 | 129 | Interior Lighting |  | Overhead (fluorescent/LED/CFL U-shape) | 1
NonEquipment | Occupancy Sensors, Ceiling Mounted | Ceiling Mounted Occupancy Sensor, 500 Watts Controlled | 500 Watts of Lighting, Manually Controlled | Commercial | New | Retail | FPL Blend | Per 500W Controlled | 1834 | 1393.84 | 440.16 | 0.24 | 10 | 0.073947 | 0.034332 | 129 | Interior Lighting |  | Overhead (fluorescent/LED/CFL U-shape) | 1
NonEquipment | Occupancy Sensors, Ceiling Mounted | Ceiling Mounted Occupancy Sensor, 500 Watts Controlled |  | Commercial | Existing | Schools K-12 | FPL Blend | Per 500W Controlled | 1388.5 | 1055.26 | 333.24 | 0.24 | 10 | 0.035323 | 0.039656 | 129 | Interior Lighting |  | Overhead (fluorescent/LED/CFL U-shape) | 1
NonEquipment | Occupancy Sensors, Ceiling Mounted | Ceiling Mounted Occupancy Sensor, 500 Watts Controlled | 500 Watts of Lighting, Manually Controlled | Commercial | New | Schools K-12 | FPL Blend | Per 500W Controlled | 1388.5 | 1055.26 | 333.24 | 0.24 | 10 | 0.035323 | 0.039656 | 129 | Interior Lighting |  | Overhead (fluorescent/LED/CFL U-shape) | 1
NonEquipment | Occupancy Sensors, Ceiling Mounted | Ceiling Mounted Occupancy Sensor, 500 Watts Controlled |  | Commercial | Existing | Warehouse | FPL Blend | Per 500W Controlled | 1824.5 | 1386.62 | 437.88 | 0.24 | 10 | 0.073564 | 0.052546 | 129 | Interior Lighting |  | Overhead (fluorescent/LED/CFL U-shape) | 1
NonEquipment | Occupancy Sensors, Ceiling Mounted | Ceiling Mounted Occupancy Sensor, 500 Watts Controlled | 500 Watts of Lighting, Manually Controlled | Commercial | New | Warehouse | FPL Blend | Per 500W Controlled | 1824.5 | 1386.62 | 437.88 | 0.24 | 10 | 0.073564 | 0.052546 | 129 | Interior Lighting |  | Overhead (fluorescent/LED/CFL U-shape) | 1
NonEquipment | Occupancy Sensors, Switch Mounted | Switch Mounted Occupancy Sensor, 500 Watts Controlled |  | Commercial | Existing | Assembly | FPL Blend | Per 500W Controlled | 1319 | 1002.44 | 316.56 | 0.24 | 10 | 0.052866 | 0.025641 | 56.59 | Interior Lighting |  | Overhead (fluorescent/LED/CFL U-shape) | 1
NonEquipment | Occupancy Sensors, Switch Mounted | Switch Mounted Occupancy Sensor, 500 Watts Controlled | 500 Watts of Lighting, Manually Controlled | Commercial | New | Assembly | FPL Blend | Per 500W Controlled | 1319 | 1002.44 | 316.56 | 0.24 | 10 | 0.052866 | 0.025641 | 56.59 | Interior Lighting |  | Overhead (fluorescent/LED/CFL U-shape) | 1
NonEquipment | Occupancy Sensors, Switch Mounted | Switch Mounted Occupancy Sensor, 500 Watts Controlled |  | Commercial | Existing | College and University | FPL Blend | Per 500W Controlled | 1788.5 | 1359.26 | 429.24 | 0.24 | 10 | 0.049792 | 0.038632 | 56.59 | Interior Lighting |  | Overhead (fluorescent/LED/CFL U-shape) | 1
NonEquipment | Occupancy Sensors, Switch Mounted | Switch Mounted Occupancy Sensor, 500 Watts Controlled | 500 Watts of Lighting, Manually Controlled | Commercial | New | College and University | FPL Blend | Per 500W Controlled | 1788.5 | 1359.26 | 429.24 | 0.24 | 10 | 0.049792 | 0.038632 | 56.59 | Interior Lighting |  | Overhead (fluorescent/LED/CFL U-shape) | 1
NonEquipment | Occupancy Sensors, Switch Mounted | Switch Mounted Occupancy Sensor, 500 Watts Controlled |  | Commercial | Existing | Data Center | FPL Blend | Per 500W Controlled | 1868.5 | 1420.06 | 448.44 | 0.24 | 10 | 0.051122 | 0.056952 | 56.59 | Interior Lighting |  | Overhead (fluorescent/LED/CFL U-shape) | 1
NonEquipment | Occupancy Sensors, Switch Mounted | Switch Mounted Occupancy Sensor, 500 Watts Controlled | 500 Watts of Lighting, Manually Controlled | Commercial | New | Data Center | FPL Blend | Per 500W Controlled | 1868.5 | 1420.06 | 448.44 | 0.24 | 10 | 0.051122 | 0.056952 | 56.59 | Interior Lighting |  | Overhead (fluorescent/LED/CFL U-shape) | 1
NonEquipment | Occupancy Sensors, Switch Mounted | Switch Mounted Occupancy Sensor, 500 Watts Controlled |  | Commercial | Existing | Grocery | FPL Blend | Per 500W Controlled | 3450 | 2622 | 828 | 0.24 | 10 | 0.14076 | 0.062928 | 56.59 | Interior Lighting |  | Overhead (fluorescent/LED/CFL U-shape) | 1
NonEquipment | Occupancy Sensors, Switch Mounted | Switch Mounted Occupancy Sensor, 500 Watts Controlled | 500 Watts of Lighting, Manually Controlled | Commercial | New | Grocery | FPL Blend | Per 500W Controlled | 3450 | 2622 | 828 | 0.24 | 10 | 0.14076 | 0.062928 | 56.59 | Interior Lighting |  | Overhead (fluorescent/LED/CFL U-shape) | 1
NonEquipment | Occupancy Sensors, Switch Mounted | Switch Mounted Occupancy Sensor, 500 Watts Controlled |  | Commercial | Existing | Healthcare | FPL Blend | Per 500W Controlled | 1693 | 1286.68 | 406.32 | 0.24 | 10 | 0.060542 | 0.049977 | 56.59 | Interior Lighting |  | Overhead (fluorescent/LED/CFL U-shape) | 1
NonEquipment | Occupancy Sensors, Switch Mounted | Switch Mounted Occupancy Sensor, 500 Watts Controlled | 500 Watts of Lighting, Manually Controlled | Commercial | New | Healthcare | FPL Blend | Per 500W Controlled | 1693 | 1286.68 | 406.32 | 0.24 | 10 | 0.060542 | 0.049977 | 56.59 | Interior Lighting |  | Overhead (fluorescent/LED/CFL U-shape) | 1
NonEquipment | Occupancy Sensors, Switch Mounted | Switch Mounted Occupancy Sensor, 500 Watts Controlled |  | Commercial | Existing | Hospitals | FPL Blend | Per 500W Controlled | 2865 | 2177.4 | 687.6 | 0.24 | 10 | 0.079762 | 0.061884 | 56.59 | Interior Lighting |  | Overhead (fluorescent/LED/CFL U-shape) | 1
NonEquipment | Occupancy Sensors, Switch Mounted | Switch Mounted Occupancy Sensor, 500 Watts Controlled | 500 Watts of Lighting, Manually Controlled | Commercial | New | Hospitals | FPL Blend | Per 500W Controlled | 2865 | 2177.4 | 687.6 | 0.24 | 10 | 0.079762 | 0.061884 | 56.59 | Interior Lighting |  | Overhead (fluorescent/LED/CFL U-shape) | 1
NonEquipment | Occupancy Sensors, Switch Mounted | Switch Mounted Occupancy Sensor, 500 Watts Controlled |  | Commercial | Existing | Institutional | FPL Blend | Per 500W Controlled | 1736 | 1319.36 | 416.64 | 0.24 | 10 | 0.043747 | 0.05958 | 56.59 | Interior Lighting |  | Overhead (fluorescent/LED/CFL U-shape) | 1
NonEquipment | Occupancy Sensors, Switch Mounted | Switch Mounted Occupancy Sensor, 500 Watts Controlled | 500 Watts of Lighting, Manually Controlled | Commercial | New | Institutional | FPL Blend | Per 500W Controlled | 1736 | 1319.36 | 416.64 | 0.24 | 10 | 0.043747 | 0.05958 | 56.59 | Interior Lighting |  | Overhead (fluorescent/LED/CFL U-shape) | 1
NonEquipment | Occupancy Sensors, Switch Mounted | Switch Mounted Occupancy Sensor, 500 Watts Controlled |  | Commercial | Existing | Lodging/Hospitality | FPL Blend | Per 500W Controlled | 2421 | 1839.96 | 581.04 | 0.24 | 10 | 0.047645 | 0.067401 | 56.59 | Interior Lighting |  | Overhead (fluorescent/LED/CFL U-shape) | 1
NonEquipment | Occupancy Sensors, Switch Mounted | Switch Mounted Occupancy Sensor, 500 Watts Controlled | 500 Watts of Lighting, Manually Controlled | Commercial | New | Lodging/Hospitality | FPL Blend | Per 500W Controlled | 2421 | 1839.96 | 581.04 | 0.24 | 10 | 0.047645 | 0.067401 | 56.59 | Interior Lighting |  | Overhead (fluorescent/LED/CFL U-shape) | 1
NonEquipment | Occupancy Sensors, Switch Mounted | Switch Mounted Occupancy Sensor, 500 Watts Controlled |  | Commercial | Existing | Miscellaneous | FPL Blend | Per 500W Controlled | 2053.5 | 1560.66 | 492.84 | 0.24 | 10 | 0.056184 | 0.062591 | 56.59 | Interior Lighting |  | Overhead (fluorescent/LED/CFL U-shape) | 1
NonEquipment | Occupancy Sensors, Switch Mounted | Switch Mounted Occupancy Sensor, 500 Watts Controlled | 500 Watts of Lighting, Manually Controlled | Commercial | New | Miscellaneous | FPL Blend | Per 500W Controlled | 2053.5 | 1560.66 | 492.84 | 0.24 | 10 | 0.056184 | 0.062591 | 56.59 | Interior Lighting |  | Overhead (fluorescent/LED/CFL U-shape) | 1
NonEquipment | Occupancy Sensors, Switch Mounted | Switch Mounted Occupancy Sensor, 500 Watts Controlled |  | Commercial | Existing | Offices | FPL Blend | Per 500W Controlled | 1870 | 1421.2 | 448.8 | 0.24 | 10 | 0.051163 | 0.056998 | 56.59 | Interior Lighting |  | Overhead (fluorescent/LED/CFL U-shape) | 1
NonEquipment | Occupancy Sensors, Switch Mounted | Switch Mounted Occupancy Sensor, 500 Watts Controlled | 500 Watts of Lighting, Manually Controlled | Commercial | New | Offices | FPL Blend | Per 500W Controlled | 1870 | 1421.2 | 448.8 | 0.24 | 10 | 0.051163 | 0.056998 | 56.59 | Interior Lighting |  | Overhead (fluorescent/LED/CFL U-shape) | 1
NonEquipment | Occupancy Sensors, Switch Mounted | Switch Mounted Occupancy Sensor, 500 Watts Controlled |  | Commercial | Existing | Restaurants | FPL Blend | Per 500W Controlled | 2639 | 2005.64 | 633.36 | 0.24 | 10 | 0.095004 | 0.055102 | 56.59 | Interior Lighting |  | Overhead (fluorescent/LED/CFL U-shape) | 1
NonEquipment | Occupancy Sensors, Switch Mounted | Switch Mounted Occupancy Sensor, 500 Watts Controlled | 500 Watts of Lighting, Manually Controlled | Commercial | New | Restaurants | FPL Blend | Per 500W Controlled | 2639 | 2005.64 | 633.36 | 0.24 | 10 | 0.095004 | 0.055102 | 56.59 | Interior Lighting |  | Overhead (fluorescent/LED/CFL U-shape) | 1
NonEquipment | Occupancy Sensors, Switch Mounted | Switch Mounted Occupancy Sensor, 500 Watts Controlled |  | Commercial | Existing | Retail | FPL Blend | Per 500W Controlled | 1834 | 1393.84 | 440.16 | 0.24 | 10 | 0.073947 | 0.034332 | 56.59 | Interior Lighting |  | Overhead (fluorescent/LED/CFL U-shape) | 1
NonEquipment | Occupancy Sensors, Switch Mounted | Switch Mounted Occupancy Sensor, 500 Watts Controlled | 500 Watts of Lighting, Manually Controlled | Commercial | New | Retail | FPL Blend | Per 500W Controlled | 1834 | 1393.84 | 440.16 | 0.24 | 10 | 0.073947 | 0.034332 | 56.59 | Interior Lighting |  | Overhead (fluorescent/LED/CFL U-shape) | 1
NonEquipment | Occupancy Sensors, Switch Mounted | Switch Mounted Occupancy Sensor, 500 Watts Controlled |  | Commercial | Existing | Schools K-12 | FPL Blend | Per 500W Controlled | 1388.5 | 1055.26 | 333.24 | 0.24 | 10 | 0.035323 | 0.039656 | 56.59 | Interior Lighting |  | Overhead (fluorescent/LED/CFL U-shape) | 1
NonEquipment | Occupancy Sensors, Switch Mounted | Switch Mounted Occupancy Sensor, 500 Watts Controlled | 500 Watts of Lighting, Manually Controlled | Commercial | New | Schools K-12 | FPL Blend | Per 500W Controlled | 1388.5 | 1055.26 | 333.24 | 0.24 | 10 | 0.035323 | 0.039656 | 56.59 | Interior Lighting |  | Overhead (fluorescent/LED/CFL U-shape) | 1
NonEquipment | Occupancy Sensors, Switch Mounted | Switch Mounted Occupancy Sensor, 500 Watts Controlled |  | Commercial | Existing | Warehouse | FPL Blend | Per 500W Controlled | 1824.5 | 1386.62 | 437.88 | 0.24 | 10 | 0.073564 | 0.052546 | 56.59 | Interior Lighting |  | Overhead (fluorescent/LED/CFL U-shape) | 1
NonEquipment | Occupancy Sensors, Switch Mounted | Switch Mounted Occupancy Sensor, 500 Watts Controlled | 500 Watts of Lighting, Manually Controlled | Commercial | New | Warehouse | FPL Blend | Per 500W Controlled | 1824.5 | 1386.62 | 437.88 | 0.24 | 10 | 0.073564 | 0.052546 | 56.59 | Interior Lighting |  | Overhead (fluorescent/LED/CFL U-shape) | 1
Equipment | Energy Star Monitors | One Monitor meeting ENERGY STAR 8.0 Standards | One Standard Monitor | Commercial | Turnover | Assembly | FPL Blend | Per Unit | 32.3 | 24.3 | 8 | 0.24768 | 4 | 0.001368 | 0.000592 | 2.24 | Office Equipment | Computers |  | 1
Equipment | Energy Star Monitors | One Monitor meeting ENERGY STAR 8.0 Standards | One Standard Monitor | Commercial | New | Assembly | FPL Blend | Per Unit | 32.3 | 24.3 | 8 | 0.24768 | 4 | 0.001368 | 0.000592 | 2.24 | Office Equipment | Computers |  | 1
Equipment | Energy Star Monitors | One Monitor meeting ENERGY STAR 8.0 Standards | One Standard Monitor | Commercial | Turnover | College and University | FPL Blend | Per Unit | 32.3 | 24.3 | 8 | 0.24768 | 4 | 0.000808 | 0.000816 | 2.24 | Office Equipment | Computers |  | 1
Equipment | Energy Star Monitors | One Monitor meeting ENERGY STAR 8.0 Standards | One Standard Monitor | Commercial | New | College and University | FPL Blend | Per Unit | 32.3 | 24.3 | 8 | 0.24768 | 4 | 0.000808 | 0.000816 | 2.24 | Office Equipment | Computers |  | 1
Equipment | Energy Star Monitors | One Monitor meeting ENERGY STAR 8.0 Standards | One Standard Monitor | Commercial | Turnover | Data Center | FPL Blend | Per Unit | 32.3 | 24.3 | 8 | 0.24768 | 4 | 0.000888 | 0.000944 | 2.24 | Office Equipment | Computers |  | 1
Equipment | Energy Star Monitors | One Monitor meeting ENERGY STAR 8.0 Standards | One Standard Monitor | Commercial | New | Data Center | FPL Blend | Per Unit | 32.3 | 24.3 | 8 | 0.24768 | 4 | 0.000888 | 0.000944 | 2.24 | Office Equipment | Computers |  | 1
Equipment | Energy Star Monitors | One Monitor meeting ENERGY STAR 8.0 Standards | One Standard Monitor | Commercial | Turnover | Grocery | FPL Blend | Per Unit | 32.3 | 24.3 | 8 | 0.24768 | 4 | 0.00108 | 0.000648 | 2.24 | Office Equipment | Computers |  | 1
Equipment | Energy Star Monitors | One Monitor meeting ENERGY STAR 8.0 Standards | One Standard Monitor | Commercial | New | Grocery | FPL Blend | Per Unit | 32.3 | 24.3 | 8 | 0.24768 | 4 | 0.00108 | 0.000648 | 2.24 | Office Equipment | Computers |  | 1
Equipment | Energy Star Monitors | One Monitor meeting ENERGY STAR 8.0 Standards | One Standard Monitor | Commercial | Turnover | Healthcare | FPL Blend | Per Unit | 32.3 | 24.3 | 8 | 0.24768 | 4 | 0.001152 | 0.001192 | 2.24 | Office Equipment | Computers |  | 1
Equipment | Energy Star Monitors | One Monitor meeting ENERGY STAR 8.0 Standards | One Standard Monitor | Commercial | New | Healthcare | FPL Blend | Per Unit | 32.3 | 24.3 | 8 | 0.24768 | 4 | 0.001152 | 0.001192 | 2.24 | Office Equipment | Computers |  | 1
Equipment | Energy Star Monitors | One Monitor meeting ENERGY STAR 8.0 Standards | One Standard Monitor | Commercial | Turnover | Hospitals | FPL Blend | Per Unit | 32.3 | 24.3 | 8 | 0.24768 | 4 | 0.000808 | 0.000816 | 2.24 | Office Equipment | Computers |  | 1
Equipment | Energy Star Monitors | One Monitor meeting ENERGY STAR 8.0 Standards | One Standard Monitor | Commercial | New | Hospitals | FPL Blend | Per Unit | 32.3 | 24.3 | 8 | 0.24768 | 4 | 0.000808 | 0.000816 | 2.24 | Office Equipment | Computers |  | 1
Equipment | Energy Star Monitors | One Monitor meeting ENERGY STAR 8.0 Standards | One Standard Monitor | Commercial | Turnover | Institutional | FPL Blend | Per Unit | 32.3 | 24.3 | 8 | 0.24768 | 4 | 0.000888 | 0.00096 | 2.24 | Office Equipment | Computers |  | 1
Equipment | Energy Star Monitors | One Monitor meeting ENERGY STAR 8.0 Standards | One Standard Monitor | Commercial | New | Institutional | FPL Blend | Per Unit | 32.3 | 24.3 | 8 | 0.24768 | 4 | 0.000888 | 0.00096 | 2.24 | Office Equipment | Computers |  | 1
Equipment | Energy Star Monitors | One Monitor meeting ENERGY STAR 8.0 Standards | One Standard Monitor | Commercial | Turnover | Lodging/Hospitality | FPL Blend | Per Unit | 32.3 | 24.3 | 8 | 0.24768 | 4 | 0.000856 | 0.001 | 2.24 | Office Equipment | Computers |  | 1
Equipment | Energy Star Monitors | One Monitor meeting ENERGY STAR 8.0 Standards | One Standard Monitor | Commercial | New | Lodging/Hospitality | FPL Blend | Per Unit | 32.3 | 24.3 | 8 | 0.24768 | 4 | 0.000856 | 0.001 | 2.24 | Office Equipment | Computers |  | 1
Equipment | Energy Star Monitors | One Monitor meeting ENERGY STAR 8.0 Standards | One Standard Monitor | Commercial | Turnover | Miscellaneous | FPL Blend | Per Unit | 32.3 | 24.3 | 8 | 0.24768 | 4 | 0.000888 | 0.000944 | 2.24 | Office Equipment | Computers |  | 1
Equipment | Energy Star Monitors | One Monitor meeting ENERGY STAR 8.0 Standards | One Standard Monitor | Commercial | New | Miscellaneous | FPL Blend | Per Unit | 32.3 | 24.3 | 8 | 0.24768 | 4 | 0.000888 | 0.000944 | 2.24 | Office Equipment | Computers |  | 1
Equipment | Energy Star Monitors | One Monitor meeting ENERGY STAR 8.0 Standards | One Standard Monitor | Commercial | Turnover | Offices | FPL Blend | Per Unit | 32.3 | 24.3 | 8 | 0.24768 | 4 | 0.000888 | 0.000944 | 2.24 | Office Equipment | Computers |  | 1
Equipment | Energy Star Monitors | One Monitor meeting ENERGY STAR 8.0 Standards | One Standard Monitor | Commercial | New | Offices | FPL Blend | Per Unit | 32.3 | 24.3 | 8 | 0.24768 | 4 | 0.000888 | 0.000944 | 2.24 | Office Equipment | Computers |  | 1
Equipment | Energy Star Monitors | One Monitor meeting ENERGY STAR 8.0 Standards | One Standard Monitor | Commercial | Turnover | Restaurants | FPL Blend | Per Unit | 32.3 | 24.3 | 8 | 0.24768 | 4 | 0.001072 | 0.0004 | 2.24 | Office Equipment | Computers |  | 1
Equipment | Energy Star Monitors | One Monitor meeting ENERGY STAR 8.0 Standards | One Standard Monitor | Commercial | New | Restaurants | FPL Blend | Per Unit | 32.3 | 24.3 | 8 | 0.24768 | 4 | 0.001072 | 0.0004 | 2.24 | Office Equipment | Computers |  | 1
Equipment | Energy Star Monitors | One Monitor meeting ENERGY STAR 8.0 Standards | One Standard Monitor | Commercial | Turnover | Retail | FPL Blend | Per Unit | 32.3 | 24.3 | 8 | 0.24768 | 4 | 0.001144 | 0.000632 | 2.24 | Office Equipment | Computers |  | 1
Equipment | Energy Star Monitors | One Monitor meeting ENERGY STAR 8.0 Standards | One Standard Monitor | Commercial | New | Retail | FPL Blend | Per Unit | 32.3 | 24.3 | 8 | 0.24768 | 4 | 0.001144 | 0.000632 | 2.24 | Office Equipment | Computers |  | 1
Equipment | Energy Star Monitors | One Monitor meeting ENERGY STAR 8.0 Standards | One Standard Monitor | Commercial | Turnover | Schools K-12 | FPL Blend | Per Unit | 32.3 | 24.3 | 8 | 0.24768 | 4 | 0.000824 | 0.000856 | 2.24 | Office Equipment | Computers |  | 1
Equipment | Energy Star Monitors | One Monitor meeting ENERGY STAR 8.0 Standards | One Standard Monitor | Commercial | New | Schools K-12 | FPL Blend | Per Unit | 32.3 | 24.3 | 8 | 0.24768 | 4 | 0.000824 | 0.000856 | 2.24 | Office Equipment | Computers |  | 1
Equipment | Energy Star Monitors | One Monitor meeting ENERGY STAR 8.0 Standards | One Standard Monitor | Commercial | Turnover | Warehouse | FPL Blend | Per Unit | 32.3 | 24.3 | 8 | 0.24768 | 4 | 0.001224 | 0.000888 | 2.24 | Office Equipment | Computers |  | 1
Equipment | Energy Star Monitors | One Monitor meeting ENERGY STAR 8.0 Standards | One Standard Monitor | Commercial | New | Warehouse | FPL Blend | Per Unit | 32.3 | 24.3 | 8 | 0.24768 | 4 | 0.001224 | 0.000888 | 2.24 | Office Equipment | Computers |  | 1
Equipment | 1.5HP Open Drip-Proof(ODP) Motor | High Efficiency 1.5 HP Open-Drip Proof Motor | 1.5HP Open-Drip Proof Motor with Current Minimum EPACT Efficiency | Commercial | Turnover | Assembly | FPL Blend | Per Unit | 2647.98 | 2632.85 | 15.13 | 0.0057138 | 15 | 0.0017551 | 0.0017551 | 429 | Ventilation and Circulation | Ventilation System |  | 1
Equipment | 1.5HP Open Drip-Proof(ODP) Motor | High Efficiency 1.5 HP Open-Drip Proof Motor | 1.5HP Open-Drip Proof Motor with Current Minimum EPACT Efficiency | Commercial | New | Assembly | FPL Blend | Per Unit | 2647.98 | 2632.85 | 15.13 | 0.0057138 | 15 | 0.0017551 | 0.0017551 | 429 | Ventilation and Circulation | Ventilation System |  | 1
Equipment | 1.5HP Open Drip-Proof(ODP) Motor | High Efficiency 1.5 HP Open-Drip Proof Motor | 1.5HP Open-Drip Proof Motor with Current Minimum EPACT Efficiency | Commercial | Turnover | College and University | FPL Blend | Per Unit | 2647.98 | 2632.85 | 15.13 | 0.0057138 | 15 | 0.0017551 | 0.0017551 | 429 | Ventilation and Circulation | Ventilation System |  | 1
Equipment | 1.5HP Open Drip-Proof(ODP) Motor | High Efficiency 1.5 HP Open-Drip Proof Motor | 1.5HP Open-Drip Proof Motor with Current Minimum EPACT Efficiency | Commercial | New | College and University | FPL Blend | Per Unit | 2647.98 | 2632.85 | 15.13 | 0.0057138 | 15 | 0.0017551 | 0.0017551 | 429 | Ventilation and Circulation | Ventilation System |  | 1
Equipment | 1.5HP Open Drip-Proof(ODP) Motor | High Efficiency 1.5 HP Open-Drip Proof Motor | 1.5HP Open-Drip Proof Motor with Current Minimum EPACT Efficiency | Commercial | Turnover | Data Center | FPL Blend | Per Unit | 2647.98 | 2632.85 | 15.13 | 0.0057138 | 15 | 0.0027688 | 0.0019669 | 429 | Ventilation and Circulation | Ventilation System |  | 1
Equipment | 1.5HP Open Drip-Proof(ODP) Motor | High Efficiency 1.5 HP Open-Drip Proof Motor | 1.5HP Open-Drip Proof Motor with Current Minimum EPACT Efficiency | Commercial | New | Data Center | FPL Blend | Per Unit | 2647.98 | 2632.85 | 15.13 | 0.0057138 | 15 | 0.0027688 | 0.0019669 | 429 | Ventilation and Circulation | Ventilation System |  | 1
Equipment | 1.5HP Open Drip-Proof(ODP) Motor | High Efficiency 1.5 HP Open-Drip Proof Motor | 1.5HP Open-Drip Proof Motor with Current Minimum EPACT Efficiency | Commercial | Turnover | Grocery | FPL Blend | Per Unit | 2647.98 | 2632.85 | 15.13 | 0.0057138 | 15 | 0.0026629 | 0.0014222 | 429 | Ventilation and Circulation | Ventilation System |  | 1
Equipment | 1.5HP Open Drip-Proof(ODP) Motor | High Efficiency 1.5 HP Open-Drip Proof Motor | 1.5HP Open-Drip Proof Motor with Current Minimum EPACT Efficiency | Commercial | New | Grocery | FPL Blend | Per Unit | 2647.98 | 2632.85 | 15.13 | 0.0057138 | 15 | 0.0026629 | 0.0014222 | 429 | Ventilation and Circulation | Ventilation System |  | 1
Equipment | 1.5HP Open Drip-Proof(ODP) Motor | High Efficiency 1.5 HP Open-Drip Proof Motor | 1.5HP Open-Drip Proof Motor with Current Minimum EPACT Efficiency | Commercial | Turnover | Healthcare | FPL Blend | Per Unit | 2647.98 | 2632.85 | 15.13 | 0.0057138 | 15 | 0.0022241 | 0.0019518 | 429 | Ventilation and Circulation | Ventilation System |  | 1
Equipment | 1.5HP Open Drip-Proof(ODP) Motor | High Efficiency 1.5 HP Open-Drip Proof Motor | 1.5HP Open-Drip Proof Motor with Current Minimum EPACT Efficiency | Commercial | New | Healthcare | FPL Blend | Per Unit | 2647.98 | 2632.85 | 15.13 | 0.0057138 | 15 | 0.0022241 | 0.0019518 | 429 | Ventilation and Circulation | Ventilation System |  | 1
Equipment | 1.5HP Open Drip-Proof(ODP) Motor | High Efficiency 1.5 HP Open-Drip Proof Motor | 1.5HP Open-Drip Proof Motor with Current Minimum EPACT Efficiency | Commercial | Turnover | Hospitals | FPL Blend | Per Unit | 2647.98 | 2632.85 | 15.13 | 0.0057138 | 15 | 0.0017551 | 0.0017551 | 429 | Ventilation and Circulation | Ventilation System |  | 1
Equipment | 1.5HP Open Drip-Proof(ODP) Motor | High Efficiency 1.5 HP Open-Drip Proof Motor | 1.5HP Open-Drip Proof Motor with Current Minimum EPACT Efficiency | Commercial | New | Hospitals | FPL Blend | Per Unit | 2647.98 | 2632.85 | 15.13 | 0.0057138 | 15 | 0.0017551 | 0.0017551 | 429 | Ventilation and Circulation | Ventilation System |  | 1
Equipment | 1.5HP Open Drip-Proof(ODP) Motor | High Efficiency 1.5 HP Open-Drip Proof Motor | 1.5HP Open-Drip Proof Motor with Current Minimum EPACT Efficiency | Commercial | Turnover | Institutional | FPL Blend | Per Unit | 2647.98 | 2632.85 | 15.13 | 0.0057138 | 15 | 0.0024813 | 0.0019366 | 429 | Ventilation and Circulation | Ventilation System |  | 1
Equipment | 1.5HP Open Drip-Proof(ODP) Motor | High Efficiency 1.5 HP Open-Drip Proof Motor | 1.5HP Open-Drip Proof Motor with Current Minimum EPACT Efficiency | Commercial | New | Institutional | FPL Blend | Per Unit | 2647.98 | 2632.85 | 15.13 | 0.0057138 | 15 | 0.0024813 | 0.0019366 | 429 | Ventilation and Circulation | Ventilation System |  | 1
Equipment | 1.5HP Open Drip-Proof(ODP) Motor | High Efficiency 1.5 HP Open-Drip Proof Motor | 1.5HP Open-Drip Proof Motor with Current Minimum EPACT Efficiency | Commercial | Turnover | Lodging/Hospitality | FPL Blend | Per Unit | 2647.98 | 2632.85 | 15.13 | 0.0057138 | 15 | 0.0020274 | 0.0016643 | 429 | Ventilation and Circulation | Ventilation System |  | 1
Equipment | 1.5HP Open Drip-Proof(ODP) Motor | High Efficiency 1.5 HP Open-Drip Proof Motor | 1.5HP Open-Drip Proof Motor with Current Minimum EPACT Efficiency | Commercial | New | Lodging/Hospitality | FPL Blend | Per Unit | 2647.98 | 2632.85 | 15.13 | 0.0057138 | 15 | 0.0020274 | 0.0016643 | 429 | Ventilation and Circulation | Ventilation System |  | 1
Equipment | 1.5HP Open Drip-Proof(ODP) Motor | High Efficiency 1.5 HP Open-Drip Proof Motor | 1.5HP Open-Drip Proof Motor with Current Minimum EPACT Efficiency | Commercial | Turnover | Miscellaneous | FPL Blend | Per Unit | 2647.98 | 2632.85 | 15.13 | 0.0057138 | 15 | 0.0027688 | 0.0019669 | 429 | Ventilation and Circulation | Ventilation System |  | 1
Equipment | 1.5HP Open Drip-Proof(ODP) Motor | High Efficiency 1.5 HP Open-Drip Proof Motor | 1.5HP Open-Drip Proof Motor with Current Minimum EPACT Efficiency | Commercial | New | Miscellaneous | FPL Blend | Per Unit | 2647.98 | 2632.85 | 15.13 | 0.0057138 | 15 | 0.0027688 | 0.0019669 | 429 | Ventilation and Circulation | Ventilation System |  | 1
Equipment | 1.5HP Open Drip-Proof(ODP) Motor | High Efficiency 1.5 HP Open-Drip Proof Motor | 1.5HP Open-Drip Proof Motor with Current Minimum EPACT Efficiency | Commercial | Turnover | Offices | FPL Blend | Per Unit | 2647.98 | 2632.85 | 15.13 | 0.0057138 | 15 | 0.0027688 | 0.0019669 | 429 | Ventilation and Circulation | Ventilation System |  | 1
Equipment | 1.5HP Open Drip-Proof(ODP) Motor | High Efficiency 1.5 HP Open-Drip Proof Motor | 1.5HP Open-Drip Proof Motor with Current Minimum EPACT Efficiency | Commercial | New | Offices | FPL Blend | Per Unit | 2647.98 | 2632.85 | 15.13 | 0.0057138 | 15 | 0.0027688 | 0.0019669 | 429 | Ventilation and Circulation | Ventilation System |  | 1
Equipment | 1.5HP Open Drip-Proof(ODP) Motor | High Efficiency 1.5 HP Open-Drip Proof Motor | 1.5HP Open-Drip Proof Motor with Current Minimum EPACT Efficiency | Commercial | Turnover | Restaurants | FPL Blend | Per Unit | 2647.98 | 2632.85 | 15.13 | 0.0057138 | 15 | 0.0023149 | 0.0017702 | 429 | Ventilation and Circulation | Ventilation System |  | 1
Equipment | 1.5HP Open Drip-Proof(ODP) Motor | High Efficiency 1.5 HP Open-Drip Proof Motor | 1.5HP Open-Drip Proof Motor with Current Minimum EPACT Efficiency | Commercial | New | Restaurants | FPL Blend | Per Unit | 2647.98 | 2632.85 | 15.13 | 0.0057138 | 15 | 0.0023149 | 0.0017702 | 429 | Ventilation and Circulation | Ventilation System |  | 1
Equipment | 1.5HP Open Drip-Proof(ODP) Motor | High Efficiency 1.5 HP Open-Drip Proof Motor | 1.5HP Open-Drip Proof Motor with Current Minimum EPACT Efficiency | Commercial | Turnover | Retail | FPL Blend | Per Unit | 2647.98 | 2632.85 | 15.13 | 0.0057138 | 15 | 0.0017551 | 0.0017551 | 429 | Ventilation and Circulation | Ventilation System |  | 1
Equipment | 1.5HP Open Drip-Proof(ODP) Motor | High Efficiency 1.5 HP Open-Drip Proof Motor | 1.5HP Open-Drip Proof Motor with Current Minimum EPACT Efficiency | Commercial | New | Retail | FPL Blend | Per Unit | 2647.98 | 2632.85 | 15.13 | 0.0057138 | 15 | 0.0017551 | 0.0017551 | 429 | Ventilation and Circulation | Ventilation System |  | 1
Equipment | 1.5HP Open Drip-Proof(ODP) Motor | High Efficiency 1.5 HP Open-Drip Proof Motor | 1.5HP Open-Drip Proof Motor with Current Minimum EPACT Efficiency | Commercial | Turnover | Schools K-12 | FPL Blend | Per Unit | 2647.98 | 2632.85 | 15.13 | 0.0057138 | 15 | 0.0027688 | 0.0019669 | 429 | Ventilation and Circulation | Ventilation System |  | 1
Equipment | 1.5HP Open Drip-Proof(ODP) Motor | High Efficiency 1.5 HP Open-Drip Proof Motor | 1.5HP Open-Drip Proof Motor with Current Minimum EPACT Efficiency | Commercial | New | Schools K-12 | FPL Blend | Per Unit | 2647.98 | 2632.85 | 15.13 | 0.0057138 | 15 | 0.0027688 | 0.0019669 | 429 | Ventilation and Circulation | Ventilation System |  | 1
Equipment | 1.5HP Open Drip-Proof(ODP) Motor | High Efficiency 1.5 HP Open-Drip Proof Motor | 1.5HP Open-Drip Proof Motor with Current Minimum EPACT Efficiency | Commercial | Turnover | Warehouse | FPL Blend | Per Unit | 2647.98 | 2632.85 | 15.13 | 0.0057138 | 15 | 0.0027688 | 0.0019669 | 429 | Ventilation and Circulation | Ventilation System |  | 1
Equipment | 1.5HP Open Drip-Proof(ODP) Motor | High Efficiency 1.5 HP Open-Drip Proof Motor | 1.5HP Open-Drip Proof Motor with Current Minimum EPACT Efficiency | Commercial | New | Warehouse | FPL Blend | Per Unit | 2647.98 | 2632.85 | 15.13 | 0.0057138 | 15 | 0.0027688 | 0.0019669 | 429 | Ventilation and Circulation | Ventilation System |  | 1
Equipment | LED Linear - Fixture Replacement | 2x4 LED Troffer | Lumen-Equivalent 32-Watt T8 Lamp | Commercial | Turnover | Assembly | FPL Blend | Per Fixture | 251.54 | 101.34 | 150.2 | 0.59712 | 15 | 0.025083 | 0.012166 | 109.08 | Interior Lighting | Overhead (fluorescent/LED/CFL U-shape) |  | 1
Equipment | LED Linear - Fixture Replacement | 2x4 LED Troffer | Lumen-Equivalent 32-Watt T8 Lamp | Commercial | New | Assembly | FPL Blend | Per Fixture | 251.54 | 101.34 | 150.2 | 0.59712 | 15 | 0.025083 | 0.012166 | 109.08 | Interior Lighting | Overhead (fluorescent/LED/CFL U-shape) |  | 1
Equipment | LED Linear - Fixture Replacement | 2x4 LED Troffer | Lumen-Equivalent 32-Watt T8 Lamp | Commercial | Turnover | College and University | FPL Blend | Per Fixture | 302.8 | 121.99 | 180.81 | 0.59713 | 15 | 0.020974 | 0.016273 | 109.08 | Interior Lighting | Overhead (fluorescent/LED/CFL U-shape) |  | 1
Equipment | LED Linear - Fixture Replacement | 2x4 LED Troffer | Lumen-Equivalent 32-Watt T8 Lamp | Commercial | New | College and University | FPL Blend | Per Fixture | 302.8 | 121.99 | 180.81 | 0.59713 | 15 | 0.020974 | 0.016273 | 109.08 | Interior Lighting | Overhead (fluorescent/LED/CFL U-shape) |  | 1
Equipment | LED Linear - Fixture Replacement | 2x4 LED Troffer | Lumen-Equivalent 32-Watt T8 Lamp | Commercial | Turnover | Data Center | FPL Blend | Per Fixture | 341.79 | 137.7 | 204.09 | 0.59712 | 15 | 0.023266 | 0.025919 | 109.08 | Interior Lighting | Overhead (fluorescent/LED/CFL U-shape) |  | 1
Equipment | LED Linear - Fixture Replacement | 2x4 LED Troffer | Lumen-Equivalent 32-Watt T8 Lamp | Commercial | New | Data Center | FPL Blend | Per Fixture | 341.79 | 137.7 | 204.09 | 0.59712 | 15 | 0.023266 | 0.025919 | 109.08 | Interior Lighting | Overhead (fluorescent/LED/CFL U-shape) |  | 1
Equipment | LED Linear - Fixture Replacement | 2x4 LED Troffer | Lumen-Equivalent 32-Watt T8 Lamp | Commercial | Turnover | Grocery | FPL Blend | Per Fixture | 637.8 | 256.96 | 380.84 | 0.59712 | 15 | 0.064743 | 0.028944 | 109.08 | Interior Lighting | Overhead (fluorescent/LED/CFL U-shape) |  | 1
Equipment | LED Linear - Fixture Replacement | 2x4 LED Troffer | Lumen-Equivalent 32-Watt T8 Lamp | Commercial | New | Grocery | FPL Blend | Per Fixture | 637.8 | 256.96 | 380.84 | 0.59712 | 15 | 0.064743 | 0.028944 | 109.08 | Interior Lighting | Overhead (fluorescent/LED/CFL U-shape) |  | 1
Equipment | LED Linear - Fixture Replacement | 2x4 LED Troffer | Lumen-Equivalent 32-Watt T8 Lamp | Commercial | Turnover | Healthcare | FPL Blend | Per Fixture | 303.1 | 122.11 | 180.99 | 0.59713 | 15 | 0.026968 | 0.022262 | 109.08 | Interior Lighting | Overhead (fluorescent/LED/CFL U-shape) |  | 1
Equipment | LED Linear - Fixture Replacement | 2x4 LED Troffer | Lumen-Equivalent 32-Watt T8 Lamp | Commercial | New | Healthcare | FPL Blend | Per Fixture | 303.1 | 122.11 | 180.99 | 0.59713 | 15 | 0.026968 | 0.022262 | 109.08 | Interior Lighting | Overhead (fluorescent/LED/CFL U-shape) |  | 1
Equipment | LED Linear - Fixture Replacement | 2x4 LED Troffer | Lumen-Equivalent 32-Watt T8 Lamp | Commercial | Turnover | Hospitals | FPL Blend | Per Fixture | 512.93 | 206.65 | 306.28 | 0.59712 | 15 | 0.035528 | 0.027565 | 109.08 | Interior Lighting | Overhead (fluorescent/LED/CFL U-shape) |  | 1
Equipment | LED Linear - Fixture Replacement | 2x4 LED Troffer | Lumen-Equivalent 32-Watt T8 Lamp | Commercial | New | Hospitals | FPL Blend | Per Fixture | 512.93 | 206.65 | 306.28 | 0.59712 | 15 | 0.035528 | 0.027565 | 109.08 | Interior Lighting | Overhead (fluorescent/LED/CFL U-shape) |  | 1
Equipment | LED Linear - Fixture Replacement | 2x4 LED Troffer | Lumen-Equivalent 32-Watt T8 Lamp | Commercial | Turnover | Institutional | FPL Blend | Per Fixture | 297.29 | 119.77 | 177.52 | 0.59713 | 15 | 0.01864 | 0.025385 | 109.08 | Interior Lighting | Overhead (fluorescent/LED/CFL U-shape) |  | 1
Equipment | LED Linear - Fixture Replacement | 2x4 LED Troffer | Lumen-Equivalent 32-Watt T8 Lamp | Commercial | New | Institutional | FPL Blend | Per Fixture | 297.29 | 119.77 | 177.52 | 0.59713 | 15 | 0.01864 | 0.025385 | 109.08 | Interior Lighting | Overhead (fluorescent/LED/CFL U-shape) |  | 1
Equipment | LED Linear - Fixture Replacement | 2x4 LED Troffer | Lumen-Equivalent 32-Watt T8 Lamp | Commercial | Turnover | Lodging/Hospitality | FPL Blend | Per Fixture | 400.46 | 161.34 | 239.12 | 0.59711 | 15 | 0.019608 | 0.027738 | 109.08 | Interior Lighting | Overhead (fluorescent/LED/CFL U-shape) |  | 1
Equipment | LED Linear - Fixture Replacement | 2x4 LED Troffer | Lumen-Equivalent 32-Watt T8 Lamp | Commercial | New | Lodging/Hospitality | FPL Blend | Per Fixture | 400.46 | 161.34 | 239.12 | 0.59711 | 15 | 0.019608 | 0.027738 | 109.08 | Interior Lighting | Overhead (fluorescent/LED/CFL U-shape) |  | 1
Equipment | LED Linear - Fixture Replacement | 2x4 LED Troffer | Lumen-Equivalent 32-Watt T8 Lamp | Commercial | Turnover | Miscellaneous | FPL Blend | Per Fixture | 375.63 | 151.33 | 224.3 | 0.59713 | 15 | 0.02557 | 0.028486 | 109.08 | Interior Lighting | Overhead (fluorescent/LED/CFL U-shape) |  | 1
Equipment | LED Linear - Fixture Replacement | 2x4 LED Troffer | Lumen-Equivalent 32-Watt T8 Lamp | Commercial | New | Miscellaneous | FPL Blend | Per Fixture | 375.63 | 151.33 | 224.3 | 0.59713 | 15 | 0.02557 | 0.028486 | 109.08 | Interior Lighting | Overhead (fluorescent/LED/CFL U-shape) |  | 1
Equipment | LED Linear - Fixture Replacement | 2x4 LED Troffer | Lumen-Equivalent 32-Watt T8 Lamp | Commercial | Turnover | Offices | FPL Blend | Per Fixture | 309.32 | 124.62 | 184.7 | 0.59712 | 15 | 0.021056 | 0.023457 | 109.08 | Interior Lighting | Overhead (fluorescent/LED/CFL U-shape) |  | 1
Equipment | LED Linear - Fixture Replacement | 2x4 LED Troffer | Lumen-Equivalent 32-Watt T8 Lamp | Commercial | New | Offices | FPL Blend | Per Fixture | 309.32 | 124.62 | 184.7 | 0.59712 | 15 | 0.021056 | 0.023457 | 109.08 | Interior Lighting | Overhead (fluorescent/LED/CFL U-shape) |  | 1
Equipment | LED Linear - Fixture Replacement | 2x4 LED Troffer | Lumen-Equivalent 32-Watt T8 Lamp | Commercial | Turnover | Restaurants | FPL Blend | Per Fixture | 487.87 | 196.55 | 291.32 | 0.59713 | 15 | 0.043698 | 0.025345 | 109.08 | Interior Lighting | Overhead (fluorescent/LED/CFL U-shape) |  | 1
Equipment | LED Linear - Fixture Replacement | 2x4 LED Troffer | Lumen-Equivalent 32-Watt T8 Lamp | Commercial | New | Restaurants | FPL Blend | Per Fixture | 487.87 | 196.55 | 291.32 | 0.59713 | 15 | 0.043698 | 0.025345 | 109.08 | Interior Lighting | Overhead (fluorescent/LED/CFL U-shape) |  | 1
Equipment | LED Linear - Fixture Replacement | 2x4 LED Troffer | Lumen-Equivalent 32-Watt T8 Lamp | Commercial | Turnover | Retail | FPL Blend | Per Fixture | 339.05 | 136.6 | 202.45 | 0.59711 | 15 | 0.034012 | 0.015791 | 109.08 | Interior Lighting | Overhead (fluorescent/LED/CFL U-shape) |  | 1
Equipment | LED Linear - Fixture Replacement | 2x4 LED Troffer | Lumen-Equivalent 32-Watt T8 Lamp | Commercial | New | Retail | FPL Blend | Per Fixture | 339.05 | 136.6 | 202.45 | 0.59711 | 15 | 0.034012 | 0.015791 | 109.08 | Interior Lighting | Overhead (fluorescent/LED/CFL U-shape) |  | 1
Equipment | LED Linear - Fixture Replacement | 2x4 LED Troffer | Lumen-Equivalent 32-Watt T8 Lamp | Commercial | Turnover | Schools K-12 | FPL Blend | Per Fixture | 224.27 | 90.35 | 133.92 | 0.59714 | 15 | 0.014196 | 0.015936 | 109.08 | Interior Lighting | Overhead (fluorescent/LED/CFL U-shape) |  | 1
Equipment | LED Linear - Fixture Replacement | 2x4 LED Troffer | Lumen-Equivalent 32-Watt T8 Lamp | Commercial | New | Schools K-12 | FPL Blend | Per Fixture | 224.27 | 90.35 | 133.92 | 0.59714 | 15 | 0.014196 | 0.015936 | 109.08 | Interior Lighting | Overhead (fluorescent/LED/CFL U-shape) |  | 1
Equipment | LED Linear - Fixture Replacement | 2x4 LED Troffer | Lumen-Equivalent 32-Watt T8 Lamp | Commercial | Turnover | Warehouse | FPL Blend | Per Fixture | 305.34 | 123.02 | 182.32 | 0.5971 | 15 | 0.03063 | 0.021878 | 109.08 | Interior Lighting | Overhead (fluorescent/LED/CFL U-shape) |  | 1
Equipment | LED Linear - Fixture Replacement | 2x4 LED Troffer | Lumen-Equivalent 32-Watt T8 Lamp | Commercial | New | Warehouse | FPL Blend | Per Fixture | 305.34 | 123.02 | 182.32 | 0.5971 | 15 | 0.03063 | 0.021878 | 109.08 | Interior Lighting | Overhead (fluorescent/LED/CFL U-shape) |  | 1
Equipment | HE Air Cooled Chiller - All Compressor Types - 100 Tons | HE Air Cooled Chiller - Air Compressor Types - 100 Tons | Code-Compliant Air Cooled Positive Displacement Chiller, 100 Tons | Commercial | Turnover | Assembly | FPL Blend | Per Unit | 159648 | 145664.23 | 13983.77 | 0.087591 | 23 | 4.6575 | 0 | 28319 | Space Cooling | Central chillers inside |  | 1
Equipment | HE Air Cooled Chiller - All Compressor Types - 100 Tons | HE Air Cooled Chiller - Air Compressor Types - 100 Tons | Code-Compliant Air Cooled Positive Displacement Chiller, 100 Tons | Commercial | New | Assembly | FPL Blend | Per Unit | 159648 | 145664.23 | 13983.77 | 0.087591 | 23 | 4.6575 | 0 | 28319 | Space Cooling | Central chillers inside |  | 1
Equipment | HE Air Cooled Chiller - All Compressor Types - 100 Tons | HE Air Cooled Chiller - Air Compressor Types - 100 Tons | Code-Compliant Air Cooled Positive Displacement Chiller, 100 Tons | Commercial | Turnover | College and University | FPL Blend | Per Unit | 177120 | 161605.84 | 15514.16 | 0.087591 | 23 | 3.1455 | 0 | 28319 | Space Cooling | Central chillers inside |  | 1
Equipment | HE Air Cooled Chiller - All Compressor Types - 100 Tons | HE Air Cooled Chiller - Air Compressor Types - 100 Tons | Code-Compliant Air Cooled Positive Displacement Chiller, 100 Tons | Commercial | New | College and University | FPL Blend | Per Unit | 177120 | 161605.84 | 15514.16 | 0.087591 | 23 | 3.1455 | 0 | 28319 | Space Cooling | Central chillers inside |  | 1
Equipment | HE Air Cooled Chiller - All Compressor Types - 100 Tons | HE Air Cooled Chiller - Air Compressor Types - 100 Tons | Code-Compliant Air Cooled Positive Displacement Chiller, 100 Tons | Commercial | Turnover | Data Center | FPL Blend | Per Unit | 329184 | 300350.36 | 28833.64 | 0.087591 | 23 | 5.8461 | 0 | 28319 | Space Cooling | Central chillers inside |  | 1
Equipment | HE Air Cooled Chiller - All Compressor Types - 100 Tons | HE Air Cooled Chiller - Air Compressor Types - 100 Tons | Code-Compliant Air Cooled Positive Displacement Chiller, 100 Tons | Commercial | New | Data Center | FPL Blend | Per Unit | 329184 | 300350.36 | 28833.64 | 0.087591 | 23 | 5.8461 | 0 | 28319 | Space Cooling | Central chillers inside |  | 1
Equipment | HE Air Cooled Chiller - All Compressor Types - 100 Tons | HE Air Cooled Chiller - Air Compressor Types - 100 Tons | Code-Compliant Air Cooled Positive Displacement Chiller, 100 Tons | Commercial | Turnover | Grocery | FPL Blend | Per Unit | 88224 | 80496.35 | 7727.65 | 0.087591 | 23 | 2.1914 | 0 | 28319 | Space Cooling | Central chillers inside |  | 1
Equipment | HE Air Cooled Chiller - All Compressor Types - 100 Tons | HE Air Cooled Chiller - Air Compressor Types - 100 Tons | Code-Compliant Air Cooled Positive Displacement Chiller, 100 Tons | Commercial | New | Grocery | FPL Blend | Per Unit | 88224 | 80496.35 | 7727.65 | 0.087591 | 23 | 2.1914 | 0 | 28319 | Space Cooling | Central chillers inside |  | 1
Equipment | HE Air Cooled Chiller - All Compressor Types - 100 Tons | HE Air Cooled Chiller - Air Compressor Types - 100 Tons | Code-Compliant Air Cooled Positive Displacement Chiller, 100 Tons | Commercial | Turnover | Healthcare | FPL Blend | Per Unit | 347520 | 317080.29 | 30439.71 | 0.087591 | 23 | 6.1717 | 0 | 28319 | Space Cooling | Central chillers inside |  | 1
Equipment | HE Air Cooled Chiller - All Compressor Types - 100 Tons | HE Air Cooled Chiller - Air Compressor Types - 100 Tons | Code-Compliant Air Cooled Positive Displacement Chiller, 100 Tons | Commercial | New | Healthcare | FPL Blend | Per Unit | 347520 | 317080.29 | 30439.71 | 0.087591 | 23 | 6.1717 | 0 | 28319 | Space Cooling | Central chillers inside |  | 1
Equipment | HE Air Cooled Chiller - All Compressor Types - 100 Tons | HE Air Cooled Chiller - Air Compressor Types - 100 Tons | Code-Compliant Air Cooled Positive Displacement Chiller, 100 Tons | Commercial | Turnover | Hospitals | FPL Blend | Per Unit | 329184 | 300350.36 | 28833.64 | 0.087591 | 23 | 5.8461 | 0 | 28319 | Space Cooling | Central chillers inside |  | 1
Equipment | HE Air Cooled Chiller - All Compressor Types - 100 Tons | HE Air Cooled Chiller - Air Compressor Types - 100 Tons | Code-Compliant Air Cooled Positive Displacement Chiller, 100 Tons | Commercial | New | Hospitals | FPL Blend | Per Unit | 329184 | 300350.36 | 28833.64 | 0.087591 | 23 | 5.8461 | 0 | 28319 | Space Cooling | Central chillers inside |  | 1
Equipment | HE Air Cooled Chiller - All Compressor Types - 100 Tons | HE Air Cooled Chiller - Air Compressor Types - 100 Tons | Code-Compliant Air Cooled Positive Displacement Chiller, 100 Tons | Commercial | Turnover | Institutional | FPL Blend | Per Unit | 86304 | 78744.53 | 7559.47 | 0.087591 | 23 | 1.5327 | 0 | 28319 | Space Cooling | Central chillers inside |  | 1
Equipment | HE Air Cooled Chiller - All Compressor Types - 100 Tons | HE Air Cooled Chiller - Air Compressor Types - 100 Tons | Code-Compliant Air Cooled Positive Displacement Chiller, 100 Tons | Commercial | New | Institutional | FPL Blend | Per Unit | 86304 | 78744.53 | 7559.47 | 0.087591 | 23 | 1.5327 | 0 | 28319 | Space Cooling | Central chillers inside |  | 1
Equipment | HE Air Cooled Chiller - All Compressor Types - 100 Tons | HE Air Cooled Chiller - Air Compressor Types - 100 Tons | Code-Compliant Air Cooled Positive Displacement Chiller, 100 Tons | Commercial | Turnover | Lodging/Hospitality | FPL Blend | Per Unit | 263808 | 240700.73 | 23107.27 | 0.087591 | 23 | 4.4253 | 0 | 28319 | Space Cooling | Central chillers inside |  | 1
Equipment | HE Air Cooled Chiller - All Compressor Types - 100 Tons | HE Air Cooled Chiller - Air Compressor Types - 100 Tons | Code-Compliant Air Cooled Positive Displacement Chiller, 100 Tons | Commercial | New | Lodging/Hospitality | FPL Blend | Per Unit | 263808 | 240700.73 | 23107.27 | 0.087591 | 23 | 4.4253 | 0 | 28319 | Space Cooling | Central chillers inside |  | 1
Equipment | HE Air Cooled Chiller - All Compressor Types - 100 Tons | HE Air Cooled Chiller - Air Compressor Types - 100 Tons | Code-Compliant Air Cooled Positive Displacement Chiller, 100 Tons | Commercial | Turnover | Miscellaneous | FPL Blend | Per Unit | 89184 | 81372.26 | 7811.74 | 0.087591 | 23 | 2.6018 | 0 | 28319 | Space Cooling | Central chillers inside |  | 1
Equipment | HE Air Cooled Chiller - All Compressor Types - 100 Tons | HE Air Cooled Chiller - Air Compressor Types - 100 Tons | Code-Compliant Air Cooled Positive Displacement Chiller, 100 Tons | Commercial | New | Miscellaneous | FPL Blend | Per Unit | 89184 | 81372.26 | 7811.74 | 0.087591 | 23 | 2.6018 | 0 | 28319 | Space Cooling | Central chillers inside |  | 1
Equipment | HE Air Cooled Chiller - All Compressor Types - 100 Tons | HE Air Cooled Chiller - Air Compressor Types - 100 Tons | Code-Compliant Air Cooled Positive Displacement Chiller, 100 Tons | Commercial | Turnover | Offices | FPL Blend | Per Unit | 179712 | 163970.8 | 15741.2 | 0.087591 | 23 | 5.2428 | 0 | 28319 | Space Cooling | Central chillers inside |  | 1
Equipment | HE Air Cooled Chiller - All Compressor Types - 100 Tons | HE Air Cooled Chiller - Air Compressor Types - 100 Tons | Code-Compliant Air Cooled Positive Displacement Chiller, 100 Tons | Commercial | New | Offices | FPL Blend | Per Unit | 179712 | 163970.8 | 15741.2 | 0.087591 | 23 | 5.2428 | 0 | 28319 | Space Cooling | Central chillers inside |  | 1
Equipment | HE Air Cooled Chiller - All Compressor Types - 100 Tons | HE Air Cooled Chiller - Air Compressor Types - 100 Tons | Code-Compliant Air Cooled Positive Displacement Chiller, 100 Tons | Commercial | Turnover | Restaurants | FPL Blend | Per Unit | 258816 | 236145.99 | 22670.01 | 0.087591 | 23 | 6.4287 | 0 | 28319 | Space Cooling | Central chillers inside |  | 1
Equipment | HE Air Cooled Chiller - All Compressor Types - 100 Tons | HE Air Cooled Chiller - Air Compressor Types - 100 Tons | Code-Compliant Air Cooled Positive Displacement Chiller, 100 Tons | Commercial | New | Restaurants | FPL Blend | Per Unit | 258816 | 236145.99 | 22670.01 | 0.087591 | 23 | 6.4287 | 0 | 28319 | Space Cooling | Central chillers inside |  | 1
Equipment | HE Air Cooled Chiller - All Compressor Types - 100 Tons | HE Air Cooled Chiller - Air Compressor Types - 100 Tons | Code-Compliant Air Cooled Positive Displacement Chiller, 100 Tons | Commercial | Turnover | Retail | FPL Blend | Per Unit | 202848 | 185080.29 | 17767.71 | 0.087591 | 23 | 5.9177 | 0 | 28319 | Space Cooling | Central chillers inside |  | 1
Equipment | HE Air Cooled Chiller - All Compressor Types - 100 Tons | HE Air Cooled Chiller - Air Compressor Types - 100 Tons | Code-Compliant Air Cooled Positive Displacement Chiller, 100 Tons | Commercial | New | Retail | FPL Blend | Per Unit | 202848 | 185080.29 | 17767.71 | 0.087591 | 23 | 5.9177 | 0 | 28319 | Space Cooling | Central chillers inside |  | 1
Equipment | HE Air Cooled Chiller - All Compressor Types - 100 Tons | HE Air Cooled Chiller - Air Compressor Types - 100 Tons | Code-Compliant Air Cooled Positive Displacement Chiller, 100 Tons | Commercial | Turnover | Schools K-12 | FPL Blend | Per Unit | 176352 | 160905.11 | 15446.89 | 0.087591 | 23 | 5.1448 | 0 | 28319 | Space Cooling | Central chillers inside |  | 1
Equipment | HE Air Cooled Chiller - All Compressor Types - 100 Tons | HE Air Cooled Chiller - Air Compressor Types - 100 Tons | Code-Compliant Air Cooled Positive Displacement Chiller, 100 Tons | Commercial | New | Schools K-12 | FPL Blend | Per Unit | 176352 | 160905.11 | 15446.89 | 0.087591 | 23 | 5.1448 | 0 | 28319 | Space Cooling | Central chillers inside |  | 1
Equipment | HE Air Cooled Chiller - All Compressor Types - 100 Tons | HE Air Cooled Chiller - Air Compressor Types - 100 Tons | Code-Compliant Air Cooled Positive Displacement Chiller, 100 Tons | Commercial | Turnover | Warehouse | FPL Blend | Per Unit | 38688 | 35299.27 | 3388.73 | 0.087591 | 23 | 1.1287 | 0 | 28319 | Space Cooling | Central chillers inside |  | 1
Equipment | HE Air Cooled Chiller - All Compressor Types - 100 Tons | HE Air Cooled Chiller - Air Compressor Types - 100 Tons | Code-Compliant Air Cooled Positive Displacement Chiller, 100 Tons | Commercial | New | Warehouse | FPL Blend | Per Unit | 38688 | 35299.27 | 3388.73 | 0.087591 | 23 | 1.1287 | 0 | 28319 | Space Cooling | Central chillers inside |  | 1
Equipment | HE DX Less than 5.4 Tons Other Heat | High Efficiency Packaged or Split DX Unit, 5 Tons, 14.5 SEER | Code-Compliant Packaged or Split DX Unit, 5 Tons, 13 SEER | Commercial | Turnover | Assembly | FPL Blend | Per Unit | 7675.38 | 6881.38 | 794 | 0.10345 | 15 | 0.26445 | 0 | 655 | Space Cooling | Packaged air conditioning units (RTUs) |  | 1
Equipment | HE DX Less than 5.4 Tons Other Heat | High Efficiency Packaged or Split DX Unit, 5 Tons, 14.5 SEER | Code-Compliant Packaged or Split DX Unit, 5 Tons, 13 SEER | Commercial | New | Assembly | FPL Blend | Per Unit | 7675.38 | 6881.38 | 794 | 0.10345 | 15 | 0.26445 | 0 | 655 | Space Cooling | Packaged air conditioning units (RTUs) |  | 1
Equipment | HE DX Less than 5.4 Tons Other Heat | High Efficiency Packaged or Split DX Unit, 5 Tons, 14.5 SEER | Code-Compliant Packaged or Split DX Unit, 5 Tons, 13 SEER | Commercial | Turnover | College and University | FPL Blend | Per Unit | 8515.38 | 7634.48 | 880.9 | 0.10345 | 15 | 0.1786 | 0 | 655 | Space Cooling | Packaged air conditioning units (RTUs) |  | 1
Equipment | HE DX Less than 5.4 Tons Other Heat | High Efficiency Packaged or Split DX Unit, 5 Tons, 14.5 SEER | Code-Compliant Packaged or Split DX Unit, 5 Tons, 13 SEER | Commercial | New | College and University | FPL Blend | Per Unit | 8515.38 | 7634.48 | 880.9 | 0.10345 | 15 | 0.1786 | 0 | 655 | Space Cooling | Packaged air conditioning units (RTUs) |  | 1
Equipment | HE DX Less than 5.4 Tons Other Heat | High Efficiency Packaged or Split DX Unit, 5 Tons, 14.5 SEER | Code-Compliant Packaged or Split DX Unit, 5 Tons, 13 SEER | Commercial | Turnover | Data Center | FPL Blend | Per Unit | 15826.15 | 14188.97 | 1637.18 | 0.10345 | 15 | 0.33194 | 0 | 655 | Space Cooling | Packaged air conditioning units (RTUs) |  | 1
Equipment | HE DX Less than 5.4 Tons Other Heat | High Efficiency Packaged or Split DX Unit, 5 Tons, 14.5 SEER | Code-Compliant Packaged or Split DX Unit, 5 Tons, 13 SEER | Commercial | New | Data Center | FPL Blend | Per Unit | 15826.15 | 14188.97 | 1637.18 | 0.10345 | 15 | 0.33194 | 0 | 655 | Space Cooling | Packaged air conditioning units (RTUs) |  | 1
Equipment | HE DX Less than 5.4 Tons Other Heat | High Efficiency Packaged or Split DX Unit, 5 Tons, 14.5 SEER | Code-Compliant Packaged or Split DX Unit, 5 Tons, 13 SEER | Commercial | Turnover | Grocery | FPL Blend | Per Unit | 4241.54 | 3802.76 | 438.78 | 0.10345 | 15 | 0.12443 | 0 | 655 | Space Cooling | Packaged air conditioning units (RTUs) |  | 1
Equipment | HE DX Less than 5.4 Tons Other Heat | High Efficiency Packaged or Split DX Unit, 5 Tons, 14.5 SEER | Code-Compliant Packaged or Split DX Unit, 5 Tons, 13 SEER | Commercial | New | Grocery | FPL Blend | Per Unit | 4241.54 | 3802.76 | 438.78 | 0.10345 | 15 | 0.12443 | 0 | 655 | Space Cooling | Packaged air conditioning units (RTUs) |  | 1
Equipment | HE DX Less than 5.4 Tons Other Heat | High Efficiency Packaged or Split DX Unit, 5 Tons, 14.5 SEER | Code-Compliant Packaged or Split DX Unit, 5 Tons, 13 SEER | Commercial | Turnover | Healthcare | FPL Blend | Per Unit | 16707.69 | 14979.31 | 1728.38 | 0.10345 | 15 | 0.35043 | 0 | 655 | Space Cooling | Packaged air conditioning units (RTUs) |  | 1
Equipment | HE DX Less than 5.4 Tons Other Heat | High Efficiency Packaged or Split DX Unit, 5 Tons, 14.5 SEER | Code-Compliant Packaged or Split DX Unit, 5 Tons, 13 SEER | Commercial | New | Healthcare | FPL Blend | Per Unit | 16707.69 | 14979.31 | 1728.38 | 0.10345 | 15 | 0.35043 | 0 | 655 | Space Cooling | Packaged air conditioning units (RTUs) |  | 1
Equipment | HE DX Less than 5.4 Tons Other Heat | High Efficiency Packaged or Split DX Unit, 5 Tons, 14.5 SEER | Code-Compliant Packaged or Split DX Unit, 5 Tons, 13 SEER | Commercial | Turnover | Hospitals | FPL Blend | Per Unit | 15826.15 | 14188.97 | 1637.18 | 0.10345 | 15 | 0.33194 | 0 | 655 | Space Cooling | Packaged air conditioning units (RTUs) |  | 1
Equipment | HE DX Less than 5.4 Tons Other Heat | High Efficiency Packaged or Split DX Unit, 5 Tons, 14.5 SEER | Code-Compliant Packaged or Split DX Unit, 5 Tons, 13 SEER | Commercial | New | Hospitals | FPL Blend | Per Unit | 15826.15 | 14188.97 | 1637.18 | 0.10345 | 15 | 0.33194 | 0 | 655 | Space Cooling | Packaged air conditioning units (RTUs) |  | 1
Equipment | HE DX Less than 5.4 Tons Other Heat | High Efficiency Packaged or Split DX Unit, 5 Tons, 14.5 SEER | Code-Compliant Packaged or Split DX Unit, 5 Tons, 13 SEER | Commercial | Turnover | Institutional | FPL Blend | Per Unit | 4149.23 | 3720 | 429.23 | 0.10345 | 15 | 0.087027 | 0 | 655 | Space Cooling | Packaged air conditioning units (RTUs) |  | 1
Equipment | HE DX Less than 5.4 Tons Other Heat | High Efficiency Packaged or Split DX Unit, 5 Tons, 14.5 SEER | Code-Compliant Packaged or Split DX Unit, 5 Tons, 13 SEER | Commercial | New | Institutional | FPL Blend | Per Unit | 4149.23 | 3720 | 429.23 | 0.10345 | 15 | 0.087027 | 0 | 655 | Space Cooling | Packaged air conditioning units (RTUs) |  | 1
Equipment | HE DX Less than 5.4 Tons Other Heat | High Efficiency Packaged or Split DX Unit, 5 Tons, 14.5 SEER | Code-Compliant Packaged or Split DX Unit, 5 Tons, 13 SEER | Commercial | Turnover | Lodging/Hospitality | FPL Blend | Per Unit | 12683.08 | 11371.03 | 1312.05 | 0.10345 | 15 | 0.25127 | 0 | 655 | Space Cooling | Packaged air conditioning units (RTUs) |  | 1
Equipment | HE DX Less than 5.4 Tons Other Heat | High Efficiency Packaged or Split DX Unit, 5 Tons, 14.5 SEER | Code-Compliant Packaged or Split DX Unit, 5 Tons, 13 SEER | Commercial | New | Lodging/Hospitality | FPL Blend | Per Unit | 12683.08 | 11371.03 | 1312.05 | 0.10345 | 15 | 0.25127 | 0 | 655 | Space Cooling | Packaged air conditioning units (RTUs) |  | 1
Equipment | HE DX Less than 5.4 Tons Other Heat | High Efficiency Packaged or Split DX Unit, 5 Tons, 14.5 SEER | Code-Compliant Packaged or Split DX Unit, 5 Tons, 13 SEER | Commercial | Turnover | Miscellaneous | FPL Blend | Per Unit | 4287.69 | 3844.14 | 443.55 | 0.10345 | 15 | 0.14773 | 0 | 655 | Space Cooling | Packaged air conditioning units (RTUs) |  | 1
Equipment | HE DX Less than 5.4 Tons Other Heat | High Efficiency Packaged or Split DX Unit, 5 Tons, 14.5 SEER | Code-Compliant Packaged or Split DX Unit, 5 Tons, 13 SEER | Commercial | New | Miscellaneous | FPL Blend | Per Unit | 4287.69 | 3844.14 | 443.55 | 0.10345 | 15 | 0.14773 | 0 | 655 | Space Cooling | Packaged air conditioning units (RTUs) |  | 1
Equipment | HE DX Less than 5.4 Tons Other Heat | High Efficiency Packaged or Split DX Unit, 5 Tons, 14.5 SEER | Code-Compliant Packaged or Split DX Unit, 5 Tons, 13 SEER | Commercial | Turnover | Offices | FPL Blend | Per Unit | 8640 | 7746.21 | 893.79 | 0.10345 | 15 | 0.29769 | 0 | 655 | Space Cooling | Packaged air conditioning units (RTUs) |  | 1
Equipment | HE DX Less than 5.4 Tons Other Heat | High Efficiency Packaged or Split DX Unit, 5 Tons, 14.5 SEER | Code-Compliant Packaged or Split DX Unit, 5 Tons, 13 SEER | Commercial | New | Offices | FPL Blend | Per Unit | 8640 | 7746.21 | 893.79 | 0.10345 | 15 | 0.29769 | 0 | 655 | Space Cooling | Packaged air conditioning units (RTUs) |  | 1
Equipment | HE DX Less than 5.4 Tons Other Heat | High Efficiency Packaged or Split DX Unit, 5 Tons, 14.5 SEER | Code-Compliant Packaged or Split DX Unit, 5 Tons, 13 SEER | Commercial | Turnover | Restaurants | FPL Blend | Per Unit | 12443.08 | 11155.86 | 1287.22 | 0.10345 | 15 | 0.36503 | 0 | 655 | Space Cooling | Packaged air conditioning units (RTUs) |  | 1
Equipment | HE DX Less than 5.4 Tons Other Heat | High Efficiency Packaged or Split DX Unit, 5 Tons, 14.5 SEER | Code-Compliant Packaged or Split DX Unit, 5 Tons, 13 SEER | Commercial | New | Restaurants | FPL Blend | Per Unit | 12443.08 | 11155.86 | 1287.22 | 0.10345 | 15 | 0.36503 | 0 | 655 | Space Cooling | Packaged air conditioning units (RTUs) |  | 1
Equipment | HE DX Less than 5.4 Tons Other Heat | High Efficiency Packaged or Split DX Unit, 5 Tons, 14.5 SEER | Code-Compliant Packaged or Split DX Unit, 5 Tons, 13 SEER | Commercial | Turnover | Retail | FPL Blend | Per Unit | 9752.31 | 8743.45 | 1008.86 | 0.10345 | 15 | 0.33601 | 0 | 655 | Space Cooling | Packaged air conditioning units (RTUs) |  | 1
Equipment | HE DX Less than 5.4 Tons Other Heat | High Efficiency Packaged or Split DX Unit, 5 Tons, 14.5 SEER | Code-Compliant Packaged or Split DX Unit, 5 Tons, 13 SEER | Commercial | New | Retail | FPL Blend | Per Unit | 9752.31 | 8743.45 | 1008.86 | 0.10345 | 15 | 0.33601 | 0 | 655 | Space Cooling | Packaged air conditioning units (RTUs) |  | 1
Equipment | HE DX Less than 5.4 Tons Other Heat | High Efficiency Packaged or Split DX Unit, 5 Tons, 14.5 SEER | Code-Compliant Packaged or Split DX Unit, 5 Tons, 13 SEER | Commercial | Turnover | Schools K-12 | FPL Blend | Per Unit | 8478.46 | 7601.38 | 877.08 | 0.10345 | 15 | 0.29212 | 0 | 655 | Space Cooling | Packaged air conditioning units (RTUs) |  | 1
Equipment | HE DX Less than 5.4 Tons Other Heat | High Efficiency Packaged or Split DX Unit, 5 Tons, 14.5 SEER | Code-Compliant Packaged or Split DX Unit, 5 Tons, 13 SEER | Commercial | New | Schools K-12 | FPL Blend | Per Unit | 8478.46 | 7601.38 | 877.08 | 0.10345 | 15 | 0.29212 | 0 | 655 | Space Cooling | Packaged air conditioning units (RTUs) |  | 1
Equipment | HE DX Less than 5.4 Tons Other Heat | High Efficiency Packaged or Split DX Unit, 5 Tons, 14.5 SEER | Code-Compliant Packaged or Split DX Unit, 5 Tons, 13 SEER | Commercial | Turnover | Warehouse | FPL Blend | Per Unit | 1860 | 1667.59 | 192.41 | 0.10345 | 15 | 0.064084 | 0 | 655 | Space Cooling | Packaged air conditioning units (RTUs) |  | 1
Equipment | HE DX Less than 5.4 Tons Other Heat | High Efficiency Packaged or Split DX Unit, 5 Tons, 14.5 SEER | Code-Compliant Packaged or Split DX Unit, 5 Tons, 13 SEER | Commercial | New | Warehouse | FPL Blend | Per Unit | 1860 | 1667.59 | 192.41 | 0.10345 | 15 | 0.064084 | 0 | 655 | Space Cooling | Packaged air conditioning units (RTUs) |  | 1
Equipment | HE DX 11.25-20.0 Tons Elec Heat | High Efficiency Packaged or Split DX Unit, 15 Tons, 11.5 SEER | Code-Compliant Packaged or Split DX Unit, 15 Tons, 11 SEER | Commercial | Turnover | Assembly | FPL Blend | Per Unit | 725.38 | 703.4 | 21.98 | 0.030301 | 15 | 0 | 0.050074 | 35.8387 | Space Heating | Forced air furnace |  | 1
Equipment | HE DX 11.25-20.0 Tons Elec Heat | High Efficiency Packaged or Split DX Unit, 15 Tons, 11.5 SEER | Code-Compliant Packaged or Split DX Unit, 15 Tons, 11 SEER | Commercial | New | Assembly | FPL Blend | Per Unit | 725.38 | 703.4 | 21.98 | 0.030301 | 15 | 0 | 0.050074 | 35.8387 | Space Heating | Forced air furnace |  | 1
Equipment | HE DX 11.25-20.0 Tons Elec Heat | High Efficiency Packaged or Split DX Unit, 15 Tons, 11.5 SEER | Code-Compliant Packaged or Split DX Unit, 15 Tons, 11 SEER | Commercial | Turnover | College and University | FPL Blend | Per Unit | 725.38 | 703.4 | 21.98 | 0.030301 | 15 | 0 | 0.0042287 | 32.3616 | Space Heating | Forced air furnace |  | 1
Equipment | HE DX 11.25-20.0 Tons Elec Heat | High Efficiency Packaged or Split DX Unit, 15 Tons, 11.5 SEER | Code-Compliant Packaged or Split DX Unit, 15 Tons, 11 SEER | Commercial | New | College and University | FPL Blend | Per Unit | 725.38 | 703.4 | 21.98 | 0.030301 | 15 | 0 | 0.0042287 | 32.3616 | Space Heating | Forced air furnace |  | 1
Equipment | HE DX 11.25-20.0 Tons Elec Heat | High Efficiency Packaged or Split DX Unit, 15 Tons, 11.5 SEER | Code-Compliant Packaged or Split DX Unit, 15 Tons, 11 SEER | Commercial | Turnover | Data Center | FPL Blend | Per Unit | 1302.39 | 1262.92 | 39.47 | 0.030306 | 15 | 0 | 0.0075936 | 31.2852 | Space Heating | Forced air furnace |  | 1
Equipment | HE DX 11.25-20.0 Tons Elec Heat | High Efficiency Packaged or Split DX Unit, 15 Tons, 11.5 SEER | Code-Compliant Packaged or Split DX Unit, 15 Tons, 11 SEER | Commercial | New | Data Center | FPL Blend | Per Unit | 1302.39 | 1262.92 | 39.47 | 0.030306 | 15 | 0 | 0.0075936 | 31.2852 | Space Heating | Forced air furnace |  | 1
Equipment | HE DX 11.25-20.0 Tons Elec Heat | High Efficiency Packaged or Split DX Unit, 15 Tons, 11.5 SEER | Code-Compliant Packaged or Split DX Unit, 15 Tons, 11 SEER | Commercial | Turnover | Grocery | FPL Blend | Per Unit | 1252.93 | 1214.96 | 37.97 | 0.030305 | 15 | 0 | 0.029181 | 107.8506 | Space Heating | Forced air furnace |  | 1
Equipment | HE DX 11.25-20.0 Tons Elec Heat | High Efficiency Packaged or Split DX Unit, 15 Tons, 11.5 SEER | Code-Compliant Packaged or Split DX Unit, 15 Tons, 11 SEER | Commercial | New | Grocery | FPL Blend | Per Unit | 1252.93 | 1214.96 | 37.97 | 0.030305 | 15 | 0 | 0.029181 | 107.8506 | Space Heating | Forced air furnace |  | 1
Equipment | HE DX 11.25-20.0 Tons Elec Heat | High Efficiency Packaged or Split DX Unit, 15 Tons, 11.5 SEER | Code-Compliant Packaged or Split DX Unit, 15 Tons, 11 SEER | Commercial | Turnover | Healthcare | FPL Blend | Per Unit | 1137.53 | 1103.06 | 34.47 | 0.030302 | 15 | 0 | 0.0066317 | 25.9519 | Space Heating | Forced air furnace |  | 1
Equipment | HE DX 11.25-20.0 Tons Elec Heat | High Efficiency Packaged or Split DX Unit, 15 Tons, 11.5 SEER | Code-Compliant Packaged or Split DX Unit, 15 Tons, 11 SEER | Commercial | New | Healthcare | FPL Blend | Per Unit | 1137.53 | 1103.06 | 34.47 | 0.030302 | 15 | 0 | 0.0066317 | 25.9519 | Space Heating | Forced air furnace |  | 1
Equipment | HE DX 11.25-20.0 Tons Elec Heat | High Efficiency Packaged or Split DX Unit, 15 Tons, 11.5 SEER | Code-Compliant Packaged or Split DX Unit, 15 Tons, 11 SEER | Commercial | Turnover | Hospitals | FPL Blend | Per Unit | 1302.39 | 1262.92 | 39.47 | 0.030306 | 15 | 0 | 0.0075936 | 31.2852 | Space Heating | Forced air furnace |  | 1
Equipment | HE DX 11.25-20.0 Tons Elec Heat | High Efficiency Packaged or Split DX Unit, 15 Tons, 11.5 SEER | Code-Compliant Packaged or Split DX Unit, 15 Tons, 11 SEER | Commercial | New | Hospitals | FPL Blend | Per Unit | 1302.39 | 1262.92 | 39.47 | 0.030306 | 15 | 0 | 0.0075936 | 31.2852 | Space Heating | Forced air furnace |  | 1
Equipment | HE DX 11.25-20.0 Tons Elec Heat | High Efficiency Packaged or Split DX Unit, 15 Tons, 11.5 SEER | Code-Compliant Packaged or Split DX Unit, 15 Tons, 11 SEER | Commercial | Turnover | Institutional | FPL Blend | Per Unit | 626.47 | 607.48 | 18.99 | 0.030313 | 15 | 0 | 0.0036535 | 56.6586 | Space Heating | Forced air furnace |  | 1
Equipment | HE DX 11.25-20.0 Tons Elec Heat | High Efficiency Packaged or Split DX Unit, 15 Tons, 11.5 SEER | Code-Compliant Packaged or Split DX Unit, 15 Tons, 11 SEER | Commercial | New | Institutional | FPL Blend | Per Unit | 626.47 | 607.48 | 18.99 | 0.030313 | 15 | 0 | 0.0036535 | 56.6586 | Space Heating | Forced air furnace |  | 1
Equipment | HE DX 11.25-20.0 Tons Elec Heat | High Efficiency Packaged or Split DX Unit, 15 Tons, 11.5 SEER | Code-Compliant Packaged or Split DX Unit, 15 Tons, 11 SEER | Commercial | Turnover | Lodging/Hospitality | FPL Blend | Per Unit | 758.35 | 735.37 | 22.98 | 0.030303 | 15 | 0 | 0.015137 | 22.828 | Space Heating | Forced air furnace |  | 1
Equipment | HE DX 11.25-20.0 Tons Elec Heat | High Efficiency Packaged or Split DX Unit, 15 Tons, 11.5 SEER | Code-Compliant Packaged or Split DX Unit, 15 Tons, 11 SEER | Commercial | New | Lodging/Hospitality | FPL Blend | Per Unit | 758.35 | 735.37 | 22.98 | 0.030303 | 15 | 0 | 0.015137 | 22.828 | Space Heating | Forced air furnace |  | 1
Equipment | HE DX 11.25-20.0 Tons Elec Heat | High Efficiency Packaged or Split DX Unit, 15 Tons, 11.5 SEER | Code-Compliant Packaged or Split DX Unit, 15 Tons, 11 SEER | Commercial | Turnover | Miscellaneous | FPL Blend | Per Unit | 395.66 | 383.67 | 11.99 | 0.030304 | 15 | 0 | 0.027315 | 35.0111 | Space Heating | Forced air furnace |  | 1
Equipment | HE DX 11.25-20.0 Tons Elec Heat | High Efficiency Packaged or Split DX Unit, 15 Tons, 11.5 SEER | Code-Compliant Packaged or Split DX Unit, 15 Tons, 11 SEER | Commercial | New | Miscellaneous | FPL Blend | Per Unit | 395.66 | 383.67 | 11.99 | 0.030304 | 15 | 0 | 0.027315 | 35.0111 | Space Heating | Forced air furnace |  | 1
Equipment | HE DX 11.25-20.0 Tons Elec Heat | High Efficiency Packaged or Split DX Unit, 15 Tons, 11.5 SEER | Code-Compliant Packaged or Split DX Unit, 15 Tons, 11 SEER | Commercial | Turnover | Offices | FPL Blend | Per Unit | 428.63 | 415.65 | 12.98 | 0.030283 | 15 | 0 | 0.02957 | 18.9656 | Space Heating | Forced air furnace |  | 1
Equipment | HE DX 11.25-20.0 Tons Elec Heat | High Efficiency Packaged or Split DX Unit, 15 Tons, 11.5 SEER | Code-Compliant Packaged or Split DX Unit, 15 Tons, 11 SEER | Commercial | New | Offices | FPL Blend | Per Unit | 428.63 | 415.65 | 12.98 | 0.030283 | 15 | 0 | 0.02957 | 18.9656 | Space Heating | Forced air furnace |  | 1
Equipment | HE DX 11.25-20.0 Tons Elec Heat | High Efficiency Packaged or Split DX Unit, 15 Tons, 11.5 SEER | Code-Compliant Packaged or Split DX Unit, 15 Tons, 11 SEER | Commercial | Turnover | Restaurants | FPL Blend | Per Unit | 2670.72 | 2589.79 | 80.93 | 0.030303 | 15 | 0 | 0.062198 | 79.5523 | Space Heating | Forced air furnace |  | 1
Equipment | HE DX 11.25-20.0 Tons Elec Heat | High Efficiency Packaged or Split DX Unit, 15 Tons, 11.5 SEER | Code-Compliant Packaged or Split DX Unit, 15 Tons, 11 SEER | Commercial | New | Restaurants | FPL Blend | Per Unit | 2670.72 | 2589.79 | 80.93 | 0.030303 | 15 | 0 | 0.062198 | 79.5523 | Space Heating | Forced air furnace |  | 1
Equipment | HE DX 11.25-20.0 Tons Elec Heat | High Efficiency Packaged or Split DX Unit, 15 Tons, 11.5 SEER | Code-Compliant Packaged or Split DX Unit, 15 Tons, 11 SEER | Commercial | Turnover | Retail | FPL Blend | Per Unit | 1681.57 | 1630.61 | 50.96 | 0.030305 | 15 | 0 | 0.11609 | 64.4262 | Space Heating | Forced air furnace |  | 1
Equipment | HE DX 11.25-20.0 Tons Elec Heat | High Efficiency Packaged or Split DX Unit, 15 Tons, 11.5 SEER | Code-Compliant Packaged or Split DX Unit, 15 Tons, 11 SEER | Commercial | New | Retail | FPL Blend | Per Unit | 1681.57 | 1630.61 | 50.96 | 0.030305 | 15 | 0 | 0.11609 | 64.4262 | Space Heating | Forced air furnace |  | 1
Equipment | HE DX 11.25-20.0 Tons Elec Heat | High Efficiency Packaged or Split DX Unit, 15 Tons, 11.5 SEER | Code-Compliant Packaged or Split DX Unit, 15 Tons, 11 SEER | Commercial | Turnover | Schools K-12 | FPL Blend | Per Unit | 1549.68 | 1502.72 | 46.96 | 0.030303 | 15 | 0 | 0.10698 | 68.155 | Space Heating | Forced air furnace |  | 1
Equipment | HE DX 11.25-20.0 Tons Elec Heat | High Efficiency Packaged or Split DX Unit, 15 Tons, 11.5 SEER | Code-Compliant Packaged or Split DX Unit, 15 Tons, 11 SEER | Commercial | New | Schools K-12 | FPL Blend | Per Unit | 1549.68 | 1502.72 | 46.96 | 0.030303 | 15 | 0 | 0.10698 | 68.155 | Space Heating | Forced air furnace |  | 1
Equipment | HE DX 11.25-20.0 Tons Elec Heat | High Efficiency Packaged or Split DX Unit, 15 Tons, 11.5 SEER | Code-Compliant Packaged or Split DX Unit, 15 Tons, 11 SEER | Commercial | Turnover | Warehouse | FPL Blend | Per Unit | 395.66 | 383.67 | 11.99 | 0.030304 | 15 | 0 | 0.027315 | 78.8737 | Space Heating | Forced air furnace |  | 1
Equipment | HE DX 11.25-20.0 Tons Elec Heat | High Efficiency Packaged or Split DX Unit, 15 Tons, 11.5 SEER | Code-Compliant Packaged or Split DX Unit, 15 Tons, 11 SEER | Commercial | New | Warehouse | FPL Blend | Per Unit | 395.66 | 383.67 | 11.99 | 0.030304 | 15 | 0 | 0.027315 | 78.8737 | Space Heating | Forced air furnace |  | 1
Equipment | HE DX 11.25-20.0 Tons Elec Heat | High Efficiency Packaged or Split DX Unit, 15 Tons, 11.5 SEER | Code-Compliant Packaged or Split DX Unit, 15 Tons, 11 SEER | Commercial | Turnover | Assembly | FPL Blend | Per Unit | 27212.73 | 26029.57 | 1183.16 | 0.043478 | 15 | 0.39407 | 0 | 1929.1613 | Space Cooling | Heat Pump Cooling |  | 1
Equipment | HE DX 11.25-20.0 Tons Elec Heat | High Efficiency Packaged or Split DX Unit, 15 Tons, 11.5 SEER | Code-Compliant Packaged or Split DX Unit, 15 Tons, 11 SEER | Commercial | New | Assembly | FPL Blend | Per Unit | 27212.73 | 26029.57 | 1183.16 | 0.043478 | 15 | 0.39407 | 0 | 1929.1613 | Space Cooling | Heat Pump Cooling |  | 1
Equipment | HE DX 11.25-20.0 Tons Elec Heat | High Efficiency Packaged or Split DX Unit, 15 Tons, 11.5 SEER | Code-Compliant Packaged or Split DX Unit, 15 Tons, 11 SEER | Commercial | Turnover | College and University | FPL Blend | Per Unit | 30190.91 | 28878.26 | 1312.65 | 0.043478 | 15 | 0.26614 | 0 | 1932.6384 | Space Cooling | Heat Pump Cooling |  | 1
Equipment | HE DX 11.25-20.0 Tons Elec Heat | High Efficiency Packaged or Split DX Unit, 15 Tons, 11.5 SEER | Code-Compliant Packaged or Split DX Unit, 15 Tons, 11 SEER | Commercial | New | College and University | FPL Blend | Per Unit | 30190.91 | 28878.26 | 1312.65 | 0.043478 | 15 | 0.26614 | 0 | 1932.6384 | Space Cooling | Heat Pump Cooling |  | 1
Equipment | HE DX 11.25-20.0 Tons Elec Heat | High Efficiency Packaged or Split DX Unit, 15 Tons, 11.5 SEER | Code-Compliant Packaged or Split DX Unit, 15 Tons, 11 SEER | Commercial | Turnover | Data Center | FPL Blend | Per Unit | 56110.91 | 53671.3 | 2439.61 | 0.043478 | 15 | 0.49464 | 0 | 1933.7148 | Space Cooling | Heat Pump Cooling |  | 1
Equipment | HE DX 11.25-20.0 Tons Elec Heat | High Efficiency Packaged or Split DX Unit, 15 Tons, 11.5 SEER | Code-Compliant Packaged or Split DX Unit, 15 Tons, 11 SEER | Commercial | New | Data Center | FPL Blend | Per Unit | 56110.91 | 53671.3 | 2439.61 | 0.043478 | 15 | 0.49464 | 0 | 1933.7148 | Space Cooling | Heat Pump Cooling |  | 1
Equipment | HE DX 11.25-20.0 Tons Elec Heat | High Efficiency Packaged or Split DX Unit, 15 Tons, 11.5 SEER | Code-Compliant Packaged or Split DX Unit, 15 Tons, 11 SEER | Commercial | Turnover | Grocery | FPL Blend | Per Unit | 15038.18 | 14384.35 | 653.83 | 0.043478 | 15 | 0.18541 | 0 | 1857.1494 | Space Cooling | Heat Pump Cooling |  | 1
Equipment | HE DX 11.25-20.0 Tons Elec Heat | High Efficiency Packaged or Split DX Unit, 15 Tons, 11.5 SEER | Code-Compliant Packaged or Split DX Unit, 15 Tons, 11 SEER | Commercial | New | Grocery | FPL Blend | Per Unit | 15038.18 | 14384.35 | 653.83 | 0.043478 | 15 | 0.18541 | 0 | 1857.1494 | Space Cooling | Heat Pump Cooling |  | 1
Equipment | HE DX 11.25-20.0 Tons Elec Heat | High Efficiency Packaged or Split DX Unit, 15 Tons, 11.5 SEER | Code-Compliant Packaged or Split DX Unit, 15 Tons, 11 SEER | Commercial | Turnover | Healthcare | FPL Blend | Per Unit | 59236.36 | 56660.87 | 2575.49 | 0.043478 | 15 | 0.52219 | 0 | 1939.0481 | Space Cooling | Heat Pump Cooling |  | 1
Equipment | HE DX 11.25-20.0 Tons Elec Heat | High Efficiency Packaged or Split DX Unit, 15 Tons, 11.5 SEER | Code-Compliant Packaged or Split DX Unit, 15 Tons, 11 SEER | Commercial | New | Healthcare | FPL Blend | Per Unit | 59236.36 | 56660.87 | 2575.49 | 0.043478 | 15 | 0.52219 | 0 | 1939.0481 | Space Cooling | Heat Pump Cooling |  | 1
Equipment | HE DX 11.25-20.0 Tons Elec Heat | High Efficiency Packaged or Split DX Unit, 15 Tons, 11.5 SEER | Code-Compliant Packaged or Split DX Unit, 15 Tons, 11 SEER | Commercial | Turnover | Hospitals | FPL Blend | Per Unit | 56110.91 | 53671.3 | 2439.61 | 0.043478 | 15 | 0.49464 | 0 | 1933.7148 | Space Cooling | Heat Pump Cooling |  | 1
Equipment | HE DX 11.25-20.0 Tons Elec Heat | High Efficiency Packaged or Split DX Unit, 15 Tons, 11.5 SEER | Code-Compliant Packaged or Split DX Unit, 15 Tons, 11 SEER | Commercial | New | Hospitals | FPL Blend | Per Unit | 56110.91 | 53671.3 | 2439.61 | 0.043478 | 15 | 0.49464 | 0 | 1933.7148 | Space Cooling | Heat Pump Cooling |  | 1
Equipment | HE DX 11.25-20.0 Tons Elec Heat | High Efficiency Packaged or Split DX Unit, 15 Tons, 11.5 SEER | Code-Compliant Packaged or Split DX Unit, 15 Tons, 11 SEER | Commercial | Turnover | Institutional | FPL Blend | Per Unit | 14710.91 | 14071.3 | 639.61 | 0.043479 | 15 | 0.12968 | 0 | 1908.3414 | Space Cooling | Heat Pump Cooling |  | 1
Equipment | HE DX 11.25-20.0 Tons Elec Heat | High Efficiency Packaged or Split DX Unit, 15 Tons, 11.5 SEER | Code-Compliant Packaged or Split DX Unit, 15 Tons, 11 SEER | Commercial | New | Institutional | FPL Blend | Per Unit | 14710.91 | 14071.3 | 639.61 | 0.043479 | 15 | 0.12968 | 0 | 1908.3414 | Space Cooling | Heat Pump Cooling |  | 1
Equipment | HE DX 11.25-20.0 Tons Elec Heat | High Efficiency Packaged or Split DX Unit, 15 Tons, 11.5 SEER | Code-Compliant Packaged or Split DX Unit, 15 Tons, 11 SEER | Commercial | Turnover | Lodging/Hospitality | FPL Blend | Per Unit | 44967.27 | 43012.17 | 1955.1 | 0.043478 | 15 | 0.37442 | 0 | 1942.172 | Space Cooling | Heat Pump Cooling |  | 1
Equipment | HE DX 11.25-20.0 Tons Elec Heat | High Efficiency Packaged or Split DX Unit, 15 Tons, 11.5 SEER | Code-Compliant Packaged or Split DX Unit, 15 Tons, 11 SEER | Commercial | New | Lodging/Hospitality | FPL Blend | Per Unit | 44967.27 | 43012.17 | 1955.1 | 0.043478 | 15 | 0.37442 | 0 | 1942.172 | Space Cooling | Heat Pump Cooling |  | 1
Equipment | HE DX 11.25-20.0 Tons Elec Heat | High Efficiency Packaged or Split DX Unit, 15 Tons, 11.5 SEER | Code-Compliant Packaged or Split DX Unit, 15 Tons, 11 SEER | Commercial | Turnover | Miscellaneous | FPL Blend | Per Unit | 15201.82 | 14540.87 | 660.95 | 0.043478 | 15 | 0.22014 | 0 | 1929.9889 | Space Cooling | Heat Pump Cooling |  | 1
Equipment | HE DX 11.25-20.0 Tons Elec Heat | High Efficiency Packaged or Split DX Unit, 15 Tons, 11.5 SEER | Code-Compliant Packaged or Split DX Unit, 15 Tons, 11 SEER | Commercial | New | Miscellaneous | FPL Blend | Per Unit | 15201.82 | 14540.87 | 660.95 | 0.043478 | 15 | 0.22014 | 0 | 1929.9889 | Space Cooling | Heat Pump Cooling |  | 1
Equipment | HE DX 11.25-20.0 Tons Elec Heat | High Efficiency Packaged or Split DX Unit, 15 Tons, 11.5 SEER | Code-Compliant Packaged or Split DX Unit, 15 Tons, 11 SEER | Commercial | Turnover | Offices | FPL Blend | Per Unit | 30632.73 | 29300.87 | 1331.86 | 0.043478 | 15 | 0.44359 | 0 | 1946.0344 | Space Cooling | Heat Pump Cooling |  | 1
Equipment | HE DX 11.25-20.0 Tons Elec Heat | High Efficiency Packaged or Split DX Unit, 15 Tons, 11.5 SEER | Code-Compliant Packaged or Split DX Unit, 15 Tons, 11 SEER | Commercial | New | Offices | FPL Blend | Per Unit | 30632.73 | 29300.87 | 1331.86 | 0.043478 | 15 | 0.44359 | 0 | 1946.0344 | Space Cooling | Heat Pump Cooling |  | 1
Equipment | HE DX 11.25-20.0 Tons Elec Heat | High Efficiency Packaged or Split DX Unit, 15 Tons, 11.5 SEER | Code-Compliant Packaged or Split DX Unit, 15 Tons, 11 SEER | Commercial | Turnover | Restaurants | FPL Blend | Per Unit | 44116.36 | 42198.26 | 1918.1 | 0.043478 | 15 | 0.54393 | 0 | 1885.4477 | Space Cooling | Heat Pump Cooling |  | 1
Equipment | HE DX 11.25-20.0 Tons Elec Heat | High Efficiency Packaged or Split DX Unit, 15 Tons, 11.5 SEER | Code-Compliant Packaged or Split DX Unit, 15 Tons, 11 SEER | Commercial | New | Restaurants | FPL Blend | Per Unit | 44116.36 | 42198.26 | 1918.1 | 0.043478 | 15 | 0.54393 | 0 | 1885.4477 | Space Cooling | Heat Pump Cooling |  | 1
Equipment | HE DX 11.25-20.0 Tons Elec Heat | High Efficiency Packaged or Split DX Unit, 15 Tons, 11.5 SEER | Code-Compliant Packaged or Split DX Unit, 15 Tons, 11 SEER | Commercial | Turnover | Retail | FPL Blend | Per Unit | 34576.36 | 33073.04 | 1503.32 | 0.043478 | 15 | 0.5007 | 0 | 1900.5738 | Space Cooling | Heat Pump Cooling |  | 1
Equipment | HE DX 11.25-20.0 Tons Elec Heat | High Efficiency Packaged or Split DX Unit, 15 Tons, 11.5 SEER | Code-Compliant Packaged or Split DX Unit, 15 Tons, 11 SEER | Commercial | New | Retail | FPL Blend | Per Unit | 34576.36 | 33073.04 | 1503.32 | 0.043478 | 15 | 0.5007 | 0 | 1900.5738 | Space Cooling | Heat Pump Cooling |  | 1
Equipment | HE DX 11.25-20.0 Tons Elec Heat | High Efficiency Packaged or Split DX Unit, 15 Tons, 11.5 SEER | Code-Compliant Packaged or Split DX Unit, 15 Tons, 11 SEER | Commercial | Turnover | Schools K-12 | FPL Blend | Per Unit | 30060 | 28753.04 | 1306.96 | 0.043478 | 15 | 0.4353 | 0 | 1896.845 | Space Cooling | Heat Pump Cooling |  | 1
Equipment | HE DX 11.25-20.0 Tons Elec Heat | High Efficiency Packaged or Split DX Unit, 15 Tons, 11.5 SEER | Code-Compliant Packaged or Split DX Unit, 15 Tons, 11 SEER | Commercial | New | Schools K-12 | FPL Blend | Per Unit | 30060 | 28753.04 | 1306.96 | 0.043478 | 15 | 0.4353 | 0 | 1896.845 | Space Cooling | Heat Pump Cooling |  | 1
Equipment | HE DX 11.25-20.0 Tons Elec Heat | High Efficiency Packaged or Split DX Unit, 15 Tons, 11.5 SEER | Code-Compliant Packaged or Split DX Unit, 15 Tons, 11 SEER | Commercial | Turnover | Warehouse | FPL Blend | Per Unit | 6594.55 | 6307.83 | 286.72 | 0.043478 | 15 | 0.095496 | 0 | 1886.1263 | Space Cooling | Heat Pump Cooling |  | 1
Equipment | HE DX 11.25-20.0 Tons Elec Heat | High Efficiency Packaged or Split DX Unit, 15 Tons, 11.5 SEER | Code-Compliant Packaged or Split DX Unit, 15 Tons, 11 SEER | Commercial | New | Warehouse | FPL Blend | Per Unit | 6594.55 | 6307.83 | 286.72 | 0.043478 | 15 | 0.095496 | 0 | 1886.1263 | Space Cooling | Heat Pump Cooling |  | 1
Equipment | LED Linear - Lamp Replacement | Linear LED (16W) | Lumen-Equivalent 32-Watt T8 Lamp | Commercial | Turnover | Assembly | FPL Blend | Per Fixture | 72.28 | 44.08 | 28.2 | 0.39015 | 12 | 0.0047094 | 0.0022842 | 5.59 | Interior Lighting | Overhead (fluorescent/LED/CFL U-shape) |  | 1
Equipment | LED Linear - Lamp Replacement | Linear LED (16W) | Lumen-Equivalent 32-Watt T8 Lamp | Commercial | New | Assembly | FPL Blend | Per Fixture | 72.28 | 44.08 | 28.2 | 0.39015 | 12 | 0.0047094 | 0.0022842 | 5.59 | Interior Lighting | Overhead (fluorescent/LED/CFL U-shape) |  | 1
Equipment | LED Linear - Lamp Replacement | Linear LED (16W) | Lumen-Equivalent 32-Watt T8 Lamp | Commercial | Turnover | College and University | FPL Blend | Per Fixture | 98.01 | 59.77 | 38.24 | 0.39016 | 12 | 0.0044358 | 0.0034416 | 5.59 | Interior Lighting | Overhead (fluorescent/LED/CFL U-shape) |  | 1
Equipment | LED Linear - Lamp Replacement | Linear LED (16W) | Lumen-Equivalent 32-Watt T8 Lamp | Commercial | New | College and University | FPL Blend | Per Fixture | 98.01 | 59.77 | 38.24 | 0.39016 | 12 | 0.0044358 | 0.0034416 | 5.59 | Interior Lighting | Overhead (fluorescent/LED/CFL U-shape) |  | 1
Equipment | LED Linear - Lamp Replacement | Linear LED (16W) | Lumen-Equivalent 32-Watt T8 Lamp | Commercial | Turnover | Data Center | FPL Blend | Per Fixture | 102.39 | 62.45 | 39.94 | 0.39008 | 12 | 0.0045532 | 0.0050724 | 5.59 | Interior Lighting | Overhead (fluorescent/LED/CFL U-shape) |  | 1
Equipment | LED Linear - Lamp Replacement | Linear LED (16W) | Lumen-Equivalent 32-Watt T8 Lamp | Commercial | New | Data Center | FPL Blend | Per Fixture | 102.39 | 62.45 | 39.94 | 0.39008 | 12 | 0.0045532 | 0.0050724 | 5.59 | Interior Lighting | Overhead (fluorescent/LED/CFL U-shape) |  | 1
Equipment | LED Linear - Lamp Replacement | Linear LED (16W) | Lumen-Equivalent 32-Watt T8 Lamp | Commercial | Turnover | Grocery | FPL Blend | Per Fixture | 189.06 | 115.3 | 73.76 | 0.39014 | 12 | 0.012539 | 0.0056058 | 5.59 | Interior Lighting | Overhead (fluorescent/LED/CFL U-shape) |  | 1
Equipment | LED Linear - Lamp Replacement | Linear LED (16W) | Lumen-Equivalent 32-Watt T8 Lamp | Commercial | New | Grocery | FPL Blend | Per Fixture | 189.06 | 115.3 | 73.76 | 0.39014 | 12 | 0.012539 | 0.0056058 | 5.59 | Interior Lighting | Overhead (fluorescent/LED/CFL U-shape) |  | 1
Equipment | LED Linear - Lamp Replacement | Linear LED (16W) | Lumen-Equivalent 32-Watt T8 Lamp | Commercial | Turnover | Healthcare | FPL Blend | Per Fixture | 92.78 | 56.58 | 36.2 | 0.39017 | 12 | 0.0053938 | 0.0044526 | 5.59 | Interior Lighting | Overhead (fluorescent/LED/CFL U-shape) |  | 1
Equipment | LED Linear - Lamp Replacement | Linear LED (16W) | Lumen-Equivalent 32-Watt T8 Lamp | Commercial | New | Healthcare | FPL Blend | Per Fixture | 92.78 | 56.58 | 36.2 | 0.39017 | 12 | 0.0053938 | 0.0044526 | 5.59 | Interior Lighting | Overhead (fluorescent/LED/CFL U-shape) |  | 1
Equipment | LED Linear - Lamp Replacement | Linear LED (16W) | Lumen-Equivalent 32-Watt T8 Lamp | Commercial | Turnover | Hospitals | FPL Blend | Per Fixture | 157 | 95.75 | 61.25 | 0.39013 | 12 | 0.007105 | 0.0055125 | 5.59 | Interior Lighting | Overhead (fluorescent/LED/CFL U-shape) |  | 1
Equipment | LED Linear - Lamp Replacement | Linear LED (16W) | Lumen-Equivalent 32-Watt T8 Lamp | Commercial | New | Hospitals | FPL Blend | Per Fixture | 157 | 95.75 | 61.25 | 0.39013 | 12 | 0.007105 | 0.0055125 | 5.59 | Interior Lighting | Overhead (fluorescent/LED/CFL U-shape) |  | 1
Equipment | LED Linear - Lamp Replacement | Linear LED (16W) | Lumen-Equivalent 32-Watt T8 Lamp | Commercial | Turnover | Institutional | FPL Blend | Per Fixture | 95.13 | 58.02 | 37.11 | 0.3901 | 12 | 0.0038965 | 0.0053067 | 5.59 | Interior Lighting | Overhead (fluorescent/LED/CFL U-shape) |  | 1
Equipment | LED Linear - Lamp Replacement | Linear LED (16W) | Lumen-Equivalent 32-Watt T8 Lamp | Commercial | New | Institutional | FPL Blend | Per Fixture | 95.13 | 58.02 | 37.11 | 0.3901 | 12 | 0.0038965 | 0.0053067 | 5.59 | Interior Lighting | Overhead (fluorescent/LED/CFL U-shape) |  | 1
Equipment | LED Linear - Lamp Replacement | Linear LED (16W) | Lumen-Equivalent 32-Watt T8 Lamp | Commercial | Turnover | Lodging/Hospitality | FPL Blend | Per Fixture | 132.67 | 80.91 | 51.76 | 0.39014 | 12 | 0.0042443 | 0.0060042 | 5.59 | Interior Lighting | Overhead (fluorescent/LED/CFL U-shape) |  | 1
Equipment | LED Linear - Lamp Replacement | Linear LED (16W) | Lumen-Equivalent 32-Watt T8 Lamp | Commercial | New | Lodging/Hospitality | FPL Blend | Per Fixture | 132.67 | 80.91 | 51.76 | 0.39014 | 12 | 0.0042443 | 0.0060042 | 5.59 | Interior Lighting | Overhead (fluorescent/LED/CFL U-shape) |  | 1
Equipment | LED Linear - Lamp Replacement | Linear LED (16W) | Lumen-Equivalent 32-Watt T8 Lamp | Commercial | Turnover | Miscellaneous | FPL Blend | Per Fixture | 112.53 | 68.63 | 43.9 | 0.39012 | 12 | 0.0050046 | 0.0055753 | 5.59 | Interior Lighting | Overhead (fluorescent/LED/CFL U-shape) |  | 1
Equipment | LED Linear - Lamp Replacement | Linear LED (16W) | Lumen-Equivalent 32-Watt T8 Lamp | Commercial | New | Miscellaneous | FPL Blend | Per Fixture | 112.53 | 68.63 | 43.9 | 0.39012 | 12 | 0.0050046 | 0.0055753 | 5.59 | Interior Lighting | Overhead (fluorescent/LED/CFL U-shape) |  | 1
Equipment | LED Linear - Lamp Replacement | Linear LED (16W) | Lumen-Equivalent 32-Watt T8 Lamp | Commercial | Turnover | Offices | FPL Blend | Per Fixture | 102.48 | 62.5 | 39.98 | 0.39012 | 12 | 0.0045577 | 0.0050775 | 5.59 | Interior Lighting | Overhead (fluorescent/LED/CFL U-shape) |  | 1
Equipment | LED Linear - Lamp Replacement | Linear LED (16W) | Lumen-Equivalent 32-Watt T8 Lamp | Commercial | New | Offices | FPL Blend | Per Fixture | 102.48 | 62.5 | 39.98 | 0.39012 | 12 | 0.0045577 | 0.0050775 | 5.59 | Interior Lighting | Overhead (fluorescent/LED/CFL U-shape) |  | 1
Equipment | LED Linear - Lamp Replacement | Linear LED (16W) | Lumen-Equivalent 32-Watt T8 Lamp | Commercial | Turnover | Restaurants | FPL Blend | Per Fixture | 144.62 | 88.2 | 56.42 | 0.39013 | 12 | 0.008463 | 0.0049085 | 5.59 | Interior Lighting | Overhead (fluorescent/LED/CFL U-shape) |  | 1
Equipment | LED Linear - Lamp Replacement | Linear LED (16W) | Lumen-Equivalent 32-Watt T8 Lamp | Commercial | New | Restaurants | FPL Blend | Per Fixture | 144.62 | 88.2 | 56.42 | 0.39013 | 12 | 0.008463 | 0.0049085 | 5.59 | Interior Lighting | Overhead (fluorescent/LED/CFL U-shape) |  | 1
Equipment | LED Linear - Lamp Replacement | Linear LED (16W) | Lumen-Equivalent 32-Watt T8 Lamp | Commercial | Turnover | Retail | FPL Blend | Per Fixture | 100.5 | 61.29 | 39.21 | 0.39015 | 12 | 0.0065873 | 0.0030584 | 5.59 | Interior Lighting | Overhead (fluorescent/LED/CFL U-shape) |  | 1
Equipment | LED Linear - Lamp Replacement | Linear LED (16W) | Lumen-Equivalent 32-Watt T8 Lamp | Commercial | New | Retail | FPL Blend | Per Fixture | 100.5 | 61.29 | 39.21 | 0.39015 | 12 | 0.0065873 | 0.0030584 | 5.59 | Interior Lighting | Overhead (fluorescent/LED/CFL U-shape) |  | 1
Equipment | LED Linear - Lamp Replacement | Linear LED (16W) | Lumen-Equivalent 32-Watt T8 Lamp | Commercial | Turnover | Schools K-12 | FPL Blend | Per Fixture | 76.09 | 46.4 | 29.69 | 0.3902 | 12 | 0.0031471 | 0.0035331 | 5.59 | Interior Lighting | Overhead (fluorescent/LED/CFL U-shape) |  | 1
Equipment | LED Linear - Lamp Replacement | Linear LED (16W) | Lumen-Equivalent 32-Watt T8 Lamp | Commercial | New | Schools K-12 | FPL Blend | Per Fixture | 76.09 | 46.4 | 29.69 | 0.3902 | 12 | 0.0031471 | 0.0035331 | 5.59 | Interior Lighting | Overhead (fluorescent/LED/CFL U-shape) |  | 1
Equipment | LED Linear - Lamp Replacement | Linear LED (16W) | Lumen-Equivalent 32-Watt T8 Lamp | Commercial | Turnover | Warehouse | FPL Blend | Per Fixture | 99.98 | 60.97 | 39.01 | 0.39018 | 12 | 0.0065537 | 0.0046812 | 5.59 | Interior Lighting | Overhead (fluorescent/LED/CFL U-shape) |  | 1
Equipment | LED Linear - Lamp Replacement | Linear LED (16W) | Lumen-Equivalent 32-Watt T8 Lamp | Commercial | New | Warehouse | FPL Blend | Per Fixture | 99.98 | 60.97 | 39.01 | 0.39018 | 12 | 0.0065537 | 0.0046812 | 5.59 | Interior Lighting | Overhead (fluorescent/LED/CFL U-shape) |  | 1
NonEquipment | Facility Commissioning_SH | Perform facility commissioning to optimize building operations in new facilities |  | Commercial | Existing | Assembly | FPL Blend | Per End Use Consumption | 15896.7 | 13353.23 | 2543.47 | 0.16 | 10 | 0 | 5.7944 | 2849.8725 | Space Heating |  | Forced air furnace | 1
NonEquipment | Facility Commissioning_SH | Perform facility commissioning to optimize building operations in new facilities | Standard new construction facility with no commissioning | Commercial | New | Assembly | FPL Blend | Per End Use Consumption | 15896.7 | 13353.23 | 2543.47 | 0.16 | 10 | 0 | 5.7944 | 2849.8725 | Space Heating |  | Forced air furnace | 1
NonEquipment | Facility Commissioning_SH | Perform facility commissioning to optimize building operations in new facilities |  | Commercial | Existing | College and University | FPL Blend | Per End Use Consumption | 7804.16 | 6555.49 | 1248.67 | 0.16 | 10 | 0 | 0.24023 | 3629.3662 | Space Heating |  | Forced air furnace | 1
NonEquipment | Facility Commissioning_SH | Perform facility commissioning to optimize building operations in new facilities | Standard new construction facility with no commissioning | Commercial | New | College and University | FPL Blend | Per End Use Consumption | 7804.16 | 6555.49 | 1248.67 | 0.16 | 10 | 0 | 0.24023 | 3629.3662 | Space Heating |  | Forced air furnace | 1
NonEquipment | Facility Commissioning_SH | Perform facility commissioning to optimize building operations in new facilities |  | Commercial | Existing | Data Center | FPL Blend | Per End Use Consumption | 59557.59 | 50028.38 | 9529.21 | 0.16 | 10 | 0 | 1.8333 | 20941.9901 | Space Heating |  | Forced air furnace | 1
NonEquipment | Facility Commissioning_SH | Perform facility commissioning to optimize building operations in new facilities | Standard new construction facility with no commissioning | Commercial | New | Data Center | FPL Blend | Per End Use Consumption | 59557.59 | 50028.38 | 9529.21 | 0.16 | 10 | 0 | 1.8333 | 20941.9901 | Space Heating |  | Forced air furnace | 1
NonEquipment | Facility Commissioning_SH | Perform facility commissioning to optimize building operations in new facilities |  | Commercial | Existing | Grocery | FPL Blend | Per End Use Consumption | 6897.17 | 5793.62 | 1103.55 | 0.16 | 10 | 0 | 0.84812 | 1149.5314 | Space Heating |  | Forced air furnace | 1
NonEquipment | Facility Commissioning_SH | Perform facility commissioning to optimize building operations in new facilities | Standard new construction facility with no commissioning | Commercial | New | Grocery | FPL Blend | Per End Use Consumption | 6897.17 | 5793.62 | 1103.55 | 0.16 | 10 | 0 | 0.84812 | 1149.5314 | Space Heating |  | Forced air furnace | 1
NonEquipment | Facility Commissioning_SH | Perform facility commissioning to optimize building operations in new facilities |  | Commercial | Existing | Healthcare | FPL Blend | Per End Use Consumption | 10674.72 | 8966.76 | 1707.96 | 0.16 | 10 | 0 | 0.32859 | 2557.8005 | Space Heating |  | Forced air furnace | 1
NonEquipment | Facility Commissioning_SH | Perform facility commissioning to optimize building operations in new facilities | Standard new construction facility with no commissioning | Commercial | New | Healthcare | FPL Blend | Per End Use Consumption | 10674.72 | 8966.76 | 1707.96 | 0.16 | 10 | 0 | 0.32859 | 2557.8005 | Space Heating |  | Forced air furnace | 1
NonEquipment | Facility Commissioning_SH | Perform facility commissioning to optimize building operations in new facilities |  | Commercial | Existing | Hospitals | FPL Blend | Per End Use Consumption | 218709.88 | 183716.3 | 34993.58 | 0.16 | 10 | 0 | 6.7324 | 20530.0099 | Space Heating |  | Forced air furnace | 1
NonEquipment | Facility Commissioning_SH | Perform facility commissioning to optimize building operations in new facilities | Standard new construction facility with no commissioning | Commercial | New | Hospitals | FPL Blend | Per End Use Consumption | 218709.88 | 183716.3 | 34993.58 | 0.16 | 10 | 0 | 6.7324 | 20530.0099 | Space Heating |  | Forced air furnace | 1
NonEquipment | Facility Commissioning_SH | Perform facility commissioning to optimize building operations in new facilities |  | Commercial | Existing | Institutional | FPL Blend | Per End Use Consumption | 7344.32 | 6169.23 | 1175.09 | 0.16 | 10 | 0 | 0.22608 | 4020.7779 | Space Heating |  | Forced air furnace | 1
NonEquipment | Facility Commissioning_SH | Perform facility commissioning to optimize building operations in new facilities | Standard new construction facility with no commissioning | Commercial | New | Institutional | FPL Blend | Per End Use Consumption | 7344.32 | 6169.23 | 1175.09 | 0.16 | 10 | 0 | 0.22608 | 4020.7779 | Space Heating |  | Forced air furnace | 1
NonEquipment | Facility Commissioning_SH | Perform facility commissioning to optimize building operations in new facilities |  | Commercial | Existing | Lodging/Hospitality | FPL Blend | Per End Use Consumption | 23018.96 | 19335.93 | 3683.03 | 0.16 | 10 | 0 | 2.426 | 4977.8461 | Space Heating |  | Forced air furnace | 1
NonEquipment | Facility Commissioning_SH | Perform facility commissioning to optimize building operations in new facilities | Standard new construction facility with no commissioning | Commercial | New | Lodging/Hospitality | FPL Blend | Per End Use Consumption | 23018.96 | 19335.93 | 3683.03 | 0.16 | 10 | 0 | 2.426 | 4977.8461 | Space Heating |  | Forced air furnace | 1
NonEquipment | Facility Commissioning_SH | Perform facility commissioning to optimize building operations in new facilities |  | Commercial | Existing | Miscellaneous | FPL Blend | Per End Use Consumption | 25015.7 | 21013.19 | 4002.51 | 0.16 | 10 | 0 | 9.1183 | 16088.1581 | Space Heating |  | Forced air furnace | 1
NonEquipment | Facility Commissioning_SH | Perform facility commissioning to optimize building operations in new facilities | Standard new construction facility with no commissioning | Commercial | New | Miscellaneous | FPL Blend | Per End Use Consumption | 25015.7 | 21013.19 | 4002.51 | 0.16 | 10 | 0 | 9.1183 | 16088.1581 | Space Heating |  | Forced air furnace | 1
NonEquipment | Facility Commissioning_SH | Perform facility commissioning to optimize building operations in new facilities |  | Commercial | Existing | Offices | FPL Blend | Per End Use Consumption | 28712.88 | 24118.82 | 4594.06 | 0.16 | 10 | 0 | 10.466 | 6596.7179 | Space Heating |  | Forced air furnace | 1
NonEquipment | Facility Commissioning_SH | Perform facility commissioning to optimize building operations in new facilities | Standard new construction facility with no commissioning | Commercial | New | Offices | FPL Blend | Per End Use Consumption | 28712.88 | 24118.82 | 4594.06 | 0.16 | 10 | 0 | 10.466 | 6596.7179 | Space Heating |  | Forced air furnace | 1
NonEquipment | Facility Commissioning_SH | Perform facility commissioning to optimize building operations in new facilities |  | Commercial | Existing | Restaurants | FPL Blend | Per End Use Consumption | 17714.5 | 14880.18 | 2834.32 | 0.16 | 10 | 0 | 2.1783 | 1625.787 | Space Heating |  | Forced air furnace | 1
NonEquipment | Facility Commissioning_SH | Perform facility commissioning to optimize building operations in new facilities | Standard new construction facility with no commissioning | Commercial | New | Restaurants | FPL Blend | Per End Use Consumption | 17714.5 | 14880.18 | 2834.32 | 0.16 | 10 | 0 | 2.1783 | 1625.787 | Space Heating |  | Forced air furnace | 1
NonEquipment | Facility Commissioning_SH | Perform facility commissioning to optimize building operations in new facilities |  | Commercial | Existing | Retail | FPL Blend | Per End Use Consumption | 25434.06 | 21364.61 | 4069.45 | 0.16 | 10 | 0 | 9.2708 | 6907.5249 | Space Heating |  | Forced air furnace | 1
NonEquipment | Facility Commissioning_SH | Perform facility commissioning to optimize building operations in new facilities | Standard new construction facility with no commissioning | Commercial | New | Retail | FPL Blend | Per End Use Consumption | 25434.06 | 21364.61 | 4069.45 | 0.16 | 10 | 0 | 9.2708 | 6907.5249 | Space Heating |  | Forced air furnace | 1
NonEquipment | Facility Commissioning_SH | Perform facility commissioning to optimize building operations in new facilities |  | Commercial | Existing | Schools K-12 | FPL Blend | Per End Use Consumption | 50002.14 | 42001.8 | 8000.34 | 0.16 | 10 | 0 | 18.226 | 11248.8541 | Space Heating |  | Forced air furnace | 1
NonEquipment | Facility Commissioning_SH | Perform facility commissioning to optimize building operations in new facilities | Standard new construction facility with no commissioning | Commercial | New | Schools K-12 | FPL Blend | Per End Use Consumption | 50002.14 | 42001.8 | 8000.34 | 0.16 | 10 | 0 | 18.226 | 11248.8541 | Space Heating |  | Forced air furnace | 1
NonEquipment | Facility Commissioning_SH | Perform facility commissioning to optimize building operations in new facilities |  | Commercial | Existing | Warehouse | FPL Blend | Per End Use Consumption | 8514.86 | 7152.48 | 1362.38 | 0.16 | 10 | 0 | 3.1037 | 8927.714 | Space Heating |  | Forced air furnace | 1
NonEquipment | Facility Commissioning_SH | Perform facility commissioning to optimize building operations in new facilities | Standard new construction facility with no commissioning | Commercial | New | Warehouse | FPL Blend | Per End Use Consumption | 8514.86 | 7152.48 | 1362.38 | 0.16 | 10 | 0 | 3.1037 | 8927.714 | Space Heating |  | Forced air furnace | 1
NonEquipment | Facility Commissioning_VT | Perform facility commissioning to optimize building operations in new facilities |  | Commercial | Existing | Assembly | FPL Blend | Per End Use Consumption | 9662.7 | 8116.67 | 1546.03 | 0.16 | 10 | 0.43605 | 0.31051 | 1732.2745 | Ventilation and Circulation |  | Ventilation System | 1
NonEquipment | Facility Commissioning_VT | Perform facility commissioning to optimize building operations in new facilities | Standard new construction facility with no commissioning | Commercial | New | Assembly | FPL Blend | Per End Use Consumption | 9662.7 | 8116.67 | 1546.03 | 0.16 | 10 | 0.43605 | 0.31051 | 1732.2745 | Ventilation and Circulation |  | Ventilation System | 1
NonEquipment | Facility Commissioning_VT | Perform facility commissioning to optimize building operations in new facilities |  | Commercial | Existing | College and University | FPL Blend | Per End Use Consumption | 32679.92 | 27451.13 | 5228.79 | 0.16 | 10 | 0.76313 | 0.60257 | 15197.9254 | Ventilation and Circulation |  | Ventilation System | 1
NonEquipment | Facility Commissioning_VT | Perform facility commissioning to optimize building operations in new facilities | Standard new construction facility with no commissioning | Commercial | New | College and University | FPL Blend | Per End Use Consumption | 32679.92 | 27451.13 | 5228.79 | 0.16 | 10 | 0.76313 | 0.60257 | 15197.9254 | Ventilation and Circulation |  | Ventilation System | 1
NonEquipment | Facility Commissioning_VT | Perform facility commissioning to optimize building operations in new facilities |  | Commercial | Existing | Data Center | FPL Blend | Per End Use Consumption | 207929.13 | 174660.47 | 33268.66 | 0.16 | 10 | 4.8555 | 3.8339 | 73113.2956 | Ventilation and Circulation |  | Ventilation System | 1
NonEquipment | Facility Commissioning_VT | Perform facility commissioning to optimize building operations in new facilities | Standard new construction facility with no commissioning | Commercial | New | Data Center | FPL Blend | Per End Use Consumption | 207929.13 | 174660.47 | 33268.66 | 0.16 | 10 | 4.8555 | 3.8339 | 73113.2956 | Ventilation and Circulation |  | Ventilation System | 1
NonEquipment | Facility Commissioning_VT | Perform facility commissioning to optimize building operations in new facilities |  | Commercial | Existing | Grocery | FPL Blend | Per End Use Consumption | 10598.74 | 8902.94 | 1695.8 | 0.16 | 10 | 0.37628 | 0.28026 | 1766.4585 | Ventilation and Circulation |  | Ventilation System | 1
NonEquipment | Facility Commissioning_VT | Perform facility commissioning to optimize building operations in new facilities | Standard new construction facility with no commissioning | Commercial | New | Grocery | FPL Blend | Per End Use Consumption | 10598.74 | 8902.94 | 1695.8 | 0.16 | 10 | 0.37628 | 0.28026 | 1766.4585 | Ventilation and Circulation |  | Ventilation System | 1
NonEquipment | Facility Commissioning_VT | Perform facility commissioning to optimize building operations in new facilities |  | Commercial | Existing | Healthcare | FPL Blend | Per End Use Consumption | 37075.59 | 31143.5 | 5932.09 | 0.16 | 10 | 0.86578 | 0.68361 | 8883.7576 | Ventilation and Circulation |  | Ventilation System | 1
NonEquipment | Facility Commissioning_VT | Perform facility commissioning to optimize building operations in new facilities | Standard new construction facility with no commissioning | Commercial | New | Healthcare | FPL Blend | Per End Use Consumption | 37075.59 | 31143.5 | 5932.09 | 0.16 | 10 | 0.86578 | 0.68361 | 8883.7576 | Ventilation and Circulation |  | Ventilation System | 1
NonEquipment | Facility Commissioning_VT | Perform facility commissioning to optimize building operations in new facilities |  | Commercial | Existing | Hospitals | FPL Blend | Per End Use Consumption | 1402759.92 | 1178318.33 | 224441.59 | 0.16 | 10 | 32.7569 | 25.8647 | 131675.2406 | Ventilation and Circulation |  | Ventilation System | 1
NonEquipment | Facility Commissioning_VT | Perform facility commissioning to optimize building operations in new facilities | Standard new construction facility with no commissioning | Commercial | New | Hospitals | FPL Blend | Per End Use Consumption | 1402759.92 | 1178318.33 | 224441.59 | 0.16 | 10 | 32.7569 | 25.8647 | 131675.2406 | Ventilation and Circulation |  | Ventilation System | 1
NonEquipment | Facility Commissioning_VT | Perform facility commissioning to optimize building operations in new facilities |  | Commercial | Existing | Institutional | FPL Blend | Per End Use Consumption | 7344.32 | 6169.23 | 1175.09 | 0.16 | 10 | 0.1715 | 0.13542 | 4020.7779 | Ventilation and Circulation |  | Ventilation System | 1
NonEquipment | Facility Commissioning_VT | Perform facility commissioning to optimize building operations in new facilities | Standard new construction facility with no commissioning | Commercial | New | Institutional | FPL Blend | Per End Use Consumption | 7344.32 | 6169.23 | 1175.09 | 0.16 | 10 | 0.1715 | 0.13542 | 4020.7779 | Ventilation and Circulation |  | Ventilation System | 1
NonEquipment | Facility Commissioning_VT | Perform facility commissioning to optimize building operations in new facilities |  | Commercial | Existing | Lodging/Hospitality | FPL Blend | Per End Use Consumption | 123781.2 | 103976.21 | 19804.99 | 0.16 | 10 | 3.5861 | 1.4722 | 26767.6866 | Ventilation and Circulation |  | Ventilation System | 1
NonEquipment | Facility Commissioning_VT | Perform facility commissioning to optimize building operations in new facilities | Standard new construction facility with no commissioning | Commercial | New | Lodging/Hospitality | FPL Blend | Per End Use Consumption | 123781.2 | 103976.21 | 19804.99 | 0.16 | 10 | 3.5861 | 1.4722 | 26767.6866 | Ventilation and Circulation |  | Ventilation System | 1
NonEquipment | Facility Commissioning_VT | Perform facility commissioning to optimize building operations in new facilities |  | Commercial | Existing | Miscellaneous | FPL Blend | Per End Use Consumption | 21297.15 | 17889.61 | 3407.54 | 0.16 | 10 | 0.96107 | 0.68438 | 13696.6659 | Ventilation and Circulation |  | Ventilation System | 1
NonEquipment | Facility Commissioning_VT | Perform facility commissioning to optimize building operations in new facilities | Standard new construction facility with no commissioning | Commercial | New | Miscellaneous | FPL Blend | Per End Use Consumption | 21297.15 | 17889.61 | 3407.54 | 0.16 | 10 | 0.96107 | 0.68438 | 13696.6659 | Ventilation and Circulation |  | Ventilation System | 1
NonEquipment | Facility Commissioning_VT | Perform facility commissioning to optimize building operations in new facilities |  | Commercial | Existing | Offices | FPL Blend | Per End Use Consumption | 48209.28 | 40495.8 | 7713.48 | 0.16 | 10 | 2.1755 | 1.5492 | 11075.9658 | Ventilation and Circulation |  | Ventilation System | 1
NonEquipment | Facility Commissioning_VT | Perform facility commissioning to optimize building operations in new facilities | Standard new construction facility with no commissioning | Commercial | New | Offices | FPL Blend | Per End Use Consumption | 48209.28 | 40495.8 | 7713.48 | 0.16 | 10 | 2.1755 | 1.5492 | 11075.9658 | Ventilation and Circulation |  | Ventilation System | 1
NonEquipment | Facility Commissioning_VT | Perform facility commissioning to optimize building operations in new facilities |  | Commercial | Existing | Restaurants | FPL Blend | Per End Use Consumption | 27844.2 | 23389.13 | 4455.07 | 0.16 | 10 | 0.98854 | 0.73628 | 2555.4612 | Ventilation and Circulation |  | Ventilation System | 1
NonEquipment | Facility Commissioning_VT | Perform facility commissioning to optimize building operations in new facilities | Standard new construction facility with no commissioning | Commercial | New | Restaurants | FPL Blend | Per End Use Consumption | 27844.2 | 23389.13 | 4455.07 | 0.16 | 10 | 0.98854 | 0.73628 | 2555.4612 | Ventilation and Circulation |  | Ventilation System | 1
NonEquipment | Facility Commissioning_VT | Perform facility commissioning to optimize building operations in new facilities |  | Commercial | Existing | Retail | FPL Blend | Per End Use Consumption | 51568.14 | 43317.24 | 8250.9 | 0.16 | 10 | 2.3271 | 1.6571 | 14005.1596 | Ventilation and Circulation |  | Ventilation System | 1
NonEquipment | Facility Commissioning_VT | Perform facility commissioning to optimize building operations in new facilities | Standard new construction facility with no commissioning | Commercial | New | Retail | FPL Blend | Per End Use Consumption | 51568.14 | 43317.24 | 8250.9 | 0.16 | 10 | 2.3271 | 1.6571 | 14005.1596 | Ventilation and Circulation |  | Ventilation System | 1
NonEquipment | Facility Commissioning_VT | Perform facility commissioning to optimize building operations in new facilities |  | Commercial | Existing | Schools K-12 | FPL Blend | Per End Use Consumption | 44041.62 | 36994.96 | 7046.66 | 0.16 | 10 | 1.9875 | 1.4153 | 9907.9352 | Ventilation and Circulation |  | Ventilation System | 1
NonEquipment | Facility Commissioning_VT | Perform facility commissioning to optimize building operations in new facilities | Standard new construction facility with no commissioning | Commercial | New | Schools K-12 | FPL Blend | Per End Use Consumption | 44041.62 | 36994.96 | 7046.66 | 0.16 | 10 | 1.9875 | 1.4153 | 9907.9352 | Ventilation and Circulation |  | Ventilation System | 1
NonEquipment | Facility Commissioning_VT | Perform facility commissioning to optimize building operations in new facilities |  | Commercial | Existing | Warehouse | FPL Blend | Per End Use Consumption | 4752.48 | 3992.08 | 760.4 | 0.16 | 10 | 0.21447 | 0.15272 | 4982.9223 | Ventilation and Circulation |  | Ventilation System | 1
NonEquipment | Facility Commissioning_VT | Perform facility commissioning to optimize building operations in new facilities | Standard new construction facility with no commissioning | Commercial | New | Warehouse | FPL Blend | Per End Use Consumption | 4752.48 | 3992.08 | 760.4 | 0.16 | 10 | 0.21447 | 0.15272 | 4982.9223 | Ventilation and Circulation |  | Ventilation System | 1
NonEquipment | Retro-Commissioning (Existing Construction)_SH | Perform facility retro-commissioning, including assessment, process improvements, and optimization of energy-consuming equipment and systems |  | Commercial | Existing | Assembly | FPL Blend | Per End Use Consumption | 15896.7 | 13353.23 | 2543.47 | 0.16 | 5 | 0 | 5.7944 | 741.2963 | Space Heating |  | Forced air furnace | 1
NonEquipment | Retro-Commissioning (Existing Construction)_SH | Perform facility retro-commissioning, including assessment, process improvements, and optimization of energy-consuming equipment and systems |  | Commercial | Existing | College and University | FPL Blend | Per End Use Consumption | 7804.16 | 6555.49 | 1248.67 | 0.16 | 5 | 0 | 0.24023 | 944.0548 | Space Heating |  | Forced air furnace | 1
NonEquipment | Retro-Commissioning (Existing Construction)_SH | Perform facility retro-commissioning, including assessment, process improvements, and optimization of energy-consuming equipment and systems |  | Commercial | Existing | Data Center | FPL Blend | Per End Use Consumption | 59557.59 | 50028.38 | 9529.21 | 0.16 | 5 | 0 | 1.8333 | 5447.3385 | Space Heating |  | Forced air furnace | 1
NonEquipment | Retro-Commissioning (Existing Construction)_SH | Perform facility retro-commissioning, including assessment, process improvements, and optimization of energy-consuming equipment and systems |  | Commercial | Existing | Grocery | FPL Blend | Per End Use Consumption | 6897.17 | 5793.62 | 1103.55 | 0.16 | 5 | 0 | 0.84812 | 299.011 | Space Heating |  | Forced air furnace | 1
NonEquipment | Retro-Commissioning (Existing Construction)_SH | Perform facility retro-commissioning, including assessment, process improvements, and optimization of energy-consuming equipment and systems |  | Commercial | Existing | Healthcare | FPL Blend | Per End Use Consumption | 10674.72 | 8966.76 | 1707.96 | 0.16 | 5 | 0 | 0.32859 | 665.3238 | Space Heating |  | Forced air furnace | 1
NonEquipment | Retro-Commissioning (Existing Construction)_SH | Perform facility retro-commissioning, including assessment, process improvements, and optimization of energy-consuming equipment and systems |  | Commercial | Existing | Hospitals | FPL Blend | Per End Use Consumption | 218709.88 | 183716.3 | 34993.58 | 0.16 | 5 | 0 | 6.7324 | 5340.176 | Space Heating |  | Forced air furnace | 1
NonEquipment | Retro-Commissioning (Existing Construction)_SH | Perform facility retro-commissioning, including assessment, process improvements, and optimization of energy-consuming equipment and systems |  | Commercial | Existing | Institutional | FPL Blend | Per End Use Consumption | 7344.32 | 6169.23 | 1175.09 | 0.16 | 5 | 0 | 0.22608 | 1045.8671 | Space Heating |  | Forced air furnace | 1
NonEquipment | Retro-Commissioning (Existing Construction)_SH | Perform facility retro-commissioning, including assessment, process improvements, and optimization of energy-consuming equipment and systems |  | Commercial | Existing | Lodging/Hospitality | FPL Blend | Per End Use Consumption | 23018.96 | 19335.93 | 3683.03 | 0.16 | 5 | 0 | 2.426 | 1294.8155 | Space Heating |  | Forced air furnace | 1
NonEquipment | Retro-Commissioning (Existing Construction)_SH | Perform facility retro-commissioning, including assessment, process improvements, and optimization of energy-consuming equipment and systems |  | Commercial | Existing | Miscellaneous | FPL Blend | Per End Use Consumption | 25015.7 | 21013.19 | 4002.51 | 0.16 | 5 | 0 | 9.1183 | 4184.781 | Space Heating |  | Forced air furnace | 1
NonEquipment | Retro-Commissioning (Existing Construction)_SH | Perform facility retro-commissioning, including assessment, process improvements, and optimization of energy-consuming equipment and systems |  | Commercial | Existing | Offices | FPL Blend | Per End Use Consumption | 28712.88 | 24118.82 | 4594.06 | 0.16 | 5 | 0 | 10.466 | 1715.9093 | Space Heating |  | Forced air furnace | 1
NonEquipment | Retro-Commissioning (Existing Construction)_SH | Perform facility retro-commissioning, including assessment, process improvements, and optimization of energy-consuming equipment and systems |  | Commercial | Existing | Restaurants | FPL Blend | Per End Use Consumption | 17714.5 | 14880.18 | 2834.32 | 0.16 | 5 | 0 | 2.1783 | 422.8926 | Space Heating |  | Forced air furnace | 1
NonEquipment | Retro-Commissioning (Existing Construction)_SH | Perform facility retro-commissioning, including assessment, process improvements, and optimization of energy-consuming equipment and systems |  | Commercial | Existing | Retail | FPL Blend | Per End Use Consumption | 25434.06 | 21364.61 | 4069.45 | 0.16 | 5 | 0 | 9.2708 | 1796.755 | Space Heating |  | Forced air furnace | 1
NonEquipment | Retro-Commissioning (Existing Construction)_SH | Perform facility retro-commissioning, including assessment, process improvements, and optimization of energy-consuming equipment and systems |  | Commercial | Existing | Schools K-12 | FPL Blend | Per End Use Consumption | 50002.14 | 42001.8 | 8000.34 | 0.16 | 5 | 0 | 18.226 | 2926.0025 | Space Heating |  | Forced air furnace | 1
NonEquipment | Retro-Commissioning (Existing Construction)_SH | Perform facility retro-commissioning, including assessment, process improvements, and optimization of energy-consuming equipment and systems |  | Commercial | Existing | Warehouse | FPL Blend | Per End Use Consumption | 8514.86 | 7152.48 | 1362.38 | 0.16 | 5 | 0 | 3.1037 | 2322.2377 | Space Heating |  | Forced air furnace | 1
Equipment | Ozone Laundry Commercial | Add a new ozone laundry system onto a commercial clothes washer | One commercial clothes washer without ozone laundry system | Commercial | Turnover | Assembly | FPL Blend | Per Ozone Laundry System | 3637.19 | 2891.19 | 746 | 0.2051 | 10 | 0.12757 | 0.055204 | 233.28 | Miscellaneous | Others |  | 1
Equipment | Ozone Laundry Commercial | Add a new ozone laundry system onto a commercial clothes washer | One commercial clothes washer without ozone laundry system | Commercial | New | Assembly | FPL Blend | Per Ozone Laundry System | 3637.19 | 2891.19 | 746 | 0.2051 | 10 | 0.12757 | 0.055204 | 233.28 | Miscellaneous | Others |  | 1
Equipment | Ozone Laundry Commercial | Add a new ozone laundry system onto a commercial clothes washer | One commercial clothes washer without ozone laundry system | Commercial | Turnover | College and University | FPL Blend | Per Ozone Laundry System | 3637.19 | 2891.19 | 746 | 0.2051 | 10 | 0.075346 | 0.076092 | 233.28 | Miscellaneous | Others |  | 1
Equipment | Ozone Laundry Commercial | Add a new ozone laundry system onto a commercial clothes washer | One commercial clothes washer without ozone laundry system | Commercial | New | College and University | FPL Blend | Per Ozone Laundry System | 3637.19 | 2891.19 | 746 | 0.2051 | 10 | 0.075346 | 0.076092 | 233.28 | Miscellaneous | Others |  | 1
Equipment | Ozone Laundry Commercial | Add a new ozone laundry system onto a commercial clothes washer | One commercial clothes washer without ozone laundry system | Commercial | Turnover | Data Center | FPL Blend | Per Ozone Laundry System | 3637.19 | 2891.19 | 746 | 0.2051 | 10 | 0.082806 | 0.088028 | 233.28 | Miscellaneous | Others |  | 1
Equipment | Ozone Laundry Commercial | Add a new ozone laundry system onto a commercial clothes washer | One commercial clothes washer without ozone laundry system | Commercial | New | Data Center | FPL Blend | Per Ozone Laundry System | 3637.19 | 2891.19 | 746 | 0.2051 | 10 | 0.082806 | 0.088028 | 233.28 | Miscellaneous | Others |  | 1
Equipment | Ozone Laundry Commercial | Add a new ozone laundry system onto a commercial clothes washer | One commercial clothes washer without ozone laundry system | Commercial | Turnover | Grocery | FPL Blend | Per Ozone Laundry System | 3637.19 | 2891.19 | 746 | 0.2051 | 10 | 0.10071 | 0.060426 | 233.28 | Miscellaneous | Others |  | 1
Equipment | Ozone Laundry Commercial | Add a new ozone laundry system onto a commercial clothes washer | One commercial clothes washer without ozone laundry system | Commercial | New | Grocery | FPL Blend | Per Ozone Laundry System | 3637.19 | 2891.19 | 746 | 0.2051 | 10 | 0.10071 | 0.060426 | 233.28 | Miscellaneous | Others |  | 1
Equipment | Ozone Laundry Commercial | Add a new ozone laundry system onto a commercial clothes washer | One commercial clothes washer without ozone laundry system | Commercial | Turnover | Healthcare | FPL Blend | Per Ozone Laundry System | 3637.19 | 2891.19 | 746 | 0.2051 | 10 | 0.10742 | 0.11115 | 233.28 | Miscellaneous | Others |  | 1
Equipment | Ozone Laundry Commercial | Add a new ozone laundry system onto a commercial clothes washer | One commercial clothes washer without ozone laundry system | Commercial | New | Healthcare | FPL Blend | Per Ozone Laundry System | 3637.19 | 2891.19 | 746 | 0.2051 | 10 | 0.10742 | 0.11115 | 233.28 | Miscellaneous | Others |  | 1
Equipment | Ozone Laundry Commercial | Add a new ozone laundry system onto a commercial clothes washer | One commercial clothes washer without ozone laundry system | Commercial | Turnover | Hospitals | FPL Blend | Per Ozone Laundry System | 3637.19 | 2891.19 | 746 | 0.2051 | 10 | 0.075346 | 0.076092 | 233.28 | Miscellaneous | Others |  | 1
Equipment | Ozone Laundry Commercial | Add a new ozone laundry system onto a commercial clothes washer | One commercial clothes washer without ozone laundry system | Commercial | New | Hospitals | FPL Blend | Per Ozone Laundry System | 3637.19 | 2891.19 | 746 | 0.2051 | 10 | 0.075346 | 0.076092 | 233.28 | Miscellaneous | Others |  | 1
Equipment | Ozone Laundry Commercial | Add a new ozone laundry system onto a commercial clothes washer | One commercial clothes washer without ozone laundry system | Commercial | Turnover | Institutional | FPL Blend | Per Ozone Laundry System | 3637.19 | 2891.19 | 746 | 0.2051 | 10 | 0.082806 | 0.08952 | 233.28 | Miscellaneous | Others |  | 1
Equipment | Ozone Laundry Commercial | Add a new ozone laundry system onto a commercial clothes washer | One commercial clothes washer without ozone laundry system | Commercial | New | Institutional | FPL Blend | Per Ozone Laundry System | 3637.19 | 2891.19 | 746 | 0.2051 | 10 | 0.082806 | 0.08952 | 233.28 | Miscellaneous | Others |  | 1
Equipment | Ozone Laundry Commercial | Add a new ozone laundry system onto a commercial clothes washer | One commercial clothes washer without ozone laundry system | Commercial | Turnover | Lodging/Hospitality | FPL Blend | Per Ozone Laundry System | 3637.19 | 2891.19 | 746 | 0.2051 | 10 | 0.079822 | 0.09325 | 233.28 | Miscellaneous | Others |  | 1
Equipment | Ozone Laundry Commercial | Add a new ozone laundry system onto a commercial clothes washer | One commercial clothes washer without ozone laundry system | Commercial | New | Lodging/Hospitality | FPL Blend | Per Ozone Laundry System | 3637.19 | 2891.19 | 746 | 0.2051 | 10 | 0.079822 | 0.09325 | 233.28 | Miscellaneous | Others |  | 1
Equipment | Ozone Laundry Commercial | Add a new ozone laundry system onto a commercial clothes washer | One commercial clothes washer without ozone laundry system | Commercial | Turnover | Miscellaneous | FPL Blend | Per Ozone Laundry System | 3637.19 | 2891.19 | 746 | 0.2051 | 10 | 0.082806 | 0.088028 | 233.28 | Miscellaneous | Others |  | 1
Equipment | Ozone Laundry Commercial | Add a new ozone laundry system onto a commercial clothes washer | One commercial clothes washer without ozone laundry system | Commercial | New | Miscellaneous | FPL Blend | Per Ozone Laundry System | 3637.19 | 2891.19 | 746 | 0.2051 | 10 | 0.082806 | 0.088028 | 233.28 | Miscellaneous | Others |  | 1
Equipment | Ozone Laundry Commercial | Add a new ozone laundry system onto a commercial clothes washer | One commercial clothes washer without ozone laundry system | Commercial | Turnover | Offices | FPL Blend | Per Ozone Laundry System | 3637.19 | 2891.19 | 746 | 0.2051 | 10 | 0.082806 | 0.088028 | 233.28 | Miscellaneous | Others |  | 1
Equipment | Ozone Laundry Commercial | Add a new ozone laundry system onto a commercial clothes washer | One commercial clothes washer without ozone laundry system | Commercial | New | Offices | FPL Blend | Per Ozone Laundry System | 3637.19 | 2891.19 | 746 | 0.2051 | 10 | 0.082806 | 0.088028 | 233.28 | Miscellaneous | Others |  | 1
Equipment | Ozone Laundry Commercial | Add a new ozone laundry system onto a commercial clothes washer | One commercial clothes washer without ozone laundry system | Commercial | Turnover | Restaurants | FPL Blend | Per Ozone Laundry System | 3637.19 | 2891.19 | 746 | 0.2051 | 10 | 0.099964 | 0.0373 | 233.28 | Miscellaneous | Others |  | 1
Equipment | Ozone Laundry Commercial | Add a new ozone laundry system onto a commercial clothes washer | One commercial clothes washer without ozone laundry system | Commercial | New | Restaurants | FPL Blend | Per Ozone Laundry System | 3637.19 | 2891.19 | 746 | 0.2051 | 10 | 0.099964 | 0.0373 | 233.28 | Miscellaneous | Others |  | 1
Equipment | Ozone Laundry Commercial | Add a new ozone laundry system onto a commercial clothes washer | One commercial clothes washer without ozone laundry system | Commercial | Turnover | Retail | FPL Blend | Per Ozone Laundry System | 3637.19 | 2891.19 | 746 | 0.2051 | 10 | 0.10668 | 0.058934 | 233.28 | Miscellaneous | Others |  | 1
Equipment | Ozone Laundry Commercial | Add a new ozone laundry system onto a commercial clothes washer | One commercial clothes washer without ozone laundry system | Commercial | New | Retail | FPL Blend | Per Ozone Laundry System | 3637.19 | 2891.19 | 746 | 0.2051 | 10 | 0.10668 | 0.058934 | 233.28 | Miscellaneous | Others |  | 1
Equipment | Ozone Laundry Commercial | Add a new ozone laundry system onto a commercial clothes washer | One commercial clothes washer without ozone laundry system | Commercial | Turnover | Schools K-12 | FPL Blend | Per Ozone Laundry System | 3637.19 | 2891.19 | 746 | 0.2051 | 10 | 0.076838 | 0.079822 | 233.28 | Miscellaneous | Others |  | 1
Equipment | Ozone Laundry Commercial | Add a new ozone laundry system onto a commercial clothes washer | One commercial clothes washer without ozone laundry system | Commercial | New | Schools K-12 | FPL Blend | Per Ozone Laundry System | 3637.19 | 2891.19 | 746 | 0.2051 | 10 | 0.076838 | 0.079822 | 233.28 | Miscellaneous | Others |  | 1
Equipment | Ozone Laundry Commercial | Add a new ozone laundry system onto a commercial clothes washer | One commercial clothes washer without ozone laundry system | Commercial | Turnover | Warehouse | FPL Blend | Per Ozone Laundry System | 3637.19 | 2891.19 | 746 | 0.2051 | 10 | 0.11414 | 0.082806 | 233.28 | Miscellaneous | Others |  | 1
Equipment | Ozone Laundry Commercial | Add a new ozone laundry system onto a commercial clothes washer | One commercial clothes washer without ozone laundry system | Commercial | New | Warehouse | FPL Blend | Per Ozone Laundry System | 3637.19 | 2891.19 | 746 | 0.2051 | 10 | 0.11414 | 0.082806 | 233.28 | Miscellaneous | Others |  | 1
Equipment | Light Tube | One 14" Light Tube, Delivering light to 250 S.F. of Commercial Space | 250 S.F. of Commercial Space Lit by Typical Lighting Strategies | Commercial | Turnover | Assembly | FPL Blend | Per Lamp | 410 | 51.2 | 358.8 | 0.87512 | 10 | 0.05992 | 0.029063 | 772 | Interior Lighting | Overhead (fluorescent/LED/CFL U-shape) |  | 1
Equipment | Light Tube | One 14" Light Tube, Delivering light to 250 S.F. of Commercial Space | 250 S.F. of Commercial Space Lit by Typical Lighting Strategies | Commercial | New | Assembly | FPL Blend | Per Lamp | 410 | 51.2 | 358.8 | 0.87512 | 10 | 0.05992 | 0.029063 | 772 | Interior Lighting | Overhead (fluorescent/LED/CFL U-shape) |  | 1
Equipment | Light Tube | One 14" Light Tube, Delivering light to 250 S.F. of Commercial Space | 250 S.F. of Commercial Space Lit by Typical Lighting Strategies | Commercial | Turnover | College and University | FPL Blend | Per Lamp | 322.5 | 0 | 322.5 | 1 | 10 | 0.03741 | 0.029025 | 772 | Interior Lighting | Overhead (fluorescent/LED/CFL U-shape) |  | 1
Equipment | Light Tube | One 14" Light Tube, Delivering light to 250 S.F. of Commercial Space | 250 S.F. of Commercial Space Lit by Typical Lighting Strategies | Commercial | New | College and University | FPL Blend | Per Lamp | 322.5 | 0 | 322.5 | 1 | 10 | 0.03741 | 0.029025 | 772 | Interior Lighting | Overhead (fluorescent/LED/CFL U-shape) |  | 1
Equipment | Light Tube | One 14" Light Tube, Delivering light to 250 S.F. of Commercial Space | 250 S.F. of Commercial Space Lit by Typical Lighting Strategies | Commercial | Turnover | Data Center | FPL Blend | Per Lamp | 515 | 156.2 | 358.8 | 0.6967 | 10 | 0.040903 | 0.045568 | 772 | Interior Lighting | Overhead (fluorescent/LED/CFL U-shape) |  | 1
Equipment | Light Tube | One 14" Light Tube, Delivering light to 250 S.F. of Commercial Space | 250 S.F. of Commercial Space Lit by Typical Lighting Strategies | Commercial | New | Data Center | FPL Blend | Per Lamp | 515 | 156.2 | 358.8 | 0.6967 | 10 | 0.040903 | 0.045568 | 772 | Interior Lighting | Overhead (fluorescent/LED/CFL U-shape) |  | 1
Equipment | Light Tube | One 14" Light Tube, Delivering light to 250 S.F. of Commercial Space | 250 S.F. of Commercial Space Lit by Typical Lighting Strategies | Commercial | Turnover | Grocery | FPL Blend | Per Lamp | 1427.5 | 1068.7 | 358.8 | 0.25135 | 10 | 0.060996 | 0.027269 | 772 | Interior Lighting | Overhead (fluorescent/LED/CFL U-shape) |  | 1
Equipment | Light Tube | One 14" Light Tube, Delivering light to 250 S.F. of Commercial Space | 250 S.F. of Commercial Space Lit by Typical Lighting Strategies | Commercial | New | Grocery | FPL Blend | Per Lamp | 1427.5 | 1068.7 | 358.8 | 0.25135 | 10 | 0.060996 | 0.027269 | 772 | Interior Lighting | Overhead (fluorescent/LED/CFL U-shape) |  | 1
Equipment | Light Tube | One 14" Light Tube, Delivering light to 250 S.F. of Commercial Space | 250 S.F. of Commercial Space Lit by Typical Lighting Strategies | Commercial | Turnover | Healthcare | FPL Blend | Per Lamp | 880 | 521.2 | 358.8 | 0.40773 | 10 | 0.053461 | 0.044132 | 772 | Interior Lighting | Overhead (fluorescent/LED/CFL U-shape) |  | 1
Equipment | Light Tube | One 14" Light Tube, Delivering light to 250 S.F. of Commercial Space | 250 S.F. of Commercial Space Lit by Typical Lighting Strategies | Commercial | New | Healthcare | FPL Blend | Per Lamp | 880 | 521.2 | 358.8 | 0.40773 | 10 | 0.053461 | 0.044132 | 772 | Interior Lighting | Overhead (fluorescent/LED/CFL U-shape) |  | 1
Equipment | Light Tube | One 14" Light Tube, Delivering light to 250 S.F. of Commercial Space | 250 S.F. of Commercial Space Lit by Typical Lighting Strategies | Commercial | Turnover | Hospitals | FPL Blend | Per Lamp | 987.5 | 628.7 | 358.8 | 0.36334 | 10 | 0.041621 | 0.032292 | 772 | Interior Lighting | Overhead (fluorescent/LED/CFL U-shape) |  | 1
Equipment | Light Tube | One 14" Light Tube, Delivering light to 250 S.F. of Commercial Space | 250 S.F. of Commercial Space Lit by Typical Lighting Strategies | Commercial | New | Hospitals | FPL Blend | Per Lamp | 987.5 | 628.7 | 358.8 | 0.36334 | 10 | 0.041621 | 0.032292 | 772 | Interior Lighting | Overhead (fluorescent/LED/CFL U-shape) |  | 1
Equipment | Light Tube | One 14" Light Tube, Delivering light to 250 S.F. of Commercial Space | 250 S.F. of Commercial Space Lit by Typical Lighting Strategies | Commercial | Turnover | Institutional | FPL Blend | Per Lamp | 270 | 0 | 270 | 1 | 10 | 0.02835 | 0.03861 | 772 | Interior Lighting | Overhead (fluorescent/LED/CFL U-shape) |  | 1
Equipment | Light Tube | One 14" Light Tube, Delivering light to 250 S.F. of Commercial Space | 250 S.F. of Commercial Space Lit by Typical Lighting Strategies | Commercial | New | Institutional | FPL Blend | Per Lamp | 270 | 0 | 270 | 1 | 10 | 0.02835 | 0.03861 | 772 | Interior Lighting | Overhead (fluorescent/LED/CFL U-shape) |  | 1
Equipment | Light Tube | One 14" Light Tube, Delivering light to 250 S.F. of Commercial Space | 250 S.F. of Commercial Space Lit by Typical Lighting Strategies | Commercial | Turnover | Lodging/Hospitality | FPL Blend | Per Lamp | 362.5 | 3.7 | 358.8 | 0.98979 | 10 | 0.029422 | 0.041621 | 772 | Interior Lighting | Overhead (fluorescent/LED/CFL U-shape) |  | 1
Equipment | Light Tube | One 14" Light Tube, Delivering light to 250 S.F. of Commercial Space | 250 S.F. of Commercial Space Lit by Typical Lighting Strategies | Commercial | New | Lodging/Hospitality | FPL Blend | Per Lamp | 362.5 | 3.7 | 358.8 | 0.98979 | 10 | 0.029422 | 0.041621 | 772 | Interior Lighting | Overhead (fluorescent/LED/CFL U-shape) |  | 1
Equipment | Light Tube | One 14" Light Tube, Delivering light to 250 S.F. of Commercial Space | 250 S.F. of Commercial Space Lit by Typical Lighting Strategies | Commercial | Turnover | Miscellaneous | FPL Blend | Per Lamp | 337.5 | 0 | 337.5 | 1 | 10 | 0.038475 | 0.042862 | 772 | Interior Lighting | Overhead (fluorescent/LED/CFL U-shape) |  | 1
Equipment | Light Tube | One 14" Light Tube, Delivering light to 250 S.F. of Commercial Space | 250 S.F. of Commercial Space Lit by Typical Lighting Strategies | Commercial | New | Miscellaneous | FPL Blend | Per Lamp | 337.5 | 0 | 337.5 | 1 | 10 | 0.038475 | 0.042862 | 772 | Interior Lighting | Overhead (fluorescent/LED/CFL U-shape) |  | 1
Equipment | Light Tube | One 14" Light Tube, Delivering light to 250 S.F. of Commercial Space | 250 S.F. of Commercial Space Lit by Typical Lighting Strategies | Commercial | Turnover | Offices | FPL Blend | Per Lamp | 530 | 171.2 | 358.8 | 0.67698 | 10 | 0.040903 | 0.045568 | 772 | Interior Lighting | Overhead (fluorescent/LED/CFL U-shape) |  | 1
Equipment | Light Tube | One 14" Light Tube, Delivering light to 250 S.F. of Commercial Space | 250 S.F. of Commercial Space Lit by Typical Lighting Strategies | Commercial | New | Offices | FPL Blend | Per Lamp | 530 | 171.2 | 358.8 | 0.67698 | 10 | 0.040903 | 0.045568 | 772 | Interior Lighting | Overhead (fluorescent/LED/CFL U-shape) |  | 1
Equipment | Light Tube | One 14" Light Tube, Delivering light to 250 S.F. of Commercial Space | 250 S.F. of Commercial Space Lit by Typical Lighting Strategies | Commercial | Turnover | Restaurants | FPL Blend | Per Lamp | 907.5 | 548.7 | 358.8 | 0.39537 | 10 | 0.05382 | 0.031216 | 772 | Interior Lighting | Overhead (fluorescent/LED/CFL U-shape) |  | 1
Equipment | Light Tube | One 14" Light Tube, Delivering light to 250 S.F. of Commercial Space | 250 S.F. of Commercial Space Lit by Typical Lighting Strategies | Commercial | New | Restaurants | FPL Blend | Per Lamp | 907.5 | 548.7 | 358.8 | 0.39537 | 10 | 0.05382 | 0.031216 | 772 | Interior Lighting | Overhead (fluorescent/LED/CFL U-shape) |  | 1
Equipment | Light Tube | One 14" Light Tube, Delivering light to 250 S.F. of Commercial Space | 250 S.F. of Commercial Space Lit by Typical Lighting Strategies | Commercial | Turnover | Retail | FPL Blend | Per Lamp | 772.5 | 413.7 | 358.8 | 0.46447 | 10 | 0.060278 | 0.027986 | 772 | Interior Lighting | Overhead (fluorescent/LED/CFL U-shape) |  | 1
Equipment | Light Tube | One 14" Light Tube, Delivering light to 250 S.F. of Commercial Space | 250 S.F. of Commercial Space Lit by Typical Lighting Strategies | Commercial | New | Retail | FPL Blend | Per Lamp | 772.5 | 413.7 | 358.8 | 0.46447 | 10 | 0.060278 | 0.027986 | 772 | Interior Lighting | Overhead (fluorescent/LED/CFL U-shape) |  | 1
Equipment | Light Tube | One 14" Light Tube, Delivering light to 250 S.F. of Commercial Space | 250 S.F. of Commercial Space Lit by Typical Lighting Strategies | Commercial | Turnover | Schools K-12 | FPL Blend | Per Lamp | 375 | 16.2 | 358.8 | 0.9568 | 10 | 0.038033 | 0.042697 | 772 | Interior Lighting | Overhead (fluorescent/LED/CFL U-shape) |  | 1
Equipment | Light Tube | One 14" Light Tube, Delivering light to 250 S.F. of Commercial Space | 250 S.F. of Commercial Space Lit by Typical Lighting Strategies | Commercial | New | Schools K-12 | FPL Blend | Per Lamp | 375 | 16.2 | 358.8 | 0.9568 | 10 | 0.038033 | 0.042697 | 772 | Interior Lighting | Overhead (fluorescent/LED/CFL U-shape) |  | 1
Equipment | Light Tube | One 14" Light Tube, Delivering light to 250 S.F. of Commercial Space | 250 S.F. of Commercial Space Lit by Typical Lighting Strategies | Commercial | Turnover | Warehouse | FPL Blend | Per Lamp | 225 | 0 | 225 | 1 | 10 | 0.0378 | 0.027 | 772 | Interior Lighting | Overhead (fluorescent/LED/CFL U-shape) |  | 1
Equipment | Light Tube | One 14" Light Tube, Delivering light to 250 S.F. of Commercial Space | 250 S.F. of Commercial Space Lit by Typical Lighting Strategies | Commercial | New | Warehouse | FPL Blend | Per Lamp | 225 | 0 | 225 | 1 | 10 | 0.0378 | 0.027 | 772 | Interior Lighting | Overhead (fluorescent/LED/CFL U-shape) |  | 1
NonEquipment | Window shade film | Window Film with SHGC of 0.35 Applied to Standard Window |  | Commercial | Existing | Assembly | FPL Blend | Per Premise | 124835.85 | 123615.71 | 1220.14 | 0.009774 | 10 | 0.40638 | 0 | 6802.85 | Space Cooling |  | Heat Pump Cooling | 1
NonEquipment | Window shade film | Window Film with SHGC of 0.35 Applied to Standard Window | Standard Window with below Code Required Minimum SHGC | Commercial | New | Assembly | FPL Blend | Per Premise | 124835.85 | 123615.71 | 1220.14 | 0.009774 | 10 | 0.40638 | 0 | 6802.85 | Space Cooling |  | Heat Pump Cooling | 1
NonEquipment | Window shade film | Window Film with SHGC of 0.35 Applied to Standard Window |  | Commercial | Existing | College and University | FPL Blend | Per Premise | 50239.28 | 48807.81 | 1431.47 | 0.028493 | 10 | 0.29023 | 0 | 10645.36 | Space Cooling |  | Heat Pump Cooling | 1
NonEquipment | Window shade film | Window Film with SHGC of 0.35 Applied to Standard Window | Standard Window with below Code Required Minimum SHGC | Commercial | New | College and University | FPL Blend | Per Premise | 50239.28 | 48807.81 | 1431.47 | 0.028493 | 10 | 0.29023 | 0 | 10645.36 | Space Cooling |  | Heat Pump Cooling | 1
NonEquipment | Window shade film | Window Film with SHGC of 0.35 Applied to Standard Window |  | Commercial | Existing | Data Center | FPL Blend | Per Premise | 246589.32 | 244405.76 | 2183.56 | 0.008855 | 10 | 0.44272 | 0 | 45608.58 | Space Cooling |  | Heat Pump Cooling | 1
NonEquipment | Window shade film | Window Film with SHGC of 0.35 Applied to Standard Window | Standard Window with below Code Required Minimum SHGC | Commercial | New | Data Center | FPL Blend | Per Premise | 246589.32 | 244405.76 | 2183.56 | 0.008855 | 10 | 0.44272 | 0 | 45608.58 | Space Cooling |  | Heat Pump Cooling | 1
NonEquipment | Window shade film | Window Film with SHGC of 0.35 Applied to Standard Window |  | Commercial | Existing | Grocery | FPL Blend | Per Premise | 10146.03 | 9471.76 | 674.27 | 0.066457 | 10 | 0.19121 | 0 | 1162.4 | Space Cooling |  | Heat Pump Cooling | 1
NonEquipment | Window shade film | Window Film with SHGC of 0.35 Applied to Standard Window | Standard Window with below Code Required Minimum SHGC | Commercial | New | Grocery | FPL Blend | Per Premise | 10146.03 | 9471.76 | 674.27 | 0.066457 | 10 | 0.19121 | 0 | 1162.4 | Space Cooling |  | Heat Pump Cooling | 1
NonEquipment | Window shade film | Window Film with SHGC of 0.35 Applied to Standard Window |  | Commercial | Existing | Healthcare | FPL Blend | Per Premise | 21063.51 | 18901.12 | 2162.39 | 0.10266 | 10 | 0.43843 | 0 | 4160.28 | Space Cooling |  | Heat Pump Cooling | 1
NonEquipment | Window shade film | Window Film with SHGC of 0.35 Applied to Standard Window | Standard Window with below Code Required Minimum SHGC | Commercial | New | Healthcare | FPL Blend | Per Premise | 21063.51 | 18901.12 | 2162.39 | 0.10266 | 10 | 0.43843 | 0 | 4160.28 | Space Cooling |  | Heat Pump Cooling | 1
NonEquipment | Window shade film | Window Film with SHGC of 0.35 Applied to Standard Window |  | Commercial | Existing | Hospitals | FPL Blend | Per Premise | 1853377.69 | 1851329.39 | 2048.3 | 0.0011052 | 10 | 0.4153 | 0 | 82299.02 | Space Cooling |  | Heat Pump Cooling | 1
NonEquipment | Window shade film | Window Film with SHGC of 0.35 Applied to Standard Window | Standard Window with below Code Required Minimum SHGC | Commercial | New | Hospitals | FPL Blend | Per Premise | 1853377.69 | 1851329.39 | 2048.3 | 0.0011052 | 10 | 0.4153 | 0 | 82299.02 | Space Cooling |  | Heat Pump Cooling | 1
NonEquipment | Window shade film | Window Film with SHGC of 0.35 Applied to Standard Window |  | Commercial | Existing | Institutional | FPL Blend | Per Premise | 24647.04 | 24074.56 | 572.48 | 0.023227 | 10 | 0.11607 | 0 | 5433.55 | Space Cooling |  | Heat Pump Cooling | 1
NonEquipment | Window shade film | Window Film with SHGC of 0.35 Applied to Standard Window | Standard Window with below Code Required Minimum SHGC | Commercial | New | Institutional | FPL Blend | Per Premise | 24647.04 | 24074.56 | 572.48 | 0.023227 | 10 | 0.11607 | 0 | 5433.55 | Space Cooling |  | Heat Pump Cooling | 1
NonEquipment | Window shade film | Window Film with SHGC of 0.35 Applied to Standard Window |  | Commercial | Existing | Lodging/Hospitality | FPL Blend | Per Premise | 200655.84 | 198639.64 | 2016.2 | 0.010048 | 10 | 0.38612 | 0 | 18958.07 | Space Cooling |  | Heat Pump Cooling | 1
NonEquipment | Window shade film | Window Film with SHGC of 0.35 Applied to Standard Window | Standard Window with below Code Required Minimum SHGC | Commercial | New | Lodging/Hospitality | FPL Blend | Per Premise | 200655.84 | 198639.64 | 2016.2 | 0.010048 | 10 | 0.38612 | 0 | 18958.07 | Space Cooling |  | Heat Pump Cooling | 1
NonEquipment | Window shade film | Window Film with SHGC of 0.35 Applied to Standard Window |  | Commercial | Existing | Miscellaneous | FPL Blend | Per Premise | 44622.6 | 43982.73 | 639.87 | 0.01434 | 10 | 0.21312 | 0 | 14755.88 | Space Cooling |  | Heat Pump Cooling | 1
NonEquipment | Window shade film | Window Film with SHGC of 0.35 Applied to Standard Window | Standard Window with below Code Required Minimum SHGC | Commercial | New | Miscellaneous | FPL Blend | Per Premise | 44622.6 | 43982.73 | 639.87 | 0.01434 | 10 | 0.21312 | 0 | 14755.88 | Space Cooling |  | Heat Pump Cooling | 1
NonEquipment | Window shade film | Window Film with SHGC of 0.35 Applied to Standard Window |  | Commercial | Existing | Offices | FPL Blend | Per Premise | 56539.56 | 55347.48 | 1192.08 | 0.021084 | 10 | 0.39704 | 0 | 7736.53 | Space Cooling |  | Heat Pump Cooling | 1
NonEquipment | Window shade film | Window Film with SHGC of 0.35 Applied to Standard Window | Standard Window with below Code Required Minimum SHGC | Commercial | New | Offices | FPL Blend | Per Premise | 56539.56 | 55347.48 | 1192.08 | 0.021084 | 10 | 0.39704 | 0 | 7736.53 | Space Cooling |  | Heat Pump Cooling | 1
NonEquipment | Window shade film | Window Film with SHGC of 0.35 Applied to Standard Window |  | Commercial | Existing | Restaurants | FPL Blend | Per Premise | 48502.8 | 46546.03 | 1956.77 | 0.040343 | 10 | 0.5549 | 0 | 2178.14 | Space Cooling |  | Heat Pump Cooling | 1
NonEquipment | Window shade film | Window Film with SHGC of 0.35 Applied to Standard Window | Standard Window with below Code Required Minimum SHGC | Commercial | New | Restaurants | FPL Blend | Per Premise | 48502.8 | 46546.03 | 1956.77 | 0.040343 | 10 | 0.5549 | 0 | 2178.14 | Space Cooling |  | Heat Pump Cooling | 1
NonEquipment | Window shade film | Window Film with SHGC of 0.35 Applied to Standard Window |  | Commercial | Existing | Retail | FPL Blend | Per Premise | 71635.38 | 69916.98 | 1718.4 | 0.023988 | 10 | 0.57233 | 0 | 10185.29 | Space Cooling |  | Heat Pump Cooling | 1
NonEquipment | Window shade film | Window Film with SHGC of 0.35 Applied to Standard Window | Standard Window with below Code Required Minimum SHGC | Commercial | New | Retail | FPL Blend | Per Premise | 71635.38 | 69916.98 | 1718.4 | 0.023988 | 10 | 0.57233 | 0 | 10185.29 | Space Cooling |  | Heat Pump Cooling | 1
NonEquipment | Window shade film | Window Film with SHGC of 0.35 Applied to Standard Window |  | Commercial | Existing | Schools K-12 | FPL Blend | Per Premise | 160602.9 | 159177.64 | 1425.26 | 0.0088744 | 10 | 0.4747 | 0 | 14454.26 | Space Cooling |  | Heat Pump Cooling | 1
NonEquipment | Window shade film | Window Film with SHGC of 0.35 Applied to Standard Window | Standard Window with below Code Required Minimum SHGC | Commercial | New | Schools K-12 | FPL Blend | Per Premise | 160602.9 | 159177.64 | 1425.26 | 0.0088744 | 10 | 0.4747 | 0 | 14454.26 | Space Cooling |  | Heat Pump Cooling | 1
NonEquipment | Window shade film | Window Film with SHGC of 0.35 Applied to Standard Window |  | Commercial | Existing | Warehouse | FPL Blend | Per Premise | 19405.96 | 19017.35 | 388.61 | 0.020025 | 10 | 0.12943 | 0 | 8643.57 | Space Cooling |  | Heat Pump Cooling | 1
NonEquipment | Window shade film | Window Film with SHGC of 0.35 Applied to Standard Window | Standard Window with below Code Required Minimum SHGC | Commercial | New | Warehouse | FPL Blend | Per Premise | 19405.96 | 19017.35 | 388.61 | 0.020025 | 10 | 0.12943 | 0 | 8643.57 | Space Cooling |  | Heat Pump Cooling | 1
NonEquipment | Refrigeration Commissioning | Commissioned Refrigeration System |  | Commercial | Existing | Assembly | FPL Blend | Per End Use Consumption | 9039.3 | 7945.54 | 1093.76 | 0.121 | 5 | 0.16406 | 0.13016 | 3740.4 | Refrigeration |  | Display cases | 1
NonEquipment | Refrigeration Commissioning | Commissioned Refrigeration System | Non-Commissioned Refrigeration System | Commercial | New | Assembly | FPL Blend | Per End Use Consumption | 9039.3 | 7945.54 | 1093.76 | 0.121 | 5 | 0.16406 | 0.13016 | 3740.4 | Refrigeration |  | Display cases | 1
NonEquipment | Refrigeration Commissioning | Commissioned Refrigeration System |  | Commercial | Existing | College and University | FPL Blend | Per End Use Consumption | 8048.04 | 7074.23 | 973.81 | 0.121 | 5 | 0.14607 | 0.11588 | 5853.12 | Refrigeration |  | Display cases | 1
NonEquipment | Refrigeration Commissioning | Commissioned Refrigeration System | Non-Commissioned Refrigeration System | Commercial | New | College and University | FPL Blend | Per End Use Consumption | 8048.04 | 7074.23 | 973.81 | 0.121 | 5 | 0.14607 | 0.11588 | 5853.12 | Refrigeration |  | Display cases | 1
NonEquipment | Refrigeration Commissioning | Commissioned Refrigeration System |  | Commercial | Existing | Data Center | FPL Blend | Per End Use Consumption | 109711.35 | 96436.28 | 13275.07 | 0.121 | 5 | 1.8983 | 1.5399 | 25076.88 | Refrigeration |  | Display cases | 1
NonEquipment | Refrigeration Commissioning | Commissioned Refrigeration System | Non-Commissioned Refrigeration System | Commercial | New | Data Center | FPL Blend | Per End Use Consumption | 109711.35 | 96436.28 | 13275.07 | 0.121 | 5 | 1.8983 | 1.5399 | 25076.88 | Refrigeration |  | Display cases | 1
NonEquipment | Refrigeration Commissioning | Commissioned Refrigeration System |  | Commercial | Existing | Grocery | FPL Blend | Per End Use Consumption | 85349.15 | 75021.9 | 10327.25 | 0.121 | 5 | 1.5491 | 1.2289 | 639.12 | Refrigeration |  | Display cases | 1
NonEquipment | Refrigeration Commissioning | Commissioned Refrigeration System | Non-Commissioned Refrigeration System | Commercial | New | Grocery | FPL Blend | Per End Use Consumption | 85349.15 | 75021.9 | 10327.25 | 0.121 | 5 | 1.5491 | 1.2289 | 639.12 | Refrigeration |  | Display cases | 1
NonEquipment | Refrigeration Commissioning | Commissioned Refrigeration System |  | Commercial | Existing | Healthcare | FPL Blend | Per End Use Consumption | 3621.78 | 3183.54 | 438.24 | 0.121 | 5 | 0.065736 | 0.052151 | 2287.44 | Refrigeration |  | Display cases | 1
NonEquipment | Refrigeration Commissioning | Commissioned Refrigeration System | Non-Commissioned Refrigeration System | Commercial | New | Healthcare | FPL Blend | Per End Use Consumption | 3621.78 | 3183.54 | 438.24 | 0.121 | 5 | 0.065736 | 0.052151 | 2287.44 | Refrigeration |  | Display cases | 1
NonEquipment | Refrigeration Commissioning | Commissioned Refrigeration System |  | Commercial | Existing | Hospitals | FPL Blend | Per End Use Consumption | 280929.07 | 246936.65 | 33992.42 | 0.121 | 5 | 5.0989 | 4.0451 | 45250.32 | Refrigeration |  | Display cases | 1
NonEquipment | Refrigeration Commissioning | Commissioned Refrigeration System | Non-Commissioned Refrigeration System | Commercial | New | Hospitals | FPL Blend | Per End Use Consumption | 280929.07 | 246936.65 | 33992.42 | 0.121 | 5 | 5.0989 | 4.0451 | 45250.32 | Refrigeration |  | Display cases | 1
NonEquipment | Refrigeration Commissioning | Commissioned Refrigeration System |  | Commercial | Existing | Institutional | FPL Blend | Per End Use Consumption | 5975.04 | 5252.06 | 722.98 | 0.121 | 5 | 0.10339 | 0.083866 | 2987.52 | Refrigeration |  | Display cases | 1
NonEquipment | Refrigeration Commissioning | Commissioned Refrigeration System | Non-Commissioned Refrigeration System | Commercial | New | Institutional | FPL Blend | Per End Use Consumption | 5975.04 | 5252.06 | 722.98 | 0.121 | 5 | 0.10339 | 0.083866 | 2987.52 | Refrigeration |  | Display cases | 1
NonEquipment | Refrigeration Commissioning | Commissioned Refrigeration System |  | Commercial | Existing | Lodging/Hospitality | FPL Blend | Per End Use Consumption | 96853.36 | 85134.1 | 11719.26 | 0.121 | 5 | 1.7579 | 1.3946 | 10423.68 | Refrigeration |  | Display cases | 1
NonEquipment | Refrigeration Commissioning | Commissioned Refrigeration System | Non-Commissioned Refrigeration System | Commercial | New | Lodging/Hospitality | FPL Blend | Per End Use Consumption | 96853.36 | 85134.1 | 11719.26 | 0.121 | 5 | 1.7579 | 1.3946 | 10423.68 | Refrigeration |  | Display cases | 1
NonEquipment | Refrigeration Commissioning | Commissioned Refrigeration System |  | Commercial | Existing | Miscellaneous | FPL Blend | Per End Use Consumption | 338.05 | 297.15 | 40.9 | 0.12099 | 5 | 0.0058487 | 0.0047444 | 8113.2 | Refrigeration |  | Display cases | 1
NonEquipment | Refrigeration Commissioning | Commissioned Refrigeration System | Non-Commissioned Refrigeration System | Commercial | New | Miscellaneous | FPL Blend | Per End Use Consumption | 338.05 | 297.15 | 40.9 | 0.12099 | 5 | 0.0058487 | 0.0047444 | 8113.2 | Refrigeration |  | Display cases | 1
NonEquipment | Refrigeration Commissioning | Commissioned Refrigeration System |  | Commercial | Existing | Offices | FPL Blend | Per End Use Consumption | 9216.48 | 8101.29 | 1115.19 | 0.121 | 5 | 0.15947 | 0.12936 | 4253.76 | Refrigeration |  | Display cases | 1
NonEquipment | Refrigeration Commissioning | Commissioned Refrigeration System | Non-Commissioned Refrigeration System | Commercial | New | Offices | FPL Blend | Per End Use Consumption | 9216.48 | 8101.29 | 1115.19 | 0.121 | 5 | 0.15947 | 0.12936 | 4253.76 | Refrigeration |  | Display cases | 1
NonEquipment | Refrigeration Commissioning | Commissioned Refrigeration System |  | Commercial | Existing | Restaurants | FPL Blend | Per End Use Consumption | 66117.5 | 58117.28 | 8000.22 | 0.121 | 5 | 1.128 | 0.90402 | 1197.6 | Refrigeration |  | Display cases | 1
NonEquipment | Refrigeration Commissioning | Commissioned Refrigeration System | Non-Commissioned Refrigeration System | Commercial | New | Restaurants | FPL Blend | Per End Use Consumption | 66117.5 | 58117.28 | 8000.22 | 0.121 | 5 | 1.128 | 0.90402 | 1197.6 | Refrigeration |  | Display cases | 1
NonEquipment | Refrigeration Commissioning | Commissioned Refrigeration System |  | Commercial | Existing | Retail | FPL Blend | Per End Use Consumption | 55068.24 | 48404.98 | 6663.26 | 0.121 | 5 | 0.99949 | 0.79293 | 5600.16 | Refrigeration |  | Display cases | 1
NonEquipment | Refrigeration Commissioning | Commissioned Refrigeration System | Non-Commissioned Refrigeration System | Commercial | New | Retail | FPL Blend | Per End Use Consumption | 55068.24 | 48404.98 | 6663.26 | 0.121 | 5 | 0.99949 | 0.79293 | 5600.16 | Refrigeration |  | Display cases | 1
NonEquipment | Refrigeration Commissioning | Commissioned Refrigeration System |  | Commercial | Existing | Schools K-12 | FPL Blend | Per End Use Consumption | 9603.06 | 8441.09 | 1161.97 | 0.121 | 5 | 0.16616 | 0.13479 | 7947.36 | Refrigeration |  | Display cases | 1
NonEquipment | Refrigeration Commissioning | Commissioned Refrigeration System | Non-Commissioned Refrigeration System | Commercial | New | Schools K-12 | FPL Blend | Per End Use Consumption | 9603.06 | 8441.09 | 1161.97 | 0.121 | 5 | 0.16616 | 0.13479 | 7947.36 | Refrigeration |  | Display cases | 1
NonEquipment | Refrigeration Commissioning | Commissioned Refrigeration System |  | Commercial | Existing | Warehouse | FPL Blend | Per End Use Consumption | 2772.28 | 2436.83 | 335.45 | 0.121 | 5 | 0.047969 | 0.038912 | 4752.48 | Refrigeration |  | Display cases | 1
NonEquipment | Refrigeration Commissioning | Commissioned Refrigeration System | Non-Commissioned Refrigeration System | Commercial | New | Warehouse | FPL Blend | Per End Use Consumption | 2772.28 | 2436.83 | 335.45 | 0.121 | 5 | 0.047969 | 0.038912 | 4752.48 | Refrigeration |  | Display cases | 1
NonEquipment | Commercial Duct Sealing | Standard Electric Heating and Central AC with Improved Duct Sealing |  | Commercial | Existing | Assembly | FPL Blend | Per End Use | 124835.85 | 109855.55 | 14980.3 | 0.12 | 20 | 4.9894 | 0 | 5529.8285 | Space Cooling |  | Heat Pump Cooling | 1
NonEquipment | Commercial Duct Sealing | Standard Electric Heating and Central AC with Improved Duct Sealing | Standard Electric Heating and Central AC, Standard Duct Sealing | Commercial | New | Assembly | FPL Blend | Per End Use | 124835.85 | 109855.55 | 14980.3 | 0.12 | 20 | 4.9894 | 0 | 5529.8285 | Space Cooling |  | Heat Pump Cooling | 1
NonEquipment | Commercial Duct Sealing | Standard Electric Heating and Central AC with Improved Duct Sealing |  | Commercial | Existing | College and University | FPL Blend | Per End Use | 50239.28 | 44210.57 | 6028.71 | 0.12 | 20 | 1.2223 | 0 | 8443.5748 | Space Cooling |  | Heat Pump Cooling | 1
NonEquipment | Commercial Duct Sealing | Standard Electric Heating and Central AC with Improved Duct Sealing | Standard Electric Heating and Central AC, Standard Duct Sealing | Commercial | New | College and University | FPL Blend | Per End Use | 50239.28 | 44210.57 | 6028.71 | 0.12 | 20 | 1.2223 | 0 | 8443.5748 | Space Cooling |  | Heat Pump Cooling | 1
NonEquipment | Commercial Duct Sealing | Standard Electric Heating and Central AC with Improved Duct Sealing |  | Commercial | Existing | Data Center | FPL Blend | Per End Use | 246589.32 | 216998.6 | 29590.72 | 0.12 | 20 | 5.9996 | 0 | 33664.0721 | Space Cooling |  | Heat Pump Cooling | 1
NonEquipment | Commercial Duct Sealing | Standard Electric Heating and Central AC with Improved Duct Sealing | Standard Electric Heating and Central AC, Standard Duct Sealing | Commercial | New | Data Center | FPL Blend | Per End Use | 246589.32 | 216998.6 | 29590.72 | 0.12 | 20 | 5.9996 | 0 | 33664.0721 | Space Cooling |  | Heat Pump Cooling | 1
NonEquipment | Commercial Duct Sealing | Standard Electric Heating and Central AC with Improved Duct Sealing |  | Commercial | Existing | Grocery | FPL Blend | Per End Use | 10146.03 | 8928.51 | 1217.52 | 0.12 | 20 | 0.34526 | 0 | 634.1262 | Space Cooling |  | Heat Pump Cooling | 1
NonEquipment | Commercial Duct Sealing | Standard Electric Heating and Central AC with Improved Duct Sealing | Standard Electric Heating and Central AC, Standard Duct Sealing | Commercial | New | Grocery | FPL Blend | Per End Use | 10146.03 | 8928.51 | 1217.52 | 0.12 | 20 | 0.34526 | 0 | 634.1262 | Space Cooling |  | Heat Pump Cooling | 1
NonEquipment | Commercial Duct Sealing | Standard Electric Heating and Central AC with Improved Duct Sealing |  | Commercial | Existing | Healthcare | FPL Blend | Per End Use | 21063.51 | 18535.89 | 2527.62 | 0.12 | 20 | 0.51248 | 0 | 2530.1486 | Space Cooling |  | Heat Pump Cooling | 1
NonEquipment | Commercial Duct Sealing | Standard Electric Heating and Central AC with Improved Duct Sealing | Standard Electric Heating and Central AC, Standard Duct Sealing | Commercial | New | Healthcare | FPL Blend | Per End Use | 21063.51 | 18535.89 | 2527.62 | 0.12 | 20 | 0.51248 | 0 | 2530.1486 | Space Cooling |  | Heat Pump Cooling | 1
NonEquipment | Commercial Duct Sealing | Standard Electric Heating and Central AC with Improved Duct Sealing |  | Commercial | Existing | Hospitals | FPL Blend | Per End Use | 1853377.69 | 1630972.37 | 222405.32 | 0.12 | 20 | 45.0931 | 0 | 67456.8755 | Space Cooling |  | Heat Pump Cooling | 1
NonEquipment | Commercial Duct Sealing | Standard Electric Heating and Central AC with Improved Duct Sealing | Standard Electric Heating and Central AC, Standard Duct Sealing | Commercial | New | Hospitals | FPL Blend | Per End Use | 1853377.69 | 1630972.37 | 222405.32 | 0.12 | 20 | 45.0931 | 0 | 67456.8755 | Space Cooling |  | Heat Pump Cooling | 1
NonEquipment | Commercial Duct Sealing | Standard Electric Heating and Central AC with Improved Duct Sealing |  | Commercial | Existing | Institutional | FPL Blend | Per End Use | 24647.04 | 21689.4 | 2957.64 | 0.12 | 20 | 0.59967 | 0 | 3836.1121 | Space Cooling |  | Heat Pump Cooling | 1
NonEquipment | Commercial Duct Sealing | Standard Electric Heating and Central AC with Improved Duct Sealing | Standard Electric Heating and Central AC, Standard Duct Sealing | Commercial | New | Institutional | FPL Blend | Per End Use | 24647.04 | 21689.4 | 2957.64 | 0.12 | 20 | 0.59967 | 0 | 3836.1121 | Space Cooling |  | Heat Pump Cooling | 1
NonEquipment | Commercial Duct Sealing | Standard Electric Heating and Central AC with Improved Duct Sealing |  | Commercial | Existing | Lodging/Hospitality | FPL Blend | Per End Use | 200655.84 | 176577.14 | 24078.7 | 0.12 | 20 | 4.6113 | 0 | 15584.9168 | Space Cooling |  | Heat Pump Cooling | 1
NonEquipment | Commercial Duct Sealing | Standard Electric Heating and Central AC with Improved Duct Sealing | Standard Electric Heating and Central AC, Standard Duct Sealing | Commercial | New | Lodging/Hospitality | FPL Blend | Per End Use | 200655.84 | 176577.14 | 24078.7 | 0.12 | 20 | 4.6113 | 0 | 15584.9168 | Space Cooling |  | Heat Pump Cooling | 1
NonEquipment | Commercial Duct Sealing | Standard Electric Heating and Central AC with Improved Duct Sealing |  | Commercial | Existing | Miscellaneous | FPL Blend | Per End Use | 44622.6 | 39267.89 | 5354.71 | 0.12 | 20 | 1.7835 | 0 | 8664.5855 | Space Cooling |  | Heat Pump Cooling | 1
NonEquipment | Commercial Duct Sealing | Standard Electric Heating and Central AC with Improved Duct Sealing | Standard Electric Heating and Central AC, Standard Duct Sealing | Commercial | New | Miscellaneous | FPL Blend | Per End Use | 44622.6 | 39267.89 | 5354.71 | 0.12 | 20 | 1.7835 | 0 | 8664.5855 | Space Cooling |  | Heat Pump Cooling | 1
NonEquipment | Commercial Duct Sealing | Standard Electric Heating and Central AC with Improved Duct Sealing |  | Commercial | Existing | Offices | FPL Blend | Per End Use | 56539.56 | 49754.81 | 6784.75 | 0.12 | 20 | 2.2597 | 0 | 4701.8331 | Space Cooling |  | Heat Pump Cooling | 1
NonEquipment | Commercial Duct Sealing | Standard Electric Heating and Central AC with Improved Duct Sealing | Standard Electric Heating and Central AC, Standard Duct Sealing | Commercial | New | Offices | FPL Blend | Per End Use | 56539.56 | 49754.81 | 6784.75 | 0.12 | 20 | 2.2597 | 0 | 4701.8331 | Space Cooling |  | Heat Pump Cooling | 1
NonEquipment | Commercial Duct Sealing | Standard Electric Heating and Central AC with Improved Duct Sealing |  | Commercial | Existing | Restaurants | FPL Blend | Per End Use | 48502.8 | 42682.46 | 5820.34 | 0.12 | 20 | 1.6505 | 0 | 1462.0289 | Space Cooling |  | Heat Pump Cooling | 1
NonEquipment | Commercial Duct Sealing | Standard Electric Heating and Central AC with Improved Duct Sealing | Standard Electric Heating and Central AC, Standard Duct Sealing | Commercial | New | Restaurants | FPL Blend | Per End Use | 48502.8 | 42682.46 | 5820.34 | 0.12 | 20 | 1.6505 | 0 | 1462.0289 | Space Cooling |  | Heat Pump Cooling | 1
NonEquipment | Commercial Duct Sealing | Standard Electric Heating and Central AC with Improved Duct Sealing |  | Commercial | Existing | Retail | FPL Blend | Per End Use | 71635.38 | 63039.13 | 8596.25 | 0.12 | 20 | 2.8631 | 0 | 6888.0166 | Space Cooling |  | Heat Pump Cooling | 1
NonEquipment | Commercial Duct Sealing | Standard Electric Heating and Central AC with Improved Duct Sealing | Standard Electric Heating and Central AC, Standard Duct Sealing | Commercial | New | Retail | FPL Blend | Per End Use | 71635.38 | 63039.13 | 8596.25 | 0.12 | 20 | 2.8631 | 0 | 6888.0166 | Space Cooling |  | Heat Pump Cooling | 1
NonEquipment | Commercial Duct Sealing | Standard Electric Heating and Central AC with Improved Duct Sealing |  | Commercial | Existing | Schools K-12 | FPL Blend | Per End Use | 160602.9 | 141330.55 | 19272.35 | 0.12 | 20 | 6.4189 | 0 | 10100.8103 | Space Cooling |  | Heat Pump Cooling | 1
NonEquipment | Commercial Duct Sealing | Standard Electric Heating and Central AC with Improved Duct Sealing | Standard Electric Heating and Central AC, Standard Duct Sealing | Commercial | New | Schools K-12 | FPL Blend | Per End Use | 160602.9 | 141330.55 | 19272.35 | 0.12 | 20 | 6.4189 | 0 | 10100.8103 | Space Cooling |  | Heat Pump Cooling | 1
NonEquipment | Commercial Duct Sealing | Standard Electric Heating and Central AC with Improved Duct Sealing |  | Commercial | Existing | Warehouse | FPL Blend | Per End Use | 19405.96 | 17077.24 | 2328.72 | 0.12 | 20 | 0.77561 | 0 | 5505.2456 | Space Cooling |  | Heat Pump Cooling | 1
NonEquipment | Commercial Duct Sealing | Standard Electric Heating and Central AC with Improved Duct Sealing | Standard Electric Heating and Central AC, Standard Duct Sealing | Commercial | New | Warehouse | FPL Blend | Per End Use | 19405.96 | 17077.24 | 2328.72 | 0.12 | 20 | 0.77561 | 0 | 5505.2456 | Space Cooling |  | Heat Pump Cooling | 1
NonEquipment | Commercial Duct Sealing | Standard Electric Heating and Central AC with Improved Duct Sealing |  | Commercial | Existing | Assembly | FPL Blend | Per End Use | 15896.7 | 13989.1 | 1907.6 | 0.12 | 20 | 0 | 4.3458 | 704.1715 | Space Heating |  | Packaged central unit | 1
NonEquipment | Commercial Duct Sealing | Standard Electric Heating and Central AC with Improved Duct Sealing | Standard Electric Heating and Central AC, Standard Duct Sealing | Commercial | New | Assembly | FPL Blend | Per End Use | 15896.7 | 13989.1 | 1907.6 | 0.12 | 20 | 0 | 4.3458 | 704.1715 | Space Heating |  | Packaged central unit | 1
NonEquipment | Commercial Duct Sealing | Standard Electric Heating and Central AC with Improved Duct Sealing |  | Commercial | Existing | College and University | FPL Blend | Per End Use | 7804.16 | 6867.66 | 936.5 | 0.12 | 20 | 0 | 0.18017 | 1311.6252 | Space Heating |  | Packaged central unit | 1
NonEquipment | Commercial Duct Sealing | Standard Electric Heating and Central AC with Improved Duct Sealing | Standard Electric Heating and Central AC, Standard Duct Sealing | Commercial | New | College and University | FPL Blend | Per End Use | 7804.16 | 6867.66 | 936.5 | 0.12 | 20 | 0 | 0.18017 | 1311.6252 | Space Heating |  | Packaged central unit | 1
NonEquipment | Commercial Duct Sealing | Standard Electric Heating and Central AC with Improved Duct Sealing |  | Commercial | Existing | Data Center | FPL Blend | Per End Use | 59557.59 | 52410.68 | 7146.91 | 0.12 | 20 | 0 | 1.375 | 8130.7279 | Space Heating |  | Packaged central unit | 1
NonEquipment | Commercial Duct Sealing | Standard Electric Heating and Central AC with Improved Duct Sealing | Standard Electric Heating and Central AC, Standard Duct Sealing | Commercial | New | Data Center | FPL Blend | Per End Use | 59557.59 | 52410.68 | 7146.91 | 0.12 | 20 | 0 | 1.375 | 8130.7279 | Space Heating |  | Packaged central unit | 1
NonEquipment | Commercial Duct Sealing | Standard Electric Heating and Central AC with Improved Duct Sealing |  | Commercial | Existing | Grocery | FPL Blend | Per End Use | 6897.17 | 6069.51 | 827.66 | 0.12 | 20 | 0 | 0.63609 | 431.0738 | Space Heating |  | Packaged central unit | 1
NonEquipment | Commercial Duct Sealing | Standard Electric Heating and Central AC with Improved Duct Sealing | Standard Electric Heating and Central AC, Standard Duct Sealing | Commercial | New | Grocery | FPL Blend | Per End Use | 6897.17 | 6069.51 | 827.66 | 0.12 | 20 | 0 | 0.63609 | 431.0738 | Space Heating |  | Packaged central unit | 1
NonEquipment | Commercial Duct Sealing | Standard Electric Heating and Central AC with Improved Duct Sealing |  | Commercial | Existing | Healthcare | FPL Blend | Per End Use | 10674.72 | 9393.75 | 1280.97 | 0.12 | 20 | 0 | 0.24645 | 1282.2514 | Space Heating |  | Packaged central unit | 1
NonEquipment | Commercial Duct Sealing | Standard Electric Heating and Central AC with Improved Duct Sealing | Standard Electric Heating and Central AC, Standard Duct Sealing | Commercial | New | Healthcare | FPL Blend | Per End Use | 10674.72 | 9393.75 | 1280.97 | 0.12 | 20 | 0 | 0.24645 | 1282.2514 | Space Heating |  | Packaged central unit | 1
NonEquipment | Commercial Duct Sealing | Standard Electric Heating and Central AC with Improved Duct Sealing |  | Commercial | Existing | Hospitals | FPL Blend | Per End Use | 218709.88 | 192464.69 | 26245.19 | 0.12 | 20 | 0 | 5.0493 | 7960.3245 | Space Heating |  | Packaged central unit | 1
NonEquipment | Commercial Duct Sealing | Standard Electric Heating and Central AC with Improved Duct Sealing | Standard Electric Heating and Central AC, Standard Duct Sealing | Commercial | New | Hospitals | FPL Blend | Per End Use | 218709.88 | 192464.69 | 26245.19 | 0.12 | 20 | 0 | 5.0493 | 7960.3245 | Space Heating |  | Packaged central unit | 1
NonEquipment | Commercial Duct Sealing | Standard Electric Heating and Central AC with Improved Duct Sealing |  | Commercial | Existing | Institutional | FPL Blend | Per End Use | 7344.32 | 6463 | 881.32 | 0.12 | 20 | 0 | 0.16956 | 1143.0879 | Space Heating |  | Packaged central unit | 1
NonEquipment | Commercial Duct Sealing | Standard Electric Heating and Central AC with Improved Duct Sealing | Standard Electric Heating and Central AC, Standard Duct Sealing | Commercial | New | Institutional | FPL Blend | Per End Use | 7344.32 | 6463 | 881.32 | 0.12 | 20 | 0 | 0.16956 | 1143.0879 | Space Heating |  | Packaged central unit | 1
NonEquipment | Commercial Duct Sealing | Standard Electric Heating and Central AC with Improved Duct Sealing |  | Commercial | Existing | Lodging/Hospitality | FPL Blend | Per End Use | 23018.96 | 20256.68 | 2762.28 | 0.12 | 20 | 0 | 1.8195 | 1787.8832 | Space Heating |  | Packaged central unit | 1
NonEquipment | Commercial Duct Sealing | Standard Electric Heating and Central AC with Improved Duct Sealing | Standard Electric Heating and Central AC, Standard Duct Sealing | Commercial | New | Lodging/Hospitality | FPL Blend | Per End Use | 23018.96 | 20256.68 | 2762.28 | 0.12 | 20 | 0 | 1.8195 | 1787.8832 | Space Heating |  | Packaged central unit | 1
NonEquipment | Commercial Duct Sealing | Standard Electric Heating and Central AC with Improved Duct Sealing |  | Commercial | Existing | Miscellaneous | FPL Blend | Per End Use | 25015.7 | 22013.82 | 3001.88 | 0.12 | 20 | 0 | 6.8387 | 4857.4145 | Space Heating |  | Packaged central unit | 1
NonEquipment | Commercial Duct Sealing | Standard Electric Heating and Central AC with Improved Duct Sealing | Standard Electric Heating and Central AC, Standard Duct Sealing | Commercial | New | Miscellaneous | FPL Blend | Per End Use | 25015.7 | 22013.82 | 3001.88 | 0.12 | 20 | 0 | 6.8387 | 4857.4145 | Space Heating |  | Packaged central unit | 1
NonEquipment | Commercial Duct Sealing | Standard Electric Heating and Central AC with Improved Duct Sealing |  | Commercial | Existing | Offices | FPL Blend | Per End Use | 28712.88 | 25267.33 | 3445.55 | 0.12 | 20 | 0 | 7.8495 | 2387.7669 | Space Heating |  | Packaged central unit | 1
NonEquipment | Commercial Duct Sealing | Standard Electric Heating and Central AC with Improved Duct Sealing | Standard Electric Heating and Central AC, Standard Duct Sealing | Commercial | New | Offices | FPL Blend | Per End Use | 28712.88 | 25267.33 | 3445.55 | 0.12 | 20 | 0 | 7.8495 | 2387.7669 | Space Heating |  | Packaged central unit | 1
NonEquipment | Commercial Duct Sealing | Standard Electric Heating and Central AC with Improved Duct Sealing |  | Commercial | Existing | Restaurants | FPL Blend | Per End Use | 17714.5 | 15588.76 | 2125.74 | 0.12 | 20 | 0 | 1.6337 | 533.9711 | Space Heating |  | Packaged central unit | 1
NonEquipment | Commercial Duct Sealing | Standard Electric Heating and Central AC with Improved Duct Sealing | Standard Electric Heating and Central AC, Standard Duct Sealing | Commercial | New | Restaurants | FPL Blend | Per End Use | 17714.5 | 15588.76 | 2125.74 | 0.12 | 20 | 0 | 1.6337 | 533.9711 | Space Heating |  | Packaged central unit | 1
NonEquipment | Commercial Duct Sealing | Standard Electric Heating and Central AC with Improved Duct Sealing |  | Commercial | Existing | Retail | FPL Blend | Per End Use | 25434.06 | 22381.97 | 3052.09 | 0.12 | 20 | 0 | 6.9531 | 2445.5834 | Space Heating |  | Packaged central unit | 1
NonEquipment | Commercial Duct Sealing | Standard Electric Heating and Central AC with Improved Duct Sealing | Standard Electric Heating and Central AC, Standard Duct Sealing | Commercial | New | Retail | FPL Blend | Per End Use | 25434.06 | 22381.97 | 3052.09 | 0.12 | 20 | 0 | 6.9531 | 2445.5834 | Space Heating |  | Packaged central unit | 1
NonEquipment | Commercial Duct Sealing | Standard Electric Heating and Central AC with Improved Duct Sealing |  | Commercial | Existing | Schools K-12 | FPL Blend | Per End Use | 50002.14 | 44001.88 | 6000.26 | 0.12 | 20 | 0 | 13.6695 | 3144.7897 | Space Heating |  | Packaged central unit | 1
NonEquipment | Commercial Duct Sealing | Standard Electric Heating and Central AC with Improved Duct Sealing | Standard Electric Heating and Central AC, Standard Duct Sealing | Commercial | New | Schools K-12 | FPL Blend | Per End Use | 50002.14 | 44001.88 | 6000.26 | 0.12 | 20 | 0 | 13.6695 | 3144.7897 | Space Heating |  | Packaged central unit | 1
NonEquipment | Commercial Duct Sealing | Standard Electric Heating and Central AC with Improved Duct Sealing |  | Commercial | Existing | Warehouse | FPL Blend | Per End Use | 8514.86 | 7493.08 | 1021.78 | 0.12 | 20 | 0 | 2.3278 | 2415.5544 | Space Heating |  | Packaged central unit | 1
NonEquipment | Commercial Duct Sealing | Standard Electric Heating and Central AC with Improved Duct Sealing | Standard Electric Heating and Central AC, Standard Duct Sealing | Commercial | New | Warehouse | FPL Blend | Per End Use | 8514.86 | 7493.08 | 1021.78 | 0.12 | 20 | 0 | 2.3278 | 2415.5544 | Space Heating |  | Packaged central unit | 1
Equipment | Energy Star Griddle | One Griddle meeting current ENERGY STAR Version 1.2 Standards | One Conventional Griddle | Commercial | Turnover | Assembly | FPL Blend | Per Unit | 15346.85 | 13905 | 1441.85 | 0.093951 | 12 | 0.23502 | 0.086511 | 0.01 | Cooking | Cooking other |  | 1
Equipment | Energy Star Griddle | One Griddle meeting current ENERGY STAR Version 1.2 Standards | One Conventional Griddle | Commercial | New | Assembly | FPL Blend | Per Unit | 15346.85 | 13905 | 1441.85 | 0.093951 | 12 | 0.23502 | 0.086511 | 0.01 | Cooking | Cooking other |  | 1
Equipment | Energy Star Griddle | One Griddle meeting current ENERGY STAR Version 1.2 Standards | One Conventional Griddle | Commercial | Turnover | College and University | FPL Blend | Per Unit | 15346.85 | 13905 | 1441.85 | 0.093951 | 12 | 0.23502 | 0.086511 | 0.01 | Cooking | Cooking other |  | 1
Equipment | Energy Star Griddle | One Griddle meeting current ENERGY STAR Version 1.2 Standards | One Conventional Griddle | Commercial | New | College and University | FPL Blend | Per Unit | 15346.85 | 13905 | 1441.85 | 0.093951 | 12 | 0.23502 | 0.086511 | 0.01 | Cooking | Cooking other |  | 1
Equipment | Energy Star Griddle | One Griddle meeting current ENERGY STAR Version 1.2 Standards | One Conventional Griddle | Commercial | Turnover | Data Center | FPL Blend | Per Unit | 15346.85 | 13905 | 1441.85 | 0.093951 | 12 | 0.085069 | 0.15428 | 0.01 | Cooking | Cooking other |  | 1
Equipment | Energy Star Griddle | One Griddle meeting current ENERGY STAR Version 1.2 Standards | One Conventional Griddle | Commercial | New | Data Center | FPL Blend | Per Unit | 15346.85 | 13905 | 1441.85 | 0.093951 | 12 | 0.085069 | 0.15428 | 0.01 | Cooking | Cooking other |  | 1
Equipment | Energy Star Griddle | One Griddle meeting current ENERGY STAR Version 1.2 Standards | One Conventional Griddle | Commercial | Turnover | Grocery | FPL Blend | Per Unit | 15346.85 | 13905 | 1441.85 | 0.093951 | 12 | 0.23502 | 0.086511 | 0.01 | Cooking | Cooking other |  | 1
Equipment | Energy Star Griddle | One Griddle meeting current ENERGY STAR Version 1.2 Standards | One Conventional Griddle | Commercial | New | Grocery | FPL Blend | Per Unit | 15346.85 | 13905 | 1441.85 | 0.093951 | 12 | 0.23502 | 0.086511 | 0.01 | Cooking | Cooking other |  | 1
Equipment | Energy Star Griddle | One Griddle meeting current ENERGY STAR Version 1.2 Standards | One Conventional Griddle | Commercial | Turnover | Healthcare | FPL Blend | Per Unit | 15346.85 | 13905 | 1441.85 | 0.093951 | 12 | 0.17014 | 0.19032 | 0.01 | Cooking | Cooking other |  | 1
Equipment | Energy Star Griddle | One Griddle meeting current ENERGY STAR Version 1.2 Standards | One Conventional Griddle | Commercial | New | Healthcare | FPL Blend | Per Unit | 15346.85 | 13905 | 1441.85 | 0.093951 | 12 | 0.17014 | 0.19032 | 0.01 | Cooking | Cooking other |  | 1
Equipment | Energy Star Griddle | One Griddle meeting current ENERGY STAR Version 1.2 Standards | One Conventional Griddle | Commercial | Turnover | Hospitals | FPL Blend | Per Unit | 15346.85 | 13905 | 1441.85 | 0.093951 | 12 | 0.23502 | 0.086511 | 0.01 | Cooking | Cooking other |  | 1
Equipment | Energy Star Griddle | One Griddle meeting current ENERGY STAR Version 1.2 Standards | One Conventional Griddle | Commercial | New | Hospitals | FPL Blend | Per Unit | 15346.85 | 13905 | 1441.85 | 0.093951 | 12 | 0.23502 | 0.086511 | 0.01 | Cooking | Cooking other |  | 1
Equipment | Energy Star Griddle | One Griddle meeting current ENERGY STAR Version 1.2 Standards | One Conventional Griddle | Commercial | Turnover | Institutional | FPL Blend | Per Unit | 15346.85 | 13905 | 1441.85 | 0.093951 | 12 | 0.085069 | 0.15428 | 0.01 | Cooking | Cooking other |  | 1
Equipment | Energy Star Griddle | One Griddle meeting current ENERGY STAR Version 1.2 Standards | One Conventional Griddle | Commercial | New | Institutional | FPL Blend | Per Unit | 15346.85 | 13905 | 1441.85 | 0.093951 | 12 | 0.085069 | 0.15428 | 0.01 | Cooking | Cooking other |  | 1
Equipment | Energy Star Griddle | One Griddle meeting current ENERGY STAR Version 1.2 Standards | One Conventional Griddle | Commercial | Turnover | Lodging/Hospitality | FPL Blend | Per Unit | 15346.85 | 13905 | 1441.85 | 0.093951 | 12 | 0.26242 | 0.11679 | 0.01 | Cooking | Cooking other |  | 1
Equipment | Energy Star Griddle | One Griddle meeting current ENERGY STAR Version 1.2 Standards | One Conventional Griddle | Commercial | New | Lodging/Hospitality | FPL Blend | Per Unit | 15346.85 | 13905 | 1441.85 | 0.093951 | 12 | 0.26242 | 0.11679 | 0.01 | Cooking | Cooking other |  | 1
Equipment | Energy Star Griddle | One Griddle meeting current ENERGY STAR Version 1.2 Standards | One Conventional Griddle | Commercial | Turnover | Miscellaneous | FPL Blend | Per Unit | 15346.85 | 13905 | 1441.85 | 0.093951 | 12 | 0.085069 | 0.15428 | 0.01 | Cooking | Cooking other |  | 1
Equipment | Energy Star Griddle | One Griddle meeting current ENERGY STAR Version 1.2 Standards | One Conventional Griddle | Commercial | New | Miscellaneous | FPL Blend | Per Unit | 15346.85 | 13905 | 1441.85 | 0.093951 | 12 | 0.085069 | 0.15428 | 0.01 | Cooking | Cooking other |  | 1
Equipment | Energy Star Griddle | One Griddle meeting current ENERGY STAR Version 1.2 Standards | One Conventional Griddle | Commercial | Turnover | Offices | FPL Blend | Per Unit | 15346.85 | 13905 | 1441.85 | 0.093951 | 12 | 0.085069 | 0.15428 | 0.01 | Cooking | Cooking other |  | 1
Equipment | Energy Star Griddle | One Griddle meeting current ENERGY STAR Version 1.2 Standards | One Conventional Griddle | Commercial | New | Offices | FPL Blend | Per Unit | 15346.85 | 13905 | 1441.85 | 0.093951 | 12 | 0.085069 | 0.15428 | 0.01 | Cooking | Cooking other |  | 1
Equipment | Energy Star Griddle | One Griddle meeting current ENERGY STAR Version 1.2 Standards | One Conventional Griddle | Commercial | Turnover | Restaurants | FPL Blend | Per Unit | 15346.85 | 13905 | 1441.85 | 0.093951 | 12 | 0.27539 | 0.14563 | 0.01 | Cooking | Cooking other |  | 1
Equipment | Energy Star Griddle | One Griddle meeting current ENERGY STAR Version 1.2 Standards | One Conventional Griddle | Commercial | New | Restaurants | FPL Blend | Per Unit | 15346.85 | 13905 | 1441.85 | 0.093951 | 12 | 0.27539 | 0.14563 | 0.01 | Cooking | Cooking other |  | 1
Equipment | Energy Star Griddle | One Griddle meeting current ENERGY STAR Version 1.2 Standards | One Conventional Griddle | Commercial | Turnover | Retail | FPL Blend | Per Unit | 15346.85 | 13905 | 1441.85 | 0.093951 | 12 | 0.23502 | 0.086511 | 0.01 | Cooking | Cooking other |  | 1
Equipment | Energy Star Griddle | One Griddle meeting current ENERGY STAR Version 1.2 Standards | One Conventional Griddle | Commercial | New | Retail | FPL Blend | Per Unit | 15346.85 | 13905 | 1441.85 | 0.093951 | 12 | 0.23502 | 0.086511 | 0.01 | Cooking | Cooking other |  | 1
Equipment | Energy Star Griddle | One Griddle meeting current ENERGY STAR Version 1.2 Standards | One Conventional Griddle | Commercial | Turnover | Schools K-12 | FPL Blend | Per Unit | 15346.85 | 13905 | 1441.85 | 0.093951 | 12 | 0.085069 | 0.15428 | 0.01 | Cooking | Cooking other |  | 1
Equipment | Energy Star Griddle | One Griddle meeting current ENERGY STAR Version 1.2 Standards | One Conventional Griddle | Commercial | New | Schools K-12 | FPL Blend | Per Unit | 15346.85 | 13905 | 1441.85 | 0.093951 | 12 | 0.085069 | 0.15428 | 0.01 | Cooking | Cooking other |  | 1
Equipment | Energy Star Griddle | One Griddle meeting current ENERGY STAR Version 1.2 Standards | One Conventional Griddle | Commercial | Turnover | Warehouse | FPL Blend | Per Unit | 15346.85 | 13905 | 1441.85 | 0.093951 | 12 | 0.085069 | 0.15428 | 0.01 | Cooking | Cooking other |  | 1
Equipment | Energy Star Griddle | One Griddle meeting current ENERGY STAR Version 1.2 Standards | One Conventional Griddle | Commercial | New | Warehouse | FPL Blend | Per Unit | 15346.85 | 13905 | 1441.85 | 0.093951 | 12 | 0.085069 | 0.15428 | 0.01 | Cooking | Cooking other |  | 1
NonEquipment | Facility Energy Management System_VT | Typical HVAC by Building Type Controlled by Energy Management System |  | Commercial | Existing | Assembly | FPL Blend | Per End Use | 9662.7 | 8213.3 | 1449.4 | 0.15 | 15 | 0.16813 | 0.16813 | 1151.5094 | Ventilation and Circulation |  | Ventilation System | 1
NonEquipment | Facility Energy Management System_VT | Typical HVAC by Building Type Controlled by Energy Management System | Standard/manual facility equipment controls | Commercial | New | Assembly | FPL Blend | Per End Use | 9662.7 | 8213.3 | 1449.4 | 0.15 | 15 | 0.16813 | 0.16813 | 1151.5094 | Ventilation and Circulation |  | Ventilation System | 1
NonEquipment | Facility Energy Management System_VT | Typical HVAC by Building Type Controlled by Energy Management System |  | Commercial | Existing | College and University | FPL Blend | Per End Use | 32679.92 | 27777.93 | 4901.99 | 0.15 | 15 | 0.56863 | 0.56863 | 10102.6705 | Ventilation and Circulation |  | Ventilation System | 1
NonEquipment | Facility Energy Management System_VT | Typical HVAC by Building Type Controlled by Energy Management System | Standard/manual facility equipment controls | Commercial | New | College and University | FPL Blend | Per End Use | 32679.92 | 27777.93 | 4901.99 | 0.15 | 15 | 0.56863 | 0.56863 | 10102.6705 | Ventilation and Circulation |  | Ventilation System | 1
NonEquipment | Facility Energy Management System_VT | Typical HVAC by Building Type Controlled by Energy Management System |  | Commercial | Existing | Data Center | FPL Blend | Per End Use | 207929.13 | 176739.76 | 31189.37 | 0.15 | 15 | 5.7077 | 4.0546 | 48601.3193 | Ventilation and Circulation |  | Ventilation System | 1
NonEquipment | Facility Energy Management System_VT | Typical HVAC by Building Type Controlled by Energy Management System | Standard/manual facility equipment controls | Commercial | New | Data Center | FPL Blend | Per End Use | 207929.13 | 176739.76 | 31189.37 | 0.15 | 15 | 5.7077 | 4.0546 | 48601.3193 | Ventilation and Circulation |  | Ventilation System | 1
NonEquipment | Facility Energy Management System_VT | Typical HVAC by Building Type Controlled by Energy Management System |  | Commercial | Existing | Grocery | FPL Blend | Per End Use | 10598.74 | 9008.93 | 1589.81 | 0.15 | 15 | 0.27981 | 0.14944 | 1174.2337 | Ventilation and Circulation |  | Ventilation System | 1
NonEquipment | Facility Energy Management System_VT | Typical HVAC by Building Type Controlled by Energy Management System | Standard/manual facility equipment controls | Commercial | New | Grocery | FPL Blend | Per End Use | 10598.74 | 9008.93 | 1589.81 | 0.15 | 15 | 0.27981 | 0.14944 | 1174.2337 | Ventilation and Circulation |  | Ventilation System | 1
NonEquipment | Facility Energy Management System_VT | Typical HVAC by Building Type Controlled by Energy Management System |  | Commercial | Existing | Healthcare | FPL Blend | Per End Use | 37075.59 | 31514.25 | 5561.34 | 0.15 | 15 | 0.81752 | 0.71741 | 5905.3893 | Ventilation and Circulation |  | Ventilation System | 1
NonEquipment | Facility Energy Management System_VT | Typical HVAC by Building Type Controlled by Energy Management System | Standard/manual facility equipment controls | Commercial | New | Healthcare | FPL Blend | Per End Use | 37075.59 | 31514.25 | 5561.34 | 0.15 | 15 | 0.81752 | 0.71741 | 5905.3893 | Ventilation and Circulation |  | Ventilation System | 1
NonEquipment | Facility Energy Management System_VT | Typical HVAC by Building Type Controlled by Energy Management System |  | Commercial | Existing | Hospitals | FPL Blend | Per End Use | 1402759.92 | 1192345.93 | 210413.99 | 0.15 | 15 | 24.408 | 24.408 | 87529.7848 | Ventilation and Circulation |  | Ventilation System | 1
NonEquipment | Facility Energy Management System_VT | Typical HVAC by Building Type Controlled by Energy Management System | Standard/manual facility equipment controls | Commercial | New | Hospitals | FPL Blend | Per End Use | 1402759.92 | 1192345.93 | 210413.99 | 0.15 | 15 | 24.408 | 24.408 | 87529.7848 | Ventilation and Circulation |  | Ventilation System | 1
NonEquipment | Facility Energy Management System_VT | Typical HVAC by Building Type Controlled by Energy Management System |  | Commercial | Existing | Institutional | FPL Blend | Per End Use | 7344.32 | 6242.67 | 1101.65 | 0.15 | 15 | 0.18067 | 0.14101 | 2672.7759 | Ventilation and Circulation |  | Ventilation System | 1
NonEquipment | Facility Energy Management System_VT | Typical HVAC by Building Type Controlled by Energy Management System | Standard/manual facility equipment controls | Commercial | New | Institutional | FPL Blend | Per End Use | 7344.32 | 6242.67 | 1101.65 | 0.15 | 15 | 0.18067 | 0.14101 | 2672.7759 | Ventilation and Circulation |  | Ventilation System | 1
NonEquipment | Facility Energy Management System_VT | Typical HVAC by Building Type Controlled by Energy Management System |  | Commercial | Existing | Lodging/Hospitality | FPL Blend | Per End Use | 123781.2 | 105214.02 | 18567.18 | 0.15 | 15 | 2.488 | 2.0424 | 17793.5475 | Ventilation and Circulation |  | Ventilation System | 1
NonEquipment | Facility Energy Management System_VT | Typical HVAC by Building Type Controlled by Energy Management System | Standard/manual facility equipment controls | Commercial | New | Lodging/Hospitality | FPL Blend | Per End Use | 123781.2 | 105214.02 | 18567.18 | 0.15 | 15 | 2.488 | 2.0424 | 17793.5475 | Ventilation and Circulation |  | Ventilation System | 1
NonEquipment | Facility Energy Management System_VT | Typical HVAC by Building Type Controlled by Energy Management System |  | Commercial | Existing | Miscellaneous | FPL Blend | Per End Use | 21297.15 | 18102.58 | 3194.57 | 0.15 | 15 | 0.58461 | 0.41529 | 9104.7274 | Ventilation and Circulation |  | Ventilation System | 1
NonEquipment | Facility Energy Management System_VT | Typical HVAC by Building Type Controlled by Energy Management System | Standard/manual facility equipment controls | Commercial | New | Miscellaneous | FPL Blend | Per End Use | 21297.15 | 18102.58 | 3194.57 | 0.15 | 15 | 0.58461 | 0.41529 | 9104.7274 | Ventilation and Circulation |  | Ventilation System | 1
NonEquipment | Facility Energy Management System_VT | Typical HVAC by Building Type Controlled by Energy Management System |  | Commercial | Existing | Offices | FPL Blend | Per End Use | 48209.28 | 40977.89 | 7231.39 | 0.15 | 15 | 1.3233 | 0.94008 | 7362.6399 | Ventilation and Circulation |  | Ventilation System | 1
NonEquipment | Facility Energy Management System_VT | Typical HVAC by Building Type Controlled by Energy Management System | Standard/manual facility equipment controls | Commercial | New | Offices | FPL Blend | Per End Use | 48209.28 | 40977.89 | 7231.39 | 0.15 | 15 | 1.3233 | 0.94008 | 7362.6399 | Ventilation and Circulation |  | Ventilation System | 1
NonEquipment | Facility Energy Management System_VT | Typical HVAC by Building Type Controlled by Energy Management System |  | Commercial | Existing | Restaurants | FPL Blend | Per End Use | 27844.2 | 23667.57 | 4176.63 | 0.15 | 15 | 0.63902 | 0.48867 | 1698.7172 | Ventilation and Circulation |  | Ventilation System | 1
NonEquipment | Facility Energy Management System_VT | Typical HVAC by Building Type Controlled by Energy Management System | Standard/manual facility equipment controls | Commercial | New | Restaurants | FPL Blend | Per End Use | 27844.2 | 23667.57 | 4176.63 | 0.15 | 15 | 0.63902 | 0.48867 | 1698.7172 | Ventilation and Circulation |  | Ventilation System | 1
NonEquipment | Facility Energy Management System_VT | Typical HVAC by Building Type Controlled by Energy Management System |  | Commercial | Existing | Retail | FPL Blend | Per End Use | 51568.14 | 43832.92 | 7735.22 | 0.15 | 15 | 0.89729 | 0.89729 | 9309.7873 | Ventilation and Circulation |  | Ventilation System | 1
NonEquipment | Facility Energy Management System_VT | Typical HVAC by Building Type Controlled by Energy Management System | Standard/manual facility equipment controls | Commercial | New | Retail | FPL Blend | Per End Use | 51568.14 | 43832.92 | 7735.22 | 0.15 | 15 | 0.89729 | 0.89729 | 9309.7873 | Ventilation and Circulation |  | Ventilation System | 1
NonEquipment | Facility Energy Management System_VT | Typical HVAC by Building Type Controlled by Energy Management System |  | Commercial | Existing | Schools K-12 | FPL Blend | Per End Use | 44041.62 | 37435.38 | 6606.24 | 0.15 | 15 | 1.2089 | 0.85881 | 6586.1949 | Ventilation and Circulation |  | Ventilation System | 1
NonEquipment | Facility Energy Management System_VT | Typical HVAC by Building Type Controlled by Energy Management System | Standard/manual facility equipment controls | Commercial | New | Schools K-12 | FPL Blend | Per End Use | 44041.62 | 37435.38 | 6606.24 | 0.15 | 15 | 1.2089 | 0.85881 | 6586.1949 | Ventilation and Circulation |  | Ventilation System | 1
NonEquipment | Facility Energy Management System_VT | Typical HVAC by Building Type Controlled by Energy Management System |  | Commercial | Existing | Warehouse | FPL Blend | Per End Use | 4752.48 | 4039.61 | 712.87 | 0.15 | 15 | 0.13046 | 0.092673 | 3312.3286 | Ventilation and Circulation |  | Ventilation System | 1
NonEquipment | Facility Energy Management System_VT | Typical HVAC by Building Type Controlled by Energy Management System | Standard/manual facility equipment controls | Commercial | New | Warehouse | FPL Blend | Per End Use | 4752.48 | 4039.61 | 712.87 | 0.15 | 15 | 0.13046 | 0.092673 | 3312.3286 | Ventilation and Circulation |  | Ventilation System | 1
NonEquipment | Demand Controlled Circulating Systems | Recirculation Pump with Demand Control Mechanism |  | Commercial | Existing | Assembly | FPL Blend | Per Hot Water Circulation Pump | 1558.5 | 1184.46 | 374.04 | 0.24 | 20 | 0.046507 | 0.07083 | 2274 | Domestic Hot Water |  | Centralized water heaters | 1
NonEquipment | Demand Controlled Circulating Systems | Recirculation Pump with Demand Control Mechanism | Uncontrolled Recirculation Pump | Commercial | New | Assembly | FPL Blend | Per Hot Water Circulation Pump | 1558.5 | 1184.46 | 374.04 | 0.24 | 20 | 0.046507 | 0.07083 | 2274 | Domestic Hot Water |  | Centralized water heaters | 1
NonEquipment | Demand Controlled Circulating Systems | Recirculation Pump with Demand Control Mechanism |  | Commercial | Existing | College and University | FPL Blend | Per Hot Water Circulation Pump | 6828.64 | 5189.77 | 1638.87 | 0.24 | 20 | 0.15028 | 0.18251 | 6822 | Domestic Hot Water |  | Centralized water heaters | 1
NonEquipment | Demand Controlled Circulating Systems | Recirculation Pump with Demand Control Mechanism | Uncontrolled Recirculation Pump | Commercial | New | College and University | FPL Blend | Per Hot Water Circulation Pump | 6828.64 | 5189.77 | 1638.87 | 0.24 | 20 | 0.15028 | 0.18251 | 6822 | Domestic Hot Water |  | Centralized water heaters | 1
NonEquipment | Demand Controlled Circulating Systems | Recirculation Pump with Demand Control Mechanism |  | Commercial | Existing | Data Center | FPL Blend | Per Hot Water Circulation Pump | 215243.22 | 163584.85 | 51658.37 | 0.24 | 20 | 4.7369 | 5.7529 | 4548 | Domestic Hot Water |  | Centralized water heaters | 1
NonEquipment | Demand Controlled Circulating Systems | Recirculation Pump with Demand Control Mechanism | Uncontrolled Recirculation Pump | Commercial | New | Data Center | FPL Blend | Per Hot Water Circulation Pump | 215243.22 | 163584.85 | 51658.37 | 0.24 | 20 | 4.7369 | 5.7529 | 4548 | Domestic Hot Water |  | Centralized water heaters | 1
NonEquipment | Demand Controlled Circulating Systems | Recirculation Pump with Demand Control Mechanism |  | Commercial | Existing | Grocery | FPL Blend | Per Hot Water Circulation Pump | 505.97 | 384.54 | 121.43 | 0.23999 | 20 | 0.015098 | 0.022994 | 2274 | Domestic Hot Water |  | Centralized water heaters | 1
NonEquipment | Demand Controlled Circulating Systems | Recirculation Pump with Demand Control Mechanism | Uncontrolled Recirculation Pump | Commercial | New | Grocery | FPL Blend | Per Hot Water Circulation Pump | 505.97 | 384.54 | 121.43 | 0.23999 | 20 | 0.015098 | 0.022994 | 2274 | Domestic Hot Water |  | Centralized water heaters | 1
NonEquipment | Demand Controlled Circulating Systems | Recirculation Pump with Demand Control Mechanism |  | Commercial | Existing | Healthcare | FPL Blend | Per Hot Water Circulation Pump | 1048.41 | 796.79 | 251.62 | 0.24 | 20 | 0.023073 | 0.028022 | 2274 | Domestic Hot Water |  | Centralized water heaters | 1
NonEquipment | Demand Controlled Circulating Systems | Recirculation Pump with Demand Control Mechanism | Uncontrolled Recirculation Pump | Commercial | New | Healthcare | FPL Blend | Per Hot Water Circulation Pump | 1048.41 | 796.79 | 251.62 | 0.24 | 20 | 0.023073 | 0.028022 | 2274 | Domestic Hot Water |  | Centralized water heaters | 1
NonEquipment | Demand Controlled Circulating Systems | Recirculation Pump with Demand Control Mechanism |  | Commercial | Existing | Hospitals | FPL Blend | Per Hot Water Circulation Pump | 220595.31 | 167652.44 | 52942.87 | 0.24 | 20 | 4.8547 | 5.896 | 22740 | Domestic Hot Water |  | Centralized water heaters | 1
NonEquipment | Demand Controlled Circulating Systems | Recirculation Pump with Demand Control Mechanism | Uncontrolled Recirculation Pump | Commercial | New | Hospitals | FPL Blend | Per Hot Water Circulation Pump | 220595.31 | 167652.44 | 52942.87 | 0.24 | 20 | 4.8547 | 5.896 | 22740 | Domestic Hot Water |  | Centralized water heaters | 1
NonEquipment | Demand Controlled Circulating Systems | Recirculation Pump with Demand Control Mechanism |  | Commercial | Existing | Institutional | FPL Blend | Per Hot Water Circulation Pump | 871.36 | 662.23 | 209.13 | 0.24 | 20 | 0.019177 | 0.02329 | 4548 | Domestic Hot Water |  | Centralized water heaters | 1
NonEquipment | Demand Controlled Circulating Systems | Recirculation Pump with Demand Control Mechanism | Uncontrolled Recirculation Pump | Commercial | New | Institutional | FPL Blend | Per Hot Water Circulation Pump | 871.36 | 662.23 | 209.13 | 0.24 | 20 | 0.019177 | 0.02329 | 4548 | Domestic Hot Water |  | Centralized water heaters | 1
NonEquipment | Demand Controlled Circulating Systems | Recirculation Pump with Demand Control Mechanism |  | Commercial | Existing | Lodging/Hospitality | FPL Blend | Per Hot Water Circulation Pump | 48209.52 | 36639.24 | 11570.28 | 0.24 | 20 | 0.45528 | 1.8255 | 4548 | Domestic Hot Water |  | Centralized water heaters | 1
NonEquipment | Demand Controlled Circulating Systems | Recirculation Pump with Demand Control Mechanism | Uncontrolled Recirculation Pump | Commercial | New | Lodging/Hospitality | FPL Blend | Per Hot Water Circulation Pump | 48209.52 | 36639.24 | 11570.28 | 0.24 | 20 | 0.45528 | 1.8255 | 4548 | Domestic Hot Water |  | Centralized water heaters | 1
NonEquipment | Demand Controlled Circulating Systems | Recirculation Pump with Demand Control Mechanism |  | Commercial | Existing | Miscellaneous | FPL Blend | Per Hot Water Circulation Pump | 1690.25 | 1284.59 | 405.66 | 0.24 | 20 | 0.050438 | 0.076817 | 6822 | Domestic Hot Water |  | Centralized water heaters | 1
NonEquipment | Demand Controlled Circulating Systems | Recirculation Pump with Demand Control Mechanism | Uncontrolled Recirculation Pump | Commercial | New | Miscellaneous | FPL Blend | Per Hot Water Circulation Pump | 1690.25 | 1284.59 | 405.66 | 0.24 | 20 | 0.050438 | 0.076817 | 6822 | Domestic Hot Water |  | Centralized water heaters | 1
NonEquipment | Demand Controlled Circulating Systems | Recirculation Pump with Demand Control Mechanism |  | Commercial | Existing | Offices | FPL Blend | Per Hot Water Circulation Pump | 1949.64 | 1481.73 | 467.91 | 0.24 | 20 | 0.058178 | 0.088605 | 2274 | Domestic Hot Water |  | Centralized water heaters | 1
NonEquipment | Demand Controlled Circulating Systems | Recirculation Pump with Demand Control Mechanism | Uncontrolled Recirculation Pump | Commercial | New | Offices | FPL Blend | Per Hot Water Circulation Pump | 1949.64 | 1481.73 | 467.91 | 0.24 | 20 | 0.058178 | 0.088605 | 2274 | Domestic Hot Water |  | Centralized water heaters | 1
NonEquipment | Demand Controlled Circulating Systems | Recirculation Pump with Demand Control Mechanism |  | Commercial | Existing | Restaurants | FPL Blend | Per Hot Water Circulation Pump | 23303.3 | 17710.51 | 5592.79 | 0.24 | 20 | 0.69539 | 1.0591 | 2274 | Domestic Hot Water |  | Centralized water heaters | 1
NonEquipment | Demand Controlled Circulating Systems | Recirculation Pump with Demand Control Mechanism | Uncontrolled Recirculation Pump | Commercial | New | Restaurants | FPL Blend | Per Hot Water Circulation Pump | 23303.3 | 17710.51 | 5592.79 | 0.24 | 20 | 0.69539 | 1.0591 | 2274 | Domestic Hot Water |  | Centralized water heaters | 1
NonEquipment | Demand Controlled Circulating Systems | Recirculation Pump with Demand Control Mechanism |  | Commercial | Existing | Retail | FPL Blend | Per Hot Water Circulation Pump | 9100.26 | 6916.2 | 2184.06 | 0.24 | 20 | 0.27156 | 0.41358 | 2274 | Domestic Hot Water |  | Centralized water heaters | 1
NonEquipment | Demand Controlled Circulating Systems | Recirculation Pump with Demand Control Mechanism | Uncontrolled Recirculation Pump | Commercial | New | Retail | FPL Blend | Per Hot Water Circulation Pump | 9100.26 | 6916.2 | 2184.06 | 0.24 | 20 | 0.27156 | 0.41358 | 2274 | Domestic Hot Water |  | Centralized water heaters | 1
NonEquipment | Demand Controlled Circulating Systems | Recirculation Pump with Demand Control Mechanism |  | Commercial | Existing | Schools K-12 | FPL Blend | Per Hot Water Circulation Pump | 25497.78 | 19378.31 | 6119.47 | 0.24 | 20 | 0.76087 | 1.1588 | 4548 | Domestic Hot Water |  | Centralized water heaters | 1
NonEquipment | Demand Controlled Circulating Systems | Recirculation Pump with Demand Control Mechanism | Uncontrolled Recirculation Pump | Commercial | New | Schools K-12 | FPL Blend | Per Hot Water Circulation Pump | 25497.78 | 19378.31 | 6119.47 | 0.24 | 20 | 0.76087 | 1.1588 | 4548 | Domestic Hot Water |  | Centralized water heaters | 1
NonEquipment | Demand Controlled Circulating Systems | Recirculation Pump with Demand Control Mechanism |  | Commercial | Existing | Warehouse | FPL Blend | Per Hot Water Circulation Pump | 792.08 | 601.98 | 190.1 | 0.24 | 20 | 0.023636 | 0.035998 | 2274 | Domestic Hot Water |  | Centralized water heaters | 1
NonEquipment | Demand Controlled Circulating Systems | Recirculation Pump with Demand Control Mechanism | Uncontrolled Recirculation Pump | Commercial | New | Warehouse | FPL Blend | Per Hot Water Circulation Pump | 792.08 | 601.98 | 190.1 | 0.24 | 20 | 0.023636 | 0.035998 | 2274 | Domestic Hot Water |  | Centralized water heaters | 1
NonEquipment | Facility Commissioning_SC | Perform facility commissioning to optimize building operations in new facilities |  | Commercial | Existing | Assembly | FPL Blend | Per End Use Consumption | 124835.85 | 104862.11 | 19973.74 | 0.16 | 10 | 6.6525 | 0 | 22379.903 | Space Cooling |  | Heat Pump Cooling | 1
NonEquipment | Facility Commissioning_SC | Perform facility commissioning to optimize building operations in new facilities | Standard new construction facility with no commissioning | Commercial | New | Assembly | FPL Blend | Per End Use Consumption | 124835.85 | 104862.11 | 19973.74 | 0.16 | 10 | 6.6525 | 0 | 22379.903 | Space Cooling |  | Heat Pump Cooling | 1
NonEquipment | Facility Commissioning_SC | Perform facility commissioning to optimize building operations in new facilities |  | Commercial | Existing | College and University | FPL Blend | Per End Use Consumption | 50239.28 | 42201 | 8038.28 | 0.16 | 10 | 1.6298 | 0 | 23363.9484 | Space Cooling |  | Heat Pump Cooling | 1
NonEquipment | Facility Commissioning_SC | Perform facility commissioning to optimize building operations in new facilities | Standard new construction facility with no commissioning | Commercial | New | College and University | FPL Blend | Per End Use Consumption | 50239.28 | 42201 | 8038.28 | 0.16 | 10 | 1.6298 | 0 | 23363.9484 | Space Cooling |  | Heat Pump Cooling | 1
NonEquipment | Facility Commissioning_SC | Perform facility commissioning to optimize building operations in new facilities |  | Commercial | Existing | Data Center | FPL Blend | Per End Use Consumption | 246589.32 | 207135.03 | 39454.29 | 0.16 | 10 | 7.9994 | 0 | 86707.2244 | Space Cooling |  | Heat Pump Cooling | 1
NonEquipment | Facility Commissioning_SC | Perform facility commissioning to optimize building operations in new facilities | Standard new construction facility with no commissioning | Commercial | New | Data Center | FPL Blend | Per End Use Consumption | 246589.32 | 207135.03 | 39454.29 | 0.16 | 10 | 7.9994 | 0 | 86707.2244 | Space Cooling |  | Heat Pump Cooling | 1
NonEquipment | Facility Commissioning_SC | Perform facility commissioning to optimize building operations in new facilities |  | Commercial | Existing | Grocery | FPL Blend | Per End Use Consumption | 10146.03 | 8522.67 | 1623.36 | 0.16 | 10 | 0.46035 | 0 | 1691.0002 | Space Cooling |  | Heat Pump Cooling | 1
NonEquipment | Facility Commissioning_SC | Perform facility commissioning to optimize building operations in new facilities | Standard new construction facility with no commissioning | Commercial | New | Grocery | FPL Blend | Per End Use Consumption | 10146.03 | 8522.67 | 1623.36 | 0.16 | 10 | 0.46035 | 0 | 1691.0002 | Space Cooling |  | Heat Pump Cooling | 1
NonEquipment | Facility Commissioning_SC | Perform facility commissioning to optimize building operations in new facilities |  | Commercial | Existing | Healthcare | FPL Blend | Per End Use Consumption | 21063.51 | 17693.35 | 3370.16 | 0.16 | 10 | 0.68331 | 0 | 5047.0719 | Space Cooling |  | Heat Pump Cooling | 1
NonEquipment | Facility Commissioning_SC | Perform facility commissioning to optimize building operations in new facilities | Standard new construction facility with no commissioning | Commercial | New | Healthcare | FPL Blend | Per End Use Consumption | 21063.51 | 17693.35 | 3370.16 | 0.16 | 10 | 0.68331 | 0 | 5047.0719 | Space Cooling |  | Heat Pump Cooling | 1
NonEquipment | Facility Commissioning_SC | Perform facility commissioning to optimize building operations in new facilities |  | Commercial | Existing | Hospitals | FPL Blend | Per End Use Consumption | 1853377.69 | 1556837.26 | 296540.43 | 0.16 | 10 | 60.1242 | 0 | 173974.1395 | Space Cooling |  | Heat Pump Cooling | 1
NonEquipment | Facility Commissioning_SC | Perform facility commissioning to optimize building operations in new facilities | Standard new construction facility with no commissioning | Commercial | New | Hospitals | FPL Blend | Per End Use Consumption | 1853377.69 | 1556837.26 | 296540.43 | 0.16 | 10 | 60.1242 | 0 | 173974.1395 | Space Cooling |  | Heat Pump Cooling | 1
NonEquipment | Facility Commissioning_SC | Perform facility commissioning to optimize building operations in new facilities |  | Commercial | Existing | Institutional | FPL Blend | Per End Use Consumption | 24647.04 | 20703.51 | 3943.53 | 0.16 | 10 | 0.79956 | 0 | 13493.4842 | Space Cooling |  | Heat Pump Cooling | 1
NonEquipment | Facility Commissioning_SC | Perform facility commissioning to optimize building operations in new facilities | Standard new construction facility with no commissioning | Commercial | New | Institutional | FPL Blend | Per End Use Consumption | 24647.04 | 20703.51 | 3943.53 | 0.16 | 10 | 0.79956 | 0 | 13493.4842 | Space Cooling |  | Heat Pump Cooling | 1
NonEquipment | Facility Commissioning_SC | Perform facility commissioning to optimize building operations in new facilities |  | Commercial | Existing | Lodging/Hospitality | FPL Blend | Per End Use Consumption | 200655.84 | 168550.91 | 32104.93 | 0.16 | 10 | 6.1484 | 0 | 43391.8273 | Space Cooling |  | Heat Pump Cooling | 1
NonEquipment | Facility Commissioning_SC | Perform facility commissioning to optimize building operations in new facilities | Standard new construction facility with no commissioning | Commercial | New | Lodging/Hospitality | FPL Blend | Per End Use Consumption | 200655.84 | 168550.91 | 32104.93 | 0.16 | 10 | 6.1484 | 0 | 43391.8273 | Space Cooling |  | Heat Pump Cooling | 1
NonEquipment | Facility Commissioning_SC | Perform facility commissioning to optimize building operations in new facilities |  | Commercial | Existing | Miscellaneous | FPL Blend | Per End Use Consumption | 44622.6 | 37482.98 | 7139.62 | 0.16 | 10 | 2.3779 | 0 | 28697.826 | Space Cooling |  | Heat Pump Cooling | 1
NonEquipment | Facility Commissioning_SC | Perform facility commissioning to optimize building operations in new facilities | Standard new construction facility with no commissioning | Commercial | New | Miscellaneous | FPL Blend | Per End Use Consumption | 44622.6 | 37482.98 | 7139.62 | 0.16 | 10 | 2.3779 | 0 | 28697.826 | Space Cooling |  | Heat Pump Cooling | 1
NonEquipment | Facility Commissioning_SC | Perform facility commissioning to optimize building operations in new facilities |  | Commercial | Existing | Offices | FPL Blend | Per End Use Consumption | 56539.56 | 47493.23 | 9046.33 | 0.16 | 10 | 3.013 | 0 | 12989.8362 | Space Cooling |  | Heat Pump Cooling | 1
NonEquipment | Facility Commissioning_SC | Perform facility commissioning to optimize building operations in new facilities | Standard new construction facility with no commissioning | Commercial | New | Offices | FPL Blend | Per End Use Consumption | 56539.56 | 47493.23 | 9046.33 | 0.16 | 10 | 3.013 | 0 | 12989.8362 | Space Cooling |  | Heat Pump Cooling | 1
NonEquipment | Facility Commissioning_SC | Perform facility commissioning to optimize building operations in new facilities |  | Commercial | Existing | Restaurants | FPL Blend | Per End Use Consumption | 48502.8 | 40742.35 | 7760.45 | 0.16 | 10 | 2.2007 | 0 | 4451.4518 | Space Cooling |  | Heat Pump Cooling | 1
NonEquipment | Facility Commissioning_SC | Perform facility commissioning to optimize building operations in new facilities | Standard new construction facility with no commissioning | Commercial | New | Restaurants | FPL Blend | Per End Use Consumption | 48502.8 | 40742.35 | 7760.45 | 0.16 | 10 | 2.2007 | 0 | 4451.4518 | Space Cooling |  | Heat Pump Cooling | 1
NonEquipment | Facility Commissioning_SC | Perform facility commissioning to optimize building operations in new facilities |  | Commercial | Existing | Retail | FPL Blend | Per End Use Consumption | 71635.38 | 60173.72 | 11461.66 | 0.16 | 10 | 3.8174 | 0 | 19455.1355 | Space Cooling |  | Heat Pump Cooling | 1
NonEquipment | Facility Commissioning_SC | Perform facility commissioning to optimize building operations in new facilities | Standard new construction facility with no commissioning | Commercial | New | Retail | FPL Blend | Per End Use Consumption | 71635.38 | 60173.72 | 11461.66 | 0.16 | 10 | 3.8174 | 0 | 19455.1355 | Space Cooling |  | Heat Pump Cooling | 1
NonEquipment | Facility Commissioning_SC | Perform facility commissioning to optimize building operations in new facilities |  | Commercial | Existing | Schools K-12 | FPL Blend | Per End Use Consumption | 160602.9 | 134906.44 | 25696.46 | 0.16 | 10 | 8.5585 | 0 | 36130.4307 | Space Cooling |  | Heat Pump Cooling | 1
NonEquipment | Facility Commissioning_SC | Perform facility commissioning to optimize building operations in new facilities | Standard new construction facility with no commissioning | Commercial | New | Schools K-12 | FPL Blend | Per End Use Consumption | 160602.9 | 134906.44 | 25696.46 | 0.16 | 10 | 8.5585 | 0 | 36130.4307 | Space Cooling |  | Heat Pump Cooling | 1
NonEquipment | Facility Commissioning_SC | Perform facility commissioning to optimize building operations in new facilities |  | Commercial | Existing | Warehouse | FPL Blend | Per End Use Consumption | 19405.96 | 16301.01 | 3104.95 | 0.16 | 10 | 1.0341 | 0 | 20346.8237 | Space Cooling |  | Heat Pump Cooling | 1
NonEquipment | Facility Commissioning_SC | Perform facility commissioning to optimize building operations in new facilities | Standard new construction facility with no commissioning | Commercial | New | Warehouse | FPL Blend | Per End Use Consumption | 19405.96 | 16301.01 | 3104.95 | 0.16 | 10 | 1.0341 | 0 | 20346.8237 | Space Cooling |  | Heat Pump Cooling | 1
NonEquipment | Floating Head Pressure Controls | Medium-Temperature Refrigeration System with 5HP Compressor and Adjustable Condenser Head Pressure Control Valve |  | Commercial | Existing | Assembly | FPL Blend | Per End Use Consumption | 9039.3 | 7864.19 | 1175.11 | 0.13 | 10 | 0.17627 | 0.13984 | 280 | Refrigeration |  | Display cases | 1
NonEquipment | Floating Head Pressure Controls | Medium-Temperature Refrigeration System with 5HP Compressor and Adjustable Condenser Head Pressure Control Valve | Medium-Temperature Refrigeration System with 5 HP Compressor without Adjustable Condenser Head Pressure Control Valve | Commercial | New | Assembly | FPL Blend | Per End Use Consumption | 9039.3 | 7864.19 | 1175.11 | 0.13 | 10 | 0.17627 | 0.13984 | 280 | Refrigeration |  | Display cases | 1
NonEquipment | Floating Head Pressure Controls | Medium-Temperature Refrigeration System with 5HP Compressor and Adjustable Condenser Head Pressure Control Valve |  | Commercial | Existing | College and University | FPL Blend | Per End Use Consumption | 8048.04 | 7001.79 | 1046.25 | 0.13 | 10 | 0.15694 | 0.1245 | 280 | Refrigeration |  | Display cases | 1
NonEquipment | Floating Head Pressure Controls | Medium-Temperature Refrigeration System with 5HP Compressor and Adjustable Condenser Head Pressure Control Valve | Medium-Temperature Refrigeration System with 5 HP Compressor without Adjustable Condenser Head Pressure Control Valve | Commercial | New | College and University | FPL Blend | Per End Use Consumption | 8048.04 | 7001.79 | 1046.25 | 0.13 | 10 | 0.15694 | 0.1245 | 280 | Refrigeration |  | Display cases | 1
NonEquipment | Floating Head Pressure Controls | Medium-Temperature Refrigeration System with 5HP Compressor and Adjustable Condenser Head Pressure Control Valve |  | Commercial | Existing | Data Center | FPL Blend | Per End Use Consumption | 109711.35 | 95448.87 | 14262.48 | 0.13 | 10 | 2.0395 | 1.6544 | 280 | Refrigeration |  | Display cases | 1
NonEquipment | Floating Head Pressure Controls | Medium-Temperature Refrigeration System with 5HP Compressor and Adjustable Condenser Head Pressure Control Valve | Medium-Temperature Refrigeration System with 5 HP Compressor without Adjustable Condenser Head Pressure Control Valve | Commercial | New | Data Center | FPL Blend | Per End Use Consumption | 109711.35 | 95448.87 | 14262.48 | 0.13 | 10 | 2.0395 | 1.6544 | 280 | Refrigeration |  | Display cases | 1
NonEquipment | Floating Head Pressure Controls | Medium-Temperature Refrigeration System with 5HP Compressor and Adjustable Condenser Head Pressure Control Valve |  | Commercial | Existing | Grocery | FPL Blend | Per End Use Consumption | 85349.15 | 74253.76 | 11095.39 | 0.13 | 10 | 1.6643 | 1.3204 | 280 | Refrigeration |  | Display cases | 1
NonEquipment | Floating Head Pressure Controls | Medium-Temperature Refrigeration System with 5HP Compressor and Adjustable Condenser Head Pressure Control Valve | Medium-Temperature Refrigeration System with 5 HP Compressor without Adjustable Condenser Head Pressure Control Valve | Commercial | New | Grocery | FPL Blend | Per End Use Consumption | 85349.15 | 74253.76 | 11095.39 | 0.13 | 10 | 1.6643 | 1.3204 | 280 | Refrigeration |  | Display cases | 1
NonEquipment | Floating Head Pressure Controls | Medium-Temperature Refrigeration System with 5HP Compressor and Adjustable Condenser Head Pressure Control Valve |  | Commercial | Existing | Healthcare | FPL Blend | Per End Use Consumption | 3621.78 | 3150.95 | 470.83 | 0.13 | 10 | 0.070625 | 0.056029 | 280 | Refrigeration |  | Display cases | 1
NonEquipment | Floating Head Pressure Controls | Medium-Temperature Refrigeration System with 5HP Compressor and Adjustable Condenser Head Pressure Control Valve | Medium-Temperature Refrigeration System with 5 HP Compressor without Adjustable Condenser Head Pressure Control Valve | Commercial | New | Healthcare | FPL Blend | Per End Use Consumption | 3621.78 | 3150.95 | 470.83 | 0.13 | 10 | 0.070625 | 0.056029 | 280 | Refrigeration |  | Display cases | 1
NonEquipment | Floating Head Pressure Controls | Medium-Temperature Refrigeration System with 5HP Compressor and Adjustable Condenser Head Pressure Control Valve |  | Commercial | Existing | Hospitals | FPL Blend | Per End Use Consumption | 280929.07 | 244408.29 | 36520.78 | 0.13 | 10 | 5.4781 | 4.346 | 280 | Refrigeration |  | Display cases | 1
NonEquipment | Floating Head Pressure Controls | Medium-Temperature Refrigeration System with 5HP Compressor and Adjustable Condenser Head Pressure Control Valve | Medium-Temperature Refrigeration System with 5 HP Compressor without Adjustable Condenser Head Pressure Control Valve | Commercial | New | Hospitals | FPL Blend | Per End Use Consumption | 280929.07 | 244408.29 | 36520.78 | 0.13 | 10 | 5.4781 | 4.346 | 280 | Refrigeration |  | Display cases | 1
NonEquipment | Floating Head Pressure Controls | Medium-Temperature Refrigeration System with 5HP Compressor and Adjustable Condenser Head Pressure Control Valve |  | Commercial | Existing | Institutional | FPL Blend | Per End Use Consumption | 5975.04 | 5198.28 | 776.76 | 0.13 | 10 | 0.11108 | 0.090104 | 280 | Refrigeration |  | Display cases | 1
NonEquipment | Floating Head Pressure Controls | Medium-Temperature Refrigeration System with 5HP Compressor and Adjustable Condenser Head Pressure Control Valve | Medium-Temperature Refrigeration System with 5 HP Compressor without Adjustable Condenser Head Pressure Control Valve | Commercial | New | Institutional | FPL Blend | Per End Use Consumption | 5975.04 | 5198.28 | 776.76 | 0.13 | 10 | 0.11108 | 0.090104 | 280 | Refrigeration |  | Display cases | 1
NonEquipment | Floating Head Pressure Controls | Medium-Temperature Refrigeration System with 5HP Compressor and Adjustable Condenser Head Pressure Control Valve |  | Commercial | Existing | Lodging/Hospitality | FPL Blend | Per End Use Consumption | 96853.36 | 84262.42 | 12590.94 | 0.13 | 10 | 1.8886 | 1.4983 | 280 | Refrigeration |  | Display cases | 1
NonEquipment | Floating Head Pressure Controls | Medium-Temperature Refrigeration System with 5HP Compressor and Adjustable Condenser Head Pressure Control Valve | Medium-Temperature Refrigeration System with 5 HP Compressor without Adjustable Condenser Head Pressure Control Valve | Commercial | New | Lodging/Hospitality | FPL Blend | Per End Use Consumption | 96853.36 | 84262.42 | 12590.94 | 0.13 | 10 | 1.8886 | 1.4983 | 280 | Refrigeration |  | Display cases | 1
NonEquipment | Floating Head Pressure Controls | Medium-Temperature Refrigeration System with 5HP Compressor and Adjustable Condenser Head Pressure Control Valve |  | Commercial | Existing | Miscellaneous | FPL Blend | Per End Use Consumption | 338.05 | 294.1 | 43.95 | 0.13001 | 10 | 0.0062848 | 0.0050982 | 280 | Refrigeration |  | Display cases | 1
NonEquipment | Floating Head Pressure Controls | Medium-Temperature Refrigeration System with 5HP Compressor and Adjustable Condenser Head Pressure Control Valve | Medium-Temperature Refrigeration System with 5 HP Compressor without Adjustable Condenser Head Pressure Control Valve | Commercial | New | Miscellaneous | FPL Blend | Per End Use Consumption | 338.05 | 294.1 | 43.95 | 0.13001 | 10 | 0.0062848 | 0.0050982 | 280 | Refrigeration |  | Display cases | 1
NonEquipment | Floating Head Pressure Controls | Medium-Temperature Refrigeration System with 5HP Compressor and Adjustable Condenser Head Pressure Control Valve |  | Commercial | Existing | Offices | FPL Blend | Per End Use Consumption | 9216.48 | 8018.34 | 1198.14 | 0.13 | 10 | 0.17133 | 0.13898 | 280 | Refrigeration |  | Display cases | 1
NonEquipment | Floating Head Pressure Controls | Medium-Temperature Refrigeration System with 5HP Compressor and Adjustable Condenser Head Pressure Control Valve | Medium-Temperature Refrigeration System with 5 HP Compressor without Adjustable Condenser Head Pressure Control Valve | Commercial | New | Offices | FPL Blend | Per End Use Consumption | 9216.48 | 8018.34 | 1198.14 | 0.13 | 10 | 0.17133 | 0.13898 | 280 | Refrigeration |  | Display cases | 1
NonEquipment | Floating Head Pressure Controls | Medium-Temperature Refrigeration System with 5HP Compressor and Adjustable Condenser Head Pressure Control Valve |  | Commercial | Existing | Restaurants | FPL Blend | Per End Use Consumption | 66117.5 | 57522.22 | 8595.28 | 0.13 | 10 | 1.2119 | 0.97127 | 280 | Refrigeration |  | Display cases | 1
NonEquipment | Floating Head Pressure Controls | Medium-Temperature Refrigeration System with 5HP Compressor and Adjustable Condenser Head Pressure Control Valve | Medium-Temperature Refrigeration System with 5 HP Compressor without Adjustable Condenser Head Pressure Control Valve | Commercial | New | Restaurants | FPL Blend | Per End Use Consumption | 66117.5 | 57522.22 | 8595.28 | 0.13 | 10 | 1.2119 | 0.97127 | 280 | Refrigeration |  | Display cases | 1
NonEquipment | Floating Head Pressure Controls | Medium-Temperature Refrigeration System with 5HP Compressor and Adjustable Condenser Head Pressure Control Valve |  | Commercial | Existing | Retail | FPL Blend | Per End Use Consumption | 55068.24 | 47909.37 | 7158.87 | 0.13 | 10 | 1.0738 | 0.85191 | 280 | Refrigeration |  | Display cases | 1
NonEquipment | Floating Head Pressure Controls | Medium-Temperature Refrigeration System with 5HP Compressor and Adjustable Condenser Head Pressure Control Valve | Medium-Temperature Refrigeration System with 5 HP Compressor without Adjustable Condenser Head Pressure Control Valve | Commercial | New | Retail | FPL Blend | Per End Use Consumption | 55068.24 | 47909.37 | 7158.87 | 0.13 | 10 | 1.0738 | 0.85191 | 280 | Refrigeration |  | Display cases | 1
NonEquipment | Floating Head Pressure Controls | Medium-Temperature Refrigeration System with 5HP Compressor and Adjustable Condenser Head Pressure Control Valve |  | Commercial | Existing | Schools K-12 | FPL Blend | Per End Use Consumption | 9603.06 | 8354.66 | 1248.4 | 0.13 | 10 | 0.17852 | 0.14481 | 280 | Refrigeration |  | Display cases | 1
NonEquipment | Floating Head Pressure Controls | Medium-Temperature Refrigeration System with 5HP Compressor and Adjustable Condenser Head Pressure Control Valve | Medium-Temperature Refrigeration System with 5 HP Compressor without Adjustable Condenser Head Pressure Control Valve | Commercial | New | Schools K-12 | FPL Blend | Per End Use Consumption | 9603.06 | 8354.66 | 1248.4 | 0.13 | 10 | 0.17852 | 0.14481 | 280 | Refrigeration |  | Display cases | 1
NonEquipment | Floating Head Pressure Controls | Medium-Temperature Refrigeration System with 5HP Compressor and Adjustable Condenser Head Pressure Control Valve |  | Commercial | Existing | Warehouse | FPL Blend | Per End Use Consumption | 2772.28 | 2411.88 | 360.4 | 0.13 | 10 | 0.051537 | 0.041806 | 280 | Refrigeration |  | Display cases | 1
NonEquipment | Floating Head Pressure Controls | Medium-Temperature Refrigeration System with 5HP Compressor and Adjustable Condenser Head Pressure Control Valve | Medium-Temperature Refrigeration System with 5 HP Compressor without Adjustable Condenser Head Pressure Control Valve | Commercial | New | Warehouse | FPL Blend | Per End Use Consumption | 2772.28 | 2411.88 | 360.4 | 0.13 | 10 | 0.051537 | 0.041806 | 280 | Refrigeration |  | Display cases | 1
NonEquipment | Outdoor motion sensor | Install Exterior Motion Sensor, 500 Watts Controlled |  | Commercial | Existing | Assembly | FPL Blend | Per 500W Controlled | 2009 | 1526.84 | 482.16 | 0.24 | 10 | 0 | 0.045805 | 84 | Exterior Lighting |  | Exterior parking/lot lighting | 1
NonEquipment | Outdoor motion sensor | Install Exterior Motion Sensor, 500 Watts Controlled | 500 Watts of Lighting, Manually Controlled | Commercial | New | Assembly | FPL Blend | Per 500W Controlled | 2009 | 1526.84 | 482.16 | 0.24 | 10 | 0 | 0.045805 | 84 | Exterior Lighting |  | Exterior parking/lot lighting | 1
NonEquipment | Outdoor motion sensor | Install Exterior Motion Sensor, 500 Watts Controlled |  | Commercial | Existing | College and University | FPL Blend | Per 500W Controlled | 2009 | 1526.84 | 482.16 | 0.24 | 10 | 0 | 0.047734 | 84 | Exterior Lighting |  | Exterior parking/lot lighting | 1
NonEquipment | Outdoor motion sensor | Install Exterior Motion Sensor, 500 Watts Controlled | 500 Watts of Lighting, Manually Controlled | Commercial | New | College and University | FPL Blend | Per 500W Controlled | 2009 | 1526.84 | 482.16 | 0.24 | 10 | 0 | 0.047734 | 84 | Exterior Lighting |  | Exterior parking/lot lighting | 1
NonEquipment | Outdoor motion sensor | Install Exterior Motion Sensor, 500 Watts Controlled |  | Commercial | Existing | Data Center | FPL Blend | Per 500W Controlled | 2009 | 1526.84 | 482.16 | 0.24 | 10 | 0 | 0.043877 | 84 | Exterior Lighting |  | Exterior parking/lot lighting | 1
NonEquipment | Outdoor motion sensor | Install Exterior Motion Sensor, 500 Watts Controlled | 500 Watts of Lighting, Manually Controlled | Commercial | New | Data Center | FPL Blend | Per 500W Controlled | 2009 | 1526.84 | 482.16 | 0.24 | 10 | 0 | 0.043877 | 84 | Exterior Lighting |  | Exterior parking/lot lighting | 1
NonEquipment | Outdoor motion sensor | Install Exterior Motion Sensor, 500 Watts Controlled |  | Commercial | Existing | Grocery | FPL Blend | Per 500W Controlled | 2009 | 1526.84 | 482.16 | 0.24 | 10 | 0 | 0.04677 | 84 | Exterior Lighting |  | Exterior parking/lot lighting | 1
NonEquipment | Outdoor motion sensor | Install Exterior Motion Sensor, 500 Watts Controlled | 500 Watts of Lighting, Manually Controlled | Commercial | New | Grocery | FPL Blend | Per 500W Controlled | 2009 | 1526.84 | 482.16 | 0.24 | 10 | 0 | 0.04677 | 84 | Exterior Lighting |  | Exterior parking/lot lighting | 1
NonEquipment | Outdoor motion sensor | Install Exterior Motion Sensor, 500 Watts Controlled |  | Commercial | Existing | Healthcare | FPL Blend | Per 500W Controlled | 2009 | 1526.84 | 482.16 | 0.24 | 10 | 0 | 0.04677 | 84 | Exterior Lighting |  | Exterior parking/lot lighting | 1
NonEquipment | Outdoor motion sensor | Install Exterior Motion Sensor, 500 Watts Controlled | 500 Watts of Lighting, Manually Controlled | Commercial | New | Healthcare | FPL Blend | Per 500W Controlled | 2009 | 1526.84 | 482.16 | 0.24 | 10 | 0 | 0.04677 | 84 | Exterior Lighting |  | Exterior parking/lot lighting | 1
NonEquipment | Outdoor motion sensor | Install Exterior Motion Sensor, 500 Watts Controlled |  | Commercial | Existing | Hospitals | FPL Blend | Per 500W Controlled | 2009 | 1526.84 | 482.16 | 0.24 | 10 | 0 | 0.047734 | 84 | Exterior Lighting |  | Exterior parking/lot lighting | 1
NonEquipment | Outdoor motion sensor | Install Exterior Motion Sensor, 500 Watts Controlled | 500 Watts of Lighting, Manually Controlled | Commercial | New | Hospitals | FPL Blend | Per 500W Controlled | 2009 | 1526.84 | 482.16 | 0.24 | 10 | 0 | 0.047734 | 84 | Exterior Lighting |  | Exterior parking/lot lighting | 1
NonEquipment | Outdoor motion sensor | Install Exterior Motion Sensor, 500 Watts Controlled |  | Commercial | Existing | Institutional | FPL Blend | Per 500W Controlled | 2009 | 1526.84 | 482.16 | 0.24 | 10 | 0 | 0.057859 | 84 | Exterior Lighting |  | Exterior parking/lot lighting | 1
NonEquipment | Outdoor motion sensor | Install Exterior Motion Sensor, 500 Watts Controlled | 500 Watts of Lighting, Manually Controlled | Commercial | New | Institutional | FPL Blend | Per 500W Controlled | 2009 | 1526.84 | 482.16 | 0.24 | 10 | 0 | 0.057859 | 84 | Exterior Lighting |  | Exterior parking/lot lighting | 1
NonEquipment | Outdoor motion sensor | Install Exterior Motion Sensor, 500 Watts Controlled |  | Commercial | Existing | Lodging/Hospitality | FPL Blend | Per 500W Controlled | 2009 | 1526.84 | 482.16 | 0.24 | 10 | 0 | 0.041948 | 84 | Exterior Lighting |  | Exterior parking/lot lighting | 1
NonEquipment | Outdoor motion sensor | Install Exterior Motion Sensor, 500 Watts Controlled | 500 Watts of Lighting, Manually Controlled | Commercial | New | Lodging/Hospitality | FPL Blend | Per 500W Controlled | 2009 | 1526.84 | 482.16 | 0.24 | 10 | 0 | 0.041948 | 84 | Exterior Lighting |  | Exterior parking/lot lighting | 1
NonEquipment | Outdoor motion sensor | Install Exterior Motion Sensor, 500 Watts Controlled |  | Commercial | Existing | Miscellaneous | FPL Blend | Per 500W Controlled | 2009 | 1526.84 | 482.16 | 0.24 | 10 | 0 | 0.043877 | 84 | Exterior Lighting |  | Exterior parking/lot lighting | 1
NonEquipment | Outdoor motion sensor | Install Exterior Motion Sensor, 500 Watts Controlled | 500 Watts of Lighting, Manually Controlled | Commercial | New | Miscellaneous | FPL Blend | Per 500W Controlled | 2009 | 1526.84 | 482.16 | 0.24 | 10 | 0 | 0.043877 | 84 | Exterior Lighting |  | Exterior parking/lot lighting | 1
NonEquipment | Outdoor motion sensor | Install Exterior Motion Sensor, 500 Watts Controlled |  | Commercial | Existing | Offices | FPL Blend | Per 500W Controlled | 2009 | 1526.84 | 482.16 | 0.24 | 10 | 0 | 0.043877 | 84 | Exterior Lighting |  | Exterior parking/lot lighting | 1
NonEquipment | Outdoor motion sensor | Install Exterior Motion Sensor, 500 Watts Controlled | 500 Watts of Lighting, Manually Controlled | Commercial | New | Offices | FPL Blend | Per 500W Controlled | 2009 | 1526.84 | 482.16 | 0.24 | 10 | 0 | 0.043877 | 84 | Exterior Lighting |  | Exterior parking/lot lighting | 1
NonEquipment | Outdoor motion sensor | Install Exterior Motion Sensor, 500 Watts Controlled |  | Commercial | Existing | Restaurants | FPL Blend | Per 500W Controlled | 2009 | 1526.84 | 482.16 | 0.24 | 10 | 0 | 0.043394 | 84 | Exterior Lighting |  | Exterior parking/lot lighting | 1
NonEquipment | Outdoor motion sensor | Install Exterior Motion Sensor, 500 Watts Controlled | 500 Watts of Lighting, Manually Controlled | Commercial | New | Restaurants | FPL Blend | Per 500W Controlled | 2009 | 1526.84 | 482.16 | 0.24 | 10 | 0 | 0.043394 | 84 | Exterior Lighting |  | Exterior parking/lot lighting | 1
NonEquipment | Outdoor motion sensor | Install Exterior Motion Sensor, 500 Watts Controlled |  | Commercial | Existing | Retail | FPL Blend | Per 500W Controlled | 2009 | 1526.84 | 482.16 | 0.24 | 10 | 0 | 0.046287 | 84 | Exterior Lighting |  | Exterior parking/lot lighting | 1
NonEquipment | Outdoor motion sensor | Install Exterior Motion Sensor, 500 Watts Controlled | 500 Watts of Lighting, Manually Controlled | Commercial | New | Retail | FPL Blend | Per 500W Controlled | 2009 | 1526.84 | 482.16 | 0.24 | 10 | 0 | 0.046287 | 84 | Exterior Lighting |  | Exterior parking/lot lighting | 1
NonEquipment | Outdoor motion sensor | Install Exterior Motion Sensor, 500 Watts Controlled |  | Commercial | Existing | Schools K-12 | FPL Blend | Per 500W Controlled | 2009 | 1526.84 | 482.16 | 0.24 | 10 | 0 | 0.050145 | 84 | Exterior Lighting |  | Exterior parking/lot lighting | 1
NonEquipment | Outdoor motion sensor | Install Exterior Motion Sensor, 500 Watts Controlled | 500 Watts of Lighting, Manually Controlled | Commercial | New | Schools K-12 | FPL Blend | Per 500W Controlled | 2009 | 1526.84 | 482.16 | 0.24 | 10 | 0 | 0.050145 | 84 | Exterior Lighting |  | Exterior parking/lot lighting | 1
NonEquipment | Outdoor motion sensor | Install Exterior Motion Sensor, 500 Watts Controlled |  | Commercial | Existing | Warehouse | FPL Blend | Per 500W Controlled | 2009 | 1526.84 | 482.16 | 0.24 | 10 | 0 | 0.046287 | 84 | Exterior Lighting |  | Exterior parking/lot lighting | 1
NonEquipment | Outdoor motion sensor | Install Exterior Motion Sensor, 500 Watts Controlled | 500 Watts of Lighting, Manually Controlled | Commercial | New | Warehouse | FPL Blend | Per 500W Controlled | 2009 | 1526.84 | 482.16 | 0.24 | 10 | 0 | 0.046287 | 84 | Exterior Lighting |  | Exterior parking/lot lighting | 1
NonEquipment | Smart thermostat | Thermostats that include "smart" features such as occupancy sensors, geo-fencing, multi-zone sensors |  | Commercial | Existing | Assembly | FPL Blend | Per End Use Consumption | 124835.85 | 116097.34 | 8738.51 | 0.07 | 11 | 2.9105 | 0 | 2554.6841 | Space Cooling |  | Heat Pump Cooling | 1
NonEquipment | Smart thermostat | Thermostats that include "smart" features such as occupancy sensors, geo-fencing, multi-zone sensors | Standard Heating and Cooling System with Manual Thermostat | Commercial | New | Assembly | FPL Blend | Per End Use Consumption | 124835.85 | 116097.34 | 8738.51 | 0.07 | 11 | 2.9105 | 0 | 2554.6841 | Space Cooling |  | Heat Pump Cooling | 1
NonEquipment | Smart thermostat | Thermostats that include "smart" features such as occupancy sensors, geo-fencing, multi-zone sensors |  | Commercial | Existing | College and University | FPL Blend | Per End Use Consumption | 50239.28 | 46722.53 | 3516.75 | 0.07 | 11 | 0.71303 | 0 | 9503.7004 | Space Cooling |  | Heat Pump Cooling | 1
NonEquipment | Smart thermostat | Thermostats that include "smart" features such as occupancy sensors, geo-fencing, multi-zone sensors | Standard Heating and Cooling System with Manual Thermostat | Commercial | New | College and University | FPL Blend | Per End Use Consumption | 50239.28 | 46722.53 | 3516.75 | 0.07 | 11 | 0.71303 | 0 | 9503.7004 | Space Cooling |  | Heat Pump Cooling | 1
NonEquipment | Smart thermostat | Thermostats that include "smart" features such as occupancy sensors, geo-fencing, multi-zone sensors |  | Commercial | Existing | Data Center | FPL Blend | Per End Use Consumption | 246589.32 | 229328.07 | 17261.25 | 0.07 | 11 | 3.4997 | 0 | 33491.0591 | Space Cooling |  | Heat Pump Cooling | 1
NonEquipment | Smart thermostat | Thermostats that include "smart" features such as occupancy sensors, geo-fencing, multi-zone sensors | Standard Heating and Cooling System with Manual Thermostat | Commercial | New | Data Center | FPL Blend | Per End Use Consumption | 246589.32 | 229328.07 | 17261.25 | 0.07 | 11 | 3.4997 | 0 | 33491.0591 | Space Cooling |  | Heat Pump Cooling | 1
NonEquipment | Smart thermostat | Thermostats that include "smart" features such as occupancy sensors, geo-fencing, multi-zone sensors |  | Commercial | Existing | Grocery | FPL Blend | Per End Use Consumption | 10146.03 | 9435.81 | 710.22 | 0.07 | 11 | 0.2014 | 0 | 428.6252 | Space Cooling |  | Heat Pump Cooling | 1
NonEquipment | Smart thermostat | Thermostats that include "smart" features such as occupancy sensors, geo-fencing, multi-zone sensors | Standard Heating and Cooling System with Manual Thermostat | Commercial | New | Grocery | FPL Blend | Per End Use Consumption | 10146.03 | 9435.81 | 710.22 | 0.07 | 11 | 0.2014 | 0 | 428.6252 | Space Cooling |  | Heat Pump Cooling | 1
NonEquipment | Smart thermostat | Thermostats that include "smart" features such as occupancy sensors, geo-fencing, multi-zone sensors |  | Commercial | Existing | Healthcare | FPL Blend | Per End Use Consumption | 21063.51 | 19589.06 | 1474.45 | 0.07 | 11 | 0.29895 | 0 | 2030.8132 | Space Cooling |  | Heat Pump Cooling | 1
NonEquipment | Smart thermostat | Thermostats that include "smart" features such as occupancy sensors, geo-fencing, multi-zone sensors | Standard Heating and Cooling System with Manual Thermostat | Commercial | New | Healthcare | FPL Blend | Per End Use Consumption | 21063.51 | 19589.06 | 1474.45 | 0.07 | 11 | 0.29895 | 0 | 2030.8132 | Space Cooling |  | Heat Pump Cooling | 1
NonEquipment | Smart thermostat | Thermostats that include "smart" features such as occupancy sensors, geo-fencing, multi-zone sensors |  | Commercial | Existing | Hospitals | FPL Blend | Per End Use Consumption | 1853377.69 | 1723641.25 | 129736.44 | 0.07 | 11 | 26.3043 | 0 | 27048.1532 | Space Cooling |  | Heat Pump Cooling | 1
NonEquipment | Smart thermostat | Thermostats that include "smart" features such as occupancy sensors, geo-fencing, multi-zone sensors | Standard Heating and Cooling System with Manual Thermostat | Commercial | New | Hospitals | FPL Blend | Per End Use Consumption | 1853377.69 | 1723641.25 | 129736.44 | 0.07 | 11 | 26.3043 | 0 | 27048.1532 | Space Cooling |  | Heat Pump Cooling | 1
NonEquipment | Smart thermostat | Thermostats that include "smart" features such as occupancy sensors, geo-fencing, multi-zone sensors |  | Commercial | Existing | Institutional | FPL Blend | Per End Use Consumption | 24647.04 | 22921.75 | 1725.29 | 0.07 | 11 | 0.34981 | 0 | 2357.5114 | Space Cooling |  | Heat Pump Cooling | 1
NonEquipment | Smart thermostat | Thermostats that include "smart" features such as occupancy sensors, geo-fencing, multi-zone sensors | Standard Heating and Cooling System with Manual Thermostat | Commercial | New | Institutional | FPL Blend | Per End Use Consumption | 24647.04 | 22921.75 | 1725.29 | 0.07 | 11 | 0.34981 | 0 | 2357.5114 | Space Cooling |  | Heat Pump Cooling | 1
NonEquipment | Smart thermostat | Thermostats that include "smart" features such as occupancy sensors, geo-fencing, multi-zone sensors |  | Commercial | Existing | Lodging/Hospitality | FPL Blend | Per End Use Consumption | 200655.84 | 186609.93 | 14045.91 | 0.07 | 11 | 2.6899 | 0 | 4359.8439 | Space Cooling |  | Heat Pump Cooling | 1
NonEquipment | Smart thermostat | Thermostats that include "smart" features such as occupancy sensors, geo-fencing, multi-zone sensors | Standard Heating and Cooling System with Manual Thermostat | Commercial | New | Lodging/Hospitality | FPL Blend | Per End Use Consumption | 200655.84 | 186609.93 | 14045.91 | 0.07 | 11 | 2.6899 | 0 | 4359.8439 | Space Cooling |  | Heat Pump Cooling | 1
NonEquipment | Smart thermostat | Thermostats that include "smart" features such as occupancy sensors, geo-fencing, multi-zone sensors |  | Commercial | Existing | Miscellaneous | FPL Blend | Per End Use Consumption | 44622.6 | 41499.02 | 3123.58 | 0.07 | 11 | 1.0403 | 0 | 26643.4836 | Space Cooling |  | Heat Pump Cooling | 1
NonEquipment | Smart thermostat | Thermostats that include "smart" features such as occupancy sensors, geo-fencing, multi-zone sensors | Standard Heating and Cooling System with Manual Thermostat | Commercial | New | Miscellaneous | FPL Blend | Per End Use Consumption | 44622.6 | 41499.02 | 3123.58 | 0.07 | 11 | 1.0403 | 0 | 26643.4836 | Space Cooling |  | Heat Pump Cooling | 1
NonEquipment | Smart thermostat | Thermostats that include "smart" features such as occupancy sensors, geo-fencing, multi-zone sensors |  | Commercial | Existing | Offices | FPL Blend | Per End Use Consumption | 56539.56 | 52581.79 | 3957.77 | 0.07 | 11 | 1.3182 | 0 | 1551.8924 | Space Cooling |  | Heat Pump Cooling | 1
NonEquipment | Smart thermostat | Thermostats that include "smart" features such as occupancy sensors, geo-fencing, multi-zone sensors | Standard Heating and Cooling System with Manual Thermostat | Commercial | New | Offices | FPL Blend | Per End Use Consumption | 56539.56 | 52581.79 | 3957.77 | 0.07 | 11 | 1.3182 | 0 | 1551.8924 | Space Cooling |  | Heat Pump Cooling | 1
NonEquipment | Smart thermostat | Thermostats that include "smart" features such as occupancy sensors, geo-fencing, multi-zone sensors |  | Commercial | Existing | Restaurants | FPL Blend | Per End Use Consumption | 48502.8 | 45107.6 | 3395.2 | 0.07 | 11 | 0.96281 | 0 | 659.2323 | Space Cooling |  | Heat Pump Cooling | 1
NonEquipment | Smart thermostat | Thermostats that include "smart" features such as occupancy sensors, geo-fencing, multi-zone sensors | Standard Heating and Cooling System with Manual Thermostat | Commercial | New | Restaurants | FPL Blend | Per End Use Consumption | 48502.8 | 45107.6 | 3395.2 | 0.07 | 11 | 0.96281 | 0 | 659.2323 | Space Cooling |  | Heat Pump Cooling | 1
NonEquipment | Smart thermostat | Thermostats that include "smart" features such as occupancy sensors, geo-fencing, multi-zone sensors |  | Commercial | Existing | Retail | FPL Blend | Per End Use Consumption | 71635.38 | 66620.9 | 5014.48 | 0.07 | 11 | 1.6701 | 0 | 1328.3664 | Space Cooling |  | Heat Pump Cooling | 1
NonEquipment | Smart thermostat | Thermostats that include "smart" features such as occupancy sensors, geo-fencing, multi-zone sensors | Standard Heating and Cooling System with Manual Thermostat | Commercial | New | Retail | FPL Blend | Per End Use Consumption | 71635.38 | 66620.9 | 5014.48 | 0.07 | 11 | 1.6701 | 0 | 1328.3664 | Space Cooling |  | Heat Pump Cooling | 1
NonEquipment | Smart thermostat | Thermostats that include "smart" features such as occupancy sensors, geo-fencing, multi-zone sensors |  | Commercial | Existing | Schools K-12 | FPL Blend | Per End Use Consumption | 160602.9 | 149360.7 | 11242.2 | 0.07 | 11 | 3.7444 | 0 | 5765.0939 | Space Cooling |  | Heat Pump Cooling | 1
NonEquipment | Smart thermostat | Thermostats that include "smart" features such as occupancy sensors, geo-fencing, multi-zone sensors | Standard Heating and Cooling System with Manual Thermostat | Commercial | New | Schools K-12 | FPL Blend | Per End Use Consumption | 160602.9 | 149360.7 | 11242.2 | 0.07 | 11 | 3.7444 | 0 | 5765.0939 | Space Cooling |  | Heat Pump Cooling | 1
NonEquipment | Smart thermostat | Thermostats that include "smart" features such as occupancy sensors, geo-fencing, multi-zone sensors |  | Commercial | Existing | Warehouse | FPL Blend | Per End Use Consumption | 19405.96 | 18047.54 | 1358.42 | 0.07 | 11 | 0.45244 | 0 | 1626.3842 | Space Cooling |  | Heat Pump Cooling | 1
NonEquipment | Smart thermostat | Thermostats that include "smart" features such as occupancy sensors, geo-fencing, multi-zone sensors | Standard Heating and Cooling System with Manual Thermostat | Commercial | New | Warehouse | FPL Blend | Per End Use Consumption | 19405.96 | 18047.54 | 1358.42 | 0.07 | 11 | 0.45244 | 0 | 1626.3842 | Space Cooling |  | Heat Pump Cooling | 1
NonEquipment | Smart thermostat | Thermostats that include "smart" features such as occupancy sensors, geo-fencing, multi-zone sensors |  | Commercial | Existing | Assembly | FPL Blend | Per End Use Consumption | 15896.7 | 14783.93 | 1112.77 | 0.07 | 11 | 0 | 2.5351 | 325.3159 | Space Heating |  | Packaged central unit | 1
NonEquipment | Smart thermostat | Thermostats that include "smart" features such as occupancy sensors, geo-fencing, multi-zone sensors | Standard Heating and Cooling System with Manual Thermostat | Commercial | New | Assembly | FPL Blend | Per End Use Consumption | 15896.7 | 14783.93 | 1112.77 | 0.07 | 11 | 0 | 2.5351 | 325.3159 | Space Heating |  | Packaged central unit | 1
NonEquipment | Smart thermostat | Thermostats that include "smart" features such as occupancy sensors, geo-fencing, multi-zone sensors |  | Commercial | Existing | College and University | FPL Blend | Per End Use Consumption | 7804.16 | 7257.87 | 546.29 | 0.07 | 11 | 0 | 0.1051 | 1476.2996 | Space Heating |  | Packaged central unit | 1
NonEquipment | Smart thermostat | Thermostats that include "smart" features such as occupancy sensors, geo-fencing, multi-zone sensors | Standard Heating and Cooling System with Manual Thermostat | Commercial | New | College and University | FPL Blend | Per End Use Consumption | 7804.16 | 7257.87 | 546.29 | 0.07 | 11 | 0 | 0.1051 | 1476.2996 | Space Heating |  | Packaged central unit | 1
NonEquipment | Smart thermostat | Thermostats that include "smart" features such as occupancy sensors, geo-fencing, multi-zone sensors |  | Commercial | Existing | Data Center | FPL Blend | Per End Use Consumption | 59557.59 | 55388.56 | 4169.03 | 0.07 | 11 | 0 | 0.80208 | 8088.9409 | Space Heating |  | Packaged central unit | 1
NonEquipment | Smart thermostat | Thermostats that include "smart" features such as occupancy sensors, geo-fencing, multi-zone sensors | Standard Heating and Cooling System with Manual Thermostat | Commercial | New | Data Center | FPL Blend | Per End Use Consumption | 59557.59 | 55388.56 | 4169.03 | 0.07 | 11 | 0 | 0.80208 | 8088.9409 | Space Heating |  | Packaged central unit | 1
NonEquipment | Smart thermostat | Thermostats that include "smart" features such as occupancy sensors, geo-fencing, multi-zone sensors |  | Commercial | Existing | Grocery | FPL Blend | Per End Use Consumption | 6897.17 | 6414.37 | 482.8 | 0.07 | 11 | 0 | 0.37105 | 291.3748 | Space Heating |  | Packaged central unit | 1
NonEquipment | Smart thermostat | Thermostats that include "smart" features such as occupancy sensors, geo-fencing, multi-zone sensors | Standard Heating and Cooling System with Manual Thermostat | Commercial | New | Grocery | FPL Blend | Per End Use Consumption | 6897.17 | 6414.37 | 482.8 | 0.07 | 11 | 0 | 0.37105 | 291.3748 | Space Heating |  | Packaged central unit | 1
NonEquipment | Smart thermostat | Thermostats that include "smart" features such as occupancy sensors, geo-fencing, multi-zone sensors |  | Commercial | Existing | Healthcare | FPL Blend | Per End Use Consumption | 10674.72 | 9927.49 | 747.23 | 0.07 | 11 | 0 | 0.14376 | 1029.1868 | Space Heating |  | Packaged central unit | 1
NonEquipment | Smart thermostat | Thermostats that include "smart" features such as occupancy sensors, geo-fencing, multi-zone sensors | Standard Heating and Cooling System with Manual Thermostat | Commercial | New | Healthcare | FPL Blend | Per End Use Consumption | 10674.72 | 9927.49 | 747.23 | 0.07 | 11 | 0 | 0.14376 | 1029.1868 | Space Heating |  | Packaged central unit | 1
NonEquipment | Smart thermostat | Thermostats that include "smart" features such as occupancy sensors, geo-fencing, multi-zone sensors |  | Commercial | Existing | Hospitals | FPL Blend | Per End Use Consumption | 218709.88 | 203400.19 | 15309.69 | 0.07 | 11 | 0 | 2.9454 | 3191.8468 | Space Heating |  | Packaged central unit | 1
NonEquipment | Smart thermostat | Thermostats that include "smart" features such as occupancy sensors, geo-fencing, multi-zone sensors | Standard Heating and Cooling System with Manual Thermostat | Commercial | New | Hospitals | FPL Blend | Per End Use Consumption | 218709.88 | 203400.19 | 15309.69 | 0.07 | 11 | 0 | 2.9454 | 3191.8468 | Space Heating |  | Packaged central unit | 1
NonEquipment | Smart thermostat | Thermostats that include "smart" features such as occupancy sensors, geo-fencing, multi-zone sensors |  | Commercial | Existing | Institutional | FPL Blend | Per End Use Consumption | 7344.32 | 6830.22 | 514.1 | 0.07 | 11 | 0 | 0.098908 | 702.4886 | Space Heating |  | Packaged central unit | 1
NonEquipment | Smart thermostat | Thermostats that include "smart" features such as occupancy sensors, geo-fencing, multi-zone sensors | Standard Heating and Cooling System with Manual Thermostat | Commercial | New | Institutional | FPL Blend | Per End Use Consumption | 7344.32 | 6830.22 | 514.1 | 0.07 | 11 | 0 | 0.098908 | 702.4886 | Space Heating |  | Packaged central unit | 1
NonEquipment | Smart thermostat | Thermostats that include "smart" features such as occupancy sensors, geo-fencing, multi-zone sensors |  | Commercial | Existing | Lodging/Hospitality | FPL Blend | Per End Use Consumption | 23018.96 | 21407.63 | 1611.33 | 0.07 | 11 | 0 | 1.0614 | 500.1561 | Space Heating |  | Packaged central unit | 1
NonEquipment | Smart thermostat | Thermostats that include "smart" features such as occupancy sensors, geo-fencing, multi-zone sensors | Standard Heating and Cooling System with Manual Thermostat | Commercial | New | Lodging/Hospitality | FPL Blend | Per End Use Consumption | 23018.96 | 21407.63 | 1611.33 | 0.07 | 11 | 0 | 1.0614 | 500.1561 | Space Heating |  | Packaged central unit | 1
NonEquipment | Smart thermostat | Thermostats that include "smart" features such as occupancy sensors, geo-fencing, multi-zone sensors |  | Commercial | Existing | Miscellaneous | FPL Blend | Per End Use Consumption | 25015.7 | 23264.6 | 1751.1 | 0.07 | 11 | 0 | 3.9893 | 14936.5164 | Space Heating |  | Packaged central unit | 1
NonEquipment | Smart thermostat | Thermostats that include "smart" features such as occupancy sensors, geo-fencing, multi-zone sensors | Standard Heating and Cooling System with Manual Thermostat | Commercial | New | Miscellaneous | FPL Blend | Per End Use Consumption | 25015.7 | 23264.6 | 1751.1 | 0.07 | 11 | 0 | 3.9893 | 14936.5164 | Space Heating |  | Packaged central unit | 1
NonEquipment | Smart thermostat | Thermostats that include "smart" features such as occupancy sensors, geo-fencing, multi-zone sensors |  | Commercial | Existing | Offices | FPL Blend | Per End Use Consumption | 28712.88 | 26702.98 | 2009.9 | 0.07 | 11 | 0 | 4.5789 | 788.1076 | Space Heating |  | Packaged central unit | 1
NonEquipment | Smart thermostat | Thermostats that include "smart" features such as occupancy sensors, geo-fencing, multi-zone sensors | Standard Heating and Cooling System with Manual Thermostat | Commercial | New | Offices | FPL Blend | Per End Use Consumption | 28712.88 | 26702.98 | 2009.9 | 0.07 | 11 | 0 | 4.5789 | 788.1076 | Space Heating |  | Packaged central unit | 1
NonEquipment | Smart thermostat | Thermostats that include "smart" features such as occupancy sensors, geo-fencing, multi-zone sensors |  | Commercial | Existing | Restaurants | FPL Blend | Per End Use Consumption | 17714.5 | 16474.49 | 1240.01 | 0.07 | 11 | 0 | 0.953 | 240.7677 | Space Heating |  | Packaged central unit | 1
NonEquipment | Smart thermostat | Thermostats that include "smart" features such as occupancy sensors, geo-fencing, multi-zone sensors | Standard Heating and Cooling System with Manual Thermostat | Commercial | New | Restaurants | FPL Blend | Per End Use Consumption | 17714.5 | 16474.49 | 1240.01 | 0.07 | 11 | 0 | 0.953 | 240.7677 | Space Heating |  | Packaged central unit | 1
NonEquipment | Smart thermostat | Thermostats that include "smart" features such as occupancy sensors, geo-fencing, multi-zone sensors |  | Commercial | Existing | Retail | FPL Blend | Per End Use Consumption | 25434.06 | 23653.68 | 1780.38 | 0.07 | 11 | 0 | 4.056 | 471.6336 | Space Heating |  | Packaged central unit | 1
NonEquipment | Smart thermostat | Thermostats that include "smart" features such as occupancy sensors, geo-fencing, multi-zone sensors | Standard Heating and Cooling System with Manual Thermostat | Commercial | New | Retail | FPL Blend | Per End Use Consumption | 25434.06 | 23653.68 | 1780.38 | 0.07 | 11 | 0 | 4.056 | 471.6336 | Space Heating |  | Packaged central unit | 1
NonEquipment | Smart thermostat | Thermostats that include "smart" features such as occupancy sensors, geo-fencing, multi-zone sensors |  | Commercial | Existing | Schools K-12 | FPL Blend | Per End Use Consumption | 50002.14 | 46501.99 | 3500.15 | 0.07 | 11 | 0 | 7.9739 | 1794.9061 | Space Heating |  | Packaged central unit | 1
NonEquipment | Smart thermostat | Thermostats that include "smart" features such as occupancy sensors, geo-fencing, multi-zone sensors | Standard Heating and Cooling System with Manual Thermostat | Commercial | New | Schools K-12 | FPL Blend | Per End Use Consumption | 50002.14 | 46501.99 | 3500.15 | 0.07 | 11 | 0 | 7.9739 | 1794.9061 | Space Heating |  | Packaged central unit | 1
NonEquipment | Smart thermostat | Thermostats that include "smart" features such as occupancy sensors, geo-fencing, multi-zone sensors |  | Commercial | Existing | Warehouse | FPL Blend | Per End Use Consumption | 8514.86 | 7918.82 | 596.04 | 0.07 | 11 | 0 | 1.3579 | 713.6158 | Space Heating |  | Packaged central unit | 1
NonEquipment | Smart thermostat | Thermostats that include "smart" features such as occupancy sensors, geo-fencing, multi-zone sensors | Standard Heating and Cooling System with Manual Thermostat | Commercial | New | Warehouse | FPL Blend | Per End Use Consumption | 8514.86 | 7918.82 | 596.04 | 0.07 | 11 | 0 | 1.3579 | 713.6158 | Space Heating |  | Packaged central unit | 1
Equipment | Heat Pump Water Heater | Efficient 50 Gallon Electric Heat Pump Water Heater | Code-Compliant 50 Gallon Electric Heat Pump Water Heater | Commercial | Turnover | Assembly | FPL Blend | Per Water Heater | 6362.67 | 1771.31 | 4591.36 | 0.72161 | 15 | 0.57087 | 0.86944 | 1389.5 | Domestic Hot Water | Centralized water heaters |  | 1
Equipment | Heat Pump Water Heater | Efficient 50 Gallon Electric Heat Pump Water Heater | Code-Compliant 50 Gallon Electric Heat Pump Water Heater | Commercial | New | Assembly | FPL Blend | Per Water Heater | 6362.67 | 1771.31 | 4591.36 | 0.72161 | 15 | 0.57087 | 0.86944 | 1389.5 | Domestic Hot Water | Centralized water heaters |  | 1
Equipment | Heat Pump Water Heater | Efficient 50 Gallon Electric Heat Pump Water Heater | Code-Compliant 50 Gallon Electric Heat Pump Water Heater | Commercial | Turnover | College and University | FPL Blend | Per Water Heater | 16702 | 4649.68 | 12052.32 | 0.72161 | 15 | 1.1052 | 1.3422 | 13895 | Domestic Hot Water | Centralized water heaters |  | 1
Equipment | Heat Pump Water Heater | Efficient 50 Gallon Electric Heat Pump Water Heater | Code-Compliant 50 Gallon Electric Heat Pump Water Heater | Commercial | New | College and University | FPL Blend | Per Water Heater | 16702 | 4649.68 | 12052.32 | 0.72161 | 15 | 1.1052 | 1.3422 | 13895 | Domestic Hot Water | Centralized water heaters |  | 1
Equipment | Heat Pump Water Heater | Efficient 50 Gallon Electric Heat Pump Water Heater | Code-Compliant 50 Gallon Electric Heat Pump Water Heater | Commercial | Turnover | Data Center | FPL Blend | Per Water Heater | 112937.3 | 31440.68 | 81496.62 | 0.72161 | 15 | 7.473 | 9.0759 | 27790 | Domestic Hot Water | Centralized water heaters |  | 1
Equipment | Heat Pump Water Heater | Efficient 50 Gallon Electric Heat Pump Water Heater | Code-Compliant 50 Gallon Electric Heat Pump Water Heater | Commercial | New | Data Center | FPL Blend | Per Water Heater | 112937.3 | 31440.68 | 81496.62 | 0.72161 | 15 | 7.473 | 9.0759 | 27790 | Domestic Hot Water | Centralized water heaters |  | 1
Equipment | Heat Pump Water Heater | Efficient 50 Gallon Electric Heat Pump Water Heater | Code-Compliant 50 Gallon Electric Heat Pump Water Heater | Commercial | Turnover | Grocery | FPL Blend | Per Water Heater | 3181.33 | 885.65 | 2295.68 | 0.72161 | 15 | 0.28544 | 0.43472 | 1389.5 | Domestic Hot Water | Centralized water heaters |  | 1
Equipment | Heat Pump Water Heater | Efficient 50 Gallon Electric Heat Pump Water Heater | Code-Compliant 50 Gallon Electric Heat Pump Water Heater | Commercial | New | Grocery | FPL Blend | Per Water Heater | 3181.33 | 885.65 | 2295.68 | 0.72161 | 15 | 0.28544 | 0.43472 | 1389.5 | Domestic Hot Water | Centralized water heaters |  | 1
Equipment | Heat Pump Water Heater | Efficient 50 Gallon Electric Heat Pump Water Heater | Code-Compliant 50 Gallon Electric Heat Pump Water Heater | Commercial | Turnover | Healthcare | FPL Blend | Per Water Heater | 15111.33 | 4206.85 | 10904.48 | 0.72161 | 15 | 0.99991 | 1.2144 | 1389.5 | Domestic Hot Water | Centralized water heaters |  | 1
Equipment | Heat Pump Water Heater | Efficient 50 Gallon Electric Heat Pump Water Heater | Code-Compliant 50 Gallon Electric Heat Pump Water Heater | Commercial | New | Healthcare | FPL Blend | Per Water Heater | 15111.33 | 4206.85 | 10904.48 | 0.72161 | 15 | 0.99991 | 1.2144 | 1389.5 | Domestic Hot Water | Centralized water heaters |  | 1
Equipment | Heat Pump Water Heater | Efficient 50 Gallon Electric Heat Pump Water Heater | Code-Compliant 50 Gallon Electric Heat Pump Water Heater | Commercial | Turnover | Hospitals | FPL Blend | Per Water Heater | 265641.27 | 73952.03 | 191689.24 | 0.72161 | 15 | 17.5774 | 21.3475 | 20842.5 | Domestic Hot Water | Centralized water heaters |  | 1
Equipment | Heat Pump Water Heater | Efficient 50 Gallon Electric Heat Pump Water Heater | Code-Compliant 50 Gallon Electric Heat Pump Water Heater | Commercial | New | Hospitals | FPL Blend | Per Water Heater | 265641.27 | 73952.03 | 191689.24 | 0.72161 | 15 | 17.5774 | 21.3475 | 20842.5 | Domestic Hot Water | Centralized water heaters |  | 1
Equipment | Heat Pump Water Heater | Efficient 50 Gallon Electric Heat Pump Water Heater | Code-Compliant 50 Gallon Electric Heat Pump Water Heater | Commercial | Turnover | Institutional | FPL Blend | Per Water Heater | 3976.67 | 1107.07 | 2869.6 | 0.72161 | 15 | 0.26314 | 0.31957 | 34737.5 | Domestic Hot Water | Centralized water heaters |  | 1
Equipment | Heat Pump Water Heater | Efficient 50 Gallon Electric Heat Pump Water Heater | Code-Compliant 50 Gallon Electric Heat Pump Water Heater | Commercial | New | Institutional | FPL Blend | Per Water Heater | 3976.67 | 1107.07 | 2869.6 | 0.72161 | 15 | 0.26314 | 0.31957 | 34737.5 | Domestic Hot Water | Centralized water heaters |  | 1
Equipment | Heat Pump Water Heater | Efficient 50 Gallon Electric Heat Pump Water Heater | Code-Compliant 50 Gallon Electric Heat Pump Water Heater | Commercial | Turnover | Lodging/Hospitality | FPL Blend | Per Water Heater | 10339.33 | 2878.37 | 7460.96 | 0.72161 | 15 | 0.29358 | 1.1771 | 4168.5 | Domestic Hot Water | Centralized water heaters |  | 1
Equipment | Heat Pump Water Heater | Efficient 50 Gallon Electric Heat Pump Water Heater | Code-Compliant 50 Gallon Electric Heat Pump Water Heater | Commercial | New | Lodging/Hospitality | FPL Blend | Per Water Heater | 10339.33 | 2878.37 | 7460.96 | 0.72161 | 15 | 0.29358 | 1.1771 | 4168.5 | Domestic Hot Water | Centralized water heaters |  | 1
Equipment | Heat Pump Water Heater | Efficient 50 Gallon Electric Heat Pump Water Heater | Code-Compliant 50 Gallon Electric Heat Pump Water Heater | Commercial | Turnover | Miscellaneous | FPL Blend | Per Water Heater | 15906.66 | 4428.27 | 11478.39 | 0.72161 | 15 | 1.4272 | 2.1736 | 27790 | Domestic Hot Water | Centralized water heaters |  | 1
Equipment | Heat Pump Water Heater | Efficient 50 Gallon Electric Heat Pump Water Heater | Code-Compliant 50 Gallon Electric Heat Pump Water Heater | Commercial | New | Miscellaneous | FPL Blend | Per Water Heater | 15906.66 | 4428.27 | 11478.39 | 0.72161 | 15 | 1.4272 | 2.1736 | 27790 | Domestic Hot Water | Centralized water heaters |  | 1
Equipment | Heat Pump Water Heater | Efficient 50 Gallon Electric Heat Pump Water Heater | Code-Compliant 50 Gallon Electric Heat Pump Water Heater | Commercial | Turnover | Offices | FPL Blend | Per Water Heater | 27836.66 | 7749.46 | 20087.2 | 0.72161 | 15 | 2.4976 | 3.8038 | 4168.5 | Domestic Hot Water | Centralized water heaters |  | 1
Equipment | Heat Pump Water Heater | Efficient 50 Gallon Electric Heat Pump Water Heater | Code-Compliant 50 Gallon Electric Heat Pump Water Heater | Commercial | New | Offices | FPL Blend | Per Water Heater | 27836.66 | 7749.46 | 20087.2 | 0.72161 | 15 | 2.4976 | 3.8038 | 4168.5 | Domestic Hot Water | Centralized water heaters |  | 1
Equipment | Heat Pump Water Heater | Efficient 50 Gallon Electric Heat Pump Water Heater | Code-Compliant 50 Gallon Electric Heat Pump Water Heater | Commercial | Turnover | Restaurants | FPL Blend | Per Water Heater | 9544 | 2656.96 | 6887.04 | 0.72161 | 15 | 0.85631 | 1.3042 | 2779 | Domestic Hot Water | Centralized water heaters |  | 1
Equipment | Heat Pump Water Heater | Efficient 50 Gallon Electric Heat Pump Water Heater | Code-Compliant 50 Gallon Electric Heat Pump Water Heater | Commercial | New | Restaurants | FPL Blend | Per Water Heater | 9544 | 2656.96 | 6887.04 | 0.72161 | 15 | 0.85631 | 1.3042 | 2779 | Domestic Hot Water | Centralized water heaters |  | 1
Equipment | Heat Pump Water Heater | Efficient 50 Gallon Electric Heat Pump Water Heater | Code-Compliant 50 Gallon Electric Heat Pump Water Heater | Commercial | Turnover | Retail | FPL Blend | Per Water Heater | 14316 | 3985.44 | 10330.56 | 0.72161 | 15 | 1.2845 | 1.9562 | 4168.5 | Domestic Hot Water | Centralized water heaters |  | 1
Equipment | Heat Pump Water Heater | Efficient 50 Gallon Electric Heat Pump Water Heater | Code-Compliant 50 Gallon Electric Heat Pump Water Heater | Commercial | New | Retail | FPL Blend | Per Water Heater | 14316 | 3985.44 | 10330.56 | 0.72161 | 15 | 1.2845 | 1.9562 | 4168.5 | Domestic Hot Water | Centralized water heaters |  | 1
Equipment | Heat Pump Water Heater | Efficient 50 Gallon Electric Heat Pump Water Heater | Code-Compliant 50 Gallon Electric Heat Pump Water Heater | Commercial | Turnover | Schools K-12 | FPL Blend | Per Water Heater | 24655.33 | 6863.81 | 17791.52 | 0.72161 | 15 | 2.2121 | 3.3691 | 1389.5 | Domestic Hot Water | Centralized water heaters |  | 1
Equipment | Heat Pump Water Heater | Efficient 50 Gallon Electric Heat Pump Water Heater | Code-Compliant 50 Gallon Electric Heat Pump Water Heater | Commercial | New | Schools K-12 | FPL Blend | Per Water Heater | 24655.33 | 6863.81 | 17791.52 | 0.72161 | 15 | 2.2121 | 3.3691 | 1389.5 | Domestic Hot Water | Centralized water heaters |  | 1
Equipment | Heat Pump Water Heater | Efficient 50 Gallon Electric Heat Pump Water Heater | Code-Compliant 50 Gallon Electric Heat Pump Water Heater | Commercial | Turnover | Warehouse | FPL Blend | Per Water Heater | 5567.33 | 1549.89 | 4017.44 | 0.72161 | 15 | 0.49951 | 0.76076 | 1389.5 | Domestic Hot Water | Centralized water heaters |  | 1
Equipment | Heat Pump Water Heater | Efficient 50 Gallon Electric Heat Pump Water Heater | Code-Compliant 50 Gallon Electric Heat Pump Water Heater | Commercial | New | Warehouse | FPL Blend | Per Water Heater | 5567.33 | 1549.89 | 4017.44 | 0.72161 | 15 | 0.49951 | 0.76076 | 1389.5 | Domestic Hot Water | Centralized water heaters |  | 1
NonEquipment | Air Curtains | Air Curtain across door opening |  | Commercial | Existing | Assembly | FPL Blend | Per End Use Consumption | 124835.85 | 124832.77 | 3.08 | 2.4672e-05 | 15 | 0.0010258 | 0 | 140.7045 | Space Cooling |  | Heat Pump Cooling | 1
NonEquipment | Air Curtains | Air Curtain across door opening | Door opening with no air curtain | Commercial | New | Assembly | FPL Blend | Per End Use Consumption | 124835.85 | 124832.77 | 3.08 | 2.4672e-05 | 15 | 0.0010258 | 0 | 140.7045 | Space Cooling |  | Heat Pump Cooling | 1
NonEquipment | Air Curtains | Air Curtain across door opening |  | Commercial | Existing | College and University | FPL Blend | Per End Use Consumption | 50239.28 | 50236.2 | 3.08 | 6.1307e-05 | 15 | 0.00062448 | 0 | 140.7045 | Space Cooling |  | Heat Pump Cooling | 1
NonEquipment | Air Curtains | Air Curtain across door opening | Door opening with no air curtain | Commercial | New | College and University | FPL Blend | Per End Use Consumption | 50239.28 | 50236.2 | 3.08 | 6.1307e-05 | 15 | 0.00062448 | 0 | 140.7045 | Space Cooling |  | Heat Pump Cooling | 1
NonEquipment | Air Curtains | Air Curtain across door opening |  | Commercial | Existing | Data Center | FPL Blend | Per End Use Consumption | 246589.32 | 246586.24 | 3.08 | 1.249e-05 | 15 | 0.00062448 | 0 | 140.7045 | Space Cooling |  | Heat Pump Cooling | 1
NonEquipment | Air Curtains | Air Curtain across door opening | Door opening with no air curtain | Commercial | New | Data Center | FPL Blend | Per End Use Consumption | 246589.32 | 246586.24 | 3.08 | 1.249e-05 | 15 | 0.00062448 | 0 | 140.7045 | Space Cooling |  | Heat Pump Cooling | 1
NonEquipment | Air Curtains | Air Curtain across door opening |  | Commercial | Existing | Grocery | FPL Blend | Per End Use Consumption | 10146.03 | 10142.95 | 3.08 | 0.00030357 | 15 | 0.00087342 | 0 | 140.7045 | Space Cooling |  | Heat Pump Cooling | 1
NonEquipment | Air Curtains | Air Curtain across door opening | Door opening with no air curtain | Commercial | New | Grocery | FPL Blend | Per End Use Consumption | 10146.03 | 10142.95 | 3.08 | 0.00030357 | 15 | 0.00087342 | 0 | 140.7045 | Space Cooling |  | Heat Pump Cooling | 1
NonEquipment | Air Curtains | Air Curtain across door opening |  | Commercial | Existing | Healthcare | FPL Blend | Per End Use Consumption | 21063.51 | 21060.43 | 3.08 | 0.00014622 | 15 | 0.00062448 | 0 | 140.7045 | Space Cooling |  | Heat Pump Cooling | 1
NonEquipment | Air Curtains | Air Curtain across door opening | Door opening with no air curtain | Commercial | New | Healthcare | FPL Blend | Per End Use Consumption | 21063.51 | 21060.43 | 3.08 | 0.00014622 | 15 | 0.00062448 | 0 | 140.7045 | Space Cooling |  | Heat Pump Cooling | 1
NonEquipment | Air Curtains | Air Curtain across door opening |  | Commercial | Existing | Hospitals | FPL Blend | Per End Use Consumption | 1853377.69 | 1853374.61 | 3.08 | 1.6618e-06 | 15 | 0.00062448 | 0 | 140.7045 | Space Cooling |  | Heat Pump Cooling | 1
NonEquipment | Air Curtains | Air Curtain across door opening | Door opening with no air curtain | Commercial | New | Hospitals | FPL Blend | Per End Use Consumption | 1853377.69 | 1853374.61 | 3.08 | 1.6618e-06 | 15 | 0.00062448 | 0 | 140.7045 | Space Cooling |  | Heat Pump Cooling | 1
NonEquipment | Air Curtains | Air Curtain across door opening |  | Commercial | Existing | Institutional | FPL Blend | Per End Use Consumption | 24647.04 | 24643.96 | 3.08 | 0.00012496 | 15 | 0.00062448 | 0 | 140.7045 | Space Cooling |  | Heat Pump Cooling | 1
NonEquipment | Air Curtains | Air Curtain across door opening | Door opening with no air curtain | Commercial | New | Institutional | FPL Blend | Per End Use Consumption | 24647.04 | 24643.96 | 3.08 | 0.00012496 | 15 | 0.00062448 | 0 | 140.7045 | Space Cooling |  | Heat Pump Cooling | 1
NonEquipment | Air Curtains | Air Curtain across door opening |  | Commercial | Existing | Lodging/Hospitality | FPL Blend | Per End Use Consumption | 200655.84 | 200652.76 | 3.08 | 1.535e-05 | 15 | 0.00058985 | 0 | 140.7045 | Space Cooling |  | Heat Pump Cooling | 1
NonEquipment | Air Curtains | Air Curtain across door opening | Door opening with no air curtain | Commercial | New | Lodging/Hospitality | FPL Blend | Per End Use Consumption | 200655.84 | 200652.76 | 3.08 | 1.535e-05 | 15 | 0.00058985 | 0 | 140.7045 | Space Cooling |  | Heat Pump Cooling | 1
NonEquipment | Air Curtains | Air Curtain across door opening |  | Commercial | Existing | Miscellaneous | FPL Blend | Per End Use Consumption | 44622.6 | 44619.52 | 3.08 | 6.9023e-05 | 15 | 0.0010258 | 0 | 140.7045 | Space Cooling |  | Heat Pump Cooling | 1
NonEquipment | Air Curtains | Air Curtain across door opening | Door opening with no air curtain | Commercial | New | Miscellaneous | FPL Blend | Per End Use Consumption | 44622.6 | 44619.52 | 3.08 | 6.9023e-05 | 15 | 0.0010258 | 0 | 140.7045 | Space Cooling |  | Heat Pump Cooling | 1
NonEquipment | Air Curtains | Air Curtain across door opening |  | Commercial | Existing | Offices | FPL Blend | Per End Use Consumption | 56539.56 | 56536.48 | 3.08 | 5.4475e-05 | 15 | 0.0010258 | 0 | 140.7045 | Space Cooling |  | Heat Pump Cooling | 1
NonEquipment | Air Curtains | Air Curtain across door opening | Door opening with no air curtain | Commercial | New | Offices | FPL Blend | Per End Use Consumption | 56539.56 | 56536.48 | 3.08 | 5.4475e-05 | 15 | 0.0010258 | 0 | 140.7045 | Space Cooling |  | Heat Pump Cooling | 1
NonEquipment | Air Curtains | Air Curtain across door opening |  | Commercial | Existing | Restaurants | FPL Blend | Per End Use Consumption | 48502.8 | 48499.72 | 3.08 | 6.3501e-05 | 15 | 0.00087342 | 0 | 140.7045 | Space Cooling |  | Heat Pump Cooling | 1
NonEquipment | Air Curtains | Air Curtain across door opening | Door opening with no air curtain | Commercial | New | Restaurants | FPL Blend | Per End Use Consumption | 48502.8 | 48499.72 | 3.08 | 6.3501e-05 | 15 | 0.00087342 | 0 | 140.7045 | Space Cooling |  | Heat Pump Cooling | 1
NonEquipment | Air Curtains | Air Curtain across door opening |  | Commercial | Existing | Retail | FPL Blend | Per End Use Consumption | 71635.38 | 71632.3 | 3.08 | 4.2996e-05 | 15 | 0.0010258 | 0 | 140.7045 | Space Cooling |  | Heat Pump Cooling | 1
NonEquipment | Air Curtains | Air Curtain across door opening | Door opening with no air curtain | Commercial | New | Retail | FPL Blend | Per End Use Consumption | 71635.38 | 71632.3 | 3.08 | 4.2996e-05 | 15 | 0.0010258 | 0 | 140.7045 | Space Cooling |  | Heat Pump Cooling | 1
NonEquipment | Air Curtains | Air Curtain across door opening |  | Commercial | Existing | Schools K-12 | FPL Blend | Per End Use Consumption | 160602.9 | 160599.82 | 3.08 | 1.9178e-05 | 15 | 0.0010258 | 0 | 140.7045 | Space Cooling |  | Heat Pump Cooling | 1
NonEquipment | Air Curtains | Air Curtain across door opening | Door opening with no air curtain | Commercial | New | Schools K-12 | FPL Blend | Per End Use Consumption | 160602.9 | 160599.82 | 3.08 | 1.9178e-05 | 15 | 0.0010258 | 0 | 140.7045 | Space Cooling |  | Heat Pump Cooling | 1
NonEquipment | Air Curtains | Air Curtain across door opening |  | Commercial | Existing | Warehouse | FPL Blend | Per End Use Consumption | 19405.96 | 19402.88 | 3.08 | 0.00015871 | 15 | 0.0010258 | 0 | 140.7045 | Space Cooling |  | Heat Pump Cooling | 1
NonEquipment | Air Curtains | Air Curtain across door opening | Door opening with no air curtain | Commercial | New | Warehouse | FPL Blend | Per End Use Consumption | 19405.96 | 19402.88 | 3.08 | 0.00015871 | 15 | 0.0010258 | 0 | 140.7045 | Space Cooling |  | Heat Pump Cooling | 1
NonEquipment | Air Curtains | Air Curtain across door opening |  | Commercial | Existing | Assembly | FPL Blend | Per End Use Consumption | 15896.7 | 15818.7 | 78 | 0.0049067 | 15 | 0 | 0.1777 | 3563.2955 | Space Heating |  | Packaged central unit | 1
NonEquipment | Air Curtains | Air Curtain across door opening | Door opening with no air curtain | Commercial | New | Assembly | FPL Blend | Per End Use Consumption | 15896.7 | 15818.7 | 78 | 0.0049067 | 15 | 0 | 0.1777 | 3563.2955 | Space Heating |  | Packaged central unit | 1
NonEquipment | Air Curtains | Air Curtain across door opening |  | Commercial | Existing | College and University | FPL Blend | Per End Use Consumption | 7804.16 | 7726.16 | 78 | 0.0099947 | 15 | 0 | 0.015006 | 3563.2955 | Space Heating |  | Packaged central unit | 1
NonEquipment | Air Curtains | Air Curtain across door opening | Door opening with no air curtain | Commercial | New | College and University | FPL Blend | Per End Use Consumption | 7804.16 | 7726.16 | 78 | 0.0099947 | 15 | 0 | 0.015006 | 3563.2955 | Space Heating |  | Packaged central unit | 1
NonEquipment | Air Curtains | Air Curtain across door opening |  | Commercial | Existing | Data Center | FPL Blend | Per End Use Consumption | 59557.59 | 59479.59 | 78 | 0.0013097 | 15 | 0 | 0.015006 | 3563.2955 | Space Heating |  | Packaged central unit | 1
NonEquipment | Air Curtains | Air Curtain across door opening | Door opening with no air curtain | Commercial | New | Data Center | FPL Blend | Per End Use Consumption | 59557.59 | 59479.59 | 78 | 0.0013097 | 15 | 0 | 0.015006 | 3563.2955 | Space Heating |  | Packaged central unit | 1
NonEquipment | Air Curtains | Air Curtain across door opening |  | Commercial | Existing | Grocery | FPL Blend | Per End Use Consumption | 6897.17 | 6819.17 | 78 | 0.011309 | 15 | 0 | 0.059946 | 3563.2955 | Space Heating |  | Packaged central unit | 1
NonEquipment | Air Curtains | Air Curtain across door opening | Door opening with no air curtain | Commercial | New | Grocery | FPL Blend | Per End Use Consumption | 6897.17 | 6819.17 | 78 | 0.011309 | 15 | 0 | 0.059946 | 3563.2955 | Space Heating |  | Packaged central unit | 1
NonEquipment | Air Curtains | Air Curtain across door opening |  | Commercial | Existing | Healthcare | FPL Blend | Per End Use Consumption | 10674.72 | 10596.72 | 78 | 0.007307 | 15 | 0 | 0.015006 | 3563.2955 | Space Heating |  | Packaged central unit | 1
NonEquipment | Air Curtains | Air Curtain across door opening | Door opening with no air curtain | Commercial | New | Healthcare | FPL Blend | Per End Use Consumption | 10674.72 | 10596.72 | 78 | 0.007307 | 15 | 0 | 0.015006 | 3563.2955 | Space Heating |  | Packaged central unit | 1
NonEquipment | Air Curtains | Air Curtain across door opening |  | Commercial | Existing | Hospitals | FPL Blend | Per End Use Consumption | 218709.88 | 218631.88 | 78 | 0.00035664 | 15 | 0 | 0.015006 | 3563.2955 | Space Heating |  | Packaged central unit | 1
NonEquipment | Air Curtains | Air Curtain across door opening | Door opening with no air curtain | Commercial | New | Hospitals | FPL Blend | Per End Use Consumption | 218709.88 | 218631.88 | 78 | 0.00035664 | 15 | 0 | 0.015006 | 3563.2955 | Space Heating |  | Packaged central unit | 1
NonEquipment | Air Curtains | Air Curtain across door opening |  | Commercial | Existing | Institutional | FPL Blend | Per End Use Consumption | 7344.32 | 7266.32 | 78 | 0.01062 | 15 | 0 | 0.015006 | 3563.2955 | Space Heating |  | Packaged central unit | 1
NonEquipment | Air Curtains | Air Curtain across door opening | Door opening with no air curtain | Commercial | New | Institutional | FPL Blend | Per End Use Consumption | 7344.32 | 7266.32 | 78 | 0.01062 | 15 | 0 | 0.015006 | 3563.2955 | Space Heating |  | Packaged central unit | 1
NonEquipment | Air Curtains | Air Curtain across door opening |  | Commercial | Existing | Lodging/Hospitality | FPL Blend | Per End Use Consumption | 23018.96 | 22940.96 | 78 | 0.0033885 | 15 | 0 | 0.051379 | 3563.2955 | Space Heating |  | Packaged central unit | 1
NonEquipment | Air Curtains | Air Curtain across door opening | Door opening with no air curtain | Commercial | New | Lodging/Hospitality | FPL Blend | Per End Use Consumption | 23018.96 | 22940.96 | 78 | 0.0033885 | 15 | 0 | 0.051379 | 3563.2955 | Space Heating |  | Packaged central unit | 1
NonEquipment | Air Curtains | Air Curtain across door opening |  | Commercial | Existing | Miscellaneous | FPL Blend | Per End Use Consumption | 25015.7 | 24937.7 | 78 | 0.003118 | 15 | 0 | 0.1777 | 3563.2955 | Space Heating |  | Packaged central unit | 1
NonEquipment | Air Curtains | Air Curtain across door opening | Door opening with no air curtain | Commercial | New | Miscellaneous | FPL Blend | Per End Use Consumption | 25015.7 | 24937.7 | 78 | 0.003118 | 15 | 0 | 0.1777 | 3563.2955 | Space Heating |  | Packaged central unit | 1
NonEquipment | Air Curtains | Air Curtain across door opening |  | Commercial | Existing | Offices | FPL Blend | Per End Use Consumption | 28712.88 | 28634.88 | 78 | 0.0027166 | 15 | 0 | 0.1777 | 3563.2955 | Space Heating |  | Packaged central unit | 1
NonEquipment | Air Curtains | Air Curtain across door opening | Door opening with no air curtain | Commercial | New | Offices | FPL Blend | Per End Use Consumption | 28712.88 | 28634.88 | 78 | 0.0027166 | 15 | 0 | 0.1777 | 3563.2955 | Space Heating |  | Packaged central unit | 1
NonEquipment | Air Curtains | Air Curtain across door opening |  | Commercial | Existing | Restaurants | FPL Blend | Per End Use Consumption | 17714.5 | 17636.5 | 78 | 0.0044032 | 15 | 0 | 0.059946 | 3563.2955 | Space Heating |  | Packaged central unit | 1
NonEquipment | Air Curtains | Air Curtain across door opening | Door opening with no air curtain | Commercial | New | Restaurants | FPL Blend | Per End Use Consumption | 17714.5 | 17636.5 | 78 | 0.0044032 | 15 | 0 | 0.059946 | 3563.2955 | Space Heating |  | Packaged central unit | 1
NonEquipment | Air Curtains | Air Curtain across door opening |  | Commercial | Existing | Retail | FPL Blend | Per End Use Consumption | 25434.06 | 25356.06 | 78 | 0.0030668 | 15 | 0 | 0.1777 | 3563.2955 | Space Heating |  | Packaged central unit | 1
NonEquipment | Air Curtains | Air Curtain across door opening | Door opening with no air curtain | Commercial | New | Retail | FPL Blend | Per End Use Consumption | 25434.06 | 25356.06 | 78 | 0.0030668 | 15 | 0 | 0.1777 | 3563.2955 | Space Heating |  | Packaged central unit | 1
NonEquipment | Air Curtains | Air Curtain across door opening |  | Commercial | Existing | Schools K-12 | FPL Blend | Per End Use Consumption | 50002.14 | 49924.14 | 78 | 0.0015599 | 15 | 0 | 0.1777 | 3563.2955 | Space Heating |  | Packaged central unit | 1
NonEquipment | Air Curtains | Air Curtain across door opening | Door opening with no air curtain | Commercial | New | Schools K-12 | FPL Blend | Per End Use Consumption | 50002.14 | 49924.14 | 78 | 0.0015599 | 15 | 0 | 0.1777 | 3563.2955 | Space Heating |  | Packaged central unit | 1
NonEquipment | Air Curtains | Air Curtain across door opening |  | Commercial | Existing | Warehouse | FPL Blend | Per End Use Consumption | 8514.86 | 8436.86 | 78 | 0.0091605 | 15 | 0 | 0.1777 | 3563.2955 | Space Heating |  | Packaged central unit | 1
NonEquipment | Air Curtains | Air Curtain across door opening | Door opening with no air curtain | Commercial | New | Warehouse | FPL Blend | Per End Use Consumption | 8514.86 | 8436.86 | 78 | 0.0091605 | 15 | 0 | 0.1777 | 3563.2955 | Space Heating |  | Packaged central unit | 1
NonEquipment | Airside Economizer | Airside Economizer |  | Commercial | Existing | Assembly | FPL Blend | Per End Use Consumption | 124835.85 | 117900.52 | 6935.33 | 0.055556 | 10 | 2.3099 | 0 | 7160.52 | Space Cooling |  | Heat Pump Cooling | 1
NonEquipment | Airside Economizer | Airside Economizer | No economizer | Commercial | New | Assembly | FPL Blend | Per End Use Consumption | 124835.85 | 117900.52 | 6935.33 | 0.055556 | 10 | 2.3099 | 0 | 7160.52 | Space Cooling |  | Heat Pump Cooling | 1
NonEquipment | Airside Economizer | Airside Economizer |  | Commercial | Existing | College and University | FPL Blend | Per End Use Consumption | 50239.28 | 47448.21 | 2791.07 | 0.055556 | 10 | 0.56589 | 0 | 7160.52 | Space Cooling |  | Heat Pump Cooling | 1
NonEquipment | Airside Economizer | Airside Economizer | No economizer | Commercial | New | College and University | FPL Blend | Per End Use Consumption | 50239.28 | 47448.21 | 2791.07 | 0.055556 | 10 | 0.56589 | 0 | 7160.52 | Space Cooling |  | Heat Pump Cooling | 1
NonEquipment | Airside Economizer | Airside Economizer |  | Commercial | Existing | Data Center | FPL Blend | Per End Use Consumption | 246589.32 | 232889.91 | 13699.41 | 0.055556 | 10 | 2.7776 | 0 | 7160.52 | Space Cooling |  | Heat Pump Cooling | 1
NonEquipment | Airside Economizer | Airside Economizer | No economizer | Commercial | New | Data Center | FPL Blend | Per End Use Consumption | 246589.32 | 232889.91 | 13699.41 | 0.055556 | 10 | 2.7776 | 0 | 7160.52 | Space Cooling |  | Heat Pump Cooling | 1
NonEquipment | Airside Economizer | Airside Economizer |  | Commercial | Existing | Grocery | FPL Blend | Per End Use Consumption | 10146.03 | 9582.36 | 563.67 | 0.055556 | 10 | 0.15984 | 0 | 7160.52 | Space Cooling |  | Heat Pump Cooling | 1
NonEquipment | Airside Economizer | Airside Economizer | No economizer | Commercial | New | Grocery | FPL Blend | Per End Use Consumption | 10146.03 | 9582.36 | 563.67 | 0.055556 | 10 | 0.15984 | 0 | 7160.52 | Space Cooling |  | Heat Pump Cooling | 1
NonEquipment | Airside Economizer | Airside Economizer |  | Commercial | Existing | Healthcare | FPL Blend | Per End Use Consumption | 21063.51 | 19893.31 | 1170.2 | 0.055556 | 10 | 0.23726 | 0 | 7160.52 | Space Cooling |  | Heat Pump Cooling | 1
NonEquipment | Airside Economizer | Airside Economizer | No economizer | Commercial | New | Healthcare | FPL Blend | Per End Use Consumption | 21063.51 | 19893.31 | 1170.2 | 0.055556 | 10 | 0.23726 | 0 | 7160.52 | Space Cooling |  | Heat Pump Cooling | 1
NonEquipment | Airside Economizer | Airside Economizer |  | Commercial | Existing | Hospitals | FPL Blend | Per End Use Consumption | 1853377.69 | 1750412.26 | 102965.43 | 0.055556 | 10 | 20.8764 | 0 | 7160.52 | Space Cooling |  | Heat Pump Cooling | 1
NonEquipment | Airside Economizer | Airside Economizer | No economizer | Commercial | New | Hospitals | FPL Blend | Per End Use Consumption | 1853377.69 | 1750412.26 | 102965.43 | 0.055556 | 10 | 20.8764 | 0 | 7160.52 | Space Cooling |  | Heat Pump Cooling | 1
NonEquipment | Airside Economizer | Airside Economizer |  | Commercial | Existing | Institutional | FPL Blend | Per End Use Consumption | 24647.04 | 23277.76 | 1369.28 | 0.055556 | 10 | 0.27762 | 0 | 7160.52 | Space Cooling |  | Heat Pump Cooling | 1
NonEquipment | Airside Economizer | Airside Economizer | No economizer | Commercial | New | Institutional | FPL Blend | Per End Use Consumption | 24647.04 | 23277.76 | 1369.28 | 0.055556 | 10 | 0.27762 | 0 | 7160.52 | Space Cooling |  | Heat Pump Cooling | 1
NonEquipment | Airside Economizer | Airside Economizer |  | Commercial | Existing | Lodging/Hospitality | FPL Blend | Per End Use Consumption | 200655.84 | 189508.29 | 11147.55 | 0.055556 | 10 | 2.1349 | 0 | 7160.52 | Space Cooling |  | Heat Pump Cooling | 1
NonEquipment | Airside Economizer | Airside Economizer | No economizer | Commercial | New | Lodging/Hospitality | FPL Blend | Per End Use Consumption | 200655.84 | 189508.29 | 11147.55 | 0.055556 | 10 | 2.1349 | 0 | 7160.52 | Space Cooling |  | Heat Pump Cooling | 1
NonEquipment | Airside Economizer | Airside Economizer |  | Commercial | Existing | Miscellaneous | FPL Blend | Per End Use Consumption | 44622.6 | 42143.57 | 2479.03 | 0.055555 | 10 | 0.82567 | 0 | 7160.52 | Space Cooling |  | Heat Pump Cooling | 1
NonEquipment | Airside Economizer | Airside Economizer | No economizer | Commercial | New | Miscellaneous | FPL Blend | Per End Use Consumption | 44622.6 | 42143.57 | 2479.03 | 0.055555 | 10 | 0.82567 | 0 | 7160.52 | Space Cooling |  | Heat Pump Cooling | 1
NonEquipment | Airside Economizer | Airside Economizer |  | Commercial | Existing | Offices | FPL Blend | Per End Use Consumption | 56539.56 | 53398.47 | 3141.09 | 0.055556 | 10 | 1.0462 | 0 | 7160.52 | Space Cooling |  | Heat Pump Cooling | 1
NonEquipment | Airside Economizer | Airside Economizer | No economizer | Commercial | New | Offices | FPL Blend | Per End Use Consumption | 56539.56 | 53398.47 | 3141.09 | 0.055556 | 10 | 1.0462 | 0 | 7160.52 | Space Cooling |  | Heat Pump Cooling | 1
NonEquipment | Airside Economizer | Airside Economizer |  | Commercial | Existing | Restaurants | FPL Blend | Per End Use Consumption | 48502.8 | 45808.2 | 2694.6 | 0.055556 | 10 | 0.76413 | 0 | 7160.52 | Space Cooling |  | Heat Pump Cooling | 1
NonEquipment | Airside Economizer | Airside Economizer | No economizer | Commercial | New | Restaurants | FPL Blend | Per End Use Consumption | 48502.8 | 45808.2 | 2694.6 | 0.055556 | 10 | 0.76413 | 0 | 7160.52 | Space Cooling |  | Heat Pump Cooling | 1
NonEquipment | Airside Economizer | Airside Economizer |  | Commercial | Existing | Retail | FPL Blend | Per End Use Consumption | 71635.38 | 67655.64 | 3979.74 | 0.055556 | 10 | 1.3255 | 0 | 7160.52 | Space Cooling |  | Heat Pump Cooling | 1
NonEquipment | Airside Economizer | Airside Economizer | No economizer | Commercial | New | Retail | FPL Blend | Per End Use Consumption | 71635.38 | 67655.64 | 3979.74 | 0.055556 | 10 | 1.3255 | 0 | 7160.52 | Space Cooling |  | Heat Pump Cooling | 1
NonEquipment | Airside Economizer | Airside Economizer |  | Commercial | Existing | Schools K-12 | FPL Blend | Per End Use Consumption | 160602.9 | 151680.52 | 8922.38 | 0.055556 | 10 | 2.9717 | 0 | 7160.52 | Space Cooling |  | Heat Pump Cooling | 1
NonEquipment | Airside Economizer | Airside Economizer | No economizer | Commercial | New | Schools K-12 | FPL Blend | Per End Use Consumption | 160602.9 | 151680.52 | 8922.38 | 0.055556 | 10 | 2.9717 | 0 | 7160.52 | Space Cooling |  | Heat Pump Cooling | 1
NonEquipment | Airside Economizer | Airside Economizer |  | Commercial | Existing | Warehouse | FPL Blend | Per End Use Consumption | 19405.96 | 18327.85 | 1078.11 | 0.055556 | 10 | 0.35908 | 0 | 7160.52 | Space Cooling |  | Heat Pump Cooling | 1
NonEquipment | Airside Economizer | Airside Economizer | No economizer | Commercial | New | Warehouse | FPL Blend | Per End Use Consumption | 19405.96 | 18327.85 | 1078.11 | 0.055556 | 10 | 0.35908 | 0 | 7160.52 | Space Cooling |  | Heat Pump Cooling | 1
NonEquipment | Destratification Fans | Destratification Fans improve temperature distribution by circulating warmer air from the ceiling back down to the floor level |  | Commercial | Existing | Assembly | FPL Blend | Per Fan | 11543.29 | 1953.32 | 9589.97 | 0.83078 | 10 | 0 | 21.8474 | 6919 | Space Heating |  | Packaged central unit | 1
NonEquipment | Destratification Fans | Destratification Fans improve temperature distribution by circulating warmer air from the ceiling back down to the floor level | No destratification fan | Commercial | New | Assembly | FPL Blend | Per Fan | 11543.29 | 1953.32 | 9589.97 | 0.83078 | 10 | 0 | 21.8474 | 6919 | Space Heating |  | Packaged central unit | 1
NonEquipment | Destratification Fans | Destratification Fans improve temperature distribution by circulating warmer air from the ceiling back down to the floor level |  | Commercial | Existing | College and University | FPL Blend | Per Fan | 11543.29 | 1953.32 | 9589.97 | 0.83078 | 10 | 0 | 1.845 | 6919 | Space Heating |  | Packaged central unit | 1
NonEquipment | Destratification Fans | Destratification Fans improve temperature distribution by circulating warmer air from the ceiling back down to the floor level | No destratification fan | Commercial | New | College and University | FPL Blend | Per Fan | 11543.29 | 1953.32 | 9589.97 | 0.83078 | 10 | 0 | 1.845 | 6919 | Space Heating |  | Packaged central unit | 1
NonEquipment | Destratification Fans | Destratification Fans improve temperature distribution by circulating warmer air from the ceiling back down to the floor level |  | Commercial | Existing | Data Center | FPL Blend | Per Fan | 11543.29 | 1953.32 | 9589.97 | 0.83078 | 10 | 0 | 1.845 | 6919 | Space Heating |  | Packaged central unit | 1
NonEquipment | Destratification Fans | Destratification Fans improve temperature distribution by circulating warmer air from the ceiling back down to the floor level | No destratification fan | Commercial | New | Data Center | FPL Blend | Per Fan | 11543.29 | 1953.32 | 9589.97 | 0.83078 | 10 | 0 | 1.845 | 6919 | Space Heating |  | Packaged central unit | 1
NonEquipment | Destratification Fans | Destratification Fans improve temperature distribution by circulating warmer air from the ceiling back down to the floor level |  | Commercial | Existing | Grocery | FPL Blend | Per Fan | 11543.29 | 1953.32 | 9589.97 | 0.83078 | 10 | 0 | 7.3703 | 6919 | Space Heating |  | Packaged central unit | 1
NonEquipment | Destratification Fans | Destratification Fans improve temperature distribution by circulating warmer air from the ceiling back down to the floor level | No destratification fan | Commercial | New | Grocery | FPL Blend | Per Fan | 11543.29 | 1953.32 | 9589.97 | 0.83078 | 10 | 0 | 7.3703 | 6919 | Space Heating |  | Packaged central unit | 1
NonEquipment | Destratification Fans | Destratification Fans improve temperature distribution by circulating warmer air from the ceiling back down to the floor level |  | Commercial | Existing | Healthcare | FPL Blend | Per Fan | 11543.29 | 1953.32 | 9589.97 | 0.83078 | 10 | 0 | 1.845 | 6919 | Space Heating |  | Packaged central unit | 1
NonEquipment | Destratification Fans | Destratification Fans improve temperature distribution by circulating warmer air from the ceiling back down to the floor level | No destratification fan | Commercial | New | Healthcare | FPL Blend | Per Fan | 11543.29 | 1953.32 | 9589.97 | 0.83078 | 10 | 0 | 1.845 | 6919 | Space Heating |  | Packaged central unit | 1
NonEquipment | Destratification Fans | Destratification Fans improve temperature distribution by circulating warmer air from the ceiling back down to the floor level |  | Commercial | Existing | Hospitals | FPL Blend | Per Fan | 11543.29 | 1953.32 | 9589.97 | 0.83078 | 10 | 0 | 1.845 | 6919 | Space Heating |  | Packaged central unit | 1
NonEquipment | Destratification Fans | Destratification Fans improve temperature distribution by circulating warmer air from the ceiling back down to the floor level | No destratification fan | Commercial | New | Hospitals | FPL Blend | Per Fan | 11543.29 | 1953.32 | 9589.97 | 0.83078 | 10 | 0 | 1.845 | 6919 | Space Heating |  | Packaged central unit | 1
NonEquipment | Destratification Fans | Destratification Fans improve temperature distribution by circulating warmer air from the ceiling back down to the floor level |  | Commercial | Existing | Institutional | FPL Blend | Per Fan | 11543.29 | 1953.32 | 9589.97 | 0.83078 | 10 | 0 | 1.845 | 6919 | Space Heating |  | Packaged central unit | 1
NonEquipment | Destratification Fans | Destratification Fans improve temperature distribution by circulating warmer air from the ceiling back down to the floor level | No destratification fan | Commercial | New | Institutional | FPL Blend | Per Fan | 11543.29 | 1953.32 | 9589.97 | 0.83078 | 10 | 0 | 1.845 | 6919 | Space Heating |  | Packaged central unit | 1
NonEquipment | Destratification Fans | Destratification Fans improve temperature distribution by circulating warmer air from the ceiling back down to the floor level |  | Commercial | Existing | Lodging/Hospitality | FPL Blend | Per Fan | 11543.29 | 1953.32 | 9589.97 | 0.83078 | 10 | 0 | 6.317 | 6919 | Space Heating |  | Packaged central unit | 1
NonEquipment | Destratification Fans | Destratification Fans improve temperature distribution by circulating warmer air from the ceiling back down to the floor level | No destratification fan | Commercial | New | Lodging/Hospitality | FPL Blend | Per Fan | 11543.29 | 1953.32 | 9589.97 | 0.83078 | 10 | 0 | 6.317 | 6919 | Space Heating |  | Packaged central unit | 1
NonEquipment | Destratification Fans | Destratification Fans improve temperature distribution by circulating warmer air from the ceiling back down to the floor level |  | Commercial | Existing | Miscellaneous | FPL Blend | Per Fan | 11543.29 | 1953.32 | 9589.97 | 0.83078 | 10 | 0 | 21.8474 | 6919 | Space Heating |  | Packaged central unit | 1
NonEquipment | Destratification Fans | Destratification Fans improve temperature distribution by circulating warmer air from the ceiling back down to the floor level | No destratification fan | Commercial | New | Miscellaneous | FPL Blend | Per Fan | 11543.29 | 1953.32 | 9589.97 | 0.83078 | 10 | 0 | 21.8474 | 6919 | Space Heating |  | Packaged central unit | 1
NonEquipment | Destratification Fans | Destratification Fans improve temperature distribution by circulating warmer air from the ceiling back down to the floor level |  | Commercial | Existing | Offices | FPL Blend | Per Fan | 11543.29 | 1953.32 | 9589.97 | 0.83078 | 10 | 0 | 21.8474 | 6919 | Space Heating |  | Packaged central unit | 1
NonEquipment | Destratification Fans | Destratification Fans improve temperature distribution by circulating warmer air from the ceiling back down to the floor level | No destratification fan | Commercial | New | Offices | FPL Blend | Per Fan | 11543.29 | 1953.32 | 9589.97 | 0.83078 | 10 | 0 | 21.8474 | 6919 | Space Heating |  | Packaged central unit | 1
NonEquipment | Destratification Fans | Destratification Fans improve temperature distribution by circulating warmer air from the ceiling back down to the floor level |  | Commercial | Existing | Restaurants | FPL Blend | Per Fan | 11543.29 | 1953.32 | 9589.97 | 0.83078 | 10 | 0 | 7.3703 | 6919 | Space Heating |  | Packaged central unit | 1
NonEquipment | Destratification Fans | Destratification Fans improve temperature distribution by circulating warmer air from the ceiling back down to the floor level | No destratification fan | Commercial | New | Restaurants | FPL Blend | Per Fan | 11543.29 | 1953.32 | 9589.97 | 0.83078 | 10 | 0 | 7.3703 | 6919 | Space Heating |  | Packaged central unit | 1
NonEquipment | Destratification Fans | Destratification Fans improve temperature distribution by circulating warmer air from the ceiling back down to the floor level |  | Commercial | Existing | Retail | FPL Blend | Per Fan | 11543.29 | 1953.32 | 9589.97 | 0.83078 | 10 | 0 | 21.8474 | 6919 | Space Heating |  | Packaged central unit | 1
NonEquipment | Destratification Fans | Destratification Fans improve temperature distribution by circulating warmer air from the ceiling back down to the floor level | No destratification fan | Commercial | New | Retail | FPL Blend | Per Fan | 11543.29 | 1953.32 | 9589.97 | 0.83078 | 10 | 0 | 21.8474 | 6919 | Space Heating |  | Packaged central unit | 1
NonEquipment | Destratification Fans | Destratification Fans improve temperature distribution by circulating warmer air from the ceiling back down to the floor level |  | Commercial | Existing | Schools K-12 | FPL Blend | Per Fan | 11543.29 | 1953.32 | 9589.97 | 0.83078 | 10 | 0 | 21.8474 | 6919 | Space Heating |  | Packaged central unit | 1
NonEquipment | Destratification Fans | Destratification Fans improve temperature distribution by circulating warmer air from the ceiling back down to the floor level | No destratification fan | Commercial | New | Schools K-12 | FPL Blend | Per Fan | 11543.29 | 1953.32 | 9589.97 | 0.83078 | 10 | 0 | 21.8474 | 6919 | Space Heating |  | Packaged central unit | 1
NonEquipment | Destratification Fans | Destratification Fans improve temperature distribution by circulating warmer air from the ceiling back down to the floor level |  | Commercial | Existing | Warehouse | FPL Blend | Per Fan | 11543.29 | 1953.32 | 9589.97 | 0.83078 | 10 | 0 | 21.8474 | 6919 | Space Heating |  | Packaged central unit | 1
NonEquipment | Destratification Fans | Destratification Fans improve temperature distribution by circulating warmer air from the ceiling back down to the floor level | No destratification fan | Commercial | New | Warehouse | FPL Blend | Per Fan | 11543.29 | 1953.32 | 9589.97 | 0.83078 | 10 | 0 | 21.8474 | 6919 | Space Heating |  | Packaged central unit | 1
NonEquipment | ECM Motors on Furnaces | Variable Speed Electronically Commutated Motor for an Electric Furnace |  | Commercial | Existing | Assembly | FPL Blend | Per End Use Consumption | 23206.95 | 22810.95 | 396 | 0.017064 | 15 | 0 | 0.90215 | 313 | Space Heating |  | Packaged central unit | 1
NonEquipment | ECM Motors on Furnaces | Variable Speed Electronically Commutated Motor for an Electric Furnace | Permanent Split Capacitor Motor for Electric Furnace | Commercial | New | Assembly | FPL Blend | Per End Use Consumption | 23206.95 | 22810.95 | 396 | 0.017064 | 15 | 0 | 0.90215 | 313 | Space Heating |  | Packaged central unit | 1
NonEquipment | ECM Motors on Furnaces | Variable Speed Electronically Commutated Motor for an Electric Furnace |  | Commercial | Existing | College and University | FPL Blend | Per End Use Consumption | 23206.95 | 22810.95 | 396 | 0.017064 | 15 | 0 | 0.076186 | 313 | Space Heating |  | Packaged central unit | 1
NonEquipment | ECM Motors on Furnaces | Variable Speed Electronically Commutated Motor for an Electric Furnace | Permanent Split Capacitor Motor for Electric Furnace | Commercial | New | College and University | FPL Blend | Per End Use Consumption | 23206.95 | 22810.95 | 396 | 0.017064 | 15 | 0 | 0.076186 | 313 | Space Heating |  | Packaged central unit | 1
NonEquipment | ECM Motors on Furnaces | Variable Speed Electronically Commutated Motor for an Electric Furnace |  | Commercial | Existing | Data Center | FPL Blend | Per End Use Consumption | 41667.02 | 40956.02 | 711 | 0.017064 | 15 | 0 | 0.13679 | 313 | Space Heating |  | Packaged central unit | 1
NonEquipment | ECM Motors on Furnaces | Variable Speed Electronically Commutated Motor for an Electric Furnace | Permanent Split Capacitor Motor for Electric Furnace | Commercial | New | Data Center | FPL Blend | Per End Use Consumption | 41667.02 | 40956.02 | 711 | 0.017064 | 15 | 0 | 0.13679 | 313 | Space Heating |  | Packaged central unit | 1
NonEquipment | ECM Motors on Furnaces | Variable Speed Electronically Commutated Motor for an Electric Furnace |  | Commercial | Existing | Grocery | FPL Blend | Per End Use Consumption | 40084.73 | 39400.73 | 684 | 0.017064 | 15 | 0 | 0.52568 | 313 | Space Heating |  | Packaged central unit | 1
NonEquipment | ECM Motors on Furnaces | Variable Speed Electronically Commutated Motor for an Electric Furnace | Permanent Split Capacitor Motor for Electric Furnace | Commercial | New | Grocery | FPL Blend | Per End Use Consumption | 40084.73 | 39400.73 | 684 | 0.017064 | 15 | 0 | 0.52568 | 313 | Space Heating |  | Packaged central unit | 1
NonEquipment | ECM Motors on Furnaces | Variable Speed Electronically Commutated Motor for an Electric Furnace |  | Commercial | Existing | Healthcare | FPL Blend | Per End Use Consumption | 36392.71 | 35771.71 | 621 | 0.017064 | 15 | 0 | 0.11947 | 313 | Space Heating |  | Packaged central unit | 1
NonEquipment | ECM Motors on Furnaces | Variable Speed Electronically Commutated Motor for an Electric Furnace | Permanent Split Capacitor Motor for Electric Furnace | Commercial | New | Healthcare | FPL Blend | Per End Use Consumption | 36392.71 | 35771.71 | 621 | 0.017064 | 15 | 0 | 0.11947 | 313 | Space Heating |  | Packaged central unit | 1
NonEquipment | ECM Motors on Furnaces | Variable Speed Electronically Commutated Motor for an Electric Furnace |  | Commercial | Existing | Hospitals | FPL Blend | Per End Use Consumption | 41667.02 | 40956.02 | 711 | 0.017064 | 15 | 0 | 0.13679 | 313 | Space Heating |  | Packaged central unit | 1
NonEquipment | ECM Motors on Furnaces | Variable Speed Electronically Commutated Motor for an Electric Furnace | Permanent Split Capacitor Motor for Electric Furnace | Commercial | New | Hospitals | FPL Blend | Per End Use Consumption | 41667.02 | 40956.02 | 711 | 0.017064 | 15 | 0 | 0.13679 | 313 | Space Heating |  | Packaged central unit | 1
NonEquipment | ECM Motors on Furnaces | Variable Speed Electronically Commutated Motor for an Electric Furnace |  | Commercial | Existing | Institutional | FPL Blend | Per End Use Consumption | 20042.36 | 19700.36 | 342 | 0.017064 | 15 | 0 | 0.065797 | 313 | Space Heating |  | Packaged central unit | 1
NonEquipment | ECM Motors on Furnaces | Variable Speed Electronically Commutated Motor for an Electric Furnace | Permanent Split Capacitor Motor for Electric Furnace | Commercial | New | Institutional | FPL Blend | Per End Use Consumption | 20042.36 | 19700.36 | 342 | 0.017064 | 15 | 0 | 0.065797 | 313 | Space Heating |  | Packaged central unit | 1
NonEquipment | ECM Motors on Furnaces | Variable Speed Electronically Commutated Motor for an Electric Furnace |  | Commercial | Existing | Lodging/Hospitality | FPL Blend | Per End Use Consumption | 24261.81 | 23847.81 | 414 | 0.017064 | 15 | 0 | 0.2727 | 313 | Space Heating |  | Packaged central unit | 1
NonEquipment | ECM Motors on Furnaces | Variable Speed Electronically Commutated Motor for an Electric Furnace | Permanent Split Capacitor Motor for Electric Furnace | Commercial | New | Lodging/Hospitality | FPL Blend | Per End Use Consumption | 24261.81 | 23847.81 | 414 | 0.017064 | 15 | 0 | 0.2727 | 313 | Space Heating |  | Packaged central unit | 1
NonEquipment | ECM Motors on Furnaces | Variable Speed Electronically Commutated Motor for an Electric Furnace |  | Commercial | Existing | Miscellaneous | FPL Blend | Per End Use Consumption | 12658.33 | 12442.33 | 216 | 0.017064 | 15 | 0 | 0.49208 | 313 | Space Heating |  | Packaged central unit | 1
NonEquipment | ECM Motors on Furnaces | Variable Speed Electronically Commutated Motor for an Electric Furnace | Permanent Split Capacitor Motor for Electric Furnace | Commercial | New | Miscellaneous | FPL Blend | Per End Use Consumption | 12658.33 | 12442.33 | 216 | 0.017064 | 15 | 0 | 0.49208 | 313 | Space Heating |  | Packaged central unit | 1
NonEquipment | ECM Motors on Furnaces | Variable Speed Electronically Commutated Motor for an Electric Furnace |  | Commercial | Existing | Offices | FPL Blend | Per End Use Consumption | 13713.2 | 13479.2 | 234 | 0.017064 | 15 | 0 | 0.53309 | 313 | Space Heating |  | Packaged central unit | 1
NonEquipment | ECM Motors on Furnaces | Variable Speed Electronically Commutated Motor for an Electric Furnace | Permanent Split Capacitor Motor for Electric Furnace | Commercial | New | Offices | FPL Blend | Per End Use Consumption | 13713.2 | 13479.2 | 234 | 0.017064 | 15 | 0 | 0.53309 | 313 | Space Heating |  | Packaged central unit | 1
NonEquipment | ECM Motors on Furnaces | Variable Speed Electronically Commutated Motor for an Electric Furnace |  | Commercial | Existing | Restaurants | FPL Blend | Per End Use Consumption | 85443.76 | 83985.76 | 1458 | 0.017064 | 15 | 0 | 1.1205 | 313 | Space Heating |  | Packaged central unit | 1
NonEquipment | ECM Motors on Furnaces | Variable Speed Electronically Commutated Motor for an Electric Furnace | Permanent Split Capacitor Motor for Electric Furnace | Commercial | New | Restaurants | FPL Blend | Per End Use Consumption | 85443.76 | 83985.76 | 1458 | 0.017064 | 15 | 0 | 1.1205 | 313 | Space Heating |  | Packaged central unit | 1
NonEquipment | ECM Motors on Furnaces | Variable Speed Electronically Commutated Motor for an Electric Furnace |  | Commercial | Existing | Retail | FPL Blend | Per End Use Consumption | 53797.92 | 52879.92 | 918 | 0.017064 | 15 | 0 | 2.0913 | 313 | Space Heating |  | Packaged central unit | 1
NonEquipment | ECM Motors on Furnaces | Variable Speed Electronically Commutated Motor for an Electric Furnace | Permanent Split Capacitor Motor for Electric Furnace | Commercial | New | Retail | FPL Blend | Per End Use Consumption | 53797.92 | 52879.92 | 918 | 0.017064 | 15 | 0 | 2.0913 | 313 | Space Heating |  | Packaged central unit | 1
NonEquipment | ECM Motors on Furnaces | Variable Speed Electronically Commutated Motor for an Electric Furnace |  | Commercial | Existing | Schools K-12 | FPL Blend | Per End Use Consumption | 49578.48 | 48732.48 | 846 | 0.017064 | 15 | 0 | 1.9273 | 313 | Space Heating |  | Packaged central unit | 1
NonEquipment | ECM Motors on Furnaces | Variable Speed Electronically Commutated Motor for an Electric Furnace | Permanent Split Capacitor Motor for Electric Furnace | Commercial | New | Schools K-12 | FPL Blend | Per End Use Consumption | 49578.48 | 48732.48 | 846 | 0.017064 | 15 | 0 | 1.9273 | 313 | Space Heating |  | Packaged central unit | 1
NonEquipment | ECM Motors on Furnaces | Variable Speed Electronically Commutated Motor for an Electric Furnace |  | Commercial | Existing | Warehouse | FPL Blend | Per End Use Consumption | 12658.33 | 12442.33 | 216 | 0.017064 | 15 | 0 | 0.49208 | 313 | Space Heating |  | Packaged central unit | 1
NonEquipment | ECM Motors on Furnaces | Variable Speed Electronically Commutated Motor for an Electric Furnace | Permanent Split Capacitor Motor for Electric Furnace | Commercial | New | Warehouse | FPL Blend | Per End Use Consumption | 12658.33 | 12442.33 | 216 | 0.017064 | 15 | 0 | 0.49208 | 313 | Space Heating |  | Packaged central unit | 1
Equipment | Efficient Motor Belts | Synchronous belt, 98% efficiency | Standard V-belt drive | Commercial | Turnover | Assembly | FPL Blend | Per Unit | 8532.37 | 8097.05 | 435.32 | 0.05102 | 4 | 0.07444 | 0.032214 | 391 | Miscellaneous | Others |  | 1
Equipment | Efficient Motor Belts | Synchronous belt, 98% efficiency | Standard V-belt drive | Commercial | New | Assembly | FPL Blend | Per Unit | 8532.37 | 8097.05 | 435.32 | 0.05102 | 4 | 0.07444 | 0.032214 | 391 | Miscellaneous | Others |  | 1
Equipment | Efficient Motor Belts | Synchronous belt, 98% efficiency | Standard V-belt drive | Commercial | Turnover | College and University | FPL Blend | Per Unit | 8532.37 | 8097.05 | 435.32 | 0.05102 | 4 | 0.043967 | 0.044403 | 391 | Miscellaneous | Others |  | 1
Equipment | Efficient Motor Belts | Synchronous belt, 98% efficiency | Standard V-belt drive | Commercial | New | College and University | FPL Blend | Per Unit | 8532.37 | 8097.05 | 435.32 | 0.05102 | 4 | 0.043967 | 0.044403 | 391 | Miscellaneous | Others |  | 1
Equipment | Efficient Motor Belts | Synchronous belt, 98% efficiency | Standard V-belt drive | Commercial | Turnover | Data Center | FPL Blend | Per Unit | 8532.37 | 8097.05 | 435.32 | 0.05102 | 4 | 0.048321 | 0.051368 | 391 | Miscellaneous | Others |  | 1
Equipment | Efficient Motor Belts | Synchronous belt, 98% efficiency | Standard V-belt drive | Commercial | New | Data Center | FPL Blend | Per Unit | 8532.37 | 8097.05 | 435.32 | 0.05102 | 4 | 0.048321 | 0.051368 | 391 | Miscellaneous | Others |  | 1
Equipment | Efficient Motor Belts | Synchronous belt, 98% efficiency | Standard V-belt drive | Commercial | Turnover | Grocery | FPL Blend | Per Unit | 8532.37 | 8097.05 | 435.32 | 0.05102 | 4 | 0.058768 | 0.035261 | 391 | Miscellaneous | Others |  | 1
Equipment | Efficient Motor Belts | Synchronous belt, 98% efficiency | Standard V-belt drive | Commercial | New | Grocery | FPL Blend | Per Unit | 8532.37 | 8097.05 | 435.32 | 0.05102 | 4 | 0.058768 | 0.035261 | 391 | Miscellaneous | Others |  | 1
Equipment | Efficient Motor Belts | Synchronous belt, 98% efficiency | Standard V-belt drive | Commercial | Turnover | Healthcare | FPL Blend | Per Unit | 8532.37 | 8097.05 | 435.32 | 0.05102 | 4 | 0.062686 | 0.064863 | 391 | Miscellaneous | Others |  | 1
Equipment | Efficient Motor Belts | Synchronous belt, 98% efficiency | Standard V-belt drive | Commercial | New | Healthcare | FPL Blend | Per Unit | 8532.37 | 8097.05 | 435.32 | 0.05102 | 4 | 0.062686 | 0.064863 | 391 | Miscellaneous | Others |  | 1
Equipment | Efficient Motor Belts | Synchronous belt, 98% efficiency | Standard V-belt drive | Commercial | Turnover | Hospitals | FPL Blend | Per Unit | 8532.37 | 8097.05 | 435.32 | 0.05102 | 4 | 0.043967 | 0.044403 | 391 | Miscellaneous | Others |  | 1
Equipment | Efficient Motor Belts | Synchronous belt, 98% efficiency | Standard V-belt drive | Commercial | New | Hospitals | FPL Blend | Per Unit | 8532.37 | 8097.05 | 435.32 | 0.05102 | 4 | 0.043967 | 0.044403 | 391 | Miscellaneous | Others |  | 1
Equipment | Efficient Motor Belts | Synchronous belt, 98% efficiency | Standard V-belt drive | Commercial | Turnover | Institutional | FPL Blend | Per Unit | 8532.37 | 8097.05 | 435.32 | 0.05102 | 4 | 0.048321 | 0.052238 | 391 | Miscellaneous | Others |  | 1
Equipment | Efficient Motor Belts | Synchronous belt, 98% efficiency | Standard V-belt drive | Commercial | New | Institutional | FPL Blend | Per Unit | 8532.37 | 8097.05 | 435.32 | 0.05102 | 4 | 0.048321 | 0.052238 | 391 | Miscellaneous | Others |  | 1
Equipment | Efficient Motor Belts | Synchronous belt, 98% efficiency | Standard V-belt drive | Commercial | Turnover | Lodging/Hospitality | FPL Blend | Per Unit | 8532.37 | 8097.05 | 435.32 | 0.05102 | 4 | 0.046579 | 0.054415 | 391 | Miscellaneous | Others |  | 1
Equipment | Efficient Motor Belts | Synchronous belt, 98% efficiency | Standard V-belt drive | Commercial | New | Lodging/Hospitality | FPL Blend | Per Unit | 8532.37 | 8097.05 | 435.32 | 0.05102 | 4 | 0.046579 | 0.054415 | 391 | Miscellaneous | Others |  | 1
Equipment | Efficient Motor Belts | Synchronous belt, 98% efficiency | Standard V-belt drive | Commercial | Turnover | Miscellaneous | FPL Blend | Per Unit | 8532.37 | 8097.05 | 435.32 | 0.05102 | 4 | 0.048321 | 0.051368 | 391 | Miscellaneous | Others |  | 1
Equipment | Efficient Motor Belts | Synchronous belt, 98% efficiency | Standard V-belt drive | Commercial | New | Miscellaneous | FPL Blend | Per Unit | 8532.37 | 8097.05 | 435.32 | 0.05102 | 4 | 0.048321 | 0.051368 | 391 | Miscellaneous | Others |  | 1
Equipment | Efficient Motor Belts | Synchronous belt, 98% efficiency | Standard V-belt drive | Commercial | Turnover | Offices | FPL Blend | Per Unit | 8532.37 | 8097.05 | 435.32 | 0.05102 | 4 | 0.048321 | 0.051368 | 391 | Miscellaneous | Others |  | 1
Equipment | Efficient Motor Belts | Synchronous belt, 98% efficiency | Standard V-belt drive | Commercial | New | Offices | FPL Blend | Per Unit | 8532.37 | 8097.05 | 435.32 | 0.05102 | 4 | 0.048321 | 0.051368 | 391 | Miscellaneous | Others |  | 1
Equipment | Efficient Motor Belts | Synchronous belt, 98% efficiency | Standard V-belt drive | Commercial | Turnover | Restaurants | FPL Blend | Per Unit | 8532.37 | 8097.05 | 435.32 | 0.05102 | 4 | 0.058333 | 0.021766 | 391 | Miscellaneous | Others |  | 1
Equipment | Efficient Motor Belts | Synchronous belt, 98% efficiency | Standard V-belt drive | Commercial | New | Restaurants | FPL Blend | Per Unit | 8532.37 | 8097.05 | 435.32 | 0.05102 | 4 | 0.058333 | 0.021766 | 391 | Miscellaneous | Others |  | 1
Equipment | Efficient Motor Belts | Synchronous belt, 98% efficiency | Standard V-belt drive | Commercial | Turnover | Retail | FPL Blend | Per Unit | 8532.37 | 8097.05 | 435.32 | 0.05102 | 4 | 0.062251 | 0.03439 | 391 | Miscellaneous | Others |  | 1
Equipment | Efficient Motor Belts | Synchronous belt, 98% efficiency | Standard V-belt drive | Commercial | New | Retail | FPL Blend | Per Unit | 8532.37 | 8097.05 | 435.32 | 0.05102 | 4 | 0.062251 | 0.03439 | 391 | Miscellaneous | Others |  | 1
Equipment | Efficient Motor Belts | Synchronous belt, 98% efficiency | Standard V-belt drive | Commercial | Turnover | Schools K-12 | FPL Blend | Per Unit | 8532.37 | 8097.05 | 435.32 | 0.05102 | 4 | 0.044838 | 0.046579 | 391 | Miscellaneous | Others |  | 1
Equipment | Efficient Motor Belts | Synchronous belt, 98% efficiency | Standard V-belt drive | Commercial | New | Schools K-12 | FPL Blend | Per Unit | 8532.37 | 8097.05 | 435.32 | 0.05102 | 4 | 0.044838 | 0.046579 | 391 | Miscellaneous | Others |  | 1
Equipment | Efficient Motor Belts | Synchronous belt, 98% efficiency | Standard V-belt drive | Commercial | Turnover | Warehouse | FPL Blend | Per Unit | 8532.37 | 8097.05 | 435.32 | 0.05102 | 4 | 0.066604 | 0.048321 | 391 | Miscellaneous | Others |  | 1
Equipment | Efficient Motor Belts | Synchronous belt, 98% efficiency | Standard V-belt drive | Commercial | New | Warehouse | FPL Blend | Per Unit | 8532.37 | 8097.05 | 435.32 | 0.05102 | 4 | 0.066604 | 0.048321 | 391 | Miscellaneous | Others |  | 1
Equipment | Energy Star EV Chargers | Level 2 Electric Vehicle Supply Equipment (EVSE) | Level 1 Electric Vehicle Supply Equipment (EVSE) | Commercial | Turnover | Assembly | FPL Blend | Per charging system | 57.28 | 36.21 | 21.07 | 0.36784 | 10 | 0.003603 | 0.0015592 | 58.64 | Miscellaneous | Others |  | 1
Equipment | Energy Star EV Chargers | Level 2 Electric Vehicle Supply Equipment (EVSE) | Level 1 Electric Vehicle Supply Equipment (EVSE) | Commercial | New | Assembly | FPL Blend | Per charging system | 57.28 | 36.21 | 21.07 | 0.36784 | 10 | 0.003603 | 0.0015592 | 58.64 | Miscellaneous | Others |  | 1
Equipment | Energy Star EV Chargers | Level 2 Electric Vehicle Supply Equipment (EVSE) | Level 1 Electric Vehicle Supply Equipment (EVSE) | Commercial | Turnover | College and University | FPL Blend | Per charging system | 57.28 | 36.21 | 21.07 | 0.36784 | 10 | 0.0021281 | 0.0021491 | 58.64 | Miscellaneous | Others |  | 1
Equipment | Energy Star EV Chargers | Level 2 Electric Vehicle Supply Equipment (EVSE) | Level 1 Electric Vehicle Supply Equipment (EVSE) | Commercial | New | College and University | FPL Blend | Per charging system | 57.28 | 36.21 | 21.07 | 0.36784 | 10 | 0.0021281 | 0.0021491 | 58.64 | Miscellaneous | Others |  | 1
Equipment | Energy Star EV Chargers | Level 2 Electric Vehicle Supply Equipment (EVSE) | Level 1 Electric Vehicle Supply Equipment (EVSE) | Commercial | Turnover | Data Center | FPL Blend | Per charging system | 57.28 | 36.21 | 21.07 | 0.36784 | 10 | 0.0023388 | 0.0024863 | 58.64 | Miscellaneous | Others |  | 1
Equipment | Energy Star EV Chargers | Level 2 Electric Vehicle Supply Equipment (EVSE) | Level 1 Electric Vehicle Supply Equipment (EVSE) | Commercial | New | Data Center | FPL Blend | Per charging system | 57.28 | 36.21 | 21.07 | 0.36784 | 10 | 0.0023388 | 0.0024863 | 58.64 | Miscellaneous | Others |  | 1
Equipment | Energy Star EV Chargers | Level 2 Electric Vehicle Supply Equipment (EVSE) | Level 1 Electric Vehicle Supply Equipment (EVSE) | Commercial | Turnover | Grocery | FPL Blend | Per charging system | 57.28 | 36.21 | 21.07 | 0.36784 | 10 | 0.0028445 | 0.0017067 | 58.64 | Miscellaneous | Others |  | 1
Equipment | Energy Star EV Chargers | Level 2 Electric Vehicle Supply Equipment (EVSE) | Level 1 Electric Vehicle Supply Equipment (EVSE) | Commercial | New | Grocery | FPL Blend | Per charging system | 57.28 | 36.21 | 21.07 | 0.36784 | 10 | 0.0028445 | 0.0017067 | 58.64 | Miscellaneous | Others |  | 1
Equipment | Energy Star EV Chargers | Level 2 Electric Vehicle Supply Equipment (EVSE) | Level 1 Electric Vehicle Supply Equipment (EVSE) | Commercial | Turnover | Healthcare | FPL Blend | Per charging system | 57.28 | 36.21 | 21.07 | 0.36784 | 10 | 0.0030341 | 0.0031394 | 58.64 | Miscellaneous | Others |  | 1
Equipment | Energy Star EV Chargers | Level 2 Electric Vehicle Supply Equipment (EVSE) | Level 1 Electric Vehicle Supply Equipment (EVSE) | Commercial | New | Healthcare | FPL Blend | Per charging system | 57.28 | 36.21 | 21.07 | 0.36784 | 10 | 0.0030341 | 0.0031394 | 58.64 | Miscellaneous | Others |  | 1
Equipment | Energy Star EV Chargers | Level 2 Electric Vehicle Supply Equipment (EVSE) | Level 1 Electric Vehicle Supply Equipment (EVSE) | Commercial | Turnover | Hospitals | FPL Blend | Per charging system | 57.28 | 36.21 | 21.07 | 0.36784 | 10 | 0.0021281 | 0.0021491 | 58.64 | Miscellaneous | Others |  | 1
Equipment | Energy Star EV Chargers | Level 2 Electric Vehicle Supply Equipment (EVSE) | Level 1 Electric Vehicle Supply Equipment (EVSE) | Commercial | New | Hospitals | FPL Blend | Per charging system | 57.28 | 36.21 | 21.07 | 0.36784 | 10 | 0.0021281 | 0.0021491 | 58.64 | Miscellaneous | Others |  | 1
Equipment | Energy Star EV Chargers | Level 2 Electric Vehicle Supply Equipment (EVSE) | Level 1 Electric Vehicle Supply Equipment (EVSE) | Commercial | Turnover | Institutional | FPL Blend | Per charging system | 57.28 | 36.21 | 21.07 | 0.36784 | 10 | 0.0023388 | 0.0025284 | 58.64 | Miscellaneous | Others |  | 1
Equipment | Energy Star EV Chargers | Level 2 Electric Vehicle Supply Equipment (EVSE) | Level 1 Electric Vehicle Supply Equipment (EVSE) | Commercial | New | Institutional | FPL Blend | Per charging system | 57.28 | 36.21 | 21.07 | 0.36784 | 10 | 0.0023388 | 0.0025284 | 58.64 | Miscellaneous | Others |  | 1
Equipment | Energy Star EV Chargers | Level 2 Electric Vehicle Supply Equipment (EVSE) | Level 1 Electric Vehicle Supply Equipment (EVSE) | Commercial | Turnover | Lodging/Hospitality | FPL Blend | Per charging system | 57.28 | 36.21 | 21.07 | 0.36784 | 10 | 0.0022545 | 0.0026337 | 58.64 | Miscellaneous | Others |  | 1
Equipment | Energy Star EV Chargers | Level 2 Electric Vehicle Supply Equipment (EVSE) | Level 1 Electric Vehicle Supply Equipment (EVSE) | Commercial | New | Lodging/Hospitality | FPL Blend | Per charging system | 57.28 | 36.21 | 21.07 | 0.36784 | 10 | 0.0022545 | 0.0026337 | 58.64 | Miscellaneous | Others |  | 1
Equipment | Energy Star EV Chargers | Level 2 Electric Vehicle Supply Equipment (EVSE) | Level 1 Electric Vehicle Supply Equipment (EVSE) | Commercial | Turnover | Miscellaneous | FPL Blend | Per charging system | 57.28 | 36.21 | 21.07 | 0.36784 | 10 | 0.0023388 | 0.0024863 | 58.64 | Miscellaneous | Others |  | 1
Equipment | Energy Star EV Chargers | Level 2 Electric Vehicle Supply Equipment (EVSE) | Level 1 Electric Vehicle Supply Equipment (EVSE) | Commercial | New | Miscellaneous | FPL Blend | Per charging system | 57.28 | 36.21 | 21.07 | 0.36784 | 10 | 0.0023388 | 0.0024863 | 58.64 | Miscellaneous | Others |  | 1
Equipment | Energy Star EV Chargers | Level 2 Electric Vehicle Supply Equipment (EVSE) | Level 1 Electric Vehicle Supply Equipment (EVSE) | Commercial | Turnover | Offices | FPL Blend | Per charging system | 57.28 | 36.21 | 21.07 | 0.36784 | 10 | 0.0023388 | 0.0024863 | 58.64 | Miscellaneous | Others |  | 1
Equipment | Energy Star EV Chargers | Level 2 Electric Vehicle Supply Equipment (EVSE) | Level 1 Electric Vehicle Supply Equipment (EVSE) | Commercial | New | Offices | FPL Blend | Per charging system | 57.28 | 36.21 | 21.07 | 0.36784 | 10 | 0.0023388 | 0.0024863 | 58.64 | Miscellaneous | Others |  | 1
Equipment | Energy Star EV Chargers | Level 2 Electric Vehicle Supply Equipment (EVSE) | Level 1 Electric Vehicle Supply Equipment (EVSE) | Commercial | Turnover | Restaurants | FPL Blend | Per charging system | 57.28 | 36.21 | 21.07 | 0.36784 | 10 | 0.0028234 | 0.0010535 | 58.64 | Miscellaneous | Others |  | 1
Equipment | Energy Star EV Chargers | Level 2 Electric Vehicle Supply Equipment (EVSE) | Level 1 Electric Vehicle Supply Equipment (EVSE) | Commercial | New | Restaurants | FPL Blend | Per charging system | 57.28 | 36.21 | 21.07 | 0.36784 | 10 | 0.0028234 | 0.0010535 | 58.64 | Miscellaneous | Others |  | 1
Equipment | Energy Star EV Chargers | Level 2 Electric Vehicle Supply Equipment (EVSE) | Level 1 Electric Vehicle Supply Equipment (EVSE) | Commercial | Turnover | Retail | FPL Blend | Per charging system | 57.28 | 36.21 | 21.07 | 0.36784 | 10 | 0.003013 | 0.0016645 | 58.64 | Miscellaneous | Others |  | 1
Equipment | Energy Star EV Chargers | Level 2 Electric Vehicle Supply Equipment (EVSE) | Level 1 Electric Vehicle Supply Equipment (EVSE) | Commercial | New | Retail | FPL Blend | Per charging system | 57.28 | 36.21 | 21.07 | 0.36784 | 10 | 0.003013 | 0.0016645 | 58.64 | Miscellaneous | Others |  | 1
Equipment | Energy Star EV Chargers | Level 2 Electric Vehicle Supply Equipment (EVSE) | Level 1 Electric Vehicle Supply Equipment (EVSE) | Commercial | Turnover | Schools K-12 | FPL Blend | Per charging system | 57.28 | 36.21 | 21.07 | 0.36784 | 10 | 0.0021702 | 0.0022545 | 58.64 | Miscellaneous | Others |  | 1
Equipment | Energy Star EV Chargers | Level 2 Electric Vehicle Supply Equipment (EVSE) | Level 1 Electric Vehicle Supply Equipment (EVSE) | Commercial | New | Schools K-12 | FPL Blend | Per charging system | 57.28 | 36.21 | 21.07 | 0.36784 | 10 | 0.0021702 | 0.0022545 | 58.64 | Miscellaneous | Others |  | 1
Equipment | Energy Star EV Chargers | Level 2 Electric Vehicle Supply Equipment (EVSE) | Level 1 Electric Vehicle Supply Equipment (EVSE) | Commercial | Turnover | Warehouse | FPL Blend | Per charging system | 57.28 | 36.21 | 21.07 | 0.36784 | 10 | 0.0032237 | 0.0023388 | 58.64 | Miscellaneous | Others |  | 1
Equipment | Energy Star EV Chargers | Level 2 Electric Vehicle Supply Equipment (EVSE) | Level 1 Electric Vehicle Supply Equipment (EVSE) | Commercial | New | Warehouse | FPL Blend | Per charging system | 57.28 | 36.21 | 21.07 | 0.36784 | 10 | 0.0032237 | 0.0023388 | 58.64 | Miscellaneous | Others |  | 1
NonEquipment | Floor Insulation | Increased Floor Insulation (R-19) |  | Commercial | Existing | Assembly | FPL Blend | Per End Use Consumption | 124835.85 | 123457.36 | 1378.49 | 0.011042 | 20 | 0.45912 | 0 | 18005.3243 | Space Cooling |  | Heat Pump Cooling | 1
NonEquipment | Floor Insulation | Increased Floor Insulation (R-19) | Market Average Existing Floor Insulation | Commercial | New | Assembly | FPL Blend | Per End Use Consumption | 124835.85 | 123457.36 | 1378.49 | 0.011042 | 20 | 0.45912 | 0 | 18005.3243 | Space Cooling |  | Heat Pump Cooling | 1
NonEquipment | Floor Insulation | Increased Floor Insulation (R-19) |  | Commercial | Existing | College and University | FPL Blend | Per End Use Consumption | 50239.28 | 48173.68 | 2065.6 | 0.041115 | 20 | 0.4188 | 0 | 28175.4146 | Space Cooling |  | Heat Pump Cooling | 1
NonEquipment | Floor Insulation | Increased Floor Insulation (R-19) | Market Average Existing Floor Insulation | Commercial | New | College and University | FPL Blend | Per End Use Consumption | 50239.28 | 48173.68 | 2065.6 | 0.041115 | 20 | 0.4188 | 0 | 28175.4146 | Space Cooling |  | Heat Pump Cooling | 1
NonEquipment | Floor Insulation | Increased Floor Insulation (R-19) |  | Commercial | Existing | Data Center | FPL Blend | Per End Use Consumption | 246589.32 | 240070.5 | 6518.82 | 0.026436 | 20 | 1.3217 | 0 | 120713.9191 | Space Cooling |  | Heat Pump Cooling | 1
NonEquipment | Floor Insulation | Increased Floor Insulation (R-19) | Market Average Existing Floor Insulation | Commercial | New | Data Center | FPL Blend | Per End Use Consumption | 246589.32 | 240070.5 | 6518.82 | 0.026436 | 20 | 1.3217 | 0 | 120713.9191 | Space Cooling |  | Heat Pump Cooling | 1
NonEquipment | Floor Insulation | Increased Floor Insulation (R-19) |  | Commercial | Existing | Grocery | FPL Blend | Per End Use Consumption | 10146.03 | 9810.75 | 335.28 | 0.033045 | 20 | 0.095078 | 0 | 3076.5755 | Space Cooling |  | Heat Pump Cooling | 1
NonEquipment | Floor Insulation | Increased Floor Insulation (R-19) | Market Average Existing Floor Insulation | Commercial | New | Grocery | FPL Blend | Per End Use Consumption | 10146.03 | 9810.75 | 335.28 | 0.033045 | 20 | 0.095078 | 0 | 3076.5755 | Space Cooling |  | Heat Pump Cooling | 1
NonEquipment | Floor Insulation | Increased Floor Insulation (R-19) |  | Commercial | Existing | Healthcare | FPL Blend | Per End Use Consumption | 21063.51 | 20151.2 | 912.31 | 0.043312 | 20 | 0.18497 | 0 | 11011.1885 | Space Cooling |  | Heat Pump Cooling | 1
NonEquipment | Floor Insulation | Increased Floor Insulation (R-19) | Market Average Existing Floor Insulation | Commercial | New | Healthcare | FPL Blend | Per End Use Consumption | 21063.51 | 20151.2 | 912.31 | 0.043312 | 20 | 0.18497 | 0 | 11011.1885 | Space Cooling |  | Heat Pump Cooling | 1
NonEquipment | Floor Insulation | Increased Floor Insulation (R-19) |  | Commercial | Existing | Hospitals | FPL Blend | Per End Use Consumption | 1853377.69 | 1844196.83 | 9180.86 | 0.0049536 | 20 | 1.8614 | 0 | 217823.8939 | Space Cooling |  | Heat Pump Cooling | 1
NonEquipment | Floor Insulation | Increased Floor Insulation (R-19) | Market Average Existing Floor Insulation | Commercial | New | Hospitals | FPL Blend | Per End Use Consumption | 1853377.69 | 1844196.83 | 9180.86 | 0.0049536 | 20 | 1.8614 | 0 | 217823.8939 | Space Cooling |  | Heat Pump Cooling | 1
NonEquipment | Floor Insulation | Increased Floor Insulation (R-19) |  | Commercial | Existing | Institutional | FPL Blend | Per End Use Consumption | 24647.04 | 23421.96 | 1225.08 | 0.049705 | 20 | 0.24839 | 0 | 14381.2014 | Space Cooling |  | Heat Pump Cooling | 1
NonEquipment | Floor Insulation | Increased Floor Insulation (R-19) | Market Average Existing Floor Insulation | Commercial | New | Institutional | FPL Blend | Per End Use Consumption | 24647.04 | 23421.96 | 1225.08 | 0.049705 | 20 | 0.24839 | 0 | 14381.2014 | Space Cooling |  | Heat Pump Cooling | 1
NonEquipment | Floor Insulation | Increased Floor Insulation (R-19) |  | Commercial | Existing | Lodging/Hospitality | FPL Blend | Per End Use Consumption | 200655.84 | 198728.96 | 1926.88 | 0.0096029 | 20 | 0.36902 | 0 | 50177.022 | Space Cooling |  | Heat Pump Cooling | 1
NonEquipment | Floor Insulation | Increased Floor Insulation (R-19) | Market Average Existing Floor Insulation | Commercial | New | Lodging/Hospitality | FPL Blend | Per End Use Consumption | 200655.84 | 198728.96 | 1926.88 | 0.0096029 | 20 | 0.36902 | 0 | 50177.022 | Space Cooling |  | Heat Pump Cooling | 1
NonEquipment | Floor Insulation | Increased Floor Insulation (R-19) |  | Commercial | Existing | Miscellaneous | FPL Blend | Per End Use Consumption | 44622.6 | 41669.92 | 2952.68 | 0.06617 | 20 | 0.98343 | 0 | 39054.988 | Space Cooling |  | Heat Pump Cooling | 1
NonEquipment | Floor Insulation | Increased Floor Insulation (R-19) | Market Average Existing Floor Insulation | Commercial | New | Miscellaneous | FPL Blend | Per End Use Consumption | 44622.6 | 41669.92 | 2952.68 | 0.06617 | 20 | 0.98343 | 0 | 39054.988 | Space Cooling |  | Heat Pump Cooling | 1
NonEquipment | Floor Insulation | Increased Floor Insulation (R-19) |  | Commercial | Existing | Offices | FPL Blend | Per End Use Consumption | 56539.56 | 55019.96 | 1519.6 | 0.026877 | 20 | 0.50612 | 0 | 20476.5525 | Space Cooling |  | Heat Pump Cooling | 1
NonEquipment | Floor Insulation | Increased Floor Insulation (R-19) | Market Average Existing Floor Insulation | Commercial | New | Offices | FPL Blend | Per End Use Consumption | 56539.56 | 55019.96 | 1519.6 | 0.026877 | 20 | 0.50612 | 0 | 20476.5525 | Space Cooling |  | Heat Pump Cooling | 1
NonEquipment | Floor Insulation | Increased Floor Insulation (R-19) |  | Commercial | Existing | Restaurants | FPL Blend | Per End Use Consumption | 48502.8 | 48001.1 | 501.7 | 0.010344 | 20 | 0.14227 | 0 | 5764.9734 | Space Cooling |  | Heat Pump Cooling | 1
NonEquipment | Floor Insulation | Increased Floor Insulation (R-19) | Market Average Existing Floor Insulation | Commercial | New | Restaurants | FPL Blend | Per End Use Consumption | 48502.8 | 48001.1 | 501.7 | 0.010344 | 20 | 0.14227 | 0 | 5764.9734 | Space Cooling |  | Heat Pump Cooling | 1
NonEquipment | Floor Insulation | Increased Floor Insulation (R-19) |  | Commercial | Existing | Retail | FPL Blend | Per End Use Consumption | 71635.38 | 68670.88 | 2964.5 | 0.041383 | 20 | 0.98736 | 0 | 26957.8063 | Space Cooling |  | Heat Pump Cooling | 1
NonEquipment | Floor Insulation | Increased Floor Insulation (R-19) | Market Average Existing Floor Insulation | Commercial | New | Retail | FPL Blend | Per End Use Consumption | 71635.38 | 68670.88 | 2964.5 | 0.041383 | 20 | 0.98736 | 0 | 26957.8063 | Space Cooling |  | Heat Pump Cooling | 1
NonEquipment | Floor Insulation | Increased Floor Insulation (R-19) |  | Commercial | Existing | Schools K-12 | FPL Blend | Per End Use Consumption | 160602.9 | 157343.95 | 3258.95 | 0.020292 | 20 | 1.0854 | 0 | 38256.5971 | Space Cooling |  | Heat Pump Cooling | 1
NonEquipment | Floor Insulation | Increased Floor Insulation (R-19) | Market Average Existing Floor Insulation | Commercial | New | Schools K-12 | FPL Blend | Per End Use Consumption | 160602.9 | 157343.95 | 3258.95 | 0.020292 | 20 | 1.0854 | 0 | 38256.5971 | Space Cooling |  | Heat Pump Cooling | 1
NonEquipment | Floor Insulation | Increased Floor Insulation (R-19) |  | Commercial | Existing | Warehouse | FPL Blend | Per End Use Consumption | 19405.96 | 17325.25 | 2080.71 | 0.10722 | 20 | 0.69301 | 0 | 22877.2222 | Space Cooling |  | Heat Pump Cooling | 1
NonEquipment | Floor Insulation | Increased Floor Insulation (R-19) | Market Average Existing Floor Insulation | Commercial | New | Warehouse | FPL Blend | Per End Use Consumption | 19405.96 | 17325.25 | 2080.71 | 0.10722 | 20 | 0.69301 | 0 | 22877.2222 | Space Cooling |  | Heat Pump Cooling | 1
NonEquipment | Floor Insulation | Increased Floor Insulation (R-19) |  | Commercial | Existing | Assembly | FPL Blend | Per End Use Consumption | 15896.7 | 15632.12 | 264.58 | 0.016644 | 20 | 0 | 0.60275 | 3455.8457 | Space Heating |  | Packaged central unit | 1
NonEquipment | Floor Insulation | Increased Floor Insulation (R-19) | Market Average Existing Floor Insulation | Commercial | New | Assembly | FPL Blend | Per End Use Consumption | 15896.7 | 15632.12 | 264.58 | 0.016644 | 20 | 0 | 0.60275 | 3455.8457 | Space Heating |  | Packaged central unit | 1
NonEquipment | Floor Insulation | Increased Floor Insulation (R-19) |  | Commercial | Existing | College and University | FPL Blend | Per End Use Consumption | 7804.16 | 7407.7 | 396.46 | 0.050801 | 20 | 0 | 0.076275 | 5407.8354 | Space Heating |  | Packaged central unit | 1
NonEquipment | Floor Insulation | Increased Floor Insulation (R-19) | Market Average Existing Floor Insulation | Commercial | New | College and University | FPL Blend | Per End Use Consumption | 7804.16 | 7407.7 | 396.46 | 0.050801 | 20 | 0 | 0.076275 | 5407.8354 | Space Heating |  | Packaged central unit | 1
NonEquipment | Floor Insulation | Increased Floor Insulation (R-19) |  | Commercial | Existing | Data Center | FPL Blend | Per End Use Consumption | 59557.59 | 58306.42 | 1251.17 | 0.021008 | 20 | 0 | 0.24071 | 23168.8609 | Space Heating |  | Packaged central unit | 1
NonEquipment | Floor Insulation | Increased Floor Insulation (R-19) | Market Average Existing Floor Insulation | Commercial | New | Data Center | FPL Blend | Per End Use Consumption | 59557.59 | 58306.42 | 1251.17 | 0.021008 | 20 | 0 | 0.24071 | 23168.8609 | Space Heating |  | Packaged central unit | 1
NonEquipment | Floor Insulation | Increased Floor Insulation (R-19) |  | Commercial | Existing | Grocery | FPL Blend | Per End Use Consumption | 6897.17 | 6832.82 | 64.35 | 0.0093299 | 20 | 0 | 0.049455 | 590.4845 | Space Heating |  | Packaged central unit | 1
NonEquipment | Floor Insulation | Increased Floor Insulation (R-19) | Market Average Existing Floor Insulation | Commercial | New | Grocery | FPL Blend | Per End Use Consumption | 6897.17 | 6832.82 | 64.35 | 0.0093299 | 20 | 0 | 0.049455 | 590.4845 | Space Heating |  | Packaged central unit | 1
NonEquipment | Floor Insulation | Increased Floor Insulation (R-19) |  | Commercial | Existing | Healthcare | FPL Blend | Per End Use Consumption | 10674.72 | 10499.62 | 175.1 | 0.016403 | 20 | 0 | 0.033687 | 2113.3815 | Space Heating |  | Packaged central unit | 1
NonEquipment | Floor Insulation | Increased Floor Insulation (R-19) | Market Average Existing Floor Insulation | Commercial | New | Healthcare | FPL Blend | Per End Use Consumption | 10674.72 | 10499.62 | 175.1 | 0.016403 | 20 | 0 | 0.033687 | 2113.3815 | Space Heating |  | Packaged central unit | 1
NonEquipment | Floor Insulation | Increased Floor Insulation (R-19) |  | Commercial | Existing | Hospitals | FPL Blend | Per End Use Consumption | 218709.88 | 216947.78 | 1762.1 | 0.0080568 | 20 | 0 | 0.33901 | 41807.3561 | Space Heating |  | Packaged central unit | 1
NonEquipment | Floor Insulation | Increased Floor Insulation (R-19) | Market Average Existing Floor Insulation | Commercial | New | Hospitals | FPL Blend | Per End Use Consumption | 218709.88 | 216947.78 | 1762.1 | 0.0080568 | 20 | 0 | 0.33901 | 41807.3561 | Space Heating |  | Packaged central unit | 1
NonEquipment | Floor Insulation | Increased Floor Insulation (R-19) |  | Commercial | Existing | Institutional | FPL Blend | Per End Use Consumption | 7344.32 | 7109.19 | 235.13 | 0.032015 | 20 | 0 | 0.045237 | 2760.1886 | Space Heating |  | Packaged central unit | 1
NonEquipment | Floor Insulation | Increased Floor Insulation (R-19) | Market Average Existing Floor Insulation | Commercial | New | Institutional | FPL Blend | Per End Use Consumption | 7344.32 | 7109.19 | 235.13 | 0.032015 | 20 | 0 | 0.045237 | 2760.1886 | Space Heating |  | Packaged central unit | 1
NonEquipment | Floor Insulation | Increased Floor Insulation (R-19) |  | Commercial | Existing | Lodging/Hospitality | FPL Blend | Per End Use Consumption | 23018.96 | 22649.13 | 369.83 | 0.016066 | 20 | 0 | 0.24361 | 9630.578 | Space Heating |  | Packaged central unit | 1
NonEquipment | Floor Insulation | Increased Floor Insulation (R-19) | Market Average Existing Floor Insulation | Commercial | New | Lodging/Hospitality | FPL Blend | Per End Use Consumption | 23018.96 | 22649.13 | 369.83 | 0.016066 | 20 | 0 | 0.24361 | 9630.578 | Space Heating |  | Packaged central unit | 1
NonEquipment | Floor Insulation | Increased Floor Insulation (R-19) |  | Commercial | Existing | Miscellaneous | FPL Blend | Per End Use Consumption | 25015.7 | 24448.99 | 566.71 | 0.022654 | 20 | 0 | 1.2911 | 7495.852 | Space Heating |  | Packaged central unit | 1
NonEquipment | Floor Insulation | Increased Floor Insulation (R-19) | Market Average Existing Floor Insulation | Commercial | New | Miscellaneous | FPL Blend | Per End Use Consumption | 25015.7 | 24448.99 | 566.71 | 0.022654 | 20 | 0 | 1.2911 | 7495.852 | Space Heating |  | Packaged central unit | 1
NonEquipment | Floor Insulation | Increased Floor Insulation (R-19) |  | Commercial | Existing | Offices | FPL Blend | Per End Use Consumption | 28712.88 | 28421.22 | 291.66 | 0.010158 | 20 | 0 | 0.66445 | 3930.1075 | Space Heating |  | Packaged central unit | 1
NonEquipment | Floor Insulation | Increased Floor Insulation (R-19) | Market Average Existing Floor Insulation | Commercial | New | Offices | FPL Blend | Per End Use Consumption | 28712.88 | 28421.22 | 291.66 | 0.010158 | 20 | 0 | 0.66445 | 3930.1075 | Space Heating |  | Packaged central unit | 1
NonEquipment | Floor Insulation | Increased Floor Insulation (R-19) |  | Commercial | Existing | Restaurants | FPL Blend | Per End Use Consumption | 17714.5 | 17618.21 | 96.29 | 0.0054357 | 20 | 0 | 0.074003 | 1106.4566 | Space Heating |  | Packaged central unit | 1
NonEquipment | Floor Insulation | Increased Floor Insulation (R-19) | Market Average Existing Floor Insulation | Commercial | New | Restaurants | FPL Blend | Per End Use Consumption | 17714.5 | 17618.21 | 96.29 | 0.0054357 | 20 | 0 | 0.074003 | 1106.4566 | Space Heating |  | Packaged central unit | 1
NonEquipment | Floor Insulation | Increased Floor Insulation (R-19) |  | Commercial | Existing | Retail | FPL Blend | Per End Use Consumption | 25434.06 | 24865.08 | 568.98 | 0.022371 | 20 | 0 | 1.2962 | 5174.0437 | Space Heating |  | Packaged central unit | 1
NonEquipment | Floor Insulation | Increased Floor Insulation (R-19) | Market Average Existing Floor Insulation | Commercial | New | Retail | FPL Blend | Per End Use Consumption | 25434.06 | 24865.08 | 568.98 | 0.022371 | 20 | 0 | 1.2962 | 5174.0437 | Space Heating |  | Packaged central unit | 1
NonEquipment | Floor Insulation | Increased Floor Insulation (R-19) |  | Commercial | Existing | Schools K-12 | FPL Blend | Per End Use Consumption | 50002.14 | 49376.64 | 625.5 | 0.012509 | 20 | 0 | 1.425 | 7342.7029 | Space Heating |  | Packaged central unit | 1
NonEquipment | Floor Insulation | Increased Floor Insulation (R-19) | Market Average Existing Floor Insulation | Commercial | New | Schools K-12 | FPL Blend | Per End Use Consumption | 50002.14 | 49376.64 | 625.5 | 0.012509 | 20 | 0 | 1.425 | 7342.7029 | Space Heating |  | Packaged central unit | 1
NonEquipment | Floor Insulation | Increased Floor Insulation (R-19) |  | Commercial | Existing | Warehouse | FPL Blend | Per End Use Consumption | 8514.86 | 8115.5 | 399.36 | 0.046902 | 20 | 0 | 0.9098 | 4390.9278 | Space Heating |  | Packaged central unit | 1
NonEquipment | Floor Insulation | Increased Floor Insulation (R-19) | Market Average Existing Floor Insulation | Commercial | New | Warehouse | FPL Blend | Per End Use Consumption | 8514.86 | 8115.5 | 399.36 | 0.046902 | 20 | 0 | 0.9098 | 4390.9278 | Space Heating |  | Packaged central unit | 1
NonEquipment | Infiltration Reduction - Air Sealing | Reduced leakage through caulking, weather-stripping |  | Commercial | Existing | Assembly | FPL Blend | Per End Use Consumption | 124835.85 | 113600.62 | 11235.23 | 0.09 | 20 | 3.742 | 0 | 4131.5201 | Space Cooling |  | Heat Pump Cooling | 1
NonEquipment | Infiltration Reduction - Air Sealing | Reduced leakage through caulking, weather-stripping | Standard Heating and Cooling System with Moderate Infiltration | Commercial | New | Assembly | FPL Blend | Per End Use Consumption | 124835.85 | 113600.62 | 11235.23 | 0.09 | 20 | 3.742 | 0 | 4131.5201 | Space Cooling |  | Heat Pump Cooling | 1
NonEquipment | Infiltration Reduction - Air Sealing | Reduced leakage through caulking, weather-stripping |  | Commercial | Existing | College and University | FPL Blend | Per End Use Consumption | 50239.28 | 45717.74 | 4521.54 | 0.09 | 20 | 0.91675 | 0 | 6149.5908 | Space Cooling |  | Heat Pump Cooling | 1
NonEquipment | Infiltration Reduction - Air Sealing | Reduced leakage through caulking, weather-stripping | Standard Heating and Cooling System with Moderate Infiltration | Commercial | New | College and University | FPL Blend | Per End Use Consumption | 50239.28 | 45717.74 | 4521.54 | 0.09 | 20 | 0.91675 | 0 | 6149.5908 | Space Cooling |  | Heat Pump Cooling | 1
NonEquipment | Infiltration Reduction - Air Sealing | Reduced leakage through caulking, weather-stripping |  | Commercial | Existing | Data Center | FPL Blend | Per End Use Consumption | 246589.32 | 224396.28 | 22193.04 | 0.09 | 20 | 4.4997 | 0 | 23658.3102 | Space Cooling |  | Heat Pump Cooling | 1
NonEquipment | Infiltration Reduction - Air Sealing | Reduced leakage through caulking, weather-stripping | Standard Heating and Cooling System with Moderate Infiltration | Commercial | New | Data Center | FPL Blend | Per End Use Consumption | 246589.32 | 224396.28 | 22193.04 | 0.09 | 20 | 4.4997 | 0 | 23658.3102 | Space Cooling |  | Heat Pump Cooling | 1
NonEquipment | Infiltration Reduction - Air Sealing | Reduced leakage through caulking, weather-stripping |  | Commercial | Existing | Grocery | FPL Blend | Per End Use Consumption | 10146.03 | 9232.89 | 913.14 | 0.09 | 20 | 0.25895 | 0 | 634.1897 | Space Cooling |  | Heat Pump Cooling | 1
NonEquipment | Infiltration Reduction - Air Sealing | Reduced leakage through caulking, weather-stripping | Standard Heating and Cooling System with Moderate Infiltration | Commercial | New | Grocery | FPL Blend | Per End Use Consumption | 10146.03 | 9232.89 | 913.14 | 0.09 | 20 | 0.25895 | 0 | 634.1897 | Space Cooling |  | Heat Pump Cooling | 1
NonEquipment | Infiltration Reduction - Air Sealing | Reduced leakage through caulking, weather-stripping |  | Commercial | Existing | Healthcare | FPL Blend | Per End Use Consumption | 21063.51 | 19167.79 | 1895.72 | 0.09 | 20 | 0.38436 | 0 | 1974.152 | Space Cooling |  | Heat Pump Cooling | 1
NonEquipment | Infiltration Reduction - Air Sealing | Reduced leakage through caulking, weather-stripping | Standard Heating and Cooling System with Moderate Infiltration | Commercial | New | Healthcare | FPL Blend | Per End Use Consumption | 21063.51 | 19167.79 | 1895.72 | 0.09 | 20 | 0.38436 | 0 | 1974.152 | Space Cooling |  | Heat Pump Cooling | 1
NonEquipment | Infiltration Reduction - Air Sealing | Reduced leakage through caulking, weather-stripping |  | Commercial | Existing | Hospitals | FPL Blend | Per End Use Consumption | 1853377.69 | 1686573.7 | 166803.99 | 0.09 | 20 | 33.8198 | 0 | 47173.2216 | Space Cooling |  | Heat Pump Cooling | 1
NonEquipment | Infiltration Reduction - Air Sealing | Reduced leakage through caulking, weather-stripping | Standard Heating and Cooling System with Moderate Infiltration | Commercial | New | Hospitals | FPL Blend | Per End Use Consumption | 1853377.69 | 1686573.7 | 166803.99 | 0.09 | 20 | 33.8198 | 0 | 47173.2216 | Space Cooling |  | Heat Pump Cooling | 1
NonEquipment | Infiltration Reduction - Air Sealing | Reduced leakage through caulking, weather-stripping |  | Commercial | Existing | Institutional | FPL Blend | Per End Use Consumption | 24647.04 | 22428.81 | 2218.23 | 0.09 | 20 | 0.44975 | 0 | 2916.4838 | Space Cooling |  | Heat Pump Cooling | 1
NonEquipment | Infiltration Reduction - Air Sealing | Reduced leakage through caulking, weather-stripping | Standard Heating and Cooling System with Moderate Infiltration | Commercial | New | Institutional | FPL Blend | Per End Use Consumption | 24647.04 | 22428.81 | 2218.23 | 0.09 | 20 | 0.44975 | 0 | 2916.4838 | Space Cooling |  | Heat Pump Cooling | 1
NonEquipment | Infiltration Reduction - Air Sealing | Reduced leakage through caulking, weather-stripping |  | Commercial | Existing | Lodging/Hospitality | FPL Blend | Per End Use Consumption | 200655.84 | 182596.81 | 18059.03 | 0.09 | 20 | 3.4585 | 0 | 11123.0744 | Space Cooling |  | Heat Pump Cooling | 1
NonEquipment | Infiltration Reduction - Air Sealing | Reduced leakage through caulking, weather-stripping | Standard Heating and Cooling System with Moderate Infiltration | Commercial | New | Lodging/Hospitality | FPL Blend | Per End Use Consumption | 200655.84 | 182596.81 | 18059.03 | 0.09 | 20 | 3.4585 | 0 | 11123.0744 | Space Cooling |  | Heat Pump Cooling | 1
NonEquipment | Infiltration Reduction - Air Sealing | Reduced leakage through caulking, weather-stripping |  | Commercial | Existing | Miscellaneous | FPL Blend | Per End Use Consumption | 44622.6 | 40606.57 | 4016.03 | 0.09 | 20 | 1.3376 | 0 | 6230.138 | Space Cooling |  | Heat Pump Cooling | 1
NonEquipment | Infiltration Reduction - Air Sealing | Reduced leakage through caulking, weather-stripping | Standard Heating and Cooling System with Moderate Infiltration | Commercial | New | Miscellaneous | FPL Blend | Per End Use Consumption | 44622.6 | 40606.57 | 4016.03 | 0.09 | 20 | 1.3376 | 0 | 6230.138 | Space Cooling |  | Heat Pump Cooling | 1
NonEquipment | Infiltration Reduction - Air Sealing | Reduced leakage through caulking, weather-stripping |  | Commercial | Existing | Offices | FPL Blend | Per End Use Consumption | 56539.56 | 51451 | 5088.56 | 0.09 | 20 | 1.6948 | 0 | 3483.3137 | Space Cooling |  | Heat Pump Cooling | 1
NonEquipment | Infiltration Reduction - Air Sealing | Reduced leakage through caulking, weather-stripping | Standard Heating and Cooling System with Moderate Infiltration | Commercial | New | Offices | FPL Blend | Per End Use Consumption | 56539.56 | 51451 | 5088.56 | 0.09 | 20 | 1.6948 | 0 | 3483.3137 | Space Cooling |  | Heat Pump Cooling | 1
NonEquipment | Infiltration Reduction - Air Sealing | Reduced leakage through caulking, weather-stripping |  | Commercial | Existing | Restaurants | FPL Blend | Per End Use Consumption | 48502.8 | 44137.55 | 4365.25 | 0.09 | 20 | 1.2379 | 0 | 1254.1645 | Space Cooling |  | Heat Pump Cooling | 1
NonEquipment | Infiltration Reduction - Air Sealing | Reduced leakage through caulking, weather-stripping | Standard Heating and Cooling System with Moderate Infiltration | Commercial | New | Restaurants | FPL Blend | Per End Use Consumption | 48502.8 | 44137.55 | 4365.25 | 0.09 | 20 | 1.2379 | 0 | 1254.1645 | Space Cooling |  | Heat Pump Cooling | 1
NonEquipment | Infiltration Reduction - Air Sealing | Reduced leakage through caulking, weather-stripping |  | Commercial | Existing | Retail | FPL Blend | Per End Use Consumption | 71635.38 | 65188.2 | 6447.18 | 0.09 | 20 | 2.1473 | 0 | 5027.0108 | Space Cooling |  | Heat Pump Cooling | 1
NonEquipment | Infiltration Reduction - Air Sealing | Reduced leakage through caulking, weather-stripping | Standard Heating and Cooling System with Moderate Infiltration | Commercial | New | Retail | FPL Blend | Per End Use Consumption | 71635.38 | 65188.2 | 6447.18 | 0.09 | 20 | 2.1473 | 0 | 5027.0108 | Space Cooling |  | Heat Pump Cooling | 1
NonEquipment | Infiltration Reduction - Air Sealing | Reduced leakage through caulking, weather-stripping |  | Commercial | Existing | Schools K-12 | FPL Blend | Per End Use Consumption | 160602.9 | 146148.64 | 14454.26 | 0.09 | 20 | 4.8142 | 0 | 7267.9013 | Space Cooling |  | Heat Pump Cooling | 1
NonEquipment | Infiltration Reduction - Air Sealing | Reduced leakage through caulking, weather-stripping | Standard Heating and Cooling System with Moderate Infiltration | Commercial | New | Schools K-12 | FPL Blend | Per End Use Consumption | 160602.9 | 146148.64 | 14454.26 | 0.09 | 20 | 4.8142 | 0 | 7267.9013 | Space Cooling |  | Heat Pump Cooling | 1
NonEquipment | Infiltration Reduction - Air Sealing | Reduced leakage through caulking, weather-stripping |  | Commercial | Existing | Warehouse | FPL Blend | Per End Use Consumption | 19405.96 | 17659.42 | 1746.54 | 0.09 | 20 | 0.58171 | 0 | 4052.0273 | Space Cooling |  | Heat Pump Cooling | 1
NonEquipment | Infiltration Reduction - Air Sealing | Reduced leakage through caulking, weather-stripping | Standard Heating and Cooling System with Moderate Infiltration | Commercial | New | Warehouse | FPL Blend | Per End Use Consumption | 19405.96 | 17659.42 | 1746.54 | 0.09 | 20 | 0.58171 | 0 | 4052.0273 | Space Cooling |  | Heat Pump Cooling | 1
NonEquipment | Infiltration Reduction - Air Sealing | Reduced leakage through caulking, weather-stripping |  | Commercial | Existing | Assembly | FPL Blend | Per End Use Consumption | 15896.7 | 14466 | 1430.7 | 0.09 | 20 | 0 | 3.2594 | 526.1099 | Space Heating |  | Packaged central unit | 1
NonEquipment | Infiltration Reduction - Air Sealing | Reduced leakage through caulking, weather-stripping | Standard Heating and Cooling System with Moderate Infiltration | Commercial | New | Assembly | FPL Blend | Per End Use Consumption | 15896.7 | 14466 | 1430.7 | 0.09 | 20 | 0 | 3.2594 | 526.1099 | Space Heating |  | Packaged central unit | 1
NonEquipment | Infiltration Reduction - Air Sealing | Reduced leakage through caulking, weather-stripping |  | Commercial | Existing | College and University | FPL Blend | Per End Use Consumption | 7804.16 | 7101.79 | 702.37 | 0.089999 | 20 | 0 | 0.13513 | 955.2692 | Space Heating |  | Packaged central unit | 1
NonEquipment | Infiltration Reduction - Air Sealing | Reduced leakage through caulking, weather-stripping | Standard Heating and Cooling System with Moderate Infiltration | Commercial | New | College and University | FPL Blend | Per End Use Consumption | 7804.16 | 7101.79 | 702.37 | 0.089999 | 20 | 0 | 0.13513 | 955.2692 | Space Heating |  | Packaged central unit | 1
NonEquipment | Infiltration Reduction - Air Sealing | Reduced leakage through caulking, weather-stripping |  | Commercial | Existing | Data Center | FPL Blend | Per End Use Consumption | 59557.59 | 54197.41 | 5360.18 | 0.09 | 20 | 0 | 1.0312 | 5714.0798 | Space Heating |  | Packaged central unit | 1
NonEquipment | Infiltration Reduction - Air Sealing | Reduced leakage through caulking, weather-stripping | Standard Heating and Cooling System with Moderate Infiltration | Commercial | New | Data Center | FPL Blend | Per End Use Consumption | 59557.59 | 54197.41 | 5360.18 | 0.09 | 20 | 0 | 1.0312 | 5714.0798 | Space Heating |  | Packaged central unit | 1
NonEquipment | Infiltration Reduction - Air Sealing | Reduced leakage through caulking, weather-stripping |  | Commercial | Existing | Grocery | FPL Blend | Per End Use Consumption | 6897.17 | 6276.42 | 620.75 | 0.090001 | 20 | 0 | 0.47707 | 431.1203 | Space Heating |  | Packaged central unit | 1
NonEquipment | Infiltration Reduction - Air Sealing | Reduced leakage through caulking, weather-stripping | Standard Heating and Cooling System with Moderate Infiltration | Commercial | New | Grocery | FPL Blend | Per End Use Consumption | 6897.17 | 6276.42 | 620.75 | 0.090001 | 20 | 0 | 0.47707 | 431.1203 | Space Heating |  | Packaged central unit | 1
NonEquipment | Infiltration Reduction - Air Sealing | Reduced leakage through caulking, weather-stripping |  | Commercial | Existing | Healthcare | FPL Blend | Per End Use Consumption | 10674.72 | 9714 | 960.72 | 0.09 | 20 | 0 | 0.18483 | 1000.468 | Space Heating |  | Packaged central unit | 1
NonEquipment | Infiltration Reduction - Air Sealing | Reduced leakage through caulking, weather-stripping | Standard Heating and Cooling System with Moderate Infiltration | Commercial | New | Healthcare | FPL Blend | Per End Use Consumption | 10674.72 | 9714 | 960.72 | 0.09 | 20 | 0 | 0.18483 | 1000.468 | Space Heating |  | Packaged central unit | 1
NonEquipment | Infiltration Reduction - Air Sealing | Reduced leakage through caulking, weather-stripping |  | Commercial | Existing | Hospitals | FPL Blend | Per End Use Consumption | 218709.88 | 199025.99 | 19683.89 | 0.09 | 20 | 0 | 3.787 | 5566.7284 | Space Heating |  | Packaged central unit | 1
NonEquipment | Infiltration Reduction - Air Sealing | Reduced leakage through caulking, weather-stripping | Standard Heating and Cooling System with Moderate Infiltration | Commercial | New | Hospitals | FPL Blend | Per End Use Consumption | 218709.88 | 199025.99 | 19683.89 | 0.09 | 20 | 0 | 3.787 | 5566.7284 | Space Heating |  | Packaged central unit | 1
NonEquipment | Infiltration Reduction - Air Sealing | Reduced leakage through caulking, weather-stripping |  | Commercial | Existing | Institutional | FPL Blend | Per End Use Consumption | 7344.32 | 6683.33 | 660.99 | 0.09 | 20 | 0 | 0.12717 | 869.0562 | Space Heating |  | Packaged central unit | 1
NonEquipment | Infiltration Reduction - Air Sealing | Reduced leakage through caulking, weather-stripping | Standard Heating and Cooling System with Moderate Infiltration | Commercial | New | Institutional | FPL Blend | Per End Use Consumption | 7344.32 | 6683.33 | 660.99 | 0.09 | 20 | 0 | 0.12717 | 869.0562 | Space Heating |  | Packaged central unit | 1
NonEquipment | Infiltration Reduction - Air Sealing | Reduced leakage through caulking, weather-stripping |  | Commercial | Existing | Lodging/Hospitality | FPL Blend | Per End Use Consumption | 23018.96 | 20947.25 | 2071.71 | 0.09 | 20 | 0 | 1.3646 | 1276.0256 | Space Heating |  | Packaged central unit | 1
NonEquipment | Infiltration Reduction - Air Sealing | Reduced leakage through caulking, weather-stripping | Standard Heating and Cooling System with Moderate Infiltration | Commercial | New | Lodging/Hospitality | FPL Blend | Per End Use Consumption | 23018.96 | 20947.25 | 2071.71 | 0.09 | 20 | 0 | 1.3646 | 1276.0256 | Space Heating |  | Packaged central unit | 1
NonEquipment | Infiltration Reduction - Air Sealing | Reduced leakage through caulking, weather-stripping |  | Commercial | Existing | Miscellaneous | FPL Blend | Per End Use Consumption | 25015.7 | 22764.29 | 2251.41 | 0.09 | 20 | 0 | 5.1291 | 3492.652 | Space Heating |  | Packaged central unit | 1
NonEquipment | Infiltration Reduction - Air Sealing | Reduced leakage through caulking, weather-stripping | Standard Heating and Cooling System with Moderate Infiltration | Commercial | New | Miscellaneous | FPL Blend | Per End Use Consumption | 25015.7 | 22764.29 | 2251.41 | 0.09 | 20 | 0 | 5.1291 | 3492.652 | Space Heating |  | Packaged central unit | 1
NonEquipment | Infiltration Reduction - Air Sealing | Reduced leakage through caulking, weather-stripping |  | Commercial | Existing | Offices | FPL Blend | Per End Use Consumption | 28712.88 | 26128.72 | 2584.16 | 0.09 | 20 | 0 | 5.8871 | 1768.9563 | Space Heating |  | Packaged central unit | 1
NonEquipment | Infiltration Reduction - Air Sealing | Reduced leakage through caulking, weather-stripping | Standard Heating and Cooling System with Moderate Infiltration | Commercial | New | Offices | FPL Blend | Per End Use Consumption | 28712.88 | 26128.72 | 2584.16 | 0.09 | 20 | 0 | 5.8871 | 1768.9563 | Space Heating |  | Packaged central unit | 1
NonEquipment | Infiltration Reduction - Air Sealing | Reduced leakage through caulking, weather-stripping |  | Commercial | Existing | Restaurants | FPL Blend | Per End Use Consumption | 17714.5 | 16120.19 | 1594.31 | 0.09 | 20 | 0 | 1.2253 | 458.0555 | Space Heating |  | Packaged central unit | 1
NonEquipment | Infiltration Reduction - Air Sealing | Reduced leakage through caulking, weather-stripping | Standard Heating and Cooling System with Moderate Infiltration | Commercial | New | Restaurants | FPL Blend | Per End Use Consumption | 17714.5 | 16120.19 | 1594.31 | 0.09 | 20 | 0 | 1.2253 | 458.0555 | Space Heating |  | Packaged central unit | 1
NonEquipment | Infiltration Reduction - Air Sealing | Reduced leakage through caulking, weather-stripping |  | Commercial | Existing | Retail | FPL Blend | Per End Use Consumption | 25434.06 | 23144.99 | 2289.07 | 0.09 | 20 | 0 | 5.2148 | 1784.8392 | Space Heating |  | Packaged central unit | 1
NonEquipment | Infiltration Reduction - Air Sealing | Reduced leakage through caulking, weather-stripping | Standard Heating and Cooling System with Moderate Infiltration | Commercial | New | Retail | FPL Blend | Per End Use Consumption | 25434.06 | 23144.99 | 2289.07 | 0.09 | 20 | 0 | 5.2148 | 1784.8392 | Space Heating |  | Packaged central unit | 1
NonEquipment | Infiltration Reduction - Air Sealing | Reduced leakage through caulking, weather-stripping |  | Commercial | Existing | Schools K-12 | FPL Blend | Per End Use Consumption | 50002.14 | 45501.95 | 4500.19 | 0.09 | 20 | 0 | 10.2521 | 2262.7887 | Space Heating |  | Packaged central unit | 1
NonEquipment | Infiltration Reduction - Air Sealing | Reduced leakage through caulking, weather-stripping | Standard Heating and Cooling System with Moderate Infiltration | Commercial | New | Schools K-12 | FPL Blend | Per End Use Consumption | 50002.14 | 45501.95 | 4500.19 | 0.09 | 20 | 0 | 10.2521 | 2262.7887 | Space Heating |  | Packaged central unit | 1
NonEquipment | Infiltration Reduction - Air Sealing | Reduced leakage through caulking, weather-stripping |  | Commercial | Existing | Warehouse | FPL Blend | Per End Use Consumption | 8514.86 | 7748.52 | 766.34 | 0.09 | 20 | 0 | 1.7458 | 1777.9327 | Space Heating |  | Packaged central unit | 1
NonEquipment | Infiltration Reduction - Air Sealing | Reduced leakage through caulking, weather-stripping | Standard Heating and Cooling System with Moderate Infiltration | Commercial | New | Warehouse | FPL Blend | Per End Use Consumption | 8514.86 | 7748.52 | 766.34 | 0.09 | 20 | 0 | 1.7458 | 1777.9327 | Space Heating |  | Packaged central unit | 1
Equipment | LED Parking Lighting | One 160W LED Area Light | Average Lumen Equivalent Exterior HID Area Lighting | Commercial | Turnover | Assembly | FPL Blend | Per Fixture | 1254.94 | 642.88 | 612.06 | 0.48772 | 15 | 0 | 0.058146 | 255 | Exterior Lighting | Exterior parking/lot lighting |  | 1
Equipment | LED Parking Lighting | One 160W LED Area Light | Average Lumen Equivalent Exterior HID Area Lighting | Commercial | New | Assembly | FPL Blend | Per Fixture | 1254.94 | 642.88 | 612.06 | 0.48772 | 15 | 0 | 0.058146 | 255 | Exterior Lighting | Exterior parking/lot lighting |  | 1
Equipment | LED Parking Lighting | One 160W LED Area Light | Average Lumen Equivalent Exterior HID Area Lighting | Commercial | Turnover | College and University | FPL Blend | Per Fixture | 1254.94 | 642.88 | 612.06 | 0.48772 | 15 | 0 | 0.060594 | 255 | Exterior Lighting | Exterior parking/lot lighting |  | 1
Equipment | LED Parking Lighting | One 160W LED Area Light | Average Lumen Equivalent Exterior HID Area Lighting | Commercial | New | College and University | FPL Blend | Per Fixture | 1254.94 | 642.88 | 612.06 | 0.48772 | 15 | 0 | 0.060594 | 255 | Exterior Lighting | Exterior parking/lot lighting |  | 1
Equipment | LED Parking Lighting | One 160W LED Area Light | Average Lumen Equivalent Exterior HID Area Lighting | Commercial | Turnover | Data Center | FPL Blend | Per Fixture | 1254.94 | 642.88 | 612.06 | 0.48772 | 15 | 0 | 0.055697 | 255 | Exterior Lighting | Exterior parking/lot lighting |  | 1
Equipment | LED Parking Lighting | One 160W LED Area Light | Average Lumen Equivalent Exterior HID Area Lighting | Commercial | New | Data Center | FPL Blend | Per Fixture | 1254.94 | 642.88 | 612.06 | 0.48772 | 15 | 0 | 0.055697 | 255 | Exterior Lighting | Exterior parking/lot lighting |  | 1
Equipment | LED Parking Lighting | One 160W LED Area Light | Average Lumen Equivalent Exterior HID Area Lighting | Commercial | Turnover | Grocery | FPL Blend | Per Fixture | 1254.94 | 642.88 | 612.06 | 0.48772 | 15 | 0 | 0.05937 | 255 | Exterior Lighting | Exterior parking/lot lighting |  | 1
Equipment | LED Parking Lighting | One 160W LED Area Light | Average Lumen Equivalent Exterior HID Area Lighting | Commercial | New | Grocery | FPL Blend | Per Fixture | 1254.94 | 642.88 | 612.06 | 0.48772 | 15 | 0 | 0.05937 | 255 | Exterior Lighting | Exterior parking/lot lighting |  | 1
Equipment | LED Parking Lighting | One 160W LED Area Light | Average Lumen Equivalent Exterior HID Area Lighting | Commercial | Turnover | Healthcare | FPL Blend | Per Fixture | 1254.94 | 642.88 | 612.06 | 0.48772 | 15 | 0 | 0.05937 | 255 | Exterior Lighting | Exterior parking/lot lighting |  | 1
Equipment | LED Parking Lighting | One 160W LED Area Light | Average Lumen Equivalent Exterior HID Area Lighting | Commercial | New | Healthcare | FPL Blend | Per Fixture | 1254.94 | 642.88 | 612.06 | 0.48772 | 15 | 0 | 0.05937 | 255 | Exterior Lighting | Exterior parking/lot lighting |  | 1
Equipment | LED Parking Lighting | One 160W LED Area Light | Average Lumen Equivalent Exterior HID Area Lighting | Commercial | Turnover | Hospitals | FPL Blend | Per Fixture | 1254.94 | 642.88 | 612.06 | 0.48772 | 15 | 0 | 0.060594 | 255 | Exterior Lighting | Exterior parking/lot lighting |  | 1
Equipment | LED Parking Lighting | One 160W LED Area Light | Average Lumen Equivalent Exterior HID Area Lighting | Commercial | New | Hospitals | FPL Blend | Per Fixture | 1254.94 | 642.88 | 612.06 | 0.48772 | 15 | 0 | 0.060594 | 255 | Exterior Lighting | Exterior parking/lot lighting |  | 1
Equipment | LED Parking Lighting | One 160W LED Area Light | Average Lumen Equivalent Exterior HID Area Lighting | Commercial | Turnover | Institutional | FPL Blend | Per Fixture | 1254.94 | 642.88 | 612.06 | 0.48772 | 15 | 0 | 0.073447 | 255 | Exterior Lighting | Exterior parking/lot lighting |  | 1
Equipment | LED Parking Lighting | One 160W LED Area Light | Average Lumen Equivalent Exterior HID Area Lighting | Commercial | New | Institutional | FPL Blend | Per Fixture | 1254.94 | 642.88 | 612.06 | 0.48772 | 15 | 0 | 0.073447 | 255 | Exterior Lighting | Exterior parking/lot lighting |  | 1
Equipment | LED Parking Lighting | One 160W LED Area Light | Average Lumen Equivalent Exterior HID Area Lighting | Commercial | Turnover | Lodging/Hospitality | FPL Blend | Per Fixture | 1254.94 | 642.88 | 612.06 | 0.48772 | 15 | 0 | 0.053249 | 255 | Exterior Lighting | Exterior parking/lot lighting |  | 1
Equipment | LED Parking Lighting | One 160W LED Area Light | Average Lumen Equivalent Exterior HID Area Lighting | Commercial | New | Lodging/Hospitality | FPL Blend | Per Fixture | 1254.94 | 642.88 | 612.06 | 0.48772 | 15 | 0 | 0.053249 | 255 | Exterior Lighting | Exterior parking/lot lighting |  | 1
Equipment | LED Parking Lighting | One 160W LED Area Light | Average Lumen Equivalent Exterior HID Area Lighting | Commercial | Turnover | Miscellaneous | FPL Blend | Per Fixture | 1254.94 | 642.88 | 612.06 | 0.48772 | 15 | 0 | 0.055697 | 255 | Exterior Lighting | Exterior parking/lot lighting |  | 1
Equipment | LED Parking Lighting | One 160W LED Area Light | Average Lumen Equivalent Exterior HID Area Lighting | Commercial | New | Miscellaneous | FPL Blend | Per Fixture | 1254.94 | 642.88 | 612.06 | 0.48772 | 15 | 0 | 0.055697 | 255 | Exterior Lighting | Exterior parking/lot lighting |  | 1
Equipment | LED Parking Lighting | One 160W LED Area Light | Average Lumen Equivalent Exterior HID Area Lighting | Commercial | Turnover | Offices | FPL Blend | Per Fixture | 1254.94 | 642.88 | 612.06 | 0.48772 | 15 | 0 | 0.055697 | 255 | Exterior Lighting | Exterior parking/lot lighting |  | 1
Equipment | LED Parking Lighting | One 160W LED Area Light | Average Lumen Equivalent Exterior HID Area Lighting | Commercial | New | Offices | FPL Blend | Per Fixture | 1254.94 | 642.88 | 612.06 | 0.48772 | 15 | 0 | 0.055697 | 255 | Exterior Lighting | Exterior parking/lot lighting |  | 1
Equipment | LED Parking Lighting | One 160W LED Area Light | Average Lumen Equivalent Exterior HID Area Lighting | Commercial | Turnover | Restaurants | FPL Blend | Per Fixture | 1254.94 | 642.88 | 612.06 | 0.48772 | 15 | 0 | 0.055085 | 255 | Exterior Lighting | Exterior parking/lot lighting |  | 1
Equipment | LED Parking Lighting | One 160W LED Area Light | Average Lumen Equivalent Exterior HID Area Lighting | Commercial | New | Restaurants | FPL Blend | Per Fixture | 1254.94 | 642.88 | 612.06 | 0.48772 | 15 | 0 | 0.055085 | 255 | Exterior Lighting | Exterior parking/lot lighting |  | 1
Equipment | LED Parking Lighting | One 160W LED Area Light | Average Lumen Equivalent Exterior HID Area Lighting | Commercial | Turnover | Retail | FPL Blend | Per Fixture | 1254.94 | 642.88 | 612.06 | 0.48772 | 15 | 0 | 0.058758 | 255 | Exterior Lighting | Exterior parking/lot lighting |  | 1
Equipment | LED Parking Lighting | One 160W LED Area Light | Average Lumen Equivalent Exterior HID Area Lighting | Commercial | New | Retail | FPL Blend | Per Fixture | 1254.94 | 642.88 | 612.06 | 0.48772 | 15 | 0 | 0.058758 | 255 | Exterior Lighting | Exterior parking/lot lighting |  | 1
Equipment | LED Parking Lighting | One 160W LED Area Light | Average Lumen Equivalent Exterior HID Area Lighting | Commercial | Turnover | Schools K-12 | FPL Blend | Per Fixture | 1254.94 | 642.88 | 612.06 | 0.48772 | 15 | 0 | 0.063654 | 255 | Exterior Lighting | Exterior parking/lot lighting |  | 1
Equipment | LED Parking Lighting | One 160W LED Area Light | Average Lumen Equivalent Exterior HID Area Lighting | Commercial | New | Schools K-12 | FPL Blend | Per Fixture | 1254.94 | 642.88 | 612.06 | 0.48772 | 15 | 0 | 0.063654 | 255 | Exterior Lighting | Exterior parking/lot lighting |  | 1
Equipment | LED Parking Lighting | One 160W LED Area Light | Average Lumen Equivalent Exterior HID Area Lighting | Commercial | Turnover | Warehouse | FPL Blend | Per Fixture | 1254.94 | 642.88 | 612.06 | 0.48772 | 15 | 0 | 0.058758 | 255 | Exterior Lighting | Exterior parking/lot lighting |  | 1
Equipment | LED Parking Lighting | One 160W LED Area Light | Average Lumen Equivalent Exterior HID Area Lighting | Commercial | New | Warehouse | FPL Blend | Per Fixture | 1254.94 | 642.88 | 612.06 | 0.48772 | 15 | 0 | 0.058758 | 255 | Exterior Lighting | Exterior parking/lot lighting |  | 1
Equipment | Regenerative Drive Elevator Motor | Regenerative drive produced energy when motor in overhaul condition | Standard motor | Commercial | Turnover | Assembly | FPL Blend | Per Motor | 32689.89 | 30625.26 | 2064.63 | 0.063158 | 15 | 0.35305 | 0.15278 | 10000 | Miscellaneous | Others |  | 1
Equipment | Regenerative Drive Elevator Motor | Regenerative drive produced energy when motor in overhaul condition | Standard motor | Commercial | New | Assembly | FPL Blend | Per Motor | 32689.89 | 30625.26 | 2064.63 | 0.063158 | 15 | 0.35305 | 0.15278 | 10000 | Miscellaneous | Others |  | 1
Equipment | Regenerative Drive Elevator Motor | Regenerative drive produced energy when motor in overhaul condition | Standard motor | Commercial | Turnover | College and University | FPL Blend | Per Motor | 32689.89 | 30625.26 | 2064.63 | 0.063158 | 15 | 0.20853 | 0.21059 | 10000 | Miscellaneous | Others |  | 1
Equipment | Regenerative Drive Elevator Motor | Regenerative drive produced energy when motor in overhaul condition | Standard motor | Commercial | New | College and University | FPL Blend | Per Motor | 32689.89 | 30625.26 | 2064.63 | 0.063158 | 15 | 0.20853 | 0.21059 | 10000 | Miscellaneous | Others |  | 1
Equipment | Regenerative Drive Elevator Motor | Regenerative drive produced energy when motor in overhaul condition | Standard motor | Commercial | Turnover | Data Center | FPL Blend | Per Motor | 32689.89 | 30625.26 | 2064.63 | 0.063158 | 15 | 0.22917 | 0.24363 | 10000 | Miscellaneous | Others |  | 1
Equipment | Regenerative Drive Elevator Motor | Regenerative drive produced energy when motor in overhaul condition | Standard motor | Commercial | New | Data Center | FPL Blend | Per Motor | 32689.89 | 30625.26 | 2064.63 | 0.063158 | 15 | 0.22917 | 0.24363 | 10000 | Miscellaneous | Others |  | 1
Equipment | Regenerative Drive Elevator Motor | Regenerative drive produced energy when motor in overhaul condition | Standard motor | Commercial | Turnover | Grocery | FPL Blend | Per Motor | 32689.89 | 30625.26 | 2064.63 | 0.063158 | 15 | 0.27873 | 0.16724 | 10000 | Miscellaneous | Others |  | 1
Equipment | Regenerative Drive Elevator Motor | Regenerative drive produced energy when motor in overhaul condition | Standard motor | Commercial | New | Grocery | FPL Blend | Per Motor | 32689.89 | 30625.26 | 2064.63 | 0.063158 | 15 | 0.27873 | 0.16724 | 10000 | Miscellaneous | Others |  | 1
Equipment | Regenerative Drive Elevator Motor | Regenerative drive produced energy when motor in overhaul condition | Standard motor | Commercial | Turnover | Healthcare | FPL Blend | Per Motor | 32689.89 | 30625.26 | 2064.63 | 0.063158 | 15 | 0.29731 | 0.30763 | 10000 | Miscellaneous | Others |  | 1
Equipment | Regenerative Drive Elevator Motor | Regenerative drive produced energy when motor in overhaul condition | Standard motor | Commercial | New | Healthcare | FPL Blend | Per Motor | 32689.89 | 30625.26 | 2064.63 | 0.063158 | 15 | 0.29731 | 0.30763 | 10000 | Miscellaneous | Others |  | 1
Equipment | Regenerative Drive Elevator Motor | Regenerative drive produced energy when motor in overhaul condition | Standard motor | Commercial | Turnover | Hospitals | FPL Blend | Per Motor | 32689.89 | 30625.26 | 2064.63 | 0.063158 | 15 | 0.20853 | 0.21059 | 10000 | Miscellaneous | Others |  | 1
Equipment | Regenerative Drive Elevator Motor | Regenerative drive produced energy when motor in overhaul condition | Standard motor | Commercial | New | Hospitals | FPL Blend | Per Motor | 32689.89 | 30625.26 | 2064.63 | 0.063158 | 15 | 0.20853 | 0.21059 | 10000 | Miscellaneous | Others |  | 1
Equipment | Regenerative Drive Elevator Motor | Regenerative drive produced energy when motor in overhaul condition | Standard motor | Commercial | Turnover | Institutional | FPL Blend | Per Motor | 32689.89 | 30625.26 | 2064.63 | 0.063158 | 15 | 0.22917 | 0.24776 | 10000 | Miscellaneous | Others |  | 1
Equipment | Regenerative Drive Elevator Motor | Regenerative drive produced energy when motor in overhaul condition | Standard motor | Commercial | New | Institutional | FPL Blend | Per Motor | 32689.89 | 30625.26 | 2064.63 | 0.063158 | 15 | 0.22917 | 0.24776 | 10000 | Miscellaneous | Others |  | 1
Equipment | Regenerative Drive Elevator Motor | Regenerative drive produced energy when motor in overhaul condition | Standard motor | Commercial | Turnover | Lodging/Hospitality | FPL Blend | Per Motor | 32689.89 | 30625.26 | 2064.63 | 0.063158 | 15 | 0.22092 | 0.25808 | 10000 | Miscellaneous | Others |  | 1
Equipment | Regenerative Drive Elevator Motor | Regenerative drive produced energy when motor in overhaul condition | Standard motor | Commercial | New | Lodging/Hospitality | FPL Blend | Per Motor | 32689.89 | 30625.26 | 2064.63 | 0.063158 | 15 | 0.22092 | 0.25808 | 10000 | Miscellaneous | Others |  | 1
Equipment | Regenerative Drive Elevator Motor | Regenerative drive produced energy when motor in overhaul condition | Standard motor | Commercial | Turnover | Miscellaneous | FPL Blend | Per Motor | 32689.89 | 30625.26 | 2064.63 | 0.063158 | 15 | 0.22917 | 0.24363 | 10000 | Miscellaneous | Others |  | 1
Equipment | Regenerative Drive Elevator Motor | Regenerative drive produced energy when motor in overhaul condition | Standard motor | Commercial | New | Miscellaneous | FPL Blend | Per Motor | 32689.89 | 30625.26 | 2064.63 | 0.063158 | 15 | 0.22917 | 0.24363 | 10000 | Miscellaneous | Others |  | 1
Equipment | Regenerative Drive Elevator Motor | Regenerative drive produced energy when motor in overhaul condition | Standard motor | Commercial | Turnover | Offices | FPL Blend | Per Motor | 32689.89 | 30625.26 | 2064.63 | 0.063158 | 15 | 0.22917 | 0.24363 | 10000 | Miscellaneous | Others |  | 1
Equipment | Regenerative Drive Elevator Motor | Regenerative drive produced energy when motor in overhaul condition | Standard motor | Commercial | New | Offices | FPL Blend | Per Motor | 32689.89 | 30625.26 | 2064.63 | 0.063158 | 15 | 0.22917 | 0.24363 | 10000 | Miscellaneous | Others |  | 1
Equipment | Regenerative Drive Elevator Motor | Regenerative drive produced energy when motor in overhaul condition | Standard motor | Commercial | Turnover | Restaurants | FPL Blend | Per Motor | 32689.89 | 30625.26 | 2064.63 | 0.063158 | 15 | 0.27666 | 0.10323 | 10000 | Miscellaneous | Others |  | 1
Equipment | Regenerative Drive Elevator Motor | Regenerative drive produced energy when motor in overhaul condition | Standard motor | Commercial | New | Restaurants | FPL Blend | Per Motor | 32689.89 | 30625.26 | 2064.63 | 0.063158 | 15 | 0.27666 | 0.10323 | 10000 | Miscellaneous | Others |  | 1
Equipment | Regenerative Drive Elevator Motor | Regenerative drive produced energy when motor in overhaul condition | Standard motor | Commercial | Turnover | Retail | FPL Blend | Per Motor | 32689.89 | 30625.26 | 2064.63 | 0.063158 | 15 | 0.29524 | 0.16311 | 10000 | Miscellaneous | Others |  | 1
Equipment | Regenerative Drive Elevator Motor | Regenerative drive produced energy when motor in overhaul condition | Standard motor | Commercial | New | Retail | FPL Blend | Per Motor | 32689.89 | 30625.26 | 2064.63 | 0.063158 | 15 | 0.29524 | 0.16311 | 10000 | Miscellaneous | Others |  | 1
Equipment | Regenerative Drive Elevator Motor | Regenerative drive produced energy when motor in overhaul condition | Standard motor | Commercial | Turnover | Schools K-12 | FPL Blend | Per Motor | 32689.89 | 30625.26 | 2064.63 | 0.063158 | 15 | 0.21266 | 0.22092 | 10000 | Miscellaneous | Others |  | 1
Equipment | Regenerative Drive Elevator Motor | Regenerative drive produced energy when motor in overhaul condition | Standard motor | Commercial | New | Schools K-12 | FPL Blend | Per Motor | 32689.89 | 30625.26 | 2064.63 | 0.063158 | 15 | 0.21266 | 0.22092 | 10000 | Miscellaneous | Others |  | 1
Equipment | Regenerative Drive Elevator Motor | Regenerative drive produced energy when motor in overhaul condition | Standard motor | Commercial | Turnover | Warehouse | FPL Blend | Per Motor | 32689.89 | 30625.26 | 2064.63 | 0.063158 | 15 | 0.31589 | 0.22917 | 10000 | Miscellaneous | Others |  | 1
Equipment | Regenerative Drive Elevator Motor | Regenerative drive produced energy when motor in overhaul condition | Standard motor | Commercial | New | Warehouse | FPL Blend | Per Motor | 32689.89 | 30625.26 | 2064.63 | 0.063158 | 15 | 0.31589 | 0.22917 | 10000 | Miscellaneous | Others |  | 1
Equipment | Geothermal Heat Pump | Geothermal Heat Pump | Code-Compliant Air Source Heat Pump | Commercial | Turnover | Assembly | FPL Blend | Per Unit | 23043.88 | 21714.91 | 1328.97 | 0.057671 | 25 | 0.44263 | 0 | 94710.0954 | Space Cooling | Heat Pump Cooling |  | 1
Equipment | Geothermal Heat Pump | Geothermal Heat Pump | Code-Compliant Air Source Heat Pump | Commercial | New | Assembly | FPL Blend | Per Unit | 23043.88 | 21714.91 | 1328.97 | 0.057671 | 25 | 0.44263 | 0 | 94710.0954 | Space Cooling | Heat Pump Cooling |  | 1
Equipment | Geothermal Heat Pump | Geothermal Heat Pump | Code-Compliant Air Source Heat Pump | Commercial | Turnover | College and University | FPL Blend | Per Unit | 25565.82 | 24091.4 | 1474.42 | 0.057672 | 25 | 0.29894 | 0 | 94805.8688 | Space Cooling | Heat Pump Cooling |  | 1
Equipment | Geothermal Heat Pump | Geothermal Heat Pump | Code-Compliant Air Source Heat Pump | Commercial | New | College and University | FPL Blend | Per Unit | 25565.82 | 24091.4 | 1474.42 | 0.057672 | 25 | 0.29894 | 0 | 94805.8688 | Space Cooling | Heat Pump Cooling |  | 1
Equipment | Geothermal Heat Pump | Geothermal Heat Pump | Code-Compliant Air Source Heat Pump | Commercial | Turnover | Data Center | FPL Blend | Per Unit | 47515.01 | 44774.76 | 2740.25 | 0.057671 | 25 | 0.55559 | 0 | 94835.8629 | Space Cooling | Heat Pump Cooling |  | 1
Equipment | Geothermal Heat Pump | Geothermal Heat Pump | Code-Compliant Air Source Heat Pump | Commercial | New | Data Center | FPL Blend | Per Unit | 47515.01 | 44774.76 | 2740.25 | 0.057671 | 25 | 0.55559 | 0 | 94835.8629 | Space Cooling | Heat Pump Cooling |  | 1
Equipment | Geothermal Heat Pump | Geothermal Heat Pump | Code-Compliant Air Source Heat Pump | Commercial | Turnover | Grocery | FPL Blend | Per Unit | 12734.41 | 12000 | 734.41 | 0.057671 | 25 | 0.20826 | 0 | 92693.6528 | Space Cooling | Heat Pump Cooling |  | 1
Equipment | Geothermal Heat Pump | Geothermal Heat Pump | Code-Compliant Air Source Heat Pump | Commercial | New | Grocery | FPL Blend | Per Unit | 12734.41 | 12000 | 734.41 | 0.057671 | 25 | 0.20826 | 0 | 92693.6528 | Space Cooling | Heat Pump Cooling |  | 1
Equipment | Geothermal Heat Pump | Geothermal Heat Pump | Code-Compliant Air Source Heat Pump | Commercial | Turnover | Healthcare | FPL Blend | Per Unit | 50161.66 | 47268.77 | 2892.89 | 0.057671 | 25 | 0.58654 | 0 | 94982.1215 | Space Cooling | Heat Pump Cooling |  | 1
Equipment | Geothermal Heat Pump | Geothermal Heat Pump | Code-Compliant Air Source Heat Pump | Commercial | New | Healthcare | FPL Blend | Per Unit | 50161.66 | 47268.77 | 2892.89 | 0.057671 | 25 | 0.58654 | 0 | 94982.1215 | Space Cooling | Heat Pump Cooling |  | 1
Equipment | Geothermal Heat Pump | Geothermal Heat Pump | Code-Compliant Air Source Heat Pump | Commercial | Turnover | Hospitals | FPL Blend | Per Unit | 47515.01 | 44774.76 | 2740.25 | 0.057671 | 25 | 0.55559 | 0 | 94835.8629 | Space Cooling | Heat Pump Cooling |  | 1
Equipment | Geothermal Heat Pump | Geothermal Heat Pump | Code-Compliant Air Source Heat Pump | Commercial | New | Hospitals | FPL Blend | Per Unit | 47515.01 | 44774.76 | 2740.25 | 0.057671 | 25 | 0.55559 | 0 | 94835.8629 | Space Cooling | Heat Pump Cooling |  | 1
Equipment | Geothermal Heat Pump | Geothermal Heat Pump | Code-Compliant Air Source Heat Pump | Commercial | Turnover | Institutional | FPL Blend | Per Unit | 12457.27 | 11738.85 | 718.42 | 0.057671 | 25 | 0.14566 | 0 | 94134.6723 | Space Cooling | Heat Pump Cooling |  | 1
Equipment | Geothermal Heat Pump | Geothermal Heat Pump | Code-Compliant Air Source Heat Pump | Commercial | New | Institutional | FPL Blend | Per Unit | 12457.27 | 11738.85 | 718.42 | 0.057671 | 25 | 0.14566 | 0 | 94134.6723 | Space Cooling | Heat Pump Cooling |  | 1
Equipment | Geothermal Heat Pump | Geothermal Heat Pump | Code-Compliant Air Source Heat Pump | Commercial | Turnover | Lodging/Hospitality | FPL Blend | Per Unit | 38078.52 | 35882.48 | 2196.04 | 0.057671 | 25 | 0.42056 | 0 | 95067.9139 | Space Cooling | Heat Pump Cooling |  | 1
Equipment | Geothermal Heat Pump | Geothermal Heat Pump | Code-Compliant Air Source Heat Pump | Commercial | New | Lodging/Hospitality | FPL Blend | Per Unit | 38078.52 | 35882.48 | 2196.04 | 0.057671 | 25 | 0.42056 | 0 | 95067.9139 | Space Cooling | Heat Pump Cooling |  | 1
Equipment | Geothermal Heat Pump | Geothermal Heat Pump | Code-Compliant Air Source Heat Pump | Commercial | Turnover | Miscellaneous | FPL Blend | Per Unit | 12872.98 | 12130.58 | 742.4 | 0.057671 | 25 | 0.24727 | 0 | 94734.2357 | Space Cooling | Heat Pump Cooling |  | 1
Equipment | Geothermal Heat Pump | Geothermal Heat Pump | Code-Compliant Air Source Heat Pump | Commercial | New | Miscellaneous | FPL Blend | Per Unit | 12872.98 | 12130.58 | 742.4 | 0.057671 | 25 | 0.24727 | 0 | 94734.2357 | Space Cooling | Heat Pump Cooling |  | 1
Equipment | Geothermal Heat Pump | Geothermal Heat Pump | Code-Compliant Air Source Heat Pump | Commercial | Turnover | Offices | FPL Blend | Per Unit | 25939.95 | 24443.96 | 1495.99 | 0.057671 | 25 | 0.49826 | 0 | 95173.4136 | Space Cooling | Heat Pump Cooling |  | 1
Equipment | Geothermal Heat Pump | Geothermal Heat Pump | Code-Compliant Air Source Heat Pump | Commercial | New | Offices | FPL Blend | Per Unit | 25939.95 | 24443.96 | 1495.99 | 0.057671 | 25 | 0.49826 | 0 | 95173.4136 | Space Cooling | Heat Pump Cooling |  | 1
Equipment | Geothermal Heat Pump | Geothermal Heat Pump | Code-Compliant Air Source Heat Pump | Commercial | Turnover | Restaurants | FPL Blend | Per Unit | 37357.97 | 35203.48 | 2154.49 | 0.057671 | 25 | 0.61097 | 0 | 93493.7863 | Space Cooling | Heat Pump Cooling |  | 1
Equipment | Geothermal Heat Pump | Geothermal Heat Pump | Code-Compliant Air Source Heat Pump | Commercial | New | Restaurants | FPL Blend | Per Unit | 37357.97 | 35203.48 | 2154.49 | 0.057671 | 25 | 0.61097 | 0 | 93493.7863 | Space Cooling | Heat Pump Cooling |  | 1
Equipment | Geothermal Heat Pump | Geothermal Heat Pump | Code-Compliant Air Source Heat Pump | Commercial | Turnover | Retail | FPL Blend | Per Unit | 29279.45 | 27590.86 | 1688.59 | 0.057672 | 25 | 0.56241 | 0 | 93917.9733 | Space Cooling | Heat Pump Cooling |  | 1
Equipment | Geothermal Heat Pump | Geothermal Heat Pump | Code-Compliant Air Source Heat Pump | Commercial | New | Retail | FPL Blend | Per Unit | 29279.45 | 27590.86 | 1688.59 | 0.057672 | 25 | 0.56241 | 0 | 93917.9733 | Space Cooling | Heat Pump Cooling |  | 1
Equipment | Geothermal Heat Pump | Geothermal Heat Pump | Code-Compliant Air Source Heat Pump | Commercial | Turnover | Schools K-12 | FPL Blend | Per Unit | 25454.97 | 23986.94 | 1468.03 | 0.057672 | 25 | 0.48895 | 0 | 93813.1366 | Space Cooling | Heat Pump Cooling |  | 1
Equipment | Geothermal Heat Pump | Geothermal Heat Pump | Code-Compliant Air Source Heat Pump | Commercial | New | Schools K-12 | FPL Blend | Per Unit | 25454.97 | 23986.94 | 1468.03 | 0.057672 | 25 | 0.48895 | 0 | 93813.1366 | Space Cooling | Heat Pump Cooling |  | 1
Equipment | Geothermal Heat Pump | Geothermal Heat Pump | Code-Compliant Air Source Heat Pump | Commercial | Turnover | Warehouse | FPL Blend | Per Unit | 5584.3 | 5262.24 | 322.06 | 0.057672 | 25 | 0.10727 | 0 | 93515.1613 | Space Cooling | Heat Pump Cooling |  | 1
Equipment | Geothermal Heat Pump | Geothermal Heat Pump | Code-Compliant Air Source Heat Pump | Commercial | New | Warehouse | FPL Blend | Per Unit | 5584.3 | 5262.24 | 322.06 | 0.057672 | 25 | 0.10727 | 0 | 93515.1613 | Space Cooling | Heat Pump Cooling |  | 1
Equipment | Geothermal Heat Pump | Geothermal Heat Pump | Code-Compliant Air Source Heat Pump | Commercial | Turnover | Assembly | FPL Blend | Per Unit | 468.92 | 455.17 | 13.75 | 0.029323 | 25 | 0 | 0.031325 | 979.9046 | Space Heating | Heat Pump Heating |  | 1
Equipment | Geothermal Heat Pump | Geothermal Heat Pump | Code-Compliant Air Source Heat Pump | Commercial | New | Assembly | FPL Blend | Per Unit | 468.92 | 455.17 | 13.75 | 0.029323 | 25 | 0 | 0.031325 | 979.9046 | Space Heating | Heat Pump Heating |  | 1
Equipment | Geothermal Heat Pump | Geothermal Heat Pump | Code-Compliant Air Source Heat Pump | Commercial | Turnover | College and University | FPL Blend | Per Unit | 468.92 | 455.17 | 13.75 | 0.029323 | 25 | 0 | 0.0026454 | 884.1312 | Space Heating | Heat Pump Heating |  | 1
Equipment | Geothermal Heat Pump | Geothermal Heat Pump | Code-Compliant Air Source Heat Pump | Commercial | New | College and University | FPL Blend | Per Unit | 468.92 | 455.17 | 13.75 | 0.029323 | 25 | 0 | 0.0026454 | 884.1312 | Space Heating | Heat Pump Heating |  | 1
Equipment | Geothermal Heat Pump | Geothermal Heat Pump | Code-Compliant Air Source Heat Pump | Commercial | Turnover | Data Center | FPL Blend | Per Unit | 841.92 | 817.24 | 24.68 | 0.029314 | 25 | 0 | 0.0047482 | 854.1371 | Space Heating | Heat Pump Heating |  | 1
Equipment | Geothermal Heat Pump | Geothermal Heat Pump | Code-Compliant Air Source Heat Pump | Commercial | New | Data Center | FPL Blend | Per Unit | 841.92 | 817.24 | 24.68 | 0.029314 | 25 | 0 | 0.0047482 | 854.1371 | Space Heating | Heat Pump Heating |  | 1
Equipment | Geothermal Heat Pump | Geothermal Heat Pump | Code-Compliant Air Source Heat Pump | Commercial | Turnover | Grocery | FPL Blend | Per Unit | 809.95 | 786.21 | 23.74 | 0.02931 | 25 | 0 | 0.018245 | 2996.3472 | Space Heating | Heat Pump Heating |  | 1
Equipment | Geothermal Heat Pump | Geothermal Heat Pump | Code-Compliant Air Source Heat Pump | Commercial | New | Grocery | FPL Blend | Per Unit | 809.95 | 786.21 | 23.74 | 0.02931 | 25 | 0 | 0.018245 | 2996.3472 | Space Heating | Heat Pump Heating |  | 1
Equipment | Geothermal Heat Pump | Geothermal Heat Pump | Code-Compliant Air Source Heat Pump | Commercial | Turnover | Healthcare | FPL Blend | Per Unit | 735.35 | 713.79 | 21.56 | 0.029319 | 25 | 0 | 0.0041479 | 707.8785 | Space Heating | Heat Pump Heating |  | 1
Equipment | Geothermal Heat Pump | Geothermal Heat Pump | Code-Compliant Air Source Heat Pump | Commercial | New | Healthcare | FPL Blend | Per Unit | 735.35 | 713.79 | 21.56 | 0.029319 | 25 | 0 | 0.0041479 | 707.8785 | Space Heating | Heat Pump Heating |  | 1
Equipment | Geothermal Heat Pump | Geothermal Heat Pump | Code-Compliant Air Source Heat Pump | Commercial | Turnover | Hospitals | FPL Blend | Per Unit | 841.92 | 817.24 | 24.68 | 0.029314 | 25 | 0 | 0.0047482 | 854.1371 | Space Heating | Heat Pump Heating |  | 1
Equipment | Geothermal Heat Pump | Geothermal Heat Pump | Code-Compliant Air Source Heat Pump | Commercial | New | Hospitals | FPL Blend | Per Unit | 841.92 | 817.24 | 24.68 | 0.029314 | 25 | 0 | 0.0047482 | 854.1371 | Space Heating | Heat Pump Heating |  | 1
Equipment | Geothermal Heat Pump | Geothermal Heat Pump | Code-Compliant Air Source Heat Pump | Commercial | Turnover | Institutional | FPL Blend | Per Unit | 404.97 | 393.1 | 11.87 | 0.029311 | 25 | 0 | 0.0022837 | 1555.3277 | Space Heating | Heat Pump Heating |  | 1
Equipment | Geothermal Heat Pump | Geothermal Heat Pump | Code-Compliant Air Source Heat Pump | Commercial | New | Institutional | FPL Blend | Per Unit | 404.97 | 393.1 | 11.87 | 0.029311 | 25 | 0 | 0.0022837 | 1555.3277 | Space Heating | Heat Pump Heating |  | 1
Equipment | Geothermal Heat Pump | Geothermal Heat Pump | Code-Compliant Air Source Heat Pump | Commercial | Turnover | Lodging/Hospitality | FPL Blend | Per Unit | 490.23 | 475.86 | 14.37 | 0.029313 | 25 | 0 | 0.0094656 | 622.0861 | Space Heating | Heat Pump Heating |  | 1
Equipment | Geothermal Heat Pump | Geothermal Heat Pump | Code-Compliant Air Source Heat Pump | Commercial | New | Lodging/Hospitality | FPL Blend | Per Unit | 490.23 | 475.86 | 14.37 | 0.029313 | 25 | 0 | 0.0094656 | 622.0861 | Space Heating | Heat Pump Heating |  | 1
Equipment | Geothermal Heat Pump | Geothermal Heat Pump | Code-Compliant Air Source Heat Pump | Commercial | Turnover | Miscellaneous | FPL Blend | Per Unit | 255.77 | 248.28 | 7.49 | 0.029284 | 25 | 0 | 0.017063 | 955.7643 | Space Heating | Heat Pump Heating |  | 1
Equipment | Geothermal Heat Pump | Geothermal Heat Pump | Code-Compliant Air Source Heat Pump | Commercial | New | Miscellaneous | FPL Blend | Per Unit | 255.77 | 248.28 | 7.49 | 0.029284 | 25 | 0 | 0.017063 | 955.7643 | Space Heating | Heat Pump Heating |  | 1
Equipment | Geothermal Heat Pump | Geothermal Heat Pump | Code-Compliant Air Source Heat Pump | Commercial | Turnover | Offices | FPL Blend | Per Unit | 277.09 | 268.97 | 8.12 | 0.029305 | 25 | 0 | 0.018499 | 516.5864 | Space Heating | Heat Pump Heating |  | 1
Equipment | Geothermal Heat Pump | Geothermal Heat Pump | Code-Compliant Air Source Heat Pump | Commercial | New | Offices | FPL Blend | Per Unit | 277.09 | 268.97 | 8.12 | 0.029305 | 25 | 0 | 0.018499 | 516.5864 | Space Heating | Heat Pump Heating |  | 1
Equipment | Geothermal Heat Pump | Geothermal Heat Pump | Code-Compliant Air Source Heat Pump | Commercial | Turnover | Restaurants | FPL Blend | Per Unit | 1726.47 | 1675.86 | 50.61 | 0.029314 | 25 | 0 | 0.038896 | 2196.2137 | Space Heating | Heat Pump Heating |  | 1
Equipment | Geothermal Heat Pump | Geothermal Heat Pump | Code-Compliant Air Source Heat Pump | Commercial | New | Restaurants | FPL Blend | Per Unit | 1726.47 | 1675.86 | 50.61 | 0.029314 | 25 | 0 | 0.038896 | 2196.2137 | Space Heating | Heat Pump Heating |  | 1
Equipment | Geothermal Heat Pump | Geothermal Heat Pump | Code-Compliant Air Source Heat Pump | Commercial | Turnover | Retail | FPL Blend | Per Unit | 1087.03 | 1055.17 | 31.86 | 0.029309 | 25 | 0 | 0.072582 | 1772.0267 | Space Heating | Heat Pump Heating |  | 1
Equipment | Geothermal Heat Pump | Geothermal Heat Pump | Code-Compliant Air Source Heat Pump | Commercial | New | Retail | FPL Blend | Per Unit | 1087.03 | 1055.17 | 31.86 | 0.029309 | 25 | 0 | 0.072582 | 1772.0267 | Space Heating | Heat Pump Heating |  | 1
Equipment | Geothermal Heat Pump | Geothermal Heat Pump | Code-Compliant Air Source Heat Pump | Commercial | Turnover | Schools K-12 | FPL Blend | Per Unit | 1001.78 | 972.41 | 29.37 | 0.029318 | 25 | 0 | 0.066909 | 1876.8634 | Space Heating | Heat Pump Heating |  | 1
Equipment | Geothermal Heat Pump | Geothermal Heat Pump | Code-Compliant Air Source Heat Pump | Commercial | New | Schools K-12 | FPL Blend | Per Unit | 1001.78 | 972.41 | 29.37 | 0.029318 | 25 | 0 | 0.066909 | 1876.8634 | Space Heating | Heat Pump Heating |  | 1
Equipment | Geothermal Heat Pump | Geothermal Heat Pump | Code-Compliant Air Source Heat Pump | Commercial | Turnover | Warehouse | FPL Blend | Per Unit | 255.77 | 248.28 | 7.49 | 0.029284 | 25 | 0 | 0.017063 | 2174.8387 | Space Heating | Heat Pump Heating |  | 1
Equipment | Geothermal Heat Pump | Geothermal Heat Pump | Code-Compliant Air Source Heat Pump | Commercial | New | Warehouse | FPL Blend | Per Unit | 255.77 | 248.28 | 7.49 | 0.029284 | 25 | 0 | 0.017063 | 2174.8387 | Space Heating | Heat Pump Heating |  | 1
NonEquipment | Roof Insulation | Roof Insulation (built-up roof applicable to flat/low slope roofs) |  | Commercial | Existing | Assembly | FPL Blend | Per End Use Consumption | 124835.85 | 122801.87 | 2033.98 | 0.016293 | 30 | 0.67744 | 0 | 12153.0145 | Space Cooling |  | Heat Pump Cooling | 1
NonEquipment | Roof Insulation | Roof Insulation (built-up roof applicable to flat/low slope roofs) | Code-Compliant Flat Roof | Commercial | New | Assembly | FPL Blend | Per End Use Consumption | 124835.85 | 122801.87 | 2033.98 | 0.016293 | 30 | 0.67744 | 0 | 12153.0145 | Space Cooling |  | Heat Pump Cooling | 1
NonEquipment | Roof Insulation | Roof Insulation (built-up roof applicable to flat/low slope roofs) |  | Commercial | Existing | College and University | FPL Blend | Per End Use Consumption | 50239.28 | 47191.46 | 3047.82 | 0.060666 | 30 | 0.61795 | 0 | 18210.7115 | Space Cooling |  | Heat Pump Cooling | 1
NonEquipment | Roof Insulation | Roof Insulation (built-up roof applicable to flat/low slope roofs) | Code-Compliant Flat Roof | Commercial | New | College and University | FPL Blend | Per End Use Consumption | 50239.28 | 47191.46 | 3047.82 | 0.060666 | 30 | 0.61795 | 0 | 18210.7115 | Space Cooling |  | Heat Pump Cooling | 1
NonEquipment | Roof Insulation | Roof Insulation (built-up roof applicable to flat/low slope roofs) |  | Commercial | Existing | Data Center | FPL Blend | Per End Use Consumption | 246589.32 | 236970.75 | 9618.57 | 0.039006 | 30 | 1.9502 | 0 | 57470.9872 | Space Cooling |  | Heat Pump Cooling | 1
NonEquipment | Roof Insulation | Roof Insulation (built-up roof applicable to flat/low slope roofs) | Code-Compliant Flat Roof | Commercial | New | Data Center | FPL Blend | Per End Use Consumption | 246589.32 | 236970.75 | 9618.57 | 0.039006 | 30 | 1.9502 | 0 | 57470.9872 | Space Cooling |  | Heat Pump Cooling | 1
NonEquipment | Roof Insulation | Roof Insulation (built-up roof applicable to flat/low slope roofs) |  | Commercial | Existing | Grocery | FPL Blend | Per End Use Consumption | 10146.03 | 9651.33 | 494.7 | 0.048758 | 30 | 0.14029 | 0 | 2955.8451 | Space Cooling |  | Heat Pump Cooling | 1
NonEquipment | Roof Insulation | Roof Insulation (built-up roof applicable to flat/low slope roofs) | Code-Compliant Flat Roof | Commercial | New | Grocery | FPL Blend | Per End Use Consumption | 10146.03 | 9651.33 | 494.7 | 0.048758 | 30 | 0.14029 | 0 | 2955.8451 | Space Cooling |  | Heat Pump Cooling | 1
NonEquipment | Roof Insulation | Roof Insulation (built-up roof applicable to flat/low slope roofs) |  | Commercial | Existing | Healthcare | FPL Blend | Per End Use Consumption | 21063.51 | 19717.4 | 1346.11 | 0.063907 | 30 | 0.27293 | 0 | 8043.0348 | Space Cooling |  | Heat Pump Cooling | 1
NonEquipment | Roof Insulation | Roof Insulation (built-up roof applicable to flat/low slope roofs) | Code-Compliant Flat Roof | Commercial | New | Healthcare | FPL Blend | Per End Use Consumption | 21063.51 | 19717.4 | 1346.11 | 0.063907 | 30 | 0.27293 | 0 | 8043.0348 | Space Cooling |  | Heat Pump Cooling | 1
NonEquipment | Roof Insulation | Roof Insulation (built-up roof applicable to flat/low slope roofs) |  | Commercial | Existing | Hospitals | FPL Blend | Per End Use Consumption | 1853377.69 | 1839831.26 | 13546.43 | 0.007309 | 30 | 2.7466 | 0 | 80939.9242 | Space Cooling |  | Heat Pump Cooling | 1
NonEquipment | Roof Insulation | Roof Insulation (built-up roof applicable to flat/low slope roofs) | Code-Compliant Flat Roof | Commercial | New | Hospitals | FPL Blend | Per End Use Consumption | 1853377.69 | 1839831.26 | 13546.43 | 0.007309 | 30 | 2.7466 | 0 | 80939.9242 | Space Cooling |  | Heat Pump Cooling | 1
NonEquipment | Roof Insulation | Roof Insulation (built-up roof applicable to flat/low slope roofs) |  | Commercial | Existing | Institutional | FPL Blend | Per End Use Consumption | 24647.04 | 22839.42 | 1807.62 | 0.07334 | 30 | 0.3665 | 0 | 10800.5271 | Space Cooling |  | Heat Pump Cooling | 1
NonEquipment | Roof Insulation | Roof Insulation (built-up roof applicable to flat/low slope roofs) | Code-Compliant Flat Roof | Commercial | New | Institutional | FPL Blend | Per End Use Consumption | 24647.04 | 22839.42 | 1807.62 | 0.07334 | 30 | 0.3665 | 0 | 10800.5271 | Space Cooling |  | Heat Pump Cooling | 1
NonEquipment | Roof Insulation | Roof Insulation (built-up roof applicable to flat/low slope roofs) |  | Commercial | Existing | Lodging/Hospitality | FPL Blend | Per End Use Consumption | 200655.84 | 197812.72 | 2843.12 | 0.014169 | 30 | 0.54449 | 0 | 16987.6452 | Space Cooling |  | Heat Pump Cooling | 1
NonEquipment | Roof Insulation | Roof Insulation (built-up roof applicable to flat/low slope roofs) | Code-Compliant Flat Roof | Commercial | New | Lodging/Hospitality | FPL Blend | Per End Use Consumption | 200655.84 | 197812.72 | 2843.12 | 0.014169 | 30 | 0.54449 | 0 | 16987.6452 | Space Cooling |  | Heat Pump Cooling | 1
NonEquipment | Roof Insulation | Roof Insulation (built-up roof applicable to flat/low slope roofs) |  | Commercial | Existing | Miscellaneous | FPL Blend | Per End Use Consumption | 44622.6 | 40265.9 | 4356.7 | 0.097634 | 30 | 1.4511 | 0 | 26031.2647 | Space Cooling |  | Heat Pump Cooling | 1
NonEquipment | Roof Insulation | Roof Insulation (built-up roof applicable to flat/low slope roofs) | Code-Compliant Flat Roof | Commercial | New | Miscellaneous | FPL Blend | Per End Use Consumption | 44622.6 | 40265.9 | 4356.7 | 0.097634 | 30 | 1.4511 | 0 | 26031.2647 | Space Cooling |  | Heat Pump Cooling | 1
NonEquipment | Roof Insulation | Roof Insulation (built-up roof applicable to flat/low slope roofs) |  | Commercial | Existing | Offices | FPL Blend | Per End Use Consumption | 56539.56 | 54297.38 | 2242.18 | 0.039657 | 30 | 0.74678 | 0 | 13397.0125 | Space Cooling |  | Heat Pump Cooling | 1
NonEquipment | Roof Insulation | Roof Insulation (built-up roof applicable to flat/low slope roofs) | Code-Compliant Flat Roof | Commercial | New | Offices | FPL Blend | Per End Use Consumption | 56539.56 | 54297.38 | 2242.18 | 0.039657 | 30 | 0.74678 | 0 | 13397.0125 | Space Cooling |  | Heat Pump Cooling | 1
NonEquipment | Roof Insulation | Roof Insulation (built-up roof applicable to flat/low slope roofs) |  | Commercial | Existing | Restaurants | FPL Blend | Per End Use Consumption | 48502.8 | 47762.54 | 740.26 | 0.015262 | 30 | 0.20992 | 0 | 4423.0447 | Space Cooling |  | Heat Pump Cooling | 1
NonEquipment | Roof Insulation | Roof Insulation (built-up roof applicable to flat/low slope roofs) | Code-Compliant Flat Roof | Commercial | New | Restaurants | FPL Blend | Per End Use Consumption | 48502.8 | 47762.54 | 740.26 | 0.015262 | 30 | 0.20992 | 0 | 4423.0447 | Space Cooling |  | Heat Pump Cooling | 1
NonEquipment | Roof Insulation | Roof Insulation (built-up roof applicable to flat/low slope roofs) |  | Commercial | Existing | Retail | FPL Blend | Per End Use Consumption | 71635.38 | 67261.24 | 4374.14 | 0.061061 | 30 | 1.4569 | 0 | 26135.5197 | Space Cooling |  | Heat Pump Cooling | 1
NonEquipment | Roof Insulation | Roof Insulation (built-up roof applicable to flat/low slope roofs) | Code-Compliant Flat Roof | Commercial | New | Retail | FPL Blend | Per End Use Consumption | 71635.38 | 67261.24 | 4374.14 | 0.061061 | 30 | 1.4569 | 0 | 26135.5197 | Space Cooling |  | Heat Pump Cooling | 1
NonEquipment | Roof Insulation | Roof Insulation (built-up roof applicable to flat/low slope roofs) |  | Commercial | Existing | Schools K-12 | FPL Blend | Per End Use Consumption | 160602.9 | 155794.29 | 4808.61 | 0.029941 | 30 | 1.6016 | 0 | 28731.4394 | Space Cooling |  | Heat Pump Cooling | 1
NonEquipment | Roof Insulation | Roof Insulation (built-up roof applicable to flat/low slope roofs) | Code-Compliant Flat Roof | Commercial | New | Schools K-12 | FPL Blend | Per End Use Consumption | 160602.9 | 155794.29 | 4808.61 | 0.029941 | 30 | 1.6016 | 0 | 28731.4394 | Space Cooling |  | Heat Pump Cooling | 1
NonEquipment | Roof Insulation | Roof Insulation (built-up roof applicable to flat/low slope roofs) |  | Commercial | Existing | Warehouse | FPL Blend | Per End Use Consumption | 19405.96 | 16335.85 | 3070.11 | 0.1582 | 30 | 1.0225 | 0 | 18343.9295 | Space Cooling |  | Heat Pump Cooling | 1
NonEquipment | Roof Insulation | Roof Insulation (built-up roof applicable to flat/low slope roofs) | Code-Compliant Flat Roof | Commercial | New | Warehouse | FPL Blend | Per End Use Consumption | 19405.96 | 16335.85 | 3070.11 | 0.1582 | 30 | 1.0225 | 0 | 18343.9295 | Space Cooling |  | Heat Pump Cooling | 1
NonEquipment | Roof Insulation | Roof Insulation (built-up roof applicable to flat/low slope roofs) |  | Commercial | Existing | Assembly | FPL Blend | Per End Use Consumption | 15896.7 | 15553.43 | 343.27 | 0.021594 | 30 | 0 | 0.78202 | 2051.0355 | Space Heating |  | Packaged central unit | 1
NonEquipment | Roof Insulation | Roof Insulation (built-up roof applicable to flat/low slope roofs) | Code-Compliant Flat Roof | Commercial | New | Assembly | FPL Blend | Per End Use Consumption | 15896.7 | 15553.43 | 343.27 | 0.021594 | 30 | 0 | 0.78202 | 2051.0355 | Space Heating |  | Packaged central unit | 1
NonEquipment | Roof Insulation | Roof Insulation (built-up roof applicable to flat/low slope roofs) |  | Commercial | Existing | College and University | FPL Blend | Per End Use Consumption | 7804.16 | 7289.79 | 514.37 | 0.06591 | 30 | 0 | 0.09896 | 3073.3585 | Space Heating |  | Packaged central unit | 1
NonEquipment | Roof Insulation | Roof Insulation (built-up roof applicable to flat/low slope roofs) | Code-Compliant Flat Roof | Commercial | New | College and University | FPL Blend | Per End Use Consumption | 7804.16 | 7289.79 | 514.37 | 0.06591 | 30 | 0 | 0.09896 | 3073.3585 | Space Heating |  | Packaged central unit | 1
NonEquipment | Roof Insulation | Roof Insulation (built-up roof applicable to flat/low slope roofs) |  | Commercial | Existing | Data Center | FPL Blend | Per End Use Consumption | 59557.59 | 57934.29 | 1623.3 | 0.027256 | 30 | 0 | 0.31231 | 9699.2228 | Space Heating |  | Packaged central unit | 1
NonEquipment | Roof Insulation | Roof Insulation (built-up roof applicable to flat/low slope roofs) | Code-Compliant Flat Roof | Commercial | New | Data Center | FPL Blend | Per End Use Consumption | 59557.59 | 57934.29 | 1623.3 | 0.027256 | 30 | 0 | 0.31231 | 9699.2228 | Space Heating |  | Packaged central unit | 1
NonEquipment | Roof Insulation | Roof Insulation (built-up roof applicable to flat/low slope roofs) |  | Commercial | Existing | Grocery | FPL Blend | Per End Use Consumption | 6897.17 | 6813.68 | 83.49 | 0.012105 | 30 | 0 | 0.064165 | 498.8549 | Space Heating |  | Packaged central unit | 1
NonEquipment | Roof Insulation | Roof Insulation (built-up roof applicable to flat/low slope roofs) | Code-Compliant Flat Roof | Commercial | New | Grocery | FPL Blend | Per End Use Consumption | 6897.17 | 6813.68 | 83.49 | 0.012105 | 30 | 0 | 0.064165 | 498.8549 | Space Heating |  | Packaged central unit | 1
NonEquipment | Roof Insulation | Roof Insulation (built-up roof applicable to flat/low slope roofs) |  | Commercial | Existing | Healthcare | FPL Blend | Per End Use Consumption | 10674.72 | 10447.54 | 227.18 | 0.021282 | 30 | 0 | 0.043707 | 1357.4052 | Space Heating |  | Packaged central unit | 1
NonEquipment | Roof Insulation | Roof Insulation (built-up roof applicable to flat/low slope roofs) | Code-Compliant Flat Roof | Commercial | New | Healthcare | FPL Blend | Per End Use Consumption | 10674.72 | 10447.54 | 227.18 | 0.021282 | 30 | 0 | 0.043707 | 1357.4052 | Space Heating |  | Packaged central unit | 1
NonEquipment | Roof Insulation | Roof Insulation (built-up roof applicable to flat/low slope roofs) |  | Commercial | Existing | Hospitals | FPL Blend | Per End Use Consumption | 218709.88 | 216423.68 | 2286.2 | 0.010453 | 30 | 0 | 0.43984 | 13660.0458 | Space Heating |  | Packaged central unit | 1
NonEquipment | Roof Insulation | Roof Insulation (built-up roof applicable to flat/low slope roofs) | Code-Compliant Flat Roof | Commercial | New | Hospitals | FPL Blend | Per End Use Consumption | 218709.88 | 216423.68 | 2286.2 | 0.010453 | 30 | 0 | 0.43984 | 13660.0458 | Space Heating |  | Packaged central unit | 1
NonEquipment | Roof Insulation | Roof Insulation (built-up roof applicable to flat/low slope roofs) |  | Commercial | Existing | Institutional | FPL Blend | Per End Use Consumption | 7344.32 | 7039.25 | 305.07 | 0.041538 | 30 | 0 | 0.058692 | 1822.7929 | Space Heating |  | Packaged central unit | 1
NonEquipment | Roof Insulation | Roof Insulation (built-up roof applicable to flat/low slope roofs) | Code-Compliant Flat Roof | Commercial | New | Institutional | FPL Blend | Per End Use Consumption | 7344.32 | 7039.25 | 305.07 | 0.041538 | 30 | 0 | 0.058692 | 1822.7929 | Space Heating |  | Packaged central unit | 1
NonEquipment | Roof Insulation | Roof Insulation (built-up roof applicable to flat/low slope roofs) |  | Commercial | Existing | Lodging/Hospitality | FPL Blend | Per End Use Consumption | 23018.96 | 22539.13 | 479.83 | 0.020845 | 30 | 0 | 0.31607 | 2866.9848 | Space Heating |  | Packaged central unit | 1
NonEquipment | Roof Insulation | Roof Insulation (built-up roof applicable to flat/low slope roofs) | Code-Compliant Flat Roof | Commercial | New | Lodging/Hospitality | FPL Blend | Per End Use Consumption | 23018.96 | 22539.13 | 479.83 | 0.020845 | 30 | 0 | 0.31607 | 2866.9848 | Space Heating |  | Packaged central unit | 1
NonEquipment | Roof Insulation | Roof Insulation (built-up roof applicable to flat/low slope roofs) |  | Commercial | Existing | Miscellaneous | FPL Blend | Per End Use Consumption | 25015.7 | 24280.43 | 735.27 | 0.029392 | 30 | 0 | 1.6751 | 4393.2353 | Space Heating |  | Packaged central unit | 1
NonEquipment | Roof Insulation | Roof Insulation (built-up roof applicable to flat/low slope roofs) | Code-Compliant Flat Roof | Commercial | New | Miscellaneous | FPL Blend | Per End Use Consumption | 25015.7 | 24280.43 | 735.27 | 0.029392 | 30 | 0 | 1.6751 | 4393.2353 | Space Heating |  | Packaged central unit | 1
NonEquipment | Roof Insulation | Roof Insulation (built-up roof applicable to flat/low slope roofs) |  | Commercial | Existing | Offices | FPL Blend | Per End Use Consumption | 28712.88 | 28334.47 | 378.41 | 0.013179 | 30 | 0 | 0.86208 | 2260.9975 | Space Heating |  | Packaged central unit | 1
NonEquipment | Roof Insulation | Roof Insulation (built-up roof applicable to flat/low slope roofs) | Code-Compliant Flat Roof | Commercial | New | Offices | FPL Blend | Per End Use Consumption | 28712.88 | 28334.47 | 378.41 | 0.013179 | 30 | 0 | 0.86208 | 2260.9975 | Space Heating |  | Packaged central unit | 1
NonEquipment | Roof Insulation | Roof Insulation (built-up roof applicable to flat/low slope roofs) |  | Commercial | Existing | Restaurants | FPL Blend | Per End Use Consumption | 17714.5 | 17589.57 | 124.93 | 0.0070524 | 30 | 0 | 0.096014 | 746.4553 | Space Heating |  | Packaged central unit | 1
NonEquipment | Roof Insulation | Roof Insulation (built-up roof applicable to flat/low slope roofs) | Code-Compliant Flat Roof | Commercial | New | Restaurants | FPL Blend | Per End Use Consumption | 17714.5 | 17589.57 | 124.93 | 0.0070524 | 30 | 0 | 0.096014 | 746.4553 | Space Heating |  | Packaged central unit | 1
NonEquipment | Roof Insulation | Roof Insulation (built-up roof applicable to flat/low slope roofs) |  | Commercial | Existing | Retail | FPL Blend | Per End Use Consumption | 25434.06 | 24695.85 | 738.21 | 0.029024 | 30 | 0 | 1.6818 | 4410.8103 | Space Heating |  | Packaged central unit | 1
NonEquipment | Roof Insulation | Roof Insulation (built-up roof applicable to flat/low slope roofs) | Code-Compliant Flat Roof | Commercial | New | Retail | FPL Blend | Per End Use Consumption | 25434.06 | 24695.85 | 738.21 | 0.029024 | 30 | 0 | 1.6818 | 4410.8103 | Space Heating |  | Packaged central unit | 1
NonEquipment | Roof Insulation | Roof Insulation (built-up roof applicable to flat/low slope roofs) |  | Commercial | Existing | Schools K-12 | FPL Blend | Per End Use Consumption | 50002.14 | 49190.6 | 811.54 | 0.01623 | 30 | 0 | 1.8488 | 4848.9506 | Space Heating |  | Packaged central unit | 1
NonEquipment | Roof Insulation | Roof Insulation (built-up roof applicable to flat/low slope roofs) | Code-Compliant Flat Roof | Commercial | New | Schools K-12 | FPL Blend | Per End Use Consumption | 50002.14 | 49190.6 | 811.54 | 0.01623 | 30 | 0 | 1.8488 | 4848.9506 | Space Heating |  | Packaged central unit | 1
NonEquipment | Roof Insulation | Roof Insulation (built-up roof applicable to flat/low slope roofs) |  | Commercial | Existing | Warehouse | FPL Blend | Per End Use Consumption | 8514.86 | 7996.73 | 518.13 | 0.06085 | 30 | 0 | 1.1804 | 3095.8305 | Space Heating |  | Packaged central unit | 1
NonEquipment | Roof Insulation | Roof Insulation (built-up roof applicable to flat/low slope roofs) | Code-Compliant Flat Roof | Commercial | New | Warehouse | FPL Blend | Per End Use Consumption | 8514.86 | 7996.73 | 518.13 | 0.06085 | 30 | 0 | 1.1804 | 3095.8305 | Space Heating |  | Packaged central unit | 1
NonEquipment | Thermal Energy Storage | Deploy thermal energy storage technology (ice harvester, etc.) to shift load |  | Commercial | Existing | Assembly | FPL Blend | Per summer kW saved | 124835.85 | 125145.05 | -309.2 | -0.0024769 | 30 | 1 | 0 | 2781.66 | Space Cooling |  | Central chillers inside | 1
NonEquipment | Thermal Energy Storage | Deploy thermal energy storage technology (ice harvester, etc.) to shift load | Code compliant chiller | Commercial | New | Assembly | FPL Blend | Per summer kW saved | 124835.85 | 125145.05 | -309.2 | -0.0024769 | 30 | 1 | 0 | 2781.66 | Space Cooling |  | Central chillers inside | 1
NonEquipment | Thermal Energy Storage | Deploy thermal energy storage technology (ice harvester, etc.) to shift load |  | Commercial | Existing | College and University | FPL Blend | Per summer kW saved | 50239.28 | 50548.48 | -309.2 | -0.0061545 | 30 | 1 | 0 | 2781.66 | Space Cooling |  | Central chillers inside | 1
NonEquipment | Thermal Energy Storage | Deploy thermal energy storage technology (ice harvester, etc.) to shift load | Code compliant chiller | Commercial | New | College and University | FPL Blend | Per summer kW saved | 50239.28 | 50548.48 | -309.2 | -0.0061545 | 30 | 1 | 0 | 2781.66 | Space Cooling |  | Central chillers inside | 1
NonEquipment | Thermal Energy Storage | Deploy thermal energy storage technology (ice harvester, etc.) to shift load |  | Commercial | Existing | Data Center | FPL Blend | Per summer kW saved | 246589.32 | 246898.52 | -309.2 | -0.0012539 | 30 | 1 | 0 | 2781.66 | Space Cooling |  | Central chillers inside | 1
NonEquipment | Thermal Energy Storage | Deploy thermal energy storage technology (ice harvester, etc.) to shift load | Code compliant chiller | Commercial | New | Data Center | FPL Blend | Per summer kW saved | 246589.32 | 246898.52 | -309.2 | -0.0012539 | 30 | 1 | 0 | 2781.66 | Space Cooling |  | Central chillers inside | 1
NonEquipment | Thermal Energy Storage | Deploy thermal energy storage technology (ice harvester, etc.) to shift load |  | Commercial | Existing | Grocery | FPL Blend | Per summer kW saved | 10146.03 | 10455.23 | -309.2 | -0.030475 | 30 | 1 | 0 | 2781.66 | Space Cooling |  | Central chillers inside | 1
NonEquipment | Thermal Energy Storage | Deploy thermal energy storage technology (ice harvester, etc.) to shift load | Code compliant chiller | Commercial | New | Grocery | FPL Blend | Per summer kW saved | 10146.03 | 10455.23 | -309.2 | -0.030475 | 30 | 1 | 0 | 2781.66 | Space Cooling |  | Central chillers inside | 1
NonEquipment | Thermal Energy Storage | Deploy thermal energy storage technology (ice harvester, etc.) to shift load |  | Commercial | Existing | Healthcare | FPL Blend | Per summer kW saved | 21063.51 | 21372.71 | -309.2 | -0.014679 | 30 | 1 | 0 | 2781.66 | Space Cooling |  | Central chillers inside | 1
NonEquipment | Thermal Energy Storage | Deploy thermal energy storage technology (ice harvester, etc.) to shift load | Code compliant chiller | Commercial | New | Healthcare | FPL Blend | Per summer kW saved | 21063.51 | 21372.71 | -309.2 | -0.014679 | 30 | 1 | 0 | 2781.66 | Space Cooling |  | Central chillers inside | 1
NonEquipment | Thermal Energy Storage | Deploy thermal energy storage technology (ice harvester, etc.) to shift load |  | Commercial | Existing | Hospitals | FPL Blend | Per summer kW saved | 1853377.69 | 1853686.89 | -309.2 | -0.00016683 | 30 | 1 | 0 | 2781.66 | Space Cooling |  | Central chillers inside | 1
NonEquipment | Thermal Energy Storage | Deploy thermal energy storage technology (ice harvester, etc.) to shift load | Code compliant chiller | Commercial | New | Hospitals | FPL Blend | Per summer kW saved | 1853377.69 | 1853686.89 | -309.2 | -0.00016683 | 30 | 1 | 0 | 2781.66 | Space Cooling |  | Central chillers inside | 1
NonEquipment | Thermal Energy Storage | Deploy thermal energy storage technology (ice harvester, etc.) to shift load |  | Commercial | Existing | Institutional | FPL Blend | Per summer kW saved | 24647.04 | 24956.24 | -309.2 | -0.012545 | 30 | 1 | 0 | 2781.66 | Space Cooling |  | Central chillers inside | 1
NonEquipment | Thermal Energy Storage | Deploy thermal energy storage technology (ice harvester, etc.) to shift load | Code compliant chiller | Commercial | New | Institutional | FPL Blend | Per summer kW saved | 24647.04 | 24956.24 | -309.2 | -0.012545 | 30 | 1 | 0 | 2781.66 | Space Cooling |  | Central chillers inside | 1
NonEquipment | Thermal Energy Storage | Deploy thermal energy storage technology (ice harvester, etc.) to shift load |  | Commercial | Existing | Lodging/Hospitality | FPL Blend | Per summer kW saved | 200655.84 | 200965.04 | -309.2 | -0.0015409 | 30 | 1 | 0 | 2781.66 | Space Cooling |  | Central chillers inside | 1
NonEquipment | Thermal Energy Storage | Deploy thermal energy storage technology (ice harvester, etc.) to shift load | Code compliant chiller | Commercial | New | Lodging/Hospitality | FPL Blend | Per summer kW saved | 200655.84 | 200965.04 | -309.2 | -0.0015409 | 30 | 1 | 0 | 2781.66 | Space Cooling |  | Central chillers inside | 1
NonEquipment | Thermal Energy Storage | Deploy thermal energy storage technology (ice harvester, etc.) to shift load |  | Commercial | Existing | Miscellaneous | FPL Blend | Per summer kW saved | 44622.6 | 44931.8 | -309.2 | -0.0069292 | 30 | 1 | 0 | 2781.66 | Space Cooling |  | Central chillers inside | 1
NonEquipment | Thermal Energy Storage | Deploy thermal energy storage technology (ice harvester, etc.) to shift load | Code compliant chiller | Commercial | New | Miscellaneous | FPL Blend | Per summer kW saved | 44622.6 | 44931.8 | -309.2 | -0.0069292 | 30 | 1 | 0 | 2781.66 | Space Cooling |  | Central chillers inside | 1
NonEquipment | Thermal Energy Storage | Deploy thermal energy storage technology (ice harvester, etc.) to shift load |  | Commercial | Existing | Offices | FPL Blend | Per summer kW saved | 56539.56 | 56848.76 | -309.2 | -0.0054687 | 30 | 1 | 0 | 2781.66 | Space Cooling |  | Central chillers inside | 1
NonEquipment | Thermal Energy Storage | Deploy thermal energy storage technology (ice harvester, etc.) to shift load | Code compliant chiller | Commercial | New | Offices | FPL Blend | Per summer kW saved | 56539.56 | 56848.76 | -309.2 | -0.0054687 | 30 | 1 | 0 | 2781.66 | Space Cooling |  | Central chillers inside | 1
NonEquipment | Thermal Energy Storage | Deploy thermal energy storage technology (ice harvester, etc.) to shift load |  | Commercial | Existing | Restaurants | FPL Blend | Per summer kW saved | 48502.8 | 48812 | -309.2 | -0.0063749 | 30 | 1 | 0 | 2781.66 | Space Cooling |  | Central chillers inside | 1
NonEquipment | Thermal Energy Storage | Deploy thermal energy storage technology (ice harvester, etc.) to shift load | Code compliant chiller | Commercial | New | Restaurants | FPL Blend | Per summer kW saved | 48502.8 | 48812 | -309.2 | -0.0063749 | 30 | 1 | 0 | 2781.66 | Space Cooling |  | Central chillers inside | 1
NonEquipment | Thermal Energy Storage | Deploy thermal energy storage technology (ice harvester, etc.) to shift load |  | Commercial | Existing | Retail | FPL Blend | Per summer kW saved | 71635.38 | 71944.58 | -309.2 | -0.0043163 | 30 | 1 | 0 | 2781.66 | Space Cooling |  | Central chillers inside | 1
NonEquipment | Thermal Energy Storage | Deploy thermal energy storage technology (ice harvester, etc.) to shift load | Code compliant chiller | Commercial | New | Retail | FPL Blend | Per summer kW saved | 71635.38 | 71944.58 | -309.2 | -0.0043163 | 30 | 1 | 0 | 2781.66 | Space Cooling |  | Central chillers inside | 1
NonEquipment | Thermal Energy Storage | Deploy thermal energy storage technology (ice harvester, etc.) to shift load |  | Commercial | Existing | Schools K-12 | FPL Blend | Per summer kW saved | 160602.9 | 160912.1 | -309.2 | -0.0019252 | 30 | 1 | 0 | 2781.66 | Space Cooling |  | Central chillers inside | 1
NonEquipment | Thermal Energy Storage | Deploy thermal energy storage technology (ice harvester, etc.) to shift load | Code compliant chiller | Commercial | New | Schools K-12 | FPL Blend | Per summer kW saved | 160602.9 | 160912.1 | -309.2 | -0.0019252 | 30 | 1 | 0 | 2781.66 | Space Cooling |  | Central chillers inside | 1
NonEquipment | Thermal Energy Storage | Deploy thermal energy storage technology (ice harvester, etc.) to shift load |  | Commercial | Existing | Warehouse | FPL Blend | Per summer kW saved | 19405.96 | 19715.16 | -309.2 | -0.015933 | 30 | 1 | 0 | 2781.66 | Space Cooling |  | Central chillers inside | 1
NonEquipment | Thermal Energy Storage | Deploy thermal energy storage technology (ice harvester, etc.) to shift load | Code compliant chiller | Commercial | New | Warehouse | FPL Blend | Per summer kW saved | 19405.96 | 19715.16 | -309.2 | -0.015933 | 30 | 1 | 0 | 2781.66 | Space Cooling |  | Central chillers inside | 1
NonEquipment | Thermostatic Shower Restriction Valve Commercial | Hot Water Loop with 50 Gallon Electric Resistance Heater and Pressure Balance Shower Valves |  | Commercial | Existing | Assembly | FPL Blend | Per Valve | 1558.5 | 1479.97 | 78.53 | 0.050388 | 10 | 0.0097641 | 0.014871 | 51.45 | Domestic Hot Water |  | Centralized water heaters | 1
NonEquipment | Thermostatic Shower Restriction Valve Commercial | Hot Water Loop with 50 Gallon Electric Resistance Heater and Pressure Balance Shower Valves | Standard Hot Water Loop with 50 Gallon Electric Resistance Heater and Standard Shower Valves | Commercial | New | Assembly | FPL Blend | Per Valve | 1558.5 | 1479.97 | 78.53 | 0.050388 | 10 | 0.0097641 | 0.014871 | 51.45 | Domestic Hot Water |  | Centralized water heaters | 1
NonEquipment | Thermostatic Shower Restriction Valve Commercial | Hot Water Loop with 50 Gallon Electric Resistance Heater and Pressure Balance Shower Valves |  | Commercial | Existing | College and University | FPL Blend | Per Valve | 6828.64 | 6802.87 | 25.77 | 0.0037738 | 10 | 0.002363 | 0.0028699 | 2006.55 | Domestic Hot Water |  | Centralized water heaters | 1
NonEquipment | Thermostatic Shower Restriction Valve Commercial | Hot Water Loop with 50 Gallon Electric Resistance Heater and Pressure Balance Shower Valves | Standard Hot Water Loop with 50 Gallon Electric Resistance Heater and Standard Shower Valves | Commercial | New | College and University | FPL Blend | Per Valve | 6828.64 | 6802.87 | 25.77 | 0.0037738 | 10 | 0.002363 | 0.0028699 | 2006.55 | Domestic Hot Water |  | Centralized water heaters | 1
NonEquipment | Thermostatic Shower Restriction Valve Commercial | Hot Water Loop with 50 Gallon Electric Resistance Heater and Pressure Balance Shower Valves |  | Commercial | Existing | Data Center | FPL Blend | Per Valve | 215243.22 | 213849.34 | 1393.88 | 0.0064758 | 10 | 0.12782 | 0.15523 | 874.65 | Domestic Hot Water |  | Centralized water heaters | 1
NonEquipment | Thermostatic Shower Restriction Valve Commercial | Hot Water Loop with 50 Gallon Electric Resistance Heater and Pressure Balance Shower Valves | Standard Hot Water Loop with 50 Gallon Electric Resistance Heater and Standard Shower Valves | Commercial | New | Data Center | FPL Blend | Per Valve | 215243.22 | 213849.34 | 1393.88 | 0.0064758 | 10 | 0.12782 | 0.15523 | 874.65 | Domestic Hot Water |  | Centralized water heaters | 1
NonEquipment | Thermostatic Shower Restriction Valve Commercial | Hot Water Loop with 50 Gallon Electric Resistance Heater and Pressure Balance Shower Valves |  | Commercial | Existing | Grocery | FPL Blend | Per Valve | 505.97 | 466.71 | 39.26 | 0.077594 | 10 | 0.0048814 | 0.0074344 | 51.45 | Domestic Hot Water |  | Centralized water heaters | 1
NonEquipment | Thermostatic Shower Restriction Valve Commercial | Hot Water Loop with 50 Gallon Electric Resistance Heater and Pressure Balance Shower Valves | Standard Hot Water Loop with 50 Gallon Electric Resistance Heater and Standard Shower Valves | Commercial | New | Grocery | FPL Blend | Per Valve | 505.97 | 466.71 | 39.26 | 0.077594 | 10 | 0.0048814 | 0.0074344 | 51.45 | Domestic Hot Water |  | Centralized water heaters | 1
NonEquipment | Thermostatic Shower Restriction Valve Commercial | Hot Water Loop with 50 Gallon Electric Resistance Heater and Pressure Balance Shower Valves |  | Commercial | Existing | Healthcare | FPL Blend | Per Valve | 1048.41 | 861.9 | 186.51 | 0.1779 | 10 | 0.017103 | 0.020771 | 51.45 | Domestic Hot Water |  | Centralized water heaters | 1
NonEquipment | Thermostatic Shower Restriction Valve Commercial | Hot Water Loop with 50 Gallon Electric Resistance Heater and Pressure Balance Shower Valves | Standard Hot Water Loop with 50 Gallon Electric Resistance Heater and Standard Shower Valves | Commercial | New | Healthcare | FPL Blend | Per Valve | 1048.41 | 861.9 | 186.51 | 0.1779 | 10 | 0.017103 | 0.020771 | 51.45 | Domestic Hot Water |  | Centralized water heaters | 1
NonEquipment | Thermostatic Shower Restriction Valve Commercial | Hot Water Loop with 50 Gallon Electric Resistance Heater and Pressure Balance Shower Valves |  | Commercial | Existing | Hospitals | FPL Blend | Per Valve | 220595.31 | 220185.49 | 409.82 | 0.0018578 | 10 | 0.037579 | 0.04564 | 1337.7 | Domestic Hot Water |  | Centralized water heaters | 1
NonEquipment | Thermostatic Shower Restriction Valve Commercial | Hot Water Loop with 50 Gallon Electric Resistance Heater and Pressure Balance Shower Valves | Standard Hot Water Loop with 50 Gallon Electric Resistance Heater and Standard Shower Valves | Commercial | New | Hospitals | FPL Blend | Per Valve | 220595.31 | 220185.49 | 409.82 | 0.0018578 | 10 | 0.037579 | 0.04564 | 1337.7 | Domestic Hot Water |  | Centralized water heaters | 1
NonEquipment | Thermostatic Shower Restriction Valve Commercial | Hot Water Loop with 50 Gallon Electric Resistance Heater and Pressure Balance Shower Valves |  | Commercial | Existing | Institutional | FPL Blend | Per Valve | 871.36 | 822.28 | 49.08 | 0.056326 | 10 | 0.0045005 | 0.0054658 | 1131.9 | Domestic Hot Water |  | Centralized water heaters | 1
NonEquipment | Thermostatic Shower Restriction Valve Commercial | Hot Water Loop with 50 Gallon Electric Resistance Heater and Pressure Balance Shower Valves | Standard Hot Water Loop with 50 Gallon Electric Resistance Heater and Standard Shower Valves | Commercial | New | Institutional | FPL Blend | Per Valve | 871.36 | 822.28 | 49.08 | 0.056326 | 10 | 0.0045005 | 0.0054658 | 1131.9 | Domestic Hot Water |  | Centralized water heaters | 1
NonEquipment | Thermostatic Shower Restriction Valve Commercial | Hot Water Loop with 50 Gallon Electric Resistance Heater and Pressure Balance Shower Valves |  | Commercial | Existing | Lodging/Hospitality | FPL Blend | Per Valve | 48209.52 | 48199.7 | 9.82 | 0.00020369 | 10 | 0.0003864 | 0.0015493 | 565.95 | Domestic Hot Water |  | Centralized water heaters | 1
NonEquipment | Thermostatic Shower Restriction Valve Commercial | Hot Water Loop with 50 Gallon Electric Resistance Heater and Pressure Balance Shower Valves | Standard Hot Water Loop with 50 Gallon Electric Resistance Heater and Standard Shower Valves | Commercial | New | Lodging/Hospitality | FPL Blend | Per Valve | 48209.52 | 48199.7 | 9.82 | 0.00020369 | 10 | 0.0003864 | 0.0015493 | 565.95 | Domestic Hot Water |  | Centralized water heaters | 1
NonEquipment | Thermostatic Shower Restriction Valve Commercial | Hot Water Loop with 50 Gallon Electric Resistance Heater and Pressure Balance Shower Valves |  | Commercial | Existing | Miscellaneous | FPL Blend | Per Valve | 1690.25 | 1493.93 | 196.32 | 0.11615 | 10 | 0.02441 | 0.037176 | 874.65 | Domestic Hot Water |  | Centralized water heaters | 1
NonEquipment | Thermostatic Shower Restriction Valve Commercial | Hot Water Loop with 50 Gallon Electric Resistance Heater and Pressure Balance Shower Valves | Standard Hot Water Loop with 50 Gallon Electric Resistance Heater and Standard Shower Valves | Commercial | New | Miscellaneous | FPL Blend | Per Valve | 1690.25 | 1493.93 | 196.32 | 0.11615 | 10 | 0.02441 | 0.037176 | 874.65 | Domestic Hot Water |  | Centralized water heaters | 1
NonEquipment | Thermostatic Shower Restriction Valve Commercial | Hot Water Loop with 50 Gallon Electric Resistance Heater and Pressure Balance Shower Valves |  | Commercial | Existing | Offices | FPL Blend | Per Valve | 1949.64 | 1606.08 | 343.56 | 0.17622 | 10 | 0.042717 | 0.065058 | 102.9 | Domestic Hot Water |  | Centralized water heaters | 1
NonEquipment | Thermostatic Shower Restriction Valve Commercial | Hot Water Loop with 50 Gallon Electric Resistance Heater and Pressure Balance Shower Valves | Standard Hot Water Loop with 50 Gallon Electric Resistance Heater and Standard Shower Valves | Commercial | New | Offices | FPL Blend | Per Valve | 1949.64 | 1606.08 | 343.56 | 0.17622 | 10 | 0.042717 | 0.065058 | 102.9 | Domestic Hot Water |  | Centralized water heaters | 1
NonEquipment | Thermostatic Shower Restriction Valve Commercial | Hot Water Loop with 50 Gallon Electric Resistance Heater and Pressure Balance Shower Valves |  | Commercial | Existing | Restaurants | FPL Blend | Per Valve | 23303.3 | 23185.51 | 117.79 | 0.0050546 | 10 | 0.014646 | 0.022305 | 51.45 | Domestic Hot Water |  | Centralized water heaters | 1
NonEquipment | Thermostatic Shower Restriction Valve Commercial | Hot Water Loop with 50 Gallon Electric Resistance Heater and Pressure Balance Shower Valves | Standard Hot Water Loop with 50 Gallon Electric Resistance Heater and Standard Shower Valves | Commercial | New | Restaurants | FPL Blend | Per Valve | 23303.3 | 23185.51 | 117.79 | 0.0050546 | 10 | 0.014646 | 0.022305 | 51.45 | Domestic Hot Water |  | Centralized water heaters | 1
NonEquipment | Thermostatic Shower Restriction Valve Commercial | Hot Water Loop with 50 Gallon Electric Resistance Heater and Pressure Balance Shower Valves |  | Commercial | Existing | Retail | FPL Blend | Per Valve | 9100.26 | 8923.57 | 176.69 | 0.019416 | 10 | 0.021969 | 0.033459 | 102.9 | Domestic Hot Water |  | Centralized water heaters | 1
NonEquipment | Thermostatic Shower Restriction Valve Commercial | Hot Water Loop with 50 Gallon Electric Resistance Heater and Pressure Balance Shower Valves | Standard Hot Water Loop with 50 Gallon Electric Resistance Heater and Standard Shower Valves | Commercial | New | Retail | FPL Blend | Per Valve | 9100.26 | 8923.57 | 176.69 | 0.019416 | 10 | 0.021969 | 0.033459 | 102.9 | Domestic Hot Water |  | Centralized water heaters | 1
NonEquipment | Thermostatic Shower Restriction Valve Commercial | Hot Water Loop with 50 Gallon Electric Resistance Heater and Pressure Balance Shower Valves |  | Commercial | Existing | Schools K-12 | FPL Blend | Per Valve | 25497.78 | 25193.48 | 304.3 | 0.011934 | 10 | 0.037835 | 0.057623 | 51.45 | Domestic Hot Water |  | Centralized water heaters | 1
NonEquipment | Thermostatic Shower Restriction Valve Commercial | Hot Water Loop with 50 Gallon Electric Resistance Heater and Pressure Balance Shower Valves | Standard Hot Water Loop with 50 Gallon Electric Resistance Heater and Standard Shower Valves | Commercial | New | Schools K-12 | FPL Blend | Per Valve | 25497.78 | 25193.48 | 304.3 | 0.011934 | 10 | 0.037835 | 0.057623 | 51.45 | Domestic Hot Water |  | Centralized water heaters | 1
NonEquipment | Thermostatic Shower Restriction Valve Commercial | Hot Water Loop with 50 Gallon Electric Resistance Heater and Pressure Balance Shower Valves |  | Commercial | Existing | Warehouse | FPL Blend | Per Valve | 792.08 | 723.37 | 68.71 | 0.086746 | 10 | 0.0085431 | 0.013011 | 51.45 | Domestic Hot Water |  | Centralized water heaters | 1
NonEquipment | Thermostatic Shower Restriction Valve Commercial | Hot Water Loop with 50 Gallon Electric Resistance Heater and Pressure Balance Shower Valves | Standard Hot Water Loop with 50 Gallon Electric Resistance Heater and Standard Shower Valves | Commercial | New | Warehouse | FPL Blend | Per Valve | 792.08 | 723.37 | 68.71 | 0.086746 | 10 | 0.0085431 | 0.013011 | 51.45 | Domestic Hot Water |  | Centralized water heaters | 1
Equipment | Variable Refrigerant Flow (VRF) HVAC Systems | Variable Refrigerant Flow (VRF) HVAC Systems | Code-Compliant PTHP | Commercial | Turnover | Assembly | FPL Blend | Per Unit | 7903.37 | 4989 | 2914.37 | 0.36875 | 15 | 0.97067 | 0 | 3727.3446 | Space Cooling | Heat Pump Cooling |  | 1
Equipment | Variable Refrigerant Flow (VRF) HVAC Systems | Variable Refrigerant Flow (VRF) HVAC Systems | Code-Compliant PTHP | Commercial | New | Assembly | FPL Blend | Per Unit | 7903.37 | 4989 | 2914.37 | 0.36875 | 15 | 0.97067 | 0 | 3727.3446 | Space Cooling | Heat Pump Cooling |  | 1
Equipment | Variable Refrigerant Flow (VRF) HVAC Systems | Variable Refrigerant Flow (VRF) HVAC Systems | Code-Compliant PTHP | Commercial | Turnover | College and University | FPL Blend | Per Unit | 8768.32 | 5535 | 3233.32 | 0.36875 | 15 | 0.65556 | 0 | 3739.5823 | Space Cooling | Heat Pump Cooling |  | 1
Equipment | Variable Refrigerant Flow (VRF) HVAC Systems | Variable Refrigerant Flow (VRF) HVAC Systems | Code-Compliant PTHP | Commercial | New | College and University | FPL Blend | Per Unit | 8768.32 | 5535 | 3233.32 | 0.36875 | 15 | 0.65556 | 0 | 3739.5823 | Space Cooling | Heat Pump Cooling |  | 1
Equipment | Variable Refrigerant Flow (VRF) HVAC Systems | Variable Refrigerant Flow (VRF) HVAC Systems | Code-Compliant PTHP | Commercial | Turnover | Data Center | FPL Blend | Per Unit | 16296.24 | 10287 | 6009.24 | 0.36875 | 15 | 1.2184 | 0 | 3743.3913 | Space Cooling | Heat Pump Cooling |  | 1
Equipment | Variable Refrigerant Flow (VRF) HVAC Systems | Variable Refrigerant Flow (VRF) HVAC Systems | Code-Compliant PTHP | Commercial | New | Data Center | FPL Blend | Per Unit | 16296.24 | 10287 | 6009.24 | 0.36875 | 15 | 1.2184 | 0 | 3743.3913 | Space Cooling | Heat Pump Cooling |  | 1
Equipment | Variable Refrigerant Flow (VRF) HVAC Systems | Variable Refrigerant Flow (VRF) HVAC Systems | Code-Compliant PTHP | Commercial | Turnover | Grocery | FPL Blend | Per Unit | 4367.52 | 2757 | 1610.52 | 0.36875 | 15 | 0.45671 | 0 | 3481.8119 | Space Cooling | Heat Pump Cooling |  | 1
Equipment | Variable Refrigerant Flow (VRF) HVAC Systems | Variable Refrigerant Flow (VRF) HVAC Systems | Code-Compliant PTHP | Commercial | New | Grocery | FPL Blend | Per Unit | 4367.52 | 2757 | 1610.52 | 0.36875 | 15 | 0.45671 | 0 | 3481.8119 | Space Cooling | Heat Pump Cooling |  | 1
Equipment | Variable Refrigerant Flow (VRF) HVAC Systems | Variable Refrigerant Flow (VRF) HVAC Systems | Code-Compliant PTHP | Commercial | Turnover | Healthcare | FPL Blend | Per Unit | 17203.96 | 10860 | 6343.96 | 0.36875 | 15 | 1.2863 | 0 | 3762.239 | Space Cooling | Heat Pump Cooling |  | 1
Equipment | Variable Refrigerant Flow (VRF) HVAC Systems | Variable Refrigerant Flow (VRF) HVAC Systems | Code-Compliant PTHP | Commercial | New | Healthcare | FPL Blend | Per Unit | 17203.96 | 10860 | 6343.96 | 0.36875 | 15 | 1.2863 | 0 | 3762.239 | Space Cooling | Heat Pump Cooling |  | 1
Equipment | Variable Refrigerant Flow (VRF) HVAC Systems | Variable Refrigerant Flow (VRF) HVAC Systems | Code-Compliant PTHP | Commercial | Turnover | Hospitals | FPL Blend | Per Unit | 16296.24 | 10287 | 6009.24 | 0.36875 | 15 | 1.2184 | 0 | 3743.3913 | Space Cooling | Heat Pump Cooling |  | 1
Equipment | Variable Refrigerant Flow (VRF) HVAC Systems | Variable Refrigerant Flow (VRF) HVAC Systems | Code-Compliant PTHP | Commercial | New | Hospitals | FPL Blend | Per Unit | 16296.24 | 10287 | 6009.24 | 0.36875 | 15 | 1.2184 | 0 | 3743.3913 | Space Cooling | Heat Pump Cooling |  | 1
Equipment | Variable Refrigerant Flow (VRF) HVAC Systems | Variable Refrigerant Flow (VRF) HVAC Systems | Code-Compliant PTHP | Commercial | Turnover | Institutional | FPL Blend | Per Unit | 4272.48 | 2697 | 1575.48 | 0.36875 | 15 | 0.31943 | 0 | 3654.8967 | Space Cooling | Heat Pump Cooling |  | 1
Equipment | Variable Refrigerant Flow (VRF) HVAC Systems | Variable Refrigerant Flow (VRF) HVAC Systems | Code-Compliant PTHP | Commercial | New | Institutional | FPL Blend | Per Unit | 4272.48 | 2697 | 1575.48 | 0.36875 | 15 | 0.31943 | 0 | 3654.8967 | Space Cooling | Heat Pump Cooling |  | 1
Equipment | Variable Refrigerant Flow (VRF) HVAC Systems | Variable Refrigerant Flow (VRF) HVAC Systems | Code-Compliant PTHP | Commercial | Turnover | Lodging/Hospitality | FPL Blend | Per Unit | 13059.8 | 8244 | 4815.8 | 0.36875 | 15 | 0.92227 | 0 | 3773.322 | Space Cooling | Heat Pump Cooling |  | 1
Equipment | Variable Refrigerant Flow (VRF) HVAC Systems | Variable Refrigerant Flow (VRF) HVAC Systems | Code-Compliant PTHP | Commercial | New | Lodging/Hospitality | FPL Blend | Per Unit | 13059.8 | 8244 | 4815.8 | 0.36875 | 15 | 0.92227 | 0 | 3773.322 | Space Cooling | Heat Pump Cooling |  | 1
Equipment | Variable Refrigerant Flow (VRF) HVAC Systems | Variable Refrigerant Flow (VRF) HVAC Systems | Code-Compliant PTHP | Commercial | Turnover | Miscellaneous | FPL Blend | Per Unit | 4415.05 | 2787 | 1628.05 | 0.36875 | 15 | 0.54224 | 0 | 3730.2529 | Space Cooling | Heat Pump Cooling |  | 1
Equipment | Variable Refrigerant Flow (VRF) HVAC Systems | Variable Refrigerant Flow (VRF) HVAC Systems | Code-Compliant PTHP | Commercial | New | Miscellaneous | FPL Blend | Per Unit | 4415.05 | 2787 | 1628.05 | 0.36875 | 15 | 0.54224 | 0 | 3730.2529 | Space Cooling | Heat Pump Cooling |  | 1
Equipment | Variable Refrigerant Flow (VRF) HVAC Systems | Variable Refrigerant Flow (VRF) HVAC Systems | Code-Compliant PTHP | Commercial | Turnover | Offices | FPL Blend | Per Unit | 8896.63 | 5616 | 3280.63 | 0.36875 | 15 | 1.0927 | 0 | 3787.0289 | Space Cooling | Heat Pump Cooling |  | 1
Equipment | Variable Refrigerant Flow (VRF) HVAC Systems | Variable Refrigerant Flow (VRF) HVAC Systems | Code-Compliant PTHP | Commercial | New | Offices | FPL Blend | Per Unit | 8896.63 | 5616 | 3280.63 | 0.36875 | 15 | 1.0927 | 0 | 3787.0289 | Space Cooling | Heat Pump Cooling |  | 1
Equipment | Variable Refrigerant Flow (VRF) HVAC Systems | Variable Refrigerant Flow (VRF) HVAC Systems | Code-Compliant PTHP | Commercial | Turnover | Restaurants | FPL Blend | Per Unit | 12812.67 | 8088 | 4724.67 | 0.36875 | 15 | 1.3398 | 0 | 3576.5312 | Space Cooling | Heat Pump Cooling |  | 1
Equipment | Variable Refrigerant Flow (VRF) HVAC Systems | Variable Refrigerant Flow (VRF) HVAC Systems | Code-Compliant PTHP | Commercial | New | Restaurants | FPL Blend | Per Unit | 12812.67 | 8088 | 4724.67 | 0.36875 | 15 | 1.3398 | 0 | 3576.5312 | Space Cooling | Heat Pump Cooling |  | 1
Equipment | Variable Refrigerant Flow (VRF) HVAC Systems | Variable Refrigerant Flow (VRF) HVAC Systems | Code-Compliant PTHP | Commercial | Turnover | Retail | FPL Blend | Per Unit | 10041.98 | 6339 | 3702.98 | 0.36875 | 15 | 1.2333 | 0 | 3628.1073 | Space Cooling | Heat Pump Cooling |  | 1
Equipment | Variable Refrigerant Flow (VRF) HVAC Systems | Variable Refrigerant Flow (VRF) HVAC Systems | Code-Compliant PTHP | Commercial | New | Retail | FPL Blend | Per Unit | 10041.98 | 6339 | 3702.98 | 0.36875 | 15 | 1.2333 | 0 | 3628.1073 | Space Cooling | Heat Pump Cooling |  | 1
Equipment | Variable Refrigerant Flow (VRF) HVAC Systems | Variable Refrigerant Flow (VRF) HVAC Systems | Code-Compliant PTHP | Commercial | Turnover | Schools K-12 | FPL Blend | Per Unit | 8730.3 | 5511 | 3219.3 | 0.36875 | 15 | 1.0722 | 0 | 3615.3193 | Space Cooling | Heat Pump Cooling |  | 1
Equipment | Variable Refrigerant Flow (VRF) HVAC Systems | Variable Refrigerant Flow (VRF) HVAC Systems | Code-Compliant PTHP | Commercial | New | Schools K-12 | FPL Blend | Per Unit | 8730.3 | 5511 | 3219.3 | 0.36875 | 15 | 1.0722 | 0 | 3615.3193 | Space Cooling | Heat Pump Cooling |  | 1
Equipment | Variable Refrigerant Flow (VRF) HVAC Systems | Variable Refrigerant Flow (VRF) HVAC Systems | Code-Compliant PTHP | Commercial | Turnover | Warehouse | FPL Blend | Per Unit | 1915.25 | 1209 | 706.25 | 0.36875 | 15 | 0.23523 | 0 | 3578.816 | Space Cooling | Heat Pump Cooling |  | 1
Equipment | Variable Refrigerant Flow (VRF) HVAC Systems | Variable Refrigerant Flow (VRF) HVAC Systems | Code-Compliant PTHP | Commercial | New | Warehouse | FPL Blend | Per Unit | 1915.25 | 1209 | 706.25 | 0.36875 | 15 | 0.23523 | 0 | 3578.816 | Space Cooling | Heat Pump Cooling |  | 1
Equipment | Variable Refrigerant Flow (VRF) HVAC Systems | Variable Refrigerant Flow (VRF) HVAC Systems | Code-Compliant PTHP | Commercial | Turnover | Assembly | FPL Blend | Per Unit | 320 | 220 | 100 | 0.3125 | 15 | 0 | 0.22782 | 127.8954 | Space Heating | Packaged central unit |  | 1
Equipment | Variable Refrigerant Flow (VRF) HVAC Systems | Variable Refrigerant Flow (VRF) HVAC Systems | Code-Compliant PTHP | Commercial | New | Assembly | FPL Blend | Per Unit | 320 | 220 | 100 | 0.3125 | 15 | 0 | 0.22782 | 127.8954 | Space Heating | Packaged central unit |  | 1
Equipment | Variable Refrigerant Flow (VRF) HVAC Systems | Variable Refrigerant Flow (VRF) HVAC Systems | Code-Compliant PTHP | Commercial | Turnover | College and University | FPL Blend | Per Unit | 320 | 220 | 100 | 0.3125 | 15 | 0 | 0.019239 | 115.6577 | Space Heating | Packaged central unit |  | 1
Equipment | Variable Refrigerant Flow (VRF) HVAC Systems | Variable Refrigerant Flow (VRF) HVAC Systems | Code-Compliant PTHP | Commercial | New | College and University | FPL Blend | Per Unit | 320 | 220 | 100 | 0.3125 | 15 | 0 | 0.019239 | 115.6577 | Space Heating | Packaged central unit |  | 1
Equipment | Variable Refrigerant Flow (VRF) HVAC Systems | Variable Refrigerant Flow (VRF) HVAC Systems | Code-Compliant PTHP | Commercial | Turnover | Data Center | FPL Blend | Per Unit | 574.55 | 395 | 179.55 | 0.31251 | 15 | 0 | 0.034544 | 111.8487 | Space Heating | Packaged central unit |  | 1
Equipment | Variable Refrigerant Flow (VRF) HVAC Systems | Variable Refrigerant Flow (VRF) HVAC Systems | Code-Compliant PTHP | Commercial | New | Data Center | FPL Blend | Per Unit | 574.55 | 395 | 179.55 | 0.31251 | 15 | 0 | 0.034544 | 111.8487 | Space Heating | Packaged central unit |  | 1
Equipment | Variable Refrigerant Flow (VRF) HVAC Systems | Variable Refrigerant Flow (VRF) HVAC Systems | Code-Compliant PTHP | Commercial | Turnover | Grocery | FPL Blend | Per Unit | 552.73 | 380 | 172.73 | 0.3125 | 15 | 0 | 0.13275 | 373.4281 | Space Heating | Packaged central unit |  | 1
Equipment | Variable Refrigerant Flow (VRF) HVAC Systems | Variable Refrigerant Flow (VRF) HVAC Systems | Code-Compliant PTHP | Commercial | New | Grocery | FPL Blend | Per Unit | 552.73 | 380 | 172.73 | 0.3125 | 15 | 0 | 0.13275 | 373.4281 | Space Heating | Packaged central unit |  | 1
Equipment | Variable Refrigerant Flow (VRF) HVAC Systems | Variable Refrigerant Flow (VRF) HVAC Systems | Code-Compliant PTHP | Commercial | Turnover | Healthcare | FPL Blend | Per Unit | 501.82 | 345 | 156.82 | 0.3125 | 15 | 0 | 0.030171 | 93.001 | Space Heating | Packaged central unit |  | 1
Equipment | Variable Refrigerant Flow (VRF) HVAC Systems | Variable Refrigerant Flow (VRF) HVAC Systems | Code-Compliant PTHP | Commercial | New | Healthcare | FPL Blend | Per Unit | 501.82 | 345 | 156.82 | 0.3125 | 15 | 0 | 0.030171 | 93.001 | Space Heating | Packaged central unit |  | 1
Equipment | Variable Refrigerant Flow (VRF) HVAC Systems | Variable Refrigerant Flow (VRF) HVAC Systems | Code-Compliant PTHP | Commercial | Turnover | Hospitals | FPL Blend | Per Unit | 574.55 | 395 | 179.55 | 0.31251 | 15 | 0 | 0.034544 | 111.8487 | Space Heating | Packaged central unit |  | 1
Equipment | Variable Refrigerant Flow (VRF) HVAC Systems | Variable Refrigerant Flow (VRF) HVAC Systems | Code-Compliant PTHP | Commercial | New | Hospitals | FPL Blend | Per Unit | 574.55 | 395 | 179.55 | 0.31251 | 15 | 0 | 0.034544 | 111.8487 | Space Heating | Packaged central unit |  | 1
Equipment | Variable Refrigerant Flow (VRF) HVAC Systems | Variable Refrigerant Flow (VRF) HVAC Systems | Code-Compliant PTHP | Commercial | Turnover | Institutional | FPL Blend | Per Unit | 276.36 | 190 | 86.36 | 0.31249 | 15 | 0 | 0.016615 | 200.3433 | Space Heating | Packaged central unit |  | 1
Equipment | Variable Refrigerant Flow (VRF) HVAC Systems | Variable Refrigerant Flow (VRF) HVAC Systems | Code-Compliant PTHP | Commercial | New | Institutional | FPL Blend | Per Unit | 276.36 | 190 | 86.36 | 0.31249 | 15 | 0 | 0.016615 | 200.3433 | Space Heating | Packaged central unit |  | 1
Equipment | Variable Refrigerant Flow (VRF) HVAC Systems | Variable Refrigerant Flow (VRF) HVAC Systems | Code-Compliant PTHP | Commercial | Turnover | Lodging/Hospitality | FPL Blend | Per Unit | 334.55 | 230 | 104.55 | 0.31251 | 15 | 0 | 0.068868 | 81.918 | Space Heating | Packaged central unit |  | 1
Equipment | Variable Refrigerant Flow (VRF) HVAC Systems | Variable Refrigerant Flow (VRF) HVAC Systems | Code-Compliant PTHP | Commercial | New | Lodging/Hospitality | FPL Blend | Per Unit | 334.55 | 230 | 104.55 | 0.31251 | 15 | 0 | 0.068868 | 81.918 | Space Heating | Packaged central unit |  | 1
Equipment | Variable Refrigerant Flow (VRF) HVAC Systems | Variable Refrigerant Flow (VRF) HVAC Systems | Code-Compliant PTHP | Commercial | Turnover | Miscellaneous | FPL Blend | Per Unit | 174.55 | 120 | 54.55 | 0.31252 | 15 | 0 | 0.12427 | 124.9871 | Space Heating | Packaged central unit |  | 1
Equipment | Variable Refrigerant Flow (VRF) HVAC Systems | Variable Refrigerant Flow (VRF) HVAC Systems | Code-Compliant PTHP | Commercial | New | Miscellaneous | FPL Blend | Per Unit | 174.55 | 120 | 54.55 | 0.31252 | 15 | 0 | 0.12427 | 124.9871 | Space Heating | Packaged central unit |  | 1
Equipment | Variable Refrigerant Flow (VRF) HVAC Systems | Variable Refrigerant Flow (VRF) HVAC Systems | Code-Compliant PTHP | Commercial | Turnover | Offices | FPL Blend | Per Unit | 189.09 | 130 | 59.09 | 0.3125 | 15 | 0 | 0.13462 | 68.2111 | Space Heating | Packaged central unit |  | 1
Equipment | Variable Refrigerant Flow (VRF) HVAC Systems | Variable Refrigerant Flow (VRF) HVAC Systems | Code-Compliant PTHP | Commercial | New | Offices | FPL Blend | Per Unit | 189.09 | 130 | 59.09 | 0.3125 | 15 | 0 | 0.13462 | 68.2111 | Space Heating | Packaged central unit |  | 1
Equipment | Variable Refrigerant Flow (VRF) HVAC Systems | Variable Refrigerant Flow (VRF) HVAC Systems | Code-Compliant PTHP | Commercial | Turnover | Restaurants | FPL Blend | Per Unit | 1178.18 | 810 | 368.18 | 0.3125 | 15 | 0 | 0.28296 | 278.7088 | Space Heating | Packaged central unit |  | 1
Equipment | Variable Refrigerant Flow (VRF) HVAC Systems | Variable Refrigerant Flow (VRF) HVAC Systems | Code-Compliant PTHP | Commercial | New | Restaurants | FPL Blend | Per Unit | 1178.18 | 810 | 368.18 | 0.3125 | 15 | 0 | 0.28296 | 278.7088 | Space Heating | Packaged central unit |  | 1
Equipment | Variable Refrigerant Flow (VRF) HVAC Systems | Variable Refrigerant Flow (VRF) HVAC Systems | Code-Compliant PTHP | Commercial | Turnover | Retail | FPL Blend | Per Unit | 741.82 | 510 | 231.82 | 0.3125 | 15 | 0 | 0.52812 | 227.1327 | Space Heating | Packaged central unit |  | 1
Equipment | Variable Refrigerant Flow (VRF) HVAC Systems | Variable Refrigerant Flow (VRF) HVAC Systems | Code-Compliant PTHP | Commercial | New | Retail | FPL Blend | Per Unit | 741.82 | 510 | 231.82 | 0.3125 | 15 | 0 | 0.52812 | 227.1327 | Space Heating | Packaged central unit |  | 1
Equipment | Variable Refrigerant Flow (VRF) HVAC Systems | Variable Refrigerant Flow (VRF) HVAC Systems | Code-Compliant PTHP | Commercial | Turnover | Schools K-12 | FPL Blend | Per Unit | 683.64 | 470 | 213.64 | 0.3125 | 15 | 0 | 0.4867 | 239.9207 | Space Heating | Packaged central unit |  | 1
Equipment | Variable Refrigerant Flow (VRF) HVAC Systems | Variable Refrigerant Flow (VRF) HVAC Systems | Code-Compliant PTHP | Commercial | New | Schools K-12 | FPL Blend | Per Unit | 683.64 | 470 | 213.64 | 0.3125 | 15 | 0 | 0.4867 | 239.9207 | Space Heating | Packaged central unit |  | 1
Equipment | Variable Refrigerant Flow (VRF) HVAC Systems | Variable Refrigerant Flow (VRF) HVAC Systems | Code-Compliant PTHP | Commercial | Turnover | Warehouse | FPL Blend | Per Unit | 174.55 | 120 | 54.55 | 0.31252 | 15 | 0 | 0.12427 | 276.424 | Space Heating | Packaged central unit |  | 1
Equipment | Variable Refrigerant Flow (VRF) HVAC Systems | Variable Refrigerant Flow (VRF) HVAC Systems | Code-Compliant PTHP | Commercial | New | Warehouse | FPL Blend | Per Unit | 174.55 | 120 | 54.55 | 0.31252 | 15 | 0 | 0.12427 | 276.424 | Space Heating | Packaged central unit |  | 1
NonEquipment | Water Cooled Refrigeration Heat Recovery | The heat reclaim system transfers waste heat from refrigeration system to space heating or hot water |  | Commercial | Existing | Assembly | FPL Blend | Per End Use Consumption | 1558.5 | 1402.65 | 155.85 | 0.1 | 15 | 0.019378 | 0.029512 | 12.47 | Domestic Hot Water |  | Centralized water heaters | 1
NonEquipment | Water Cooled Refrigeration Heat Recovery | The heat reclaim system transfers waste heat from refrigeration system to space heating or hot water | No heat recovery | Commercial | New | Assembly | FPL Blend | Per End Use Consumption | 1558.5 | 1402.65 | 155.85 | 0.1 | 15 | 0.019378 | 0.029512 | 12.47 | Domestic Hot Water |  | Centralized water heaters | 1
NonEquipment | Water Cooled Refrigeration Heat Recovery | The heat reclaim system transfers waste heat from refrigeration system to space heating or hot water |  | Commercial | Existing | College and University | FPL Blend | Per End Use Consumption | 6828.64 | 6145.78 | 682.86 | 0.099999 | 15 | 0.062617 | 0.076047 | 54.63 | Domestic Hot Water |  | Centralized water heaters | 1
NonEquipment | Water Cooled Refrigeration Heat Recovery | The heat reclaim system transfers waste heat from refrigeration system to space heating or hot water | No heat recovery | Commercial | New | College and University | FPL Blend | Per End Use Consumption | 6828.64 | 6145.78 | 682.86 | 0.099999 | 15 | 0.062617 | 0.076047 | 54.63 | Domestic Hot Water |  | Centralized water heaters | 1
NonEquipment | Water Cooled Refrigeration Heat Recovery | The heat reclaim system transfers waste heat from refrigeration system to space heating or hot water |  | Commercial | Existing | Data Center | FPL Blend | Per End Use Consumption | 215243.22 | 193718.9 | 21524.32 | 0.1 | 15 | 1.9737 | 2.3971 | 1721.95 | Domestic Hot Water |  | Centralized water heaters | 1
NonEquipment | Water Cooled Refrigeration Heat Recovery | The heat reclaim system transfers waste heat from refrigeration system to space heating or hot water | No heat recovery | Commercial | New | Data Center | FPL Blend | Per End Use Consumption | 215243.22 | 193718.9 | 21524.32 | 0.1 | 15 | 1.9737 | 2.3971 | 1721.95 | Domestic Hot Water |  | Centralized water heaters | 1
NonEquipment | Water Cooled Refrigeration Heat Recovery | The heat reclaim system transfers waste heat from refrigeration system to space heating or hot water |  | Commercial | Existing | Grocery | FPL Blend | Per End Use Consumption | 505.97 | 455.37 | 50.6 | 0.10001 | 15 | 0.0062914 | 0.0095818 | 4.05 | Domestic Hot Water |  | Centralized water heaters | 1
NonEquipment | Water Cooled Refrigeration Heat Recovery | The heat reclaim system transfers waste heat from refrigeration system to space heating or hot water | No heat recovery | Commercial | New | Grocery | FPL Blend | Per End Use Consumption | 505.97 | 455.37 | 50.6 | 0.10001 | 15 | 0.0062914 | 0.0095818 | 4.05 | Domestic Hot Water |  | Centralized water heaters | 1
NonEquipment | Water Cooled Refrigeration Heat Recovery | The heat reclaim system transfers waste heat from refrigeration system to space heating or hot water |  | Commercial | Existing | Healthcare | FPL Blend | Per End Use Consumption | 1048.41 | 943.57 | 104.84 | 0.099999 | 15 | 0.0096136 | 0.011676 | 8.39 | Domestic Hot Water |  | Centralized water heaters | 1
NonEquipment | Water Cooled Refrigeration Heat Recovery | The heat reclaim system transfers waste heat from refrigeration system to space heating or hot water | No heat recovery | Commercial | New | Healthcare | FPL Blend | Per End Use Consumption | 1048.41 | 943.57 | 104.84 | 0.099999 | 15 | 0.0096136 | 0.011676 | 8.39 | Domestic Hot Water |  | Centralized water heaters | 1
NonEquipment | Water Cooled Refrigeration Heat Recovery | The heat reclaim system transfers waste heat from refrigeration system to space heating or hot water |  | Commercial | Existing | Hospitals | FPL Blend | Per End Use Consumption | 220595.31 | 198535.78 | 22059.53 | 0.1 | 15 | 2.0228 | 2.4567 | 1764.76 | Domestic Hot Water |  | Centralized water heaters | 1
NonEquipment | Water Cooled Refrigeration Heat Recovery | The heat reclaim system transfers waste heat from refrigeration system to space heating or hot water | No heat recovery | Commercial | New | Hospitals | FPL Blend | Per End Use Consumption | 220595.31 | 198535.78 | 22059.53 | 0.1 | 15 | 2.0228 | 2.4567 | 1764.76 | Domestic Hot Water |  | Centralized water heaters | 1
NonEquipment | Water Cooled Refrigeration Heat Recovery | The heat reclaim system transfers waste heat from refrigeration system to space heating or hot water |  | Commercial | Existing | Institutional | FPL Blend | Per End Use Consumption | 871.36 | 784.22 | 87.14 | 0.1 | 15 | 0.0079905 | 0.0097043 | 6.97 | Domestic Hot Water |  | Centralized water heaters | 1
NonEquipment | Water Cooled Refrigeration Heat Recovery | The heat reclaim system transfers waste heat from refrigeration system to space heating or hot water | No heat recovery | Commercial | New | Institutional | FPL Blend | Per End Use Consumption | 871.36 | 784.22 | 87.14 | 0.1 | 15 | 0.0079905 | 0.0097043 | 6.97 | Domestic Hot Water |  | Centralized water heaters | 1
NonEquipment | Water Cooled Refrigeration Heat Recovery | The heat reclaim system transfers waste heat from refrigeration system to space heating or hot water |  | Commercial | Existing | Lodging/Hospitality | FPL Blend | Per End Use Consumption | 48209.52 | 43388.57 | 4820.95 | 0.1 | 15 | 0.1897 | 0.76062 | 385.68 | Domestic Hot Water |  | Centralized water heaters | 1
NonEquipment | Water Cooled Refrigeration Heat Recovery | The heat reclaim system transfers waste heat from refrigeration system to space heating or hot water | No heat recovery | Commercial | New | Lodging/Hospitality | FPL Blend | Per End Use Consumption | 48209.52 | 43388.57 | 4820.95 | 0.1 | 15 | 0.1897 | 0.76062 | 385.68 | Domestic Hot Water |  | Centralized water heaters | 1
NonEquipment | Water Cooled Refrigeration Heat Recovery | The heat reclaim system transfers waste heat from refrigeration system to space heating or hot water |  | Commercial | Existing | Miscellaneous | FPL Blend | Per End Use Consumption | 1690.25 | 1521.23 | 169.02 | 0.099997 | 15 | 0.021015 | 0.032006 | 13.52 | Domestic Hot Water |  | Centralized water heaters | 1
NonEquipment | Water Cooled Refrigeration Heat Recovery | The heat reclaim system transfers waste heat from refrigeration system to space heating or hot water | No heat recovery | Commercial | New | Miscellaneous | FPL Blend | Per End Use Consumption | 1690.25 | 1521.23 | 169.02 | 0.099997 | 15 | 0.021015 | 0.032006 | 13.52 | Domestic Hot Water |  | Centralized water heaters | 1
NonEquipment | Water Cooled Refrigeration Heat Recovery | The heat reclaim system transfers waste heat from refrigeration system to space heating or hot water |  | Commercial | Existing | Offices | FPL Blend | Per End Use Consumption | 1949.64 | 1754.68 | 194.96 | 0.099998 | 15 | 0.024241 | 0.036918 | 15.6 | Domestic Hot Water |  | Centralized water heaters | 1
NonEquipment | Water Cooled Refrigeration Heat Recovery | The heat reclaim system transfers waste heat from refrigeration system to space heating or hot water | No heat recovery | Commercial | New | Offices | FPL Blend | Per End Use Consumption | 1949.64 | 1754.68 | 194.96 | 0.099998 | 15 | 0.024241 | 0.036918 | 15.6 | Domestic Hot Water |  | Centralized water heaters | 1
NonEquipment | Water Cooled Refrigeration Heat Recovery | The heat reclaim system transfers waste heat from refrigeration system to space heating or hot water |  | Commercial | Existing | Restaurants | FPL Blend | Per End Use Consumption | 23303.3 | 20972.97 | 2330.33 | 0.1 | 15 | 0.28974 | 0.44128 | 186.43 | Domestic Hot Water |  | Centralized water heaters | 1
NonEquipment | Water Cooled Refrigeration Heat Recovery | The heat reclaim system transfers waste heat from refrigeration system to space heating or hot water | No heat recovery | Commercial | New | Restaurants | FPL Blend | Per End Use Consumption | 23303.3 | 20972.97 | 2330.33 | 0.1 | 15 | 0.28974 | 0.44128 | 186.43 | Domestic Hot Water |  | Centralized water heaters | 1
NonEquipment | Water Cooled Refrigeration Heat Recovery | The heat reclaim system transfers waste heat from refrigeration system to space heating or hot water |  | Commercial | Existing | Retail | FPL Blend | Per End Use Consumption | 9100.26 | 8190.23 | 910.03 | 0.1 | 15 | 0.11315 | 0.17233 | 72.8 | Domestic Hot Water |  | Centralized water heaters | 1
NonEquipment | Water Cooled Refrigeration Heat Recovery | The heat reclaim system transfers waste heat from refrigeration system to space heating or hot water | No heat recovery | Commercial | New | Retail | FPL Blend | Per End Use Consumption | 9100.26 | 8190.23 | 910.03 | 0.1 | 15 | 0.11315 | 0.17233 | 72.8 | Domestic Hot Water |  | Centralized water heaters | 1
NonEquipment | Water Cooled Refrigeration Heat Recovery | The heat reclaim system transfers waste heat from refrigeration system to space heating or hot water |  | Commercial | Existing | Schools K-12 | FPL Blend | Per End Use Consumption | 25497.78 | 22948 | 2549.78 | 0.1 | 15 | 0.31703 | 0.48284 | 203.98 | Domestic Hot Water |  | Centralized water heaters | 1
NonEquipment | Water Cooled Refrigeration Heat Recovery | The heat reclaim system transfers waste heat from refrigeration system to space heating or hot water | No heat recovery | Commercial | New | Schools K-12 | FPL Blend | Per End Use Consumption | 25497.78 | 22948 | 2549.78 | 0.1 | 15 | 0.31703 | 0.48284 | 203.98 | Domestic Hot Water |  | Centralized water heaters | 1
NonEquipment | Water Cooled Refrigeration Heat Recovery | The heat reclaim system transfers waste heat from refrigeration system to space heating or hot water |  | Commercial | Existing | Warehouse | FPL Blend | Per End Use Consumption | 792.08 | 712.87 | 79.21 | 0.1 | 15 | 0.0098487 | 0.015 | 6.34 | Domestic Hot Water |  | Centralized water heaters | 1
NonEquipment | Water Cooled Refrigeration Heat Recovery | The heat reclaim system transfers waste heat from refrigeration system to space heating or hot water | No heat recovery | Commercial | New | Warehouse | FPL Blend | Per End Use Consumption | 792.08 | 712.87 | 79.21 | 0.1 | 15 | 0.0098487 | 0.015 | 6.34 | Domestic Hot Water |  | Centralized water heaters | 1
NonEquipment | Waterside Economizer | Waterside Economizer |  | Commercial | Existing | Assembly | FPL Blend | Per End Use Consumption | 124835.85 | 113749.18 | 11086.67 | 0.08881 | 10 | 3.6926 | 0 | 7160.52 | Space Cooling |  | Heat Pump Cooling | 1
NonEquipment | Waterside Economizer | Waterside Economizer | No economizer | Commercial | New | Assembly | FPL Blend | Per End Use Consumption | 124835.85 | 113749.18 | 11086.67 | 0.08881 | 10 | 3.6926 | 0 | 7160.52 | Space Cooling |  | Heat Pump Cooling | 1
NonEquipment | Waterside Economizer | Waterside Economizer |  | Commercial | Existing | College and University | FPL Blend | Per End Use Consumption | 50239.28 | 37939.28 | 12300 | 0.24483 | 10 | 2.4938 | 0 | 7160.52 | Space Cooling |  | Heat Pump Cooling | 1
NonEquipment | Waterside Economizer | Waterside Economizer | No economizer | Commercial | New | College and University | FPL Blend | Per End Use Consumption | 50239.28 | 37939.28 | 12300 | 0.24483 | 10 | 2.4938 | 0 | 7160.52 | Space Cooling |  | Heat Pump Cooling | 1
NonEquipment | Waterside Economizer | Waterside Economizer |  | Commercial | Existing | Data Center | FPL Blend | Per End Use Consumption | 246589.32 | 223729.32 | 22860 | 0.092705 | 10 | 4.6349 | 0 | 7160.52 | Space Cooling |  | Heat Pump Cooling | 1
NonEquipment | Waterside Economizer | Waterside Economizer | No economizer | Commercial | New | Data Center | FPL Blend | Per End Use Consumption | 246589.32 | 223729.32 | 22860 | 0.092705 | 10 | 4.6349 | 0 | 7160.52 | Space Cooling |  | Heat Pump Cooling | 1
NonEquipment | Waterside Economizer | Waterside Economizer |  | Commercial | Existing | Grocery | FPL Blend | Per End Use Consumption | 10146.03 | 4019.36 | 6126.67 | 0.60385 | 10 | 1.7374 | 0 | 7160.52 | Space Cooling |  | Heat Pump Cooling | 1
NonEquipment | Waterside Economizer | Waterside Economizer | No economizer | Commercial | New | Grocery | FPL Blend | Per End Use Consumption | 10146.03 | 4019.36 | 6126.67 | 0.60385 | 10 | 1.7374 | 0 | 7160.52 | Space Cooling |  | Heat Pump Cooling | 1
NonEquipment | Waterside Economizer | Waterside Economizer |  | Commercial | Existing | Healthcare | FPL Blend | Per End Use Consumption | 21063.51 | -3069.82 | 24133.33 | 1.1457 | 10 | 4.8931 | 0 | 7160.52 | Space Cooling |  | Heat Pump Cooling | 1
NonEquipment | Waterside Economizer | Waterside Economizer | No economizer | Commercial | New | Healthcare | FPL Blend | Per End Use Consumption | 21063.51 | -3069.82 | 24133.33 | 1.1457 | 10 | 4.8931 | 0 | 7160.52 | Space Cooling |  | Heat Pump Cooling | 1
NonEquipment | Waterside Economizer | Waterside Economizer |  | Commercial | Existing | Hospitals | FPL Blend | Per End Use Consumption | 1853377.69 | 1830517.69 | 22860 | 0.012334 | 10 | 4.6349 | 0 | 7160.52 | Space Cooling |  | Heat Pump Cooling | 1
NonEquipment | Waterside Economizer | Waterside Economizer | No economizer | Commercial | New | Hospitals | FPL Blend | Per End Use Consumption | 1853377.69 | 1830517.69 | 22860 | 0.012334 | 10 | 4.6349 | 0 | 7160.52 | Space Cooling |  | Heat Pump Cooling | 1
NonEquipment | Waterside Economizer | Waterside Economizer |  | Commercial | Existing | Institutional | FPL Blend | Per End Use Consumption | 24647.04 | 18653.71 | 5993.33 | 0.24317 | 10 | 1.2152 | 0 | 7160.52 | Space Cooling |  | Heat Pump Cooling | 1
NonEquipment | Waterside Economizer | Waterside Economizer | No economizer | Commercial | New | Institutional | FPL Blend | Per End Use Consumption | 24647.04 | 18653.71 | 5993.33 | 0.24317 | 10 | 1.2152 | 0 | 7160.52 | Space Cooling |  | Heat Pump Cooling | 1
NonEquipment | Waterside Economizer | Waterside Economizer |  | Commercial | Existing | Lodging/Hospitality | FPL Blend | Per End Use Consumption | 200655.84 | 182335.84 | 18320 | 0.091301 | 10 | 3.5085 | 0 | 7160.52 | Space Cooling |  | Heat Pump Cooling | 1
NonEquipment | Waterside Economizer | Waterside Economizer | No economizer | Commercial | New | Lodging/Hospitality | FPL Blend | Per End Use Consumption | 200655.84 | 182335.84 | 18320 | 0.091301 | 10 | 3.5085 | 0 | 7160.52 | Space Cooling |  | Heat Pump Cooling | 1
NonEquipment | Waterside Economizer | Waterside Economizer |  | Commercial | Existing | Miscellaneous | FPL Blend | Per End Use Consumption | 44622.6 | 38429.27 | 6193.33 | 0.13879 | 10 | 2.0628 | 0 | 7160.52 | Space Cooling |  | Heat Pump Cooling | 1
NonEquipment | Waterside Economizer | Waterside Economizer | No economizer | Commercial | New | Miscellaneous | FPL Blend | Per End Use Consumption | 44622.6 | 38429.27 | 6193.33 | 0.13879 | 10 | 2.0628 | 0 | 7160.52 | Space Cooling |  | Heat Pump Cooling | 1
NonEquipment | Waterside Economizer | Waterside Economizer |  | Commercial | Existing | Offices | FPL Blend | Per End Use Consumption | 56539.56 | 44059.56 | 12480 | 0.22073 | 10 | 4.1566 | 0 | 7160.52 | Space Cooling |  | Heat Pump Cooling | 1
NonEquipment | Waterside Economizer | Waterside Economizer | No economizer | Commercial | New | Offices | FPL Blend | Per End Use Consumption | 56539.56 | 44059.56 | 12480 | 0.22073 | 10 | 4.1566 | 0 | 7160.52 | Space Cooling |  | Heat Pump Cooling | 1
NonEquipment | Waterside Economizer | Waterside Economizer |  | Commercial | Existing | Restaurants | FPL Blend | Per End Use Consumption | 48502.8 | 30529.47 | 17973.33 | 0.37056 | 10 | 5.0969 | 0 | 7160.52 | Space Cooling |  | Heat Pump Cooling | 1
NonEquipment | Waterside Economizer | Waterside Economizer | No economizer | Commercial | New | Restaurants | FPL Blend | Per End Use Consumption | 48502.8 | 30529.47 | 17973.33 | 0.37056 | 10 | 5.0969 | 0 | 7160.52 | Space Cooling |  | Heat Pump Cooling | 1
NonEquipment | Waterside Economizer | Waterside Economizer |  | Commercial | Existing | Retail | FPL Blend | Per End Use Consumption | 71635.38 | 57548.71 | 14086.67 | 0.19664 | 10 | 4.6917 | 0 | 7160.52 | Space Cooling |  | Heat Pump Cooling | 1
NonEquipment | Waterside Economizer | Waterside Economizer | No economizer | Commercial | New | Retail | FPL Blend | Per End Use Consumption | 71635.38 | 57548.71 | 14086.67 | 0.19664 | 10 | 4.6917 | 0 | 7160.52 | Space Cooling |  | Heat Pump Cooling | 1
NonEquipment | Waterside Economizer | Waterside Economizer |  | Commercial | Existing | Schools K-12 | FPL Blend | Per End Use Consumption | 160602.9 | 148356.23 | 12246.67 | 0.076254 | 10 | 4.0789 | 0 | 7160.52 | Space Cooling |  | Heat Pump Cooling | 1
NonEquipment | Waterside Economizer | Waterside Economizer | No economizer | Commercial | New | Schools K-12 | FPL Blend | Per End Use Consumption | 160602.9 | 148356.23 | 12246.67 | 0.076254 | 10 | 4.0789 | 0 | 7160.52 | Space Cooling |  | Heat Pump Cooling | 1
NonEquipment | Waterside Economizer | Waterside Economizer |  | Commercial | Existing | Warehouse | FPL Blend | Per End Use Consumption | 19405.96 | 16719.29 | 2686.67 | 0.13845 | 10 | 0.89483 | 0 | 7160.52 | Space Cooling |  | Heat Pump Cooling | 1
NonEquipment | Waterside Economizer | Waterside Economizer | No economizer | Commercial | New | Warehouse | FPL Blend | Per End Use Consumption | 19405.96 | 16719.29 | 2686.67 | 0.13845 | 10 | 0.89483 | 0 | 7160.52 | Space Cooling |  | Heat Pump Cooling | 1
Equipment | Efficient Battery Charger | Efficient Battery Charger | FR or SCR charging stations with power conversion efficiency < 89% or > 10 W | Commercial | Turnover | Assembly | FPL Blend | Per Unit | 8124.9 | 7013.69 | 1111.21 | 0.13677 | 15 | 0.19002 | 0.08223 | 412 | Miscellaneous | Others |  | 1
Equipment | Efficient Battery Charger | Efficient Battery Charger | FR or SCR charging stations with power conversion efficiency < 89% or > 10 W | Commercial | New | Assembly | FPL Blend | Per Unit | 8124.9 | 7013.69 | 1111.21 | 0.13677 | 15 | 0.19002 | 0.08223 | 412 | Miscellaneous | Others |  | 1
Equipment | Efficient Battery Charger | Efficient Battery Charger | FR or SCR charging stations with power conversion efficiency < 89% or > 10 W | Commercial | Turnover | College and University | FPL Blend | Per Unit | 8124.9 | 7013.69 | 1111.21 | 0.13677 | 15 | 0.11223 | 0.11334 | 412 | Miscellaneous | Others |  | 1
Equipment | Efficient Battery Charger | Efficient Battery Charger | FR or SCR charging stations with power conversion efficiency < 89% or > 10 W | Commercial | New | College and University | FPL Blend | Per Unit | 8124.9 | 7013.69 | 1111.21 | 0.13677 | 15 | 0.11223 | 0.11334 | 412 | Miscellaneous | Others |  | 1
Equipment | Efficient Battery Charger | Efficient Battery Charger | FR or SCR charging stations with power conversion efficiency < 89% or > 10 W | Commercial | Turnover | Data Center | FPL Blend | Per Unit | 8124.9 | 7013.69 | 1111.21 | 0.13677 | 15 | 0.12334 | 0.13112 | 412 | Miscellaneous | Others |  | 1
Equipment | Efficient Battery Charger | Efficient Battery Charger | FR or SCR charging stations with power conversion efficiency < 89% or > 10 W | Commercial | New | Data Center | FPL Blend | Per Unit | 8124.9 | 7013.69 | 1111.21 | 0.13677 | 15 | 0.12334 | 0.13112 | 412 | Miscellaneous | Others |  | 1
Equipment | Efficient Battery Charger | Efficient Battery Charger | FR or SCR charging stations with power conversion efficiency < 89% or > 10 W | Commercial | Turnover | Grocery | FPL Blend | Per Unit | 8124.9 | 7013.69 | 1111.21 | 0.13677 | 15 | 0.15001 | 0.090008 | 412 | Miscellaneous | Others |  | 1
Equipment | Efficient Battery Charger | Efficient Battery Charger | FR or SCR charging stations with power conversion efficiency < 89% or > 10 W | Commercial | New | Grocery | FPL Blend | Per Unit | 8124.9 | 7013.69 | 1111.21 | 0.13677 | 15 | 0.15001 | 0.090008 | 412 | Miscellaneous | Others |  | 1
Equipment | Efficient Battery Charger | Efficient Battery Charger | FR or SCR charging stations with power conversion efficiency < 89% or > 10 W | Commercial | Turnover | Healthcare | FPL Blend | Per Unit | 8124.9 | 7013.69 | 1111.21 | 0.13677 | 15 | 0.16001 | 0.16557 | 412 | Miscellaneous | Others |  | 1
Equipment | Efficient Battery Charger | Efficient Battery Charger | FR or SCR charging stations with power conversion efficiency < 89% or > 10 W | Commercial | New | Healthcare | FPL Blend | Per Unit | 8124.9 | 7013.69 | 1111.21 | 0.13677 | 15 | 0.16001 | 0.16557 | 412 | Miscellaneous | Others |  | 1
Equipment | Efficient Battery Charger | Efficient Battery Charger | FR or SCR charging stations with power conversion efficiency < 89% or > 10 W | Commercial | Turnover | Hospitals | FPL Blend | Per Unit | 8124.9 | 7013.69 | 1111.21 | 0.13677 | 15 | 0.11223 | 0.11334 | 412 | Miscellaneous | Others |  | 1
Equipment | Efficient Battery Charger | Efficient Battery Charger | FR or SCR charging stations with power conversion efficiency < 89% or > 10 W | Commercial | New | Hospitals | FPL Blend | Per Unit | 8124.9 | 7013.69 | 1111.21 | 0.13677 | 15 | 0.11223 | 0.11334 | 412 | Miscellaneous | Others |  | 1
Equipment | Efficient Battery Charger | Efficient Battery Charger | FR or SCR charging stations with power conversion efficiency < 89% or > 10 W | Commercial | Turnover | Institutional | FPL Blend | Per Unit | 8124.9 | 7013.69 | 1111.21 | 0.13677 | 15 | 0.12334 | 0.13335 | 412 | Miscellaneous | Others |  | 1
Equipment | Efficient Battery Charger | Efficient Battery Charger | FR or SCR charging stations with power conversion efficiency < 89% or > 10 W | Commercial | New | Institutional | FPL Blend | Per Unit | 8124.9 | 7013.69 | 1111.21 | 0.13677 | 15 | 0.12334 | 0.13335 | 412 | Miscellaneous | Others |  | 1
Equipment | Efficient Battery Charger | Efficient Battery Charger | FR or SCR charging stations with power conversion efficiency < 89% or > 10 W | Commercial | Turnover | Lodging/Hospitality | FPL Blend | Per Unit | 8124.9 | 7013.69 | 1111.21 | 0.13677 | 15 | 0.1189 | 0.1389 | 412 | Miscellaneous | Others |  | 1
Equipment | Efficient Battery Charger | Efficient Battery Charger | FR or SCR charging stations with power conversion efficiency < 89% or > 10 W | Commercial | New | Lodging/Hospitality | FPL Blend | Per Unit | 8124.9 | 7013.69 | 1111.21 | 0.13677 | 15 | 0.1189 | 0.1389 | 412 | Miscellaneous | Others |  | 1
Equipment | Efficient Battery Charger | Efficient Battery Charger | FR or SCR charging stations with power conversion efficiency < 89% or > 10 W | Commercial | Turnover | Miscellaneous | FPL Blend | Per Unit | 8124.9 | 7013.69 | 1111.21 | 0.13677 | 15 | 0.12334 | 0.13112 | 412 | Miscellaneous | Others |  | 1
Equipment | Efficient Battery Charger | Efficient Battery Charger | FR or SCR charging stations with power conversion efficiency < 89% or > 10 W | Commercial | New | Miscellaneous | FPL Blend | Per Unit | 8124.9 | 7013.69 | 1111.21 | 0.13677 | 15 | 0.12334 | 0.13112 | 412 | Miscellaneous | Others |  | 1
Equipment | Efficient Battery Charger | Efficient Battery Charger | FR or SCR charging stations with power conversion efficiency < 89% or > 10 W | Commercial | Turnover | Offices | FPL Blend | Per Unit | 8124.9 | 7013.69 | 1111.21 | 0.13677 | 15 | 0.12334 | 0.13112 | 412 | Miscellaneous | Others |  | 1
Equipment | Efficient Battery Charger | Efficient Battery Charger | FR or SCR charging stations with power conversion efficiency < 89% or > 10 W | Commercial | New | Offices | FPL Blend | Per Unit | 8124.9 | 7013.69 | 1111.21 | 0.13677 | 15 | 0.12334 | 0.13112 | 412 | Miscellaneous | Others |  | 1
Equipment | Efficient Battery Charger | Efficient Battery Charger | FR or SCR charging stations with power conversion efficiency < 89% or > 10 W | Commercial | Turnover | Restaurants | FPL Blend | Per Unit | 8124.9 | 7013.69 | 1111.21 | 0.13677 | 15 | 0.1489 | 0.05556 | 412 | Miscellaneous | Others |  | 1
Equipment | Efficient Battery Charger | Efficient Battery Charger | FR or SCR charging stations with power conversion efficiency < 89% or > 10 W | Commercial | New | Restaurants | FPL Blend | Per Unit | 8124.9 | 7013.69 | 1111.21 | 0.13677 | 15 | 0.1489 | 0.05556 | 412 | Miscellaneous | Others |  | 1
Equipment | Efficient Battery Charger | Efficient Battery Charger | FR or SCR charging stations with power conversion efficiency < 89% or > 10 W | Commercial | Turnover | Retail | FPL Blend | Per Unit | 8124.9 | 7013.69 | 1111.21 | 0.13677 | 15 | 0.1589 | 0.087786 | 412 | Miscellaneous | Others |  | 1
Equipment | Efficient Battery Charger | Efficient Battery Charger | FR or SCR charging stations with power conversion efficiency < 89% or > 10 W | Commercial | New | Retail | FPL Blend | Per Unit | 8124.9 | 7013.69 | 1111.21 | 0.13677 | 15 | 0.1589 | 0.087786 | 412 | Miscellaneous | Others |  | 1
Equipment | Efficient Battery Charger | Efficient Battery Charger | FR or SCR charging stations with power conversion efficiency < 89% or > 10 W | Commercial | Turnover | Schools K-12 | FPL Blend | Per Unit | 8124.9 | 7013.69 | 1111.21 | 0.13677 | 15 | 0.11445 | 0.1189 | 412 | Miscellaneous | Others |  | 1
Equipment | Efficient Battery Charger | Efficient Battery Charger | FR or SCR charging stations with power conversion efficiency < 89% or > 10 W | Commercial | New | Schools K-12 | FPL Blend | Per Unit | 8124.9 | 7013.69 | 1111.21 | 0.13677 | 15 | 0.11445 | 0.1189 | 412 | Miscellaneous | Others |  | 1
Equipment | Efficient Battery Charger | Efficient Battery Charger | FR or SCR charging stations with power conversion efficiency < 89% or > 10 W | Commercial | Turnover | Warehouse | FPL Blend | Per Unit | 8124.9 | 7013.69 | 1111.21 | 0.13677 | 15 | 0.17002 | 0.12334 | 412 | Miscellaneous | Others |  | 1
Equipment | Efficient Battery Charger | Efficient Battery Charger | FR or SCR charging stations with power conversion efficiency < 89% or > 10 W | Commercial | New | Warehouse | FPL Blend | Per Unit | 8124.9 | 7013.69 | 1111.21 | 0.13677 | 15 | 0.17002 | 0.12334 | 412 | Miscellaneous | Others |  | 1
NonEquipment | Air Compressor Optimization | Performing Routine Maintenance on 20HP Inlet Modulation Fixed-Speed Compressor |  | Commercial | Existing | Assembly | FPL Blend | Per End Use Consumption | 39358.96 | 35423.06 | 3935.9 | 0.1 | 3 | 0.67304 | 0.29126 | 1334.25 | Miscellaneous |  | Others | 1
NonEquipment | Air Compressor Optimization | Performing Routine Maintenance on 20HP Inlet Modulation Fixed-Speed Compressor | 20 HP Inlet Modulation Fixed-Speed Compressor | Commercial | New | Assembly | FPL Blend | Per End Use Consumption | 39358.96 | 35423.06 | 3935.9 | 0.1 | 3 | 0.67304 | 0.29126 | 1334.25 | Miscellaneous |  | Others | 1
NonEquipment | Air Compressor Optimization | Performing Routine Maintenance on 20HP Inlet Modulation Fixed-Speed Compressor |  | Commercial | Existing | College and University | FPL Blend | Per End Use Consumption | 53368.84 | 48031.96 | 5336.88 | 0.1 | 3 | 0.53902 | 0.54436 | 1334.25 | Miscellaneous |  | Others | 1
NonEquipment | Air Compressor Optimization | Performing Routine Maintenance on 20HP Inlet Modulation Fixed-Speed Compressor | 20 HP Inlet Modulation Fixed-Speed Compressor | Commercial | New | College and University | FPL Blend | Per End Use Consumption | 53368.84 | 48031.96 | 5336.88 | 0.1 | 3 | 0.53902 | 0.54436 | 1334.25 | Miscellaneous |  | Others | 1
NonEquipment | Air Compressor Optimization | Performing Routine Maintenance on 20HP Inlet Modulation Fixed-Speed Compressor |  | Commercial | Existing | Data Center | FPL Blend | Per End Use Consumption | 55756.04 | 50180.44 | 5575.6 | 0.1 | 3 | 0.61889 | 0.65792 | 1334.25 | Miscellaneous |  | Others | 1
NonEquipment | Air Compressor Optimization | Performing Routine Maintenance on 20HP Inlet Modulation Fixed-Speed Compressor | 20 HP Inlet Modulation Fixed-Speed Compressor | Commercial | New | Data Center | FPL Blend | Per End Use Consumption | 55756.04 | 50180.44 | 5575.6 | 0.1 | 3 | 0.61889 | 0.65792 | 1334.25 | Miscellaneous |  | Others | 1
NonEquipment | Air Compressor Optimization | Performing Routine Maintenance on 20HP Inlet Modulation Fixed-Speed Compressor |  | Commercial | Existing | Grocery | FPL Blend | Per End Use Consumption | 102948 | 92653.2 | 10294.8 | 0.1 | 3 | 1.3898 | 0.83388 | 1334.25 | Miscellaneous |  | Others | 1
NonEquipment | Air Compressor Optimization | Performing Routine Maintenance on 20HP Inlet Modulation Fixed-Speed Compressor | 20 HP Inlet Modulation Fixed-Speed Compressor | Commercial | New | Grocery | FPL Blend | Per End Use Consumption | 102948 | 92653.2 | 10294.8 | 0.1 | 3 | 1.3898 | 0.83388 | 1334.25 | Miscellaneous |  | Others | 1
NonEquipment | Air Compressor Optimization | Performing Routine Maintenance on 20HP Inlet Modulation Fixed-Speed Compressor |  | Commercial | Existing | Healthcare | FPL Blend | Per End Use Consumption | 50519.12 | 45467.21 | 5051.91 | 0.1 | 3 | 0.72748 | 0.75273 | 1334.25 | Miscellaneous |  | Others | 1
NonEquipment | Air Compressor Optimization | Performing Routine Maintenance on 20HP Inlet Modulation Fixed-Speed Compressor | 20 HP Inlet Modulation Fixed-Speed Compressor | Commercial | New | Healthcare | FPL Blend | Per End Use Consumption | 50519.12 | 45467.21 | 5051.91 | 0.1 | 3 | 0.72748 | 0.75273 | 1334.25 | Miscellaneous |  | Others | 1
NonEquipment | Air Compressor Optimization | Performing Routine Maintenance on 20HP Inlet Modulation Fixed-Speed Compressor |  | Commercial | Existing | Hospitals | FPL Blend | Per End Use Consumption | 85491.6 | 76942.44 | 8549.16 | 0.1 | 3 | 0.86347 | 0.87201 | 1334.25 | Miscellaneous |  | Others | 1
NonEquipment | Air Compressor Optimization | Performing Routine Maintenance on 20HP Inlet Modulation Fixed-Speed Compressor | 20 HP Inlet Modulation Fixed-Speed Compressor | Commercial | New | Hospitals | FPL Blend | Per End Use Consumption | 85491.6 | 76942.44 | 8549.16 | 0.1 | 3 | 0.86347 | 0.87201 | 1334.25 | Miscellaneous |  | Others | 1
NonEquipment | Air Compressor Optimization | Performing Routine Maintenance on 20HP Inlet Modulation Fixed-Speed Compressor |  | Commercial | Existing | Institutional | FPL Blend | Per End Use Consumption | 51802.24 | 46622.02 | 5180.22 | 0.1 | 3 | 0.575 | 0.62163 | 1334.25 | Miscellaneous |  | Others | 1
NonEquipment | Air Compressor Optimization | Performing Routine Maintenance on 20HP Inlet Modulation Fixed-Speed Compressor | 20 HP Inlet Modulation Fixed-Speed Compressor | Commercial | New | Institutional | FPL Blend | Per End Use Consumption | 51802.24 | 46622.02 | 5180.22 | 0.1 | 3 | 0.575 | 0.62163 | 1334.25 | Miscellaneous |  | Others | 1
NonEquipment | Air Compressor Optimization | Performing Routine Maintenance on 20HP Inlet Modulation Fixed-Speed Compressor |  | Commercial | Existing | Lodging/Hospitality | FPL Blend | Per End Use Consumption | 72242.64 | 65018.38 | 7224.26 | 0.1 | 3 | 0.773 | 0.90303 | 1334.25 | Miscellaneous |  | Others | 1
NonEquipment | Air Compressor Optimization | Performing Routine Maintenance on 20HP Inlet Modulation Fixed-Speed Compressor | 20 HP Inlet Modulation Fixed-Speed Compressor | Commercial | New | Lodging/Hospitality | FPL Blend | Per End Use Consumption | 72242.64 | 65018.38 | 7224.26 | 0.1 | 3 | 0.773 | 0.90303 | 1334.25 | Miscellaneous |  | Others | 1
NonEquipment | Air Compressor Optimization | Performing Routine Maintenance on 20HP Inlet Modulation Fixed-Speed Compressor |  | Commercial | Existing | Miscellaneous | FPL Blend | Per End Use Consumption | 61276.44 | 55148.8 | 6127.64 | 0.1 | 3 | 0.68017 | 0.72306 | 1334.25 | Miscellaneous |  | Others | 1
NonEquipment | Air Compressor Optimization | Performing Routine Maintenance on 20HP Inlet Modulation Fixed-Speed Compressor | 20 HP Inlet Modulation Fixed-Speed Compressor | Commercial | New | Miscellaneous | FPL Blend | Per End Use Consumption | 61276.44 | 55148.8 | 6127.64 | 0.1 | 3 | 0.68017 | 0.72306 | 1334.25 | Miscellaneous |  | Others | 1
NonEquipment | Air Compressor Optimization | Performing Routine Maintenance on 20HP Inlet Modulation Fixed-Speed Compressor |  | Commercial | Existing | Offices | FPL Blend | Per End Use Consumption | 55800.8 | 50220.72 | 5580.08 | 0.1 | 3 | 0.61939 | 0.65845 | 1334.25 | Miscellaneous |  | Others | 1
NonEquipment | Air Compressor Optimization | Performing Routine Maintenance on 20HP Inlet Modulation Fixed-Speed Compressor | 20 HP Inlet Modulation Fixed-Speed Compressor | Commercial | New | Offices | FPL Blend | Per End Use Consumption | 55800.8 | 50220.72 | 5580.08 | 0.1 | 3 | 0.61939 | 0.65845 | 1334.25 | Miscellaneous |  | Others | 1
NonEquipment | Air Compressor Optimization | Performing Routine Maintenance on 20HP Inlet Modulation Fixed-Speed Compressor |  | Commercial | Existing | Restaurants | FPL Blend | Per End Use Consumption | 78747.76 | 70872.98 | 7874.78 | 0.1 | 3 | 1.0552 | 0.39374 | 1334.25 | Miscellaneous |  | Others | 1
NonEquipment | Air Compressor Optimization | Performing Routine Maintenance on 20HP Inlet Modulation Fixed-Speed Compressor | 20 HP Inlet Modulation Fixed-Speed Compressor | Commercial | New | Restaurants | FPL Blend | Per End Use Consumption | 78747.76 | 70872.98 | 7874.78 | 0.1 | 3 | 1.0552 | 0.39374 | 1334.25 | Miscellaneous |  | Others | 1
NonEquipment | Air Compressor Optimization | Performing Routine Maintenance on 20HP Inlet Modulation Fixed-Speed Compressor |  | Commercial | Existing | Retail | FPL Blend | Per End Use Consumption | 54726.56 | 49253.9 | 5472.66 | 0.1 | 3 | 0.78259 | 0.43234 | 1334.25 | Miscellaneous |  | Others | 1
NonEquipment | Air Compressor Optimization | Performing Routine Maintenance on 20HP Inlet Modulation Fixed-Speed Compressor | 20 HP Inlet Modulation Fixed-Speed Compressor | Commercial | New | Retail | FPL Blend | Per End Use Consumption | 54726.56 | 49253.9 | 5472.66 | 0.1 | 3 | 0.78259 | 0.43234 | 1334.25 | Miscellaneous |  | Others | 1
NonEquipment | Air Compressor Optimization | Performing Routine Maintenance on 20HP Inlet Modulation Fixed-Speed Compressor |  | Commercial | Existing | Schools K-12 | FPL Blend | Per End Use Consumption | 41432.84 | 37289.56 | 4143.28 | 0.1 | 3 | 0.42676 | 0.44333 | 1334.25 | Miscellaneous |  | Others | 1
NonEquipment | Air Compressor Optimization | Performing Routine Maintenance on 20HP Inlet Modulation Fixed-Speed Compressor | 20 HP Inlet Modulation Fixed-Speed Compressor | Commercial | New | Schools K-12 | FPL Blend | Per End Use Consumption | 41432.84 | 37289.56 | 4143.28 | 0.1 | 3 | 0.42676 | 0.44333 | 1334.25 | Miscellaneous |  | Others | 1
NonEquipment | Air Compressor Optimization | Performing Routine Maintenance on 20HP Inlet Modulation Fixed-Speed Compressor |  | Commercial | Existing | Warehouse | FPL Blend | Per End Use Consumption | 54443.08 | 48998.77 | 5444.31 | 0.1 | 3 | 0.83298 | 0.60432 | 1334.25 | Miscellaneous |  | Others | 1
NonEquipment | Air Compressor Optimization | Performing Routine Maintenance on 20HP Inlet Modulation Fixed-Speed Compressor | 20 HP Inlet Modulation Fixed-Speed Compressor | Commercial | New | Warehouse | FPL Blend | Per End Use Consumption | 54443.08 | 48998.77 | 5444.31 | 0.1 | 3 | 0.83298 | 0.60432 | 1334.25 | Miscellaneous |  | Others | 1
Equipment | 20HP Open Drip-Proof (ODP) Motor | High Efficiency 20 HP Open-Drip Proof Motor | 20HP Open-Drip Proof Motor with Current Minimum EPACT Efficiency | Commercial | Turnover | Assembly | FPL Blend | Per Unit | 40801.39 | 40626.65 | 174.74 | 0.0042827 | 15 | 0.02027 | 0.02027 | 1653 | Ventilation and Circulation | Ventilation System |  | 1
Equipment | 20HP Open Drip-Proof (ODP) Motor | High Efficiency 20 HP Open-Drip Proof Motor | 20HP Open-Drip Proof Motor with Current Minimum EPACT Efficiency | Commercial | New | Assembly | FPL Blend | Per Unit | 40801.39 | 40626.65 | 174.74 | 0.0042827 | 15 | 0.02027 | 0.02027 | 1653 | Ventilation and Circulation | Ventilation System |  | 1
Equipment | 20HP Open Drip-Proof (ODP) Motor | High Efficiency 20 HP Open-Drip Proof Motor | 20HP Open-Drip Proof Motor with Current Minimum EPACT Efficiency | Commercial | Turnover | College and University | FPL Blend | Per Unit | 40801.39 | 40626.65 | 174.74 | 0.0042827 | 15 | 0.02027 | 0.02027 | 1653 | Ventilation and Circulation | Ventilation System |  | 1
Equipment | 20HP Open Drip-Proof (ODP) Motor | High Efficiency 20 HP Open-Drip Proof Motor | 20HP Open-Drip Proof Motor with Current Minimum EPACT Efficiency | Commercial | New | College and University | FPL Blend | Per Unit | 40801.39 | 40626.65 | 174.74 | 0.0042827 | 15 | 0.02027 | 0.02027 | 1653 | Ventilation and Circulation | Ventilation System |  | 1
Equipment | 20HP Open Drip-Proof (ODP) Motor | High Efficiency 20 HP Open-Drip Proof Motor | 20HP Open-Drip Proof Motor with Current Minimum EPACT Efficiency | Commercial | Turnover | Data Center | FPL Blend | Per Unit | 40801.39 | 40626.65 | 174.74 | 0.0042827 | 15 | 0.031977 | 0.022716 | 1653 | Ventilation and Circulation | Ventilation System |  | 1
Equipment | 20HP Open Drip-Proof (ODP) Motor | High Efficiency 20 HP Open-Drip Proof Motor | 20HP Open-Drip Proof Motor with Current Minimum EPACT Efficiency | Commercial | New | Data Center | FPL Blend | Per Unit | 40801.39 | 40626.65 | 174.74 | 0.0042827 | 15 | 0.031977 | 0.022716 | 1653 | Ventilation and Circulation | Ventilation System |  | 1
Equipment | 20HP Open Drip-Proof (ODP) Motor | High Efficiency 20 HP Open-Drip Proof Motor | 20HP Open-Drip Proof Motor with Current Minimum EPACT Efficiency | Commercial | Turnover | Grocery | FPL Blend | Per Unit | 40801.39 | 40626.65 | 174.74 | 0.0042827 | 15 | 0.030754 | 0.016426 | 1653 | Ventilation and Circulation | Ventilation System |  | 1
Equipment | 20HP Open Drip-Proof (ODP) Motor | High Efficiency 20 HP Open-Drip Proof Motor | 20HP Open-Drip Proof Motor with Current Minimum EPACT Efficiency | Commercial | New | Grocery | FPL Blend | Per Unit | 40801.39 | 40626.65 | 174.74 | 0.0042827 | 15 | 0.030754 | 0.016426 | 1653 | Ventilation and Circulation | Ventilation System |  | 1
Equipment | 20HP Open Drip-Proof (ODP) Motor | High Efficiency 20 HP Open-Drip Proof Motor | 20HP Open-Drip Proof Motor with Current Minimum EPACT Efficiency | Commercial | Turnover | Healthcare | FPL Blend | Per Unit | 40801.39 | 40626.65 | 174.74 | 0.0042827 | 15 | 0.025687 | 0.022541 | 1653 | Ventilation and Circulation | Ventilation System |  | 1
Equipment | 20HP Open Drip-Proof (ODP) Motor | High Efficiency 20 HP Open-Drip Proof Motor | 20HP Open-Drip Proof Motor with Current Minimum EPACT Efficiency | Commercial | New | Healthcare | FPL Blend | Per Unit | 40801.39 | 40626.65 | 174.74 | 0.0042827 | 15 | 0.025687 | 0.022541 | 1653 | Ventilation and Circulation | Ventilation System |  | 1
Equipment | 20HP Open Drip-Proof (ODP) Motor | High Efficiency 20 HP Open-Drip Proof Motor | 20HP Open-Drip Proof Motor with Current Minimum EPACT Efficiency | Commercial | Turnover | Hospitals | FPL Blend | Per Unit | 40801.39 | 40626.65 | 174.74 | 0.0042827 | 15 | 0.02027 | 0.02027 | 1653 | Ventilation and Circulation | Ventilation System |  | 1
Equipment | 20HP Open Drip-Proof (ODP) Motor | High Efficiency 20 HP Open-Drip Proof Motor | 20HP Open-Drip Proof Motor with Current Minimum EPACT Efficiency | Commercial | New | Hospitals | FPL Blend | Per Unit | 40801.39 | 40626.65 | 174.74 | 0.0042827 | 15 | 0.02027 | 0.02027 | 1653 | Ventilation and Circulation | Ventilation System |  | 1
Equipment | 20HP Open Drip-Proof (ODP) Motor | High Efficiency 20 HP Open-Drip Proof Motor | 20HP Open-Drip Proof Motor with Current Minimum EPACT Efficiency | Commercial | Turnover | Institutional | FPL Blend | Per Unit | 40801.39 | 40626.65 | 174.74 | 0.0042827 | 15 | 0.028657 | 0.022367 | 1653 | Ventilation and Circulation | Ventilation System |  | 1
Equipment | 20HP Open Drip-Proof (ODP) Motor | High Efficiency 20 HP Open-Drip Proof Motor | 20HP Open-Drip Proof Motor with Current Minimum EPACT Efficiency | Commercial | New | Institutional | FPL Blend | Per Unit | 40801.39 | 40626.65 | 174.74 | 0.0042827 | 15 | 0.028657 | 0.022367 | 1653 | Ventilation and Circulation | Ventilation System |  | 1
Equipment | 20HP Open Drip-Proof (ODP) Motor | High Efficiency 20 HP Open-Drip Proof Motor | 20HP Open-Drip Proof Motor with Current Minimum EPACT Efficiency | Commercial | Turnover | Lodging/Hospitality | FPL Blend | Per Unit | 40801.39 | 40626.65 | 174.74 | 0.0042827 | 15 | 0.023415 | 0.019221 | 1653 | Ventilation and Circulation | Ventilation System |  | 1
Equipment | 20HP Open Drip-Proof (ODP) Motor | High Efficiency 20 HP Open-Drip Proof Motor | 20HP Open-Drip Proof Motor with Current Minimum EPACT Efficiency | Commercial | New | Lodging/Hospitality | FPL Blend | Per Unit | 40801.39 | 40626.65 | 174.74 | 0.0042827 | 15 | 0.023415 | 0.019221 | 1653 | Ventilation and Circulation | Ventilation System |  | 1
Equipment | 20HP Open Drip-Proof (ODP) Motor | High Efficiency 20 HP Open-Drip Proof Motor | 20HP Open-Drip Proof Motor with Current Minimum EPACT Efficiency | Commercial | Turnover | Miscellaneous | FPL Blend | Per Unit | 40801.39 | 40626.65 | 174.74 | 0.0042827 | 15 | 0.031977 | 0.022716 | 1653 | Ventilation and Circulation | Ventilation System |  | 1
Equipment | 20HP Open Drip-Proof (ODP) Motor | High Efficiency 20 HP Open-Drip Proof Motor | 20HP Open-Drip Proof Motor with Current Minimum EPACT Efficiency | Commercial | New | Miscellaneous | FPL Blend | Per Unit | 40801.39 | 40626.65 | 174.74 | 0.0042827 | 15 | 0.031977 | 0.022716 | 1653 | Ventilation and Circulation | Ventilation System |  | 1
Equipment | 20HP Open Drip-Proof (ODP) Motor | High Efficiency 20 HP Open-Drip Proof Motor | 20HP Open-Drip Proof Motor with Current Minimum EPACT Efficiency | Commercial | Turnover | Offices | FPL Blend | Per Unit | 40801.39 | 40626.65 | 174.74 | 0.0042827 | 15 | 0.031977 | 0.022716 | 1653 | Ventilation and Circulation | Ventilation System |  | 1
Equipment | 20HP Open Drip-Proof (ODP) Motor | High Efficiency 20 HP Open-Drip Proof Motor | 20HP Open-Drip Proof Motor with Current Minimum EPACT Efficiency | Commercial | New | Offices | FPL Blend | Per Unit | 40801.39 | 40626.65 | 174.74 | 0.0042827 | 15 | 0.031977 | 0.022716 | 1653 | Ventilation and Circulation | Ventilation System |  | 1
Equipment | 20HP Open Drip-Proof (ODP) Motor | High Efficiency 20 HP Open-Drip Proof Motor | 20HP Open-Drip Proof Motor with Current Minimum EPACT Efficiency | Commercial | Turnover | Restaurants | FPL Blend | Per Unit | 40801.39 | 40626.65 | 174.74 | 0.0042827 | 15 | 0.026735 | 0.020445 | 1653 | Ventilation and Circulation | Ventilation System |  | 1
Equipment | 20HP Open Drip-Proof (ODP) Motor | High Efficiency 20 HP Open-Drip Proof Motor | 20HP Open-Drip Proof Motor with Current Minimum EPACT Efficiency | Commercial | New | Restaurants | FPL Blend | Per Unit | 40801.39 | 40626.65 | 174.74 | 0.0042827 | 15 | 0.026735 | 0.020445 | 1653 | Ventilation and Circulation | Ventilation System |  | 1
Equipment | 20HP Open Drip-Proof (ODP) Motor | High Efficiency 20 HP Open-Drip Proof Motor | 20HP Open-Drip Proof Motor with Current Minimum EPACT Efficiency | Commercial | Turnover | Retail | FPL Blend | Per Unit | 40801.39 | 40626.65 | 174.74 | 0.0042827 | 15 | 0.02027 | 0.02027 | 1653 | Ventilation and Circulation | Ventilation System |  | 1
Equipment | 20HP Open Drip-Proof (ODP) Motor | High Efficiency 20 HP Open-Drip Proof Motor | 20HP Open-Drip Proof Motor with Current Minimum EPACT Efficiency | Commercial | New | Retail | FPL Blend | Per Unit | 40801.39 | 40626.65 | 174.74 | 0.0042827 | 15 | 0.02027 | 0.02027 | 1653 | Ventilation and Circulation | Ventilation System |  | 1
Equipment | 20HP Open Drip-Proof (ODP) Motor | High Efficiency 20 HP Open-Drip Proof Motor | 20HP Open-Drip Proof Motor with Current Minimum EPACT Efficiency | Commercial | Turnover | Schools K-12 | FPL Blend | Per Unit | 40801.39 | 40626.65 | 174.74 | 0.0042827 | 15 | 0.031977 | 0.022716 | 1653 | Ventilation and Circulation | Ventilation System |  | 1
Equipment | 20HP Open Drip-Proof (ODP) Motor | High Efficiency 20 HP Open-Drip Proof Motor | 20HP Open-Drip Proof Motor with Current Minimum EPACT Efficiency | Commercial | New | Schools K-12 | FPL Blend | Per Unit | 40801.39 | 40626.65 | 174.74 | 0.0042827 | 15 | 0.031977 | 0.022716 | 1653 | Ventilation and Circulation | Ventilation System |  | 1
Equipment | 20HP Open Drip-Proof (ODP) Motor | High Efficiency 20 HP Open-Drip Proof Motor | 20HP Open-Drip Proof Motor with Current Minimum EPACT Efficiency | Commercial | Turnover | Warehouse | FPL Blend | Per Unit | 40801.39 | 40626.65 | 174.74 | 0.0042827 | 15 | 0.031977 | 0.022716 | 1653 | Ventilation and Circulation | Ventilation System |  | 1
Equipment | 20HP Open Drip-Proof (ODP) Motor | High Efficiency 20 HP Open-Drip Proof Motor | 20HP Open-Drip Proof Motor with Current Minimum EPACT Efficiency | Commercial | New | Warehouse | FPL Blend | Per Unit | 40801.39 | 40626.65 | 174.74 | 0.0042827 | 15 | 0.031977 | 0.022716 | 1653 | Ventilation and Circulation | Ventilation System |  | 1
NonEquipment | Ceiling Insulation(R19 to R38) | Blown-in insulation in ceiling cavity/attic |  | Commercial | Existing | Assembly | FPL Blend | Per End Use Consumption | 124835.85 | 123939.05 | 896.8 | 0.0071838 | 30 | 0.29869 | 0 | 7991.2877 | Space Cooling |  | Heat Pump Cooling | 1
NonEquipment | Ceiling Insulation(R19 to R38) | Blown-in insulation in ceiling cavity/attic | Market Average Existing Ceiling Insulation in older steep slope, residential style commercial building | Commercial | New | Assembly | FPL Blend | Per End Use Consumption | 124835.85 | 123939.05 | 896.8 | 0.0071838 | 30 | 0.29869 | 0 | 7991.2877 | Space Cooling |  | Heat Pump Cooling | 1
NonEquipment | Ceiling Insulation(R19 to R38) | Blown-in insulation in ceiling cavity/attic |  | Commercial | Existing | College and University | FPL Blend | Per End Use Consumption | 50239.28 | 48748.41 | 1490.87 | 0.029675 | 30 | 0.30228 | 0 | 12002.7852 | Space Cooling |  | Heat Pump Cooling | 1
NonEquipment | Ceiling Insulation(R19 to R38) | Blown-in insulation in ceiling cavity/attic | Market Average Existing Ceiling Insulation in older steep slope, residential style commercial building | Commercial | New | College and University | FPL Blend | Per End Use Consumption | 50239.28 | 48748.41 | 1490.87 | 0.029675 | 30 | 0.30228 | 0 | 12002.7852 | Space Cooling |  | Heat Pump Cooling | 1
NonEquipment | Ceiling Insulation(R19 to R38) | Blown-in insulation in ceiling cavity/attic |  | Commercial | Existing | Data Center | FPL Blend | Per End Use Consumption | 246589.32 | 237844.83 | 8744.49 | 0.035462 | 30 | 1.773 | 0 | 37907.3461 | Space Cooling |  | Heat Pump Cooling | 1
NonEquipment | Ceiling Insulation(R19 to R38) | Blown-in insulation in ceiling cavity/attic | Market Average Existing Ceiling Insulation in older steep slope, residential style commercial building | Commercial | New | Data Center | FPL Blend | Per End Use Consumption | 246589.32 | 237844.83 | 8744.49 | 0.035462 | 30 | 1.773 | 0 | 37907.3461 | Space Cooling |  | Heat Pump Cooling | 1
NonEquipment | Ceiling Insulation(R19 to R38) | Blown-in insulation in ceiling cavity/attic |  | Commercial | Existing | Grocery | FPL Blend | Per End Use Consumption | 10146.03 | 10025.49 | 120.54 | 0.011881 | 30 | 0.034183 | 0 | 1849.6207 | Space Cooling |  | Heat Pump Cooling | 1
NonEquipment | Ceiling Insulation(R19 to R38) | Blown-in insulation in ceiling cavity/attic | Market Average Existing Ceiling Insulation in older steep slope, residential style commercial building | Commercial | New | Grocery | FPL Blend | Per End Use Consumption | 10146.03 | 10025.49 | 120.54 | 0.011881 | 30 | 0.034183 | 0 | 1849.6207 | Space Cooling |  | Heat Pump Cooling | 1
NonEquipment | Ceiling Insulation(R19 to R38) | Blown-in insulation in ceiling cavity/attic |  | Commercial | Existing | Healthcare | FPL Blend | Per End Use Consumption | 21063.51 | 19771.56 | 1291.95 | 0.061336 | 30 | 0.26195 | 0 | 5324.3068 | Space Cooling |  | Heat Pump Cooling | 1
NonEquipment | Ceiling Insulation(R19 to R38) | Blown-in insulation in ceiling cavity/attic | Market Average Existing Ceiling Insulation in older steep slope, residential style commercial building | Commercial | New | Healthcare | FPL Blend | Per End Use Consumption | 21063.51 | 19771.56 | 1291.95 | 0.061336 | 30 | 0.26195 | 0 | 5324.3068 | Space Cooling |  | Heat Pump Cooling | 1
NonEquipment | Ceiling Insulation(R19 to R38) | Blown-in insulation in ceiling cavity/attic |  | Commercial | Existing | Hospitals | FPL Blend | Per End Use Consumption | 1853377.69 | 1841062.29 | 12315.4 | 0.0066448 | 30 | 2.497 | 0 | 53387.262 | Space Cooling |  | Heat Pump Cooling | 1
NonEquipment | Ceiling Insulation(R19 to R38) | Blown-in insulation in ceiling cavity/attic | Market Average Existing Ceiling Insulation in older steep slope, residential style commercial building | Commercial | New | Hospitals | FPL Blend | Per End Use Consumption | 1853377.69 | 1841062.29 | 12315.4 | 0.0066448 | 30 | 2.497 | 0 | 53387.262 | Space Cooling |  | Heat Pump Cooling | 1
NonEquipment | Ceiling Insulation(R19 to R38) | Blown-in insulation in ceiling cavity/attic |  | Commercial | Existing | Institutional | FPL Blend | Per End Use Consumption | 24647.04 | 24216.19 | 430.85 | 0.017481 | 30 | 0.087356 | 0 | 7001.784 | Space Cooling |  | Heat Pump Cooling | 1
NonEquipment | Ceiling Insulation(R19 to R38) | Blown-in insulation in ceiling cavity/attic | Market Average Existing Ceiling Insulation in older steep slope, residential style commercial building | Commercial | New | Institutional | FPL Blend | Per End Use Consumption | 24647.04 | 24216.19 | 430.85 | 0.017481 | 30 | 0.087356 | 0 | 7001.784 | Space Cooling |  | Heat Pump Cooling | 1
NonEquipment | Ceiling Insulation(R19 to R38) | Blown-in insulation in ceiling cavity/attic |  | Commercial | Existing | Lodging/Hospitality | FPL Blend | Per End Use Consumption | 200655.84 | 198584.42 | 2071.42 | 0.010323 | 30 | 0.3967 | 0 | 11269.2996 | Space Cooling |  | Heat Pump Cooling | 1
NonEquipment | Ceiling Insulation(R19 to R38) | Blown-in insulation in ceiling cavity/attic | Market Average Existing Ceiling Insulation in older steep slope, residential style commercial building | Commercial | New | Lodging/Hospitality | FPL Blend | Per End Use Consumption | 200655.84 | 198584.42 | 2071.42 | 0.010323 | 30 | 0.3967 | 0 | 11269.2996 | Space Cooling |  | Heat Pump Cooling | 1
NonEquipment | Ceiling Insulation(R19 to R38) | Blown-in insulation in ceiling cavity/attic |  | Commercial | Existing | Miscellaneous | FPL Blend | Per End Use Consumption | 44622.6 | 43549.53 | 1073.07 | 0.024048 | 30 | 0.3574 | 0 | 17126.6363 | Space Cooling |  | Heat Pump Cooling | 1
NonEquipment | Ceiling Insulation(R19 to R38) | Blown-in insulation in ceiling cavity/attic | Market Average Existing Ceiling Insulation in older steep slope, residential style commercial building | Commercial | New | Miscellaneous | FPL Blend | Per End Use Consumption | 44622.6 | 43549.53 | 1073.07 | 0.024048 | 30 | 0.3574 | 0 | 17126.6363 | Space Cooling |  | Heat Pump Cooling | 1
NonEquipment | Ceiling Insulation(R19 to R38) | Blown-in insulation in ceiling cavity/attic |  | Commercial | Existing | Offices | FPL Blend | Per End Use Consumption | 56539.56 | 55426.72 | 1112.84 | 0.019683 | 30 | 0.37064 | 0 | 8910.5197 | Space Cooling |  | Heat Pump Cooling | 1
NonEquipment | Ceiling Insulation(R19 to R38) | Blown-in insulation in ceiling cavity/attic | Market Average Existing Ceiling Insulation in older steep slope, residential style commercial building | Commercial | New | Offices | FPL Blend | Per End Use Consumption | 56539.56 | 55426.72 | 1112.84 | 0.019683 | 30 | 0.37064 | 0 | 8910.5197 | Space Cooling |  | Heat Pump Cooling | 1
NonEquipment | Ceiling Insulation(R19 to R38) | Blown-in insulation in ceiling cavity/attic |  | Commercial | Existing | Restaurants | FPL Blend | Per End Use Consumption | 48502.8 | 47973.68 | 529.12 | 0.010909 | 30 | 0.15005 | 0 | 2822.5417 | Space Cooling |  | Heat Pump Cooling | 1
NonEquipment | Ceiling Insulation(R19 to R38) | Blown-in insulation in ceiling cavity/attic | Market Average Existing Ceiling Insulation in older steep slope, residential style commercial building | Commercial | New | Restaurants | FPL Blend | Per End Use Consumption | 48502.8 | 47973.68 | 529.12 | 0.010909 | 30 | 0.15005 | 0 | 2822.5417 | Space Cooling |  | Heat Pump Cooling | 1
NonEquipment | Ceiling Insulation(R19 to R38) | Blown-in insulation in ceiling cavity/attic |  | Commercial | Existing | Retail | FPL Blend | Per End Use Consumption | 71635.38 | 69184.91 | 2450.47 | 0.034208 | 30 | 0.81616 | 0 | 16853.1289 | Space Cooling |  | Heat Pump Cooling | 1
NonEquipment | Ceiling Insulation(R19 to R38) | Blown-in insulation in ceiling cavity/attic | Market Average Existing Ceiling Insulation in older steep slope, residential style commercial building | Commercial | New | Retail | FPL Blend | Per End Use Consumption | 71635.38 | 69184.91 | 2450.47 | 0.034208 | 30 | 0.81616 | 0 | 16853.1289 | Space Cooling |  | Heat Pump Cooling | 1
NonEquipment | Ceiling Insulation(R19 to R38) | Blown-in insulation in ceiling cavity/attic |  | Commercial | Existing | Schools K-12 | FPL Blend | Per End Use Consumption | 160602.9 | 158260.91 | 2341.99 | 0.014582 | 30 | 0.78003 | 0 | 18479.5975 | Space Cooling |  | Heat Pump Cooling | 1
NonEquipment | Ceiling Insulation(R19 to R38) | Blown-in insulation in ceiling cavity/attic | Market Average Existing Ceiling Insulation in older steep slope, residential style commercial building | Commercial | New | Schools K-12 | FPL Blend | Per End Use Consumption | 160602.9 | 158260.91 | 2341.99 | 0.014582 | 30 | 0.78003 | 0 | 18479.5975 | Space Cooling |  | Heat Pump Cooling | 1
NonEquipment | Ceiling Insulation(R19 to R38) | Blown-in insulation in ceiling cavity/attic |  | Commercial | Existing | Warehouse | FPL Blend | Per End Use Consumption | 19405.96 | 19077.93 | 328.03 | 0.016904 | 30 | 0.10925 | 0 | 11711.7666 | Space Cooling |  | Heat Pump Cooling | 1
NonEquipment | Ceiling Insulation(R19 to R38) | Blown-in insulation in ceiling cavity/attic | Market Average Existing Ceiling Insulation in older steep slope, residential style commercial building | Commercial | New | Warehouse | FPL Blend | Per End Use Consumption | 19405.96 | 19077.93 | 328.03 | 0.016904 | 30 | 0.10925 | 0 | 11711.7666 | Space Cooling |  | Heat Pump Cooling | 1
NonEquipment | Ceiling Insulation(R19 to R38) | Blown-in insulation in ceiling cavity/attic |  | Commercial | Existing | Assembly | FPL Blend | Per End Use Consumption | 15896.7 | 15874.73 | 21.97 | 0.001382 | 30 | 0 | 0.050051 | 195.7723 | Space Heating |  | Packaged central unit | 1
NonEquipment | Ceiling Insulation(R19 to R38) | Blown-in insulation in ceiling cavity/attic | Market Average Existing Ceiling Insulation in older steep slope, residential style commercial building | Commercial | New | Assembly | FPL Blend | Per End Use Consumption | 15896.7 | 15874.73 | 21.97 | 0.001382 | 30 | 0 | 0.050051 | 195.7723 | Space Heating |  | Packaged central unit | 1
NonEquipment | Ceiling Insulation(R19 to R38) | Blown-in insulation in ceiling cavity/attic |  | Commercial | Existing | College and University | FPL Blend | Per End Use Consumption | 7804.16 | 7771.23 | 32.93 | 0.0042195 | 30 | 0 | 0.0063354 | 265.1148 | Space Heating |  | Packaged central unit | 1
NonEquipment | Ceiling Insulation(R19 to R38) | Blown-in insulation in ceiling cavity/attic | Market Average Existing Ceiling Insulation in older steep slope, residential style commercial building | Commercial | New | College and University | FPL Blend | Per End Use Consumption | 7804.16 | 7771.23 | 32.93 | 0.0042195 | 30 | 0 | 0.0063354 | 265.1148 | Space Heating |  | Packaged central unit | 1
NonEquipment | Ceiling Insulation(R19 to R38) | Blown-in insulation in ceiling cavity/attic |  | Commercial | Existing | Data Center | FPL Blend | Per End Use Consumption | 59557.59 | 59371.01 | 186.58 | 0.0031328 | 30 | 0 | 0.035896 | 808.8239 | Space Heating |  | Packaged central unit | 1
NonEquipment | Ceiling Insulation(R19 to R38) | Blown-in insulation in ceiling cavity/attic | Market Average Existing Ceiling Insulation in older steep slope, residential style commercial building | Commercial | New | Data Center | FPL Blend | Per End Use Consumption | 59557.59 | 59371.01 | 186.58 | 0.0031328 | 30 | 0 | 0.035896 | 808.8239 | Space Heating |  | Packaged central unit | 1
NonEquipment | Ceiling Insulation(R19 to R38) | Blown-in insulation in ceiling cavity/attic |  | Commercial | Existing | Grocery | FPL Blend | Per End Use Consumption | 6897.17 | 6887.94 | 9.23 | 0.0013382 | 30 | 0 | 0.0070936 | 141.6293 | Space Heating |  | Packaged central unit | 1
NonEquipment | Ceiling Insulation(R19 to R38) | Blown-in insulation in ceiling cavity/attic | Market Average Existing Ceiling Insulation in older steep slope, residential style commercial building | Commercial | New | Grocery | FPL Blend | Per End Use Consumption | 6897.17 | 6887.94 | 9.23 | 0.0013382 | 30 | 0 | 0.0070936 | 141.6293 | Space Heating |  | Packaged central unit | 1
NonEquipment | Ceiling Insulation(R19 to R38) | Blown-in insulation in ceiling cavity/attic |  | Commercial | Existing | Healthcare | FPL Blend | Per End Use Consumption | 10674.72 | 10651.91 | 22.81 | 0.0021368 | 30 | 0 | 0.0043884 | 94.0032 | Space Heating |  | Packaged central unit | 1
NonEquipment | Ceiling Insulation(R19 to R38) | Blown-in insulation in ceiling cavity/attic | Market Average Existing Ceiling Insulation in older steep slope, residential style commercial building | Commercial | New | Healthcare | FPL Blend | Per End Use Consumption | 10674.72 | 10651.91 | 22.81 | 0.0021368 | 30 | 0 | 0.0043884 | 94.0032 | Space Heating |  | Packaged central unit | 1
NonEquipment | Ceiling Insulation(R19 to R38) | Blown-in insulation in ceiling cavity/attic |  | Commercial | Existing | Hospitals | FPL Blend | Per End Use Consumption | 218709.88 | 218447.11 | 262.77 | 0.0012015 | 30 | 0 | 0.050554 | 1139.108 | Space Heating |  | Packaged central unit | 1
NonEquipment | Ceiling Insulation(R19 to R38) | Blown-in insulation in ceiling cavity/attic | Market Average Existing Ceiling Insulation in older steep slope, residential style commercial building | Commercial | New | Hospitals | FPL Blend | Per End Use Consumption | 218709.88 | 218447.11 | 262.77 | 0.0012015 | 30 | 0 | 0.050554 | 1139.108 | Space Heating |  | Packaged central unit | 1
NonEquipment | Ceiling Insulation(R19 to R38) | Blown-in insulation in ceiling cavity/attic |  | Commercial | Existing | Institutional | FPL Blend | Per End Use Consumption | 7344.32 | 7327.45 | 16.87 | 0.002297 | 30 | 0 | 0.0032456 | 274.156 | Space Heating |  | Packaged central unit | 1
NonEquipment | Ceiling Insulation(R19 to R38) | Blown-in insulation in ceiling cavity/attic | Market Average Existing Ceiling Insulation in older steep slope, residential style commercial building | Commercial | New | Institutional | FPL Blend | Per End Use Consumption | 7344.32 | 7327.45 | 16.87 | 0.002297 | 30 | 0 | 0.0032456 | 274.156 | Space Heating |  | Packaged central unit | 1
NonEquipment | Ceiling Insulation(R19 to R38) | Blown-in insulation in ceiling cavity/attic |  | Commercial | Existing | Lodging/Hospitality | FPL Blend | Per End Use Consumption | 23018.96 | 22986.85 | 32.11 | 0.0013949 | 30 | 0 | 0.021151 | 174.6904 | Space Heating |  | Packaged central unit | 1
NonEquipment | Ceiling Insulation(R19 to R38) | Blown-in insulation in ceiling cavity/attic | Market Average Existing Ceiling Insulation in older steep slope, residential style commercial building | Commercial | New | Lodging/Hospitality | FPL Blend | Per End Use Consumption | 23018.96 | 22986.85 | 32.11 | 0.0013949 | 30 | 0 | 0.021151 | 174.6904 | Space Heating |  | Packaged central unit | 1
NonEquipment | Ceiling Insulation(R19 to R38) | Blown-in insulation in ceiling cavity/attic |  | Commercial | Existing | Miscellaneous | FPL Blend | Per End Use Consumption | 25015.7 | 24990.03 | 25.67 | 0.0010262 | 30 | 0 | 0.05848 | 409.7037 | Space Heating |  | Packaged central unit | 1
NonEquipment | Ceiling Insulation(R19 to R38) | Blown-in insulation in ceiling cavity/attic | Market Average Existing Ceiling Insulation in older steep slope, residential style commercial building | Commercial | New | Miscellaneous | FPL Blend | Per End Use Consumption | 25015.7 | 24990.03 | 25.67 | 0.0010262 | 30 | 0 | 0.05848 | 409.7037 | Space Heating |  | Packaged central unit | 1
NonEquipment | Ceiling Insulation(R19 to R38) | Blown-in insulation in ceiling cavity/attic |  | Commercial | Existing | Offices | FPL Blend | Per End Use Consumption | 28712.88 | 28698.57 | 14.31 | 0.00049838 | 30 | 0 | 0.0326 | 114.5803 | Space Heating |  | Packaged central unit | 1
NonEquipment | Ceiling Insulation(R19 to R38) | Blown-in insulation in ceiling cavity/attic | Market Average Existing Ceiling Insulation in older steep slope, residential style commercial building | Commercial | New | Offices | FPL Blend | Per End Use Consumption | 28712.88 | 28698.57 | 14.31 | 0.00049838 | 30 | 0 | 0.0326 | 114.5803 | Space Heating |  | Packaged central unit | 1
NonEquipment | Ceiling Insulation(R19 to R38) | Blown-in insulation in ceiling cavity/attic |  | Commercial | Existing | Restaurants | FPL Blend | Per End Use Consumption | 17714.5 | 17685.05 | 29.45 | 0.0016625 | 30 | 0 | 0.022633 | 157.0983 | Space Heating |  | Packaged central unit | 1
NonEquipment | Ceiling Insulation(R19 to R38) | Blown-in insulation in ceiling cavity/attic | Market Average Existing Ceiling Insulation in older steep slope, residential style commercial building | Commercial | New | Restaurants | FPL Blend | Per End Use Consumption | 17714.5 | 17685.05 | 29.45 | 0.0016625 | 30 | 0 | 0.022633 | 157.0983 | Space Heating |  | Packaged central unit | 1
NonEquipment | Ceiling Insulation(R19 to R38) | Blown-in insulation in ceiling cavity/attic |  | Commercial | Existing | Retail | FPL Blend | Per End Use Consumption | 25434.06 | 25324.51 | 109.55 | 0.0043072 | 30 | 0 | 0.24957 | 753.4311 | Space Heating |  | Packaged central unit | 1
NonEquipment | Ceiling Insulation(R19 to R38) | Blown-in insulation in ceiling cavity/attic | Market Average Existing Ceiling Insulation in older steep slope, residential style commercial building | Commercial | New | Retail | FPL Blend | Per End Use Consumption | 25434.06 | 25324.51 | 109.55 | 0.0043072 | 30 | 0 | 0.24957 | 753.4311 | Space Heating |  | Packaged central unit | 1
NonEquipment | Ceiling Insulation(R19 to R38) | Blown-in insulation in ceiling cavity/attic |  | Commercial | Existing | Schools K-12 | FPL Blend | Per End Use Consumption | 50002.14 | 49891.15 | 110.99 | 0.0022197 | 30 | 0 | 0.25285 | 875.7725 | Space Heating |  | Packaged central unit | 1
NonEquipment | Ceiling Insulation(R19 to R38) | Blown-in insulation in ceiling cavity/attic | Market Average Existing Ceiling Insulation in older steep slope, residential style commercial building | Commercial | New | Schools K-12 | FPL Blend | Per End Use Consumption | 50002.14 | 49891.15 | 110.99 | 0.0022197 | 30 | 0 | 0.25285 | 875.7725 | Space Heating |  | Packaged central unit | 1
NonEquipment | Ceiling Insulation(R19 to R38) | Blown-in insulation in ceiling cavity/attic |  | Commercial | Existing | Warehouse | FPL Blend | Per End Use Consumption | 8514.86 | 8496.77 | 18.09 | 0.0021245 | 30 | 0 | 0.041212 | 645.8734 | Space Heating |  | Packaged central unit | 1
NonEquipment | Ceiling Insulation(R19 to R38) | Blown-in insulation in ceiling cavity/attic | Market Average Existing Ceiling Insulation in older steep slope, residential style commercial building | Commercial | New | Warehouse | FPL Blend | Per End Use Consumption | 8514.86 | 8496.77 | 18.09 | 0.0021245 | 30 | 0 | 0.041212 | 645.8734 | Space Heating |  | Packaged central unit | 1
NonEquipment | Ceiling Insulation(R19 to R49) | Blown-in insulation in ceiling cavity/attic - Beyond Code |  | Commercial | Existing | Assembly | FPL Blend | Per End Use Consumption | 124835.85 | 123737.73 | 1098.12 | 0.0087965 | 30 | 0.36574 | 0 | 8280.0628 | Space Cooling |  | Heat Pump Cooling | 1
NonEquipment | Ceiling Insulation(R19 to R49) | Blown-in insulation in ceiling cavity/attic - Beyond Code | Market Average Existing Ceiling Insulation in older steep slope, residential style commercial building | Commercial | New | Assembly | FPL Blend | Per End Use Consumption | 124835.85 | 123737.73 | 1098.12 | 0.0087965 | 30 | 0.36574 | 0 | 8280.0628 | Space Cooling |  | Heat Pump Cooling | 1
NonEquipment | Ceiling Insulation(R19 to R49) | Blown-in insulation in ceiling cavity/attic - Beyond Code |  | Commercial | Existing | College and University | FPL Blend | Per End Use Consumption | 50239.28 | 48413.72 | 1825.56 | 0.036337 | 30 | 0.37014 | 0 | 12436.6397 | Space Cooling |  | Heat Pump Cooling | 1
NonEquipment | Ceiling Insulation(R19 to R49) | Blown-in insulation in ceiling cavity/attic - Beyond Code | Market Average Existing Ceiling Insulation in older steep slope, residential style commercial building | Commercial | New | College and University | FPL Blend | Per End Use Consumption | 50239.28 | 48413.72 | 1825.56 | 0.036337 | 30 | 0.37014 | 0 | 12436.6397 | Space Cooling |  | Heat Pump Cooling | 1
NonEquipment | Ceiling Insulation(R19 to R49) | Blown-in insulation in ceiling cavity/attic - Beyond Code |  | Commercial | Existing | Data Center | FPL Blend | Per End Use Consumption | 246589.32 | 235881.78 | 10707.54 | 0.043423 | 30 | 2.171 | 0 | 39277.5008 | Space Cooling |  | Heat Pump Cooling | 1
NonEquipment | Ceiling Insulation(R19 to R49) | Blown-in insulation in ceiling cavity/attic - Beyond Code | Market Average Existing Ceiling Insulation in older steep slope, residential style commercial building | Commercial | New | Data Center | FPL Blend | Per End Use Consumption | 246589.32 | 235881.78 | 10707.54 | 0.043423 | 30 | 2.171 | 0 | 39277.5008 | Space Cooling |  | Heat Pump Cooling | 1
NonEquipment | Ceiling Insulation(R19 to R49) | Blown-in insulation in ceiling cavity/attic - Beyond Code |  | Commercial | Existing | Grocery | FPL Blend | Per End Use Consumption | 10146.03 | 9998.44 | 147.59 | 0.014547 | 30 | 0.041853 | 0 | 1916.4964 | Space Cooling |  | Heat Pump Cooling | 1
NonEquipment | Ceiling Insulation(R19 to R49) | Blown-in insulation in ceiling cavity/attic - Beyond Code | Market Average Existing Ceiling Insulation in older steep slope, residential style commercial building | Commercial | New | Grocery | FPL Blend | Per End Use Consumption | 10146.03 | 9998.44 | 147.59 | 0.014547 | 30 | 0.041853 | 0 | 1916.4964 | Space Cooling |  | Heat Pump Cooling | 1
NonEquipment | Ceiling Insulation(R19 to R49) | Blown-in insulation in ceiling cavity/attic - Beyond Code |  | Commercial | Existing | Healthcare | FPL Blend | Per End Use Consumption | 21063.51 | 19481.53 | 1581.98 | 0.075105 | 30 | 0.32075 | 0 | 5516.7513 | Space Cooling |  | Heat Pump Cooling | 1
NonEquipment | Ceiling Insulation(R19 to R49) | Blown-in insulation in ceiling cavity/attic - Beyond Code | Market Average Existing Ceiling Insulation in older steep slope, residential style commercial building | Commercial | New | Healthcare | FPL Blend | Per End Use Consumption | 21063.51 | 19481.53 | 1581.98 | 0.075105 | 30 | 0.32075 | 0 | 5516.7513 | Space Cooling |  | Heat Pump Cooling | 1
NonEquipment | Ceiling Insulation(R19 to R49) | Blown-in insulation in ceiling cavity/attic - Beyond Code |  | Commercial | Existing | Hospitals | FPL Blend | Per End Use Consumption | 1853377.69 | 1838297.61 | 15080.08 | 0.0081365 | 30 | 3.0575 | 0 | 55316.9262 | Space Cooling |  | Heat Pump Cooling | 1
NonEquipment | Ceiling Insulation(R19 to R49) | Blown-in insulation in ceiling cavity/attic - Beyond Code | Market Average Existing Ceiling Insulation in older steep slope, residential style commercial building | Commercial | New | Hospitals | FPL Blend | Per End Use Consumption | 1853377.69 | 1838297.61 | 15080.08 | 0.0081365 | 30 | 3.0575 | 0 | 55316.9262 | Space Cooling |  | Heat Pump Cooling | 1
NonEquipment | Ceiling Insulation(R19 to R49) | Blown-in insulation in ceiling cavity/attic - Beyond Code |  | Commercial | Existing | Institutional | FPL Blend | Per End Use Consumption | 24647.04 | 24119.47 | 527.57 | 0.021405 | 30 | 0.10697 | 0 | 7254.9584 | Space Cooling |  | Heat Pump Cooling | 1
NonEquipment | Ceiling Insulation(R19 to R49) | Blown-in insulation in ceiling cavity/attic - Beyond Code | Market Average Existing Ceiling Insulation in older steep slope, residential style commercial building | Commercial | New | Institutional | FPL Blend | Per End Use Consumption | 24647.04 | 24119.47 | 527.57 | 0.021405 | 30 | 0.10697 | 0 | 7254.9584 | Space Cooling |  | Heat Pump Cooling | 1
NonEquipment | Ceiling Insulation(R19 to R49) | Blown-in insulation in ceiling cavity/attic - Beyond Code |  | Commercial | Existing | Lodging/Hospitality | FPL Blend | Per End Use Consumption | 200655.84 | 198119.4 | 2536.44 | 0.012641 | 30 | 0.48575 | 0 | 11676.6186 | Space Cooling |  | Heat Pump Cooling | 1
NonEquipment | Ceiling Insulation(R19 to R49) | Blown-in insulation in ceiling cavity/attic - Beyond Code | Market Average Existing Ceiling Insulation in older steep slope, residential style commercial building | Commercial | New | Lodging/Hospitality | FPL Blend | Per End Use Consumption | 200655.84 | 198119.4 | 2536.44 | 0.012641 | 30 | 0.48575 | 0 | 11676.6186 | Space Cooling |  | Heat Pump Cooling | 1
NonEquipment | Ceiling Insulation(R19 to R49) | Blown-in insulation in ceiling cavity/attic - Beyond Code |  | Commercial | Existing | Miscellaneous | FPL Blend | Per End Use Consumption | 44622.6 | 43308.63 | 1313.97 | 0.029446 | 30 | 0.43763 | 0 | 17745.5828 | Space Cooling |  | Heat Pump Cooling | 1
NonEquipment | Ceiling Insulation(R19 to R49) | Blown-in insulation in ceiling cavity/attic - Beyond Code | Market Average Existing Ceiling Insulation in older steep slope, residential style commercial building | Commercial | New | Miscellaneous | FPL Blend | Per End Use Consumption | 44622.6 | 43308.63 | 1313.97 | 0.029446 | 30 | 0.43763 | 0 | 17745.5828 | Space Cooling |  | Heat Pump Cooling | 1
NonEquipment | Ceiling Insulation(R19 to R49) | Blown-in insulation in ceiling cavity/attic - Beyond Code |  | Commercial | Existing | Offices | FPL Blend | Per End Use Consumption | 56539.56 | 55176.9 | 1362.66 | 0.024101 | 30 | 0.45385 | 0 | 9232.5376 | Space Cooling |  | Heat Pump Cooling | 1
NonEquipment | Ceiling Insulation(R19 to R49) | Blown-in insulation in ceiling cavity/attic - Beyond Code | Market Average Existing Ceiling Insulation in older steep slope, residential style commercial building | Commercial | New | Offices | FPL Blend | Per End Use Consumption | 56539.56 | 55176.9 | 1362.66 | 0.024101 | 30 | 0.45385 | 0 | 9232.5376 | Space Cooling |  | Heat Pump Cooling | 1
NonEquipment | Ceiling Insulation(R19 to R49) | Blown-in insulation in ceiling cavity/attic - Beyond Code |  | Commercial | Existing | Restaurants | FPL Blend | Per End Use Consumption | 48502.8 | 47854.89 | 647.91 | 0.013358 | 30 | 0.18373 | 0 | 2924.5705 | Space Cooling |  | Heat Pump Cooling | 1
NonEquipment | Ceiling Insulation(R19 to R49) | Blown-in insulation in ceiling cavity/attic - Beyond Code | Market Average Existing Ceiling Insulation in older steep slope, residential style commercial building | Commercial | New | Restaurants | FPL Blend | Per End Use Consumption | 48502.8 | 47854.89 | 647.91 | 0.013358 | 30 | 0.18373 | 0 | 2924.5705 | Space Cooling |  | Heat Pump Cooling | 1
NonEquipment | Ceiling Insulation(R19 to R49) | Blown-in insulation in ceiling cavity/attic - Beyond Code |  | Commercial | Existing | Retail | FPL Blend | Per End Use Consumption | 71635.38 | 68634.81 | 3000.57 | 0.041887 | 30 | 0.99938 | 0 | 17462.2449 | Space Cooling |  | Heat Pump Cooling | 1
NonEquipment | Ceiling Insulation(R19 to R49) | Blown-in insulation in ceiling cavity/attic - Beyond Code | Market Average Existing Ceiling Insulation in older steep slope, residential style commercial building | Commercial | New | Retail | FPL Blend | Per End Use Consumption | 71635.38 | 68634.81 | 3000.57 | 0.041887 | 30 | 0.99938 | 0 | 17462.2449 | Space Cooling |  | Heat Pump Cooling | 1
NonEquipment | Ceiling Insulation(R19 to R49) | Blown-in insulation in ceiling cavity/attic - Beyond Code |  | Commercial | Existing | Schools K-12 | FPL Blend | Per End Use Consumption | 160602.9 | 157735.16 | 2867.74 | 0.017856 | 30 | 0.95514 | 0 | 19147.5713 | Space Cooling |  | Heat Pump Cooling | 1
NonEquipment | Ceiling Insulation(R19 to R49) | Blown-in insulation in ceiling cavity/attic - Beyond Code | Market Average Existing Ceiling Insulation in older steep slope, residential style commercial building | Commercial | New | Schools K-12 | FPL Blend | Per End Use Consumption | 160602.9 | 157735.16 | 2867.74 | 0.017856 | 30 | 0.95514 | 0 | 19147.5713 | Space Cooling |  | Heat Pump Cooling | 1
NonEquipment | Ceiling Insulation(R19 to R49) | Blown-in insulation in ceiling cavity/attic - Beyond Code |  | Commercial | Existing | Warehouse | FPL Blend | Per End Use Consumption | 19405.96 | 19004.29 | 401.67 | 0.020698 | 30 | 0.13378 | 0 | 12135.112 | Space Cooling |  | Heat Pump Cooling | 1
NonEquipment | Ceiling Insulation(R19 to R49) | Blown-in insulation in ceiling cavity/attic - Beyond Code | Market Average Existing Ceiling Insulation in older steep slope, residential style commercial building | Commercial | New | Warehouse | FPL Blend | Per End Use Consumption | 19405.96 | 19004.29 | 401.67 | 0.020698 | 30 | 0.13378 | 0 | 12135.112 | Space Cooling |  | Heat Pump Cooling | 1
NonEquipment | Ceiling Insulation(R19 to R49) | Blown-in insulation in ceiling cavity/attic - Beyond Code |  | Commercial | Existing | Assembly | FPL Blend | Per End Use Consumption | 15896.7 | 15869.79 | 26.91 | 0.0016928 | 30 | 0 | 0.061305 | 202.9072 | Space Heating |  | Packaged central unit | 1
NonEquipment | Ceiling Insulation(R19 to R49) | Blown-in insulation in ceiling cavity/attic - Beyond Code | Market Average Existing Ceiling Insulation in older steep slope, residential style commercial building | Commercial | New | Assembly | FPL Blend | Per End Use Consumption | 15896.7 | 15869.79 | 26.91 | 0.0016928 | 30 | 0 | 0.061305 | 202.9072 | Space Heating |  | Packaged central unit | 1
NonEquipment | Ceiling Insulation(R19 to R49) | Blown-in insulation in ceiling cavity/attic - Beyond Code |  | Commercial | Existing | College and University | FPL Blend | Per End Use Consumption | 7804.16 | 7763.84 | 40.32 | 0.0051665 | 30 | 0 | 0.0077572 | 274.6803 | Space Heating |  | Packaged central unit | 1
NonEquipment | Ceiling Insulation(R19 to R49) | Blown-in insulation in ceiling cavity/attic - Beyond Code | Market Average Existing Ceiling Insulation in older steep slope, residential style commercial building | Commercial | New | College and University | FPL Blend | Per End Use Consumption | 7804.16 | 7763.84 | 40.32 | 0.0051665 | 30 | 0 | 0.0077572 | 274.6803 | Space Heating |  | Packaged central unit | 1
NonEquipment | Ceiling Insulation(R19 to R49) | Blown-in insulation in ceiling cavity/attic - Beyond Code |  | Commercial | Existing | Data Center | FPL Blend | Per End Use Consumption | 59557.59 | 59329.13 | 228.46 | 0.003836 | 30 | 0 | 0.043953 | 838.0392 | Space Heating |  | Packaged central unit | 1
NonEquipment | Ceiling Insulation(R19 to R49) | Blown-in insulation in ceiling cavity/attic - Beyond Code | Market Average Existing Ceiling Insulation in older steep slope, residential style commercial building | Commercial | New | Data Center | FPL Blend | Per End Use Consumption | 59557.59 | 59329.13 | 228.46 | 0.003836 | 30 | 0 | 0.043953 | 838.0392 | Space Heating |  | Packaged central unit | 1
NonEquipment | Ceiling Insulation(R19 to R49) | Blown-in insulation in ceiling cavity/attic - Beyond Code |  | Commercial | Existing | Grocery | FPL Blend | Per End Use Consumption | 6897.17 | 6885.87 | 11.3 | 0.0016384 | 30 | 0 | 0.0086845 | 146.7336 | Space Heating |  | Packaged central unit | 1
NonEquipment | Ceiling Insulation(R19 to R49) | Blown-in insulation in ceiling cavity/attic - Beyond Code | Market Average Existing Ceiling Insulation in older steep slope, residential style commercial building | Commercial | New | Grocery | FPL Blend | Per End Use Consumption | 6897.17 | 6885.87 | 11.3 | 0.0016384 | 30 | 0 | 0.0086845 | 146.7336 | Space Heating |  | Packaged central unit | 1
NonEquipment | Ceiling Insulation(R19 to R49) | Blown-in insulation in ceiling cavity/attic - Beyond Code |  | Commercial | Existing | Healthcare | FPL Blend | Per End Use Consumption | 10674.72 | 10646.79 | 27.93 | 0.0026165 | 30 | 0 | 0.0053735 | 97.3987 | Space Heating |  | Packaged central unit | 1
NonEquipment | Ceiling Insulation(R19 to R49) | Blown-in insulation in ceiling cavity/attic - Beyond Code | Market Average Existing Ceiling Insulation in older steep slope, residential style commercial building | Commercial | New | Healthcare | FPL Blend | Per End Use Consumption | 10674.72 | 10646.79 | 27.93 | 0.0026165 | 30 | 0 | 0.0053735 | 97.3987 | Space Heating |  | Packaged central unit | 1
NonEquipment | Ceiling Insulation(R19 to R49) | Blown-in insulation in ceiling cavity/attic - Beyond Code |  | Commercial | Existing | Hospitals | FPL Blend | Per End Use Consumption | 218709.88 | 218388.12 | 321.76 | 0.0014712 | 30 | 0 | 0.061903 | 1180.2838 | Space Heating |  | Packaged central unit | 1
NonEquipment | Ceiling Insulation(R19 to R49) | Blown-in insulation in ceiling cavity/attic - Beyond Code | Market Average Existing Ceiling Insulation in older steep slope, residential style commercial building | Commercial | New | Hospitals | FPL Blend | Per End Use Consumption | 218709.88 | 218388.12 | 321.76 | 0.0014712 | 30 | 0 | 0.061903 | 1180.2838 | Space Heating |  | Packaged central unit | 1
NonEquipment | Ceiling Insulation(R19 to R49) | Blown-in insulation in ceiling cavity/attic - Beyond Code |  | Commercial | Existing | Institutional | FPL Blend | Per End Use Consumption | 7344.32 | 7323.67 | 20.65 | 0.0028117 | 30 | 0 | 0.0039729 | 283.9716 | Space Heating |  | Packaged central unit | 1
NonEquipment | Ceiling Insulation(R19 to R49) | Blown-in insulation in ceiling cavity/attic - Beyond Code | Market Average Existing Ceiling Insulation in older steep slope, residential style commercial building | Commercial | New | Institutional | FPL Blend | Per End Use Consumption | 7344.32 | 7323.67 | 20.65 | 0.0028117 | 30 | 0 | 0.0039729 | 283.9716 | Space Heating |  | Packaged central unit | 1
NonEquipment | Ceiling Insulation(R19 to R49) | Blown-in insulation in ceiling cavity/attic - Beyond Code |  | Commercial | Existing | Lodging/Hospitality | FPL Blend | Per End Use Consumption | 23018.96 | 22979.64 | 39.32 | 0.0017082 | 30 | 0 | 0.0259 | 181.0114 | Space Heating |  | Packaged central unit | 1
NonEquipment | Ceiling Insulation(R19 to R49) | Blown-in insulation in ceiling cavity/attic - Beyond Code | Market Average Existing Ceiling Insulation in older steep slope, residential style commercial building | Commercial | New | Lodging/Hospitality | FPL Blend | Per End Use Consumption | 23018.96 | 22979.64 | 39.32 | 0.0017082 | 30 | 0 | 0.0259 | 181.0114 | Space Heating |  | Packaged central unit | 1
NonEquipment | Ceiling Insulation(R19 to R49) | Blown-in insulation in ceiling cavity/attic - Beyond Code |  | Commercial | Existing | Miscellaneous | FPL Blend | Per End Use Consumption | 25015.7 | 24984.26 | 31.44 | 0.0012568 | 30 | 0 | 0.071625 | 424.6072 | Space Heating |  | Packaged central unit | 1
NonEquipment | Ceiling Insulation(R19 to R49) | Blown-in insulation in ceiling cavity/attic - Beyond Code | Market Average Existing Ceiling Insulation in older steep slope, residential style commercial building | Commercial | New | Miscellaneous | FPL Blend | Per End Use Consumption | 25015.7 | 24984.26 | 31.44 | 0.0012568 | 30 | 0 | 0.071625 | 424.6072 | Space Heating |  | Packaged central unit | 1
NonEquipment | Ceiling Insulation(R19 to R49) | Blown-in insulation in ceiling cavity/attic - Beyond Code |  | Commercial | Existing | Offices | FPL Blend | Per End Use Consumption | 28712.88 | 28695.35 | 17.53 | 0.00061053 | 30 | 0 | 0.039936 | 118.7724 | Space Heating |  | Packaged central unit | 1
NonEquipment | Ceiling Insulation(R19 to R49) | Blown-in insulation in ceiling cavity/attic - Beyond Code | Market Average Existing Ceiling Insulation in older steep slope, residential style commercial building | Commercial | New | Offices | FPL Blend | Per End Use Consumption | 28712.88 | 28695.35 | 17.53 | 0.00061053 | 30 | 0 | 0.039936 | 118.7724 | Space Heating |  | Packaged central unit | 1
NonEquipment | Ceiling Insulation(R19 to R49) | Blown-in insulation in ceiling cavity/attic - Beyond Code |  | Commercial | Existing | Restaurants | FPL Blend | Per End Use Consumption | 17714.5 | 17678.44 | 36.06 | 0.0020356 | 30 | 0 | 0.027714 | 162.7695 | Space Heating |  | Packaged central unit | 1
NonEquipment | Ceiling Insulation(R19 to R49) | Blown-in insulation in ceiling cavity/attic - Beyond Code | Market Average Existing Ceiling Insulation in older steep slope, residential style commercial building | Commercial | New | Restaurants | FPL Blend | Per End Use Consumption | 17714.5 | 17678.44 | 36.06 | 0.0020356 | 30 | 0 | 0.027714 | 162.7695 | Space Heating |  | Packaged central unit | 1
NonEquipment | Ceiling Insulation(R19 to R49) | Blown-in insulation in ceiling cavity/attic - Beyond Code |  | Commercial | Existing | Retail | FPL Blend | Per End Use Consumption | 25434.06 | 25299.91 | 134.15 | 0.0052744 | 30 | 0 | 0.30561 | 780.7051 | Space Heating |  | Packaged central unit | 1
NonEquipment | Ceiling Insulation(R19 to R49) | Blown-in insulation in ceiling cavity/attic - Beyond Code | Market Average Existing Ceiling Insulation in older steep slope, residential style commercial building | Commercial | New | Retail | FPL Blend | Per End Use Consumption | 25434.06 | 25299.91 | 134.15 | 0.0052744 | 30 | 0 | 0.30561 | 780.7051 | Space Heating |  | Packaged central unit | 1
NonEquipment | Ceiling Insulation(R19 to R49) | Blown-in insulation in ceiling cavity/attic - Beyond Code |  | Commercial | Existing | Schools K-12 | FPL Blend | Per End Use Consumption | 50002.14 | 49866.24 | 135.9 | 0.0027179 | 30 | 0 | 0.3096 | 907.3887 | Space Heating |  | Packaged central unit | 1
NonEquipment | Ceiling Insulation(R19 to R49) | Blown-in insulation in ceiling cavity/attic - Beyond Code | Market Average Existing Ceiling Insulation in older steep slope, residential style commercial building | Commercial | New | Schools K-12 | FPL Blend | Per End Use Consumption | 50002.14 | 49866.24 | 135.9 | 0.0027179 | 30 | 0 | 0.3096 | 907.3887 | Space Heating |  | Packaged central unit | 1
NonEquipment | Ceiling Insulation(R19 to R49) | Blown-in insulation in ceiling cavity/attic - Beyond Code |  | Commercial | Existing | Warehouse | FPL Blend | Per End Use Consumption | 8514.86 | 8492.71 | 22.15 | 0.0026013 | 30 | 0 | 0.050461 | 669.188 | Space Heating |  | Packaged central unit | 1
NonEquipment | Ceiling Insulation(R19 to R49) | Blown-in insulation in ceiling cavity/attic - Beyond Code | Market Average Existing Ceiling Insulation in older steep slope, residential style commercial building | Commercial | New | Warehouse | FPL Blend | Per End Use Consumption | 8514.86 | 8492.71 | 22.15 | 0.0026013 | 30 | 0 | 0.050461 | 669.188 | Space Heating |  | Packaged central unit | 1
NonEquipment | Energy Star windows | 100ft2 of Window meeting Energy Star Version 6.0 Requirements (U-Value: 0.27, SHGC: 0.21) |  | Commercial | Existing | Assembly | FPL Blend | Per 100 S.F. | 124835.85 | 124095.57 | 740.28 | 0.00593 | 20 | 0.24656 | 0 | 2485.9519 | Space Cooling |  | Heat Pump Cooling | 1
NonEquipment | Energy Star windows | 100ft2 of Window meeting Energy Star Version 6.0 Requirements (U-Value: 0.27, SHGC: 0.21) | 100ft2 of Window meeting Energy Star Version 5.0 Requirements (U-Value: 0.3, SHGC: 0.3) | Commercial | New | Assembly | FPL Blend | Per 100 S.F. | 124835.85 | 124095.57 | 740.28 | 0.00593 | 20 | 0.24656 | 0 | 2485.9519 | Space Cooling |  | Heat Pump Cooling | 1
NonEquipment | Energy Star windows | 100ft2 of Window meeting Energy Star Version 6.0 Requirements (U-Value: 0.27, SHGC: 0.21) |  | Commercial | Existing | College and University | FPL Blend | Per 100 S.F. | 50239.28 | 49941.36 | 297.92 | 0.00593 | 20 | 0.060404 | 0 | 3656.0729 | Space Cooling |  | Heat Pump Cooling | 1
NonEquipment | Energy Star windows | 100ft2 of Window meeting Energy Star Version 6.0 Requirements (U-Value: 0.27, SHGC: 0.21) | 100ft2 of Window meeting Energy Star Version 5.0 Requirements (U-Value: 0.3, SHGC: 0.3) | Commercial | New | College and University | FPL Blend | Per 100 S.F. | 50239.28 | 49941.36 | 297.92 | 0.00593 | 20 | 0.060404 | 0 | 3656.0729 | Space Cooling |  | Heat Pump Cooling | 1
NonEquipment | Energy Star windows | 100ft2 of Window meeting Energy Star Version 6.0 Requirements (U-Value: 0.27, SHGC: 0.21) |  | Commercial | Existing | Data Center | FPL Blend | Per 100 S.F. | 246589.32 | 245127.05 | 1462.27 | 0.00593 | 20 | 0.29648 | 0 | 13216.9248 | Space Cooling |  | Heat Pump Cooling | 1
NonEquipment | Energy Star windows | 100ft2 of Window meeting Energy Star Version 6.0 Requirements (U-Value: 0.27, SHGC: 0.21) | 100ft2 of Window meeting Energy Star Version 5.0 Requirements (U-Value: 0.3, SHGC: 0.3) | Commercial | New | Data Center | FPL Blend | Per 100 S.F. | 246589.32 | 245127.05 | 1462.27 | 0.00593 | 20 | 0.29648 | 0 | 13216.9248 | Space Cooling |  | Heat Pump Cooling | 1
NonEquipment | Energy Star windows | 100ft2 of Window meeting Energy Star Version 6.0 Requirements (U-Value: 0.27, SHGC: 0.21) |  | Commercial | Existing | Grocery | FPL Blend | Per 100 S.F. | 10146.03 | 10085.86 | 60.17 | 0.0059304 | 20 | 0.017063 | 0 | 187.732 | Space Cooling |  | Heat Pump Cooling | 1
NonEquipment | Energy Star windows | 100ft2 of Window meeting Energy Star Version 6.0 Requirements (U-Value: 0.27, SHGC: 0.21) | 100ft2 of Window meeting Energy Star Version 5.0 Requirements (U-Value: 0.3, SHGC: 0.3) | Commercial | New | Grocery | FPL Blend | Per 100 S.F. | 10146.03 | 10085.86 | 60.17 | 0.0059304 | 20 | 0.017063 | 0 | 187.732 | Space Cooling |  | Heat Pump Cooling | 1
NonEquipment | Energy Star windows | 100ft2 of Window meeting Energy Star Version 6.0 Requirements (U-Value: 0.27, SHGC: 0.21) |  | Commercial | Existing | Healthcare | FPL Blend | Per 100 S.F. | 21063.51 | 20938.6 | 124.91 | 0.0059302 | 20 | 0.025326 | 0 | 814.1569 | Space Cooling |  | Heat Pump Cooling | 1
NonEquipment | Energy Star windows | 100ft2 of Window meeting Energy Star Version 6.0 Requirements (U-Value: 0.27, SHGC: 0.21) | 100ft2 of Window meeting Energy Star Version 5.0 Requirements (U-Value: 0.3, SHGC: 0.3) | Commercial | New | Healthcare | FPL Blend | Per 100 S.F. | 21063.51 | 20938.6 | 124.91 | 0.0059302 | 20 | 0.025326 | 0 | 814.1569 | Space Cooling |  | Heat Pump Cooling | 1
NonEquipment | Energy Star windows | 100ft2 of Window meeting Energy Star Version 6.0 Requirements (U-Value: 0.27, SHGC: 0.21) |  | Commercial | Existing | Hospitals | FPL Blend | Per 100 S.F. | 1853377.69 | 1842387.16 | 10990.53 | 0.00593 | 20 | 2.2284 | 0 | 30729.9066 | Space Cooling |  | Heat Pump Cooling | 1
NonEquipment | Energy Star windows | 100ft2 of Window meeting Energy Star Version 6.0 Requirements (U-Value: 0.27, SHGC: 0.21) | 100ft2 of Window meeting Energy Star Version 5.0 Requirements (U-Value: 0.3, SHGC: 0.3) | Commercial | New | Hospitals | FPL Blend | Per 100 S.F. | 1853377.69 | 1842387.16 | 10990.53 | 0.00593 | 20 | 2.2284 | 0 | 30729.9066 | Space Cooling |  | Heat Pump Cooling | 1
NonEquipment | Energy Star windows | 100ft2 of Window meeting Energy Star Version 6.0 Requirements (U-Value: 0.27, SHGC: 0.21) |  | Commercial | Existing | Institutional | FPL Blend | Per 100 S.F. | 24647.04 | 24500.88 | 146.16 | 0.0059301 | 20 | 0.029634 | 0 | 1428.449 | Space Cooling |  | Heat Pump Cooling | 1
NonEquipment | Energy Star windows | 100ft2 of Window meeting Energy Star Version 6.0 Requirements (U-Value: 0.27, SHGC: 0.21) | 100ft2 of Window meeting Energy Star Version 5.0 Requirements (U-Value: 0.3, SHGC: 0.3) | Commercial | New | Institutional | FPL Blend | Per 100 S.F. | 24647.04 | 24500.88 | 146.16 | 0.0059301 | 20 | 0.029634 | 0 | 1428.449 | Space Cooling |  | Heat Pump Cooling | 1
NonEquipment | Energy Star windows | 100ft2 of Window meeting Energy Star Version 6.0 Requirements (U-Value: 0.27, SHGC: 0.21) |  | Commercial | Existing | Lodging/Hospitality | FPL Blend | Per 100 S.F. | 200655.84 | 199465.95 | 1189.89 | 0.00593 | 20 | 0.22788 | 0 | 7133.6023 | Space Cooling |  | Heat Pump Cooling | 1
NonEquipment | Energy Star windows | 100ft2 of Window meeting Energy Star Version 6.0 Requirements (U-Value: 0.27, SHGC: 0.21) | 100ft2 of Window meeting Energy Star Version 5.0 Requirements (U-Value: 0.3, SHGC: 0.3) | Commercial | New | Lodging/Hospitality | FPL Blend | Per 100 S.F. | 200655.84 | 199465.95 | 1189.89 | 0.00593 | 20 | 0.22788 | 0 | 7133.6023 | Space Cooling |  | Heat Pump Cooling | 1
NonEquipment | Energy Star windows | 100ft2 of Window meeting Energy Star Version 6.0 Requirements (U-Value: 0.27, SHGC: 0.21) |  | Commercial | Existing | Miscellaneous | FPL Blend | Per 100 S.F. | 44622.6 | 44357.99 | 264.61 | 0.00593 | 20 | 0.088132 | 0 | 2709.1511 | Space Cooling |  | Heat Pump Cooling | 1
NonEquipment | Energy Star windows | 100ft2 of Window meeting Energy Star Version 6.0 Requirements (U-Value: 0.27, SHGC: 0.21) | 100ft2 of Window meeting Energy Star Version 5.0 Requirements (U-Value: 0.3, SHGC: 0.3) | Commercial | New | Miscellaneous | FPL Blend | Per 100 S.F. | 44622.6 | 44357.99 | 264.61 | 0.00593 | 20 | 0.088132 | 0 | 2709.1511 | Space Cooling |  | Heat Pump Cooling | 1
NonEquipment | Energy Star windows | 100ft2 of Window meeting Energy Star Version 6.0 Requirements (U-Value: 0.27, SHGC: 0.21) |  | Commercial | Existing | Offices | FPL Blend | Per 100 S.F. | 56539.56 | 56204.28 | 335.28 | 0.00593 | 20 | 0.11167 | 0 | 1512.053 | Space Cooling |  | Heat Pump Cooling | 1
NonEquipment | Energy Star windows | 100ft2 of Window meeting Energy Star Version 6.0 Requirements (U-Value: 0.27, SHGC: 0.21) | 100ft2 of Window meeting Energy Star Version 5.0 Requirements (U-Value: 0.3, SHGC: 0.3) | Commercial | New | Offices | FPL Blend | Per 100 S.F. | 56539.56 | 56204.28 | 335.28 | 0.00593 | 20 | 0.11167 | 0 | 1512.053 | Space Cooling |  | Heat Pump Cooling | 1
NonEquipment | Energy Star windows | 100ft2 of Window meeting Energy Star Version 6.0 Requirements (U-Value: 0.27, SHGC: 0.21) |  | Commercial | Existing | Restaurants | FPL Blend | Per 100 S.F. | 48502.8 | 48215.18 | 287.62 | 0.00593 | 20 | 0.081563 | 0 | 515.5916 | Space Cooling |  | Heat Pump Cooling | 1
NonEquipment | Energy Star windows | 100ft2 of Window meeting Energy Star Version 6.0 Requirements (U-Value: 0.27, SHGC: 0.21) | 100ft2 of Window meeting Energy Star Version 5.0 Requirements (U-Value: 0.3, SHGC: 0.3) | Commercial | New | Restaurants | FPL Blend | Per 100 S.F. | 48502.8 | 48215.18 | 287.62 | 0.00593 | 20 | 0.081563 | 0 | 515.5916 | Space Cooling |  | Heat Pump Cooling | 1
NonEquipment | Energy Star windows | 100ft2 of Window meeting Energy Star Version 6.0 Requirements (U-Value: 0.27, SHGC: 0.21) |  | Commercial | Existing | Retail | FPL Blend | Per 100 S.F. | 71635.38 | 71210.58 | 424.8 | 0.00593 | 20 | 0.14148 | 0 | 2447.8803 | Space Cooling |  | Heat Pump Cooling | 1
NonEquipment | Energy Star windows | 100ft2 of Window meeting Energy Star Version 6.0 Requirements (U-Value: 0.27, SHGC: 0.21) | 100ft2 of Window meeting Energy Star Version 5.0 Requirements (U-Value: 0.3, SHGC: 0.3) | Commercial | New | Retail | FPL Blend | Per 100 S.F. | 71635.38 | 71210.58 | 424.8 | 0.00593 | 20 | 0.14148 | 0 | 2447.8803 | Space Cooling |  | Heat Pump Cooling | 1
NonEquipment | Energy Star windows | 100ft2 of Window meeting Energy Star Version 6.0 Requirements (U-Value: 0.27, SHGC: 0.21) |  | Commercial | Existing | Schools K-12 | FPL Blend | Per 100 S.F. | 160602.9 | 159650.52 | 952.38 | 0.00593 | 20 | 0.3172 | 0 | 3718.1805 | Space Cooling |  | Heat Pump Cooling | 1
NonEquipment | Energy Star windows | 100ft2 of Window meeting Energy Star Version 6.0 Requirements (U-Value: 0.27, SHGC: 0.21) | 100ft2 of Window meeting Energy Star Version 5.0 Requirements (U-Value: 0.3, SHGC: 0.3) | Commercial | New | Schools K-12 | FPL Blend | Per 100 S.F. | 160602.9 | 159650.52 | 952.38 | 0.00593 | 20 | 0.3172 | 0 | 3718.1805 | Space Cooling |  | Heat Pump Cooling | 1
NonEquipment | Energy Star windows | 100ft2 of Window meeting Energy Star Version 6.0 Requirements (U-Value: 0.27, SHGC: 0.21) |  | Commercial | Existing | Warehouse | FPL Blend | Per 100 S.F. | 19405.96 | 19290.88 | 115.08 | 0.0059301 | 20 | 0.038329 | 0 | 1845.1605 | Space Cooling |  | Heat Pump Cooling | 1
NonEquipment | Energy Star windows | 100ft2 of Window meeting Energy Star Version 6.0 Requirements (U-Value: 0.27, SHGC: 0.21) | 100ft2 of Window meeting Energy Star Version 5.0 Requirements (U-Value: 0.3, SHGC: 0.3) | Commercial | New | Warehouse | FPL Blend | Per 100 S.F. | 19405.96 | 19290.88 | 115.08 | 0.0059301 | 20 | 0.038329 | 0 | 1845.1605 | Space Cooling |  | Heat Pump Cooling | 1
NonEquipment | Energy Star windows | 100ft2 of Window meeting Energy Star Version 6.0 Requirements (U-Value: 0.27, SHGC: 0.21) |  | Commercial | Existing | Assembly | FPL Blend | Per 100 S.F. | 15896.7 | 15592.76 | 303.94 | 0.01912 | 20 | 0 | 0.69242 | 1020.6681 | Space Heating |  | Packaged central unit | 1
NonEquipment | Energy Star windows | 100ft2 of Window meeting Energy Star Version 6.0 Requirements (U-Value: 0.27, SHGC: 0.21) | 100ft2 of Window meeting Energy Star Version 5.0 Requirements (U-Value: 0.3, SHGC: 0.3) | Commercial | New | Assembly | FPL Blend | Per 100 S.F. | 15896.7 | 15592.76 | 303.94 | 0.01912 | 20 | 0 | 0.69242 | 1020.6681 | Space Heating |  | Packaged central unit | 1
NonEquipment | Energy Star windows | 100ft2 of Window meeting Energy Star Version 6.0 Requirements (U-Value: 0.27, SHGC: 0.21) |  | Commercial | Existing | College and University | FPL Blend | Per 100 S.F. | 7804.16 | 7654.94 | 149.22 | 0.019121 | 20 | 0 | 0.028708 | 1831.2271 | Space Heating |  | Packaged central unit | 1
NonEquipment | Energy Star windows | 100ft2 of Window meeting Energy Star Version 6.0 Requirements (U-Value: 0.27, SHGC: 0.21) | 100ft2 of Window meeting Energy Star Version 5.0 Requirements (U-Value: 0.3, SHGC: 0.3) | Commercial | New | College and University | FPL Blend | Per 100 S.F. | 7804.16 | 7654.94 | 149.22 | 0.019121 | 20 | 0 | 0.028708 | 1831.2271 | Space Heating |  | Packaged central unit | 1
NonEquipment | Energy Star windows | 100ft2 of Window meeting Energy Star Version 6.0 Requirements (U-Value: 0.27, SHGC: 0.21) |  | Commercial | Existing | Data Center | FPL Blend | Per 100 S.F. | 59557.59 | 58418.85 | 1138.74 | 0.01912 | 20 | 0 | 0.21908 | 10292.6552 | Space Heating |  | Packaged central unit | 1
NonEquipment | Energy Star windows | 100ft2 of Window meeting Energy Star Version 6.0 Requirements (U-Value: 0.27, SHGC: 0.21) | 100ft2 of Window meeting Energy Star Version 5.0 Requirements (U-Value: 0.3, SHGC: 0.3) | Commercial | New | Data Center | FPL Blend | Per 100 S.F. | 59557.59 | 58418.85 | 1138.74 | 0.01912 | 20 | 0 | 0.21908 | 10292.6552 | Space Heating |  | Packaged central unit | 1
NonEquipment | Energy Star windows | 100ft2 of Window meeting Energy Star Version 6.0 Requirements (U-Value: 0.27, SHGC: 0.21) |  | Commercial | Existing | Grocery | FPL Blend | Per 100 S.F. | 6897.17 | 6765.3 | 131.87 | 0.019119 | 20 | 0 | 0.10135 | 411.438 | Space Heating |  | Packaged central unit | 1
NonEquipment | Energy Star windows | 100ft2 of Window meeting Energy Star Version 6.0 Requirements (U-Value: 0.27, SHGC: 0.21) | 100ft2 of Window meeting Energy Star Version 5.0 Requirements (U-Value: 0.3, SHGC: 0.3) | Commercial | New | Grocery | FPL Blend | Per 100 S.F. | 6897.17 | 6765.3 | 131.87 | 0.019119 | 20 | 0 | 0.10135 | 411.438 | Space Heating |  | Packaged central unit | 1
NonEquipment | Energy Star windows | 100ft2 of Window meeting Energy Star Version 6.0 Requirements (U-Value: 0.27, SHGC: 0.21) |  | Commercial | Existing | Healthcare | FPL Blend | Per 100 S.F. | 10674.72 | 10470.62 | 204.1 | 0.01912 | 20 | 0 | 0.039267 | 1330.3131 | Space Heating |  | Packaged central unit | 1
NonEquipment | Energy Star windows | 100ft2 of Window meeting Energy Star Version 6.0 Requirements (U-Value: 0.27, SHGC: 0.21) | 100ft2 of Window meeting Energy Star Version 5.0 Requirements (U-Value: 0.3, SHGC: 0.3) | Commercial | New | Healthcare | FPL Blend | Per 100 S.F. | 10674.72 | 10470.62 | 204.1 | 0.01912 | 20 | 0 | 0.039267 | 1330.3131 | Space Heating |  | Packaged central unit | 1
NonEquipment | Energy Star windows | 100ft2 of Window meeting Energy Star Version 6.0 Requirements (U-Value: 0.27, SHGC: 0.21) |  | Commercial | Existing | Hospitals | FPL Blend | Per 100 S.F. | 218709.88 | 214528.15 | 4181.73 | 0.01912 | 20 | 0 | 0.80452 | 11692.2634 | Space Heating |  | Packaged central unit | 1
NonEquipment | Energy Star windows | 100ft2 of Window meeting Energy Star Version 6.0 Requirements (U-Value: 0.27, SHGC: 0.21) | 100ft2 of Window meeting Energy Star Version 5.0 Requirements (U-Value: 0.3, SHGC: 0.3) | Commercial | New | Hospitals | FPL Blend | Per 100 S.F. | 218709.88 | 214528.15 | 4181.73 | 0.01912 | 20 | 0 | 0.80452 | 11692.2634 | Space Heating |  | Packaged central unit | 1
NonEquipment | Energy Star windows | 100ft2 of Window meeting Energy Star Version 6.0 Requirements (U-Value: 0.27, SHGC: 0.21) |  | Commercial | Existing | Institutional | FPL Blend | Per 100 S.F. | 7344.32 | 7203.9 | 140.42 | 0.01912 | 20 | 0 | 0.027015 | 1372.351 | Space Heating |  | Packaged central unit | 1
NonEquipment | Energy Star windows | 100ft2 of Window meeting Energy Star Version 6.0 Requirements (U-Value: 0.27, SHGC: 0.21) | 100ft2 of Window meeting Energy Star Version 5.0 Requirements (U-Value: 0.3, SHGC: 0.3) | Commercial | New | Institutional | FPL Blend | Per 100 S.F. | 7344.32 | 7203.9 | 140.42 | 0.01912 | 20 | 0 | 0.027015 | 1372.351 | Space Heating |  | Packaged central unit | 1
NonEquipment | Energy Star windows | 100ft2 of Window meeting Energy Star Version 6.0 Requirements (U-Value: 0.27, SHGC: 0.21) |  | Commercial | Existing | Lodging/Hospitality | FPL Blend | Per 100 S.F. | 23018.96 | 22578.84 | 440.12 | 0.01912 | 20 | 0 | 0.28991 | 2638.5977 | Space Heating |  | Packaged central unit | 1
NonEquipment | Energy Star windows | 100ft2 of Window meeting Energy Star Version 6.0 Requirements (U-Value: 0.27, SHGC: 0.21) | 100ft2 of Window meeting Energy Star Version 5.0 Requirements (U-Value: 0.3, SHGC: 0.3) | Commercial | New | Lodging/Hospitality | FPL Blend | Per 100 S.F. | 23018.96 | 22578.84 | 440.12 | 0.01912 | 20 | 0 | 0.28991 | 2638.5977 | Space Heating |  | Packaged central unit | 1
NonEquipment | Energy Star windows | 100ft2 of Window meeting Energy Star Version 6.0 Requirements (U-Value: 0.27, SHGC: 0.21) |  | Commercial | Existing | Miscellaneous | FPL Blend | Per 100 S.F. | 25015.7 | 24537.4 | 478.3 | 0.01912 | 20 | 0 | 1.0896 | 4896.9689 | Space Heating |  | Packaged central unit | 1
NonEquipment | Energy Star windows | 100ft2 of Window meeting Energy Star Version 6.0 Requirements (U-Value: 0.27, SHGC: 0.21) | 100ft2 of Window meeting Energy Star Version 5.0 Requirements (U-Value: 0.3, SHGC: 0.3) | Commercial | New | Miscellaneous | FPL Blend | Per 100 S.F. | 25015.7 | 24537.4 | 478.3 | 0.01912 | 20 | 0 | 1.0896 | 4896.9689 | Space Heating |  | Packaged central unit | 1
NonEquipment | Energy Star windows | 100ft2 of Window meeting Energy Star Version 6.0 Requirements (U-Value: 0.27, SHGC: 0.21) |  | Commercial | Existing | Offices | FPL Blend | Per 100 S.F. | 28712.88 | 28163.89 | 548.99 | 0.01912 | 20 | 0 | 1.2507 | 2475.847 | Space Heating |  | Packaged central unit | 1
NonEquipment | Energy Star windows | 100ft2 of Window meeting Energy Star Version 6.0 Requirements (U-Value: 0.27, SHGC: 0.21) | 100ft2 of Window meeting Energy Star Version 5.0 Requirements (U-Value: 0.3, SHGC: 0.3) | Commercial | New | Offices | FPL Blend | Per 100 S.F. | 28712.88 | 28163.89 | 548.99 | 0.01912 | 20 | 0 | 1.2507 | 2475.847 | Space Heating |  | Packaged central unit | 1
NonEquipment | Energy Star windows | 100ft2 of Window meeting Energy Star Version 6.0 Requirements (U-Value: 0.27, SHGC: 0.21) |  | Commercial | Existing | Restaurants | FPL Blend | Per 100 S.F. | 17714.5 | 17375.8 | 338.7 | 0.01912 | 20 | 0 | 0.2603 | 607.1584 | Space Heating |  | Packaged central unit | 1
NonEquipment | Energy Star windows | 100ft2 of Window meeting Energy Star Version 6.0 Requirements (U-Value: 0.27, SHGC: 0.21) | 100ft2 of Window meeting Energy Star Version 5.0 Requirements (U-Value: 0.3, SHGC: 0.3) | Commercial | New | Restaurants | FPL Blend | Per 100 S.F. | 17714.5 | 17375.8 | 338.7 | 0.01912 | 20 | 0 | 0.2603 | 607.1584 | Space Heating |  | Packaged central unit | 1
NonEquipment | Energy Star windows | 100ft2 of Window meeting Energy Star Version 6.0 Requirements (U-Value: 0.27, SHGC: 0.21) |  | Commercial | Existing | Retail | FPL Blend | Per 100 S.F. | 25434.06 | 24947.76 | 486.3 | 0.01912 | 20 | 0 | 1.1079 | 2802.2697 | Space Heating |  | Packaged central unit | 1
NonEquipment | Energy Star windows | 100ft2 of Window meeting Energy Star Version 6.0 Requirements (U-Value: 0.27, SHGC: 0.21) | 100ft2 of Window meeting Energy Star Version 5.0 Requirements (U-Value: 0.3, SHGC: 0.3) | Commercial | New | Retail | FPL Blend | Per 100 S.F. | 25434.06 | 24947.76 | 486.3 | 0.01912 | 20 | 0 | 1.1079 | 2802.2697 | Space Heating |  | Packaged central unit | 1
NonEquipment | Energy Star windows | 100ft2 of Window meeting Energy Star Version 6.0 Requirements (U-Value: 0.27, SHGC: 0.21) |  | Commercial | Existing | Schools K-12 | FPL Blend | Per 100 S.F. | 50002.14 | 49046.1 | 956.04 | 0.01912 | 20 | 0 | 2.178 | 3732.4695 | Space Heating |  | Packaged central unit | 1
NonEquipment | Energy Star windows | 100ft2 of Window meeting Energy Star Version 6.0 Requirements (U-Value: 0.27, SHGC: 0.21) | 100ft2 of Window meeting Energy Star Version 5.0 Requirements (U-Value: 0.3, SHGC: 0.3) | Commercial | New | Schools K-12 | FPL Blend | Per 100 S.F. | 50002.14 | 49046.1 | 956.04 | 0.01912 | 20 | 0 | 2.178 | 3732.4695 | Space Heating |  | Packaged central unit | 1
NonEquipment | Energy Star windows | 100ft2 of Window meeting Energy Star Version 6.0 Requirements (U-Value: 0.27, SHGC: 0.21) |  | Commercial | Existing | Warehouse | FPL Blend | Per 100 S.F. | 8514.86 | 8352.06 | 162.8 | 0.01912 | 20 | 0 | 0.37088 | 2610.2895 | Space Heating |  | Packaged central unit | 1
NonEquipment | Energy Star windows | 100ft2 of Window meeting Energy Star Version 6.0 Requirements (U-Value: 0.27, SHGC: 0.21) | 100ft2 of Window meeting Energy Star Version 5.0 Requirements (U-Value: 0.3, SHGC: 0.3) | Commercial | New | Warehouse | FPL Blend | Per 100 S.F. | 8514.86 | 8352.06 | 162.8 | 0.01912 | 20 | 0 | 0.37088 | 2610.2895 | Space Heating |  | Packaged central unit | 1
NonEquipment | Engine Block Timer | Plug-in timer that activates engine block timer to reduce unnecessary run time |  | Commercial | Existing | Assembly | FPL Blend | Per Timer | 720 | 144 | 576 | 0.8 | 3 | 0.098496 | 0.042624 | 10.48 | Miscellaneous |  | Others | 1
NonEquipment | Engine Block Timer | Plug-in timer that activates engine block timer to reduce unnecessary run time | Engine block heater (typically used for backup generators) running continuously | Commercial | New | Assembly | FPL Blend | Per Timer | 720 | 144 | 576 | 0.8 | 3 | 0.098496 | 0.042624 | 10.48 | Miscellaneous |  | Others | 1
NonEquipment | Engine Block Timer | Plug-in timer that activates engine block timer to reduce unnecessary run time |  | Commercial | Existing | College and University | FPL Blend | Per Timer | 720 | 144 | 576 | 0.8 | 3 | 0.058176 | 0.058752 | 10.48 | Miscellaneous |  | Others | 1
NonEquipment | Engine Block Timer | Plug-in timer that activates engine block timer to reduce unnecessary run time | Engine block heater (typically used for backup generators) running continuously | Commercial | New | College and University | FPL Blend | Per Timer | 720 | 144 | 576 | 0.8 | 3 | 0.058176 | 0.058752 | 10.48 | Miscellaneous |  | Others | 1
NonEquipment | Engine Block Timer | Plug-in timer that activates engine block timer to reduce unnecessary run time |  | Commercial | Existing | Data Center | FPL Blend | Per Timer | 720 | 144 | 576 | 0.8 | 3 | 0.063936 | 0.067968 | 10.48 | Miscellaneous |  | Others | 1
NonEquipment | Engine Block Timer | Plug-in timer that activates engine block timer to reduce unnecessary run time | Engine block heater (typically used for backup generators) running continuously | Commercial | New | Data Center | FPL Blend | Per Timer | 720 | 144 | 576 | 0.8 | 3 | 0.063936 | 0.067968 | 10.48 | Miscellaneous |  | Others | 1
NonEquipment | Engine Block Timer | Plug-in timer that activates engine block timer to reduce unnecessary run time |  | Commercial | Existing | Grocery | FPL Blend | Per Timer | 720 | 144 | 576 | 0.8 | 3 | 0.07776 | 0.046656 | 10.48 | Miscellaneous |  | Others | 1
NonEquipment | Engine Block Timer | Plug-in timer that activates engine block timer to reduce unnecessary run time | Engine block heater (typically used for backup generators) running continuously | Commercial | New | Grocery | FPL Blend | Per Timer | 720 | 144 | 576 | 0.8 | 3 | 0.07776 | 0.046656 | 10.48 | Miscellaneous |  | Others | 1
NonEquipment | Engine Block Timer | Plug-in timer that activates engine block timer to reduce unnecessary run time |  | Commercial | Existing | Healthcare | FPL Blend | Per Timer | 720 | 144 | 576 | 0.8 | 3 | 0.082944 | 0.085824 | 10.48 | Miscellaneous |  | Others | 1
NonEquipment | Engine Block Timer | Plug-in timer that activates engine block timer to reduce unnecessary run time | Engine block heater (typically used for backup generators) running continuously | Commercial | New | Healthcare | FPL Blend | Per Timer | 720 | 144 | 576 | 0.8 | 3 | 0.082944 | 0.085824 | 10.48 | Miscellaneous |  | Others | 1
NonEquipment | Engine Block Timer | Plug-in timer that activates engine block timer to reduce unnecessary run time |  | Commercial | Existing | Hospitals | FPL Blend | Per Timer | 720 | 144 | 576 | 0.8 | 3 | 0.058176 | 0.058752 | 10.48 | Miscellaneous |  | Others | 1
NonEquipment | Engine Block Timer | Plug-in timer that activates engine block timer to reduce unnecessary run time | Engine block heater (typically used for backup generators) running continuously | Commercial | New | Hospitals | FPL Blend | Per Timer | 720 | 144 | 576 | 0.8 | 3 | 0.058176 | 0.058752 | 10.48 | Miscellaneous |  | Others | 1
NonEquipment | Engine Block Timer | Plug-in timer that activates engine block timer to reduce unnecessary run time |  | Commercial | Existing | Institutional | FPL Blend | Per Timer | 720 | 144 | 576 | 0.8 | 3 | 0.063936 | 0.06912 | 10.48 | Miscellaneous |  | Others | 1
NonEquipment | Engine Block Timer | Plug-in timer that activates engine block timer to reduce unnecessary run time | Engine block heater (typically used for backup generators) running continuously | Commercial | New | Institutional | FPL Blend | Per Timer | 720 | 144 | 576 | 0.8 | 3 | 0.063936 | 0.06912 | 10.48 | Miscellaneous |  | Others | 1
NonEquipment | Engine Block Timer | Plug-in timer that activates engine block timer to reduce unnecessary run time |  | Commercial | Existing | Lodging/Hospitality | FPL Blend | Per Timer | 720 | 144 | 576 | 0.8 | 3 | 0.061632 | 0.072 | 10.48 | Miscellaneous |  | Others | 1
NonEquipment | Engine Block Timer | Plug-in timer that activates engine block timer to reduce unnecessary run time | Engine block heater (typically used for backup generators) running continuously | Commercial | New | Lodging/Hospitality | FPL Blend | Per Timer | 720 | 144 | 576 | 0.8 | 3 | 0.061632 | 0.072 | 10.48 | Miscellaneous |  | Others | 1
NonEquipment | Engine Block Timer | Plug-in timer that activates engine block timer to reduce unnecessary run time |  | Commercial | Existing | Miscellaneous | FPL Blend | Per Timer | 720 | 144 | 576 | 0.8 | 3 | 0.063936 | 0.067968 | 10.48 | Miscellaneous |  | Others | 1
NonEquipment | Engine Block Timer | Plug-in timer that activates engine block timer to reduce unnecessary run time | Engine block heater (typically used for backup generators) running continuously | Commercial | New | Miscellaneous | FPL Blend | Per Timer | 720 | 144 | 576 | 0.8 | 3 | 0.063936 | 0.067968 | 10.48 | Miscellaneous |  | Others | 1
NonEquipment | Engine Block Timer | Plug-in timer that activates engine block timer to reduce unnecessary run time |  | Commercial | Existing | Offices | FPL Blend | Per Timer | 720 | 144 | 576 | 0.8 | 3 | 0.063936 | 0.067968 | 10.48 | Miscellaneous |  | Others | 1
NonEquipment | Engine Block Timer | Plug-in timer that activates engine block timer to reduce unnecessary run time | Engine block heater (typically used for backup generators) running continuously | Commercial | New | Offices | FPL Blend | Per Timer | 720 | 144 | 576 | 0.8 | 3 | 0.063936 | 0.067968 | 10.48 | Miscellaneous |  | Others | 1
NonEquipment | Engine Block Timer | Plug-in timer that activates engine block timer to reduce unnecessary run time |  | Commercial | Existing | Restaurants | FPL Blend | Per Timer | 720 | 144 | 576 | 0.8 | 3 | 0.077184 | 0.0288 | 10.48 | Miscellaneous |  | Others | 1
NonEquipment | Engine Block Timer | Plug-in timer that activates engine block timer to reduce unnecessary run time | Engine block heater (typically used for backup generators) running continuously | Commercial | New | Restaurants | FPL Blend | Per Timer | 720 | 144 | 576 | 0.8 | 3 | 0.077184 | 0.0288 | 10.48 | Miscellaneous |  | Others | 1
NonEquipment | Engine Block Timer | Plug-in timer that activates engine block timer to reduce unnecessary run time |  | Commercial | Existing | Retail | FPL Blend | Per Timer | 720 | 144 | 576 | 0.8 | 3 | 0.082368 | 0.045504 | 10.48 | Miscellaneous |  | Others | 1
NonEquipment | Engine Block Timer | Plug-in timer that activates engine block timer to reduce unnecessary run time | Engine block heater (typically used for backup generators) running continuously | Commercial | New | Retail | FPL Blend | Per Timer | 720 | 144 | 576 | 0.8 | 3 | 0.082368 | 0.045504 | 10.48 | Miscellaneous |  | Others | 1
NonEquipment | Engine Block Timer | Plug-in timer that activates engine block timer to reduce unnecessary run time |  | Commercial | Existing | Schools K-12 | FPL Blend | Per Timer | 720 | 144 | 576 | 0.8 | 3 | 0.059328 | 0.061632 | 10.48 | Miscellaneous |  | Others | 1
NonEquipment | Engine Block Timer | Plug-in timer that activates engine block timer to reduce unnecessary run time | Engine block heater (typically used for backup generators) running continuously | Commercial | New | Schools K-12 | FPL Blend | Per Timer | 720 | 144 | 576 | 0.8 | 3 | 0.059328 | 0.061632 | 10.48 | Miscellaneous |  | Others | 1
NonEquipment | Engine Block Timer | Plug-in timer that activates engine block timer to reduce unnecessary run time |  | Commercial | Existing | Warehouse | FPL Blend | Per Timer | 720 | 144 | 576 | 0.8 | 3 | 0.088128 | 0.063936 | 10.48 | Miscellaneous |  | Others | 1
NonEquipment | Engine Block Timer | Plug-in timer that activates engine block timer to reduce unnecessary run time | Engine block heater (typically used for backup generators) running continuously | Commercial | New | Warehouse | FPL Blend | Per Timer | 720 | 144 | 576 | 0.8 | 3 | 0.088128 | 0.063936 | 10.48 | Miscellaneous |  | Others | 1
NonEquipment | High Efficiency Air Compressor | 20 HP VFD Air Compressor |  | Commercial | Existing | Assembly | FPL Blend | Per Unit | 39358.96 | 30078.12 | 9280.84 | 0.2358 | 15 | 1.587 | 0.68678 | 5440 | Miscellaneous |  | Others | 1
NonEquipment | High Efficiency Air Compressor | 20 HP VFD Air Compressor | 20 HP Inlet Modulation Fixed-Speed Compressor | Commercial | New | Assembly | FPL Blend | Per Unit | 39358.96 | 30078.12 | 9280.84 | 0.2358 | 15 | 1.587 | 0.68678 | 5440 | Miscellaneous |  | Others | 1
NonEquipment | High Efficiency Air Compressor | 20 HP VFD Air Compressor |  | Commercial | Existing | College and University | FPL Blend | Per Unit | 53368.84 | 40784.47 | 12584.37 | 0.2358 | 15 | 1.271 | 1.2836 | 5440 | Miscellaneous |  | Others | 1
NonEquipment | High Efficiency Air Compressor | 20 HP VFD Air Compressor | 20 HP Inlet Modulation Fixed-Speed Compressor | Commercial | New | College and University | FPL Blend | Per Unit | 53368.84 | 40784.47 | 12584.37 | 0.2358 | 15 | 1.271 | 1.2836 | 5440 | Miscellaneous |  | Others | 1
NonEquipment | High Efficiency Air Compressor | 20 HP VFD Air Compressor |  | Commercial | Existing | Data Center | FPL Blend | Per Unit | 55756.04 | 42608.77 | 13147.27 | 0.2358 | 15 | 1.4593 | 1.5514 | 5440 | Miscellaneous |  | Others | 1
NonEquipment | High Efficiency Air Compressor | 20 HP VFD Air Compressor | 20 HP Inlet Modulation Fixed-Speed Compressor | Commercial | New | Data Center | FPL Blend | Per Unit | 55756.04 | 42608.77 | 13147.27 | 0.2358 | 15 | 1.4593 | 1.5514 | 5440 | Miscellaneous |  | Others | 1
NonEquipment | High Efficiency Air Compressor | 20 HP VFD Air Compressor |  | Commercial | Existing | Grocery | FPL Blend | Per Unit | 102948 | 78672.86 | 24275.14 | 0.2358 | 15 | 3.2771 | 1.9663 | 5440 | Miscellaneous |  | Others | 1
NonEquipment | High Efficiency Air Compressor | 20 HP VFD Air Compressor | 20 HP Inlet Modulation Fixed-Speed Compressor | Commercial | New | Grocery | FPL Blend | Per Unit | 102948 | 78672.86 | 24275.14 | 0.2358 | 15 | 3.2771 | 1.9663 | 5440 | Miscellaneous |  | Others | 1
NonEquipment | High Efficiency Air Compressor | 20 HP VFD Air Compressor |  | Commercial | Existing | Healthcare | FPL Blend | Per Unit | 50519.12 | 38606.71 | 11912.41 | 0.2358 | 15 | 1.7154 | 1.7749 | 5440 | Miscellaneous |  | Others | 1
NonEquipment | High Efficiency Air Compressor | 20 HP VFD Air Compressor | 20 HP Inlet Modulation Fixed-Speed Compressor | Commercial | New | Healthcare | FPL Blend | Per Unit | 50519.12 | 38606.71 | 11912.41 | 0.2358 | 15 | 1.7154 | 1.7749 | 5440 | Miscellaneous |  | Others | 1
NonEquipment | High Efficiency Air Compressor | 20 HP VFD Air Compressor |  | Commercial | Existing | Hospitals | FPL Blend | Per Unit | 85491.6 | 65332.68 | 20158.92 | 0.2358 | 15 | 2.0361 | 2.0562 | 5440 | Miscellaneous |  | Others | 1
NonEquipment | High Efficiency Air Compressor | 20 HP VFD Air Compressor | 20 HP Inlet Modulation Fixed-Speed Compressor | Commercial | New | Hospitals | FPL Blend | Per Unit | 85491.6 | 65332.68 | 20158.92 | 0.2358 | 15 | 2.0361 | 2.0562 | 5440 | Miscellaneous |  | Others | 1
NonEquipment | High Efficiency Air Compressor | 20 HP VFD Air Compressor |  | Commercial | Existing | Institutional | FPL Blend | Per Unit | 51802.24 | 39587.27 | 12214.97 | 0.2358 | 15 | 1.3559 | 1.4658 | 5440 | Miscellaneous |  | Others | 1
NonEquipment | High Efficiency Air Compressor | 20 HP VFD Air Compressor | 20 HP Inlet Modulation Fixed-Speed Compressor | Commercial | New | Institutional | FPL Blend | Per Unit | 51802.24 | 39587.27 | 12214.97 | 0.2358 | 15 | 1.3559 | 1.4658 | 5440 | Miscellaneous |  | Others | 1
NonEquipment | High Efficiency Air Compressor | 20 HP VFD Air Compressor |  | Commercial | Existing | Lodging/Hospitality | FPL Blend | Per Unit | 72242.64 | 55207.83 | 17034.81 | 0.2358 | 15 | 1.8227 | 2.1294 | 5440 | Miscellaneous |  | Others | 1
NonEquipment | High Efficiency Air Compressor | 20 HP VFD Air Compressor | 20 HP Inlet Modulation Fixed-Speed Compressor | Commercial | New | Lodging/Hospitality | FPL Blend | Per Unit | 72242.64 | 55207.83 | 17034.81 | 0.2358 | 15 | 1.8227 | 2.1294 | 5440 | Miscellaneous |  | Others | 1
NonEquipment | High Efficiency Air Compressor | 20 HP VFD Air Compressor |  | Commercial | Existing | Miscellaneous | FPL Blend | Per Unit | 61276.44 | 46827.46 | 14448.98 | 0.2358 | 15 | 1.6038 | 1.705 | 5440 | Miscellaneous |  | Others | 1
NonEquipment | High Efficiency Air Compressor | 20 HP VFD Air Compressor | 20 HP Inlet Modulation Fixed-Speed Compressor | Commercial | New | Miscellaneous | FPL Blend | Per Unit | 61276.44 | 46827.46 | 14448.98 | 0.2358 | 15 | 1.6038 | 1.705 | 5440 | Miscellaneous |  | Others | 1
NonEquipment | High Efficiency Air Compressor | 20 HP VFD Air Compressor |  | Commercial | Existing | Offices | FPL Blend | Per Unit | 55800.8 | 42642.97 | 13157.83 | 0.2358 | 15 | 1.4605 | 1.5526 | 5440 | Miscellaneous |  | Others | 1
NonEquipment | High Efficiency Air Compressor | 20 HP VFD Air Compressor | 20 HP Inlet Modulation Fixed-Speed Compressor | Commercial | New | Offices | FPL Blend | Per Unit | 55800.8 | 42642.97 | 13157.83 | 0.2358 | 15 | 1.4605 | 1.5526 | 5440 | Miscellaneous |  | Others | 1
NonEquipment | High Efficiency Air Compressor | 20 HP VFD Air Compressor |  | Commercial | Existing | Restaurants | FPL Blend | Per Unit | 78747.76 | 60179.04 | 18568.72 | 0.2358 | 15 | 2.4882 | 0.92844 | 5440 | Miscellaneous |  | Others | 1
NonEquipment | High Efficiency Air Compressor | 20 HP VFD Air Compressor | 20 HP Inlet Modulation Fixed-Speed Compressor | Commercial | New | Restaurants | FPL Blend | Per Unit | 78747.76 | 60179.04 | 18568.72 | 0.2358 | 15 | 2.4882 | 0.92844 | 5440 | Miscellaneous |  | Others | 1
NonEquipment | High Efficiency Air Compressor | 20 HP VFD Air Compressor |  | Commercial | Existing | Retail | FPL Blend | Per Unit | 54726.56 | 41822.04 | 12904.52 | 0.2358 | 15 | 1.8453 | 1.0195 | 5440 | Miscellaneous |  | Others | 1
NonEquipment | High Efficiency Air Compressor | 20 HP VFD Air Compressor | 20 HP Inlet Modulation Fixed-Speed Compressor | Commercial | New | Retail | FPL Blend | Per Unit | 54726.56 | 41822.04 | 12904.52 | 0.2358 | 15 | 1.8453 | 1.0195 | 5440 | Miscellaneous |  | Others | 1
NonEquipment | High Efficiency Air Compressor | 20 HP VFD Air Compressor |  | Commercial | Existing | Schools K-12 | FPL Blend | Per Unit | 41432.84 | 31662.98 | 9769.86 | 0.2358 | 15 | 1.0063 | 1.0454 | 5440 | Miscellaneous |  | Others | 1
NonEquipment | High Efficiency Air Compressor | 20 HP VFD Air Compressor | 20 HP Inlet Modulation Fixed-Speed Compressor | Commercial | New | Schools K-12 | FPL Blend | Per Unit | 41432.84 | 31662.98 | 9769.86 | 0.2358 | 15 | 1.0063 | 1.0454 | 5440 | Miscellaneous |  | Others | 1
NonEquipment | High Efficiency Air Compressor | 20 HP VFD Air Compressor |  | Commercial | Existing | Warehouse | FPL Blend | Per Unit | 54443.08 | 41605.4 | 12837.68 | 0.2358 | 15 | 1.9642 | 1.425 | 5440 | Miscellaneous |  | Others | 1
NonEquipment | High Efficiency Air Compressor | 20 HP VFD Air Compressor | 20 HP Inlet Modulation Fixed-Speed Compressor | Commercial | New | Warehouse | FPL Blend | Per Unit | 54443.08 | 41605.4 | 12837.68 | 0.2358 | 15 | 1.9642 | 1.425 | 5440 | Miscellaneous |  | Others | 1
Equipment | Instantaneous Hot Water System Commercial | Instantaneous Hot Water System | Code-Compliant Electric Storage Water Heater | Commercial | Turnover | Assembly | FPL Blend | Per Water Heater | 6362.67 | 5928.45 | 434.22 | 0.068245 | 5 | 0.053989 | 0.082226 | 3118.5 | Domestic Hot Water | Centralized water heaters |  | 1
Equipment | Instantaneous Hot Water System Commercial | Instantaneous Hot Water System | Code-Compliant Electric Storage Water Heater | Commercial | New | Assembly | FPL Blend | Per Water Heater | 6362.67 | 5928.45 | 434.22 | 0.068245 | 5 | 0.053989 | 0.082226 | 3118.5 | Domestic Hot Water | Centralized water heaters |  | 1
Equipment | Instantaneous Hot Water System Commercial | Instantaneous Hot Water System | Code-Compliant Electric Storage Water Heater | Commercial | Turnover | College and University | FPL Blend | Per Water Heater | 16702 | 15562.19 | 1139.81 | 0.068244 | 5 | 0.10452 | 0.12693 | 31185 | Domestic Hot Water | Centralized water heaters |  | 1
Equipment | Instantaneous Hot Water System Commercial | Instantaneous Hot Water System | Code-Compliant Electric Storage Water Heater | Commercial | New | College and University | FPL Blend | Per Water Heater | 16702 | 15562.19 | 1139.81 | 0.068244 | 5 | 0.10452 | 0.12693 | 31185 | Domestic Hot Water | Centralized water heaters |  | 1
Equipment | Instantaneous Hot Water System Commercial | Instantaneous Hot Water System | Code-Compliant Electric Storage Water Heater | Commercial | Turnover | Data Center | FPL Blend | Per Water Heater | 112937.3 | 105230.04 | 7707.26 | 0.068244 | 5 | 0.70674 | 0.85832 | 62370 | Domestic Hot Water | Centralized water heaters |  | 1
Equipment | Instantaneous Hot Water System Commercial | Instantaneous Hot Water System | Code-Compliant Electric Storage Water Heater | Commercial | New | Data Center | FPL Blend | Per Water Heater | 112937.3 | 105230.04 | 7707.26 | 0.068244 | 5 | 0.70674 | 0.85832 | 62370 | Domestic Hot Water | Centralized water heaters |  | 1
Equipment | Instantaneous Hot Water System Commercial | Instantaneous Hot Water System | Code-Compliant Electric Storage Water Heater | Commercial | Turnover | Grocery | FPL Blend | Per Water Heater | 3181.33 | 2964.23 | 217.1 | 0.068242 | 5 | 0.026993 | 0.041111 | 3118.5 | Domestic Hot Water | Centralized water heaters |  | 1
Equipment | Instantaneous Hot Water System Commercial | Instantaneous Hot Water System | Code-Compliant Electric Storage Water Heater | Commercial | New | Grocery | FPL Blend | Per Water Heater | 3181.33 | 2964.23 | 217.1 | 0.068242 | 5 | 0.026993 | 0.041111 | 3118.5 | Domestic Hot Water | Centralized water heaters |  | 1
Equipment | Instantaneous Hot Water System Commercial | Instantaneous Hot Water System | Code-Compliant Electric Storage Water Heater | Commercial | Turnover | Healthcare | FPL Blend | Per Water Heater | 15111.33 | 14080.08 | 1031.25 | 0.068243 | 5 | 0.094563 | 0.11485 | 3118.5 | Domestic Hot Water | Centralized water heaters |  | 1
Equipment | Instantaneous Hot Water System Commercial | Instantaneous Hot Water System | Code-Compliant Electric Storage Water Heater | Commercial | New | Healthcare | FPL Blend | Per Water Heater | 15111.33 | 14080.08 | 1031.25 | 0.068243 | 5 | 0.094563 | 0.11485 | 3118.5 | Domestic Hot Water | Centralized water heaters |  | 1
Equipment | Instantaneous Hot Water System Commercial | Instantaneous Hot Water System | Code-Compliant Electric Storage Water Heater | Commercial | Turnover | Hospitals | FPL Blend | Per Water Heater | 265641.27 | 247512.9 | 18128.37 | 0.068244 | 5 | 1.6623 | 2.0189 | 46777.5 | Domestic Hot Water | Centralized water heaters |  | 1
Equipment | Instantaneous Hot Water System Commercial | Instantaneous Hot Water System | Code-Compliant Electric Storage Water Heater | Commercial | New | Hospitals | FPL Blend | Per Water Heater | 265641.27 | 247512.9 | 18128.37 | 0.068244 | 5 | 1.6623 | 2.0189 | 46777.5 | Domestic Hot Water | Centralized water heaters |  | 1
Equipment | Instantaneous Hot Water System Commercial | Instantaneous Hot Water System | Code-Compliant Electric Storage Water Heater | Commercial | Turnover | Institutional | FPL Blend | Per Water Heater | 3976.67 | 3705.28 | 271.39 | 0.068246 | 5 | 0.024886 | 0.030223 | 77962.5 | Domestic Hot Water | Centralized water heaters |  | 1
Equipment | Instantaneous Hot Water System Commercial | Instantaneous Hot Water System | Code-Compliant Electric Storage Water Heater | Commercial | New | Institutional | FPL Blend | Per Water Heater | 3976.67 | 3705.28 | 271.39 | 0.068246 | 5 | 0.024886 | 0.030223 | 77962.5 | Domestic Hot Water | Centralized water heaters |  | 1
Equipment | Instantaneous Hot Water System Commercial | Instantaneous Hot Water System | Code-Compliant Electric Storage Water Heater | Commercial | Turnover | Lodging/Hospitality | FPL Blend | Per Water Heater | 10339.33 | 9633.74 | 705.59 | 0.068243 | 5 | 0.027764 | 0.11132 | 9355.5 | Domestic Hot Water | Centralized water heaters |  | 1
Equipment | Instantaneous Hot Water System Commercial | Instantaneous Hot Water System | Code-Compliant Electric Storage Water Heater | Commercial | New | Lodging/Hospitality | FPL Blend | Per Water Heater | 10339.33 | 9633.74 | 705.59 | 0.068243 | 5 | 0.027764 | 0.11132 | 9355.5 | Domestic Hot Water | Centralized water heaters |  | 1
Equipment | Instantaneous Hot Water System Commercial | Instantaneous Hot Water System | Code-Compliant Electric Storage Water Heater | Commercial | Turnover | Miscellaneous | FPL Blend | Per Water Heater | 15906.66 | 14821.13 | 1085.53 | 0.068244 | 5 | 0.13497 | 0.20556 | 62370 | Domestic Hot Water | Centralized water heaters |  | 1
Equipment | Instantaneous Hot Water System Commercial | Instantaneous Hot Water System | Code-Compliant Electric Storage Water Heater | Commercial | New | Miscellaneous | FPL Blend | Per Water Heater | 15906.66 | 14821.13 | 1085.53 | 0.068244 | 5 | 0.13497 | 0.20556 | 62370 | Domestic Hot Water | Centralized water heaters |  | 1
Equipment | Instantaneous Hot Water System Commercial | Instantaneous Hot Water System | Code-Compliant Electric Storage Water Heater | Commercial | Turnover | Offices | FPL Blend | Per Water Heater | 27836.66 | 25936.98 | 1899.68 | 0.068244 | 5 | 0.2362 | 0.35973 | 9355.5 | Domestic Hot Water | Centralized water heaters |  | 1
Equipment | Instantaneous Hot Water System Commercial | Instantaneous Hot Water System | Code-Compliant Electric Storage Water Heater | Commercial | New | Offices | FPL Blend | Per Water Heater | 27836.66 | 25936.98 | 1899.68 | 0.068244 | 5 | 0.2362 | 0.35973 | 9355.5 | Domestic Hot Water | Centralized water heaters |  | 1
Equipment | Instantaneous Hot Water System Commercial | Instantaneous Hot Water System | Code-Compliant Electric Storage Water Heater | Commercial | Turnover | Restaurants | FPL Blend | Per Water Heater | 9544 | 8892.68 | 651.32 | 0.068244 | 5 | 0.080983 | 0.12334 | 6237 | Domestic Hot Water | Centralized water heaters |  | 1
Equipment | Instantaneous Hot Water System Commercial | Instantaneous Hot Water System | Code-Compliant Electric Storage Water Heater | Commercial | New | Restaurants | FPL Blend | Per Water Heater | 9544 | 8892.68 | 651.32 | 0.068244 | 5 | 0.080983 | 0.12334 | 6237 | Domestic Hot Water | Centralized water heaters |  | 1
Equipment | Instantaneous Hot Water System Commercial | Instantaneous Hot Water System | Code-Compliant Electric Storage Water Heater | Commercial | Turnover | Retail | FPL Blend | Per Water Heater | 14316 | 13339.02 | 976.98 | 0.068244 | 5 | 0.12147 | 0.185 | 9355.5 | Domestic Hot Water | Centralized water heaters |  | 1
Equipment | Instantaneous Hot Water System Commercial | Instantaneous Hot Water System | Code-Compliant Electric Storage Water Heater | Commercial | New | Retail | FPL Blend | Per Water Heater | 14316 | 13339.02 | 976.98 | 0.068244 | 5 | 0.12147 | 0.185 | 9355.5 | Domestic Hot Water | Centralized water heaters |  | 1
Equipment | Instantaneous Hot Water System Commercial | Instantaneous Hot Water System | Code-Compliant Electric Storage Water Heater | Commercial | Turnover | Schools K-12 | FPL Blend | Per Water Heater | 24655.33 | 22972.75 | 1682.58 | 0.068244 | 5 | 0.20921 | 0.31862 | 3118.5 | Domestic Hot Water | Centralized water heaters |  | 1
Equipment | Instantaneous Hot Water System Commercial | Instantaneous Hot Water System | Code-Compliant Electric Storage Water Heater | Commercial | New | Schools K-12 | FPL Blend | Per Water Heater | 24655.33 | 22972.75 | 1682.58 | 0.068244 | 5 | 0.20921 | 0.31862 | 3118.5 | Domestic Hot Water | Centralized water heaters |  | 1
Equipment | Instantaneous Hot Water System Commercial | Instantaneous Hot Water System | Code-Compliant Electric Storage Water Heater | Commercial | Turnover | Warehouse | FPL Blend | Per Water Heater | 5567.33 | 5187.4 | 379.93 | 0.068243 | 5 | 0.047239 | 0.071945 | 3118.5 | Domestic Hot Water | Centralized water heaters |  | 1
Equipment | Instantaneous Hot Water System Commercial | Instantaneous Hot Water System | Code-Compliant Electric Storage Water Heater | Commercial | New | Warehouse | FPL Blend | Per Water Heater | 5567.33 | 5187.4 | 379.93 | 0.068243 | 5 | 0.047239 | 0.071945 | 3118.5 | Domestic Hot Water | Centralized water heaters |  | 1
Equipment | LED High Bay_LF Baseline | One 140W High Bay LED Fixture | Lumen-Equivalent Linear Fluorescent High Bay Fixture | Commercial | Turnover | Assembly | FPL Blend | Per Fixture | 775.57 | 369.32 | 406.25 | 0.52381 | 15 | 0.067844 | 0.032906 | 179 | Interior Lighting | High bay |  | 1
Equipment | LED High Bay_LF Baseline | One 140W High Bay LED Fixture | Lumen-Equivalent Linear Fluorescent High Bay Fixture | Commercial | New | Assembly | FPL Blend | Per Fixture | 775.57 | 369.32 | 406.25 | 0.52381 | 15 | 0.067844 | 0.032906 | 179 | Interior Lighting | High bay |  | 1
Equipment | LED High Bay_LF Baseline | One 140W High Bay LED Fixture | Lumen-Equivalent Linear Fluorescent High Bay Fixture | Commercial | Turnover | College and University | FPL Blend | Per Fixture | 1051.64 | 500.78 | 550.86 | 0.52381 | 15 | 0.0639 | 0.049577 | 179 | Interior Lighting | High bay |  | 1
Equipment | LED High Bay_LF Baseline | One 140W High Bay LED Fixture | Lumen-Equivalent Linear Fluorescent High Bay Fixture | Commercial | New | College and University | FPL Blend | Per Fixture | 1051.64 | 500.78 | 550.86 | 0.52381 | 15 | 0.0639 | 0.049577 | 179 | Interior Lighting | High bay |  | 1
Equipment | LED High Bay_LF Baseline | One 140W High Bay LED Fixture | Lumen-Equivalent Linear Fluorescent High Bay Fixture | Commercial | Turnover | Data Center | FPL Blend | Per Fixture | 1098.68 | 523.18 | 575.5 | 0.52381 | 15 | 0.065607 | 0.073089 | 179 | Interior Lighting | High bay |  | 1
Equipment | LED High Bay_LF Baseline | One 140W High Bay LED Fixture | Lumen-Equivalent Linear Fluorescent High Bay Fixture | Commercial | New | Data Center | FPL Blend | Per Fixture | 1098.68 | 523.18 | 575.5 | 0.52381 | 15 | 0.065607 | 0.073089 | 179 | Interior Lighting | High bay |  | 1
Equipment | LED High Bay_LF Baseline | One 140W High Bay LED Fixture | Lumen-Equivalent Linear Fluorescent High Bay Fixture | Commercial | Turnover | Grocery | FPL Blend | Per Fixture | 2028.6 | 966 | 1062.6 | 0.52381 | 15 | 0.18064 | 0.080758 | 179 | Interior Lighting | High bay |  | 1
Equipment | LED High Bay_LF Baseline | One 140W High Bay LED Fixture | Lumen-Equivalent Linear Fluorescent High Bay Fixture | Commercial | New | Grocery | FPL Blend | Per Fixture | 2028.6 | 966 | 1062.6 | 0.52381 | 15 | 0.18064 | 0.080758 | 179 | Interior Lighting | High bay |  | 1
Equipment | LED High Bay_LF Baseline | One 140W High Bay LED Fixture | Lumen-Equivalent Linear Fluorescent High Bay Fixture | Commercial | Turnover | Healthcare | FPL Blend | Per Fixture | 995.48 | 474.04 | 521.44 | 0.52381 | 15 | 0.077695 | 0.064137 | 179 | Interior Lighting | High bay |  | 1
Equipment | LED High Bay_LF Baseline | One 140W High Bay LED Fixture | Lumen-Equivalent Linear Fluorescent High Bay Fixture | Commercial | New | Healthcare | FPL Blend | Per Fixture | 995.48 | 474.04 | 521.44 | 0.52381 | 15 | 0.077695 | 0.064137 | 179 | Interior Lighting | High bay |  | 1
Equipment | LED High Bay_LF Baseline | One 140W High Bay LED Fixture | Lumen-Equivalent Linear Fluorescent High Bay Fixture | Commercial | Turnover | Hospitals | FPL Blend | Per Fixture | 1684.62 | 802.2 | 882.42 | 0.52381 | 15 | 0.10236 | 0.079418 | 179 | Interior Lighting | High bay |  | 1
Equipment | LED High Bay_LF Baseline | One 140W High Bay LED Fixture | Lumen-Equivalent Linear Fluorescent High Bay Fixture | Commercial | New | Hospitals | FPL Blend | Per Fixture | 1684.62 | 802.2 | 882.42 | 0.52381 | 15 | 0.10236 | 0.079418 | 179 | Interior Lighting | High bay |  | 1
Equipment | LED High Bay_LF Baseline | One 140W High Bay LED Fixture | Lumen-Equivalent Linear Fluorescent High Bay Fixture | Commercial | Turnover | Institutional | FPL Blend | Per Fixture | 1020.77 | 486.08 | 534.69 | 0.52381 | 15 | 0.056142 | 0.076461 | 179 | Interior Lighting | High bay |  | 1
Equipment | LED High Bay_LF Baseline | One 140W High Bay LED Fixture | Lumen-Equivalent Linear Fluorescent High Bay Fixture | Commercial | New | Institutional | FPL Blend | Per Fixture | 1020.77 | 486.08 | 534.69 | 0.52381 | 15 | 0.056142 | 0.076461 | 179 | Interior Lighting | High bay |  | 1
Equipment | LED High Bay_LF Baseline | One 140W High Bay LED Fixture | Lumen-Equivalent Linear Fluorescent High Bay Fixture | Commercial | Turnover | Lodging/Hospitality | FPL Blend | Per Fixture | 1423.55 | 677.88 | 745.67 | 0.52381 | 15 | 0.061145 | 0.086498 | 179 | Interior Lighting | High bay |  | 1
Equipment | LED High Bay_LF Baseline | One 140W High Bay LED Fixture | Lumen-Equivalent Linear Fluorescent High Bay Fixture | Commercial | New | Lodging/Hospitality | FPL Blend | Per Fixture | 1423.55 | 677.88 | 745.67 | 0.52381 | 15 | 0.061145 | 0.086498 | 179 | Interior Lighting | High bay |  | 1
Equipment | LED High Bay_LF Baseline | One 140W High Bay LED Fixture | Lumen-Equivalent Linear Fluorescent High Bay Fixture | Commercial | Turnover | Miscellaneous | FPL Blend | Per Fixture | 1207.46 | 574.98 | 632.48 | 0.52381 | 15 | 0.072103 | 0.080325 | 179 | Interior Lighting | High bay |  | 1
Equipment | LED High Bay_LF Baseline | One 140W High Bay LED Fixture | Lumen-Equivalent Linear Fluorescent High Bay Fixture | Commercial | New | Miscellaneous | FPL Blend | Per Fixture | 1207.46 | 574.98 | 632.48 | 0.52381 | 15 | 0.072103 | 0.080325 | 179 | Interior Lighting | High bay |  | 1
Equipment | LED High Bay_LF Baseline | One 140W High Bay LED Fixture | Lumen-Equivalent Linear Fluorescent High Bay Fixture | Commercial | Turnover | Offices | FPL Blend | Per Fixture | 1099.56 | 523.6 | 575.96 | 0.52381 | 15 | 0.065659 | 0.073147 | 179 | Interior Lighting | High bay |  | 1
Equipment | LED High Bay_LF Baseline | One 140W High Bay LED Fixture | Lumen-Equivalent Linear Fluorescent High Bay Fixture | Commercial | New | Offices | FPL Blend | Per Fixture | 1099.56 | 523.6 | 575.96 | 0.52381 | 15 | 0.065659 | 0.073147 | 179 | Interior Lighting | High bay |  | 1
Equipment | LED High Bay_LF Baseline | One 140W High Bay LED Fixture | Lumen-Equivalent Linear Fluorescent High Bay Fixture | Commercial | Turnover | Restaurants | FPL Blend | Per Fixture | 1551.73 | 738.92 | 812.81 | 0.52381 | 15 | 0.12192 | 0.070714 | 179 | Interior Lighting | High bay |  | 1
Equipment | LED High Bay_LF Baseline | One 140W High Bay LED Fixture | Lumen-Equivalent Linear Fluorescent High Bay Fixture | Commercial | New | Restaurants | FPL Blend | Per Fixture | 1551.73 | 738.92 | 812.81 | 0.52381 | 15 | 0.12192 | 0.070714 | 179 | Interior Lighting | High bay |  | 1
Equipment | LED High Bay_LF Baseline | One 140W High Bay LED Fixture | Lumen-Equivalent Linear Fluorescent High Bay Fixture | Commercial | Turnover | Retail | FPL Blend | Per Fixture | 1078.39 | 513.52 | 564.87 | 0.52381 | 15 | 0.094898 | 0.04406 | 179 | Interior Lighting | High bay |  | 1
Equipment | LED High Bay_LF Baseline | One 140W High Bay LED Fixture | Lumen-Equivalent Linear Fluorescent High Bay Fixture | Commercial | New | Retail | FPL Blend | Per Fixture | 1078.39 | 513.52 | 564.87 | 0.52381 | 15 | 0.094898 | 0.04406 | 179 | Interior Lighting | High bay |  | 1
Equipment | LED High Bay_LF Baseline | One 140W High Bay LED Fixture | Lumen-Equivalent Linear Fluorescent High Bay Fixture | Commercial | Turnover | Schools K-12 | FPL Blend | Per Fixture | 816.44 | 388.78 | 427.66 | 0.52381 | 15 | 0.045332 | 0.050892 | 179 | Interior Lighting | High bay |  | 1
Equipment | LED High Bay_LF Baseline | One 140W High Bay LED Fixture | Lumen-Equivalent Linear Fluorescent High Bay Fixture | Commercial | New | Schools K-12 | FPL Blend | Per Fixture | 816.44 | 388.78 | 427.66 | 0.52381 | 15 | 0.045332 | 0.050892 | 179 | Interior Lighting | High bay |  | 1
Equipment | LED High Bay_LF Baseline | One 140W High Bay LED Fixture | Lumen-Equivalent Linear Fluorescent High Bay Fixture | Commercial | Turnover | Warehouse | FPL Blend | Per Fixture | 1072.81 | 510.86 | 561.95 | 0.52381 | 15 | 0.094408 | 0.067434 | 179 | Interior Lighting | High bay |  | 1
Equipment | LED High Bay_LF Baseline | One 140W High Bay LED Fixture | Lumen-Equivalent Linear Fluorescent High Bay Fixture | Commercial | New | Warehouse | FPL Blend | Per Fixture | 1072.81 | 510.86 | 561.95 | 0.52381 | 15 | 0.094408 | 0.067434 | 179 | Interior Lighting | High bay |  | 1
Equipment | Server Virtualization | 2 Virtual Host Server | 20 Single Application Servers | Commercial | Turnover | Assembly | FPL Blend | Per Unit | 24528 | 3504 | 21024 | 0.85714 | 5 | 3.5951 | 1.5558 | 489 | Office Equipment | Servers |  | 1
Equipment | Server Virtualization | 2 Virtual Host Server | 20 Single Application Servers | Commercial | New | Assembly | FPL Blend | Per Unit | 24528 | 3504 | 21024 | 0.85714 | 5 | 3.5951 | 1.5558 | 489 | Office Equipment | Servers |  | 1
Equipment | Server Virtualization | 2 Virtual Host Server | 20 Single Application Servers | Commercial | Turnover | College and University | FPL Blend | Per Unit | 24528 | 3504 | 21024 | 0.85714 | 5 | 2.1234 | 2.1444 | 489 | Office Equipment | Servers |  | 1
Equipment | Server Virtualization | 2 Virtual Host Server | 20 Single Application Servers | Commercial | New | College and University | FPL Blend | Per Unit | 24528 | 3504 | 21024 | 0.85714 | 5 | 2.1234 | 2.1444 | 489 | Office Equipment | Servers |  | 1
Equipment | Server Virtualization | 2 Virtual Host Server | 20 Single Application Servers | Commercial | Turnover | Data Center | FPL Blend | Per Unit | 24528 | 3504 | 21024 | 0.85714 | 5 | 2.3337 | 2.4808 | 489 | Office Equipment | Servers |  | 1
Equipment | Server Virtualization | 2 Virtual Host Server | 20 Single Application Servers | Commercial | New | Data Center | FPL Blend | Per Unit | 24528 | 3504 | 21024 | 0.85714 | 5 | 2.3337 | 2.4808 | 489 | Office Equipment | Servers |  | 1
Equipment | Server Virtualization | 2 Virtual Host Server | 20 Single Application Servers | Commercial | Turnover | Grocery | FPL Blend | Per Unit | 24528 | 3504 | 21024 | 0.85714 | 5 | 2.8382 | 1.7029 | 489 | Office Equipment | Servers |  | 1
Equipment | Server Virtualization | 2 Virtual Host Server | 20 Single Application Servers | Commercial | New | Grocery | FPL Blend | Per Unit | 24528 | 3504 | 21024 | 0.85714 | 5 | 2.8382 | 1.7029 | 489 | Office Equipment | Servers |  | 1
Equipment | Server Virtualization | 2 Virtual Host Server | 20 Single Application Servers | Commercial | Turnover | Healthcare | FPL Blend | Per Unit | 24528 | 3504 | 21024 | 0.85714 | 5 | 3.0275 | 3.1326 | 489 | Office Equipment | Servers |  | 1
Equipment | Server Virtualization | 2 Virtual Host Server | 20 Single Application Servers | Commercial | New | Healthcare | FPL Blend | Per Unit | 24528 | 3504 | 21024 | 0.85714 | 5 | 3.0275 | 3.1326 | 489 | Office Equipment | Servers |  | 1
Equipment | Server Virtualization | 2 Virtual Host Server | 20 Single Application Servers | Commercial | Turnover | Hospitals | FPL Blend | Per Unit | 24528 | 3504 | 21024 | 0.85714 | 5 | 2.1234 | 2.1444 | 489 | Office Equipment | Servers |  | 1
Equipment | Server Virtualization | 2 Virtual Host Server | 20 Single Application Servers | Commercial | New | Hospitals | FPL Blend | Per Unit | 24528 | 3504 | 21024 | 0.85714 | 5 | 2.1234 | 2.1444 | 489 | Office Equipment | Servers |  | 1
Equipment | Server Virtualization | 2 Virtual Host Server | 20 Single Application Servers | Commercial | Turnover | Institutional | FPL Blend | Per Unit | 24528 | 3504 | 21024 | 0.85714 | 5 | 2.3337 | 2.5229 | 489 | Office Equipment | Servers |  | 1
Equipment | Server Virtualization | 2 Virtual Host Server | 20 Single Application Servers | Commercial | New | Institutional | FPL Blend | Per Unit | 24528 | 3504 | 21024 | 0.85714 | 5 | 2.3337 | 2.5229 | 489 | Office Equipment | Servers |  | 1
Equipment | Server Virtualization | 2 Virtual Host Server | 20 Single Application Servers | Commercial | Turnover | Lodging/Hospitality | FPL Blend | Per Unit | 24528 | 3504 | 21024 | 0.85714 | 5 | 2.2496 | 2.628 | 489 | Office Equipment | Servers |  | 1
Equipment | Server Virtualization | 2 Virtual Host Server | 20 Single Application Servers | Commercial | New | Lodging/Hospitality | FPL Blend | Per Unit | 24528 | 3504 | 21024 | 0.85714 | 5 | 2.2496 | 2.628 | 489 | Office Equipment | Servers |  | 1
Equipment | Server Virtualization | 2 Virtual Host Server | 20 Single Application Servers | Commercial | Turnover | Miscellaneous | FPL Blend | Per Unit | 24528 | 3504 | 21024 | 0.85714 | 5 | 2.3337 | 2.4808 | 489 | Office Equipment | Servers |  | 1
Equipment | Server Virtualization | 2 Virtual Host Server | 20 Single Application Servers | Commercial | New | Miscellaneous | FPL Blend | Per Unit | 24528 | 3504 | 21024 | 0.85714 | 5 | 2.3337 | 2.4808 | 489 | Office Equipment | Servers |  | 1
Equipment | Server Virtualization | 2 Virtual Host Server | 20 Single Application Servers | Commercial | Turnover | Offices | FPL Blend | Per Unit | 24528 | 3504 | 21024 | 0.85714 | 5 | 2.3337 | 2.4808 | 489 | Office Equipment | Servers |  | 1
Equipment | Server Virtualization | 2 Virtual Host Server | 20 Single Application Servers | Commercial | New | Offices | FPL Blend | Per Unit | 24528 | 3504 | 21024 | 0.85714 | 5 | 2.3337 | 2.4808 | 489 | Office Equipment | Servers |  | 1
Equipment | Server Virtualization | 2 Virtual Host Server | 20 Single Application Servers | Commercial | Turnover | Restaurants | FPL Blend | Per Unit | 24528 | 3504 | 21024 | 0.85714 | 5 | 2.8172 | 1.0512 | 489 | Office Equipment | Servers |  | 1
Equipment | Server Virtualization | 2 Virtual Host Server | 20 Single Application Servers | Commercial | New | Restaurants | FPL Blend | Per Unit | 24528 | 3504 | 21024 | 0.85714 | 5 | 2.8172 | 1.0512 | 489 | Office Equipment | Servers |  | 1
Equipment | Server Virtualization | 2 Virtual Host Server | 20 Single Application Servers | Commercial | Turnover | Retail | FPL Blend | Per Unit | 24528 | 3504 | 21024 | 0.85714 | 5 | 3.0064 | 1.6609 | 489 | Office Equipment | Servers |  | 1
Equipment | Server Virtualization | 2 Virtual Host Server | 20 Single Application Servers | Commercial | New | Retail | FPL Blend | Per Unit | 24528 | 3504 | 21024 | 0.85714 | 5 | 3.0064 | 1.6609 | 489 | Office Equipment | Servers |  | 1
Equipment | Server Virtualization | 2 Virtual Host Server | 20 Single Application Servers | Commercial | Turnover | Schools K-12 | FPL Blend | Per Unit | 24528 | 3504 | 21024 | 0.85714 | 5 | 2.1655 | 2.2496 | 489 | Office Equipment | Servers |  | 1
Equipment | Server Virtualization | 2 Virtual Host Server | 20 Single Application Servers | Commercial | New | Schools K-12 | FPL Blend | Per Unit | 24528 | 3504 | 21024 | 0.85714 | 5 | 2.1655 | 2.2496 | 489 | Office Equipment | Servers |  | 1
Equipment | Server Virtualization | 2 Virtual Host Server | 20 Single Application Servers | Commercial | Turnover | Warehouse | FPL Blend | Per Unit | 24528 | 3504 | 21024 | 0.85714 | 5 | 3.2167 | 2.3337 | 489 | Office Equipment | Servers |  | 1
Equipment | Server Virtualization | 2 Virtual Host Server | 20 Single Application Servers | Commercial | New | Warehouse | FPL Blend | Per Unit | 24528 | 3504 | 21024 | 0.85714 | 5 | 3.2167 | 2.3337 | 489 | Office Equipment | Servers |  | 1
Equipment | Solar Pool Heater Commercial | Solar Swimming Pool Heater | Electric Resistance Swimming Pool Heater | Commercial | Turnover | Assembly | FPL Blend | Per Unit | 3529.41 | 490.59 | 3038.82 | 0.861 | 15 | 0.51964 | 0.22487 | 3266.72 | Miscellaneous | Pool pump |  | 1
Equipment | Solar Pool Heater Commercial | Solar Swimming Pool Heater | Electric Resistance Swimming Pool Heater | Commercial | New | Assembly | FPL Blend | Per Unit | 3529.41 | 490.59 | 3038.82 | 0.861 | 15 | 0.51964 | 0.22487 | 3266.72 | Miscellaneous | Pool pump |  | 1
Equipment | Solar Pool Heater Commercial | Solar Swimming Pool Heater | Electric Resistance Swimming Pool Heater | Commercial | Turnover | College and University | FPL Blend | Per Unit | 3529.41 | 490.59 | 3038.82 | 0.861 | 15 | 0.30692 | 0.30996 | 3266.72 | Miscellaneous | Pool pump |  | 1
Equipment | Solar Pool Heater Commercial | Solar Swimming Pool Heater | Electric Resistance Swimming Pool Heater | Commercial | New | College and University | FPL Blend | Per Unit | 3529.41 | 490.59 | 3038.82 | 0.861 | 15 | 0.30692 | 0.30996 | 3266.72 | Miscellaneous | Pool pump |  | 1
Equipment | Solar Pool Heater Commercial | Solar Swimming Pool Heater | Electric Resistance Swimming Pool Heater | Commercial | Turnover | Data Center | FPL Blend | Per Unit | 3529.41 | 490.59 | 3038.82 | 0.861 | 15 | 0.33731 | 0.35858 | 3266.72 | Miscellaneous | Pool pump |  | 1
Equipment | Solar Pool Heater Commercial | Solar Swimming Pool Heater | Electric Resistance Swimming Pool Heater | Commercial | New | Data Center | FPL Blend | Per Unit | 3529.41 | 490.59 | 3038.82 | 0.861 | 15 | 0.33731 | 0.35858 | 3266.72 | Miscellaneous | Pool pump |  | 1
Equipment | Solar Pool Heater Commercial | Solar Swimming Pool Heater | Electric Resistance Swimming Pool Heater | Commercial | Turnover | Grocery | FPL Blend | Per Unit | 3529.41 | 490.59 | 3038.82 | 0.861 | 15 | 0.41024 | 0.24614 | 3266.72 | Miscellaneous | Pool pump |  | 1
Equipment | Solar Pool Heater Commercial | Solar Swimming Pool Heater | Electric Resistance Swimming Pool Heater | Commercial | New | Grocery | FPL Blend | Per Unit | 3529.41 | 490.59 | 3038.82 | 0.861 | 15 | 0.41024 | 0.24614 | 3266.72 | Miscellaneous | Pool pump |  | 1
Equipment | Solar Pool Heater Commercial | Solar Swimming Pool Heater | Electric Resistance Swimming Pool Heater | Commercial | Turnover | Healthcare | FPL Blend | Per Unit | 3529.41 | 490.59 | 3038.82 | 0.861 | 15 | 0.43759 | 0.45278 | 3266.72 | Miscellaneous | Pool pump |  | 1
Equipment | Solar Pool Heater Commercial | Solar Swimming Pool Heater | Electric Resistance Swimming Pool Heater | Commercial | New | Healthcare | FPL Blend | Per Unit | 3529.41 | 490.59 | 3038.82 | 0.861 | 15 | 0.43759 | 0.45278 | 3266.72 | Miscellaneous | Pool pump |  | 1
Equipment | Solar Pool Heater Commercial | Solar Swimming Pool Heater | Electric Resistance Swimming Pool Heater | Commercial | Turnover | Hospitals | FPL Blend | Per Unit | 3529.41 | 490.59 | 3038.82 | 0.861 | 15 | 0.30692 | 0.30996 | 3266.72 | Miscellaneous | Pool pump |  | 1
Equipment | Solar Pool Heater Commercial | Solar Swimming Pool Heater | Electric Resistance Swimming Pool Heater | Commercial | New | Hospitals | FPL Blend | Per Unit | 3529.41 | 490.59 | 3038.82 | 0.861 | 15 | 0.30692 | 0.30996 | 3266.72 | Miscellaneous | Pool pump |  | 1
Equipment | Solar Pool Heater Commercial | Solar Swimming Pool Heater | Electric Resistance Swimming Pool Heater | Commercial | Turnover | Institutional | FPL Blend | Per Unit | 3529.41 | 490.59 | 3038.82 | 0.861 | 15 | 0.33731 | 0.36466 | 3266.72 | Miscellaneous | Pool pump |  | 1
Equipment | Solar Pool Heater Commercial | Solar Swimming Pool Heater | Electric Resistance Swimming Pool Heater | Commercial | New | Institutional | FPL Blend | Per Unit | 3529.41 | 490.59 | 3038.82 | 0.861 | 15 | 0.33731 | 0.36466 | 3266.72 | Miscellaneous | Pool pump |  | 1
Equipment | Solar Pool Heater Commercial | Solar Swimming Pool Heater | Electric Resistance Swimming Pool Heater | Commercial | Turnover | Lodging/Hospitality | FPL Blend | Per Unit | 3529.41 | 490.59 | 3038.82 | 0.861 | 15 | 0.32515 | 0.37985 | 3266.72 | Miscellaneous | Pool pump |  | 1
Equipment | Solar Pool Heater Commercial | Solar Swimming Pool Heater | Electric Resistance Swimming Pool Heater | Commercial | New | Lodging/Hospitality | FPL Blend | Per Unit | 3529.41 | 490.59 | 3038.82 | 0.861 | 15 | 0.32515 | 0.37985 | 3266.72 | Miscellaneous | Pool pump |  | 1
Equipment | Solar Pool Heater Commercial | Solar Swimming Pool Heater | Electric Resistance Swimming Pool Heater | Commercial | Turnover | Miscellaneous | FPL Blend | Per Unit | 3529.41 | 490.59 | 3038.82 | 0.861 | 15 | 0.33731 | 0.35858 | 3266.72 | Miscellaneous | Pool pump |  | 1
Equipment | Solar Pool Heater Commercial | Solar Swimming Pool Heater | Electric Resistance Swimming Pool Heater | Commercial | New | Miscellaneous | FPL Blend | Per Unit | 3529.41 | 490.59 | 3038.82 | 0.861 | 15 | 0.33731 | 0.35858 | 3266.72 | Miscellaneous | Pool pump |  | 1
Equipment | Solar Pool Heater Commercial | Solar Swimming Pool Heater | Electric Resistance Swimming Pool Heater | Commercial | Turnover | Offices | FPL Blend | Per Unit | 3529.41 | 490.59 | 3038.82 | 0.861 | 15 | 0.33731 | 0.35858 | 3266.72 | Miscellaneous | Pool pump |  | 1
Equipment | Solar Pool Heater Commercial | Solar Swimming Pool Heater | Electric Resistance Swimming Pool Heater | Commercial | New | Offices | FPL Blend | Per Unit | 3529.41 | 490.59 | 3038.82 | 0.861 | 15 | 0.33731 | 0.35858 | 3266.72 | Miscellaneous | Pool pump |  | 1
Equipment | Solar Pool Heater Commercial | Solar Swimming Pool Heater | Electric Resistance Swimming Pool Heater | Commercial | Turnover | Restaurants | FPL Blend | Per Unit | 3529.41 | 490.59 | 3038.82 | 0.861 | 15 | 0.4072 | 0.15194 | 3266.72 | Miscellaneous | Pool pump |  | 1
Equipment | Solar Pool Heater Commercial | Solar Swimming Pool Heater | Electric Resistance Swimming Pool Heater | Commercial | New | Restaurants | FPL Blend | Per Unit | 3529.41 | 490.59 | 3038.82 | 0.861 | 15 | 0.4072 | 0.15194 | 3266.72 | Miscellaneous | Pool pump |  | 1
Equipment | Solar Pool Heater Commercial | Solar Swimming Pool Heater | Electric Resistance Swimming Pool Heater | Commercial | Turnover | Retail | FPL Blend | Per Unit | 3529.41 | 490.59 | 3038.82 | 0.861 | 15 | 0.43455 | 0.24007 | 3266.72 | Miscellaneous | Pool pump |  | 1
Equipment | Solar Pool Heater Commercial | Solar Swimming Pool Heater | Electric Resistance Swimming Pool Heater | Commercial | New | Retail | FPL Blend | Per Unit | 3529.41 | 490.59 | 3038.82 | 0.861 | 15 | 0.43455 | 0.24007 | 3266.72 | Miscellaneous | Pool pump |  | 1
Equipment | Solar Pool Heater Commercial | Solar Swimming Pool Heater | Electric Resistance Swimming Pool Heater | Commercial | Turnover | Schools K-12 | FPL Blend | Per Unit | 3529.41 | 490.59 | 3038.82 | 0.861 | 15 | 0.313 | 0.32515 | 3266.72 | Miscellaneous | Pool pump |  | 1
Equipment | Solar Pool Heater Commercial | Solar Swimming Pool Heater | Electric Resistance Swimming Pool Heater | Commercial | New | Schools K-12 | FPL Blend | Per Unit | 3529.41 | 490.59 | 3038.82 | 0.861 | 15 | 0.313 | 0.32515 | 3266.72 | Miscellaneous | Pool pump |  | 1
Equipment | Solar Pool Heater Commercial | Solar Swimming Pool Heater | Electric Resistance Swimming Pool Heater | Commercial | Turnover | Warehouse | FPL Blend | Per Unit | 3529.41 | 490.59 | 3038.82 | 0.861 | 15 | 0.46494 | 0.33731 | 3266.72 | Miscellaneous | Pool pump |  | 1
Equipment | Solar Pool Heater Commercial | Solar Swimming Pool Heater | Electric Resistance Swimming Pool Heater | Commercial | New | Warehouse | FPL Blend | Per Unit | 3529.41 | 490.59 | 3038.82 | 0.861 | 15 | 0.46494 | 0.33731 | 3266.72 | Miscellaneous | Pool pump |  | 1
Equipment | Solar Powered Pool Pump | Solar Powered Pool Pump Motor | Variable Speed Pool Pump Motor | Commercial | Turnover | Assembly | FPL Blend | Per Unit | 3212 | 2601.72 | 610.28 | 0.19 | 15 | 0.10436 | 0.045161 | 3669.01 | Miscellaneous | Pool pump |  | 1
Equipment | Solar Powered Pool Pump | Solar Powered Pool Pump Motor | Variable Speed Pool Pump Motor | Commercial | New | Assembly | FPL Blend | Per Unit | 3212 | 2601.72 | 610.28 | 0.19 | 15 | 0.10436 | 0.045161 | 3669.01 | Miscellaneous | Pool pump |  | 1
Equipment | Solar Powered Pool Pump | Solar Powered Pool Pump Motor | Variable Speed Pool Pump Motor | Commercial | Turnover | College and University | FPL Blend | Per Unit | 3212 | 2601.72 | 610.28 | 0.19 | 15 | 0.061638 | 0.062249 | 3669.01 | Miscellaneous | Pool pump |  | 1
Equipment | Solar Powered Pool Pump | Solar Powered Pool Pump Motor | Variable Speed Pool Pump Motor | Commercial | New | College and University | FPL Blend | Per Unit | 3212 | 2601.72 | 610.28 | 0.19 | 15 | 0.061638 | 0.062249 | 3669.01 | Miscellaneous | Pool pump |  | 1
Equipment | Solar Powered Pool Pump | Solar Powered Pool Pump Motor | Variable Speed Pool Pump Motor | Commercial | Turnover | Data Center | FPL Blend | Per Unit | 3212 | 2601.72 | 610.28 | 0.19 | 15 | 0.067741 | 0.072013 | 3669.01 | Miscellaneous | Pool pump |  | 1
Equipment | Solar Powered Pool Pump | Solar Powered Pool Pump Motor | Variable Speed Pool Pump Motor | Commercial | New | Data Center | FPL Blend | Per Unit | 3212 | 2601.72 | 610.28 | 0.19 | 15 | 0.067741 | 0.072013 | 3669.01 | Miscellaneous | Pool pump |  | 1
Equipment | Solar Powered Pool Pump | Solar Powered Pool Pump Motor | Variable Speed Pool Pump Motor | Commercial | Turnover | Grocery | FPL Blend | Per Unit | 3212 | 2601.72 | 610.28 | 0.19 | 15 | 0.082388 | 0.049433 | 3669.01 | Miscellaneous | Pool pump |  | 1
Equipment | Solar Powered Pool Pump | Solar Powered Pool Pump Motor | Variable Speed Pool Pump Motor | Commercial | New | Grocery | FPL Blend | Per Unit | 3212 | 2601.72 | 610.28 | 0.19 | 15 | 0.082388 | 0.049433 | 3669.01 | Miscellaneous | Pool pump |  | 1
Equipment | Solar Powered Pool Pump | Solar Powered Pool Pump Motor | Variable Speed Pool Pump Motor | Commercial | Turnover | Healthcare | FPL Blend | Per Unit | 3212 | 2601.72 | 610.28 | 0.19 | 15 | 0.08788 | 0.090932 | 3669.01 | Miscellaneous | Pool pump |  | 1
Equipment | Solar Powered Pool Pump | Solar Powered Pool Pump Motor | Variable Speed Pool Pump Motor | Commercial | New | Healthcare | FPL Blend | Per Unit | 3212 | 2601.72 | 610.28 | 0.19 | 15 | 0.08788 | 0.090932 | 3669.01 | Miscellaneous | Pool pump |  | 1
Equipment | Solar Powered Pool Pump | Solar Powered Pool Pump Motor | Variable Speed Pool Pump Motor | Commercial | Turnover | Hospitals | FPL Blend | Per Unit | 3212 | 2601.72 | 610.28 | 0.19 | 15 | 0.061638 | 0.062249 | 3669.01 | Miscellaneous | Pool pump |  | 1
Equipment | Solar Powered Pool Pump | Solar Powered Pool Pump Motor | Variable Speed Pool Pump Motor | Commercial | New | Hospitals | FPL Blend | Per Unit | 3212 | 2601.72 | 610.28 | 0.19 | 15 | 0.061638 | 0.062249 | 3669.01 | Miscellaneous | Pool pump |  | 1
Equipment | Solar Powered Pool Pump | Solar Powered Pool Pump Motor | Variable Speed Pool Pump Motor | Commercial | Turnover | Institutional | FPL Blend | Per Unit | 3212 | 2601.72 | 610.28 | 0.19 | 15 | 0.067741 | 0.073234 | 3669.01 | Miscellaneous | Pool pump |  | 1
Equipment | Solar Powered Pool Pump | Solar Powered Pool Pump Motor | Variable Speed Pool Pump Motor | Commercial | New | Institutional | FPL Blend | Per Unit | 3212 | 2601.72 | 610.28 | 0.19 | 15 | 0.067741 | 0.073234 | 3669.01 | Miscellaneous | Pool pump |  | 1
Equipment | Solar Powered Pool Pump | Solar Powered Pool Pump Motor | Variable Speed Pool Pump Motor | Commercial | Turnover | Lodging/Hospitality | FPL Blend | Per Unit | 3212 | 2601.72 | 610.28 | 0.19 | 15 | 0.0653 | 0.076285 | 3669.01 | Miscellaneous | Pool pump |  | 1
Equipment | Solar Powered Pool Pump | Solar Powered Pool Pump Motor | Variable Speed Pool Pump Motor | Commercial | New | Lodging/Hospitality | FPL Blend | Per Unit | 3212 | 2601.72 | 610.28 | 0.19 | 15 | 0.0653 | 0.076285 | 3669.01 | Miscellaneous | Pool pump |  | 1
Equipment | Solar Powered Pool Pump | Solar Powered Pool Pump Motor | Variable Speed Pool Pump Motor | Commercial | Turnover | Miscellaneous | FPL Blend | Per Unit | 3212 | 2601.72 | 610.28 | 0.19 | 15 | 0.067741 | 0.072013 | 3669.01 | Miscellaneous | Pool pump |  | 1
Equipment | Solar Powered Pool Pump | Solar Powered Pool Pump Motor | Variable Speed Pool Pump Motor | Commercial | New | Miscellaneous | FPL Blend | Per Unit | 3212 | 2601.72 | 610.28 | 0.19 | 15 | 0.067741 | 0.072013 | 3669.01 | Miscellaneous | Pool pump |  | 1
Equipment | Solar Powered Pool Pump | Solar Powered Pool Pump Motor | Variable Speed Pool Pump Motor | Commercial | Turnover | Offices | FPL Blend | Per Unit | 3212 | 2601.72 | 610.28 | 0.19 | 15 | 0.067741 | 0.072013 | 3669.01 | Miscellaneous | Pool pump |  | 1
Equipment | Solar Powered Pool Pump | Solar Powered Pool Pump Motor | Variable Speed Pool Pump Motor | Commercial | New | Offices | FPL Blend | Per Unit | 3212 | 2601.72 | 610.28 | 0.19 | 15 | 0.067741 | 0.072013 | 3669.01 | Miscellaneous | Pool pump |  | 1
Equipment | Solar Powered Pool Pump | Solar Powered Pool Pump Motor | Variable Speed Pool Pump Motor | Commercial | Turnover | Restaurants | FPL Blend | Per Unit | 3212 | 2601.72 | 610.28 | 0.19 | 15 | 0.081778 | 0.030514 | 3669.01 | Miscellaneous | Pool pump |  | 1
Equipment | Solar Powered Pool Pump | Solar Powered Pool Pump Motor | Variable Speed Pool Pump Motor | Commercial | New | Restaurants | FPL Blend | Per Unit | 3212 | 2601.72 | 610.28 | 0.19 | 15 | 0.081778 | 0.030514 | 3669.01 | Miscellaneous | Pool pump |  | 1
Equipment | Solar Powered Pool Pump | Solar Powered Pool Pump Motor | Variable Speed Pool Pump Motor | Commercial | Turnover | Retail | FPL Blend | Per Unit | 3212 | 2601.72 | 610.28 | 0.19 | 15 | 0.08727 | 0.048212 | 3669.01 | Miscellaneous | Pool pump |  | 1
Equipment | Solar Powered Pool Pump | Solar Powered Pool Pump Motor | Variable Speed Pool Pump Motor | Commercial | New | Retail | FPL Blend | Per Unit | 3212 | 2601.72 | 610.28 | 0.19 | 15 | 0.08727 | 0.048212 | 3669.01 | Miscellaneous | Pool pump |  | 1
Equipment | Solar Powered Pool Pump | Solar Powered Pool Pump Motor | Variable Speed Pool Pump Motor | Commercial | Turnover | Schools K-12 | FPL Blend | Per Unit | 3212 | 2601.72 | 610.28 | 0.19 | 15 | 0.062859 | 0.0653 | 3669.01 | Miscellaneous | Pool pump |  | 1
Equipment | Solar Powered Pool Pump | Solar Powered Pool Pump Motor | Variable Speed Pool Pump Motor | Commercial | New | Schools K-12 | FPL Blend | Per Unit | 3212 | 2601.72 | 610.28 | 0.19 | 15 | 0.062859 | 0.0653 | 3669.01 | Miscellaneous | Pool pump |  | 1
Equipment | Solar Powered Pool Pump | Solar Powered Pool Pump Motor | Variable Speed Pool Pump Motor | Commercial | Turnover | Warehouse | FPL Blend | Per Unit | 3212 | 2601.72 | 610.28 | 0.19 | 15 | 0.093373 | 0.067741 | 3669.01 | Miscellaneous | Pool pump |  | 1
Equipment | Solar Powered Pool Pump | Solar Powered Pool Pump Motor | Variable Speed Pool Pump Motor | Commercial | New | Warehouse | FPL Blend | Per Unit | 3212 | 2601.72 | 610.28 | 0.19 | 15 | 0.093373 | 0.067741 | 3669.01 | Miscellaneous | Pool pump |  | 1
NonEquipment | Warehouse Loading Dock Seals | Seals to reduce infiltration losses at loading dock |  | Commercial | Existing | Assembly | FPL Blend | Per End Use Consumption | 124835.85 | 124093.52 | 742.33 | 0.0059464 | 10 | 0.24724 | 0 | 4575.0907 | Space Cooling |  | Heat Pump Cooling | 1
NonEquipment | Warehouse Loading Dock Seals | Seals to reduce infiltration losses at loading dock | Loading dock with no seals | Commercial | New | Assembly | FPL Blend | Per End Use Consumption | 124835.85 | 124093.52 | 742.33 | 0.0059464 | 10 | 0.24724 | 0 | 4575.0907 | Space Cooling |  | Heat Pump Cooling | 1
NonEquipment | Warehouse Loading Dock Seals | Seals to reduce infiltration losses at loading dock |  | Commercial | Existing | College and University | FPL Blend | Per End Use Consumption | 50239.28 | 49496.95 | 742.33 | 0.014776 | 10 | 0.15051 | 0 | 7159.2779 | Space Cooling |  | Heat Pump Cooling | 1
NonEquipment | Warehouse Loading Dock Seals | Seals to reduce infiltration losses at loading dock | Loading dock with no seals | Commercial | New | College and University | FPL Blend | Per End Use Consumption | 50239.28 | 49496.95 | 742.33 | 0.014776 | 10 | 0.15051 | 0 | 7159.2779 | Space Cooling |  | Heat Pump Cooling | 1
NonEquipment | Warehouse Loading Dock Seals | Seals to reduce infiltration losses at loading dock |  | Commercial | Existing | Data Center | FPL Blend | Per End Use Consumption | 246589.32 | 245846.99 | 742.33 | 0.0030104 | 10 | 0.15051 | 0 | 30672.9428 | Space Cooling |  | Heat Pump Cooling | 1
NonEquipment | Warehouse Loading Dock Seals | Seals to reduce infiltration losses at loading dock | Loading dock with no seals | Commercial | New | Data Center | FPL Blend | Per End Use Consumption | 246589.32 | 245846.99 | 742.33 | 0.0030104 | 10 | 0.15051 | 0 | 30672.9428 | Space Cooling |  | Heat Pump Cooling | 1
NonEquipment | Warehouse Loading Dock Seals | Seals to reduce infiltration losses at loading dock |  | Commercial | Existing | Grocery | FPL Blend | Per End Use Consumption | 10146.03 | 9403.7 | 742.33 | 0.073165 | 10 | 0.21051 | 0 | 781.7476 | Space Cooling |  | Heat Pump Cooling | 1
NonEquipment | Warehouse Loading Dock Seals | Seals to reduce infiltration losses at loading dock | Loading dock with no seals | Commercial | New | Grocery | FPL Blend | Per End Use Consumption | 10146.03 | 9403.7 | 742.33 | 0.073165 | 10 | 0.21051 | 0 | 781.7476 | Space Cooling |  | Heat Pump Cooling | 1
NonEquipment | Warehouse Loading Dock Seals | Seals to reduce infiltration losses at loading dock |  | Commercial | Existing | Healthcare | FPL Blend | Per End Use Consumption | 21063.51 | 20321.18 | 742.33 | 0.035242 | 10 | 0.15051 | 0 | 2797.8999 | Space Cooling |  | Heat Pump Cooling | 1
NonEquipment | Warehouse Loading Dock Seals | Seals to reduce infiltration losses at loading dock | Loading dock with no seals | Commercial | New | Healthcare | FPL Blend | Per End Use Consumption | 21063.51 | 20321.18 | 742.33 | 0.035242 | 10 | 0.15051 | 0 | 2797.8999 | Space Cooling |  | Heat Pump Cooling | 1
NonEquipment | Warehouse Loading Dock Seals | Seals to reduce infiltration losses at loading dock |  | Commercial | Existing | Hospitals | FPL Blend | Per End Use Consumption | 1853377.69 | 1852635.36 | 742.33 | 0.00040053 | 10 | 0.15051 | 0 | 55348.209 | Space Cooling |  | Heat Pump Cooling | 1
NonEquipment | Warehouse Loading Dock Seals | Seals to reduce infiltration losses at loading dock | Loading dock with no seals | Commercial | New | Hospitals | FPL Blend | Per End Use Consumption | 1853377.69 | 1852635.36 | 742.33 | 0.00040053 | 10 | 0.15051 | 0 | 55348.209 | Space Cooling |  | Heat Pump Cooling | 1
NonEquipment | Warehouse Loading Dock Seals | Seals to reduce infiltration losses at loading dock |  | Commercial | Existing | Institutional | FPL Blend | Per End Use Consumption | 24647.04 | 23904.71 | 742.33 | 0.030118 | 10 | 0.15051 | 0 | 3654.2048 | Space Cooling |  | Heat Pump Cooling | 1
NonEquipment | Warehouse Loading Dock Seals | Seals to reduce infiltration losses at loading dock | Loading dock with no seals | Commercial | New | Institutional | FPL Blend | Per End Use Consumption | 24647.04 | 23904.71 | 742.33 | 0.030118 | 10 | 0.15051 | 0 | 3654.2048 | Space Cooling |  | Heat Pump Cooling | 1
NonEquipment | Warehouse Loading Dock Seals | Seals to reduce infiltration losses at loading dock |  | Commercial | Existing | Lodging/Hospitality | FPL Blend | Per End Use Consumption | 200655.84 | 199913.51 | 742.33 | 0.0036995 | 10 | 0.14216 | 0 | 12749.79 | Space Cooling |  | Heat Pump Cooling | 1
NonEquipment | Warehouse Loading Dock Seals | Seals to reduce infiltration losses at loading dock | Loading dock with no seals | Commercial | New | Lodging/Hospitality | FPL Blend | Per End Use Consumption | 200655.84 | 199913.51 | 742.33 | 0.0036995 | 10 | 0.14216 | 0 | 12749.79 | Space Cooling |  | Heat Pump Cooling | 1
NonEquipment | Warehouse Loading Dock Seals | Seals to reduce infiltration losses at loading dock |  | Commercial | Existing | Miscellaneous | FPL Blend | Per End Use Consumption | 44622.6 | 43880.27 | 742.33 | 0.016636 | 10 | 0.24724 | 0 | 9923.7152 | Space Cooling |  | Heat Pump Cooling | 1
NonEquipment | Warehouse Loading Dock Seals | Seals to reduce infiltration losses at loading dock | Loading dock with no seals | Commercial | New | Miscellaneous | FPL Blend | Per End Use Consumption | 44622.6 | 43880.27 | 742.33 | 0.016636 | 10 | 0.24724 | 0 | 9923.7152 | Space Cooling |  | Heat Pump Cooling | 1
NonEquipment | Warehouse Loading Dock Seals | Seals to reduce infiltration losses at loading dock |  | Commercial | Existing | Offices | FPL Blend | Per End Use Consumption | 56539.56 | 55797.23 | 742.33 | 0.013129 | 10 | 0.24724 | 0 | 5203.0094 | Space Cooling |  | Heat Pump Cooling | 1
NonEquipment | Warehouse Loading Dock Seals | Seals to reduce infiltration losses at loading dock | Loading dock with no seals | Commercial | New | Offices | FPL Blend | Per End Use Consumption | 56539.56 | 55797.23 | 742.33 | 0.013129 | 10 | 0.24724 | 0 | 5203.0094 | Space Cooling |  | Heat Pump Cooling | 1
NonEquipment | Warehouse Loading Dock Seals | Seals to reduce infiltration losses at loading dock |  | Commercial | Existing | Restaurants | FPL Blend | Per End Use Consumption | 48502.8 | 47760.47 | 742.33 | 0.015305 | 10 | 0.21051 | 0 | 1464.8528 | Space Cooling |  | Heat Pump Cooling | 1
NonEquipment | Warehouse Loading Dock Seals | Seals to reduce infiltration losses at loading dock | Loading dock with no seals | Commercial | New | Restaurants | FPL Blend | Per End Use Consumption | 48502.8 | 47760.47 | 742.33 | 0.015305 | 10 | 0.21051 | 0 | 1464.8528 | Space Cooling |  | Heat Pump Cooling | 1
NonEquipment | Warehouse Loading Dock Seals | Seals to reduce infiltration losses at loading dock |  | Commercial | Existing | Retail | FPL Blend | Per End Use Consumption | 71635.38 | 70893.05 | 742.33 | 0.010363 | 10 | 0.24724 | 0 | 6849.8747 | Space Cooling |  | Heat Pump Cooling | 1
NonEquipment | Warehouse Loading Dock Seals | Seals to reduce infiltration losses at loading dock | Loading dock with no seals | Commercial | New | Retail | FPL Blend | Per End Use Consumption | 71635.38 | 70893.05 | 742.33 | 0.010363 | 10 | 0.24724 | 0 | 6849.8747 | Space Cooling |  | Heat Pump Cooling | 1
NonEquipment | Warehouse Loading Dock Seals | Seals to reduce infiltration losses at loading dock |  | Commercial | Existing | Schools K-12 | FPL Blend | Per End Use Consumption | 160602.9 | 159860.57 | 742.33 | 0.0046221 | 10 | 0.24724 | 0 | 9720.8602 | Space Cooling |  | Heat Pump Cooling | 1
NonEquipment | Warehouse Loading Dock Seals | Seals to reduce infiltration losses at loading dock | Loading dock with no seals | Commercial | New | Schools K-12 | FPL Blend | Per End Use Consumption | 160602.9 | 159860.57 | 742.33 | 0.0046221 | 10 | 0.24724 | 0 | 9720.8602 | Space Cooling |  | Heat Pump Cooling | 1
NonEquipment | Warehouse Loading Dock Seals | Seals to reduce infiltration losses at loading dock |  | Commercial | Existing | Warehouse | FPL Blend | Per End Use Consumption | 19405.96 | 18663.63 | 742.33 | 0.038253 | 10 | 0.24724 | 0 | 5813.0289 | Space Cooling |  | Heat Pump Cooling | 1
NonEquipment | Warehouse Loading Dock Seals | Seals to reduce infiltration losses at loading dock | Loading dock with no seals | Commercial | New | Warehouse | FPL Blend | Per End Use Consumption | 19405.96 | 18663.63 | 742.33 | 0.038253 | 10 | 0.24724 | 0 | 5813.0289 | Space Cooling |  | Heat Pump Cooling | 1
NonEquipment | Warehouse Loading Dock Seals | Seals to reduce infiltration losses at loading dock |  | Commercial | Existing | Assembly | FPL Blend | Per End Use Consumption | 15896.7 | 15771.42 | 125.28 | 0.0078809 | 10 | 0 | 0.28541 | 772.1193 | Space Heating |  | Packaged central unit | 1
NonEquipment | Warehouse Loading Dock Seals | Seals to reduce infiltration losses at loading dock | Loading dock with no seals | Commercial | New | Assembly | FPL Blend | Per End Use Consumption | 15896.7 | 15771.42 | 125.28 | 0.0078809 | 10 | 0 | 0.28541 | 772.1193 | Space Heating |  | Packaged central unit | 1
NonEquipment | Warehouse Loading Dock Seals | Seals to reduce infiltration losses at loading dock |  | Commercial | Existing | College and University | FPL Blend | Per End Use Consumption | 7804.16 | 7678.88 | 125.28 | 0.016053 | 10 | 0 | 0.024103 | 1208.2421 | Space Heating |  | Packaged central unit | 1
NonEquipment | Warehouse Loading Dock Seals | Seals to reduce infiltration losses at loading dock | Loading dock with no seals | Commercial | New | College and University | FPL Blend | Per End Use Consumption | 7804.16 | 7678.88 | 125.28 | 0.016053 | 10 | 0 | 0.024103 | 1208.2421 | Space Heating |  | Packaged central unit | 1
NonEquipment | Warehouse Loading Dock Seals | Seals to reduce infiltration losses at loading dock |  | Commercial | Existing | Data Center | FPL Blend | Per End Use Consumption | 59557.59 | 59432.31 | 125.28 | 0.0021035 | 10 | 0 | 0.024103 | 5176.5472 | Space Heating |  | Packaged central unit | 1
NonEquipment | Warehouse Loading Dock Seals | Seals to reduce infiltration losses at loading dock | Loading dock with no seals | Commercial | New | Data Center | FPL Blend | Per End Use Consumption | 59557.59 | 59432.31 | 125.28 | 0.0021035 | 10 | 0 | 0.024103 | 5176.5472 | Space Heating |  | Packaged central unit | 1
NonEquipment | Warehouse Loading Dock Seals | Seals to reduce infiltration losses at loading dock |  | Commercial | Existing | Grocery | FPL Blend | Per End Use Consumption | 6897.17 | 6771.89 | 125.28 | 0.018164 | 10 | 0 | 0.096283 | 131.9324 | Space Heating |  | Packaged central unit | 1
NonEquipment | Warehouse Loading Dock Seals | Seals to reduce infiltration losses at loading dock | Loading dock with no seals | Commercial | New | Grocery | FPL Blend | Per End Use Consumption | 6897.17 | 6771.89 | 125.28 | 0.018164 | 10 | 0 | 0.096283 | 131.9324 | Space Heating |  | Packaged central unit | 1
NonEquipment | Warehouse Loading Dock Seals | Seals to reduce infiltration losses at loading dock |  | Commercial | Existing | Healthcare | FPL Blend | Per End Use Consumption | 10674.72 | 10549.44 | 125.28 | 0.011736 | 10 | 0 | 0.024103 | 472.1901 | Space Heating |  | Packaged central unit | 1
NonEquipment | Warehouse Loading Dock Seals | Seals to reduce infiltration losses at loading dock | Loading dock with no seals | Commercial | New | Healthcare | FPL Blend | Per End Use Consumption | 10674.72 | 10549.44 | 125.28 | 0.011736 | 10 | 0 | 0.024103 | 472.1901 | Space Heating |  | Packaged central unit | 1
NonEquipment | Warehouse Loading Dock Seals | Seals to reduce infiltration losses at loading dock |  | Commercial | Existing | Hospitals | FPL Blend | Per End Use Consumption | 218709.88 | 218584.6 | 125.28 | 0.00057281 | 10 | 0 | 0.024103 | 9340.891 | Space Heating |  | Packaged central unit | 1
NonEquipment | Warehouse Loading Dock Seals | Seals to reduce infiltration losses at loading dock | Loading dock with no seals | Commercial | New | Hospitals | FPL Blend | Per End Use Consumption | 218709.88 | 218584.6 | 125.28 | 0.00057281 | 10 | 0 | 0.024103 | 9340.891 | Space Heating |  | Packaged central unit | 1
NonEquipment | Warehouse Loading Dock Seals | Seals to reduce infiltration losses at loading dock |  | Commercial | Existing | Institutional | FPL Blend | Per End Use Consumption | 7344.32 | 7219.04 | 125.28 | 0.017058 | 10 | 0 | 0.024103 | 616.7052 | Space Heating |  | Packaged central unit | 1
NonEquipment | Warehouse Loading Dock Seals | Seals to reduce infiltration losses at loading dock | Loading dock with no seals | Commercial | New | Institutional | FPL Blend | Per End Use Consumption | 7344.32 | 7219.04 | 125.28 | 0.017058 | 10 | 0 | 0.024103 | 616.7052 | Space Heating |  | Packaged central unit | 1
NonEquipment | Warehouse Loading Dock Seals | Seals to reduce infiltration losses at loading dock |  | Commercial | Existing | Lodging/Hospitality | FPL Blend | Per End Use Consumption | 23018.96 | 22893.68 | 125.28 | 0.0054425 | 10 | 0 | 0.082523 | 2151.73 | Space Heating |  | Packaged central unit | 1
NonEquipment | Warehouse Loading Dock Seals | Seals to reduce infiltration losses at loading dock | Loading dock with no seals | Commercial | New | Lodging/Hospitality | FPL Blend | Per End Use Consumption | 23018.96 | 22893.68 | 125.28 | 0.0054425 | 10 | 0 | 0.082523 | 2151.73 | Space Heating |  | Packaged central unit | 1
NonEquipment | Warehouse Loading Dock Seals | Seals to reduce infiltration losses at loading dock |  | Commercial | Existing | Miscellaneous | FPL Blend | Per End Use Consumption | 25015.7 | 24890.42 | 125.28 | 0.0050081 | 10 | 0 | 0.28541 | 1674.7848 | Space Heating |  | Packaged central unit | 1
NonEquipment | Warehouse Loading Dock Seals | Seals to reduce infiltration losses at loading dock | Loading dock with no seals | Commercial | New | Miscellaneous | FPL Blend | Per End Use Consumption | 25015.7 | 24890.42 | 125.28 | 0.0050081 | 10 | 0 | 0.28541 | 1674.7848 | Space Heating |  | Packaged central unit | 1
NonEquipment | Warehouse Loading Dock Seals | Seals to reduce infiltration losses at loading dock |  | Commercial | Existing | Offices | FPL Blend | Per End Use Consumption | 28712.88 | 28587.6 | 125.28 | 0.0043632 | 10 | 0 | 0.28541 | 878.0906 | Space Heating |  | Packaged central unit | 1
NonEquipment | Warehouse Loading Dock Seals | Seals to reduce infiltration losses at loading dock | Loading dock with no seals | Commercial | New | Offices | FPL Blend | Per End Use Consumption | 28712.88 | 28587.6 | 125.28 | 0.0043632 | 10 | 0 | 0.28541 | 878.0906 | Space Heating |  | Packaged central unit | 1
NonEquipment | Warehouse Loading Dock Seals | Seals to reduce infiltration losses at loading dock |  | Commercial | Existing | Restaurants | FPL Blend | Per End Use Consumption | 17714.5 | 17589.22 | 125.28 | 0.0070722 | 10 | 0 | 0.096283 | 247.2172 | Space Heating |  | Packaged central unit | 1
NonEquipment | Warehouse Loading Dock Seals | Seals to reduce infiltration losses at loading dock | Loading dock with no seals | Commercial | New | Restaurants | FPL Blend | Per End Use Consumption | 17714.5 | 17589.22 | 125.28 | 0.0070722 | 10 | 0 | 0.096283 | 247.2172 | Space Heating |  | Packaged central unit | 1
NonEquipment | Warehouse Loading Dock Seals | Seals to reduce infiltration losses at loading dock |  | Commercial | Existing | Retail | FPL Blend | Per End Use Consumption | 25434.06 | 25308.78 | 125.28 | 0.0049257 | 10 | 0 | 0.28541 | 1156.0253 | Space Heating |  | Packaged central unit | 1
NonEquipment | Warehouse Loading Dock Seals | Seals to reduce infiltration losses at loading dock | Loading dock with no seals | Commercial | New | Retail | FPL Blend | Per End Use Consumption | 25434.06 | 25308.78 | 125.28 | 0.0049257 | 10 | 0 | 0.28541 | 1156.0253 | Space Heating |  | Packaged central unit | 1
NonEquipment | Warehouse Loading Dock Seals | Seals to reduce infiltration losses at loading dock |  | Commercial | Existing | Schools K-12 | FPL Blend | Per End Use Consumption | 50002.14 | 49876.86 | 125.28 | 0.0025055 | 10 | 0 | 0.28541 | 1640.5498 | Space Heating |  | Packaged central unit | 1
NonEquipment | Warehouse Loading Dock Seals | Seals to reduce infiltration losses at loading dock | Loading dock with no seals | Commercial | New | Schools K-12 | FPL Blend | Per End Use Consumption | 50002.14 | 49876.86 | 125.28 | 0.0025055 | 10 | 0 | 0.28541 | 1640.5498 | Space Heating |  | Packaged central unit | 1
NonEquipment | Warehouse Loading Dock Seals | Seals to reduce infiltration losses at loading dock |  | Commercial | Existing | Warehouse | FPL Blend | Per End Use Consumption | 8514.86 | 8389.58 | 125.28 | 0.014713 | 10 | 0 | 0.28541 | 981.0411 | Space Heating |  | Packaged central unit | 1
NonEquipment | Warehouse Loading Dock Seals | Seals to reduce infiltration losses at loading dock | Loading dock with no seals | Commercial | New | Warehouse | FPL Blend | Per End Use Consumption | 8514.86 | 8389.58 | 125.28 | 0.014713 | 10 | 0 | 0.28541 | 981.0411 | Space Heating |  | Packaged central unit | 1
NonEquipment | Water Heater Setback | A 50 gallon electric hot water tank with a thermostat setting reduced to no lower than 120 degrees. |  | Commercial | Existing | Assembly | FPL Blend | Per End Use Consumption | 794.34 | 706.08 | 88.26 | 0.11111 | 2 | 0.010974 | 0.016713 | 5.14 | Domestic Hot Water |  | Centralized water heaters | 2
NonEquipment | Water Heater Setback | A 50 gallon electric hot water tank with a thermostat setting reduced to no lower than 120 degrees. | A 50 gallon electric hot water tank with a thermostat setting that is higher than 120 degrees, typically hot water tanks with settings of 130 degrees or higher. | Commercial | New | Assembly | FPL Blend | Per End Use Consumption | 794.34 | 706.08 | 88.26 | 0.11111 | 2 | 0.010974 | 0.016713 | 5.14 | Domestic Hot Water |  | Centralized water heaters | 2
NonEquipment | Water Heater Setback | A 50 gallon electric hot water tank with a thermostat setting reduced to no lower than 120 degrees. |  | Commercial | Existing | College and University | FPL Blend | Per End Use Consumption | 794.34 | 706.08 | 88.26 | 0.11111 | 2 | 0.0080932 | 0.0098291 | 5.14 | Domestic Hot Water |  | Centralized water heaters | 2
NonEquipment | Water Heater Setback | A 50 gallon electric hot water tank with a thermostat setting reduced to no lower than 120 degrees. | A 50 gallon electric hot water tank with a thermostat setting that is higher than 120 degrees, typically hot water tanks with settings of 130 degrees or higher. | Commercial | New | College and University | FPL Blend | Per End Use Consumption | 794.34 | 706.08 | 88.26 | 0.11111 | 2 | 0.0080932 | 0.0098291 | 5.14 | Domestic Hot Water |  | Centralized water heaters | 2
NonEquipment | Water Heater Setback | A 50 gallon electric hot water tank with a thermostat setting reduced to no lower than 120 degrees. |  | Commercial | Existing | Data Center | FPL Blend | Per End Use Consumption | 794.34 | 706.08 | 88.26 | 0.11111 | 2 | 0.0080932 | 0.0098291 | 5.14 | Domestic Hot Water |  | Centralized water heaters | 2
NonEquipment | Water Heater Setback | A 50 gallon electric hot water tank with a thermostat setting reduced to no lower than 120 degrees. | A 50 gallon electric hot water tank with a thermostat setting that is higher than 120 degrees, typically hot water tanks with settings of 130 degrees or higher. | Commercial | New | Data Center | FPL Blend | Per End Use Consumption | 794.34 | 706.08 | 88.26 | 0.11111 | 2 | 0.0080932 | 0.0098291 | 5.14 | Domestic Hot Water |  | Centralized water heaters | 2
NonEquipment | Water Heater Setback | A 50 gallon electric hot water tank with a thermostat setting reduced to no lower than 120 degrees. |  | Commercial | Existing | Grocery | FPL Blend | Per End Use Consumption | 794.34 | 706.08 | 88.26 | 0.11111 | 2 | 0.010974 | 0.016713 | 5.14 | Domestic Hot Water |  | Centralized water heaters | 2
NonEquipment | Water Heater Setback | A 50 gallon electric hot water tank with a thermostat setting reduced to no lower than 120 degrees. | A 50 gallon electric hot water tank with a thermostat setting that is higher than 120 degrees, typically hot water tanks with settings of 130 degrees or higher. | Commercial | New | Grocery | FPL Blend | Per End Use Consumption | 794.34 | 706.08 | 88.26 | 0.11111 | 2 | 0.010974 | 0.016713 | 5.14 | Domestic Hot Water |  | Centralized water heaters | 2
NonEquipment | Water Heater Setback | A 50 gallon electric hot water tank with a thermostat setting reduced to no lower than 120 degrees. |  | Commercial | Existing | Healthcare | FPL Blend | Per End Use Consumption | 794.34 | 706.08 | 88.26 | 0.11111 | 2 | 0.0080932 | 0.0098291 | 5.14 | Domestic Hot Water |  | Centralized water heaters | 2
NonEquipment | Water Heater Setback | A 50 gallon electric hot water tank with a thermostat setting reduced to no lower than 120 degrees. | A 50 gallon electric hot water tank with a thermostat setting that is higher than 120 degrees, typically hot water tanks with settings of 130 degrees or higher. | Commercial | New | Healthcare | FPL Blend | Per End Use Consumption | 794.34 | 706.08 | 88.26 | 0.11111 | 2 | 0.0080932 | 0.0098291 | 5.14 | Domestic Hot Water |  | Centralized water heaters | 2
NonEquipment | Water Heater Setback | A 50 gallon electric hot water tank with a thermostat setting reduced to no lower than 120 degrees. |  | Commercial | Existing | Hospitals | FPL Blend | Per End Use Consumption | 794.34 | 706.08 | 88.26 | 0.11111 | 2 | 0.0080932 | 0.0098291 | 5.14 | Domestic Hot Water |  | Centralized water heaters | 2
NonEquipment | Water Heater Setback | A 50 gallon electric hot water tank with a thermostat setting reduced to no lower than 120 degrees. | A 50 gallon electric hot water tank with a thermostat setting that is higher than 120 degrees, typically hot water tanks with settings of 130 degrees or higher. | Commercial | New | Hospitals | FPL Blend | Per End Use Consumption | 794.34 | 706.08 | 88.26 | 0.11111 | 2 | 0.0080932 | 0.0098291 | 5.14 | Domestic Hot Water |  | Centralized water heaters | 2
NonEquipment | Water Heater Setback | A 50 gallon electric hot water tank with a thermostat setting reduced to no lower than 120 degrees. |  | Commercial | Existing | Institutional | FPL Blend | Per End Use Consumption | 794.34 | 706.08 | 88.26 | 0.11111 | 2 | 0.0080932 | 0.0098291 | 5.14 | Domestic Hot Water |  | Centralized water heaters | 2
NonEquipment | Water Heater Setback | A 50 gallon electric hot water tank with a thermostat setting reduced to no lower than 120 degrees. | A 50 gallon electric hot water tank with a thermostat setting that is higher than 120 degrees, typically hot water tanks with settings of 130 degrees or higher. | Commercial | New | Institutional | FPL Blend | Per End Use Consumption | 794.34 | 706.08 | 88.26 | 0.11111 | 2 | 0.0080932 | 0.0098291 | 5.14 | Domestic Hot Water |  | Centralized water heaters | 2
NonEquipment | Water Heater Setback | A 50 gallon electric hot water tank with a thermostat setting reduced to no lower than 120 degrees. |  | Commercial | Existing | Lodging/Hospitality | FPL Blend | Per End Use Consumption | 794.34 | 706.08 | 88.26 | 0.11111 | 2 | 0.0034729 | 0.013925 | 5.14 | Domestic Hot Water |  | Centralized water heaters | 2
NonEquipment | Water Heater Setback | A 50 gallon electric hot water tank with a thermostat setting reduced to no lower than 120 degrees. | A 50 gallon electric hot water tank with a thermostat setting that is higher than 120 degrees, typically hot water tanks with settings of 130 degrees or higher. | Commercial | New | Lodging/Hospitality | FPL Blend | Per End Use Consumption | 794.34 | 706.08 | 88.26 | 0.11111 | 2 | 0.0034729 | 0.013925 | 5.14 | Domestic Hot Water |  | Centralized water heaters | 2
NonEquipment | Water Heater Setback | A 50 gallon electric hot water tank with a thermostat setting reduced to no lower than 120 degrees. |  | Commercial | Existing | Miscellaneous | FPL Blend | Per End Use Consumption | 794.34 | 706.08 | 88.26 | 0.11111 | 2 | 0.010974 | 0.016713 | 5.14 | Domestic Hot Water |  | Centralized water heaters | 2
NonEquipment | Water Heater Setback | A 50 gallon electric hot water tank with a thermostat setting reduced to no lower than 120 degrees. | A 50 gallon electric hot water tank with a thermostat setting that is higher than 120 degrees, typically hot water tanks with settings of 130 degrees or higher. | Commercial | New | Miscellaneous | FPL Blend | Per End Use Consumption | 794.34 | 706.08 | 88.26 | 0.11111 | 2 | 0.010974 | 0.016713 | 5.14 | Domestic Hot Water |  | Centralized water heaters | 2
NonEquipment | Water Heater Setback | A 50 gallon electric hot water tank with a thermostat setting reduced to no lower than 120 degrees. |  | Commercial | Existing | Offices | FPL Blend | Per End Use Consumption | 794.34 | 706.08 | 88.26 | 0.11111 | 2 | 0.010974 | 0.016713 | 5.14 | Domestic Hot Water |  | Centralized water heaters | 2
NonEquipment | Water Heater Setback | A 50 gallon electric hot water tank with a thermostat setting reduced to no lower than 120 degrees. | A 50 gallon electric hot water tank with a thermostat setting that is higher than 120 degrees, typically hot water tanks with settings of 130 degrees or higher. | Commercial | New | Offices | FPL Blend | Per End Use Consumption | 794.34 | 706.08 | 88.26 | 0.11111 | 2 | 0.010974 | 0.016713 | 5.14 | Domestic Hot Water |  | Centralized water heaters | 2
NonEquipment | Water Heater Setback | A 50 gallon electric hot water tank with a thermostat setting reduced to no lower than 120 degrees. |  | Commercial | Existing | Restaurants | FPL Blend | Per End Use Consumption | 794.34 | 706.08 | 88.26 | 0.11111 | 2 | 0.010974 | 0.016713 | 5.14 | Domestic Hot Water |  | Centralized water heaters | 2
NonEquipment | Water Heater Setback | A 50 gallon electric hot water tank with a thermostat setting reduced to no lower than 120 degrees. | A 50 gallon electric hot water tank with a thermostat setting that is higher than 120 degrees, typically hot water tanks with settings of 130 degrees or higher. | Commercial | New | Restaurants | FPL Blend | Per End Use Consumption | 794.34 | 706.08 | 88.26 | 0.11111 | 2 | 0.010974 | 0.016713 | 5.14 | Domestic Hot Water |  | Centralized water heaters | 2
NonEquipment | Water Heater Setback | A 50 gallon electric hot water tank with a thermostat setting reduced to no lower than 120 degrees. |  | Commercial | Existing | Retail | FPL Blend | Per End Use Consumption | 794.34 | 706.08 | 88.26 | 0.11111 | 2 | 0.010974 | 0.016713 | 5.14 | Domestic Hot Water |  | Centralized water heaters | 2
NonEquipment | Water Heater Setback | A 50 gallon electric hot water tank with a thermostat setting reduced to no lower than 120 degrees. | A 50 gallon electric hot water tank with a thermostat setting that is higher than 120 degrees, typically hot water tanks with settings of 130 degrees or higher. | Commercial | New | Retail | FPL Blend | Per End Use Consumption | 794.34 | 706.08 | 88.26 | 0.11111 | 2 | 0.010974 | 0.016713 | 5.14 | Domestic Hot Water |  | Centralized water heaters | 2
NonEquipment | Water Heater Setback | A 50 gallon electric hot water tank with a thermostat setting reduced to no lower than 120 degrees. |  | Commercial | Existing | Schools K-12 | FPL Blend | Per End Use Consumption | 794.34 | 706.08 | 88.26 | 0.11111 | 2 | 0.010974 | 0.016713 | 5.14 | Domestic Hot Water |  | Centralized water heaters | 2
NonEquipment | Water Heater Setback | A 50 gallon electric hot water tank with a thermostat setting reduced to no lower than 120 degrees. | A 50 gallon electric hot water tank with a thermostat setting that is higher than 120 degrees, typically hot water tanks with settings of 130 degrees or higher. | Commercial | New | Schools K-12 | FPL Blend | Per End Use Consumption | 794.34 | 706.08 | 88.26 | 0.11111 | 2 | 0.010974 | 0.016713 | 5.14 | Domestic Hot Water |  | Centralized water heaters | 2
NonEquipment | Water Heater Setback | A 50 gallon electric hot water tank with a thermostat setting reduced to no lower than 120 degrees. |  | Commercial | Existing | Warehouse | FPL Blend | Per End Use Consumption | 794.34 | 706.08 | 88.26 | 0.11111 | 2 | 0.010974 | 0.016713 | 5.14 | Domestic Hot Water |  | Centralized water heaters | 2
NonEquipment | Water Heater Setback | A 50 gallon electric hot water tank with a thermostat setting reduced to no lower than 120 degrees. | A 50 gallon electric hot water tank with a thermostat setting that is higher than 120 degrees, typically hot water tanks with settings of 130 degrees or higher. | Commercial | New | Warehouse | FPL Blend | Per End Use Consumption | 794.34 | 706.08 | 88.26 | 0.11111 | 2 | 0.010974 | 0.016713 | 5.14 | Domestic Hot Water |  | Centralized water heaters | 2
NonEquipment | Water Heater Setback | A 50 gallon electric hot water tank with a thermostat setting reduced to no lower than 120 degrees. |  | Commercial | Existing | Assembly | FPL Blend | Per End Use Consumption | 794.34 | 706.08 | 88.26 | 0.11111 | 2 | 0.010974 | 0.016713 | 5.14 | Domestic Hot Water |  | "Point-of-Use" water heaters | 2
NonEquipment | Water Heater Setback | A 50 gallon electric hot water tank with a thermostat setting reduced to no lower than 120 degrees. | A 50 gallon electric hot water tank with a thermostat setting that is higher than 120 degrees, typically hot water tanks with settings of 130 degrees or higher. | Commercial | New | Assembly | FPL Blend | Per End Use Consumption | 794.34 | 706.08 | 88.26 | 0.11111 | 2 | 0.010974 | 0.016713 | 5.14 | Domestic Hot Water |  | "Point-of-Use" water heaters | 2
NonEquipment | Water Heater Setback | A 50 gallon electric hot water tank with a thermostat setting reduced to no lower than 120 degrees. |  | Commercial | Existing | College and University | FPL Blend | Per End Use Consumption | 794.34 | 706.08 | 88.26 | 0.11111 | 2 | 0.0080932 | 0.0098291 | 5.14 | Domestic Hot Water |  | "Point-of-Use" water heaters | 2
NonEquipment | Water Heater Setback | A 50 gallon electric hot water tank with a thermostat setting reduced to no lower than 120 degrees. | A 50 gallon electric hot water tank with a thermostat setting that is higher than 120 degrees, typically hot water tanks with settings of 130 degrees or higher. | Commercial | New | College and University | FPL Blend | Per End Use Consumption | 794.34 | 706.08 | 88.26 | 0.11111 | 2 | 0.0080932 | 0.0098291 | 5.14 | Domestic Hot Water |  | "Point-of-Use" water heaters | 2
NonEquipment | Water Heater Setback | A 50 gallon electric hot water tank with a thermostat setting reduced to no lower than 120 degrees. |  | Commercial | Existing | Data Center | FPL Blend | Per End Use Consumption | 794.34 | 706.08 | 88.26 | 0.11111 | 2 | 0.0080932 | 0.0098291 | 5.14 | Domestic Hot Water |  | "Point-of-Use" water heaters | 2
NonEquipment | Water Heater Setback | A 50 gallon electric hot water tank with a thermostat setting reduced to no lower than 120 degrees. | A 50 gallon electric hot water tank with a thermostat setting that is higher than 120 degrees, typically hot water tanks with settings of 130 degrees or higher. | Commercial | New | Data Center | FPL Blend | Per End Use Consumption | 794.34 | 706.08 | 88.26 | 0.11111 | 2 | 0.0080932 | 0.0098291 | 5.14 | Domestic Hot Water |  | "Point-of-Use" water heaters | 2
NonEquipment | Water Heater Setback | A 50 gallon electric hot water tank with a thermostat setting reduced to no lower than 120 degrees. |  | Commercial | Existing | Grocery | FPL Blend | Per End Use Consumption | 794.34 | 706.08 | 88.26 | 0.11111 | 2 | 0.010974 | 0.016713 | 5.14 | Domestic Hot Water |  | "Point-of-Use" water heaters | 2
NonEquipment | Water Heater Setback | A 50 gallon electric hot water tank with a thermostat setting reduced to no lower than 120 degrees. | A 50 gallon electric hot water tank with a thermostat setting that is higher than 120 degrees, typically hot water tanks with settings of 130 degrees or higher. | Commercial | New | Grocery | FPL Blend | Per End Use Consumption | 794.34 | 706.08 | 88.26 | 0.11111 | 2 | 0.010974 | 0.016713 | 5.14 | Domestic Hot Water |  | "Point-of-Use" water heaters | 2
NonEquipment | Water Heater Setback | A 50 gallon electric hot water tank with a thermostat setting reduced to no lower than 120 degrees. |  | Commercial | Existing | Healthcare | FPL Blend | Per End Use Consumption | 794.34 | 706.08 | 88.26 | 0.11111 | 2 | 0.0080932 | 0.0098291 | 5.14 | Domestic Hot Water |  | "Point-of-Use" water heaters | 2
NonEquipment | Water Heater Setback | A 50 gallon electric hot water tank with a thermostat setting reduced to no lower than 120 degrees. | A 50 gallon electric hot water tank with a thermostat setting that is higher than 120 degrees, typically hot water tanks with settings of 130 degrees or higher. | Commercial | New | Healthcare | FPL Blend | Per End Use Consumption | 794.34 | 706.08 | 88.26 | 0.11111 | 2 | 0.0080932 | 0.0098291 | 5.14 | Domestic Hot Water |  | "Point-of-Use" water heaters | 2
NonEquipment | Water Heater Setback | A 50 gallon electric hot water tank with a thermostat setting reduced to no lower than 120 degrees. |  | Commercial | Existing | Hospitals | FPL Blend | Per End Use Consumption | 794.34 | 706.08 | 88.26 | 0.11111 | 2 | 0.0080932 | 0.0098291 | 5.14 | Domestic Hot Water |  | "Point-of-Use" water heaters | 2
NonEquipment | Water Heater Setback | A 50 gallon electric hot water tank with a thermostat setting reduced to no lower than 120 degrees. | A 50 gallon electric hot water tank with a thermostat setting that is higher than 120 degrees, typically hot water tanks with settings of 130 degrees or higher. | Commercial | New | Hospitals | FPL Blend | Per End Use Consumption | 794.34 | 706.08 | 88.26 | 0.11111 | 2 | 0.0080932 | 0.0098291 | 5.14 | Domestic Hot Water |  | "Point-of-Use" water heaters | 2
NonEquipment | Water Heater Setback | A 50 gallon electric hot water tank with a thermostat setting reduced to no lower than 120 degrees. |  | Commercial | Existing | Institutional | FPL Blend | Per End Use Consumption | 794.34 | 706.08 | 88.26 | 0.11111 | 2 | 0.0080932 | 0.0098291 | 5.14 | Domestic Hot Water |  | "Point-of-Use" water heaters | 2
NonEquipment | Water Heater Setback | A 50 gallon electric hot water tank with a thermostat setting reduced to no lower than 120 degrees. | A 50 gallon electric hot water tank with a thermostat setting that is higher than 120 degrees, typically hot water tanks with settings of 130 degrees or higher. | Commercial | New | Institutional | FPL Blend | Per End Use Consumption | 794.34 | 706.08 | 88.26 | 0.11111 | 2 | 0.0080932 | 0.0098291 | 5.14 | Domestic Hot Water |  | "Point-of-Use" water heaters | 2
NonEquipment | Water Heater Setback | A 50 gallon electric hot water tank with a thermostat setting reduced to no lower than 120 degrees. |  | Commercial | Existing | Lodging/Hospitality | FPL Blend | Per End Use Consumption | 794.34 | 706.08 | 88.26 | 0.11111 | 2 | 0.0034729 | 0.013925 | 5.14 | Domestic Hot Water |  | "Point-of-Use" water heaters | 2
NonEquipment | Water Heater Setback | A 50 gallon electric hot water tank with a thermostat setting reduced to no lower than 120 degrees. | A 50 gallon electric hot water tank with a thermostat setting that is higher than 120 degrees, typically hot water tanks with settings of 130 degrees or higher. | Commercial | New | Lodging/Hospitality | FPL Blend | Per End Use Consumption | 794.34 | 706.08 | 88.26 | 0.11111 | 2 | 0.0034729 | 0.013925 | 5.14 | Domestic Hot Water |  | "Point-of-Use" water heaters | 2
NonEquipment | Water Heater Setback | A 50 gallon electric hot water tank with a thermostat setting reduced to no lower than 120 degrees. |  | Commercial | Existing | Miscellaneous | FPL Blend | Per End Use Consumption | 794.34 | 706.08 | 88.26 | 0.11111 | 2 | 0.010974 | 0.016713 | 5.14 | Domestic Hot Water |  | "Point-of-Use" water heaters | 2
NonEquipment | Water Heater Setback | A 50 gallon electric hot water tank with a thermostat setting reduced to no lower than 120 degrees. | A 50 gallon electric hot water tank with a thermostat setting that is higher than 120 degrees, typically hot water tanks with settings of 130 degrees or higher. | Commercial | New | Miscellaneous | FPL Blend | Per End Use Consumption | 794.34 | 706.08 | 88.26 | 0.11111 | 2 | 0.010974 | 0.016713 | 5.14 | Domestic Hot Water |  | "Point-of-Use" water heaters | 2
NonEquipment | Water Heater Setback | A 50 gallon electric hot water tank with a thermostat setting reduced to no lower than 120 degrees. |  | Commercial | Existing | Offices | FPL Blend | Per End Use Consumption | 794.34 | 706.08 | 88.26 | 0.11111 | 2 | 0.010974 | 0.016713 | 5.14 | Domestic Hot Water |  | "Point-of-Use" water heaters | 2
NonEquipment | Water Heater Setback | A 50 gallon electric hot water tank with a thermostat setting reduced to no lower than 120 degrees. | A 50 gallon electric hot water tank with a thermostat setting that is higher than 120 degrees, typically hot water tanks with settings of 130 degrees or higher. | Commercial | New | Offices | FPL Blend | Per End Use Consumption | 794.34 | 706.08 | 88.26 | 0.11111 | 2 | 0.010974 | 0.016713 | 5.14 | Domestic Hot Water |  | "Point-of-Use" water heaters | 2
NonEquipment | Water Heater Setback | A 50 gallon electric hot water tank with a thermostat setting reduced to no lower than 120 degrees. |  | Commercial | Existing | Restaurants | FPL Blend | Per End Use Consumption | 794.34 | 706.08 | 88.26 | 0.11111 | 2 | 0.010974 | 0.016713 | 5.14 | Domestic Hot Water |  | "Point-of-Use" water heaters | 2
NonEquipment | Water Heater Setback | A 50 gallon electric hot water tank with a thermostat setting reduced to no lower than 120 degrees. | A 50 gallon electric hot water tank with a thermostat setting that is higher than 120 degrees, typically hot water tanks with settings of 130 degrees or higher. | Commercial | New | Restaurants | FPL Blend | Per End Use Consumption | 794.34 | 706.08 | 88.26 | 0.11111 | 2 | 0.010974 | 0.016713 | 5.14 | Domestic Hot Water |  | "Point-of-Use" water heaters | 2
NonEquipment | Water Heater Setback | A 50 gallon electric hot water tank with a thermostat setting reduced to no lower than 120 degrees. |  | Commercial | Existing | Retail | FPL Blend | Per End Use Consumption | 794.34 | 706.08 | 88.26 | 0.11111 | 2 | 0.010974 | 0.016713 | 5.14 | Domestic Hot Water |  | "Point-of-Use" water heaters | 2
NonEquipment | Water Heater Setback | A 50 gallon electric hot water tank with a thermostat setting reduced to no lower than 120 degrees. | A 50 gallon electric hot water tank with a thermostat setting that is higher than 120 degrees, typically hot water tanks with settings of 130 degrees or higher. | Commercial | New | Retail | FPL Blend | Per End Use Consumption | 794.34 | 706.08 | 88.26 | 0.11111 | 2 | 0.010974 | 0.016713 | 5.14 | Domestic Hot Water |  | "Point-of-Use" water heaters | 2
NonEquipment | Water Heater Setback | A 50 gallon electric hot water tank with a thermostat setting reduced to no lower than 120 degrees. |  | Commercial | Existing | Schools K-12 | FPL Blend | Per End Use Consumption | 794.34 | 706.08 | 88.26 | 0.11111 | 2 | 0.010974 | 0.016713 | 5.14 | Domestic Hot Water |  | "Point-of-Use" water heaters | 2
NonEquipment | Water Heater Setback | A 50 gallon electric hot water tank with a thermostat setting reduced to no lower than 120 degrees. | A 50 gallon electric hot water tank with a thermostat setting that is higher than 120 degrees, typically hot water tanks with settings of 130 degrees or higher. | Commercial | New | Schools K-12 | FPL Blend | Per End Use Consumption | 794.34 | 706.08 | 88.26 | 0.11111 | 2 | 0.010974 | 0.016713 | 5.14 | Domestic Hot Water |  | "Point-of-Use" water heaters | 2
NonEquipment | Water Heater Setback | A 50 gallon electric hot water tank with a thermostat setting reduced to no lower than 120 degrees. |  | Commercial | Existing | Warehouse | FPL Blend | Per End Use Consumption | 794.34 | 706.08 | 88.26 | 0.11111 | 2 | 0.010974 | 0.016713 | 5.14 | Domestic Hot Water |  | "Point-of-Use" water heaters | 2
NonEquipment | Water Heater Setback | A 50 gallon electric hot water tank with a thermostat setting reduced to no lower than 120 degrees. | A 50 gallon electric hot water tank with a thermostat setting that is higher than 120 degrees, typically hot water tanks with settings of 130 degrees or higher. | Commercial | New | Warehouse | FPL Blend | Per End Use Consumption | 794.34 | 706.08 | 88.26 | 0.11111 | 2 | 0.010974 | 0.016713 | 5.14 | Domestic Hot Water |  | "Point-of-Use" water heaters | 2
Equipment | Induction Cooktops | Efficient Induction Cooktop | One Standard Electric Cooktop | Commercial | Turnover | Assembly | FPL Blend | Per Unit | 18045.05 | 14648.34 | 3396.71 | 0.18824 | 16 | 0.55366 | 0.2038 | 442 | Cooking | Oven |  | 1
Equipment | Induction Cooktops | Efficient Induction Cooktop | One Standard Electric Cooktop | Commercial | New | Assembly | FPL Blend | Per Unit | 18045.05 | 14648.34 | 3396.71 | 0.18824 | 16 | 0.55366 | 0.2038 | 442 | Cooking | Oven |  | 1
Equipment | Induction Cooktops | Efficient Induction Cooktop | One Standard Electric Cooktop | Commercial | Turnover | College and University | FPL Blend | Per Unit | 18045.05 | 14648.34 | 3396.71 | 0.18824 | 16 | 0.55366 | 0.2038 | 442 | Cooking | Oven |  | 1
Equipment | Induction Cooktops | Efficient Induction Cooktop | One Standard Electric Cooktop | Commercial | New | College and University | FPL Blend | Per Unit | 18045.05 | 14648.34 | 3396.71 | 0.18824 | 16 | 0.55366 | 0.2038 | 442 | Cooking | Oven |  | 1
Equipment | Induction Cooktops | Efficient Induction Cooktop | One Standard Electric Cooktop | Commercial | Turnover | Data Center | FPL Blend | Per Unit | 18045.05 | 14648.34 | 3396.71 | 0.18824 | 16 | 0.20041 | 0.36345 | 442 | Cooking | Oven |  | 1
Equipment | Induction Cooktops | Efficient Induction Cooktop | One Standard Electric Cooktop | Commercial | New | Data Center | FPL Blend | Per Unit | 18045.05 | 14648.34 | 3396.71 | 0.18824 | 16 | 0.20041 | 0.36345 | 442 | Cooking | Oven |  | 1
Equipment | Induction Cooktops | Efficient Induction Cooktop | One Standard Electric Cooktop | Commercial | Turnover | Grocery | FPL Blend | Per Unit | 18045.05 | 14648.34 | 3396.71 | 0.18824 | 16 | 0.55366 | 0.2038 | 442 | Cooking | Oven |  | 1
Equipment | Induction Cooktops | Efficient Induction Cooktop | One Standard Electric Cooktop | Commercial | New | Grocery | FPL Blend | Per Unit | 18045.05 | 14648.34 | 3396.71 | 0.18824 | 16 | 0.55366 | 0.2038 | 442 | Cooking | Oven |  | 1
Equipment | Induction Cooktops | Efficient Induction Cooktop | One Standard Electric Cooktop | Commercial | Turnover | Healthcare | FPL Blend | Per Unit | 18045.05 | 14648.34 | 3396.71 | 0.18824 | 16 | 0.40081 | 0.44837 | 442 | Cooking | Oven |  | 1
Equipment | Induction Cooktops | Efficient Induction Cooktop | One Standard Electric Cooktop | Commercial | New | Healthcare | FPL Blend | Per Unit | 18045.05 | 14648.34 | 3396.71 | 0.18824 | 16 | 0.40081 | 0.44837 | 442 | Cooking | Oven |  | 1
Equipment | Induction Cooktops | Efficient Induction Cooktop | One Standard Electric Cooktop | Commercial | Turnover | Hospitals | FPL Blend | Per Unit | 18045.05 | 14648.34 | 3396.71 | 0.18824 | 16 | 0.55366 | 0.2038 | 442 | Cooking | Oven |  | 1
Equipment | Induction Cooktops | Efficient Induction Cooktop | One Standard Electric Cooktop | Commercial | New | Hospitals | FPL Blend | Per Unit | 18045.05 | 14648.34 | 3396.71 | 0.18824 | 16 | 0.55366 | 0.2038 | 442 | Cooking | Oven |  | 1
Equipment | Induction Cooktops | Efficient Induction Cooktop | One Standard Electric Cooktop | Commercial | Turnover | Institutional | FPL Blend | Per Unit | 18045.05 | 14648.34 | 3396.71 | 0.18824 | 16 | 0.20041 | 0.36345 | 442 | Cooking | Oven |  | 1
Equipment | Induction Cooktops | Efficient Induction Cooktop | One Standard Electric Cooktop | Commercial | New | Institutional | FPL Blend | Per Unit | 18045.05 | 14648.34 | 3396.71 | 0.18824 | 16 | 0.20041 | 0.36345 | 442 | Cooking | Oven |  | 1
Equipment | Induction Cooktops | Efficient Induction Cooktop | One Standard Electric Cooktop | Commercial | Turnover | Lodging/Hospitality | FPL Blend | Per Unit | 18045.05 | 14648.34 | 3396.71 | 0.18824 | 16 | 0.6182 | 0.27513 | 442 | Cooking | Oven |  | 1
Equipment | Induction Cooktops | Efficient Induction Cooktop | One Standard Electric Cooktop | Commercial | New | Lodging/Hospitality | FPL Blend | Per Unit | 18045.05 | 14648.34 | 3396.71 | 0.18824 | 16 | 0.6182 | 0.27513 | 442 | Cooking | Oven |  | 1
Equipment | Induction Cooktops | Efficient Induction Cooktop | One Standard Electric Cooktop | Commercial | Turnover | Miscellaneous | FPL Blend | Per Unit | 18045.05 | 14648.34 | 3396.71 | 0.18824 | 16 | 0.20041 | 0.36345 | 442 | Cooking | Oven |  | 1
Equipment | Induction Cooktops | Efficient Induction Cooktop | One Standard Electric Cooktop | Commercial | New | Miscellaneous | FPL Blend | Per Unit | 18045.05 | 14648.34 | 3396.71 | 0.18824 | 16 | 0.20041 | 0.36345 | 442 | Cooking | Oven |  | 1
Equipment | Induction Cooktops | Efficient Induction Cooktop | One Standard Electric Cooktop | Commercial | Turnover | Offices | FPL Blend | Per Unit | 18045.05 | 14648.34 | 3396.71 | 0.18824 | 16 | 0.20041 | 0.36345 | 442 | Cooking | Oven |  | 1
Equipment | Induction Cooktops | Efficient Induction Cooktop | One Standard Electric Cooktop | Commercial | New | Offices | FPL Blend | Per Unit | 18045.05 | 14648.34 | 3396.71 | 0.18824 | 16 | 0.20041 | 0.36345 | 442 | Cooking | Oven |  | 1
Equipment | Induction Cooktops | Efficient Induction Cooktop | One Standard Electric Cooktop | Commercial | Turnover | Restaurants | FPL Blend | Per Unit | 18045.05 | 14648.34 | 3396.71 | 0.18824 | 16 | 0.64877 | 0.34307 | 442 | Cooking | Oven |  | 1
Equipment | Induction Cooktops | Efficient Induction Cooktop | One Standard Electric Cooktop | Commercial | New | Restaurants | FPL Blend | Per Unit | 18045.05 | 14648.34 | 3396.71 | 0.18824 | 16 | 0.64877 | 0.34307 | 442 | Cooking | Oven |  | 1
Equipment | Induction Cooktops | Efficient Induction Cooktop | One Standard Electric Cooktop | Commercial | Turnover | Retail | FPL Blend | Per Unit | 18045.05 | 14648.34 | 3396.71 | 0.18824 | 16 | 0.55366 | 0.2038 | 442 | Cooking | Oven |  | 1
Equipment | Induction Cooktops | Efficient Induction Cooktop | One Standard Electric Cooktop | Commercial | New | Retail | FPL Blend | Per Unit | 18045.05 | 14648.34 | 3396.71 | 0.18824 | 16 | 0.55366 | 0.2038 | 442 | Cooking | Oven |  | 1
Equipment | Induction Cooktops | Efficient Induction Cooktop | One Standard Electric Cooktop | Commercial | Turnover | Schools K-12 | FPL Blend | Per Unit | 18045.05 | 14648.34 | 3396.71 | 0.18824 | 16 | 0.20041 | 0.36345 | 442 | Cooking | Oven |  | 1
Equipment | Induction Cooktops | Efficient Induction Cooktop | One Standard Electric Cooktop | Commercial | New | Schools K-12 | FPL Blend | Per Unit | 18045.05 | 14648.34 | 3396.71 | 0.18824 | 16 | 0.20041 | 0.36345 | 442 | Cooking | Oven |  | 1
Equipment | Induction Cooktops | Efficient Induction Cooktop | One Standard Electric Cooktop | Commercial | Turnover | Warehouse | FPL Blend | Per Unit | 18045.05 | 14648.34 | 3396.71 | 0.18824 | 16 | 0.20041 | 0.36345 | 442 | Cooking | Oven |  | 1
Equipment | Induction Cooktops | Efficient Induction Cooktop | One Standard Electric Cooktop | Commercial | New | Warehouse | FPL Blend | Per Unit | 18045.05 | 14648.34 | 3396.71 | 0.18824 | 16 | 0.20041 | 0.36345 | 442 | Cooking | Oven |  | 1
Equipment | Solar Thermal Water Heating System Commercial | Solar Thermal System with Electric Backup | Code-Compliant 50 Gallon Electric Resistance Water Heater | Commercial | Turnover | Assembly | FPL Blend | Per Unit | 6936.04 | 2437.41 | 4498.63 | 0.64859 | 20 | 0.55934 | 0.85188 | 8990.02 | Domestic Hot Water | Centralized water heaters |  | 1
Equipment | Solar Thermal Water Heating System Commercial | Solar Thermal System with Electric Backup | Code-Compliant 50 Gallon Electric Resistance Water Heater | Commercial | New | Assembly | FPL Blend | Per Unit | 6936.04 | 2437.41 | 4498.63 | 0.64859 | 20 | 0.55934 | 0.85188 | 8990.02 | Domestic Hot Water | Centralized water heaters |  | 1
Equipment | Solar Thermal Water Heating System Commercial | Solar Thermal System with Electric Backup | Code-Compliant 50 Gallon Electric Resistance Water Heater | Commercial | Turnover | College and University | FPL Blend | Per Unit | 159529.03 | 56060.45 | 103468.58 | 0.64859 | 20 | 9.4878 | 11.5228 | 89900.2 | Domestic Hot Water | Centralized water heaters |  | 1
Equipment | Solar Thermal Water Heating System Commercial | Solar Thermal System with Electric Backup | Code-Compliant 50 Gallon Electric Resistance Water Heater | Commercial | New | College and University | FPL Blend | Per Unit | 159529.03 | 56060.45 | 103468.58 | 0.64859 | 20 | 9.4878 | 11.5228 | 89900.2 | Domestic Hot Water | Centralized water heaters |  | 1
Equipment | Solar Thermal Water Heating System Commercial | Solar Thermal System with Electric Backup | Code-Compliant 50 Gallon Electric Resistance Water Heater | Commercial | Turnover | Data Center | FPL Blend | Per Unit | 13872.09 | 4874.82 | 8997.27 | 0.64859 | 20 | 0.82503 | 1.002 | 179800.4 | Domestic Hot Water | Centralized water heaters |  | 1
Equipment | Solar Thermal Water Heating System Commercial | Solar Thermal System with Electric Backup | Code-Compliant 50 Gallon Electric Resistance Water Heater | Commercial | New | Data Center | FPL Blend | Per Unit | 13872.09 | 4874.82 | 8997.27 | 0.64859 | 20 | 0.82503 | 1.002 | 179800.4 | Domestic Hot Water | Centralized water heaters |  | 1
Equipment | Solar Thermal Water Heating System Commercial | Solar Thermal System with Electric Backup | Code-Compliant 50 Gallon Electric Resistance Water Heater | Commercial | Turnover | Grocery | FPL Blend | Per Unit | 9248.06 | 3249.88 | 5998.18 | 0.64859 | 20 | 0.74579 | 1.1358 | 8990.02 | Domestic Hot Water | Centralized water heaters |  | 1
Equipment | Solar Thermal Water Heating System Commercial | Solar Thermal System with Electric Backup | Code-Compliant 50 Gallon Electric Resistance Water Heater | Commercial | New | Grocery | FPL Blend | Per Unit | 9248.06 | 3249.88 | 5998.18 | 0.64859 | 20 | 0.74579 | 1.1358 | 8990.02 | Domestic Hot Water | Centralized water heaters |  | 1
Equipment | Solar Thermal Water Heating System Commercial | Solar Thermal System with Electric Backup | Code-Compliant 50 Gallon Electric Resistance Water Heater | Commercial | Turnover | Healthcare | FPL Blend | Per Unit | 279753.81 | 98308.9 | 181444.91 | 0.64859 | 20 | 16.638 | 20.2066 | 8990.02 | Domestic Hot Water | Centralized water heaters |  | 1
Equipment | Solar Thermal Water Heating System Commercial | Solar Thermal System with Electric Backup | Code-Compliant 50 Gallon Electric Resistance Water Heater | Commercial | New | Healthcare | FPL Blend | Per Unit | 279753.81 | 98308.9 | 181444.91 | 0.64859 | 20 | 16.638 | 20.2066 | 8990.02 | Domestic Hot Water | Centralized water heaters |  | 1
Equipment | Solar Thermal Water Heating System Commercial | Solar Thermal System with Electric Backup | Code-Compliant 50 Gallon Electric Resistance Water Heater | Commercial | Turnover | Hospitals | FPL Blend | Per Unit | 554883.58 | 194992.87 | 359890.71 | 0.64859 | 20 | 33.0011 | 40.0792 | 134850.3 | Domestic Hot Water | Centralized water heaters |  | 1
Equipment | Solar Thermal Water Heating System Commercial | Solar Thermal System with Electric Backup | Code-Compliant 50 Gallon Electric Resistance Water Heater | Commercial | New | Hospitals | FPL Blend | Per Unit | 554883.58 | 194992.87 | 359890.71 | 0.64859 | 20 | 33.0011 | 40.0792 | 134850.3 | Domestic Hot Water | Centralized water heaters |  | 1
Equipment | Solar Thermal Water Heating System Commercial | Solar Thermal System with Electric Backup | Code-Compliant 50 Gallon Electric Resistance Water Heater | Commercial | Turnover | Institutional | FPL Blend | Per Unit | 66586.03 | 23399.14 | 43186.89 | 0.64859 | 20 | 3.9601 | 4.8095 | 224750.5 | Domestic Hot Water | Centralized water heaters |  | 1
Equipment | Solar Thermal Water Heating System Commercial | Solar Thermal System with Electric Backup | Code-Compliant 50 Gallon Electric Resistance Water Heater | Commercial | New | Institutional | FPL Blend | Per Unit | 66586.03 | 23399.14 | 43186.89 | 0.64859 | 20 | 3.9601 | 4.8095 | 224750.5 | Domestic Hot Water | Centralized water heaters |  | 1
Equipment | Solar Thermal Water Heating System Commercial | Solar Thermal System with Electric Backup | Code-Compliant 50 Gallon Electric Resistance Water Heater | Commercial | Turnover | Lodging/Hospitality | FPL Blend | Per Unit | 416162.69 | 146244.65 | 269918.04 | 0.64859 | 20 | 10.6209 | 42.5858 | 26970.06 | Domestic Hot Water | Centralized water heaters |  | 1
Equipment | Solar Thermal Water Heating System Commercial | Solar Thermal System with Electric Backup | Code-Compliant 50 Gallon Electric Resistance Water Heater | Commercial | New | Lodging/Hospitality | FPL Blend | Per Unit | 416162.69 | 146244.65 | 269918.04 | 0.64859 | 20 | 10.6209 | 42.5858 | 26970.06 | Domestic Hot Water | Centralized water heaters |  | 1
Equipment | Solar Thermal Water Heating System Commercial | Solar Thermal System with Electric Backup | Code-Compliant 50 Gallon Electric Resistance Water Heater | Commercial | Turnover | Miscellaneous | FPL Blend | Per Unit | 57800.37 | 20311.76 | 37488.61 | 0.64859 | 20 | 4.6612 | 7.099 | 179800.4 | Domestic Hot Water | Centralized water heaters |  | 1
Equipment | Solar Thermal Water Heating System Commercial | Solar Thermal System with Electric Backup | Code-Compliant 50 Gallon Electric Resistance Water Heater | Commercial | New | Miscellaneous | FPL Blend | Per Unit | 57800.37 | 20311.76 | 37488.61 | 0.64859 | 20 | 4.6612 | 7.099 | 179800.4 | Domestic Hot Water | Centralized water heaters |  | 1
Equipment | Solar Thermal Water Heating System Commercial | Solar Thermal System with Electric Backup | Code-Compliant 50 Gallon Electric Resistance Water Heater | Commercial | Turnover | Offices | FPL Blend | Per Unit | 23120.15 | 8124.7 | 14995.45 | 0.64859 | 20 | 1.8645 | 2.8396 | 26970.06 | Domestic Hot Water | Centralized water heaters |  | 1
Equipment | Solar Thermal Water Heating System Commercial | Solar Thermal System with Electric Backup | Code-Compliant 50 Gallon Electric Resistance Water Heater | Commercial | New | Offices | FPL Blend | Per Unit | 23120.15 | 8124.7 | 14995.45 | 0.64859 | 20 | 1.8645 | 2.8396 | 26970.06 | Domestic Hot Water | Centralized water heaters |  | 1
Equipment | Solar Thermal Water Heating System Commercial | Solar Thermal System with Electric Backup | Code-Compliant 50 Gallon Electric Resistance Water Heater | Commercial | Turnover | Restaurants | FPL Blend | Per Unit | 41200.11 | 14478.22 | 26721.89 | 0.64859 | 20 | 3.3225 | 5.0602 | 17980.04 | Domestic Hot Water | Centralized water heaters |  | 1
Equipment | Solar Thermal Water Heating System Commercial | Solar Thermal System with Electric Backup | Code-Compliant 50 Gallon Electric Resistance Water Heater | Commercial | New | Restaurants | FPL Blend | Per Unit | 41200.11 | 14478.22 | 26721.89 | 0.64859 | 20 | 3.3225 | 5.0602 | 17980.04 | Domestic Hot Water | Centralized water heaters |  | 1
Equipment | Solar Thermal Water Heating System Commercial | Solar Thermal System with Electric Backup | Code-Compliant 50 Gallon Electric Resistance Water Heater | Commercial | Turnover | Retail | FPL Blend | Per Unit | 2890.08 | 1015.61 | 1874.47 | 0.64859 | 20 | 0.23306 | 0.35496 | 26970.06 | Domestic Hot Water | Centralized water heaters |  | 1
Equipment | Solar Thermal Water Heating System Commercial | Solar Thermal System with Electric Backup | Code-Compliant 50 Gallon Electric Resistance Water Heater | Commercial | New | Retail | FPL Blend | Per Unit | 2890.08 | 1015.61 | 1874.47 | 0.64859 | 20 | 0.23306 | 0.35496 | 26970.06 | Domestic Hot Water | Centralized water heaters |  | 1
Equipment | Solar Thermal Water Heating System Commercial | Solar Thermal System with Electric Backup | Code-Compliant 50 Gallon Electric Resistance Water Heater | Commercial | Turnover | Schools K-12 | FPL Blend | Per Unit | 13872.09 | 4874.82 | 8997.27 | 0.64859 | 20 | 1.1187 | 1.7038 | 8990.02 | Domestic Hot Water | Centralized water heaters |  | 1
Equipment | Solar Thermal Water Heating System Commercial | Solar Thermal System with Electric Backup | Code-Compliant 50 Gallon Electric Resistance Water Heater | Commercial | New | Schools K-12 | FPL Blend | Per Unit | 13872.09 | 4874.82 | 8997.27 | 0.64859 | 20 | 1.1187 | 1.7038 | 8990.02 | Domestic Hot Water | Centralized water heaters |  | 1
Equipment | Solar Thermal Water Heating System Commercial | Solar Thermal System with Electric Backup | Code-Compliant 50 Gallon Electric Resistance Water Heater | Commercial | Turnover | Warehouse | FPL Blend | Per Unit | 4624.03 | 1624.94 | 2999.09 | 0.64859 | 20 | 0.37289 | 0.56792 | 8990.02 | Domestic Hot Water | Centralized water heaters |  | 1
Equipment | Solar Thermal Water Heating System Commercial | Solar Thermal System with Electric Backup | Code-Compliant 50 Gallon Electric Resistance Water Heater | Commercial | New | Warehouse | FPL Blend | Per Unit | 4624.03 | 1624.94 | 2999.09 | 0.64859 | 20 | 0.37289 | 0.56792 | 8990.02 | Domestic Hot Water | Centralized water heaters |  | 1
NonEquipment | Duct Insulation | Standard Electric Heating and Central AC with Insulated Ductwork (R-8) |  | Commercial | Existing | Assembly | FPL Blend | Per End Use Consumption | 124835.85 | 122339.13 | 2496.72 | 0.02 | 20 | 0.83156 | 0 | 20460.3927 | Space Cooling |  | Heat Pump Cooling | 1
NonEquipment | Duct Insulation | Standard Electric Heating and Central AC with Insulated Ductwork (R-8) | Standard Electric Heating and Central AC with Uninsulated Ductwork (R-4) | Commercial | New | Assembly | FPL Blend | Per End Use Consumption | 124835.85 | 122339.13 | 2496.72 | 0.02 | 20 | 0.83156 | 0 | 20460.3927 | Space Cooling |  | Heat Pump Cooling | 1
NonEquipment | Duct Insulation | Standard Electric Heating and Central AC with Insulated Ductwork (R-8) |  | Commercial | Existing | College and University | FPL Blend | Per End Use Consumption | 50239.28 | 49234.49 | 1004.79 | 0.02 | 20 | 0.20372 | 0 | 31241.3375 | Space Cooling |  | Heat Pump Cooling | 1
NonEquipment | Duct Insulation | Standard Electric Heating and Central AC with Insulated Ductwork (R-8) | Standard Electric Heating and Central AC with Uninsulated Ductwork (R-4) | Commercial | New | College and University | FPL Blend | Per End Use Consumption | 50239.28 | 49234.49 | 1004.79 | 0.02 | 20 | 0.20372 | 0 | 31241.3375 | Space Cooling |  | Heat Pump Cooling | 1
NonEquipment | Duct Insulation | Standard Electric Heating and Central AC with Insulated Ductwork (R-8) |  | Commercial | Existing | Data Center | FPL Blend | Per End Use Consumption | 246589.32 | 241657.53 | 4931.79 | 0.02 | 20 | 0.99993 | 0 | 124557.117 | Space Cooling |  | Heat Pump Cooling | 1
NonEquipment | Duct Insulation | Standard Electric Heating and Central AC with Insulated Ductwork (R-8) | Standard Electric Heating and Central AC with Uninsulated Ductwork (R-4) | Commercial | New | Data Center | FPL Blend | Per End Use Consumption | 246589.32 | 241657.53 | 4931.79 | 0.02 | 20 | 0.99993 | 0 | 124557.117 | Space Cooling |  | Heat Pump Cooling | 1
NonEquipment | Duct Insulation | Standard Electric Heating and Central AC with Insulated Ductwork (R-8) |  | Commercial | Existing | Grocery | FPL Blend | Per End Use Consumption | 10146.03 | 9943.11 | 202.92 | 0.02 | 20 | 0.057544 | 0 | 2346.29 | Space Cooling |  | Heat Pump Cooling | 1
NonEquipment | Duct Insulation | Standard Electric Heating and Central AC with Insulated Ductwork (R-8) | Standard Electric Heating and Central AC with Uninsulated Ductwork (R-4) | Commercial | New | Grocery | FPL Blend | Per End Use Consumption | 10146.03 | 9943.11 | 202.92 | 0.02 | 20 | 0.057544 | 0 | 2346.29 | Space Cooling |  | Heat Pump Cooling | 1
NonEquipment | Duct Insulation | Standard Electric Heating and Central AC with Insulated Ductwork (R-8) |  | Commercial | Existing | Healthcare | FPL Blend | Per End Use Consumption | 21063.51 | 20642.24 | 421.27 | 0.02 | 20 | 0.085413 | 0 | 9361.6234 | Space Cooling |  | Heat Pump Cooling | 1
NonEquipment | Duct Insulation | Standard Electric Heating and Central AC with Insulated Ductwork (R-8) | Standard Electric Heating and Central AC with Uninsulated Ductwork (R-4) | Commercial | New | Healthcare | FPL Blend | Per End Use Consumption | 21063.51 | 20642.24 | 421.27 | 0.02 | 20 | 0.085413 | 0 | 9361.6234 | Space Cooling |  | Heat Pump Cooling | 1
NonEquipment | Duct Insulation | Standard Electric Heating and Central AC with Insulated Ductwork (R-8) |  | Commercial | Existing | Hospitals | FPL Blend | Per End Use Consumption | 1853377.69 | 1816310.14 | 37067.55 | 0.02 | 20 | 7.5155 | 0 | 249590.427 | Space Cooling |  | Heat Pump Cooling | 1
NonEquipment | Duct Insulation | Standard Electric Heating and Central AC with Insulated Ductwork (R-8) | Standard Electric Heating and Central AC with Uninsulated Ductwork (R-4) | Commercial | New | Hospitals | FPL Blend | Per End Use Consumption | 1853377.69 | 1816310.14 | 37067.55 | 0.02 | 20 | 7.5155 | 0 | 249590.427 | Space Cooling |  | Heat Pump Cooling | 1
NonEquipment | Duct Insulation | Standard Electric Heating and Central AC with Insulated Ductwork (R-8) |  | Commercial | Existing | Institutional | FPL Blend | Per End Use Consumption | 24647.04 | 24154.1 | 492.94 | 0.02 | 20 | 0.099945 | 0 | 14193.541 | Space Cooling |  | Heat Pump Cooling | 1
NonEquipment | Duct Insulation | Standard Electric Heating and Central AC with Insulated Ductwork (R-8) | Standard Electric Heating and Central AC with Uninsulated Ductwork (R-4) | Commercial | New | Institutional | FPL Blend | Per End Use Consumption | 24647.04 | 24154.1 | 492.94 | 0.02 | 20 | 0.099945 | 0 | 14193.541 | Space Cooling |  | Heat Pump Cooling | 1
NonEquipment | Duct Insulation | Standard Electric Heating and Central AC with Insulated Ductwork (R-8) |  | Commercial | Existing | Lodging/Hospitality | FPL Blend | Per End Use Consumption | 200655.84 | 196642.72 | 4013.12 | 0.02 | 20 | 0.76855 | 0 | 57664.197 | Space Cooling |  | Heat Pump Cooling | 1
NonEquipment | Duct Insulation | Standard Electric Heating and Central AC with Insulated Ductwork (R-8) | Standard Electric Heating and Central AC with Uninsulated Ductwork (R-4) | Commercial | New | Lodging/Hospitality | FPL Blend | Per End Use Consumption | 200655.84 | 196642.72 | 4013.12 | 0.02 | 20 | 0.76855 | 0 | 57664.197 | Space Cooling |  | Heat Pump Cooling | 1
NonEquipment | Duct Insulation | Standard Electric Heating and Central AC with Insulated Ductwork (R-8) |  | Commercial | Existing | Miscellaneous | FPL Blend | Per End Use Consumption | 44622.6 | 43730.15 | 892.45 | 0.02 | 20 | 0.29724 | 0 | 32059.0216 | Space Cooling |  | Heat Pump Cooling | 1
NonEquipment | Duct Insulation | Standard Electric Heating and Central AC with Insulated Ductwork (R-8) | Standard Electric Heating and Central AC with Uninsulated Ductwork (R-4) | Commercial | New | Miscellaneous | FPL Blend | Per End Use Consumption | 44622.6 | 43730.15 | 892.45 | 0.02 | 20 | 0.29724 | 0 | 32059.0216 | Space Cooling |  | Heat Pump Cooling | 1
NonEquipment | Duct Insulation | Standard Electric Heating and Central AC with Insulated Ductwork (R-8) |  | Commercial | Existing | Offices | FPL Blend | Per End Use Consumption | 56539.56 | 55408.77 | 1130.79 | 0.02 | 20 | 0.37662 | 0 | 17396.757 | Space Cooling |  | Heat Pump Cooling | 1
NonEquipment | Duct Insulation | Standard Electric Heating and Central AC with Insulated Ductwork (R-8) | Standard Electric Heating and Central AC with Uninsulated Ductwork (R-4) | Commercial | New | Offices | FPL Blend | Per End Use Consumption | 56539.56 | 55408.77 | 1130.79 | 0.02 | 20 | 0.37662 | 0 | 17396.757 | Space Cooling |  | Heat Pump Cooling | 1
NonEquipment | Duct Insulation | Standard Electric Heating and Central AC with Insulated Ductwork (R-8) |  | Commercial | Existing | Restaurants | FPL Blend | Per End Use Consumption | 48502.8 | 47532.74 | 970.06 | 0.02 | 20 | 0.27509 | 0 | 5409.5119 | Space Cooling |  | Heat Pump Cooling | 1
NonEquipment | Duct Insulation | Standard Electric Heating and Central AC with Insulated Ductwork (R-8) | Standard Electric Heating and Central AC with Uninsulated Ductwork (R-4) | Commercial | New | Restaurants | FPL Blend | Per End Use Consumption | 48502.8 | 47532.74 | 970.06 | 0.02 | 20 | 0.27509 | 0 | 5409.5119 | Space Cooling |  | Heat Pump Cooling | 1
NonEquipment | Duct Insulation | Standard Electric Heating and Central AC with Insulated Ductwork (R-8) |  | Commercial | Existing | Retail | FPL Blend | Per End Use Consumption | 71635.38 | 70202.67 | 1432.71 | 0.02 | 20 | 0.47718 | 0 | 25485.691 | Space Cooling |  | Heat Pump Cooling | 1
NonEquipment | Duct Insulation | Standard Electric Heating and Central AC with Insulated Ductwork (R-8) | Standard Electric Heating and Central AC with Uninsulated Ductwork (R-4) | Commercial | New | Retail | FPL Blend | Per End Use Consumption | 71635.38 | 70202.67 | 1432.71 | 0.02 | 20 | 0.47718 | 0 | 25485.691 | Space Cooling |  | Heat Pump Cooling | 1
NonEquipment | Duct Insulation | Standard Electric Heating and Central AC with Insulated Ductwork (R-8) |  | Commercial | Existing | Schools K-12 | FPL Blend | Per End Use Consumption | 160602.9 | 157390.84 | 3212.06 | 0.02 | 20 | 1.0698 | 0 | 37373.0323 | Space Cooling |  | Heat Pump Cooling | 1
NonEquipment | Duct Insulation | Standard Electric Heating and Central AC with Insulated Ductwork (R-8) | Standard Electric Heating and Central AC with Uninsulated Ductwork (R-4) | Commercial | New | Schools K-12 | FPL Blend | Per End Use Consumption | 160602.9 | 157390.84 | 3212.06 | 0.02 | 20 | 1.0698 | 0 | 37373.0323 | Space Cooling |  | Heat Pump Cooling | 1
NonEquipment | Duct Insulation | Standard Electric Heating and Central AC with Insulated Ductwork (R-8) |  | Commercial | Existing | Warehouse | FPL Blend | Per End Use Consumption | 19405.96 | 19017.84 | 388.12 | 0.02 | 20 | 0.12927 | 0 | 20369.2871 | Space Cooling |  | Heat Pump Cooling | 1
NonEquipment | Duct Insulation | Standard Electric Heating and Central AC with Insulated Ductwork (R-8) | Standard Electric Heating and Central AC with Uninsulated Ductwork (R-4) | Commercial | New | Warehouse | FPL Blend | Per End Use Consumption | 19405.96 | 19017.84 | 388.12 | 0.02 | 20 | 0.12927 | 0 | 20369.2871 | Space Cooling |  | Heat Pump Cooling | 1
NonEquipment | Duct Insulation | Standard Electric Heating and Central AC with Insulated Ductwork (R-8) |  | Commercial | Existing | Assembly | FPL Blend | Per End Use Consumption | 15896.7 | 15578.77 | 317.93 | 0.02 | 20 | 0 | 0.72429 | 2605.4073 | Space Heating |  | Packaged central unit | 1
NonEquipment | Duct Insulation | Standard Electric Heating and Central AC with Insulated Ductwork (R-8) | Standard Electric Heating and Central AC with Uninsulated Ductwork (R-4) | Commercial | New | Assembly | FPL Blend | Per End Use Consumption | 15896.7 | 15578.77 | 317.93 | 0.02 | 20 | 0 | 0.72429 | 2605.4073 | Space Heating |  | Packaged central unit | 1
NonEquipment | Duct Insulation | Standard Electric Heating and Central AC with Insulated Ductwork (R-8) |  | Commercial | Existing | College and University | FPL Blend | Per End Use Consumption | 7804.16 | 7648.08 | 156.08 | 0.02 | 20 | 0 | 0.030028 | 4852.9025 | Space Heating |  | Packaged central unit | 1
NonEquipment | Duct Insulation | Standard Electric Heating and Central AC with Insulated Ductwork (R-8) | Standard Electric Heating and Central AC with Uninsulated Ductwork (R-4) | Commercial | New | College and University | FPL Blend | Per End Use Consumption | 7804.16 | 7648.08 | 156.08 | 0.02 | 20 | 0 | 0.030028 | 4852.9025 | Space Heating |  | Packaged central unit | 1
NonEquipment | Duct Insulation | Standard Electric Heating and Central AC with Insulated Ductwork (R-8) |  | Commercial | Existing | Data Center | FPL Blend | Per End Use Consumption | 59557.59 | 58366.44 | 1191.15 | 0.02 | 20 | 0 | 0.22917 | 30083.643 | Space Heating |  | Packaged central unit | 1
NonEquipment | Duct Insulation | Standard Electric Heating and Central AC with Insulated Ductwork (R-8) | Standard Electric Heating and Central AC with Uninsulated Ductwork (R-4) | Commercial | New | Data Center | FPL Blend | Per End Use Consumption | 59557.59 | 58366.44 | 1191.15 | 0.02 | 20 | 0 | 0.22917 | 30083.643 | Space Heating |  | Packaged central unit | 1
NonEquipment | Duct Insulation | Standard Electric Heating and Central AC with Insulated Ductwork (R-8) |  | Commercial | Existing | Grocery | FPL Blend | Per End Use Consumption | 6897.17 | 6759.23 | 137.94 | 0.02 | 20 | 0 | 0.10601 | 1594.95 | Space Heating |  | Packaged central unit | 1
NonEquipment | Duct Insulation | Standard Electric Heating and Central AC with Insulated Ductwork (R-8) | Standard Electric Heating and Central AC with Uninsulated Ductwork (R-4) | Commercial | New | Grocery | FPL Blend | Per End Use Consumption | 6897.17 | 6759.23 | 137.94 | 0.02 | 20 | 0 | 0.10601 | 1594.95 | Space Heating |  | Packaged central unit | 1
NonEquipment | Duct Insulation | Standard Electric Heating and Central AC with Insulated Ductwork (R-8) |  | Commercial | Existing | Healthcare | FPL Blend | Per End Use Consumption | 10674.72 | 10461.23 | 213.49 | 0.02 | 20 | 0 | 0.041073 | 4744.2566 | Space Heating |  | Packaged central unit | 1
NonEquipment | Duct Insulation | Standard Electric Heating and Central AC with Insulated Ductwork (R-8) | Standard Electric Heating and Central AC with Uninsulated Ductwork (R-4) | Commercial | New | Healthcare | FPL Blend | Per End Use Consumption | 10674.72 | 10461.23 | 213.49 | 0.02 | 20 | 0 | 0.041073 | 4744.2566 | Space Heating |  | Packaged central unit | 1
NonEquipment | Duct Insulation | Standard Electric Heating and Central AC with Insulated Ductwork (R-8) |  | Commercial | Existing | Hospitals | FPL Blend | Per End Use Consumption | 218709.88 | 214335.68 | 4374.2 | 0.02 | 20 | 0 | 0.84155 | 29453.213 | Space Heating |  | Packaged central unit | 1
NonEquipment | Duct Insulation | Standard Electric Heating and Central AC with Insulated Ductwork (R-8) | Standard Electric Heating and Central AC with Uninsulated Ductwork (R-4) | Commercial | New | Hospitals | FPL Blend | Per End Use Consumption | 218709.88 | 214335.68 | 4374.2 | 0.02 | 20 | 0 | 0.84155 | 29453.213 | Space Heating |  | Packaged central unit | 1
NonEquipment | Duct Insulation | Standard Electric Heating and Central AC with Insulated Ductwork (R-8) |  | Commercial | Existing | Institutional | FPL Blend | Per End Use Consumption | 7344.32 | 7197.43 | 146.89 | 0.02 | 20 | 0 | 0.02826 | 4229.499 | Space Heating |  | Packaged central unit | 1
NonEquipment | Duct Insulation | Standard Electric Heating and Central AC with Insulated Ductwork (R-8) | Standard Electric Heating and Central AC with Uninsulated Ductwork (R-4) | Commercial | New | Institutional | FPL Blend | Per End Use Consumption | 7344.32 | 7197.43 | 146.89 | 0.02 | 20 | 0 | 0.02826 | 4229.499 | Space Heating |  | Packaged central unit | 1
NonEquipment | Duct Insulation | Standard Electric Heating and Central AC with Insulated Ductwork (R-8) |  | Commercial | Existing | Lodging/Hospitality | FPL Blend | Per End Use Consumption | 23018.96 | 22558.58 | 460.38 | 0.02 | 20 | 0 | 0.30325 | 6615.163 | Space Heating |  | Packaged central unit | 1
NonEquipment | Duct Insulation | Standard Electric Heating and Central AC with Insulated Ductwork (R-8) | Standard Electric Heating and Central AC with Uninsulated Ductwork (R-4) | Commercial | New | Lodging/Hospitality | FPL Blend | Per End Use Consumption | 23018.96 | 22558.58 | 460.38 | 0.02 | 20 | 0 | 0.30325 | 6615.163 | Space Heating |  | Packaged central unit | 1
NonEquipment | Duct Insulation | Standard Electric Heating and Central AC with Insulated Ductwork (R-8) |  | Commercial | Existing | Miscellaneous | FPL Blend | Per End Use Consumption | 25015.7 | 24515.39 | 500.31 | 0.02 | 20 | 0 | 1.1398 | 17972.3784 | Space Heating |  | Packaged central unit | 1
NonEquipment | Duct Insulation | Standard Electric Heating and Central AC with Insulated Ductwork (R-8) | Standard Electric Heating and Central AC with Uninsulated Ductwork (R-4) | Commercial | New | Miscellaneous | FPL Blend | Per End Use Consumption | 25015.7 | 24515.39 | 500.31 | 0.02 | 20 | 0 | 1.1398 | 17972.3784 | Space Heating |  | Packaged central unit | 1
NonEquipment | Duct Insulation | Standard Electric Heating and Central AC with Insulated Ductwork (R-8) |  | Commercial | Existing | Offices | FPL Blend | Per End Use Consumption | 28712.88 | 28138.62 | 574.26 | 0.02 | 20 | 0 | 1.3083 | 8834.763 | Space Heating |  | Packaged central unit | 1
NonEquipment | Duct Insulation | Standard Electric Heating and Central AC with Insulated Ductwork (R-8) | Standard Electric Heating and Central AC with Uninsulated Ductwork (R-4) | Commercial | New | Offices | FPL Blend | Per End Use Consumption | 28712.88 | 28138.62 | 574.26 | 0.02 | 20 | 0 | 1.3083 | 8834.763 | Space Heating |  | Packaged central unit | 1
NonEquipment | Duct Insulation | Standard Electric Heating and Central AC with Insulated Ductwork (R-8) |  | Commercial | Existing | Restaurants | FPL Blend | Per End Use Consumption | 17714.5 | 17360.21 | 354.29 | 0.02 | 20 | 0 | 0.27229 | 1975.6881 | Space Heating |  | Packaged central unit | 1
NonEquipment | Duct Insulation | Standard Electric Heating and Central AC with Insulated Ductwork (R-8) | Standard Electric Heating and Central AC with Uninsulated Ductwork (R-4) | Commercial | New | Restaurants | FPL Blend | Per End Use Consumption | 17714.5 | 17360.21 | 354.29 | 0.02 | 20 | 0 | 0.27229 | 1975.6881 | Space Heating |  | Packaged central unit | 1
NonEquipment | Duct Insulation | Standard Electric Heating and Central AC with Insulated Ductwork (R-8) |  | Commercial | Existing | Retail | FPL Blend | Per End Use Consumption | 25434.06 | 24925.38 | 508.68 | 0.02 | 20 | 0 | 1.1588 | 9048.629 | Space Heating |  | Packaged central unit | 1
NonEquipment | Duct Insulation | Standard Electric Heating and Central AC with Insulated Ductwork (R-8) | Standard Electric Heating and Central AC with Uninsulated Ductwork (R-4) | Commercial | New | Retail | FPL Blend | Per End Use Consumption | 25434.06 | 24925.38 | 508.68 | 0.02 | 20 | 0 | 1.1588 | 9048.629 | Space Heating |  | Packaged central unit | 1
NonEquipment | Duct Insulation | Standard Electric Heating and Central AC with Insulated Ductwork (R-8) |  | Commercial | Existing | Schools K-12 | FPL Blend | Per End Use Consumption | 50002.14 | 49002.1 | 1000.04 | 0.02 | 20 | 0 | 2.2782 | 11635.6877 | Space Heating |  | Packaged central unit | 1
NonEquipment | Duct Insulation | Standard Electric Heating and Central AC with Insulated Ductwork (R-8) | Standard Electric Heating and Central AC with Uninsulated Ductwork (R-4) | Commercial | New | Schools K-12 | FPL Blend | Per End Use Consumption | 50002.14 | 49002.1 | 1000.04 | 0.02 | 20 | 0 | 2.2782 | 11635.6877 | Space Heating |  | Packaged central unit | 1
NonEquipment | Duct Insulation | Standard Electric Heating and Central AC with Insulated Ductwork (R-8) |  | Commercial | Existing | Warehouse | FPL Blend | Per End Use Consumption | 8514.86 | 8344.56 | 170.3 | 0.02 | 20 | 0 | 0.38797 | 8937.6729 | Space Heating |  | Packaged central unit | 1
NonEquipment | Duct Insulation | Standard Electric Heating and Central AC with Insulated Ductwork (R-8) | Standard Electric Heating and Central AC with Uninsulated Ductwork (R-4) | Commercial | New | Warehouse | FPL Blend | Per End Use Consumption | 8514.86 | 8344.56 | 170.3 | 0.02 | 20 | 0 | 0.38797 | 8937.6729 | Space Heating |  | Packaged central unit | 1
Equipment | Dedicated Outside Air System (DOAS) | Install Dedicated Outside Air System (DOAS) | Typical HVAC by Building Type | Commercial | Turnover | Assembly | FPL Blend | Per Unit | 124835.85 | 102989.58 | 21846.27 | 0.175 | 15 | 7.2762 | 0 | 77141.0912 | Space Cooling | Heat Pump Cooling |  | 1
Equipment | Dedicated Outside Air System (DOAS) | Install Dedicated Outside Air System (DOAS) | Typical HVAC by Building Type | Commercial | New | Assembly | FPL Blend | Per Unit | 124835.85 | 102989.58 | 21846.27 | 0.175 | 15 | 7.2762 | 0 | 77141.0912 | Space Cooling | Heat Pump Cooling |  | 1
Equipment | Dedicated Outside Air System (DOAS) | Install Dedicated Outside Air System (DOAS) | Typical HVAC by Building Type | Commercial | Turnover | College and University | FPL Blend | Per Unit | 50239.28 | 41447.41 | 8791.87 | 0.175 | 15 | 1.7826 | 0 | 117787.874 | Space Cooling | Heat Pump Cooling |  | 1
Equipment | Dedicated Outside Air System (DOAS) | Install Dedicated Outside Air System (DOAS) | Typical HVAC by Building Type | Commercial | New | College and University | FPL Blend | Per Unit | 50239.28 | 41447.41 | 8791.87 | 0.175 | 15 | 1.7826 | 0 | 117787.874 | Space Cooling | Heat Pump Cooling |  | 1
Equipment | Dedicated Outside Air System (DOAS) | Install Dedicated Outside Air System (DOAS) | Typical HVAC by Building Type | Commercial | Turnover | Data Center | FPL Blend | Per Unit | 246589.32 | 203436.19 | 43153.13 | 0.175 | 15 | 8.7494 | 0 | 469613.7799 | Space Cooling | Heat Pump Cooling |  | 1
Equipment | Dedicated Outside Air System (DOAS) | Install Dedicated Outside Air System (DOAS) | Typical HVAC by Building Type | Commercial | New | Data Center | FPL Blend | Per Unit | 246589.32 | 203436.19 | 43153.13 | 0.175 | 15 | 8.7494 | 0 | 469613.7799 | Space Cooling | Heat Pump Cooling |  | 1
Equipment | Dedicated Outside Air System (DOAS) | Install Dedicated Outside Air System (DOAS) | Typical HVAC by Building Type | Commercial | Turnover | Grocery | FPL Blend | Per Unit | 10146.03 | 8370.47 | 1775.56 | 0.175 | 15 | 0.50351 | 0 | 8846.0728 | Space Cooling | Heat Pump Cooling |  | 1
Equipment | Dedicated Outside Air System (DOAS) | Install Dedicated Outside Air System (DOAS) | Typical HVAC by Building Type | Commercial | New | Grocery | FPL Blend | Per Unit | 10146.03 | 8370.47 | 1775.56 | 0.175 | 15 | 0.50351 | 0 | 8846.0728 | Space Cooling | Heat Pump Cooling |  | 1
Equipment | Dedicated Outside Air System (DOAS) | Install Dedicated Outside Air System (DOAS) | Typical HVAC by Building Type | Commercial | Turnover | Healthcare | FPL Blend | Per Unit | 21063.51 | 17377.4 | 3686.11 | 0.175 | 15 | 0.74737 | 0 | 35295.5909 | Space Cooling | Heat Pump Cooling |  | 1
Equipment | Dedicated Outside Air System (DOAS) | Install Dedicated Outside Air System (DOAS) | Typical HVAC by Building Type | Commercial | New | Healthcare | FPL Blend | Per Unit | 21063.51 | 17377.4 | 3686.11 | 0.175 | 15 | 0.74737 | 0 | 35295.5909 | Space Cooling | Heat Pump Cooling |  | 1
Equipment | Dedicated Outside Air System (DOAS) | Install Dedicated Outside Air System (DOAS) | Typical HVAC by Building Type | Commercial | Turnover | Hospitals | FPL Blend | Per Unit | 1853377.69 | 1529036.59 | 324341.1 | 0.175 | 15 | 65.7608 | 0 | 941023.4379 | Space Cooling | Heat Pump Cooling |  | 1
Equipment | Dedicated Outside Air System (DOAS) | Install Dedicated Outside Air System (DOAS) | Typical HVAC by Building Type | Commercial | New | Hospitals | FPL Blend | Per Unit | 1853377.69 | 1529036.59 | 324341.1 | 0.175 | 15 | 65.7608 | 0 | 941023.4379 | Space Cooling | Heat Pump Cooling |  | 1
Equipment | Dedicated Outside Air System (DOAS) | Install Dedicated Outside Air System (DOAS) | Typical HVAC by Building Type | Commercial | Turnover | Institutional | FPL Blend | Per Unit | 24647.04 | 20333.81 | 4313.23 | 0.175 | 15 | 0.87452 | 0 | 53513.7811 | Space Cooling | Heat Pump Cooling |  | 1
Equipment | Dedicated Outside Air System (DOAS) | Install Dedicated Outside Air System (DOAS) | Typical HVAC by Building Type | Commercial | New | Institutional | FPL Blend | Per Unit | 24647.04 | 20333.81 | 4313.23 | 0.175 | 15 | 0.87452 | 0 | 53513.7811 | Space Cooling | Heat Pump Cooling |  | 1
Equipment | Dedicated Outside Air System (DOAS) | Install Dedicated Outside Air System (DOAS) | Typical HVAC by Building Type | Commercial | Turnover | Lodging/Hospitality | FPL Blend | Per Unit | 200655.84 | 165541.07 | 35114.77 | 0.175 | 15 | 6.7248 | 0 | 217409.6214 | Space Cooling | Heat Pump Cooling |  | 1
Equipment | Dedicated Outside Air System (DOAS) | Install Dedicated Outside Air System (DOAS) | Typical HVAC by Building Type | Commercial | New | Lodging/Hospitality | FPL Blend | Per Unit | 200655.84 | 165541.07 | 35114.77 | 0.175 | 15 | 6.7248 | 0 | 217409.6214 | Space Cooling | Heat Pump Cooling |  | 1
Equipment | Dedicated Outside Air System (DOAS) | Install Dedicated Outside Air System (DOAS) | Typical HVAC by Building Type | Commercial | Turnover | Miscellaneous | FPL Blend | Per Unit | 44622.6 | 36813.64 | 7808.96 | 0.175 | 15 | 2.6009 | 0 | 120870.9262 | Space Cooling | Heat Pump Cooling |  | 1
Equipment | Dedicated Outside Air System (DOAS) | Install Dedicated Outside Air System (DOAS) | Typical HVAC by Building Type | Commercial | New | Miscellaneous | FPL Blend | Per Unit | 44622.6 | 36813.64 | 7808.96 | 0.175 | 15 | 2.6009 | 0 | 120870.9262 | Space Cooling | Heat Pump Cooling |  | 1
Equipment | Dedicated Outside Air System (DOAS) | Install Dedicated Outside Air System (DOAS) | Typical HVAC by Building Type | Commercial | Turnover | Offices | FPL Blend | Per Unit | 56539.56 | 46645.14 | 9894.42 | 0.175 | 15 | 3.2955 | 0 | 65590.6043 | Space Cooling | Heat Pump Cooling |  | 1
Equipment | Dedicated Outside Air System (DOAS) | Install Dedicated Outside Air System (DOAS) | Typical HVAC by Building Type | Commercial | New | Offices | FPL Blend | Per Unit | 56539.56 | 46645.14 | 9894.42 | 0.175 | 15 | 3.2955 | 0 | 65590.6043 | Space Cooling | Heat Pump Cooling |  | 1
Equipment | Dedicated Outside Air System (DOAS) | Install Dedicated Outside Air System (DOAS) | Typical HVAC by Building Type | Commercial | Turnover | Restaurants | FPL Blend | Per Unit | 48502.8 | 40014.81 | 8487.99 | 0.175 | 15 | 2.407 | 0 | 20395.2995 | Space Cooling | Heat Pump Cooling |  | 1
Equipment | Dedicated Outside Air System (DOAS) | Install Dedicated Outside Air System (DOAS) | Typical HVAC by Building Type | Commercial | New | Restaurants | FPL Blend | Per Unit | 48502.8 | 40014.81 | 8487.99 | 0.175 | 15 | 2.407 | 0 | 20395.2995 | Space Cooling | Heat Pump Cooling |  | 1
Equipment | Dedicated Outside Air System (DOAS) | Install Dedicated Outside Air System (DOAS) | Typical HVAC by Building Type | Commercial | Turnover | Retail | FPL Blend | Per Unit | 71635.38 | 59099.19 | 12536.19 | 0.175 | 15 | 4.1753 | 0 | 96087.8302 | Space Cooling | Heat Pump Cooling |  | 1
Equipment | Dedicated Outside Air System (DOAS) | Install Dedicated Outside Air System (DOAS) | Typical HVAC by Building Type | Commercial | New | Retail | FPL Blend | Per Unit | 71635.38 | 59099.19 | 12536.19 | 0.175 | 15 | 4.1753 | 0 | 96087.8302 | Space Cooling | Heat Pump Cooling |  | 1
Equipment | Dedicated Outside Air System (DOAS) | Install Dedicated Outside Air System (DOAS) | Typical HVAC by Building Type | Commercial | Turnover | Schools K-12 | FPL Blend | Per Unit | 160602.9 | 132497.39 | 28105.51 | 0.175 | 15 | 9.3609 | 0 | 140906.3224 | Space Cooling | Heat Pump Cooling |  | 1
Equipment | Dedicated Outside Air System (DOAS) | Install Dedicated Outside Air System (DOAS) | Typical HVAC by Building Type | Commercial | New | Schools K-12 | FPL Blend | Per Unit | 160602.9 | 132497.39 | 28105.51 | 0.175 | 15 | 9.3609 | 0 | 140906.3224 | Space Cooling | Heat Pump Cooling |  | 1
Equipment | Dedicated Outside Air System (DOAS) | Install Dedicated Outside Air System (DOAS) | Typical HVAC by Building Type | Commercial | Turnover | Warehouse | FPL Blend | Per Unit | 19405.96 | 16009.92 | 3396.04 | 0.175 | 15 | 1.1311 | 0 | 76798.0442 | Space Cooling | Heat Pump Cooling |  | 1
Equipment | Dedicated Outside Air System (DOAS) | Install Dedicated Outside Air System (DOAS) | Typical HVAC by Building Type | Commercial | New | Warehouse | FPL Blend | Per Unit | 19405.96 | 16009.92 | 3396.04 | 0.175 | 15 | 1.1311 | 0 | 76798.0442 | Space Cooling | Heat Pump Cooling |  | 1
Equipment | Dedicated Outside Air System (DOAS) | Install Dedicated Outside Air System (DOAS) | Typical HVAC by Building Type | Commercial | Turnover | Assembly | FPL Blend | Per Unit | 15896.7 | 13114.78 | 2781.92 | 0.175 | 15 | 0 | 6.3376 | 9823.2088 | Space Heating | Packaged central unit |  | 1
Equipment | Dedicated Outside Air System (DOAS) | Install Dedicated Outside Air System (DOAS) | Typical HVAC by Building Type | Commercial | New | Assembly | FPL Blend | Per Unit | 15896.7 | 13114.78 | 2781.92 | 0.175 | 15 | 0 | 6.3376 | 9823.2088 | Space Heating | Packaged central unit |  | 1
Equipment | Dedicated Outside Air System (DOAS) | Install Dedicated Outside Air System (DOAS) | Typical HVAC by Building Type | Commercial | Turnover | College and University | FPL Blend | Per Unit | 7804.16 | 6438.43 | 1365.73 | 0.175 | 15 | 0 | 0.26275 | 18297.166 | Space Heating | Packaged central unit |  | 1
Equipment | Dedicated Outside Air System (DOAS) | Install Dedicated Outside Air System (DOAS) | Typical HVAC by Building Type | Commercial | New | College and University | FPL Blend | Per Unit | 7804.16 | 6438.43 | 1365.73 | 0.175 | 15 | 0 | 0.26275 | 18297.166 | Space Heating | Packaged central unit |  | 1
Equipment | Dedicated Outside Air System (DOAS) | Install Dedicated Outside Air System (DOAS) | Typical HVAC by Building Type | Commercial | Turnover | Data Center | FPL Blend | Per Unit | 59557.59 | 49135.01 | 10422.58 | 0.175 | 15 | 0 | 2.0052 | 113423.6801 | Space Heating | Packaged central unit |  | 1
Equipment | Dedicated Outside Air System (DOAS) | Install Dedicated Outside Air System (DOAS) | Typical HVAC by Building Type | Commercial | New | Data Center | FPL Blend | Per Unit | 59557.59 | 49135.01 | 10422.58 | 0.175 | 15 | 0 | 2.0052 | 113423.6801 | Space Heating | Packaged central unit |  | 1
Equipment | Dedicated Outside Air System (DOAS) | Install Dedicated Outside Air System (DOAS) | Typical HVAC by Building Type | Commercial | Turnover | Grocery | FPL Blend | Per Unit | 6897.17 | 5690.17 | 1207 | 0.175 | 15 | 0 | 0.92763 | 6013.4672 | Space Heating | Packaged central unit |  | 1
Equipment | Dedicated Outside Air System (DOAS) | Install Dedicated Outside Air System (DOAS) | Typical HVAC by Building Type | Commercial | New | Grocery | FPL Blend | Per Unit | 6897.17 | 5690.17 | 1207 | 0.175 | 15 | 0 | 0.92763 | 6013.4672 | Space Heating | Packaged central unit |  | 1
Equipment | Dedicated Outside Air System (DOAS) | Install Dedicated Outside Air System (DOAS) | Typical HVAC by Building Type | Commercial | Turnover | Healthcare | FPL Blend | Per Unit | 10674.72 | 8806.64 | 1868.08 | 0.175 | 15 | 0 | 0.3594 | 17887.3891 | Space Heating | Packaged central unit |  | 1
Equipment | Dedicated Outside Air System (DOAS) | Install Dedicated Outside Air System (DOAS) | Typical HVAC by Building Type | Commercial | New | Healthcare | FPL Blend | Per Unit | 10674.72 | 8806.64 | 1868.08 | 0.175 | 15 | 0 | 0.3594 | 17887.3891 | Space Heating | Packaged central unit |  | 1
Equipment | Dedicated Outside Air System (DOAS) | Install Dedicated Outside Air System (DOAS) | Typical HVAC by Building Type | Commercial | Turnover | Hospitals | FPL Blend | Per Unit | 218709.88 | 180435.65 | 38274.23 | 0.175 | 15 | 0 | 7.3636 | 111046.5021 | Space Heating | Packaged central unit |  | 1
Equipment | Dedicated Outside Air System (DOAS) | Install Dedicated Outside Air System (DOAS) | Typical HVAC by Building Type | Commercial | New | Hospitals | FPL Blend | Per Unit | 218709.88 | 180435.65 | 38274.23 | 0.175 | 15 | 0 | 7.3636 | 111046.5021 | Space Heating | Packaged central unit |  | 1
Equipment | Dedicated Outside Air System (DOAS) | Install Dedicated Outside Air System (DOAS) | Typical HVAC by Building Type | Commercial | Turnover | Institutional | FPL Blend | Per Unit | 7344.32 | 6059.06 | 1285.26 | 0.175 | 15 | 0 | 0.24727 | 15946.0589 | Space Heating | Packaged central unit |  | 1
Equipment | Dedicated Outside Air System (DOAS) | Install Dedicated Outside Air System (DOAS) | Typical HVAC by Building Type | Commercial | New | Institutional | FPL Blend | Per Unit | 7344.32 | 6059.06 | 1285.26 | 0.175 | 15 | 0 | 0.24727 | 15946.0589 | Space Heating | Packaged central unit |  | 1
Equipment | Dedicated Outside Air System (DOAS) | Install Dedicated Outside Air System (DOAS) | Typical HVAC by Building Type | Commercial | Turnover | Lodging/Hospitality | FPL Blend | Per Unit | 23018.96 | 18990.64 | 4028.32 | 0.175 | 15 | 0 | 2.6535 | 24940.9386 | Space Heating | Packaged central unit |  | 1
Equipment | Dedicated Outside Air System (DOAS) | Install Dedicated Outside Air System (DOAS) | Typical HVAC by Building Type | Commercial | New | Lodging/Hospitality | FPL Blend | Per Unit | 23018.96 | 18990.64 | 4028.32 | 0.175 | 15 | 0 | 2.6535 | 24940.9386 | Space Heating | Packaged central unit |  | 1
Equipment | Dedicated Outside Air System (DOAS) | Install Dedicated Outside Air System (DOAS) | Typical HVAC by Building Type | Commercial | Turnover | Miscellaneous | FPL Blend | Per Unit | 25015.7 | 20637.95 | 4377.75 | 0.175 | 15 | 0 | 9.9732 | 67760.9738 | Space Heating | Packaged central unit |  | 1
Equipment | Dedicated Outside Air System (DOAS) | Install Dedicated Outside Air System (DOAS) | Typical HVAC by Building Type | Commercial | New | Miscellaneous | FPL Blend | Per Unit | 25015.7 | 20637.95 | 4377.75 | 0.175 | 15 | 0 | 9.9732 | 67760.9738 | Space Heating | Packaged central unit |  | 1
Equipment | Dedicated Outside Air System (DOAS) | Install Dedicated Outside Air System (DOAS) | Typical HVAC by Building Type | Commercial | Turnover | Offices | FPL Blend | Per Unit | 28712.88 | 23688.13 | 5024.75 | 0.175 | 15 | 0 | 11.4471 | 33309.3157 | Space Heating | Packaged central unit |  | 1
Equipment | Dedicated Outside Air System (DOAS) | Install Dedicated Outside Air System (DOAS) | Typical HVAC by Building Type | Commercial | New | Offices | FPL Blend | Per Unit | 28712.88 | 23688.13 | 5024.75 | 0.175 | 15 | 0 | 11.4471 | 33309.3157 | Space Heating | Packaged central unit |  | 1
Equipment | Dedicated Outside Air System (DOAS) | Install Dedicated Outside Air System (DOAS) | Typical HVAC by Building Type | Commercial | Turnover | Restaurants | FPL Blend | Per Unit | 17714.5 | 14614.46 | 3100.04 | 0.175 | 15 | 0 | 2.3825 | 7448.9005 | Space Heating | Packaged central unit |  | 1
Equipment | Dedicated Outside Air System (DOAS) | Install Dedicated Outside Air System (DOAS) | Typical HVAC by Building Type | Commercial | New | Restaurants | FPL Blend | Per Unit | 17714.5 | 14614.46 | 3100.04 | 0.175 | 15 | 0 | 2.3825 | 7448.9005 | Space Heating | Packaged central unit |  | 1
Equipment | Dedicated Outside Air System (DOAS) | Install Dedicated Outside Air System (DOAS) | Typical HVAC by Building Type | Commercial | Turnover | Retail | FPL Blend | Per Unit | 25434.06 | 20983.1 | 4450.96 | 0.175 | 15 | 0 | 10.14 | 34115.8898 | Space Heating | Packaged central unit |  | 1
Equipment | Dedicated Outside Air System (DOAS) | Install Dedicated Outside Air System (DOAS) | Typical HVAC by Building Type | Commercial | New | Retail | FPL Blend | Per Unit | 25434.06 | 20983.1 | 4450.96 | 0.175 | 15 | 0 | 10.14 | 34115.8898 | Space Heating | Packaged central unit |  | 1
Equipment | Dedicated Outside Air System (DOAS) | Install Dedicated Outside Air System (DOAS) | Typical HVAC by Building Type | Commercial | Turnover | Schools K-12 | FPL Blend | Per Unit | 50002.14 | 41251.77 | 8750.37 | 0.175 | 15 | 0 | 19.9347 | 43869.7976 | Space Heating | Packaged central unit |  | 1
Equipment | Dedicated Outside Air System (DOAS) | Install Dedicated Outside Air System (DOAS) | Typical HVAC by Building Type | Commercial | New | Schools K-12 | FPL Blend | Per Unit | 50002.14 | 41251.77 | 8750.37 | 0.175 | 15 | 0 | 19.9347 | 43869.7976 | Space Heating | Packaged central unit |  | 1
Equipment | Dedicated Outside Air System (DOAS) | Install Dedicated Outside Air System (DOAS) | Typical HVAC by Building Type | Commercial | Turnover | Warehouse | FPL Blend | Per Unit | 8514.86 | 7024.76 | 1490.1 | 0.175 | 15 | 0 | 3.3947 | 33697.1158 | Space Heating | Packaged central unit |  | 1
Equipment | Dedicated Outside Air System (DOAS) | Install Dedicated Outside Air System (DOAS) | Typical HVAC by Building Type | Commercial | New | Warehouse | FPL Blend | Per Unit | 8514.86 | 7024.76 | 1490.1 | 0.175 | 15 | 0 | 3.3947 | 33697.1158 | Space Heating | Packaged central unit |  | 1
Equipment | ENERGY STAR Imaging Equipment | One imaging device meeting current ENERGY STAR Standards | One non-ENERGY STAR imaging device | Commercial | Turnover | Assembly | FPL Blend | Per Unit | 937.8 | 521 | 416.8 | 0.44444 | 6 | 0.071273 | 0.030843 | 164 | Office Equipment | Document production |  | 1
Equipment | ENERGY STAR Imaging Equipment | One imaging device meeting current ENERGY STAR Standards | One non-ENERGY STAR imaging device | Commercial | New | Assembly | FPL Blend | Per Unit | 937.8 | 521 | 416.8 | 0.44444 | 6 | 0.071273 | 0.030843 | 164 | Office Equipment | Document production |  | 1
Equipment | ENERGY STAR Imaging Equipment | One imaging device meeting current ENERGY STAR Standards | One non-ENERGY STAR imaging device | Commercial | Turnover | College and University | FPL Blend | Per Unit | 937.8 | 521 | 416.8 | 0.44444 | 6 | 0.042097 | 0.042514 | 164 | Office Equipment | Document production |  | 1
Equipment | ENERGY STAR Imaging Equipment | One imaging device meeting current ENERGY STAR Standards | One non-ENERGY STAR imaging device | Commercial | New | College and University | FPL Blend | Per Unit | 937.8 | 521 | 416.8 | 0.44444 | 6 | 0.042097 | 0.042514 | 164 | Office Equipment | Document production |  | 1
Equipment | ENERGY STAR Imaging Equipment | One imaging device meeting current ENERGY STAR Standards | One non-ENERGY STAR imaging device | Commercial | Turnover | Data Center | FPL Blend | Per Unit | 937.8 | 521 | 416.8 | 0.44444 | 6 | 0.046265 | 0.049182 | 164 | Office Equipment | Document production |  | 1
Equipment | ENERGY STAR Imaging Equipment | One imaging device meeting current ENERGY STAR Standards | One non-ENERGY STAR imaging device | Commercial | New | Data Center | FPL Blend | Per Unit | 937.8 | 521 | 416.8 | 0.44444 | 6 | 0.046265 | 0.049182 | 164 | Office Equipment | Document production |  | 1
Equipment | ENERGY STAR Imaging Equipment | One imaging device meeting current ENERGY STAR Standards | One non-ENERGY STAR imaging device | Commercial | Turnover | Grocery | FPL Blend | Per Unit | 937.8 | 521 | 416.8 | 0.44444 | 6 | 0.056268 | 0.033761 | 164 | Office Equipment | Document production |  | 1
Equipment | ENERGY STAR Imaging Equipment | One imaging device meeting current ENERGY STAR Standards | One non-ENERGY STAR imaging device | Commercial | New | Grocery | FPL Blend | Per Unit | 937.8 | 521 | 416.8 | 0.44444 | 6 | 0.056268 | 0.033761 | 164 | Office Equipment | Document production |  | 1
Equipment | ENERGY STAR Imaging Equipment | One imaging device meeting current ENERGY STAR Standards | One non-ENERGY STAR imaging device | Commercial | Turnover | Healthcare | FPL Blend | Per Unit | 937.8 | 521 | 416.8 | 0.44444 | 6 | 0.060019 | 0.062103 | 164 | Office Equipment | Document production |  | 1
Equipment | ENERGY STAR Imaging Equipment | One imaging device meeting current ENERGY STAR Standards | One non-ENERGY STAR imaging device | Commercial | New | Healthcare | FPL Blend | Per Unit | 937.8 | 521 | 416.8 | 0.44444 | 6 | 0.060019 | 0.062103 | 164 | Office Equipment | Document production |  | 1
Equipment | ENERGY STAR Imaging Equipment | One imaging device meeting current ENERGY STAR Standards | One non-ENERGY STAR imaging device | Commercial | Turnover | Hospitals | FPL Blend | Per Unit | 937.8 | 521 | 416.8 | 0.44444 | 6 | 0.042097 | 0.042514 | 164 | Office Equipment | Document production |  | 1
Equipment | ENERGY STAR Imaging Equipment | One imaging device meeting current ENERGY STAR Standards | One non-ENERGY STAR imaging device | Commercial | New | Hospitals | FPL Blend | Per Unit | 937.8 | 521 | 416.8 | 0.44444 | 6 | 0.042097 | 0.042514 | 164 | Office Equipment | Document production |  | 1
Equipment | ENERGY STAR Imaging Equipment | One imaging device meeting current ENERGY STAR Standards | One non-ENERGY STAR imaging device | Commercial | Turnover | Institutional | FPL Blend | Per Unit | 937.8 | 521 | 416.8 | 0.44444 | 6 | 0.046265 | 0.050016 | 164 | Office Equipment | Document production |  | 1
Equipment | ENERGY STAR Imaging Equipment | One imaging device meeting current ENERGY STAR Standards | One non-ENERGY STAR imaging device | Commercial | New | Institutional | FPL Blend | Per Unit | 937.8 | 521 | 416.8 | 0.44444 | 6 | 0.046265 | 0.050016 | 164 | Office Equipment | Document production |  | 1
Equipment | ENERGY STAR Imaging Equipment | One imaging device meeting current ENERGY STAR Standards | One non-ENERGY STAR imaging device | Commercial | Turnover | Lodging/Hospitality | FPL Blend | Per Unit | 937.8 | 521 | 416.8 | 0.44444 | 6 | 0.044598 | 0.0521 | 164 | Office Equipment | Document production |  | 1
Equipment | ENERGY STAR Imaging Equipment | One imaging device meeting current ENERGY STAR Standards | One non-ENERGY STAR imaging device | Commercial | New | Lodging/Hospitality | FPL Blend | Per Unit | 937.8 | 521 | 416.8 | 0.44444 | 6 | 0.044598 | 0.0521 | 164 | Office Equipment | Document production |  | 1
Equipment | ENERGY STAR Imaging Equipment | One imaging device meeting current ENERGY STAR Standards | One non-ENERGY STAR imaging device | Commercial | Turnover | Miscellaneous | FPL Blend | Per Unit | 937.8 | 521 | 416.8 | 0.44444 | 6 | 0.046265 | 0.049182 | 164 | Office Equipment | Document production |  | 1
Equipment | ENERGY STAR Imaging Equipment | One imaging device meeting current ENERGY STAR Standards | One non-ENERGY STAR imaging device | Commercial | New | Miscellaneous | FPL Blend | Per Unit | 937.8 | 521 | 416.8 | 0.44444 | 6 | 0.046265 | 0.049182 | 164 | Office Equipment | Document production |  | 1
Equipment | ENERGY STAR Imaging Equipment | One imaging device meeting current ENERGY STAR Standards | One non-ENERGY STAR imaging device | Commercial | Turnover | Offices | FPL Blend | Per Unit | 937.8 | 521 | 416.8 | 0.44444 | 6 | 0.046265 | 0.049182 | 164 | Office Equipment | Document production |  | 1
Equipment | ENERGY STAR Imaging Equipment | One imaging device meeting current ENERGY STAR Standards | One non-ENERGY STAR imaging device | Commercial | New | Offices | FPL Blend | Per Unit | 937.8 | 521 | 416.8 | 0.44444 | 6 | 0.046265 | 0.049182 | 164 | Office Equipment | Document production |  | 1
Equipment | ENERGY STAR Imaging Equipment | One imaging device meeting current ENERGY STAR Standards | One non-ENERGY STAR imaging device | Commercial | Turnover | Restaurants | FPL Blend | Per Unit | 937.8 | 521 | 416.8 | 0.44444 | 6 | 0.055851 | 0.02084 | 164 | Office Equipment | Document production |  | 1
Equipment | ENERGY STAR Imaging Equipment | One imaging device meeting current ENERGY STAR Standards | One non-ENERGY STAR imaging device | Commercial | New | Restaurants | FPL Blend | Per Unit | 937.8 | 521 | 416.8 | 0.44444 | 6 | 0.055851 | 0.02084 | 164 | Office Equipment | Document production |  | 1
Equipment | ENERGY STAR Imaging Equipment | One imaging device meeting current ENERGY STAR Standards | One non-ENERGY STAR imaging device | Commercial | Turnover | Retail | FPL Blend | Per Unit | 937.8 | 521 | 416.8 | 0.44444 | 6 | 0.059602 | 0.032927 | 164 | Office Equipment | Document production |  | 1
Equipment | ENERGY STAR Imaging Equipment | One imaging device meeting current ENERGY STAR Standards | One non-ENERGY STAR imaging device | Commercial | New | Retail | FPL Blend | Per Unit | 937.8 | 521 | 416.8 | 0.44444 | 6 | 0.059602 | 0.032927 | 164 | Office Equipment | Document production |  | 1
Equipment | ENERGY STAR Imaging Equipment | One imaging device meeting current ENERGY STAR Standards | One non-ENERGY STAR imaging device | Commercial | Turnover | Schools K-12 | FPL Blend | Per Unit | 937.8 | 521 | 416.8 | 0.44444 | 6 | 0.04293 | 0.044598 | 164 | Office Equipment | Document production |  | 1
Equipment | ENERGY STAR Imaging Equipment | One imaging device meeting current ENERGY STAR Standards | One non-ENERGY STAR imaging device | Commercial | New | Schools K-12 | FPL Blend | Per Unit | 937.8 | 521 | 416.8 | 0.44444 | 6 | 0.04293 | 0.044598 | 164 | Office Equipment | Document production |  | 1
Equipment | ENERGY STAR Imaging Equipment | One imaging device meeting current ENERGY STAR Standards | One non-ENERGY STAR imaging device | Commercial | Turnover | Warehouse | FPL Blend | Per Unit | 937.8 | 521 | 416.8 | 0.44444 | 6 | 0.06377 | 0.046265 | 164 | Office Equipment | Document production |  | 1
Equipment | ENERGY STAR Imaging Equipment | One imaging device meeting current ENERGY STAR Standards | One non-ENERGY STAR imaging device | Commercial | New | Warehouse | FPL Blend | Per Unit | 937.8 | 521 | 416.8 | 0.44444 | 6 | 0.06377 | 0.046265 | 164 | Office Equipment | Document production |  | 1
NonEquipment | Wall Insulation | Increased Exterior Above-Grade Wall Insulation |  | Commercial | Existing | Assembly | FPL Blend | Per End Use Consumption | 124835.85 | 117100.24 | 7735.61 | 0.061966 | 25 | 2.5764 | 0 | 19428.0059 | Space Cooling |  | Heat Pump Cooling | 1
NonEquipment | Wall Insulation | Increased Exterior Above-Grade Wall Insulation | Market Average Existing Exterior Above-Grade Wall Insulation | Commercial | New | Assembly | FPL Blend | Per End Use Consumption | 124835.85 | 117100.24 | 7735.61 | 0.061966 | 25 | 2.5764 | 0 | 19428.0059 | Space Cooling |  | Heat Pump Cooling | 1
NonEquipment | Wall Insulation | Increased Exterior Above-Grade Wall Insulation |  | Commercial | Existing | College and University | FPL Blend | Per End Use Consumption | 50239.28 | 40770.02 | 9469.26 | 0.18848 | 25 | 1.9199 | 0 | 30401.6888 | Space Cooling |  | Heat Pump Cooling | 1
NonEquipment | Wall Insulation | Increased Exterior Above-Grade Wall Insulation | Market Average Existing Exterior Above-Grade Wall Insulation | Commercial | New | College and University | FPL Blend | Per End Use Consumption | 50239.28 | 40770.02 | 9469.26 | 0.18848 | 25 | 1.9199 | 0 | 30401.6888 | Space Cooling |  | Heat Pump Cooling | 1
NonEquipment | Wall Insulation | Increased Exterior Above-Grade Wall Insulation |  | Commercial | Existing | Data Center | FPL Blend | Per End Use Consumption | 246589.32 | 229767.34 | 16821.98 | 0.068219 | 25 | 3.4107 | 0 | 130251.7762 | Space Cooling |  | Heat Pump Cooling | 1
NonEquipment | Wall Insulation | Increased Exterior Above-Grade Wall Insulation | Market Average Existing Exterior Above-Grade Wall Insulation | Commercial | New | Data Center | FPL Blend | Per End Use Consumption | 246589.32 | 229767.34 | 16821.98 | 0.068219 | 25 | 3.4107 | 0 | 130251.7762 | Space Cooling |  | Heat Pump Cooling | 1
NonEquipment | Wall Insulation | Increased Exterior Above-Grade Wall Insulation |  | Commercial | Existing | Grocery | FPL Blend | Per End Use Consumption | 10146.03 | 6331.03 | 3815 | 0.37601 | 25 | 1.0819 | 0 | 3319.6586 | Space Cooling |  | Heat Pump Cooling | 1
NonEquipment | Wall Insulation | Increased Exterior Above-Grade Wall Insulation | Market Average Existing Exterior Above-Grade Wall Insulation | Commercial | New | Grocery | FPL Blend | Per End Use Consumption | 10146.03 | 6331.03 | 3815 | 0.37601 | 25 | 1.0819 | 0 | 3319.6586 | Space Cooling |  | Heat Pump Cooling | 1
NonEquipment | Wall Insulation | Increased Exterior Above-Grade Wall Insulation |  | Commercial | Existing | Healthcare | FPL Blend | Per End Use Consumption | 21063.51 | 14770.44 | 6293.07 | 0.29877 | 25 | 1.2759 | 0 | 11881.1988 | Space Cooling |  | Heat Pump Cooling | 1
NonEquipment | Wall Insulation | Increased Exterior Above-Grade Wall Insulation | Market Average Existing Exterior Above-Grade Wall Insulation | Commercial | New | Healthcare | FPL Blend | Per End Use Consumption | 21063.51 | 14770.44 | 6293.07 | 0.29877 | 25 | 1.2759 | 0 | 11881.1988 | Space Cooling |  | Heat Pump Cooling | 1
NonEquipment | Wall Insulation | Increased Exterior Above-Grade Wall Insulation |  | Commercial | Existing | Hospitals | FPL Blend | Per End Use Consumption | 1853377.69 | 1833414.3 | 19963.39 | 0.010771 | 25 | 4.0476 | 0 | 235034.6258 | Space Cooling |  | Heat Pump Cooling | 1
NonEquipment | Wall Insulation | Increased Exterior Above-Grade Wall Insulation | Market Average Existing Exterior Above-Grade Wall Insulation | Commercial | New | Hospitals | FPL Blend | Per End Use Consumption | 1853377.69 | 1833414.3 | 19963.39 | 0.010771 | 25 | 4.0476 | 0 | 235034.6258 | Space Cooling |  | Heat Pump Cooling | 1
NonEquipment | Wall Insulation | Increased Exterior Above-Grade Wall Insulation |  | Commercial | Existing | Institutional | FPL Blend | Per End Use Consumption | 24647.04 | 17354.55 | 7292.49 | 0.29588 | 25 | 1.4786 | 0 | 15517.4769 | Space Cooling |  | Heat Pump Cooling | 1
NonEquipment | Wall Insulation | Increased Exterior Above-Grade Wall Insulation | Market Average Existing Exterior Above-Grade Wall Insulation | Commercial | New | Institutional | FPL Blend | Per End Use Consumption | 24647.04 | 17354.55 | 7292.49 | 0.29588 | 25 | 1.4786 | 0 | 15517.4769 | Space Cooling |  | Heat Pump Cooling | 1
NonEquipment | Wall Insulation | Increased Exterior Above-Grade Wall Insulation |  | Commercial | Existing | Lodging/Hospitality | FPL Blend | Per End Use Consumption | 200655.84 | 191510.08 | 9145.76 | 0.045579 | 25 | 1.7515 | 0 | 54141.6038 | Space Cooling |  | Heat Pump Cooling | 1
NonEquipment | Wall Insulation | Increased Exterior Above-Grade Wall Insulation | Market Average Existing Exterior Above-Grade Wall Insulation | Commercial | New | Lodging/Hospitality | FPL Blend | Per End Use Consumption | 200655.84 | 191510.08 | 9145.76 | 0.045579 | 25 | 1.7515 | 0 | 54141.6038 | Space Cooling |  | Heat Pump Cooling | 1
NonEquipment | Wall Insulation | Increased Exterior Above-Grade Wall Insulation |  | Commercial | Existing | Miscellaneous | FPL Blend | Per End Use Consumption | 44622.6 | 33301.19 | 11321.41 | 0.25371 | 25 | 3.7707 | 0 | 42140.7489 | Space Cooling |  | Heat Pump Cooling | 1
NonEquipment | Wall Insulation | Increased Exterior Above-Grade Wall Insulation | Market Average Existing Exterior Above-Grade Wall Insulation | Commercial | New | Miscellaneous | FPL Blend | Per End Use Consumption | 44622.6 | 33301.19 | 11321.41 | 0.25371 | 25 | 3.7707 | 0 | 42140.7489 | Space Cooling |  | Heat Pump Cooling | 1
NonEquipment | Wall Insulation | Increased Exterior Above-Grade Wall Insulation |  | Commercial | Existing | Offices | FPL Blend | Per End Use Consumption | 56539.56 | 48417.67 | 8121.89 | 0.14365 | 25 | 2.7051 | 0 | 22094.4548 | Space Cooling |  | Heat Pump Cooling | 1
NonEquipment | Wall Insulation | Increased Exterior Above-Grade Wall Insulation | Market Average Existing Exterior Above-Grade Wall Insulation | Commercial | New | Offices | FPL Blend | Per End Use Consumption | 56539.56 | 48417.67 | 8121.89 | 0.14365 | 25 | 2.7051 | 0 | 22094.4548 | Space Cooling |  | Heat Pump Cooling | 1
NonEquipment | Wall Insulation | Increased Exterior Above-Grade Wall Insulation |  | Commercial | Existing | Restaurants | FPL Blend | Per End Use Consumption | 48502.8 | 43836.07 | 4666.73 | 0.096216 | 25 | 1.3234 | 0 | 6220.4505 | Space Cooling |  | Heat Pump Cooling | 1
NonEquipment | Wall Insulation | Increased Exterior Above-Grade Wall Insulation | Market Average Existing Exterior Above-Grade Wall Insulation | Commercial | New | Restaurants | FPL Blend | Per End Use Consumption | 48502.8 | 43836.07 | 4666.73 | 0.096216 | 25 | 1.3234 | 0 | 6220.4505 | Space Cooling |  | Heat Pump Cooling | 1
NonEquipment | Wall Insulation | Increased Exterior Above-Grade Wall Insulation |  | Commercial | Existing | Retail | FPL Blend | Per End Use Consumption | 71635.38 | 60291.33 | 11344.05 | 0.15836 | 25 | 3.7783 | 0 | 29087.7824 | Space Cooling |  | Heat Pump Cooling | 1
NonEquipment | Wall Insulation | Increased Exterior Above-Grade Wall Insulation | Market Average Existing Exterior Above-Grade Wall Insulation | Commercial | New | Retail | FPL Blend | Per End Use Consumption | 71635.38 | 60291.33 | 11344.05 | 0.15836 | 25 | 3.7783 | 0 | 29087.7824 | Space Cooling |  | Heat Pump Cooling | 1
NonEquipment | Wall Insulation | Increased Exterior Above-Grade Wall Insulation |  | Commercial | Existing | Schools K-12 | FPL Blend | Per End Use Consumption | 160602.9 | 148708.8 | 11894.1 | 0.074059 | 25 | 3.9615 | 0 | 41279.3641 | Space Cooling |  | Heat Pump Cooling | 1
NonEquipment | Wall Insulation | Increased Exterior Above-Grade Wall Insulation | Market Average Existing Exterior Above-Grade Wall Insulation | Commercial | New | Schools K-12 | FPL Blend | Per End Use Consumption | 160602.9 | 148708.8 | 11894.1 | 0.074059 | 25 | 3.9615 | 0 | 41279.3641 | Space Cooling |  | Heat Pump Cooling | 1
NonEquipment | Wall Insulation | Increased Exterior Above-Grade Wall Insulation |  | Commercial | Existing | Warehouse | FPL Blend | Per End Use Consumption | 19405.96 | 9902.13 | 9503.83 | 0.48974 | 25 | 3.1654 | 0 | 24684.8439 | Space Cooling |  | Heat Pump Cooling | 1
NonEquipment | Wall Insulation | Increased Exterior Above-Grade Wall Insulation | Market Average Existing Exterior Above-Grade Wall Insulation | Commercial | New | Warehouse | FPL Blend | Per End Use Consumption | 19405.96 | 9902.13 | 9503.83 | 0.48974 | 25 | 3.1654 | 0 | 24684.8439 | Space Cooling |  | Heat Pump Cooling | 1
NonEquipment | Wall Insulation | Increased Exterior Above-Grade Wall Insulation |  | Commercial | Existing | Assembly | FPL Blend | Per End Use Consumption | 15896.7 | 14727.49 | 1169.21 | 0.07355 | 25 | 0 | 2.6636 | 2936.4741 | Space Heating |  | Packaged central unit | 1
NonEquipment | Wall Insulation | Increased Exterior Above-Grade Wall Insulation | Market Average Existing Exterior Above-Grade Wall Insulation | Commercial | New | Assembly | FPL Blend | Per End Use Consumption | 15896.7 | 14727.49 | 1169.21 | 0.07355 | 25 | 0 | 2.6636 | 2936.4741 | Space Heating |  | Packaged central unit | 1
NonEquipment | Wall Insulation | Increased Exterior Above-Grade Wall Insulation |  | Commercial | Existing | College and University | FPL Blend | Per End Use Consumption | 7804.16 | 6372.92 | 1431.24 | 0.18339 | 25 | 0 | 0.27536 | 4595.0912 | Space Heating |  | Packaged central unit | 1
NonEquipment | Wall Insulation | Increased Exterior Above-Grade Wall Insulation | Market Average Existing Exterior Above-Grade Wall Insulation | Commercial | New | College and University | FPL Blend | Per End Use Consumption | 7804.16 | 6372.92 | 1431.24 | 0.18339 | 25 | 0 | 0.27536 | 4595.0912 | Space Heating |  | Packaged central unit | 1
NonEquipment | Wall Insulation | Increased Exterior Above-Grade Wall Insulation |  | Commercial | Existing | Data Center | FPL Blend | Per End Use Consumption | 59557.59 | 57015.01 | 2542.58 | 0.042691 | 25 | 0 | 0.48917 | 19687.0738 | Space Heating |  | Packaged central unit | 1
NonEquipment | Wall Insulation | Increased Exterior Above-Grade Wall Insulation | Market Average Existing Exterior Above-Grade Wall Insulation | Commercial | New | Data Center | FPL Blend | Per End Use Consumption | 59557.59 | 57015.01 | 2542.58 | 0.042691 | 25 | 0 | 0.48917 | 19687.0738 | Space Heating |  | Packaged central unit | 1
NonEquipment | Wall Insulation | Increased Exterior Above-Grade Wall Insulation |  | Commercial | Existing | Grocery | FPL Blend | Per End Use Consumption | 6897.17 | 6320.55 | 576.62 | 0.083602 | 25 | 0 | 0.44315 | 501.7514 | Space Heating |  | Packaged central unit | 1
NonEquipment | Wall Insulation | Increased Exterior Above-Grade Wall Insulation | Market Average Existing Exterior Above-Grade Wall Insulation | Commercial | New | Grocery | FPL Blend | Per End Use Consumption | 6897.17 | 6320.55 | 576.62 | 0.083602 | 25 | 0 | 0.44315 | 501.7514 | Space Heating |  | Packaged central unit | 1
NonEquipment | Wall Insulation | Increased Exterior Above-Grade Wall Insulation |  | Commercial | Existing | Healthcare | FPL Blend | Per End Use Consumption | 10674.72 | 9723.55 | 951.17 | 0.089105 | 25 | 0 | 0.183 | 1795.7912 | Space Heating |  | Packaged central unit | 1
NonEquipment | Wall Insulation | Increased Exterior Above-Grade Wall Insulation | Market Average Existing Exterior Above-Grade Wall Insulation | Commercial | New | Healthcare | FPL Blend | Per End Use Consumption | 10674.72 | 9723.55 | 951.17 | 0.089105 | 25 | 0 | 0.183 | 1795.7912 | Space Heating |  | Packaged central unit | 1
NonEquipment | Wall Insulation | Increased Exterior Above-Grade Wall Insulation |  | Commercial | Existing | Hospitals | FPL Blend | Per End Use Consumption | 218709.88 | 215692.49 | 3017.39 | 0.013796 | 25 | 0 | 0.58052 | 35524.5842 | Space Heating |  | Packaged central unit | 1
NonEquipment | Wall Insulation | Increased Exterior Above-Grade Wall Insulation | Market Average Existing Exterior Above-Grade Wall Insulation | Commercial | New | Hospitals | FPL Blend | Per End Use Consumption | 218709.88 | 215692.49 | 3017.39 | 0.013796 | 25 | 0 | 0.58052 | 35524.5842 | Space Heating |  | Packaged central unit | 1
NonEquipment | Wall Insulation | Increased Exterior Above-Grade Wall Insulation |  | Commercial | Existing | Institutional | FPL Blend | Per End Use Consumption | 7344.32 | 6242.09 | 1102.23 | 0.15008 | 25 | 0 | 0.21206 | 2345.4031 | Space Heating |  | Packaged central unit | 1
NonEquipment | Wall Insulation | Increased Exterior Above-Grade Wall Insulation | Market Average Existing Exterior Above-Grade Wall Insulation | Commercial | New | Institutional | FPL Blend | Per End Use Consumption | 7344.32 | 6242.09 | 1102.23 | 0.15008 | 25 | 0 | 0.21206 | 2345.4031 | Space Heating |  | Packaged central unit | 1
NonEquipment | Wall Insulation | Increased Exterior Above-Grade Wall Insulation |  | Commercial | Existing | Lodging/Hospitality | FPL Blend | Per End Use Consumption | 23018.96 | 21636.61 | 1382.35 | 0.060053 | 25 | 0 | 0.91056 | 8183.3162 | Space Heating |  | Packaged central unit | 1
NonEquipment | Wall Insulation | Increased Exterior Above-Grade Wall Insulation | Market Average Existing Exterior Above-Grade Wall Insulation | Commercial | New | Lodging/Hospitality | FPL Blend | Per End Use Consumption | 23018.96 | 21636.61 | 1382.35 | 0.060053 | 25 | 0 | 0.91056 | 8183.3162 | Space Heating |  | Packaged central unit | 1
NonEquipment | Wall Insulation | Increased Exterior Above-Grade Wall Insulation |  | Commercial | Existing | Miscellaneous | FPL Blend | Per End Use Consumption | 25015.7 | 23304.51 | 1711.19 | 0.068405 | 25 | 0 | 3.8983 | 6369.4211 | Space Heating |  | Packaged central unit | 1
NonEquipment | Wall Insulation | Increased Exterior Above-Grade Wall Insulation | Market Average Existing Exterior Above-Grade Wall Insulation | Commercial | New | Miscellaneous | FPL Blend | Per End Use Consumption | 25015.7 | 23304.51 | 1711.19 | 0.068405 | 25 | 0 | 3.8983 | 6369.4211 | Space Heating |  | Packaged central unit | 1
NonEquipment | Wall Insulation | Increased Exterior Above-Grade Wall Insulation |  | Commercial | Existing | Offices | FPL Blend | Per End Use Consumption | 28712.88 | 27485.29 | 1227.59 | 0.042754 | 25 | 0 | 2.7966 | 3339.4852 | Space Heating |  | Packaged central unit | 1
NonEquipment | Wall Insulation | Increased Exterior Above-Grade Wall Insulation | Market Average Existing Exterior Above-Grade Wall Insulation | Commercial | New | Offices | FPL Blend | Per End Use Consumption | 28712.88 | 27485.29 | 1227.59 | 0.042754 | 25 | 0 | 2.7966 | 3339.4852 | Space Heating |  | Packaged central unit | 1
NonEquipment | Wall Insulation | Increased Exterior Above-Grade Wall Insulation |  | Commercial | Existing | Restaurants | FPL Blend | Per End Use Consumption | 17714.5 | 17009.14 | 705.36 | 0.039818 | 25 | 0 | 0.5421 | 940.1995 | Space Heating |  | Packaged central unit | 1
NonEquipment | Wall Insulation | Increased Exterior Above-Grade Wall Insulation | Market Average Existing Exterior Above-Grade Wall Insulation | Commercial | New | Restaurants | FPL Blend | Per End Use Consumption | 17714.5 | 17009.14 | 705.36 | 0.039818 | 25 | 0 | 0.5421 | 940.1995 | Space Heating |  | Packaged central unit | 1
NonEquipment | Wall Insulation | Increased Exterior Above-Grade Wall Insulation |  | Commercial | Existing | Retail | FPL Blend | Per End Use Consumption | 25434.06 | 23719.45 | 1714.61 | 0.067414 | 25 | 0 | 3.9061 | 4396.5076 | Space Heating |  | Packaged central unit | 1
NonEquipment | Wall Insulation | Increased Exterior Above-Grade Wall Insulation | Market Average Existing Exterior Above-Grade Wall Insulation | Commercial | New | Retail | FPL Blend | Per End Use Consumption | 25434.06 | 23719.45 | 1714.61 | 0.067414 | 25 | 0 | 3.9061 | 4396.5076 | Space Heating |  | Packaged central unit | 1
NonEquipment | Wall Insulation | Increased Exterior Above-Grade Wall Insulation |  | Commercial | Existing | Schools K-12 | FPL Blend | Per End Use Consumption | 50002.14 | 48204.39 | 1797.75 | 0.035953 | 25 | 0 | 4.0955 | 6239.2259 | Space Heating |  | Packaged central unit | 1
NonEquipment | Wall Insulation | Increased Exterior Above-Grade Wall Insulation | Market Average Existing Exterior Above-Grade Wall Insulation | Commercial | New | Schools K-12 | FPL Blend | Per End Use Consumption | 50002.14 | 48204.39 | 1797.75 | 0.035953 | 25 | 0 | 4.0955 | 6239.2259 | Space Heating |  | Packaged central unit | 1
NonEquipment | Wall Insulation | Increased Exterior Above-Grade Wall Insulation |  | Commercial | Existing | Warehouse | FPL Blend | Per End Use Consumption | 8514.86 | 7078.39 | 1436.47 | 0.1687 | 25 | 0 | 3.2725 | 3731.0261 | Space Heating |  | Packaged central unit | 1
NonEquipment | Wall Insulation | Increased Exterior Above-Grade Wall Insulation | Market Average Existing Exterior Above-Grade Wall Insulation | Commercial | New | Warehouse | FPL Blend | Per End Use Consumption | 8514.86 | 7078.39 | 1436.47 | 0.1687 | 25 | 0 | 3.2725 | 3731.0261 | Space Heating |  | Packaged central unit | 1
Equipment | LED Display Lighting (Exterior) | One Letter of LED Signage, < 2ft in Height | One Letter of Neon or Argon-mercury Signage, < 2ft in Height | Commercial | Turnover | Assembly | FPL Blend | Per Fixture | 4339.44 | 562.52 | 3776.92 | 0.87037 | 11 | 0 | 0.35881 | 2274.8 | Exterior Lighting | Spot lighting/Security/Flood |  | 1
Equipment | LED Display Lighting (Exterior) | One Letter of LED Signage, < 2ft in Height | One Letter of Neon or Argon-mercury Signage, < 2ft in Height | Commercial | New | Assembly | FPL Blend | Per Fixture | 4339.44 | 562.52 | 3776.92 | 0.87037 | 11 | 0 | 0.35881 | 2274.8 | Exterior Lighting | Spot lighting/Security/Flood |  | 1
Equipment | LED Display Lighting (Exterior) | One Letter of LED Signage, < 2ft in Height | One Letter of Neon or Argon-mercury Signage, < 2ft in Height | Commercial | Turnover | College and University | FPL Blend | Per Fixture | 4339.44 | 562.52 | 3776.92 | 0.87037 | 11 | 0 | 0.37392 | 2274.8 | Exterior Lighting | Spot lighting/Security/Flood |  | 1
Equipment | LED Display Lighting (Exterior) | One Letter of LED Signage, < 2ft in Height | One Letter of Neon or Argon-mercury Signage, < 2ft in Height | Commercial | New | College and University | FPL Blend | Per Fixture | 4339.44 | 562.52 | 3776.92 | 0.87037 | 11 | 0 | 0.37392 | 2274.8 | Exterior Lighting | Spot lighting/Security/Flood |  | 1
Equipment | LED Display Lighting (Exterior) | One Letter of LED Signage, < 2ft in Height | One Letter of Neon or Argon-mercury Signage, < 2ft in Height | Commercial | Turnover | Data Center | FPL Blend | Per Fixture | 4339.44 | 562.52 | 3776.92 | 0.87037 | 11 | 0 | 0.3437 | 2274.8 | Exterior Lighting | Spot lighting/Security/Flood |  | 1
Equipment | LED Display Lighting (Exterior) | One Letter of LED Signage, < 2ft in Height | One Letter of Neon or Argon-mercury Signage, < 2ft in Height | Commercial | New | Data Center | FPL Blend | Per Fixture | 4339.44 | 562.52 | 3776.92 | 0.87037 | 11 | 0 | 0.3437 | 2274.8 | Exterior Lighting | Spot lighting/Security/Flood |  | 1
Equipment | LED Display Lighting (Exterior) | One Letter of LED Signage, < 2ft in Height | One Letter of Neon or Argon-mercury Signage, < 2ft in Height | Commercial | Turnover | Grocery | FPL Blend | Per Fixture | 4339.44 | 562.52 | 3776.92 | 0.87037 | 11 | 0 | 0.36636 | 2274.8 | Exterior Lighting | Spot lighting/Security/Flood |  | 1
Equipment | LED Display Lighting (Exterior) | One Letter of LED Signage, < 2ft in Height | One Letter of Neon or Argon-mercury Signage, < 2ft in Height | Commercial | New | Grocery | FPL Blend | Per Fixture | 4339.44 | 562.52 | 3776.92 | 0.87037 | 11 | 0 | 0.36636 | 2274.8 | Exterior Lighting | Spot lighting/Security/Flood |  | 1
Equipment | LED Display Lighting (Exterior) | One Letter of LED Signage, < 2ft in Height | One Letter of Neon or Argon-mercury Signage, < 2ft in Height | Commercial | Turnover | Healthcare | FPL Blend | Per Fixture | 4339.44 | 562.52 | 3776.92 | 0.87037 | 11 | 0 | 0.36636 | 2274.8 | Exterior Lighting | Spot lighting/Security/Flood |  | 1
Equipment | LED Display Lighting (Exterior) | One Letter of LED Signage, < 2ft in Height | One Letter of Neon or Argon-mercury Signage, < 2ft in Height | Commercial | New | Healthcare | FPL Blend | Per Fixture | 4339.44 | 562.52 | 3776.92 | 0.87037 | 11 | 0 | 0.36636 | 2274.8 | Exterior Lighting | Spot lighting/Security/Flood |  | 1
Equipment | LED Display Lighting (Exterior) | One Letter of LED Signage, < 2ft in Height | One Letter of Neon or Argon-mercury Signage, < 2ft in Height | Commercial | Turnover | Hospitals | FPL Blend | Per Fixture | 4339.44 | 562.52 | 3776.92 | 0.87037 | 11 | 0 | 0.37392 | 2274.8 | Exterior Lighting | Spot lighting/Security/Flood |  | 1
Equipment | LED Display Lighting (Exterior) | One Letter of LED Signage, < 2ft in Height | One Letter of Neon or Argon-mercury Signage, < 2ft in Height | Commercial | New | Hospitals | FPL Blend | Per Fixture | 4339.44 | 562.52 | 3776.92 | 0.87037 | 11 | 0 | 0.37392 | 2274.8 | Exterior Lighting | Spot lighting/Security/Flood |  | 1
Equipment | LED Display Lighting (Exterior) | One Letter of LED Signage, < 2ft in Height | One Letter of Neon or Argon-mercury Signage, < 2ft in Height | Commercial | Turnover | Institutional | FPL Blend | Per Fixture | 4339.44 | 562.52 | 3776.92 | 0.87037 | 11 | 0 | 0.45323 | 2274.8 | Exterior Lighting | Spot lighting/Security/Flood |  | 1
Equipment | LED Display Lighting (Exterior) | One Letter of LED Signage, < 2ft in Height | One Letter of Neon or Argon-mercury Signage, < 2ft in Height | Commercial | New | Institutional | FPL Blend | Per Fixture | 4339.44 | 562.52 | 3776.92 | 0.87037 | 11 | 0 | 0.45323 | 2274.8 | Exterior Lighting | Spot lighting/Security/Flood |  | 1
Equipment | LED Display Lighting (Exterior) | One Letter of LED Signage, < 2ft in Height | One Letter of Neon or Argon-mercury Signage, < 2ft in Height | Commercial | Turnover | Lodging/Hospitality | FPL Blend | Per Fixture | 4339.44 | 562.52 | 3776.92 | 0.87037 | 11 | 0 | 0.32859 | 2274.8 | Exterior Lighting | Spot lighting/Security/Flood |  | 1
Equipment | LED Display Lighting (Exterior) | One Letter of LED Signage, < 2ft in Height | One Letter of Neon or Argon-mercury Signage, < 2ft in Height | Commercial | New | Lodging/Hospitality | FPL Blend | Per Fixture | 4339.44 | 562.52 | 3776.92 | 0.87037 | 11 | 0 | 0.32859 | 2274.8 | Exterior Lighting | Spot lighting/Security/Flood |  | 1
Equipment | LED Display Lighting (Exterior) | One Letter of LED Signage, < 2ft in Height | One Letter of Neon or Argon-mercury Signage, < 2ft in Height | Commercial | Turnover | Miscellaneous | FPL Blend | Per Fixture | 4339.44 | 562.52 | 3776.92 | 0.87037 | 11 | 0 | 0.3437 | 2274.8 | Exterior Lighting | Spot lighting/Security/Flood |  | 1
Equipment | LED Display Lighting (Exterior) | One Letter of LED Signage, < 2ft in Height | One Letter of Neon or Argon-mercury Signage, < 2ft in Height | Commercial | New | Miscellaneous | FPL Blend | Per Fixture | 4339.44 | 562.52 | 3776.92 | 0.87037 | 11 | 0 | 0.3437 | 2274.8 | Exterior Lighting | Spot lighting/Security/Flood |  | 1
Equipment | LED Display Lighting (Exterior) | One Letter of LED Signage, < 2ft in Height | One Letter of Neon or Argon-mercury Signage, < 2ft in Height | Commercial | Turnover | Offices | FPL Blend | Per Fixture | 4339.44 | 562.52 | 3776.92 | 0.87037 | 11 | 0 | 0.3437 | 2274.8 | Exterior Lighting | Spot lighting/Security/Flood |  | 1
Equipment | LED Display Lighting (Exterior) | One Letter of LED Signage, < 2ft in Height | One Letter of Neon or Argon-mercury Signage, < 2ft in Height | Commercial | New | Offices | FPL Blend | Per Fixture | 4339.44 | 562.52 | 3776.92 | 0.87037 | 11 | 0 | 0.3437 | 2274.8 | Exterior Lighting | Spot lighting/Security/Flood |  | 1
Equipment | LED Display Lighting (Exterior) | One Letter of LED Signage, < 2ft in Height | One Letter of Neon or Argon-mercury Signage, < 2ft in Height | Commercial | Turnover | Restaurants | FPL Blend | Per Fixture | 4339.44 | 562.52 | 3776.92 | 0.87037 | 11 | 0 | 0.33992 | 2274.8 | Exterior Lighting | Spot lighting/Security/Flood |  | 1
Equipment | LED Display Lighting (Exterior) | One Letter of LED Signage, < 2ft in Height | One Letter of Neon or Argon-mercury Signage, < 2ft in Height | Commercial | New | Restaurants | FPL Blend | Per Fixture | 4339.44 | 562.52 | 3776.92 | 0.87037 | 11 | 0 | 0.33992 | 2274.8 | Exterior Lighting | Spot lighting/Security/Flood |  | 1
Equipment | LED Display Lighting (Exterior) | One Letter of LED Signage, < 2ft in Height | One Letter of Neon or Argon-mercury Signage, < 2ft in Height | Commercial | Turnover | Retail | FPL Blend | Per Fixture | 4339.44 | 562.52 | 3776.92 | 0.87037 | 11 | 0 | 0.36258 | 2274.8 | Exterior Lighting | Spot lighting/Security/Flood |  | 1
Equipment | LED Display Lighting (Exterior) | One Letter of LED Signage, < 2ft in Height | One Letter of Neon or Argon-mercury Signage, < 2ft in Height | Commercial | New | Retail | FPL Blend | Per Fixture | 4339.44 | 562.52 | 3776.92 | 0.87037 | 11 | 0 | 0.36258 | 2274.8 | Exterior Lighting | Spot lighting/Security/Flood |  | 1
Equipment | LED Display Lighting (Exterior) | One Letter of LED Signage, < 2ft in Height | One Letter of Neon or Argon-mercury Signage, < 2ft in Height | Commercial | Turnover | Schools K-12 | FPL Blend | Per Fixture | 4339.44 | 562.52 | 3776.92 | 0.87037 | 11 | 0 | 0.3928 | 2274.8 | Exterior Lighting | Spot lighting/Security/Flood |  | 1
Equipment | LED Display Lighting (Exterior) | One Letter of LED Signage, < 2ft in Height | One Letter of Neon or Argon-mercury Signage, < 2ft in Height | Commercial | New | Schools K-12 | FPL Blend | Per Fixture | 4339.44 | 562.52 | 3776.92 | 0.87037 | 11 | 0 | 0.3928 | 2274.8 | Exterior Lighting | Spot lighting/Security/Flood |  | 1
Equipment | LED Display Lighting (Exterior) | One Letter of LED Signage, < 2ft in Height | One Letter of Neon or Argon-mercury Signage, < 2ft in Height | Commercial | Turnover | Warehouse | FPL Blend | Per Fixture | 4339.44 | 562.52 | 3776.92 | 0.87037 | 11 | 0 | 0.36258 | 2274.8 | Exterior Lighting | Spot lighting/Security/Flood |  | 1
Equipment | LED Display Lighting (Exterior) | One Letter of LED Signage, < 2ft in Height | One Letter of Neon or Argon-mercury Signage, < 2ft in Height | Commercial | New | Warehouse | FPL Blend | Per Fixture | 4339.44 | 562.52 | 3776.92 | 0.87037 | 11 | 0 | 0.36258 | 2274.8 | Exterior Lighting | Spot lighting/Security/Flood |  | 1
NonEquipment | Networked Lighting Controls | Install Networked Lighting Controls System on Interior Lighting, 500 Watts Controlled |  | Commercial | Existing | Assembly | FPL Blend | Per 500W Controlled | 1319 | 712.26 | 606.74 | 0.46 | 15 | 0.10133 | 0.049146 | 9506.85 | Interior Lighting |  | Overhead (fluorescent/LED/CFL U-shape) | 1
NonEquipment | Networked Lighting Controls | Install Networked Lighting Controls System on Interior Lighting, 500 Watts Controlled | 500 Watts of Lighting, Controlled either Manually or by Sensor as Specified by Code | Commercial | New | Assembly | FPL Blend | Per 500W Controlled | 1319 | 712.26 | 606.74 | 0.46 | 15 | 0.10133 | 0.049146 | 9506.85 | Interior Lighting |  | Overhead (fluorescent/LED/CFL U-shape) | 1
NonEquipment | Networked Lighting Controls | Install Networked Lighting Controls System on Interior Lighting, 500 Watts Controlled |  | Commercial | Existing | College and University | FPL Blend | Per 500W Controlled | 1788.5 | 965.79 | 822.71 | 0.46 | 15 | 0.095434 | 0.074044 | 14876.68 | Interior Lighting |  | Overhead (fluorescent/LED/CFL U-shape) | 1
NonEquipment | Networked Lighting Controls | Install Networked Lighting Controls System on Interior Lighting, 500 Watts Controlled | 500 Watts of Lighting, Controlled either Manually or by Sensor as Specified by Code | Commercial | New | College and University | FPL Blend | Per 500W Controlled | 1788.5 | 965.79 | 822.71 | 0.46 | 15 | 0.095434 | 0.074044 | 14876.68 | Interior Lighting |  | Overhead (fluorescent/LED/CFL U-shape) | 1
NonEquipment | Networked Lighting Controls | Install Networked Lighting Controls System on Interior Lighting, 500 Watts Controlled |  | Commercial | Existing | Data Center | FPL Blend | Per 500W Controlled | 1868.5 | 1008.99 | 859.51 | 0.46 | 15 | 0.097984 | 0.10916 | 63737.07 | Interior Lighting |  | Overhead (fluorescent/LED/CFL U-shape) | 1
NonEquipment | Networked Lighting Controls | Install Networked Lighting Controls System on Interior Lighting, 500 Watts Controlled | 500 Watts of Lighting, Controlled either Manually or by Sensor as Specified by Code | Commercial | New | Data Center | FPL Blend | Per 500W Controlled | 1868.5 | 1008.99 | 859.51 | 0.46 | 15 | 0.097984 | 0.10916 | 63737.07 | Interior Lighting |  | Overhead (fluorescent/LED/CFL U-shape) | 1
NonEquipment | Networked Lighting Controls | Install Networked Lighting Controls System on Interior Lighting, 500 Watts Controlled |  | Commercial | Existing | Grocery | FPL Blend | Per 500W Controlled | 3450 | 1863 | 1587 | 0.46 | 15 | 0.26979 | 0.12061 | 1624.43 | Interior Lighting |  | Overhead (fluorescent/LED/CFL U-shape) | 1
NonEquipment | Networked Lighting Controls | Install Networked Lighting Controls System on Interior Lighting, 500 Watts Controlled | 500 Watts of Lighting, Controlled either Manually or by Sensor as Specified by Code | Commercial | New | Grocery | FPL Blend | Per 500W Controlled | 3450 | 1863 | 1587 | 0.46 | 15 | 0.26979 | 0.12061 | 1624.43 | Interior Lighting |  | Overhead (fluorescent/LED/CFL U-shape) | 1
NonEquipment | Networked Lighting Controls | Install Networked Lighting Controls System on Interior Lighting, 500 Watts Controlled |  | Commercial | Existing | Healthcare | FPL Blend | Per 500W Controlled | 1693 | 914.22 | 778.78 | 0.46 | 15 | 0.11604 | 0.09579 | 5813.91 | Interior Lighting |  | Overhead (fluorescent/LED/CFL U-shape) | 1
NonEquipment | Networked Lighting Controls | Install Networked Lighting Controls System on Interior Lighting, 500 Watts Controlled | 500 Watts of Lighting, Controlled either Manually or by Sensor as Specified by Code | Commercial | New | Healthcare | FPL Blend | Per 500W Controlled | 1693 | 914.22 | 778.78 | 0.46 | 15 | 0.11604 | 0.09579 | 5813.91 | Interior Lighting |  | Overhead (fluorescent/LED/CFL U-shape) | 1
NonEquipment | Networked Lighting Controls | Install Networked Lighting Controls System on Interior Lighting, 500 Watts Controlled |  | Commercial | Existing | Hospitals | FPL Blend | Per 500W Controlled | 2865 | 1547.1 | 1317.9 | 0.46 | 15 | 0.15288 | 0.11861 | 115011.23 | Interior Lighting |  | Overhead (fluorescent/LED/CFL U-shape) | 1
NonEquipment | Networked Lighting Controls | Install Networked Lighting Controls System on Interior Lighting, 500 Watts Controlled | 500 Watts of Lighting, Controlled either Manually or by Sensor as Specified by Code | Commercial | New | Hospitals | FPL Blend | Per 500W Controlled | 2865 | 1547.1 | 1317.9 | 0.46 | 15 | 0.15288 | 0.11861 | 115011.23 | Interior Lighting |  | Overhead (fluorescent/LED/CFL U-shape) | 1
NonEquipment | Networked Lighting Controls | Install Networked Lighting Controls System on Interior Lighting, 500 Watts Controlled |  | Commercial | Existing | Institutional | FPL Blend | Per 500W Controlled | 1736 | 937.44 | 798.56 | 0.46 | 15 | 0.083849 | 0.11419 | 7593.28 | Interior Lighting |  | Overhead (fluorescent/LED/CFL U-shape) | 1
NonEquipment | Networked Lighting Controls | Install Networked Lighting Controls System on Interior Lighting, 500 Watts Controlled | 500 Watts of Lighting, Controlled either Manually or by Sensor as Specified by Code | Commercial | New | Institutional | FPL Blend | Per 500W Controlled | 1736 | 937.44 | 798.56 | 0.46 | 15 | 0.083849 | 0.11419 | 7593.28 | Interior Lighting |  | Overhead (fluorescent/LED/CFL U-shape) | 1
NonEquipment | Networked Lighting Controls | Install Networked Lighting Controls System on Interior Lighting, 500 Watts Controlled |  | Commercial | Existing | Lodging/Hospitality | FPL Blend | Per 500W Controlled | 2421 | 1307.34 | 1113.66 | 0.46 | 15 | 0.09132 | 0.12918 | 26493.52 | Interior Lighting |  | Overhead (fluorescent/LED/CFL U-shape) | 1
NonEquipment | Networked Lighting Controls | Install Networked Lighting Controls System on Interior Lighting, 500 Watts Controlled | 500 Watts of Lighting, Controlled either Manually or by Sensor as Specified by Code | Commercial | New | Lodging/Hospitality | FPL Blend | Per 500W Controlled | 2421 | 1307.34 | 1113.66 | 0.46 | 15 | 0.09132 | 0.12918 | 26493.52 | Interior Lighting |  | Overhead (fluorescent/LED/CFL U-shape) | 1
NonEquipment | Networked Lighting Controls | Install Networked Lighting Controls System on Interior Lighting, 500 Watts Controlled |  | Commercial | Existing | Miscellaneous | FPL Blend | Per 500W Controlled | 2053.5 | 1108.89 | 944.61 | 0.46 | 15 | 0.10769 | 0.11997 | 20621.05 | Interior Lighting |  | Overhead (fluorescent/LED/CFL U-shape) | 1
NonEquipment | Networked Lighting Controls | Install Networked Lighting Controls System on Interior Lighting, 500 Watts Controlled | 500 Watts of Lighting, Controlled either Manually or by Sensor as Specified by Code | Commercial | New | Miscellaneous | FPL Blend | Per 500W Controlled | 2053.5 | 1108.89 | 944.61 | 0.46 | 15 | 0.10769 | 0.11997 | 20621.05 | Interior Lighting |  | Overhead (fluorescent/LED/CFL U-shape) | 1
NonEquipment | Networked Lighting Controls | Install Networked Lighting Controls System on Interior Lighting, 500 Watts Controlled |  | Commercial | Existing | Offices | FPL Blend | Per 500W Controlled | 1870 | 1009.8 | 860.2 | 0.46 | 15 | 0.098063 | 0.10925 | 10811.64 | Interior Lighting |  | Overhead (fluorescent/LED/CFL U-shape) | 1
NonEquipment | Networked Lighting Controls | Install Networked Lighting Controls System on Interior Lighting, 500 Watts Controlled | 500 Watts of Lighting, Controlled either Manually or by Sensor as Specified by Code | Commercial | New | Offices | FPL Blend | Per 500W Controlled | 1870 | 1009.8 | 860.2 | 0.46 | 15 | 0.098063 | 0.10925 | 10811.64 | Interior Lighting |  | Overhead (fluorescent/LED/CFL U-shape) | 1
NonEquipment | Networked Lighting Controls | Install Networked Lighting Controls System on Interior Lighting, 500 Watts Controlled |  | Commercial | Existing | Restaurants | FPL Blend | Per 500W Controlled | 2639 | 1425.06 | 1213.94 | 0.46 | 15 | 0.18209 | 0.10561 | 3043.9 | Interior Lighting |  | Overhead (fluorescent/LED/CFL U-shape) | 1
NonEquipment | Networked Lighting Controls | Install Networked Lighting Controls System on Interior Lighting, 500 Watts Controlled | 500 Watts of Lighting, Controlled either Manually or by Sensor as Specified by Code | Commercial | New | Restaurants | FPL Blend | Per 500W Controlled | 2639 | 1425.06 | 1213.94 | 0.46 | 15 | 0.18209 | 0.10561 | 3043.9 | Interior Lighting |  | Overhead (fluorescent/LED/CFL U-shape) | 1
NonEquipment | Networked Lighting Controls | Install Networked Lighting Controls System on Interior Lighting, 500 Watts Controlled |  | Commercial | Existing | Retail | FPL Blend | Per 500W Controlled | 1834 | 990.36 | 843.64 | 0.46 | 15 | 0.14173 | 0.065804 | 14233.74 | Interior Lighting |  | Overhead (fluorescent/LED/CFL U-shape) | 1
NonEquipment | Networked Lighting Controls | Install Networked Lighting Controls System on Interior Lighting, 500 Watts Controlled | 500 Watts of Lighting, Controlled either Manually or by Sensor as Specified by Code | Commercial | New | Retail | FPL Blend | Per 500W Controlled | 1834 | 990.36 | 843.64 | 0.46 | 15 | 0.14173 | 0.065804 | 14233.74 | Interior Lighting |  | Overhead (fluorescent/LED/CFL U-shape) | 1
NonEquipment | Networked Lighting Controls | Install Networked Lighting Controls System on Interior Lighting, 500 Watts Controlled |  | Commercial | Existing | Schools K-12 | FPL Blend | Per 500W Controlled | 1388.5 | 749.79 | 638.71 | 0.46 | 15 | 0.067703 | 0.076006 | 20199.54 | Interior Lighting |  | Overhead (fluorescent/LED/CFL U-shape) | 1
NonEquipment | Networked Lighting Controls | Install Networked Lighting Controls System on Interior Lighting, 500 Watts Controlled | 500 Watts of Lighting, Controlled either Manually or by Sensor as Specified by Code | Commercial | New | Schools K-12 | FPL Blend | Per 500W Controlled | 1388.5 | 749.79 | 638.71 | 0.46 | 15 | 0.067703 | 0.076006 | 20199.54 | Interior Lighting |  | Overhead (fluorescent/LED/CFL U-shape) | 1
NonEquipment | Networked Lighting Controls | Install Networked Lighting Controls System on Interior Lighting, 500 Watts Controlled |  | Commercial | Existing | Warehouse | FPL Blend | Per 500W Controlled | 1824.5 | 985.23 | 839.27 | 0.46 | 15 | 0.141 | 0.10071 | 12079.22 | Interior Lighting |  | Overhead (fluorescent/LED/CFL U-shape) | 1
NonEquipment | Networked Lighting Controls | Install Networked Lighting Controls System on Interior Lighting, 500 Watts Controlled | 500 Watts of Lighting, Controlled either Manually or by Sensor as Specified by Code | Commercial | New | Warehouse | FPL Blend | Per 500W Controlled | 1824.5 | 985.23 | 839.27 | 0.46 | 15 | 0.141 | 0.10071 | 12079.22 | Interior Lighting |  | Overhead (fluorescent/LED/CFL U-shape) | 1
Equipment | Custom measure - Non-lighting | Custom Improvement to Facility's Operations | Baseline Technology/Process | Commercial | Turnover | Assembly | FPL Blend | Per End Use Consumption | 124835.85 | 118594.06 | 6241.79 | 0.05 | 15 | 2.0789 | 0 | 2371.8807 | Space Cooling | Heat Pump Cooling |  | 1
Equipment | Custom measure - Non-lighting | Custom Improvement to Facility's Operations | Baseline Technology/Process | Commercial | New | Assembly | FPL Blend | Per End Use Consumption | 124835.85 | 118594.06 | 6241.79 | 0.05 | 15 | 2.0789 | 0 | 2371.8807 | Space Cooling | Heat Pump Cooling |  | 1
Equipment | Custom measure - Non-lighting | Custom Improvement to Facility's Operations | Baseline Technology/Process | Commercial | Turnover | College and University | FPL Blend | Per End Use Consumption | 50239.28 | 47727.32 | 2511.96 | 0.05 | 15 | 0.5093 | 0 | 954.5495 | Space Cooling | Heat Pump Cooling |  | 1
Equipment | Custom measure - Non-lighting | Custom Improvement to Facility's Operations | Baseline Technology/Process | Commercial | New | College and University | FPL Blend | Per End Use Consumption | 50239.28 | 47727.32 | 2511.96 | 0.05 | 15 | 0.5093 | 0 | 954.5495 | Space Cooling | Heat Pump Cooling |  | 1
Equipment | Custom measure - Non-lighting | Custom Improvement to Facility's Operations | Baseline Technology/Process | Commercial | Turnover | Data Center | FPL Blend | Per End Use Consumption | 246589.32 | 234259.85 | 12329.47 | 0.05 | 15 | 2.4998 | 0 | 4685.1962 | Space Cooling | Heat Pump Cooling |  | 1
Equipment | Custom measure - Non-lighting | Custom Improvement to Facility's Operations | Baseline Technology/Process | Commercial | New | Data Center | FPL Blend | Per End Use Consumption | 246589.32 | 234259.85 | 12329.47 | 0.05 | 15 | 2.4998 | 0 | 4685.1962 | Space Cooling | Heat Pump Cooling |  | 1
Equipment | Custom measure - Non-lighting | Custom Improvement to Facility's Operations | Baseline Technology/Process | Commercial | Turnover | Grocery | FPL Blend | Per End Use Consumption | 10146.03 | 9638.73 | 507.3 | 0.05 | 15 | 0.14386 | 0 | 192.7735 | Space Cooling | Heat Pump Cooling |  | 1
Equipment | Custom measure - Non-lighting | Custom Improvement to Facility's Operations | Baseline Technology/Process | Commercial | New | Grocery | FPL Blend | Per End Use Consumption | 10146.03 | 9638.73 | 507.3 | 0.05 | 15 | 0.14386 | 0 | 192.7735 | Space Cooling | Heat Pump Cooling |  | 1
Equipment | Custom measure - Non-lighting | Custom Improvement to Facility's Operations | Baseline Technology/Process | Commercial | Turnover | Healthcare | FPL Blend | Per End Use Consumption | 21063.51 | 20010.33 | 1053.18 | 0.05 | 15 | 0.21353 | 0 | 400.2087 | Space Cooling | Heat Pump Cooling |  | 1
Equipment | Custom measure - Non-lighting | Custom Improvement to Facility's Operations | Baseline Technology/Process | Commercial | New | Healthcare | FPL Blend | Per End Use Consumption | 21063.51 | 20010.33 | 1053.18 | 0.05 | 15 | 0.21353 | 0 | 400.2087 | Space Cooling | Heat Pump Cooling |  | 1
Equipment | Custom measure - Non-lighting | Custom Improvement to Facility's Operations | Baseline Technology/Process | Commercial | Turnover | Hospitals | FPL Blend | Per End Use Consumption | 1853377.69 | 1760708.81 | 92668.88 | 0.05 | 15 | 18.7888 | 0 | 35214.1739 | Space Cooling | Heat Pump Cooling |  | 1
Equipment | Custom measure - Non-lighting | Custom Improvement to Facility's Operations | Baseline Technology/Process | Commercial | New | Hospitals | FPL Blend | Per End Use Consumption | 1853377.69 | 1760708.81 | 92668.88 | 0.05 | 15 | 18.7888 | 0 | 35214.1739 | Space Cooling | Heat Pump Cooling |  | 1
Equipment | Custom measure - Non-lighting | Custom Improvement to Facility's Operations | Baseline Technology/Process | Commercial | Turnover | Institutional | FPL Blend | Per End Use Consumption | 24647.04 | 23414.69 | 1232.35 | 0.05 | 15 | 0.24986 | 0 | 468.2956 | Space Cooling | Heat Pump Cooling |  | 1
Equipment | Custom measure - Non-lighting | Custom Improvement to Facility's Operations | Baseline Technology/Process | Commercial | New | Institutional | FPL Blend | Per End Use Consumption | 24647.04 | 23414.69 | 1232.35 | 0.05 | 15 | 0.24986 | 0 | 468.2956 | Space Cooling | Heat Pump Cooling |  | 1
Equipment | Custom measure - Non-lighting | Custom Improvement to Facility's Operations | Baseline Technology/Process | Commercial | Turnover | Lodging/Hospitality | FPL Blend | Per End Use Consumption | 200655.84 | 190623.05 | 10032.79 | 0.05 | 15 | 1.9214 | 0 | 3812.4591 | Space Cooling | Heat Pump Cooling |  | 1
Equipment | Custom measure - Non-lighting | Custom Improvement to Facility's Operations | Baseline Technology/Process | Commercial | New | Lodging/Hospitality | FPL Blend | Per End Use Consumption | 200655.84 | 190623.05 | 10032.79 | 0.05 | 15 | 1.9214 | 0 | 3812.4591 | Space Cooling | Heat Pump Cooling |  | 1
Equipment | Custom measure - Non-lighting | Custom Improvement to Facility's Operations | Baseline Technology/Process | Commercial | Turnover | Miscellaneous | FPL Blend | Per End Use Consumption | 44622.6 | 42391.47 | 2231.13 | 0.05 | 15 | 0.7431 | 0 | 847.8321 | Space Cooling | Heat Pump Cooling |  | 1
Equipment | Custom measure - Non-lighting | Custom Improvement to Facility's Operations | Baseline Technology/Process | Commercial | New | Miscellaneous | FPL Blend | Per End Use Consumption | 44622.6 | 42391.47 | 2231.13 | 0.05 | 15 | 0.7431 | 0 | 847.8321 | Space Cooling | Heat Pump Cooling |  | 1
Equipment | Custom measure - Non-lighting | Custom Improvement to Facility's Operations | Baseline Technology/Process | Commercial | Turnover | Offices | FPL Blend | Per End Use Consumption | 56539.56 | 53712.58 | 2826.98 | 0.05 | 15 | 0.94156 | 0 | 1074.2553 | Space Cooling | Heat Pump Cooling |  | 1
Equipment | Custom measure - Non-lighting | Custom Improvement to Facility's Operations | Baseline Technology/Process | Commercial | New | Offices | FPL Blend | Per End Use Consumption | 56539.56 | 53712.58 | 2826.98 | 0.05 | 15 | 0.94156 | 0 | 1074.2553 | Space Cooling | Heat Pump Cooling |  | 1
Equipment | Custom measure - Non-lighting | Custom Improvement to Facility's Operations | Baseline Technology/Process | Commercial | Turnover | Restaurants | FPL Blend | Per End Use Consumption | 48502.8 | 46077.66 | 2425.14 | 0.05 | 15 | 0.68772 | 0 | 921.5528 | Space Cooling | Heat Pump Cooling |  | 1
Equipment | Custom measure - Non-lighting | Custom Improvement to Facility's Operations | Baseline Technology/Process | Commercial | New | Restaurants | FPL Blend | Per End Use Consumption | 48502.8 | 46077.66 | 2425.14 | 0.05 | 15 | 0.68772 | 0 | 921.5528 | Space Cooling | Heat Pump Cooling |  | 1
Equipment | Custom measure - Non-lighting | Custom Improvement to Facility's Operations | Baseline Technology/Process | Commercial | Turnover | Retail | FPL Blend | Per End Use Consumption | 71635.38 | 68053.61 | 3581.77 | 0.05 | 15 | 1.193 | 0 | 1361.0736 | Space Cooling | Heat Pump Cooling |  | 1
Equipment | Custom measure - Non-lighting | Custom Improvement to Facility's Operations | Baseline Technology/Process | Commercial | New | Retail | FPL Blend | Per End Use Consumption | 71635.38 | 68053.61 | 3581.77 | 0.05 | 15 | 1.193 | 0 | 1361.0736 | Space Cooling | Heat Pump Cooling |  | 1
Equipment | Custom measure - Non-lighting | Custom Improvement to Facility's Operations | Baseline Technology/Process | Commercial | Turnover | Schools K-12 | FPL Blend | Per End Use Consumption | 160602.9 | 152572.75 | 8030.15 | 0.05 | 15 | 2.6745 | 0 | 3051.4579 | Space Cooling | Heat Pump Cooling |  | 1
Equipment | Custom measure - Non-lighting | Custom Improvement to Facility's Operations | Baseline Technology/Process | Commercial | New | Schools K-12 | FPL Blend | Per End Use Consumption | 160602.9 | 152572.75 | 8030.15 | 0.05 | 15 | 2.6745 | 0 | 3051.4579 | Space Cooling | Heat Pump Cooling |  | 1
Equipment | Custom measure - Non-lighting | Custom Improvement to Facility's Operations | Baseline Technology/Process | Commercial | Turnover | Warehouse | FPL Blend | Per End Use Consumption | 19405.96 | 18435.66 | 970.3 | 0.05 | 15 | 0.32317 | 0 | 368.7173 | Space Cooling | Heat Pump Cooling |  | 1
Equipment | Custom measure - Non-lighting | Custom Improvement to Facility's Operations | Baseline Technology/Process | Commercial | New | Warehouse | FPL Blend | Per End Use Consumption | 19405.96 | 18435.66 | 970.3 | 0.05 | 15 | 0.32317 | 0 | 368.7173 | Space Cooling | Heat Pump Cooling |  | 1
Equipment | Custom measure - Non-lighting | Custom Improvement to Facility's Operations | Baseline Technology/Process | Commercial | Turnover | Assembly | FPL Blend | Per End Use Consumption | 15896.7 | 15101.86 | 794.84 | 0.05 | 15 | 0 | 1.8108 | 302.0393 | Space Heating | Heat Pump Heating |  | 1
Equipment | Custom measure - Non-lighting | Custom Improvement to Facility's Operations | Baseline Technology/Process | Commercial | New | Assembly | FPL Blend | Per End Use Consumption | 15896.7 | 15101.86 | 794.84 | 0.05 | 15 | 0 | 1.8108 | 302.0393 | Space Heating | Heat Pump Heating |  | 1
Equipment | Custom measure - Non-lighting | Custom Improvement to Facility's Operations | Baseline Technology/Process | Commercial | Turnover | College and University | FPL Blend | Per End Use Consumption | 7804.16 | 7413.95 | 390.21 | 0.05 | 15 | 0 | 0.075073 | 148.2805 | Space Heating | Heat Pump Heating |  | 1
Equipment | Custom measure - Non-lighting | Custom Improvement to Facility's Operations | Baseline Technology/Process | Commercial | New | College and University | FPL Blend | Per End Use Consumption | 7804.16 | 7413.95 | 390.21 | 0.05 | 15 | 0 | 0.075073 | 148.2805 | Space Heating | Heat Pump Heating |  | 1
Equipment | Custom measure - Non-lighting | Custom Improvement to Facility's Operations | Baseline Technology/Process | Commercial | Turnover | Data Center | FPL Blend | Per End Use Consumption | 59557.59 | 56579.71 | 2977.88 | 0.05 | 15 | 0 | 0.57291 | 1131.5938 | Space Heating | Heat Pump Heating |  | 1
Equipment | Custom measure - Non-lighting | Custom Improvement to Facility's Operations | Baseline Technology/Process | Commercial | New | Data Center | FPL Blend | Per End Use Consumption | 59557.59 | 56579.71 | 2977.88 | 0.05 | 15 | 0 | 0.57291 | 1131.5938 | Space Heating | Heat Pump Heating |  | 1
Equipment | Custom measure - Non-lighting | Custom Improvement to Facility's Operations | Baseline Technology/Process | Commercial | Turnover | Grocery | FPL Blend | Per End Use Consumption | 6897.17 | 6552.31 | 344.86 | 0.05 | 15 | 0 | 0.26504 | 131.0465 | Space Heating | Heat Pump Heating |  | 1
Equipment | Custom measure - Non-lighting | Custom Improvement to Facility's Operations | Baseline Technology/Process | Commercial | New | Grocery | FPL Blend | Per End Use Consumption | 6897.17 | 6552.31 | 344.86 | 0.05 | 15 | 0 | 0.26504 | 131.0465 | Space Heating | Heat Pump Heating |  | 1
Equipment | Custom measure - Non-lighting | Custom Improvement to Facility's Operations | Baseline Technology/Process | Commercial | Turnover | Healthcare | FPL Blend | Per End Use Consumption | 10674.72 | 10140.98 | 533.74 | 0.05 | 15 | 0 | 0.10269 | 202.8213 | Space Heating | Heat Pump Heating |  | 1
Equipment | Custom measure - Non-lighting | Custom Improvement to Facility's Operations | Baseline Technology/Process | Commercial | New | Healthcare | FPL Blend | Per End Use Consumption | 10674.72 | 10140.98 | 533.74 | 0.05 | 15 | 0 | 0.10269 | 202.8213 | Space Heating | Heat Pump Heating |  | 1
Equipment | Custom measure - Non-lighting | Custom Improvement to Facility's Operations | Baseline Technology/Process | Commercial | Turnover | Hospitals | FPL Blend | Per End Use Consumption | 218709.88 | 207774.39 | 10935.49 | 0.05 | 15 | 0 | 2.1039 | 4155.4861 | Space Heating | Heat Pump Heating |  | 1
Equipment | Custom measure - Non-lighting | Custom Improvement to Facility's Operations | Baseline Technology/Process | Commercial | New | Hospitals | FPL Blend | Per End Use Consumption | 218709.88 | 207774.39 | 10935.49 | 0.05 | 15 | 0 | 2.1039 | 4155.4861 | Space Heating | Heat Pump Heating |  | 1
Equipment | Custom measure - Non-lighting | Custom Improvement to Facility's Operations | Baseline Technology/Process | Commercial | Turnover | Institutional | FPL Blend | Per End Use Consumption | 7344.32 | 6977.1 | 367.22 | 0.050001 | 15 | 0 | 0.070649 | 139.5444 | Space Heating | Heat Pump Heating |  | 1
Equipment | Custom measure - Non-lighting | Custom Improvement to Facility's Operations | Baseline Technology/Process | Commercial | New | Institutional | FPL Blend | Per End Use Consumption | 7344.32 | 6977.1 | 367.22 | 0.050001 | 15 | 0 | 0.070649 | 139.5444 | Space Heating | Heat Pump Heating |  | 1
Equipment | Custom measure - Non-lighting | Custom Improvement to Facility's Operations | Baseline Technology/Process | Commercial | Turnover | Lodging/Hospitality | FPL Blend | Per End Use Consumption | 23018.96 | 21868.01 | 1150.95 | 0.05 | 15 | 0 | 0.75814 | 437.3609 | Space Heating | Heat Pump Heating |  | 1
Equipment | Custom measure - Non-lighting | Custom Improvement to Facility's Operations | Baseline Technology/Process | Commercial | New | Lodging/Hospitality | FPL Blend | Per End Use Consumption | 23018.96 | 21868.01 | 1150.95 | 0.05 | 15 | 0 | 0.75814 | 437.3609 | Space Heating | Heat Pump Heating |  | 1
Equipment | Custom measure - Non-lighting | Custom Improvement to Facility's Operations | Baseline Technology/Process | Commercial | Turnover | Miscellaneous | FPL Blend | Per End Use Consumption | 25015.7 | 23764.92 | 1250.78 | 0.05 | 15 | 0 | 2.8495 | 475.2979 | Space Heating | Heat Pump Heating |  | 1
Equipment | Custom measure - Non-lighting | Custom Improvement to Facility's Operations | Baseline Technology/Process | Commercial | New | Miscellaneous | FPL Blend | Per End Use Consumption | 25015.7 | 23764.92 | 1250.78 | 0.05 | 15 | 0 | 2.8495 | 475.2979 | Space Heating | Heat Pump Heating |  | 1
Equipment | Custom measure - Non-lighting | Custom Improvement to Facility's Operations | Baseline Technology/Process | Commercial | Turnover | Offices | FPL Blend | Per End Use Consumption | 28712.88 | 27277.24 | 1435.64 | 0.05 | 15 | 0 | 3.2706 | 545.5447 | Space Heating | Heat Pump Heating |  | 1
Equipment | Custom measure - Non-lighting | Custom Improvement to Facility's Operations | Baseline Technology/Process | Commercial | New | Offices | FPL Blend | Per End Use Consumption | 28712.88 | 27277.24 | 1435.64 | 0.05 | 15 | 0 | 3.2706 | 545.5447 | Space Heating | Heat Pump Heating |  | 1
Equipment | Custom measure - Non-lighting | Custom Improvement to Facility's Operations | Baseline Technology/Process | Commercial | Turnover | Restaurants | FPL Blend | Per End Use Consumption | 17714.5 | 16828.77 | 885.73 | 0.05 | 15 | 0 | 0.68072 | 336.5772 | Space Heating | Heat Pump Heating |  | 1
Equipment | Custom measure - Non-lighting | Custom Improvement to Facility's Operations | Baseline Technology/Process | Commercial | New | Restaurants | FPL Blend | Per End Use Consumption | 17714.5 | 16828.77 | 885.73 | 0.05 | 15 | 0 | 0.68072 | 336.5772 | Space Heating | Heat Pump Heating |  | 1
Equipment | Custom measure - Non-lighting | Custom Improvement to Facility's Operations | Baseline Technology/Process | Commercial | Turnover | Retail | FPL Blend | Per End Use Consumption | 25434.06 | 24162.36 | 1271.7 | 0.05 | 15 | 0 | 2.8971 | 483.2464 | Space Heating | Heat Pump Heating |  | 1
Equipment | Custom measure - Non-lighting | Custom Improvement to Facility's Operations | Baseline Technology/Process | Commercial | New | Retail | FPL Blend | Per End Use Consumption | 25434.06 | 24162.36 | 1271.7 | 0.05 | 15 | 0 | 2.8971 | 483.2464 | Space Heating | Heat Pump Heating |  | 1
Equipment | Custom measure - Non-lighting | Custom Improvement to Facility's Operations | Baseline Technology/Process | Commercial | Turnover | Schools K-12 | FPL Blend | Per End Use Consumption | 50002.14 | 47502.03 | 2500.11 | 0.05 | 15 | 0 | 5.6956 | 950.0421 | Space Heating | Heat Pump Heating |  | 1
Equipment | Custom measure - Non-lighting | Custom Improvement to Facility's Operations | Baseline Technology/Process | Commercial | New | Schools K-12 | FPL Blend | Per End Use Consumption | 50002.14 | 47502.03 | 2500.11 | 0.05 | 15 | 0 | 5.6956 | 950.0421 | Space Heating | Heat Pump Heating |  | 1
Equipment | Custom measure - Non-lighting | Custom Improvement to Facility's Operations | Baseline Technology/Process | Commercial | Turnover | Warehouse | FPL Blend | Per End Use Consumption | 8514.86 | 8089.12 | 425.74 | 0.05 | 15 | 0 | 0.9699 | 161.7827 | Space Heating | Heat Pump Heating |  | 1
Equipment | Custom measure - Non-lighting | Custom Improvement to Facility's Operations | Baseline Technology/Process | Commercial | New | Warehouse | FPL Blend | Per End Use Consumption | 8514.86 | 8089.12 | 425.74 | 0.05 | 15 | 0 | 0.9699 | 161.7827 | Space Heating | Heat Pump Heating |  | 1
WholeBuilding | Commercial Strategic Energy Management | Commercial Strategic Energy Management |  | Commercial | Existing | Assembly | FPL Blend | per facility | 15872.6212 | 15618.6595 | 253.9617 | 0.016 | 10 | 0 | 0.57856 | 967.5 | Space Heating |  | Whole Building | 1
WholeBuilding | Commercial Strategic Energy Management | Commercial Strategic Energy Management | No active energy management | Commercial | New | Assembly | FPL Blend | per facility | 15872.6212 | 15618.6595 | 253.9617 | 0.016 | 10 | 0 | 0.57856 | 967.5 | Space Heating |  | Whole Building | 1
WholeBuilding | Commercial Strategic Energy Management | Commercial Strategic Energy Management |  | Commercial | Existing | Assembly | FPL Blend | per facility | 124864.6199 | 122866.7882 | 1997.8317 | 0.016 | 10 | 0.6654 | 0 | 7611 | Space Cooling |  | Whole Building | 1
WholeBuilding | Commercial Strategic Energy Management | Commercial Strategic Energy Management | No active energy management | Commercial | New | Assembly | FPL Blend | per facility | 124864.6199 | 122866.7882 | 1997.8317 | 0.016 | 10 | 0.6654 | 0 | 7611 | Space Cooling |  | Whole Building | 1
WholeBuilding | Commercial Strategic Energy Management | Commercial Strategic Energy Management |  | Commercial | Existing | Assembly | FPL Blend | per facility | 9671.225 | 9516.4856 | 154.7394 | 0.016 | 10 | 0.01795 | 0.01795 | 589.5 | Ventilation and Circulation |  | Whole Building | 1
WholeBuilding | Commercial Strategic Energy Management | Commercial Strategic Energy Management | No active energy management | Commercial | New | Assembly | FPL Blend | per facility | 9671.225 | 9516.4856 | 154.7394 | 0.016 | 10 | 0.01795 | 0.01795 | 589.5 | Ventilation and Circulation |  | Whole Building | 1
WholeBuilding | Commercial Strategic Energy Management | Commercial Strategic Energy Management |  | Commercial | Existing | Assembly | FPL Blend | per facility | 1550.349 | 1525.5435 | 24.8056 | 0.016 | 10 | 0.0030842 | 0.0046973 | 94.5 | Domestic Hot Water |  | Whole Building | 1
WholeBuilding | Commercial Strategic Energy Management | Commercial Strategic Energy Management | No active energy management | Commercial | New | Assembly | FPL Blend | per facility | 1550.349 | 1525.5435 | 24.8056 | 0.016 | 10 | 0.0030842 | 0.0046973 | 94.5 | Domestic Hot Water |  | Whole Building | 1
WholeBuilding | Commercial Strategic Energy Management | Commercial Strategic Energy Management |  | Commercial | Existing | Assembly | FPL Blend | per facility | 25519.2375 | 25110.9301 | 408.3073 | 0.016 | 10 | 0.068187 | 0.033073 | 1555.5 | Interior Lighting |  | Whole Building | 1
WholeBuilding | Commercial Strategic Energy Management | Commercial Strategic Energy Management | No active energy management | Commercial | New | Assembly | FPL Blend | per facility | 25519.2375 | 25110.9301 | 408.3073 | 0.016 | 10 | 0.068187 | 0.033073 | 1555.5 | Interior Lighting |  | Whole Building | 1
WholeBuilding | Commercial Strategic Energy Management | Commercial Strategic Energy Management |  | Commercial | Existing | Assembly | FPL Blend | per facility | 1673.3926 | 1646.6184 | 26.7743 | 0.016 | 10 | 0 | 0.0025436 | 102 | Exterior Lighting |  | Whole Building | 1
WholeBuilding | Commercial Strategic Energy Management | Commercial Strategic Energy Management | No active energy management | Commercial | New | Assembly | FPL Blend | per facility | 1673.3926 | 1646.6184 | 26.7743 | 0.016 | 10 | 0 | 0.0025436 | 102 | Exterior Lighting |  | Whole Building | 1
WholeBuilding | Commercial Strategic Energy Management | Commercial Strategic Energy Management |  | Commercial | Existing | Assembly | FPL Blend | per facility | 1821.0449 | 1791.9082 | 29.1367 | 0.016 | 10 | 0.0047493 | 0.0017482 | 111 | Cooking |  | Whole Building | 1
WholeBuilding | Commercial Strategic Energy Management | Commercial Strategic Energy Management | No active energy management | Commercial | New | Assembly | FPL Blend | per facility | 1821.0449 | 1791.9082 | 29.1367 | 0.016 | 10 | 0.0047493 | 0.0017482 | 111 | Cooking |  | Whole Building | 1
WholeBuilding | Commercial Strategic Energy Management | Commercial Strategic Energy Management |  | Commercial | Existing | Assembly | FPL Blend | per facility | 9031.3984 | 8886.8962 | 144.5022 | 0.016 | 10 | 0.021675 | 0.017196 | 550.5 | Refrigeration |  | Whole Building | 1
WholeBuilding | Commercial Strategic Energy Management | Commercial Strategic Energy Management | No active energy management | Commercial | New | Assembly | FPL Blend | per facility | 9031.3984 | 8886.8962 | 144.5022 | 0.016 | 10 | 0.021675 | 0.017196 | 550.5 | Refrigeration |  | Whole Building | 1
WholeBuilding | Commercial Strategic Energy Management | Commercial Strategic Energy Management |  | Commercial | Existing | Assembly | FPL Blend | per facility | 5413.9173 | 5327.2947 | 86.6226 | 0.016 | 10 | 0.014812 | 0.0064101 | 330 | Office Equipment |  | Whole Building | 1
WholeBuilding | Commercial Strategic Energy Management | Commercial Strategic Energy Management | No active energy management | Commercial | New | Assembly | FPL Blend | per facility | 5413.9173 | 5327.2947 | 86.6226 | 0.016 | 10 | 0.014812 | 0.0064101 | 330 | Office Equipment |  | Whole Building | 1
WholeBuilding | Commercial Strategic Energy Management | Commercial Strategic Energy Management |  | Commercial | Existing | Assembly | FPL Blend | per facility | 50669.3442 | 49858.6356 | 810.7086 | 0.016 | 10 | 0.13863 | 0.059992 | 3088.5 | Miscellaneous |  | Whole Building | 1
WholeBuilding | Commercial Strategic Energy Management | Commercial Strategic Energy Management | No active energy management | Commercial | New | Assembly | FPL Blend | per facility | 50669.3442 | 49858.6356 | 810.7086 | 0.016 | 10 | 0.13863 | 0.059992 | 3088.5 | Miscellaneous |  | Whole Building | 1
WholeBuilding | Commercial Strategic Energy Management | Commercial Strategic Energy Management |  | Commercial | Existing | College and University | FPL Blend | per facility | 7737.1906 | 7613.3956 | 123.795 | 0.016 | 10 | 0 | 0.023817 | 451.5 | Space Heating |  | Whole Building | 1
WholeBuilding | Commercial Strategic Energy Management | Commercial Strategic Energy Management | No active energy management | Commercial | New | College and University | FPL Blend | per facility | 7737.1906 | 7613.3956 | 123.795 | 0.016 | 10 | 0 | 0.023817 | 451.5 | Space Heating |  | Whole Building | 1
WholeBuilding | Commercial Strategic Energy Management | Commercial Strategic Energy Management |  | Commercial | Existing | College and University | FPL Blend | per facility | 50176.0663 | 49373.2497 | 802.8166 | 0.016 | 10 | 0.16277 | 0 | 2928 | Space Cooling |  | Whole Building | 1
WholeBuilding | Commercial Strategic Energy Management | Commercial Strategic Energy Management | No active energy management | Commercial | New | College and University | FPL Blend | per facility | 50176.0663 | 49373.2497 | 802.8166 | 0.016 | 10 | 0.16277 | 0 | 2928 | Space Cooling |  | Whole Building | 1
WholeBuilding | Commercial Strategic Energy Management | Commercial Strategic Energy Management |  | Commercial | Existing | College and University | FPL Blend | per facility | 32696.6989 | 32173.5521 | 523.1469 | 0.016 | 10 | 0.060685 | 0.060685 | 1908 | Ventilation and Circulation |  | Whole Building | 1
WholeBuilding | Commercial Strategic Energy Management | Commercial Strategic Energy Management | No active energy management | Commercial | New | College and University | FPL Blend | per facility | 32696.6989 | 32173.5521 | 523.1469 | 0.016 | 10 | 0.060685 | 0.060685 | 1908 | Ventilation and Circulation |  | Whole Building | 1
WholeBuilding | Commercial Strategic Energy Management | Commercial Strategic Energy Management |  | Commercial | Existing | College and University | FPL Blend | per facility | 6786.1073 | 6677.5297 | 108.5777 | 0.016 | 10 | 0.0099563 | 0.012092 | 396 | Domestic Hot Water |  | Whole Building | 1
WholeBuilding | Commercial Strategic Energy Management | Commercial Strategic Energy Management | No active energy management | Commercial | New | College and University | FPL Blend | per facility | 6786.1073 | 6677.5297 | 108.5777 | 0.016 | 10 | 0.0099563 | 0.012092 | 396 | Domestic Hot Water |  | Whole Building | 1
WholeBuilding | Commercial Strategic Energy Management | Commercial Strategic Energy Management |  | Commercial | Existing | College and University | FPL Blend | per facility | 31360.0414 | 30858.2811 | 501.7604 | 0.016 | 10 | 0.058204 | 0.045158 | 1830 | Interior Lighting |  | Whole Building | 1
WholeBuilding | Commercial Strategic Energy Management | Commercial Strategic Energy Management | No active energy management | Commercial | New | College and University | FPL Blend | per facility | 31360.0414 | 30858.2811 | 501.7604 | 0.016 | 10 | 0.058204 | 0.045158 | 1830 | Interior Lighting |  | Whole Building | 1
WholeBuilding | Commercial Strategic Energy Management | Commercial Strategic Energy Management |  | Commercial | Existing | College and University | FPL Blend | per facility | 2056.3962 | 2023.4938 | 32.9023 | 0.016 | 10 | 0 | 0.0032573 | 120 | Exterior Lighting |  | Whole Building | 1
WholeBuilding | Commercial Strategic Energy Management | Commercial Strategic Energy Management | No active energy management | Commercial | New | College and University | FPL Blend | per facility | 2056.3962 | 2023.4938 | 32.9023 | 0.016 | 10 | 0 | 0.0032573 | 120 | Exterior Lighting |  | Whole Building | 1
WholeBuilding | Commercial Strategic Energy Management | Commercial Strategic Energy Management |  | Commercial | Existing | College and University | FPL Blend | per facility | 154.2297 | 151.762 | 2.4677 | 0.016 | 10 | 0.00040223 | 0.00014806 | 9 | Cooking |  | Whole Building | 1
WholeBuilding | Commercial Strategic Energy Management | Commercial Strategic Energy Management | No active energy management | Commercial | New | College and University | FPL Blend | per facility | 154.2297 | 151.762 | 2.4677 | 0.016 | 10 | 0.00040223 | 0.00014806 | 9 | Cooking |  | Whole Building | 1
WholeBuilding | Commercial Strategic Energy Management | Commercial Strategic Energy Management |  | Commercial | Existing | College and University | FPL Blend | per facility | 8019.945 | 7891.626 | 128.319 | 0.016 | 10 | 0.019248 | 0.01527 | 468 | Refrigeration |  | Whole Building | 1
WholeBuilding | Commercial Strategic Energy Management | Commercial Strategic Energy Management | No active energy management | Commercial | New | College and University | FPL Blend | per facility | 8019.945 | 7891.626 | 128.319 | 0.016 | 10 | 0.019248 | 0.01527 | 468 | Refrigeration |  | Whole Building | 1
WholeBuilding | Commercial Strategic Energy Management | Commercial Strategic Energy Management |  | Commercial | Existing | College and University | FPL Blend | per facility | 24162.6549 | 23776.0526 | 386.6023 | 0.016 | 10 | 0.039047 | 0.039433 | 1410 | Office Equipment |  | Whole Building | 1
WholeBuilding | Commercial Strategic Energy Management | Commercial Strategic Energy Management | No active energy management | Commercial | New | College and University | FPL Blend | per facility | 24162.6549 | 23776.0526 | 386.6023 | 0.016 | 10 | 0.039047 | 0.039433 | 1410 | Office Equipment |  | Whole Building | 1
WholeBuilding | Commercial Strategic Energy Management | Commercial Strategic Energy Management |  | Commercial | Existing | College and University | FPL Blend | per facility | 93925.8946 | 92423.0811 | 1502.8135 | 0.016 | 10 | 0.15178 | 0.15329 | 5481 | Miscellaneous |  | Whole Building | 1
WholeBuilding | Commercial Strategic Energy Management | Commercial Strategic Energy Management | No active energy management | Commercial | New | College and University | FPL Blend | per facility | 93925.8946 | 92423.0811 | 1502.8135 | 0.016 | 10 | 0.15178 | 0.15329 | 5481 | Miscellaneous |  | Whole Building | 1
WholeBuilding | Commercial Strategic Energy Management | Commercial Strategic Energy Management |  | Commercial | Existing | Data Center | FPL Blend | per facility | 59625.2976 | 58671.2926 | 954.005 | 0.016 | 10 | 0 | 0.18354 | 708 | Space Heating |  | Whole Building | 1
WholeBuilding | Commercial Strategic Energy Management | Commercial Strategic Energy Management | No active energy management | Commercial | New | Data Center | FPL Blend | per facility | 59625.2976 | 58671.2926 | 954.005 | 0.016 | 10 | 0 | 0.18354 | 708 | Space Heating |  | Whole Building | 1
WholeBuilding | Commercial Strategic Energy Management | Commercial Strategic Energy Management |  | Commercial | Existing | Data Center | FPL Blend | per facility | 246964.9508 | 243013.5106 | 3951.4401 | 0.016 | 10 | 0.80116 | 0 | 2932.5 | Space Cooling |  | Whole Building | 1
WholeBuilding | Commercial Strategic Energy Management | Commercial Strategic Energy Management | No active energy management | Commercial | New | Data Center | FPL Blend | per facility | 246964.9508 | 243013.5106 | 3951.4401 | 0.016 | 10 | 0.80116 | 0 | 2932.5 | Space Cooling |  | Whole Building | 1
WholeBuilding | Commercial Strategic Energy Management | Commercial Strategic Energy Management |  | Commercial | Existing | Data Center | FPL Blend | per facility | 207677.9433 | 204355.0954 | 3322.8479 | 0.016 | 10 | 0.60808 | 0.43197 | 2466 | Ventilation and Circulation |  | Whole Building | 1
WholeBuilding | Commercial Strategic Energy Management | Commercial Strategic Energy Management | No active energy management | Commercial | New | Data Center | FPL Blend | per facility | 207677.9433 | 204355.0954 | 3322.8479 | 0.016 | 10 | 0.60808 | 0.43197 | 2466 | Ventilation and Circulation |  | Whole Building | 1
WholeBuilding | Commercial Strategic Energy Management | Commercial Strategic Energy Management |  | Commercial | Existing | Data Center | FPL Blend | per facility | 32086.4949 | 31573.1108 | 513.384 | 0.016 | 10 | 0.047076 | 0.057173 | 381 | Domestic Hot Water |  | Whole Building | 1
WholeBuilding | Commercial Strategic Energy Management | Commercial Strategic Energy Management | No active energy management | Commercial | New | Data Center | FPL Blend | per facility | 32086.4949 | 31573.1108 | 513.384 | 0.016 | 10 | 0.047076 | 0.057173 | 381 | Domestic Hot Water |  | Whole Building | 1
WholeBuilding | Commercial Strategic Energy Management | Commercial Strategic Energy Management |  | Commercial | Existing | Data Center | FPL Blend | per facility | 214878.4559 | 211440.3998 | 3438.0561 | 0.016 | 10 | 0.39194 | 0.43663 | 2551.5 | Interior Lighting |  | Whole Building | 1
WholeBuilding | Commercial Strategic Energy Management | Commercial Strategic Energy Management | No active energy management | Commercial | New | Data Center | FPL Blend | per facility | 214878.4559 | 211440.3998 | 3438.0561 | 0.016 | 10 | 0.39194 | 0.43663 | 2551.5 | Interior Lighting |  | Whole Building | 1
WholeBuilding | Commercial Strategic Energy Management | Commercial Strategic Energy Management |  | Commercial | Existing | Data Center | FPL Blend | per facility | 14148.3757 | 13922.0016 | 226.3741 | 0.016 | 10 | 0 | 0.0206 | 168 | Exterior Lighting |  | Whole Building | 1
WholeBuilding | Commercial Strategic Energy Management | Commercial Strategic Energy Management | No active energy management | Commercial | New | Data Center | FPL Blend | per facility | 14148.3757 | 13922.0016 | 226.3741 | 0.016 | 10 | 0 | 0.0206 | 168 | Exterior Lighting |  | Whole Building | 1
WholeBuilding | Commercial Strategic Energy Management | Commercial Strategic Energy Management |  | Commercial | Existing | Data Center | FPL Blend | per facility | 12632.4783 | 12430.3586 | 202.1197 | 0.016 | 10 | 0.011925 | 0.021627 | 150 | Cooking |  | Whole Building | 1
WholeBuilding | Commercial Strategic Energy Management | Commercial Strategic Energy Management | No active energy management | Commercial | New | Data Center | FPL Blend | per facility | 12632.4783 | 12430.3586 | 202.1197 | 0.016 | 10 | 0.011925 | 0.021627 | 150 | Cooking |  | Whole Building | 1
WholeBuilding | Commercial Strategic Energy Management | Commercial Strategic Energy Management |  | Commercial | Existing | Data Center | FPL Blend | per facility | 109397.2621 | 107646.9055 | 1750.3566 | 0.016 | 10 | 0.2503 | 0.20304 | 1299 | Refrigeration |  | Whole Building | 1
WholeBuilding | Commercial Strategic Energy Management | Commercial Strategic Energy Management | No active energy management | Commercial | New | Data Center | FPL Blend | per facility | 109397.2621 | 107646.9055 | 1750.3566 | 0.016 | 10 | 0.2503 | 0.20304 | 1299 | Refrigeration |  | Whole Building | 1
WholeBuilding | Commercial Strategic Energy Management | Commercial Strategic Energy Management |  | Commercial | Existing | Data Center | FPL Blend | per facility | 128598.6291 | 126541.0505 | 2057.5785 | 0.016 | 10 | 0.22839 | 0.24279 | 1527 | Office Equipment |  | Whole Building | 1
WholeBuilding | Commercial Strategic Energy Management | Commercial Strategic Energy Management | No active energy management | Commercial | New | Data Center | FPL Blend | per facility | 128598.6291 | 126541.0505 | 2057.5785 | 0.016 | 10 | 0.22839 | 0.24279 | 1527 | Office Equipment |  | Whole Building | 1
WholeBuilding | Commercial Strategic Energy Management | Commercial Strategic Energy Management |  | Commercial | Existing | Data Center | FPL Blend | per facility | 237237.9425 | 233442.1345 | 3795.808 | 0.016 | 10 | 0.42133 | 0.44791 | 2817 | Miscellaneous |  | Whole Building | 1
WholeBuilding | Commercial Strategic Energy Management | Commercial Strategic Energy Management | No active energy management | Commercial | New | Data Center | FPL Blend | per facility | 237237.9425 | 233442.1345 | 3795.808 | 0.016 | 10 | 0.42133 | 0.44791 | 2817 | Miscellaneous |  | Whole Building | 1
WholeBuilding | Commercial Strategic Energy Management | Commercial Strategic Energy Management |  | Commercial | Existing | Grocery | FPL Blend | per facility | 6887.4607 | 6777.2612 | 110.1995 | 0.016 | 10 | 0 | 0.084693 | 669 | Space Heating |  | Whole Building | 1
WholeBuilding | Commercial Strategic Energy Management | Commercial Strategic Energy Management | No active energy management | Commercial | New | Grocery | FPL Blend | per facility | 6887.4607 | 6777.2612 | 110.1995 | 0.016 | 10 | 0 | 0.084693 | 669 | Space Heating |  | Whole Building | 1
WholeBuilding | Commercial Strategic Energy Management | Commercial Strategic Energy Management |  | Commercial | Existing | Grocery | FPL Blend | per facility | 10145.8782 | 9983.544 | 162.3342 | 0.016 | 10 | 0.046035 | 0 | 985.5 | Space Cooling |  | Whole Building | 1
WholeBuilding | Commercial Strategic Energy Management | Commercial Strategic Energy Management | No active energy management | Commercial | New | Grocery | FPL Blend | per facility | 10145.8782 | 9983.544 | 162.3342 | 0.016 | 10 | 0.046035 | 0 | 985.5 | Space Cooling |  | Whole Building | 1
WholeBuilding | Commercial Strategic Energy Management | Commercial Strategic Energy Management |  | Commercial | Existing | Grocery | FPL Blend | per facility | 10593.7176 | 10424.218 | 169.4996 | 0.016 | 10 | 0.029832 | 0.015933 | 1029 | Ventilation and Circulation |  | Whole Building | 1
WholeBuilding | Commercial Strategic Energy Management | Commercial Strategic Energy Management | No active energy management | Commercial | New | Grocery | FPL Blend | per facility | 10593.7176 | 10424.218 | 169.4996 | 0.016 | 10 | 0.029832 | 0.015933 | 1029 | Ventilation and Circulation |  | Whole Building | 1
WholeBuilding | Commercial Strategic Energy Management | Commercial Strategic Energy Management |  | Commercial | Existing | Grocery | FPL Blend | per facility | 494.1676 | 486.2609 | 7.9067 | 0.016 | 10 | 0.00098309 | 0.0014972 | 48 | Domestic Hot Water |  | Whole Building | 1
WholeBuilding | Commercial Strategic Energy Management | Commercial Strategic Energy Management | No active energy management | Commercial | New | Grocery | FPL Blend | per facility | 494.1676 | 486.2609 | 7.9067 | 0.016 | 10 | 0.00098309 | 0.0014972 | 48 | Domestic Hot Water |  | Whole Building | 1
WholeBuilding | Commercial Strategic Energy Management | Commercial Strategic Energy Management |  | Commercial | Existing | Grocery | FPL Blend | per facility | 15195.6532 | 14952.5226 | 243.1307 | 0.016 | 10 | 0.041332 | 0.018478 | 1476 | Interior Lighting |  | Whole Building | 1
WholeBuilding | Commercial Strategic Energy Management | Commercial Strategic Energy Management | No active energy management | Commercial | New | Grocery | FPL Blend | per facility | 15195.6532 | 14952.5226 | 243.1307 | 0.016 | 10 | 0.041332 | 0.018478 | 1476 | Interior Lighting |  | Whole Building | 1
WholeBuilding | Commercial Strategic Energy Management | Commercial Strategic Energy Management |  | Commercial | Existing | Grocery | FPL Blend | per facility | 1003.7779 | 987.7174 | 16.0605 | 0.016 | 10 | 0 | 0.0015579 | 97.5 | Exterior Lighting |  | Whole Building | 1
WholeBuilding | Commercial Strategic Energy Management | Commercial Strategic Energy Management | No active energy management | Commercial | New | Grocery | FPL Blend | per facility | 1003.7779 | 987.7174 | 16.0605 | 0.016 | 10 | 0 | 0.0015579 | 97.5 | Exterior Lighting |  | Whole Building | 1
WholeBuilding | Commercial Strategic Energy Management | Commercial Strategic Energy Management |  | Commercial | Existing | Grocery | FPL Blend | per facility | 5235.0878 | 5151.3264 | 83.7615 | 0.016 | 10 | 0.013653 | 0.0050257 | 508.5 | Cooking |  | Whole Building | 1
WholeBuilding | Commercial Strategic Energy Management | Commercial Strategic Energy Management | No active energy management | Commercial | New | Grocery | FPL Blend | per facility | 5235.0878 | 5151.3264 | 83.7615 | 0.016 | 10 | 0.013653 | 0.0050257 | 508.5 | Cooking |  | Whole Building | 1
WholeBuilding | Commercial Strategic Energy Management | Commercial Strategic Energy Management |  | Commercial | Existing | Grocery | FPL Blend | per facility | 85336.5647 | 83971.1785 | 1365.3862 | 0.016 | 10 | 0.20481 | 0.16248 | 8289 | Refrigeration |  | Whole Building | 1
WholeBuilding | Commercial Strategic Energy Management | Commercial Strategic Energy Management | No active energy management | Commercial | New | Grocery | FPL Blend | per facility | 85336.5647 | 83971.1785 | 1365.3862 | 0.016 | 10 | 0.20481 | 0.16248 | 8289 | Refrigeration |  | Whole Building | 1
WholeBuilding | Commercial Strategic Energy Management | Commercial Strategic Energy Management |  | Commercial | Existing | Grocery | FPL Blend | per facility | 1127.3198 | 1109.2827 | 18.0371 | 0.016 | 10 | 0.002435 | 0.001461 | 109.5 | Office Equipment |  | Whole Building | 1
WholeBuilding | Commercial Strategic Energy Management | Commercial Strategic Energy Management | No active energy management | Commercial | New | Grocery | FPL Blend | per facility | 1127.3198 | 1109.2827 | 18.0371 | 0.016 | 10 | 0.002435 | 0.001461 | 109.5 | Office Equipment |  | Whole Building | 1
WholeBuilding | Commercial Strategic Energy Management | Commercial Strategic Energy Management |  | Commercial | Existing | Grocery | FPL Blend | per facility | 18407.7425 | 18113.2184 | 294.5241 | 0.016 | 10 | 0.039761 | 0.023856 | 1788 | Miscellaneous |  | Whole Building | 1
WholeBuilding | Commercial Strategic Energy Management | Commercial Strategic Energy Management | No active energy management | Commercial | New | Grocery | FPL Blend | per facility | 18407.7425 | 18113.2184 | 294.5241 | 0.016 | 10 | 0.039761 | 0.023856 | 1788 | Miscellaneous |  | Whole Building | 1
WholeBuilding | Commercial Strategic Energy Management | Commercial Strategic Energy Management |  | Commercial | Existing | Healthcare | FPL Blend | per facility | 10688.7496 | 10517.7297 | 171.0199 | 0.016 | 10 | 0 | 0.032903 | 973.5 | Space Heating |  | Whole Building | 1
WholeBuilding | Commercial Strategic Energy Management | Commercial Strategic Energy Management | No active energy management | Commercial | New | Healthcare | FPL Blend | per facility | 10688.7496 | 10517.7297 | 171.0199 | 0.016 | 10 | 0 | 0.032903 | 973.5 | Space Heating |  | Whole Building | 1
WholeBuilding | Commercial Strategic Energy Management | Commercial Strategic Energy Management |  | Commercial | Existing | Healthcare | FPL Blend | per facility | 21048.1079 | 20711.3383 | 336.7696 | 0.016 | 10 | 0.068281 | 0 | 1917 | Space Cooling |  | Whole Building | 1
WholeBuilding | Commercial Strategic Energy Management | Commercial Strategic Energy Management | No active energy management | Commercial | New | Healthcare | FPL Blend | per facility | 21048.1079 | 20711.3383 | 336.7696 | 0.016 | 10 | 0.068281 | 0 | 1917 | Space Cooling |  | Whole Building | 1
WholeBuilding | Commercial Strategic Energy Management | Commercial Strategic Energy Management |  | Commercial | Existing | Healthcare | FPL Blend | per facility | 37122.4063 | 36528.448 | 593.9583 | 0.016 | 10 | 0.087312 | 0.076621 | 3381 | Ventilation and Circulation |  | Whole Building | 1
WholeBuilding | Commercial Strategic Energy Management | Commercial Strategic Energy Management | No active energy management | Commercial | New | Healthcare | FPL Blend | per facility | 37122.4063 | 36528.448 | 593.9583 | 0.016 | 10 | 0.087312 | 0.076621 | 3381 | Ventilation and Circulation |  | Whole Building | 1
WholeBuilding | Commercial Strategic Energy Management | Commercial Strategic Energy Management |  | Commercial | Existing | Healthcare | FPL Blend | per facility | 1037.5828 | 1020.9815 | 16.6013 | 0.016 | 10 | 0.0015223 | 0.0018488 | 94.5 | Domestic Hot Water |  | Whole Building | 1
WholeBuilding | Commercial Strategic Energy Management | Commercial Strategic Energy Management | No active energy management | Commercial | New | Healthcare | FPL Blend | per facility | 1037.5828 | 1020.9815 | 16.6013 | 0.016 | 10 | 0.0015223 | 0.0018488 | 94.5 | Domestic Hot Water |  | Whole Building | 1
WholeBuilding | Commercial Strategic Energy Management | Commercial Strategic Energy Management |  | Commercial | Existing | Healthcare | FPL Blend | per facility | 33548.51 | 33011.734 | 536.776 | 0.016 | 10 | 0.07998 | 0.066023 | 3055.5 | Interior Lighting |  | Whole Building | 1
WholeBuilding | Commercial Strategic Energy Management | Commercial Strategic Energy Management | No active energy management | Commercial | New | Healthcare | FPL Blend | per facility | 33548.51 | 33011.734 | 536.776 | 0.016 | 10 | 0.07998 | 0.066023 | 3055.5 | Interior Lighting |  | Whole Building | 1
WholeBuilding | Commercial Strategic Energy Management | Commercial Strategic Energy Management |  | Commercial | Existing | Healthcare | FPL Blend | per facility | 2206.9221 | 2171.6114 | 35.3107 | 0.016 | 10 | 0 | 0.0034251 | 201 | Exterior Lighting |  | Whole Building | 1
WholeBuilding | Commercial Strategic Energy Management | Commercial Strategic Energy Management | No active energy management | Commercial | New | Healthcare | FPL Blend | per facility | 2206.9221 | 2171.6114 | 35.3107 | 0.016 | 10 | 0 | 0.0034251 | 201 | Exterior Lighting |  | Whole Building | 1
WholeBuilding | Commercial Strategic Energy Management | Commercial Strategic Energy Management |  | Commercial | Existing | Healthcare | FPL Blend | per facility | 461.1479 | 453.7695 | 7.3784 | 0.016 | 10 | 0.00087065 | 0.00097394 | 42 | Cooking |  | Whole Building | 1
WholeBuilding | Commercial Strategic Energy Management | Commercial Strategic Energy Management | No active energy management | Commercial | New | Healthcare | FPL Blend | per facility | 461.1479 | 453.7695 | 7.3784 | 0.016 | 10 | 0.00087065 | 0.00097394 | 42 | Cooking |  | Whole Building | 1
WholeBuilding | Commercial Strategic Energy Management | Commercial Strategic Energy Management |  | Commercial | Existing | Healthcare | FPL Blend | per facility | 3606.8354 | 3549.126 | 57.7093 | 0.016 | 10 | 0.0086564 | 0.0068674 | 328.5 | Refrigeration |  | Whole Building | 1
WholeBuilding | Commercial Strategic Energy Management | Commercial Strategic Energy Management | No active energy management | Commercial | New | Healthcare | FPL Blend | per facility | 3606.8354 | 3549.126 | 57.7093 | 0.016 | 10 | 0.0086564 | 0.0068674 | 328.5 | Refrigeration |  | Whole Building | 1
WholeBuilding | Commercial Strategic Energy Management | Commercial Strategic Energy Management |  | Commercial | Existing | Healthcare | FPL Blend | per facility | 14229.7068 | 14002.0315 | 227.6752 | 0.016 | 10 | 0.032785 | 0.033924 | 1296 | Office Equipment |  | Whole Building | 1
WholeBuilding | Commercial Strategic Energy Management | Commercial Strategic Energy Management | No active energy management | Commercial | New | Healthcare | FPL Blend | per facility | 14229.7068 | 14002.0315 | 227.6752 | 0.016 | 10 | 0.032785 | 0.033924 | 1296 | Office Equipment |  | Whole Building | 1
WholeBuilding | Commercial Strategic Energy Management | Commercial Strategic Energy Management |  | Commercial | Existing | Healthcare | FPL Blend | per facility | 40745.7112 | 40093.7801 | 651.9312 | 0.016 | 10 | 0.093878 | 0.097138 | 3711 | Miscellaneous |  | Whole Building | 1
WholeBuilding | Commercial Strategic Energy Management | Commercial Strategic Energy Management | No active energy management | Commercial | New | Healthcare | FPL Blend | per facility | 40745.7112 | 40093.7801 | 651.9312 | 0.016 | 10 | 0.093878 | 0.097138 | 3711 | Miscellaneous |  | Whole Building | 1
WholeBuilding | Commercial Strategic Energy Management | Commercial Strategic Energy Management |  | Commercial | Existing | Hospitals | FPL Blend | per facility | 218988.7351 | 215484.9153 | 3503.8198 | 0.016 | 10 | 0 | 0.6741 | 478.5 | Space Heating |  | Whole Building | 1
WholeBuilding | Commercial Strategic Energy Management | Commercial Strategic Energy Management | No active energy management | Commercial | New | Hospitals | FPL Blend | per facility | 218988.7351 | 215484.9153 | 3503.8198 | 0.016 | 10 | 0 | 0.6741 | 478.5 | Space Heating |  | Whole Building | 1
WholeBuilding | Commercial Strategic Energy Management | Commercial Strategic Energy Management |  | Commercial | Existing | Hospitals | FPL Blend | per facility | 1852823.185 | 1823178.0141 | 29645.1709 | 0.016 | 10 | 6.0106 | 0 | 4048.5 | Space Cooling |  | Whole Building | 1
WholeBuilding | Commercial Strategic Energy Management | Commercial Strategic Energy Management | No active energy management | Commercial | New | Hospitals | FPL Blend | per facility | 1852823.185 | 1823178.0141 | 29645.1709 | 0.016 | 10 | 6.0106 | 0 | 4048.5 | Space Cooling |  | Whole Building | 1
WholeBuilding | Commercial Strategic Energy Management | Commercial Strategic Energy Management |  | Commercial | Existing | Hospitals | FPL Blend | per facility | 1401802.4986 | 1379373.6587 | 22428.84 | 0.016 | 10 | 2.6017 | 2.6017 | 3063 | Ventilation and Circulation |  | Whole Building | 1
WholeBuilding | Commercial Strategic Energy Management | Commercial Strategic Energy Management | No active energy management | Commercial | New | Hospitals | FPL Blend | per facility | 1401802.4986 | 1379373.6587 | 22428.84 | 0.016 | 10 | 2.6017 | 2.6017 | 3063 | Ventilation and Circulation |  | Whole Building | 1
WholeBuilding | Commercial Strategic Energy Management | Commercial Strategic Energy Management |  | Commercial | Existing | Hospitals | FPL Blend | per facility | 220361.7052 | 216835.9179 | 3525.7873 | 0.016 | 10 | 0.32331 | 0.39265 | 481.5 | Domestic Hot Water |  | Whole Building | 1
WholeBuilding | Commercial Strategic Energy Management | Commercial Strategic Energy Management | No active energy management | Commercial | New | Hospitals | FPL Blend | per facility | 220361.7052 | 216835.9179 | 3525.7873 | 0.016 | 10 | 0.32331 | 0.39265 | 481.5 | Domestic Hot Water |  | Whole Building | 1
WholeBuilding | Commercial Strategic Energy Management | Commercial Strategic Energy Management |  | Commercial | Existing | Hospitals | FPL Blend | per facility | 744149.8083 | 732243.4114 | 11906.3969 | 0.016 | 10 | 1.3811 | 1.0716 | 1626 | Interior Lighting |  | Whole Building | 1
WholeBuilding | Commercial Strategic Energy Management | Commercial Strategic Energy Management | No active energy management | Commercial | New | Hospitals | FPL Blend | per facility | 744149.8083 | 732243.4114 | 11906.3969 | 0.016 | 10 | 1.3811 | 1.0716 | 1626 | Interior Lighting |  | Whole Building | 1
WholeBuilding | Commercial Strategic Energy Management | Commercial Strategic Energy Management |  | Commercial | Existing | Hospitals | FPL Blend | per facility | 48740.4395 | 47960.5924 | 779.847 | 0.016 | 10 | 0 | 0.077205 | 106.5 | Exterior Lighting |  | Whole Building | 1
WholeBuilding | Commercial Strategic Energy Management | Commercial Strategic Energy Management | No active energy management | Commercial | New | Hospitals | FPL Blend | per facility | 48740.4395 | 47960.5924 | 779.847 | 0.016 | 10 | 0 | 0.077205 | 106.5 | Exterior Lighting |  | Whole Building | 1
WholeBuilding | Commercial Strategic Energy Management | Commercial Strategic Energy Management |  | Commercial | Existing | Hospitals | FPL Blend | per facility | 136610.5275 | 134424.7591 | 2185.7684 | 0.016 | 10 | 0.35628 | 0.13115 | 298.5 | Cooking |  | Whole Building | 1
WholeBuilding | Commercial Strategic Energy Management | Commercial Strategic Energy Management | No active energy management | Commercial | New | Hospitals | FPL Blend | per facility | 136610.5275 | 134424.7591 | 2185.7684 | 0.016 | 10 | 0.35628 | 0.13115 | 298.5 | Cooking |  | Whole Building | 1
WholeBuilding | Commercial Strategic Energy Management | Commercial Strategic Energy Management |  | Commercial | Existing | Hospitals | FPL Blend | per facility | 281458.8758 | 276955.5338 | 4503.342 | 0.016 | 10 | 0.6755 | 0.5359 | 615 | Refrigeration |  | Whole Building | 1
WholeBuilding | Commercial Strategic Energy Management | Commercial Strategic Energy Management | No active energy management | Commercial | New | Hospitals | FPL Blend | per facility | 281458.8758 | 276955.5338 | 4503.342 | 0.016 | 10 | 0.6755 | 0.5359 | 615 | Refrigeration |  | Whole Building | 1
WholeBuilding | Commercial Strategic Energy Management | Commercial Strategic Energy Management |  | Commercial | Existing | Hospitals | FPL Blend | per facility | 276653.4804 | 272227.0247 | 4426.4557 | 0.016 | 10 | 0.44707 | 0.4515 | 604.5 | Office Equipment |  | Whole Building | 1
WholeBuilding | Commercial Strategic Energy Management | Commercial Strategic Energy Management | No active energy management | Commercial | New | Hospitals | FPL Blend | per facility | 276653.4804 | 272227.0247 | 4426.4557 | 0.016 | 10 | 0.44707 | 0.4515 | 604.5 | Office Equipment |  | Whole Building | 1
WholeBuilding | Commercial Strategic Energy Management | Commercial Strategic Energy Management |  | Commercial | Existing | Hospitals | FPL Blend | per facility | 1681888.4043 | 1654978.1899 | 26910.2145 | 0.016 | 10 | 2.7179 | 2.7448 | 3675 | Miscellaneous |  | Whole Building | 1
WholeBuilding | Commercial Strategic Energy Management | Commercial Strategic Energy Management | No active energy management | Commercial | New | Hospitals | FPL Blend | per facility | 1681888.4043 | 1654978.1899 | 26910.2145 | 0.016 | 10 | 2.7179 | 2.7448 | 3675 | Miscellaneous |  | Whole Building | 1
WholeBuilding | Commercial Strategic Energy Management | Commercial Strategic Energy Management |  | Commercial | Existing | Institutional | FPL Blend | per facility | 7301.3246 | 7184.5039 | 116.8207 | 0.016 | 10 | 0 | 0.022475 | 1414.5 | Space Heating |  | Whole Building | 1
WholeBuilding | Commercial Strategic Energy Management | Commercial Strategic Energy Management | No active energy management | Commercial | New | Institutional | FPL Blend | per facility | 7301.3246 | 7184.5039 | 116.8207 | 0.016 | 10 | 0 | 0.022475 | 1414.5 | Space Heating |  | Whole Building | 1
WholeBuilding | Commercial Strategic Energy Management | Commercial Strategic Energy Management |  | Commercial | Existing | Institutional | FPL Blend | per facility | 24722.3006 | 24326.7454 | 395.5552 | 0.016 | 10 | 0.0802 | 0 | 4789.5 | Space Cooling |  | Whole Building | 1
WholeBuilding | Commercial Strategic Energy Management | Commercial Strategic Energy Management | No active energy management | Commercial | New | Institutional | FPL Blend | per facility | 24722.3006 | 24326.7454 | 395.5552 | 0.016 | 10 | 0.0802 | 0 | 4789.5 | Space Cooling |  | Whole Building | 1
WholeBuilding | Commercial Strategic Energy Management | Commercial Strategic Energy Management |  | Commercial | Existing | Institutional | FPL Blend | per facility | 7378.7512 | 7260.6916 | 118.0595 | 0.016 | 10 | 0.019362 | 0.015112 | 1429.5 | Ventilation and Circulation |  | Whole Building | 1
WholeBuilding | Commercial Strategic Energy Management | Commercial Strategic Energy Management | No active energy management | Commercial | New | Institutional | FPL Blend | per facility | 7378.7512 | 7260.6916 | 118.0595 | 0.016 | 10 | 0.019362 | 0.015112 | 1429.5 | Ventilation and Circulation |  | Whole Building | 1
WholeBuilding | Commercial Strategic Energy Management | Commercial Strategic Energy Management |  | Commercial | Existing | Institutional | FPL Blend | per facility | 867.1775 | 853.3027 | 13.8748 | 0.016 | 10 | 0.0012723 | 0.0015452 | 168 | Domestic Hot Water |  | Whole Building | 1
WholeBuilding | Commercial Strategic Energy Management | Commercial Strategic Energy Management | No active energy management | Commercial | New | Institutional | FPL Blend | per facility | 867.1775 | 853.3027 | 13.8748 | 0.016 | 10 | 0.0012723 | 0.0015452 | 168 | Domestic Hot Water |  | Whole Building | 1
WholeBuilding | Commercial Strategic Energy Management | Commercial Strategic Energy Management |  | Commercial | Existing | Institutional | FPL Blend | per facility | 13402.5375 | 13188.0978 | 214.4397 | 0.016 | 10 | 0.022516 | 0.030665 | 2596.5 | Interior Lighting |  | Whole Building | 1
WholeBuilding | Commercial Strategic Energy Management | Commercial Strategic Energy Management | No active energy management | Commercial | New | Institutional | FPL Blend | per facility | 13402.5375 | 13188.0978 | 214.4397 | 0.016 | 10 | 0.022516 | 0.030665 | 2596.5 | Interior Lighting |  | Whole Building | 1
WholeBuilding | Commercial Strategic Energy Management | Commercial Strategic Energy Management |  | Commercial | Existing | Institutional | FPL Blend | per facility | 882.6628 | 868.5402 | 14.1225 | 0.016 | 10 | 0 | 0.0016947 | 171 | Exterior Lighting |  | Whole Building | 1
WholeBuilding | Commercial Strategic Energy Management | Commercial Strategic Energy Management | No active energy management | Commercial | New | Institutional | FPL Blend | per facility | 882.6628 | 868.5402 | 14.1225 | 0.016 | 10 | 0 | 0.0016947 | 171 | Exterior Lighting |  | Whole Building | 1
WholeBuilding | Commercial Strategic Energy Management | Commercial Strategic Energy Management |  | Commercial | Existing | Institutional | FPL Blend | per facility | 1370.4501 | 1348.523 | 21.9271 | 0.016 | 10 | 0.0012937 | 0.0023462 | 265.5 | Cooking |  | Whole Building | 1
WholeBuilding | Commercial Strategic Energy Management | Commercial Strategic Energy Management | No active energy management | Commercial | New | Institutional | FPL Blend | per facility | 1370.4501 | 1348.523 | 21.9271 | 0.016 | 10 | 0.0012937 | 0.0023462 | 265.5 | Cooking |  | Whole Building | 1
WholeBuilding | Commercial Strategic Energy Management | Commercial Strategic Energy Management |  | Commercial | Existing | Institutional | FPL Blend | per facility | 5946.3598 | 5851.2184 | 95.1414 | 0.016 | 10 | 0.013605 | 0.011036 | 1152 | Refrigeration |  | Whole Building | 1
WholeBuilding | Commercial Strategic Energy Management | Commercial Strategic Energy Management | No active energy management | Commercial | New | Institutional | FPL Blend | per facility | 5946.3598 | 5851.2184 | 95.1414 | 0.016 | 10 | 0.013605 | 0.011036 | 1152 | Refrigeration |  | Whole Building | 1
WholeBuilding | Commercial Strategic Energy Management | Commercial Strategic Energy Management |  | Commercial | Existing | Institutional | FPL Blend | per facility | 1982.1199 | 1950.4061 | 31.7138 | 0.016 | 10 | 0.0035202 | 0.0038057 | 384 | Office Equipment |  | Whole Building | 1
WholeBuilding | Commercial Strategic Energy Management | Commercial Strategic Energy Management | No active energy management | Commercial | New | Institutional | FPL Blend | per facility | 1982.1199 | 1950.4061 | 31.7138 | 0.016 | 10 | 0.0035202 | 0.0038057 | 384 | Office Equipment |  | Whole Building | 1
WholeBuilding | Commercial Strategic Energy Management | Commercial Strategic Energy Management |  | Commercial | Existing | Institutional | FPL Blend | per facility | 13580.6186 | 13363.3296 | 217.289 | 0.016 | 10 | 0.024119 | 0.026075 | 2631 | Miscellaneous |  | Whole Building | 1
WholeBuilding | Commercial Strategic Energy Management | Commercial Strategic Energy Management | No active energy management | Commercial | New | Institutional | FPL Blend | per facility | 13580.6186 | 13363.3296 | 217.289 | 0.016 | 10 | 0.024119 | 0.026075 | 2631 | Miscellaneous |  | Whole Building | 1
WholeBuilding | Commercial Strategic Energy Management | Commercial Strategic Energy Management |  | Commercial | Existing | Lodging/Hospitality | FPL Blend | per facility | 22907.6438 | 22541.1214 | 366.5223 | 0.016 | 10 | 0 | 0.24143 | 421.5 | Space Heating |  | Whole Building | 1
WholeBuilding | Commercial Strategic Energy Management | Commercial Strategic Energy Management | No active energy management | Commercial | New | Lodging/Hospitality | FPL Blend | per facility | 22907.6438 | 22541.1214 | 366.5223 | 0.016 | 10 | 0 | 0.24143 | 421.5 | Space Heating |  | Whole Building | 1
WholeBuilding | Commercial Strategic Energy Management | Commercial Strategic Energy Management |  | Commercial | Existing | Lodging/Hospitality | FPL Blend | per facility | 200543.7854 | 197335.0844 | 3208.701 | 0.016 | 10 | 0.6145 | 0 | 3690 | Space Cooling |  | Whole Building | 1
WholeBuilding | Commercial Strategic Energy Management | Commercial Strategic Energy Management | No active energy management | Commercial | New | Lodging/Hospitality | FPL Blend | per facility | 200543.7854 | 197335.0844 | 3208.701 | 0.016 | 10 | 0.6145 | 0 | 3690 | Space Cooling |  | Whole Building | 1
WholeBuilding | Commercial Strategic Energy Management | Commercial Strategic Energy Management |  | Commercial | Existing | Lodging/Hospitality | FPL Blend | per facility | 123831.7114 | 121850.4038 | 1981.3077 | 0.016 | 10 | 0.2655 | 0.21794 | 2278.5 | Ventilation and Circulation |  | Whole Building | 1
WholeBuilding | Commercial Strategic Energy Management | Commercial Strategic Energy Management | No active energy management | Commercial | New | Lodging/Hospitality | FPL Blend | per facility | 123831.7114 | 121850.4038 | 1981.3077 | 0.016 | 10 | 0.2655 | 0.21794 | 2278.5 | Ventilation and Circulation |  | Whole Building | 1
WholeBuilding | Commercial Strategic Energy Management | Commercial Strategic Energy Management |  | Commercial | Existing | Lodging/Hospitality | FPL Blend | per facility | 48423.9872 | 47649.2033 | 774.7839 | 0.016 | 10 | 0.030487 | 0.12224 | 891 | Domestic Hot Water |  | Whole Building | 1
WholeBuilding | Commercial Strategic Energy Management | Commercial Strategic Energy Management | No active energy management | Commercial | New | Lodging/Hospitality | FPL Blend | per facility | 48423.9872 | 47649.2033 | 774.7839 | 0.016 | 10 | 0.030487 | 0.12224 | 891 | Domestic Hot Water |  | Whole Building | 1
WholeBuilding | Commercial Strategic Energy Management | Commercial Strategic Energy Management |  | Commercial | Existing | Lodging/Hospitality | FPL Blend | per facility | 63179.4446 | 62168.5733 | 1010.8713 | 0.016 | 10 | 0.082891 | 0.11726 | 1162.5 | Interior Lighting |  | Whole Building | 1
WholeBuilding | Commercial Strategic Energy Management | Commercial Strategic Energy Management | No active energy management | Commercial | New | Lodging/Hospitality | FPL Blend | per facility | 63179.4446 | 62168.5733 | 1010.8713 | 0.016 | 10 | 0.082891 | 0.11726 | 1162.5 | Interior Lighting |  | Whole Building | 1
WholeBuilding | Commercial Strategic Energy Management | Commercial Strategic Energy Management |  | Commercial | Existing | Lodging/Hospitality | FPL Blend | per facility | 4157.6151 | 4091.0932 | 66.5219 | 0.016 | 10 | 0 | 0.0057874 | 76.5 | Exterior Lighting |  | Whole Building | 1
WholeBuilding | Commercial Strategic Energy Management | Commercial Strategic Energy Management | No active energy management | Commercial | New | Lodging/Hospitality | FPL Blend | per facility | 4157.6151 | 4091.0932 | 66.5219 | 0.016 | 10 | 0 | 0.0057874 | 76.5 | Exterior Lighting |  | Whole Building | 1
WholeBuilding | Commercial Strategic Energy Management | Commercial Strategic Energy Management |  | Commercial | Existing | Lodging/Hospitality | FPL Blend | per facility | 25842.4309 | 25428.9519 | 413.479 | 0.016 | 10 | 0.075253 | 0.033492 | 475.5 | Cooking |  | Whole Building | 1
WholeBuilding | Commercial Strategic Energy Management | Commercial Strategic Energy Management | No active energy management | Commercial | New | Lodging/Hospitality | FPL Blend | per facility | 25842.4309 | 25428.9519 | 413.479 | 0.016 | 10 | 0.075253 | 0.033492 | 475.5 | Cooking |  | Whole Building | 1
WholeBuilding | Commercial Strategic Energy Management | Commercial Strategic Energy Management |  | Commercial | Existing | Lodging/Hospitality | FPL Blend | per facility | 96766.4526 | 95218.1891 | 1548.2635 | 0.016 | 10 | 0.23224 | 0.18424 | 1780.5 | Refrigeration |  | Whole Building | 1
WholeBuilding | Commercial Strategic Energy Management | Commercial Strategic Energy Management | No active energy management | Commercial | New | Lodging/Hospitality | FPL Blend | per facility | 96766.4526 | 95218.1891 | 1548.2635 | 0.016 | 10 | 0.23224 | 0.18424 | 1780.5 | Refrigeration |  | Whole Building | 1
WholeBuilding | Commercial Strategic Energy Management | Commercial Strategic Energy Management |  | Commercial | Existing | Lodging/Hospitality | FPL Blend | per facility | 18097.8538 | 17808.2881 | 289.5657 | 0.016 | 10 | 0.030984 | 0.036196 | 333 | Office Equipment |  | Whole Building | 1
WholeBuilding | Commercial Strategic Energy Management | Commercial Strategic Energy Management | No active energy management | Commercial | New | Lodging/Hospitality | FPL Blend | per facility | 18097.8538 | 17808.2881 | 289.5657 | 0.016 | 10 | 0.030984 | 0.036196 | 333 | Office Equipment |  | Whole Building | 1
WholeBuilding | Commercial Strategic Energy Management | Commercial Strategic Energy Management |  | Commercial | Existing | Lodging/Hospitality | FPL Blend | per facility | 211549.2371 | 208164.4488 | 3384.7883 | 0.016 | 10 | 0.36217 | 0.4231 | 3892.5 | Miscellaneous |  | Whole Building | 1
WholeBuilding | Commercial Strategic Energy Management | Commercial Strategic Energy Management | No active energy management | Commercial | New | Lodging/Hospitality | FPL Blend | per facility | 211549.2371 | 208164.4488 | 3384.7883 | 0.016 | 10 | 0.36217 | 0.4231 | 3892.5 | Miscellaneous |  | Whole Building | 1
WholeBuilding | Commercial Strategic Energy Management | Commercial Strategic Energy Management |  | Commercial | Existing | Miscellaneous | FPL Blend | per facility | 24984.4304 | 24584.6795 | 399.7509 | 0.016 | 10 | 0 | 0.91069 | 943.5 | Space Heating |  | Whole Building | 1
WholeBuilding | Commercial Strategic Energy Management | Commercial Strategic Energy Management | No active energy management | Commercial | New | Miscellaneous | FPL Blend | per facility | 24984.4304 | 24584.6795 | 399.7509 | 0.016 | 10 | 0 | 0.91069 | 943.5 | Space Heating |  | Whole Building | 1
WholeBuilding | Commercial Strategic Energy Management | Commercial Strategic Energy Management |  | Commercial | Existing | Miscellaneous | FPL Blend | per facility | 44487.38 | 43775.5819 | 711.7981 | 0.016 | 10 | 0.23707 | 0 | 1680 | Space Cooling |  | Whole Building | 1
WholeBuilding | Commercial Strategic Energy Management | Commercial Strategic Energy Management | No active energy management | Commercial | New | Miscellaneous | FPL Blend | per facility | 44487.38 | 43775.5819 | 711.7981 | 0.016 | 10 | 0.23707 | 0 | 1680 | Space Cooling |  | Whole Building | 1
WholeBuilding | Commercial Strategic Energy Management | Commercial Strategic Energy Management |  | Commercial | Existing | Miscellaneous | FPL Blend | per facility | 21131.5055 | 20793.4014 | 338.1041 | 0.016 | 10 | 0.061873 | 0.043954 | 798 | Ventilation and Circulation |  | Whole Building | 1
WholeBuilding | Commercial Strategic Energy Management | Commercial Strategic Energy Management | No active energy management | Commercial | New | Miscellaneous | FPL Blend | per facility | 21131.5055 | 20793.4014 | 338.1041 | 0.016 | 10 | 0.061873 | 0.043954 | 798 | Ventilation and Circulation |  | Whole Building | 1
WholeBuilding | Commercial Strategic Energy Management | Commercial Strategic Energy Management |  | Commercial | Existing | Miscellaneous | FPL Blend | per facility | 1668.2767 | 1641.5843 | 26.6924 | 0.016 | 10 | 0.0033188 | 0.0050546 | 63 | Domestic Hot Water |  | Whole Building | 1
WholeBuilding | Commercial Strategic Energy Management | Commercial Strategic Energy Management | No active energy management | Commercial | New | Miscellaneous | FPL Blend | per facility | 1668.2767 | 1641.5843 | 26.6924 | 0.016 | 10 | 0.0033188 | 0.0050546 | 63 | Domestic Hot Water |  | Whole Building | 1
WholeBuilding | Commercial Strategic Energy Management | Commercial Strategic Energy Management |  | Commercial | Existing | Miscellaneous | FPL Blend | per facility | 45559.8436 | 44830.8861 | 728.9575 | 0.016 | 10 | 0.083101 | 0.092578 | 1720.5 | Interior Lighting |  | Whole Building | 1
WholeBuilding | Commercial Strategic Energy Management | Commercial Strategic Energy Management | No active energy management | Commercial | New | Miscellaneous | FPL Blend | per facility | 45559.8436 | 44830.8861 | 728.9575 | 0.016 | 10 | 0.083101 | 0.092578 | 1720.5 | Interior Lighting |  | Whole Building | 1
WholeBuilding | Commercial Strategic Energy Management | Commercial Strategic Energy Management |  | Commercial | Existing | Miscellaneous | FPL Blend | per facility | 2979.0656 | 2931.4006 | 47.6651 | 0.016 | 10 | 0 | 0.0043375 | 112.5 | Exterior Lighting |  | Whole Building | 1
WholeBuilding | Commercial Strategic Energy Management | Commercial Strategic Energy Management | No active energy management | Commercial | New | Miscellaneous | FPL Blend | per facility | 2979.0656 | 2931.4006 | 47.6651 | 0.016 | 10 | 0 | 0.0043375 | 112.5 | Exterior Lighting |  | Whole Building | 1
WholeBuilding | Commercial Strategic Energy Management | Commercial Strategic Energy Management |  | Commercial | Existing | Miscellaneous | FPL Blend | per facility | 0 | 0 | 0 | 0 | 10 | 0 | 0 | 0 | Cooking |  | Whole Building | 1
WholeBuilding | Commercial Strategic Energy Management | Commercial Strategic Energy Management | No active energy management | Commercial | New | Miscellaneous | FPL Blend | per facility | 0 | 0 | 0 | 0 | 10 | 0 | 0 | 0 | Cooking |  | Whole Building | 1
WholeBuilding | Commercial Strategic Energy Management | Commercial Strategic Energy Management |  | Commercial | Existing | Miscellaneous | FPL Blend | per facility | 317.767 | 312.6827 | 5.0843 | 0.016 | 10 | 0.00072705 | 0.00058978 | 12 | Refrigeration |  | Whole Building | 1
WholeBuilding | Commercial Strategic Energy Management | Commercial Strategic Energy Management | No active energy management | Commercial | New | Miscellaneous | FPL Blend | per facility | 317.767 | 312.6827 | 5.0843 | 0.016 | 10 | 0.00072705 | 0.00058978 | 12 | Refrigeration |  | Whole Building | 1
WholeBuilding | Commercial Strategic Energy Management | Commercial Strategic Energy Management |  | Commercial | Existing | Miscellaneous | FPL Blend | per facility | 28559.3091 | 28102.3602 | 456.9489 | 0.016 | 10 | 0.050721 | 0.05392 | 1078.5 | Office Equipment |  | Whole Building | 1
WholeBuilding | Commercial Strategic Energy Management | Commercial Strategic Energy Management | No active energy management | Commercial | New | Miscellaneous | FPL Blend | per facility | 28559.3091 | 28102.3602 | 456.9489 | 0.016 | 10 | 0.050721 | 0.05392 | 1078.5 | Office Equipment |  | Whole Building | 1
WholeBuilding | Commercial Strategic Energy Management | Commercial Strategic Energy Management |  | Commercial | Existing | Miscellaneous | FPL Blend | per facility | 227441.7302 | 223802.6626 | 3639.0677 | 0.016 | 10 | 0.40394 | 0.42941 | 8589 | Miscellaneous |  | Whole Building | 1
WholeBuilding | Commercial Strategic Energy Management | Commercial Strategic Energy Management | No active energy management | Commercial | New | Miscellaneous | FPL Blend | per facility | 227441.7302 | 223802.6626 | 3639.0677 | 0.016 | 10 | 0.40394 | 0.42941 | 8589 | Miscellaneous |  | Whole Building | 1
WholeBuilding | Commercial Strategic Energy Management | Commercial Strategic Energy Management |  | Commercial | Existing | Offices | FPL Blend | per facility | 28686.0813 | 28227.104 | 458.9773 | 0.016 | 10 | 0 | 1.0456 | 1593 | Space Heating |  | Whole Building | 1
WholeBuilding | Commercial Strategic Energy Management | Commercial Strategic Energy Management | No active energy management | Commercial | New | Offices | FPL Blend | per facility | 28686.0813 | 28227.104 | 458.9773 | 0.016 | 10 | 0 | 1.0456 | 1593 | Space Heating |  | Whole Building | 1
WholeBuilding | Commercial Strategic Energy Management | Commercial Strategic Energy Management |  | Commercial | Existing | Offices | FPL Blend | per facility | 56615.8441 | 55709.9906 | 905.8535 | 0.016 | 10 | 0.30171 | 0 | 3144 | Space Cooling |  | Whole Building | 1
WholeBuilding | Commercial Strategic Energy Management | Commercial Strategic Energy Management | No active energy management | Commercial | New | Offices | FPL Blend | per facility | 56615.8441 | 55709.9906 | 905.8535 | 0.016 | 10 | 0.30171 | 0 | 3144 | Space Cooling |  | Whole Building | 1
WholeBuilding | Commercial Strategic Energy Management | Commercial Strategic Energy Management |  | Commercial | Existing | Offices | FPL Blend | per facility | 48242.3175 | 47470.4405 | 771.8771 | 0.016 | 10 | 0.14125 | 0.10034 | 2679 | Ventilation and Circulation |  | Whole Building | 1
WholeBuilding | Commercial Strategic Energy Management | Commercial Strategic Energy Management | No active energy management | Commercial | New | Offices | FPL Blend | per facility | 48242.3175 | 47470.4405 | 771.8771 | 0.016 | 10 | 0.14125 | 0.10034 | 2679 | Ventilation and Circulation |  | Whole Building | 1
WholeBuilding | Commercial Strategic Energy Management | Commercial Strategic Energy Management |  | Commercial | Existing | Offices | FPL Blend | per facility | 1890.7963 | 1860.5436 | 30.2527 | 0.016 | 10 | 0.0037615 | 0.0057288 | 105 | Domestic Hot Water |  | Whole Building | 1
WholeBuilding | Commercial Strategic Energy Management | Commercial Strategic Energy Management | No active energy management | Commercial | New | Offices | FPL Blend | per facility | 1890.7963 | 1860.5436 | 30.2527 | 0.016 | 10 | 0.0037615 | 0.0057288 | 105 | Domestic Hot Water |  | Whole Building | 1
WholeBuilding | Commercial Strategic Energy Management | Commercial Strategic Energy Management |  | Commercial | Existing | Offices | FPL Blend | per facility | 37545.8126 | 36945.0797 | 600.733 | 0.016 | 10 | 0.068484 | 0.076293 | 2085 | Interior Lighting |  | Whole Building | 1
WholeBuilding | Commercial Strategic Energy Management | Commercial Strategic Energy Management | No active energy management | Commercial | New | Offices | FPL Blend | per facility | 37545.8126 | 36945.0797 | 600.733 | 0.016 | 10 | 0.068484 | 0.076293 | 2085 | Interior Lighting |  | Whole Building | 1
WholeBuilding | Commercial Strategic Energy Management | Commercial Strategic Energy Management |  | Commercial | Existing | Offices | FPL Blend | per facility | 2458.0352 | 2418.7067 | 39.3286 | 0.016 | 10 | 0 | 0.0035789 | 136.5 | Exterior Lighting |  | Whole Building | 1
WholeBuilding | Commercial Strategic Energy Management | Commercial Strategic Energy Management | No active energy management | Commercial | New | Offices | FPL Blend | per facility | 2458.0352 | 2418.7067 | 39.3286 | 0.016 | 10 | 0 | 0.0035789 | 136.5 | Exterior Lighting |  | Whole Building | 1
WholeBuilding | Commercial Strategic Energy Management | Commercial Strategic Energy Management |  | Commercial | Existing | Offices | FPL Blend | per facility | 594.2503 | 584.7423 | 9.508 | 0.016 | 10 | 0.00056097 | 0.0010174 | 33 | Cooking |  | Whole Building | 1
WholeBuilding | Commercial Strategic Energy Management | Commercial Strategic Energy Management | No active energy management | Commercial | New | Offices | FPL Blend | per facility | 594.2503 | 584.7423 | 9.508 | 0.016 | 10 | 0.00056097 | 0.0010174 | 33 | Cooking |  | Whole Building | 1
WholeBuilding | Commercial Strategic Energy Management | Commercial Strategic Energy Management |  | Commercial | Existing | Offices | FPL Blend | per facility | 9210.8792 | 9063.5052 | 147.3741 | 0.016 | 10 | 0.021074 | 0.017095 | 511.5 | Refrigeration |  | Whole Building | 1
WholeBuilding | Commercial Strategic Energy Management | Commercial Strategic Energy Management | No active energy management | Commercial | New | Offices | FPL Blend | per facility | 9210.8792 | 9063.5052 | 147.3741 | 0.016 | 10 | 0.021074 | 0.017095 | 511.5 | Refrigeration |  | Whole Building | 1
WholeBuilding | Commercial Strategic Energy Management | Commercial Strategic Energy Management |  | Commercial | Existing | Offices | FPL Blend | per facility | 27254.4784 | 26818.4067 | 436.0716 | 0.016 | 10 | 0.048404 | 0.051456 | 1513.5 | Office Equipment |  | Whole Building | 1
WholeBuilding | Commercial Strategic Energy Management | Commercial Strategic Energy Management | No active energy management | Commercial | New | Offices | FPL Blend | per facility | 27254.4784 | 26818.4067 | 436.0716 | 0.016 | 10 | 0.048404 | 0.051456 | 1513.5 | Office Equipment |  | Whole Building | 1
WholeBuilding | Commercial Strategic Energy Management | Commercial Strategic Energy Management |  | Commercial | Existing | Offices | FPL Blend | per facility | 57588.2536 | 56666.8416 | 921.412 | 0.016 | 10 | 0.10228 | 0.10873 | 3198 | Miscellaneous |  | Whole Building | 1
WholeBuilding | Commercial Strategic Energy Management | Commercial Strategic Energy Management | No active energy management | Commercial | New | Offices | FPL Blend | per facility | 57588.2536 | 56666.8416 | 921.412 | 0.016 | 10 | 0.10228 | 0.10873 | 3198 | Miscellaneous |  | Whole Building | 1
WholeBuilding | Commercial Strategic Energy Management | Commercial Strategic Energy Management |  | Commercial | Existing | Restaurants | FPL Blend | per facility | 17728.0429 | 17444.3942 | 283.6487 | 0.016 | 10 | 0 | 0.218 | 891 | Space Heating |  | Whole Building | 1
WholeBuilding | Commercial Strategic Energy Management | Commercial Strategic Energy Management | No active energy management | Commercial | New | Restaurants | FPL Blend | per facility | 17728.0429 | 17444.3942 | 283.6487 | 0.016 | 10 | 0 | 0.218 | 891 | Space Heating |  | Whole Building | 1
WholeBuilding | Commercial Strategic Energy Management | Commercial Strategic Energy Management |  | Commercial | Existing | Restaurants | FPL Blend | per facility | 48528.2789 | 47751.8265 | 776.4524 | 0.016 | 10 | 0.22019 | 0 | 2439 | Space Cooling |  | Whole Building | 1
WholeBuilding | Commercial Strategic Energy Management | Commercial Strategic Energy Management | No active energy management | Commercial | New | Restaurants | FPL Blend | per facility | 48528.2789 | 47751.8265 | 776.4524 | 0.016 | 10 | 0.22019 | 0 | 2439 | Space Cooling |  | Whole Building | 1
WholeBuilding | Commercial Strategic Energy Management | Commercial Strategic Energy Management |  | Commercial | Existing | Restaurants | FPL Blend | per facility | 27815.7171 | 27370.6656 | 445.0514 | 0.016 | 10 | 0.068093 | 0.052071 | 1398 | Ventilation and Circulation |  | Whole Building | 1
WholeBuilding | Commercial Strategic Energy Management | Commercial Strategic Energy Management | No active energy management | Commercial | New | Restaurants | FPL Blend | per facility | 27815.7171 | 27370.6656 | 445.0514 | 0.016 | 10 | 0.068093 | 0.052071 | 1398 | Ventilation and Circulation |  | Whole Building | 1
WholeBuilding | Commercial Strategic Energy Management | Commercial Strategic Energy Management |  | Commercial | Existing | Restaurants | FPL Blend | per facility | 23338.9386 | 22965.5156 | 373.423 | 0.016 | 10 | 0.04643 | 0.070713 | 1173 | Domestic Hot Water |  | Whole Building | 1
WholeBuilding | Commercial Strategic Energy Management | Commercial Strategic Energy Management | No active energy management | Commercial | New | Restaurants | FPL Blend | per facility | 23338.9386 | 22965.5156 | 373.423 | 0.016 | 10 | 0.04643 | 0.070713 | 1173 | Domestic Hot Water |  | Whole Building | 1
WholeBuilding | Commercial Strategic Energy Management | Commercial Strategic Energy Management |  | Commercial | Existing | Restaurants | FPL Blend | per facility | 18116.0303 | 17826.1739 | 289.8565 | 0.016 | 10 | 0.043478 | 0.025218 | 910.5 | Interior Lighting |  | Whole Building | 1
WholeBuilding | Commercial Strategic Energy Management | Commercial Strategic Energy Management | No active energy management | Commercial | New | Restaurants | FPL Blend | per facility | 18116.0303 | 17826.1739 | 289.8565 | 0.016 | 10 | 0.043478 | 0.025218 | 910.5 | Interior Lighting |  | Whole Building | 1
WholeBuilding | Commercial Strategic Energy Management | Commercial Strategic Energy Management |  | Commercial | Existing | Restaurants | FPL Blend | per facility | 1193.8076 | 1174.7067 | 19.1009 | 0.016 | 10 | 0 | 0.0017191 | 60 | Exterior Lighting |  | Whole Building | 1
WholeBuilding | Commercial Strategic Energy Management | Commercial Strategic Energy Management | No active energy management | Commercial | New | Restaurants | FPL Blend | per facility | 1193.8076 | 1174.7067 | 19.1009 | 0.016 | 10 | 0 | 0.0017191 | 60 | Exterior Lighting |  | Whole Building | 1
WholeBuilding | Commercial Strategic Energy Management | Commercial Strategic Energy Management |  | Commercial | Existing | Restaurants | FPL Blend | per facility | 50587.5971 | 49778.1956 | 809.4015 | 0.016 | 10 | 0.1546 | 0.08175 | 2542.5 | Cooking |  | Whole Building | 1
WholeBuilding | Commercial Strategic Energy Management | Commercial Strategic Energy Management | No active energy management | Commercial | New | Restaurants | FPL Blend | per facility | 50587.5971 | 49778.1956 | 809.4015 | 0.016 | 10 | 0.1546 | 0.08175 | 2542.5 | Cooking |  | Whole Building | 1
WholeBuilding | Commercial Strategic Energy Management | Commercial Strategic Energy Management |  | Commercial | Existing | Restaurants | FPL Blend | per facility | 66107.0959 | 65049.3824 | 1057.7134 | 0.016 | 10 | 0.14914 | 0.11952 | 3322.5 | Refrigeration |  | Whole Building | 1
WholeBuilding | Commercial Strategic Energy Management | Commercial Strategic Energy Management | No active energy management | Commercial | New | Restaurants | FPL Blend | per facility | 66107.0959 | 65049.3824 | 1057.7134 | 0.016 | 10 | 0.14914 | 0.11952 | 3322.5 | Refrigeration |  | Whole Building | 1
WholeBuilding | Commercial Strategic Energy Management | Commercial Strategic Energy Management |  | Commercial | Existing | Restaurants | FPL Blend | per facility | 4118.6362 | 4052.738 | 65.8982 | 0.016 | 10 | 0.0088304 | 0.0032949 | 207 | Office Equipment |  | Whole Building | 1
WholeBuilding | Commercial Strategic Energy Management | Commercial Strategic Energy Management | No active energy management | Commercial | New | Restaurants | FPL Blend | per facility | 4118.6362 | 4052.738 | 65.8982 | 0.016 | 10 | 0.0088304 | 0.0032949 | 207 | Office Equipment |  | Whole Building | 1
WholeBuilding | Commercial Strategic Energy Management | Commercial Strategic Energy Management |  | Commercial | Existing | Restaurants | FPL Blend | per facility | 40917.7555 | 40263.0715 | 654.684 | 0.016 | 10 | 0.087728 | 0.032734 | 2056.5 | Miscellaneous |  | Whole Building | 1
WholeBuilding | Commercial Strategic Energy Management | Commercial Strategic Energy Management | No active energy management | Commercial | New | Restaurants | FPL Blend | per facility | 40917.7555 | 40263.0715 | 654.684 | 0.016 | 10 | 0.087728 | 0.032734 | 2056.5 | Miscellaneous |  | Whole Building | 1
WholeBuilding | Commercial Strategic Energy Management | Commercial Strategic Energy Management |  | Commercial | Existing | Retail | FPL Blend | per facility | 25516.9424 | 25108.6716 | 408.2708 | 0.016 | 10 | 0 | 0.9301 | 984 | Space Heating |  | Whole Building | 1
WholeBuilding | Commercial Strategic Energy Management | Commercial Strategic Energy Management | No active energy management | Commercial | New | Retail | FPL Blend | per facility | 25516.9424 | 25108.6716 | 408.2708 | 0.016 | 10 | 0 | 0.9301 | 984 | Space Heating |  | Whole Building | 1
WholeBuilding | Commercial Strategic Energy Management | Commercial Strategic Energy Management |  | Commercial | Existing | Retail | FPL Blend | per facility | 71533.0137 | 70388.4863 | 1144.5274 | 0.016 | 10 | 0.3812 | 0 | 2758.5 | Space Cooling |  | Whole Building | 1
WholeBuilding | Commercial Strategic Energy Management | Commercial Strategic Energy Management | No active energy management | Commercial | New | Retail | FPL Blend | per facility | 71533.0137 | 70388.4863 | 1144.5274 | 0.016 | 10 | 0.3812 | 0 | 2758.5 | Space Cooling |  | Whole Building | 1
WholeBuilding | Commercial Strategic Energy Management | Commercial Strategic Energy Management |  | Commercial | Existing | Retail | FPL Blend | per facility | 51461.7603 | 50638.3727 | 823.3876 | 0.016 | 10 | 0.095513 | 0.095513 | 1984.5 | Ventilation and Circulation |  | Whole Building | 1
WholeBuilding | Commercial Strategic Energy Management | Commercial Strategic Energy Management | No active energy management | Commercial | New | Retail | FPL Blend | per facility | 51461.7603 | 50638.3727 | 823.3876 | 0.016 | 10 | 0.095513 | 0.095513 | 1984.5 | Ventilation and Circulation |  | Whole Building | 1
WholeBuilding | Commercial Strategic Energy Management | Commercial Strategic Energy Management |  | Commercial | Existing | Retail | FPL Blend | per facility | 9140.9778 | 8994.7223 | 146.2555 | 0.016 | 10 | 0.018185 | 0.027696 | 352.5 | Domestic Hot Water |  | Whole Building | 1
WholeBuilding | Commercial Strategic Energy Management | Commercial Strategic Energy Management | No active energy management | Commercial | New | Retail | FPL Blend | per facility | 9140.9778 | 8994.7223 | 146.2555 | 0.016 | 10 | 0.018185 | 0.027696 | 352.5 | Domestic Hot Water |  | Whole Building | 1
WholeBuilding | Commercial Strategic Energy Management | Commercial Strategic Energy Management |  | Commercial | Existing | Retail | FPL Blend | per facility | 72194.276 | 71039.1684 | 1155.1076 | 0.016 | 10 | 0.19406 | 0.090098 | 2784 | Interior Lighting |  | Whole Building | 1
WholeBuilding | Commercial Strategic Energy Management | Commercial Strategic Energy Management | No active energy management | Commercial | New | Retail | FPL Blend | per facility | 72194.276 | 71039.1684 | 1155.1076 | 0.016 | 10 | 0.19406 | 0.090098 | 2784 | Interior Lighting |  | Whole Building | 1
WholeBuilding | Commercial Strategic Energy Management | Commercial Strategic Energy Management |  | Commercial | Existing | Retail | FPL Blend | per facility | 4745.5289 | 4669.6005 | 75.9284 | 0.016 | 10 | 0 | 0.0072891 | 183 | Exterior Lighting |  | Whole Building | 1
WholeBuilding | Commercial Strategic Energy Management | Commercial Strategic Energy Management | No active energy management | Commercial | New | Retail | FPL Blend | per facility | 4745.5289 | 4669.6005 | 75.9284 | 0.016 | 10 | 0 | 0.0072891 | 183 | Exterior Lighting |  | Whole Building | 1
WholeBuilding | Commercial Strategic Energy Management | Commercial Strategic Energy Management |  | Commercial | Existing | Retail | FPL Blend | per facility | 1828.1956 | 1798.9445 | 29.2511 | 0.016 | 10 | 0.0047679 | 0.0017551 | 70.5 | Cooking |  | Whole Building | 1
WholeBuilding | Commercial Strategic Energy Management | Commercial Strategic Energy Management | No active energy management | Commercial | New | Retail | FPL Blend | per facility | 1828.1956 | 1798.9445 | 29.2511 | 0.016 | 10 | 0.0047679 | 0.0017551 | 70.5 | Cooking |  | Whole Building | 1
WholeBuilding | Commercial Strategic Energy Management | Commercial Strategic Energy Management |  | Commercial | Existing | Retail | FPL Blend | per facility | 55040.3559 | 54159.7108 | 880.6451 | 0.016 | 10 | 0.1321 | 0.1048 | 2122.5 | Refrigeration |  | Whole Building | 1
WholeBuilding | Commercial Strategic Energy Management | Commercial Strategic Energy Management | No active energy management | Commercial | New | Retail | FPL Blend | per facility | 55040.3559 | 54159.7108 | 880.6451 | 0.016 | 10 | 0.1321 | 0.1048 | 2122.5 | Refrigeration |  | Whole Building | 1
WholeBuilding | Commercial Strategic Energy Management | Commercial Strategic Energy Management |  | Commercial | Existing | Retail | FPL Blend | per facility | 20421.3335 | 20094.5923 | 326.7411 | 0.016 | 10 | 0.046724 | 0.025813 | 787.5 | Office Equipment |  | Whole Building | 1
WholeBuilding | Commercial Strategic Energy Management | Commercial Strategic Energy Management | No active energy management | Commercial | New | Retail | FPL Blend | per facility | 20421.3335 | 20094.5923 | 326.7411 | 0.016 | 10 | 0.046724 | 0.025813 | 787.5 | Office Equipment |  | Whole Building | 1
WholeBuilding | Commercial Strategic Energy Management | Commercial Strategic Energy Management |  | Commercial | Existing | Retail | FPL Blend | per facility | 77095.396 | 75861.8705 | 1233.5254 | 0.016 | 10 | 0.17639 | 0.097449 | 2973 | Miscellaneous |  | Whole Building | 1
WholeBuilding | Commercial Strategic Energy Management | Commercial Strategic Energy Management | No active energy management | Commercial | New | Retail | FPL Blend | per facility | 77095.396 | 75861.8705 | 1233.5254 | 0.016 | 10 | 0.17639 | 0.097449 | 2973 | Miscellaneous |  | Whole Building | 1
WholeBuilding | Commercial Strategic Energy Management | Commercial Strategic Energy Management |  | Commercial | Existing | Schools K-12 | FPL Blend | per facility | 49887.5656 | 49089.3642 | 798.2014 | 0.016 | 10 | 0 | 1.8184 | 1582.5 | Space Heating |  | Whole Building | 1
WholeBuilding | Commercial Strategic Energy Management | Commercial Strategic Energy Management | No active energy management | Commercial | New | Schools K-12 | FPL Blend | per facility | 49887.5656 | 49089.3642 | 798.2014 | 0.016 | 10 | 0 | 1.8184 | 1582.5 | Space Heating |  | Whole Building | 1
WholeBuilding | Commercial Strategic Energy Management | Commercial Strategic Energy Management |  | Commercial | Existing | Schools K-12 | FPL Blend | per facility | 160585.9456 | 158016.5694 | 2569.3762 | 0.016 | 10 | 0.85576 | 0 | 5094 | Space Cooling |  | Whole Building | 1
WholeBuilding | Commercial Strategic Energy Management | Commercial Strategic Energy Management | No active energy management | Commercial | New | Schools K-12 | FPL Blend | per facility | 160585.9456 | 158016.5694 | 2569.3762 | 0.016 | 10 | 0.85576 | 0 | 5094 | Space Cooling |  | Whole Building | 1
WholeBuilding | Commercial Strategic Energy Management | Commercial Strategic Energy Management |  | Commercial | Existing | Schools K-12 | FPL Blend | per facility | 44024.0034 | 43319.619 | 704.3844 | 0.016 | 10 | 0.1289 | 0.09157 | 1396.5 | Ventilation and Circulation |  | Whole Building | 1
WholeBuilding | Commercial Strategic Energy Management | Commercial Strategic Energy Management | No active energy management | Commercial | New | Schools K-12 | FPL Blend | per facility | 44024.0034 | 43319.619 | 704.3844 | 0.016 | 10 | 0.1289 | 0.09157 | 1396.5 | Ventilation and Circulation |  | Whole Building | 1
WholeBuilding | Commercial Strategic Energy Management | Commercial Strategic Energy Management |  | Commercial | Existing | Schools K-12 | FPL Blend | per facility | 25487.5809 | 25079.7794 | 407.8015 | 0.016 | 10 | 0.050704 | 0.077223 | 808.5 | Domestic Hot Water |  | Whole Building | 1
WholeBuilding | Commercial Strategic Energy Management | Commercial Strategic Energy Management | No active energy management | Commercial | New | Schools K-12 | FPL Blend | per facility | 25487.5809 | 25079.7794 | 407.8015 | 0.016 | 10 | 0.050704 | 0.077223 | 808.5 | Domestic Hot Water |  | Whole Building | 1
WholeBuilding | Commercial Strategic Energy Management | Commercial Strategic Energy Management |  | Commercial | Existing | Schools K-12 | FPL Blend | per facility | 49603.8448 | 48810.1829 | 793.6619 | 0.016 | 10 | 0.084128 | 0.094446 | 1573.5 | Interior Lighting |  | Whole Building | 1
WholeBuilding | Commercial Strategic Energy Management | Commercial Strategic Energy Management | No active energy management | Commercial | New | Schools K-12 | FPL Blend | per facility | 49603.8448 | 48810.1829 | 793.6619 | 0.016 | 10 | 0.084128 | 0.094446 | 1573.5 | Interior Lighting |  | Whole Building | 1
WholeBuilding | Commercial Strategic Energy Management | Commercial Strategic Energy Management |  | Commercial | Existing | Schools K-12 | FPL Blend | per facility | 3262.7886 | 3210.584 | 52.2046 | 0.016 | 10 | 0 | 0.0054293 | 103.5 | Exterior Lighting |  | Whole Building | 1
WholeBuilding | Commercial Strategic Energy Management | Commercial Strategic Energy Management | No active energy management | Commercial | New | Schools K-12 | FPL Blend | per facility | 3262.7886 | 3210.584 | 52.2046 | 0.016 | 10 | 0 | 0.0054293 | 103.5 | Exterior Lighting |  | Whole Building | 1
WholeBuilding | Commercial Strategic Energy Management | Commercial Strategic Energy Management |  | Commercial | Existing | Schools K-12 | FPL Blend | per facility | 1938.7585 | 1907.7383 | 31.0201 | 0.016 | 10 | 0.0018302 | 0.0033192 | 61.5 | Cooking |  | Whole Building | 1
WholeBuilding | Commercial Strategic Energy Management | Commercial Strategic Energy Management | No active energy management | Commercial | New | Schools K-12 | FPL Blend | per facility | 1938.7585 | 1907.7383 | 31.0201 | 0.016 | 10 | 0.0018302 | 0.0033192 | 61.5 | Cooking |  | Whole Building | 1
WholeBuilding | Commercial Strategic Energy Management | Commercial Strategic Energy Management |  | Commercial | Existing | Schools K-12 | FPL Blend | per facility | 9693.7924 | 9538.6916 | 155.1007 | 0.016 | 10 | 0.022179 | 0.017992 | 307.5 | Refrigeration |  | Whole Building | 1
WholeBuilding | Commercial Strategic Energy Management | Commercial Strategic Energy Management | No active energy management | Commercial | New | Schools K-12 | FPL Blend | per facility | 9693.7924 | 9538.6916 | 155.1007 | 0.016 | 10 | 0.022179 | 0.017992 | 307.5 | Refrigeration |  | Whole Building | 1
WholeBuilding | Commercial Strategic Energy Management | Commercial Strategic Energy Management |  | Commercial | Existing | Schools K-12 | FPL Blend | per facility | 20427.8941 | 20101.0477 | 326.8464 | 0.016 | 10 | 0.033665 | 0.034973 | 648 | Office Equipment |  | Whole Building | 1
WholeBuilding | Commercial Strategic Energy Management | Commercial Strategic Energy Management | No active energy management | Commercial | New | Schools K-12 | FPL Blend | per facility | 20427.8941 | 20101.0477 | 326.8464 | 0.016 | 10 | 0.033665 | 0.034973 | 648 | Office Equipment |  | Whole Building | 1
WholeBuilding | Commercial Strategic Energy Management | Commercial Strategic Energy Management |  | Commercial | Existing | Schools K-12 | FPL Blend | per facility | 107955.7461 | 106228.4534 | 1727.2927 | 0.016 | 10 | 0.17791 | 0.18482 | 3424.5 | Miscellaneous |  | Whole Building | 1
WholeBuilding | Commercial Strategic Energy Management | Commercial Strategic Energy Management | No active energy management | Commercial | New | Schools K-12 | FPL Blend | per facility | 107955.7461 | 106228.4534 | 1727.2927 | 0.016 | 10 | 0.17791 | 0.18482 | 3424.5 | Miscellaneous |  | Whole Building | 1
WholeBuilding | Commercial Strategic Energy Management | Commercial Strategic Energy Management |  | Commercial | Existing | Warehouse | FPL Blend | per facility | 8562.7412 | 8425.7376 | 137.0037 | 0.016 | 10 | 0 | 0.31212 | 1383 | Space Heating |  | Whole Building | 1
WholeBuilding | Commercial Strategic Energy Management | Commercial Strategic Energy Management | No active energy management | Commercial | New | Warehouse | FPL Blend | per facility | 8562.7412 | 8425.7376 | 137.0037 | 0.016 | 10 | 0 | 0.31212 | 1383 | Space Heating |  | Whole Building | 1
WholeBuilding | Commercial Strategic Energy Management | Commercial Strategic Energy Management |  | Commercial | Existing | Warehouse | FPL Blend | per facility | 19363.6827 | 19053.8642 | 309.8185 | 0.016 | 10 | 0.10319 | 0 | 3127.5 | Space Cooling |  | Whole Building | 1
WholeBuilding | Commercial Strategic Energy Management | Commercial Strategic Energy Management | No active energy management | Commercial | New | Warehouse | FPL Blend | per facility | 19363.6827 | 19053.8642 | 309.8185 | 0.016 | 10 | 0.10319 | 0 | 3127.5 | Space Cooling |  | Whole Building | 1
WholeBuilding | Commercial Strategic Energy Management | Commercial Strategic Energy Management |  | Commercial | Existing | Warehouse | FPL Blend | per facility | 4801.4503 | 4724.6272 | 76.8231 | 0.016 | 10 | 0.014059 | 0.009987 | 775.5 | Ventilation and Circulation |  | Whole Building | 1
WholeBuilding | Commercial Strategic Energy Management | Commercial Strategic Energy Management | No active energy management | Commercial | New | Warehouse | FPL Blend | per facility | 4801.4503 | 4724.6272 | 76.8231 | 0.016 | 10 | 0.014059 | 0.009987 | 775.5 | Ventilation and Circulation |  | Whole Building | 1
WholeBuilding | Commercial Strategic Energy Management | Commercial Strategic Energy Management |  | Commercial | Existing | Warehouse | FPL Blend | per facility | 854.4167 | 840.746 | 13.6706 | 0.016 | 10 | 0.0016998 | 0.0025887 | 138 | Domestic Hot Water |  | Whole Building | 1
WholeBuilding | Commercial Strategic Energy Management | Commercial Strategic Energy Management | No active energy management | Commercial | New | Warehouse | FPL Blend | per facility | 854.4167 | 840.746 | 13.6706 | 0.016 | 10 | 0.0016998 | 0.0025887 | 138 | Domestic Hot Water |  | Whole Building | 1
WholeBuilding | Commercial Strategic Energy Management | Commercial Strategic Energy Management |  | Commercial | Existing | Warehouse | FPL Blend | per facility | 17868.4535 | 17582.5587 | 285.8949 | 0.016 | 10 | 0.04803 | 0.034307 | 2886 | Interior Lighting |  | Whole Building | 1
WholeBuilding | Commercial Strategic Energy Management | Commercial Strategic Energy Management | No active energy management | Commercial | New | Warehouse | FPL Blend | per facility | 17868.4535 | 17582.5587 | 285.8949 | 0.016 | 10 | 0.04803 | 0.034307 | 2886 | Interior Lighting |  | Whole Building | 1
WholeBuilding | Commercial Strategic Energy Management | Commercial Strategic Energy Management |  | Commercial | Existing | Warehouse | FPL Blend | per facility | 1179.4665 | 1160.5951 | 18.8714 | 0.016 | 10 | 0 | 0.0018117 | 190.5 | Exterior Lighting |  | Whole Building | 1
WholeBuilding | Commercial Strategic Energy Management | Commercial Strategic Energy Management | No active energy management | Commercial | New | Warehouse | FPL Blend | per facility | 1179.4665 | 1160.5951 | 18.8714 | 0.016 | 10 | 0 | 0.0018117 | 190.5 | Exterior Lighting |  | Whole Building | 1
WholeBuilding | Commercial Strategic Energy Management | Commercial Strategic Energy Management |  | Commercial | Existing | Warehouse | FPL Blend | per facility | 0 | 0 | 0 | 0 | 10 | 0 | 0 | 0 | Cooking |  | Whole Building | 1
WholeBuilding | Commercial Strategic Energy Management | Commercial Strategic Energy Management | No active energy management | Commercial | New | Warehouse | FPL Blend | per facility | 0 | 0 | 0 | 0 | 10 | 0 | 0 | 0 | Cooking |  | Whole Building | 1
WholeBuilding | Commercial Strategic Energy Management | Commercial Strategic Energy Management |  | Commercial | Existing | Warehouse | FPL Blend | per facility | 2767.5671 | 2723.2861 | 44.281 | 0.016 | 10 | 0.0063322 | 0.0051366 | 447 | Refrigeration |  | Whole Building | 1
WholeBuilding | Commercial Strategic Energy Management | Commercial Strategic Energy Management | No active energy management | Commercial | New | Warehouse | FPL Blend | per facility | 2767.5671 | 2723.2861 | 44.281 | 0.016 | 10 | 0.0063322 | 0.0051366 | 447 | Refrigeration |  | Whole Building | 1
WholeBuilding | Commercial Strategic Energy Management | Commercial Strategic Energy Management |  | Commercial | Existing | Warehouse | FPL Blend | per facility | 5479.4114 | 5391.741 | 87.6705 | 0.016 | 10 | 0.013414 | 0.0097314 | 885 | Office Equipment |  | Whole Building | 1
WholeBuilding | Commercial Strategic Energy Management | Commercial Strategic Energy Management | No active energy management | Commercial | New | Warehouse | FPL Blend | per facility | 5479.4114 | 5391.741 | 87.6705 | 0.016 | 10 | 0.013414 | 0.0097314 | 885 | Office Equipment |  | Whole Building | 1
WholeBuilding | Commercial Strategic Energy Management | Commercial Strategic Energy Management |  | Commercial | Existing | Warehouse | FPL Blend | per facility | 31994.1904 | 31482.2841 | 511.9063 | 0.016 | 10 | 0.078322 | 0.056822 | 5167.5 | Miscellaneous |  | Whole Building | 1
WholeBuilding | Commercial Strategic Energy Management | Commercial Strategic Energy Management | No active energy management | Commercial | New | Warehouse | FPL Blend | per facility | 31994.1904 | 31482.2841 | 511.9063 | 0.016 | 10 | 0.078322 | 0.056822 | 5167.5 | Miscellaneous |  | Whole Building | 1
NonEquipment | Chiller maintenance | O&M improvements to restore chiller performance |  | Commercial | Existing | Assembly | FPL Blend | Per End Use Consumption | 124835.85 | 118594.06 | 6241.79 | 0.05 | 5 | 7.1431 | 0.039196 | 915.78 | Space Cooling |  | Central chillers inside | 1
NonEquipment | Chiller maintenance | O&M improvements to restore chiller performance |  | Commercial | Existing | College and University | FPL Blend | Per End Use Consumption | 50239.28 | 47727.32 | 2511.96 | 0.05 | 5 | 2.8747 | 0.015774 | 368.55 | Space Cooling |  | Central chillers inside | 1
NonEquipment | Chiller maintenance | O&M improvements to restore chiller performance |  | Commercial | Existing | Data Center | FPL Blend | Per End Use Consumption | 246589.32 | 234259.85 | 12329.47 | 0.05 | 5 | 14.1098 | 0.077423 | 1808.95 | Space Cooling |  | Central chillers inside | 1
NonEquipment | Chiller maintenance | O&M improvements to restore chiller performance |  | Commercial | Existing | Grocery | FPL Blend | Per End Use Consumption | 10146.03 | 9638.73 | 507.3 | 0.05 | 5 | 0.58055 | 0.0031856 | 74.43 | Space Cooling |  | Central chillers inside | 1
NonEquipment | Chiller maintenance | O&M improvements to restore chiller performance |  | Commercial | Existing | Healthcare | FPL Blend | Per End Use Consumption | 21063.51 | 20010.33 | 1053.18 | 0.05 | 5 | 1.2053 | 0.0066135 | 154.52 | Space Cooling |  | Central chillers inside | 1
NonEquipment | Chiller maintenance | O&M improvements to restore chiller performance |  | Commercial | Existing | Hospitals | FPL Blend | Per End Use Consumption | 1853377.69 | 1760708.81 | 92668.88 | 0.05 | 5 | 106.0503 | 0.58192 | 13596.19 | Space Cooling |  | Central chillers inside | 1
NonEquipment | Chiller maintenance | O&M improvements to restore chiller performance |  | Commercial | Existing | Institutional | FPL Blend | Per End Use Consumption | 24647.04 | 23414.69 | 1232.35 | 0.05 | 5 | 1.4103 | 0.0077386 | 180.81 | Space Cooling |  | Central chillers inside | 1
NonEquipment | Chiller maintenance | O&M improvements to restore chiller performance |  | Commercial | Existing | Lodging/Hospitality | FPL Blend | Per End Use Consumption | 200655.84 | 190623.05 | 10032.79 | 0.05 | 5 | 11.4815 | 0.063001 | 1471.99 | Space Cooling |  | Central chillers inside | 1
NonEquipment | Chiller maintenance | O&M improvements to restore chiller performance |  | Commercial | Existing | Miscellaneous | FPL Blend | Per End Use Consumption | 44622.6 | 42391.47 | 2231.13 | 0.05 | 5 | 2.5533 | 0.01401 | 327.35 | Space Cooling |  | Central chillers inside | 1
NonEquipment | Chiller maintenance | O&M improvements to restore chiller performance |  | Commercial | Existing | Offices | FPL Blend | Per End Use Consumption | 56539.56 | 53712.58 | 2826.98 | 0.05 | 5 | 3.2352 | 0.017752 | 414.77 | Space Cooling |  | Central chillers inside | 1
NonEquipment | Chiller maintenance | O&M improvements to restore chiller performance |  | Commercial | Existing | Restaurants | FPL Blend | Per End Use Consumption | 48502.8 | 46077.66 | 2425.14 | 0.05 | 5 | 2.7753 | 0.015229 | 355.81 | Space Cooling |  | Central chillers inside | 1
NonEquipment | Chiller maintenance | O&M improvements to restore chiller performance |  | Commercial | Existing | Retail | FPL Blend | Per End Use Consumption | 71635.38 | 68053.61 | 3581.77 | 0.05 | 5 | 4.099 | 0.022492 | 525.51 | Space Cooling |  | Central chillers inside | 1
NonEquipment | Chiller maintenance | O&M improvements to restore chiller performance |  | Commercial | Existing | Schools K-12 | FPL Blend | Per End Use Consumption | 160602.9 | 152572.75 | 8030.15 | 0.05 | 5 | 9.1897 | 0.050426 | 1178.17 | Space Cooling |  | Central chillers inside | 1
NonEquipment | Chiller maintenance | O&M improvements to restore chiller performance |  | Commercial | Existing | Warehouse | FPL Blend | Per End Use Consumption | 19405.96 | 18435.66 | 970.3 | 0.05 | 5 | 1.1104 | 0.006093 | 142.36 | Space Cooling |  | Central chillers inside | 1
NonEquipment | Ceiling Insulation(R2 to R38) | Blown-in insulation in ceiling cavity/attic | Market Average Existing Ceiling Insulation in older steep slope, residential style commercial building | Commercial | Existing | Assembly | FPL Blend | Per End Use Consumption | 124835.85 | 118916.98 | 5918.87 | 0.047413 | 30 | 1.9714 | 0 | 9820.5668 | Space Cooling |  | Heat Pump Cooling | 1
NonEquipment | Ceiling Insulation(R2 to R38) | Blown-in insulation in ceiling cavity/attic | Market Average Existing Ceiling Insulation in older steep slope, residential style commercial building | Commercial | New | Assembly | FPL Blend | Per End Use Consumption | 124835.85 | 118916.98 | 5918.87 | 0.047413 | 30 | 1.9714 | 0 | 9820.5668 | Space Cooling |  | Heat Pump Cooling | 1
NonEquipment | Ceiling Insulation(R2 to R38) | Blown-in insulation in ceiling cavity/attic | Market Average Existing Ceiling Insulation in older steep slope, residential style commercial building | Commercial | Existing | College and University | FPL Blend | Per End Use Consumption | 50239.28 | 40399.51 | 9839.77 | 0.19586 | 30 | 1.995 | 0 | 14750.4288 | Space Cooling |  | Heat Pump Cooling | 1
NonEquipment | Ceiling Insulation(R2 to R38) | Blown-in insulation in ceiling cavity/attic | Market Average Existing Ceiling Insulation in older steep slope, residential style commercial building | Commercial | New | College and University | FPL Blend | Per End Use Consumption | 50239.28 | 40399.51 | 9839.77 | 0.19586 | 30 | 1.995 | 0 | 14750.4288 | Space Cooling |  | Heat Pump Cooling | 1
NonEquipment | Ceiling Insulation(R2 to R38) | Blown-in insulation in ceiling cavity/attic | Market Average Existing Ceiling Insulation in older steep slope, residential style commercial building | Commercial | Existing | Data Center | FPL Blend | Per End Use Consumption | 246589.32 | 188875.71 | 57713.61 | 0.23405 | 30 | 11.7015 | 0 | 46584.9297 | Space Cooling |  | Heat Pump Cooling | 1
NonEquipment | Ceiling Insulation(R2 to R38) | Blown-in insulation in ceiling cavity/attic | Market Average Existing Ceiling Insulation in older steep slope, residential style commercial building | Commercial | New | Data Center | FPL Blend | Per End Use Consumption | 246589.32 | 188875.71 | 57713.61 | 0.23405 | 30 | 11.7015 | 0 | 46584.9297 | Space Cooling |  | Heat Pump Cooling | 1
NonEquipment | Ceiling Insulation(R2 to R38) | Blown-in insulation in ceiling cavity/attic | Market Average Existing Ceiling Insulation in older steep slope, residential style commercial building | Commercial | Existing | Grocery | FPL Blend | Per End Use Consumption | 10146.03 | 9350.49 | 795.54 | 0.078409 | 30 | 0.2256 | 0 | 2272.9927 | Space Cooling |  | Heat Pump Cooling | 1
NonEquipment | Ceiling Insulation(R2 to R38) | Blown-in insulation in ceiling cavity/attic | Market Average Existing Ceiling Insulation in older steep slope, residential style commercial building | Commercial | New | Grocery | FPL Blend | Per End Use Consumption | 10146.03 | 9350.49 | 795.54 | 0.078409 | 30 | 0.2256 | 0 | 2272.9927 | Space Cooling |  | Heat Pump Cooling | 1
NonEquipment | Ceiling Insulation(R2 to R38) | Blown-in insulation in ceiling cavity/attic | Market Average Existing Ceiling Insulation in older steep slope, residential style commercial building | Commercial | Existing | Healthcare | FPL Blend | Per End Use Consumption | 21063.51 | 12536.62 | 8526.89 | 0.40482 | 30 | 1.7288 | 0 | 6543.138 | Space Cooling |  | Heat Pump Cooling | 1
NonEquipment | Ceiling Insulation(R2 to R38) | Blown-in insulation in ceiling cavity/attic | Market Average Existing Ceiling Insulation in older steep slope, residential style commercial building | Commercial | New | Healthcare | FPL Blend | Per End Use Consumption | 21063.51 | 12536.62 | 8526.89 | 0.40482 | 30 | 1.7288 | 0 | 6543.138 | Space Cooling |  | Heat Pump Cooling | 1
NonEquipment | Ceiling Insulation(R2 to R38) | Blown-in insulation in ceiling cavity/attic | Market Average Existing Ceiling Insulation in older steep slope, residential style commercial building | Commercial | Existing | Hospitals | FPL Blend | Per End Use Consumption | 1853377.69 | 1772096.03 | 81281.66 | 0.043856 | 30 | 16.48 | 0 | 65608.4363 | Space Cooling |  | Heat Pump Cooling | 1
NonEquipment | Ceiling Insulation(R2 to R38) | Blown-in insulation in ceiling cavity/attic | Market Average Existing Ceiling Insulation in older steep slope, residential style commercial building | Commercial | New | Hospitals | FPL Blend | Per End Use Consumption | 1853377.69 | 1772096.03 | 81281.66 | 0.043856 | 30 | 16.48 | 0 | 65608.4363 | Space Cooling |  | Heat Pump Cooling | 1
NonEquipment | Ceiling Insulation(R2 to R38) | Blown-in insulation in ceiling cavity/attic | Market Average Existing Ceiling Insulation in older steep slope, residential style commercial building | Commercial | Existing | Institutional | FPL Blend | Per End Use Consumption | 24647.04 | 21803.45 | 2843.59 | 0.11537 | 30 | 0.57654 | 0 | 8604.6671 | Space Cooling |  | Heat Pump Cooling | 1
NonEquipment | Ceiling Insulation(R2 to R38) | Blown-in insulation in ceiling cavity/attic | Market Average Existing Ceiling Insulation in older steep slope, residential style commercial building | Commercial | New | Institutional | FPL Blend | Per End Use Consumption | 24647.04 | 21803.45 | 2843.59 | 0.11537 | 30 | 0.57654 | 0 | 8604.6671 | Space Cooling |  | Heat Pump Cooling | 1
NonEquipment | Ceiling Insulation(R2 to R38) | Blown-in insulation in ceiling cavity/attic | Market Average Existing Ceiling Insulation in older steep slope, residential style commercial building | Commercial | Existing | Lodging/Hospitality | FPL Blend | Per End Use Consumption | 200655.84 | 186984.45 | 13671.39 | 0.068134 | 30 | 2.6182 | 0 | 13848.9965 | Space Cooling |  | Heat Pump Cooling | 1
NonEquipment | Ceiling Insulation(R2 to R38) | Blown-in insulation in ceiling cavity/attic | Market Average Existing Ceiling Insulation in older steep slope, residential style commercial building | Commercial | New | Lodging/Hospitality | FPL Blend | Per End Use Consumption | 200655.84 | 186984.45 | 13671.39 | 0.068134 | 30 | 2.6182 | 0 | 13848.9965 | Space Cooling |  | Heat Pump Cooling | 1
NonEquipment | Ceiling Insulation(R2 to R38) | Blown-in insulation in ceiling cavity/attic | Market Average Existing Ceiling Insulation in older steep slope, residential style commercial building | Commercial | Existing | Miscellaneous | FPL Blend | Per End Use Consumption | 44622.6 | 37540.32 | 7082.28 | 0.15872 | 30 | 2.3588 | 0 | 21047.1185 | Space Cooling |  | Heat Pump Cooling | 1
NonEquipment | Ceiling Insulation(R2 to R38) | Blown-in insulation in ceiling cavity/attic | Market Average Existing Ceiling Insulation in older steep slope, residential style commercial building | Commercial | New | Miscellaneous | FPL Blend | Per End Use Consumption | 44622.6 | 37540.32 | 7082.28 | 0.15872 | 30 | 2.3588 | 0 | 21047.1185 | Space Cooling |  | Heat Pump Cooling | 1
NonEquipment | Ceiling Insulation(R2 to R38) | Blown-in insulation in ceiling cavity/attic | Market Average Existing Ceiling Insulation in older steep slope, residential style commercial building | Commercial | Existing | Offices | FPL Blend | Per End Use Consumption | 56539.56 | 49194.82 | 7344.74 | 0.1299 | 30 | 2.4463 | 0 | 10950.245 | Space Cooling |  | Heat Pump Cooling | 1
NonEquipment | Ceiling Insulation(R2 to R38) | Blown-in insulation in ceiling cavity/attic | Market Average Existing Ceiling Insulation in older steep slope, residential style commercial building | Commercial | New | Offices | FPL Blend | Per End Use Consumption | 56539.56 | 49194.82 | 7344.74 | 0.1299 | 30 | 2.4463 | 0 | 10950.245 | Space Cooling |  | Heat Pump Cooling | 1
NonEquipment | Ceiling Insulation(R2 to R38) | Blown-in insulation in ceiling cavity/attic | Market Average Existing Ceiling Insulation in older steep slope, residential style commercial building | Commercial | Existing | Restaurants | FPL Blend | Per End Use Consumption | 48502.8 | 45010.58 | 3492.22 | 0.072 | 30 | 0.99032 | 0 | 3468.6989 | Space Cooling |  | Heat Pump Cooling | 1
NonEquipment | Ceiling Insulation(R2 to R38) | Blown-in insulation in ceiling cavity/attic | Market Average Existing Ceiling Insulation in older steep slope, residential style commercial building | Commercial | New | Restaurants | FPL Blend | Per End Use Consumption | 48502.8 | 45010.58 | 3492.22 | 0.072 | 30 | 0.99032 | 0 | 3468.6989 | Space Cooling |  | Heat Pump Cooling | 1
NonEquipment | Ceiling Insulation(R2 to R38) | Blown-in insulation in ceiling cavity/attic | Market Average Existing Ceiling Insulation in older steep slope, residential style commercial building | Commercial | Existing | Retail | FPL Blend | Per End Use Consumption | 71635.38 | 55462.31 | 16173.07 | 0.22577 | 30 | 5.3866 | 0 | 20711.0626 | Space Cooling |  | Heat Pump Cooling | 1
NonEquipment | Ceiling Insulation(R2 to R38) | Blown-in insulation in ceiling cavity/attic | Market Average Existing Ceiling Insulation in older steep slope, residential style commercial building | Commercial | New | Retail | FPL Blend | Per End Use Consumption | 71635.38 | 55462.31 | 16173.07 | 0.22577 | 30 | 5.3866 | 0 | 20711.0626 | Space Cooling |  | Heat Pump Cooling | 1
NonEquipment | Ceiling Insulation(R2 to R38) | Blown-in insulation in ceiling cavity/attic | Market Average Existing Ceiling Insulation in older steep slope, residential style commercial building | Commercial | Existing | Schools K-12 | FPL Blend | Per End Use Consumption | 160602.9 | 145145.76 | 15457.14 | 0.096244 | 30 | 5.1482 | 0 | 22709.8798 | Space Cooling |  | Heat Pump Cooling | 1
NonEquipment | Ceiling Insulation(R2 to R38) | Blown-in insulation in ceiling cavity/attic | Market Average Existing Ceiling Insulation in older steep slope, residential style commercial building | Commercial | New | Schools K-12 | FPL Blend | Per End Use Consumption | 160602.9 | 145145.76 | 15457.14 | 0.096244 | 30 | 5.1482 | 0 | 22709.8798 | Space Cooling |  | Heat Pump Cooling | 1
NonEquipment | Ceiling Insulation(R2 to R38) | Blown-in insulation in ceiling cavity/attic | Market Average Existing Ceiling Insulation in older steep slope, residential style commercial building | Commercial | Existing | Warehouse | FPL Blend | Per End Use Consumption | 19405.96 | 17240.95 | 2165.01 | 0.11156 | 30 | 0.72108 | 0 | 14392.6793 | Space Cooling |  | Heat Pump Cooling | 1
NonEquipment | Ceiling Insulation(R2 to R38) | Blown-in insulation in ceiling cavity/attic | Market Average Existing Ceiling Insulation in older steep slope, residential style commercial building | Commercial | New | Warehouse | FPL Blend | Per End Use Consumption | 19405.96 | 17240.95 | 2165.01 | 0.11156 | 30 | 0.72108 | 0 | 14392.6793 | Space Cooling |  | Heat Pump Cooling | 1
NonEquipment | Ceiling Insulation(R2 to R38) | Blown-in insulation in ceiling cavity/attic | Market Average Existing Ceiling Insulation in older steep slope, residential style commercial building | Commercial | Existing | Assembly | FPL Blend | Per End Use Consumption | 15896.7 | 15751.67 | 145.03 | 0.0091233 | 30 | 0 | 0.3304 | 240.6332 | Space Heating |  | Packaged central unit | 1
NonEquipment | Ceiling Insulation(R2 to R38) | Blown-in insulation in ceiling cavity/attic | Market Average Existing Ceiling Insulation in older steep slope, residential style commercial building | Commercial | New | Assembly | FPL Blend | Per End Use Consumption | 15896.7 | 15751.67 | 145.03 | 0.0091233 | 30 | 0 | 0.3304 | 240.6332 | Space Heating |  | Packaged central unit | 1
NonEquipment | Ceiling Insulation(R2 to R38) | Blown-in insulation in ceiling cavity/attic | Market Average Existing Ceiling Insulation in older steep slope, residential style commercial building | Commercial | Existing | College and University | FPL Blend | Per End Use Consumption | 7804.16 | 7586.83 | 217.33 | 0.027848 | 30 | 0 | 0.041812 | 325.7912 | Space Heating |  | Packaged central unit | 1
NonEquipment | Ceiling Insulation(R2 to R38) | Blown-in insulation in ceiling cavity/attic | Market Average Existing Ceiling Insulation in older steep slope, residential style commercial building | Commercial | New | College and University | FPL Blend | Per End Use Consumption | 7804.16 | 7586.83 | 217.33 | 0.027848 | 30 | 0 | 0.041812 | 325.7912 | Space Heating |  | Packaged central unit | 1
NonEquipment | Ceiling Insulation(R2 to R38) | Blown-in insulation in ceiling cavity/attic | Market Average Existing Ceiling Insulation in older steep slope, residential style commercial building | Commercial | Existing | Data Center | FPL Blend | Per End Use Consumption | 59557.59 | 58326.17 | 1231.42 | 0.020676 | 30 | 0 | 0.23691 | 993.9703 | Space Heating |  | Packaged central unit | 1
NonEquipment | Ceiling Insulation(R2 to R38) | Blown-in insulation in ceiling cavity/attic | Market Average Existing Ceiling Insulation in older steep slope, residential style commercial building | Commercial | New | Data Center | FPL Blend | Per End Use Consumption | 59557.59 | 58326.17 | 1231.42 | 0.020676 | 30 | 0 | 0.23691 | 993.9703 | Space Heating |  | Packaged central unit | 1
NonEquipment | Ceiling Insulation(R2 to R38) | Blown-in insulation in ceiling cavity/attic | Market Average Existing Ceiling Insulation in older steep slope, residential style commercial building | Commercial | Existing | Grocery | FPL Blend | Per End Use Consumption | 6897.17 | 6836.24 | 60.93 | 0.0088341 | 30 | 0 | 0.046827 | 174.0873 | Space Heating |  | Packaged central unit | 1
NonEquipment | Ceiling Insulation(R2 to R38) | Blown-in insulation in ceiling cavity/attic | Market Average Existing Ceiling Insulation in older steep slope, residential style commercial building | Commercial | New | Grocery | FPL Blend | Per End Use Consumption | 6897.17 | 6836.24 | 60.93 | 0.0088341 | 30 | 0 | 0.046827 | 174.0873 | Space Heating |  | Packaged central unit | 1
NonEquipment | Ceiling Insulation(R2 to R38) | Blown-in insulation in ceiling cavity/attic | Market Average Existing Ceiling Insulation in older steep slope, residential style commercial building | Commercial | Existing | Healthcare | FPL Blend | Per End Use Consumption | 10674.72 | 10524.2 | 150.52 | 0.014101 | 30 | 0 | 0.028959 | 115.502 | Space Heating |  | Packaged central unit | 1
NonEquipment | Ceiling Insulation(R2 to R38) | Blown-in insulation in ceiling cavity/attic | Market Average Existing Ceiling Insulation in older steep slope, residential style commercial building | Commercial | New | Healthcare | FPL Blend | Per End Use Consumption | 10674.72 | 10524.2 | 150.52 | 0.014101 | 30 | 0 | 0.028959 | 115.502 | Space Heating |  | Packaged central unit | 1
NonEquipment | Ceiling Insulation(R2 to R38) | Blown-in insulation in ceiling cavity/attic | Market Average Existing Ceiling Insulation in older steep slope, residential style commercial building | Commercial | Existing | Hospitals | FPL Blend | Per End Use Consumption | 218709.88 | 216975.59 | 1734.29 | 0.0079296 | 30 | 0 | 0.33366 | 1399.8737 | Space Heating |  | Packaged central unit | 1
NonEquipment | Ceiling Insulation(R2 to R38) | Blown-in insulation in ceiling cavity/attic | Market Average Existing Ceiling Insulation in older steep slope, residential style commercial building | Commercial | New | Hospitals | FPL Blend | Per End Use Consumption | 218709.88 | 216975.59 | 1734.29 | 0.0079296 | 30 | 0 | 0.33366 | 1399.8737 | Space Heating |  | Packaged central unit | 1
NonEquipment | Ceiling Insulation(R2 to R38) | Blown-in insulation in ceiling cavity/attic | Market Average Existing Ceiling Insulation in older steep slope, residential style commercial building | Commercial | Existing | Institutional | FPL Blend | Per End Use Consumption | 7344.32 | 7233 | 111.32 | 0.015157 | 30 | 0 | 0.021417 | 336.8529 | Space Heating |  | Packaged central unit | 1
NonEquipment | Ceiling Insulation(R2 to R38) | Blown-in insulation in ceiling cavity/attic | Market Average Existing Ceiling Insulation in older steep slope, residential style commercial building | Commercial | New | Institutional | FPL Blend | Per End Use Consumption | 7344.32 | 7233 | 111.32 | 0.015157 | 30 | 0 | 0.021417 | 336.8529 | Space Heating |  | Packaged central unit | 1
NonEquipment | Ceiling Insulation(R2 to R38) | Blown-in insulation in ceiling cavity/attic | Market Average Existing Ceiling Insulation in older steep slope, residential style commercial building | Commercial | Existing | Lodging/Hospitality | FPL Blend | Per End Use Consumption | 23018.96 | 22807.01 | 211.95 | 0.0092076 | 30 | 0 | 0.13961 | 214.7035 | Space Heating |  | Packaged central unit | 1
NonEquipment | Ceiling Insulation(R2 to R38) | Blown-in insulation in ceiling cavity/attic | Market Average Existing Ceiling Insulation in older steep slope, residential style commercial building | Commercial | New | Lodging/Hospitality | FPL Blend | Per End Use Consumption | 23018.96 | 22807.01 | 211.95 | 0.0092076 | 30 | 0 | 0.13961 | 214.7035 | Space Heating |  | Packaged central unit | 1
NonEquipment | Ceiling Insulation(R2 to R38) | Blown-in insulation in ceiling cavity/attic | Market Average Existing Ceiling Insulation in older steep slope, residential style commercial building | Commercial | Existing | Miscellaneous | FPL Blend | Per End Use Consumption | 25015.7 | 24846.25 | 169.45 | 0.0067737 | 30 | 0 | 0.38603 | 503.5715 | Space Heating |  | Packaged central unit | 1
NonEquipment | Ceiling Insulation(R2 to R38) | Blown-in insulation in ceiling cavity/attic | Market Average Existing Ceiling Insulation in older steep slope, residential style commercial building | Commercial | New | Miscellaneous | FPL Blend | Per End Use Consumption | 25015.7 | 24846.25 | 169.45 | 0.0067737 | 30 | 0 | 0.38603 | 503.5715 | Space Heating |  | Packaged central unit | 1
NonEquipment | Ceiling Insulation(R2 to R38) | Blown-in insulation in ceiling cavity/attic | Market Average Existing Ceiling Insulation in older steep slope, residential style commercial building | Commercial | Existing | Offices | FPL Blend | Per End Use Consumption | 28712.88 | 28618.41 | 94.47 | 0.0032902 | 30 | 0 | 0.21522 | 140.845 | Space Heating |  | Packaged central unit | 1
NonEquipment | Ceiling Insulation(R2 to R38) | Blown-in insulation in ceiling cavity/attic | Market Average Existing Ceiling Insulation in older steep slope, residential style commercial building | Commercial | New | Offices | FPL Blend | Per End Use Consumption | 28712.88 | 28618.41 | 94.47 | 0.0032902 | 30 | 0 | 0.21522 | 140.845 | Space Heating |  | Packaged central unit | 1
NonEquipment | Ceiling Insulation(R2 to R38) | Blown-in insulation in ceiling cavity/attic | Market Average Existing Ceiling Insulation in older steep slope, residential style commercial building | Commercial | Existing | Restaurants | FPL Blend | Per End Use Consumption | 17714.5 | 17520.16 | 194.34 | 0.010971 | 30 | 0 | 0.14936 | 193.0311 | Space Heating |  | Packaged central unit | 1
NonEquipment | Ceiling Insulation(R2 to R38) | Blown-in insulation in ceiling cavity/attic | Market Average Existing Ceiling Insulation in older steep slope, residential style commercial building | Commercial | New | Restaurants | FPL Blend | Per End Use Consumption | 17714.5 | 17520.16 | 194.34 | 0.010971 | 30 | 0 | 0.14936 | 193.0311 | Space Heating |  | Packaged central unit | 1
NonEquipment | Ceiling Insulation(R2 to R38) | Blown-in insulation in ceiling cavity/attic | Market Average Existing Ceiling Insulation in older steep slope, residential style commercial building | Commercial | Existing | Retail | FPL Blend | Per End Use Consumption | 25434.06 | 24711.02 | 723.04 | 0.028428 | 30 | 0 | 1.6472 | 925.9174 | Space Heating |  | Packaged central unit | 1
NonEquipment | Ceiling Insulation(R2 to R38) | Blown-in insulation in ceiling cavity/attic | Market Average Existing Ceiling Insulation in older steep slope, residential style commercial building | Commercial | New | Retail | FPL Blend | Per End Use Consumption | 25434.06 | 24711.02 | 723.04 | 0.028428 | 30 | 0 | 1.6472 | 925.9174 | Space Heating |  | Packaged central unit | 1
NonEquipment | Ceiling Insulation(R2 to R38) | Blown-in insulation in ceiling cavity/attic | Market Average Existing Ceiling Insulation in older steep slope, residential style commercial building | Commercial | Existing | Schools K-12 | FPL Blend | Per End Use Consumption | 50002.14 | 49269.62 | 732.52 | 0.01465 | 30 | 0 | 1.6688 | 1076.2302 | Space Heating |  | Packaged central unit | 1
NonEquipment | Ceiling Insulation(R2 to R38) | Blown-in insulation in ceiling cavity/attic | Market Average Existing Ceiling Insulation in older steep slope, residential style commercial building | Commercial | New | Schools K-12 | FPL Blend | Per End Use Consumption | 50002.14 | 49269.62 | 732.52 | 0.01465 | 30 | 0 | 1.6688 | 1076.2302 | Space Heating |  | Packaged central unit | 1
NonEquipment | Ceiling Insulation(R2 to R38) | Blown-in insulation in ceiling cavity/attic | Market Average Existing Ceiling Insulation in older steep slope, residential style commercial building | Commercial | Existing | Warehouse | FPL Blend | Per End Use Consumption | 8514.86 | 8395.45 | 119.41 | 0.014024 | 30 | 0 | 0.27203 | 793.8207 | Space Heating |  | Packaged central unit | 1
NonEquipment | Ceiling Insulation(R2 to R38) | Blown-in insulation in ceiling cavity/attic | Market Average Existing Ceiling Insulation in older steep slope, residential style commercial building | Commercial | New | Warehouse | FPL Blend | Per End Use Consumption | 8514.86 | 8395.45 | 119.41 | 0.014024 | 30 | 0 | 0.27203 | 793.8207 | Space Heating |  | Packaged central unit | 1
NonEquipment | Ceiling Insulation(R2 to R30) | Blown-in insulation in ceiling cavity/attic | Market Average Existing Ceiling Insulation in older steep slope, residential style commercial building | Commercial | Existing | Assembly | FPL Blend | Per End Use Consumption | 124835.85 | 119156.13 | 5679.72 | 0.045498 | 30 | 1.8917 | 0 | 7702.4081 | Space Cooling |  | Heat Pump Cooling | 1
NonEquipment | Ceiling Insulation(R2 to R30) | Blown-in insulation in ceiling cavity/attic | Market Average Existing Ceiling Insulation in older steep slope, residential style commercial building | Commercial | New | Assembly | FPL Blend | Per End Use Consumption | 124835.85 | 119156.13 | 5679.72 | 0.045498 | 30 | 1.8917 | 0 | 7702.4081 | Space Cooling |  | Heat Pump Cooling | 1
NonEquipment | Ceiling Insulation(R2 to R30) | Blown-in insulation in ceiling cavity/attic | Market Average Existing Ceiling Insulation in older steep slope, residential style commercial building | Commercial | Existing | College and University | FPL Blend | Per End Use Consumption | 50239.28 | 40797.07 | 9442.21 | 0.18794 | 30 | 1.9144 | 0 | 11568.9566 | Space Cooling |  | Heat Pump Cooling | 1
NonEquipment | Ceiling Insulation(R2 to R30) | Blown-in insulation in ceiling cavity/attic | Market Average Existing Ceiling Insulation in older steep slope, residential style commercial building | Commercial | New | College and University | FPL Blend | Per End Use Consumption | 50239.28 | 40797.07 | 9442.21 | 0.18794 | 30 | 1.9144 | 0 | 11568.9566 | Space Cooling |  | Heat Pump Cooling | 1
NonEquipment | Ceiling Insulation(R2 to R30) | Blown-in insulation in ceiling cavity/attic | Market Average Existing Ceiling Insulation in older steep slope, residential style commercial building | Commercial | Existing | Data Center | FPL Blend | Per End Use Consumption | 246589.32 | 191207.57 | 55381.75 | 0.22459 | 30 | 11.2288 | 0 | 36537.2026 | Space Cooling |  | Heat Pump Cooling | 1
NonEquipment | Ceiling Insulation(R2 to R30) | Blown-in insulation in ceiling cavity/attic | Market Average Existing Ceiling Insulation in older steep slope, residential style commercial building | Commercial | New | Data Center | FPL Blend | Per End Use Consumption | 246589.32 | 191207.57 | 55381.75 | 0.22459 | 30 | 11.2288 | 0 | 36537.2026 | Space Cooling |  | Heat Pump Cooling | 1
NonEquipment | Ceiling Insulation(R2 to R30) | Blown-in insulation in ceiling cavity/attic | Market Average Existing Ceiling Insulation in older steep slope, residential style commercial building | Commercial | Existing | Grocery | FPL Blend | Per End Use Consumption | 10146.03 | 9382.64 | 763.39 | 0.07524 | 30 | 0.21648 | 0 | 1782.7357 | Space Cooling |  | Heat Pump Cooling | 1
NonEquipment | Ceiling Insulation(R2 to R30) | Blown-in insulation in ceiling cavity/attic | Market Average Existing Ceiling Insulation in older steep slope, residential style commercial building | Commercial | New | Grocery | FPL Blend | Per End Use Consumption | 10146.03 | 9382.64 | 763.39 | 0.07524 | 30 | 0.21648 | 0 | 1782.7357 | Space Cooling |  | Heat Pump Cooling | 1
NonEquipment | Ceiling Insulation(R2 to R30) | Blown-in insulation in ceiling cavity/attic | Market Average Existing Ceiling Insulation in older steep slope, residential style commercial building | Commercial | Existing | Healthcare | FPL Blend | Per End Use Consumption | 21063.51 | 12881.14 | 8182.37 | 0.38846 | 30 | 1.659 | 0 | 5131.8791 | Space Cooling |  | Heat Pump Cooling | 1
NonEquipment | Ceiling Insulation(R2 to R30) | Blown-in insulation in ceiling cavity/attic | Market Average Existing Ceiling Insulation in older steep slope, residential style commercial building | Commercial | New | Healthcare | FPL Blend | Per End Use Consumption | 21063.51 | 12881.14 | 8182.37 | 0.38846 | 30 | 1.659 | 0 | 5131.8791 | Space Cooling |  | Heat Pump Cooling | 1
NonEquipment | Ceiling Insulation(R2 to R30) | Blown-in insulation in ceiling cavity/attic | Market Average Existing Ceiling Insulation in older steep slope, residential style commercial building | Commercial | Existing | Hospitals | FPL Blend | Per End Use Consumption | 1853377.69 | 1775380.14 | 77997.55 | 0.042084 | 30 | 15.8142 | 0 | 51457.5983 | Space Cooling |  | Heat Pump Cooling | 1
NonEquipment | Ceiling Insulation(R2 to R30) | Blown-in insulation in ceiling cavity/attic | Market Average Existing Ceiling Insulation in older steep slope, residential style commercial building | Commercial | New | Hospitals | FPL Blend | Per End Use Consumption | 1853377.69 | 1775380.14 | 77997.55 | 0.042084 | 30 | 15.8142 | 0 | 51457.5983 | Space Cooling |  | Heat Pump Cooling | 1
NonEquipment | Ceiling Insulation(R2 to R30) | Blown-in insulation in ceiling cavity/attic | Market Average Existing Ceiling Insulation in older steep slope, residential style commercial building | Commercial | Existing | Institutional | FPL Blend | Per End Use Consumption | 24647.04 | 21918.34 | 2728.7 | 0.11071 | 30 | 0.55325 | 0 | 6748.7671 | Space Cooling |  | Heat Pump Cooling | 1
NonEquipment | Ceiling Insulation(R2 to R30) | Blown-in insulation in ceiling cavity/attic | Market Average Existing Ceiling Insulation in older steep slope, residential style commercial building | Commercial | New | Institutional | FPL Blend | Per End Use Consumption | 24647.04 | 21918.34 | 2728.7 | 0.11071 | 30 | 0.55325 | 0 | 6748.7671 | Space Cooling |  | Heat Pump Cooling | 1
NonEquipment | Ceiling Insulation(R2 to R30) | Blown-in insulation in ceiling cavity/attic | Market Average Existing Ceiling Insulation in older steep slope, residential style commercial building | Commercial | Existing | Lodging/Hospitality | FPL Blend | Per End Use Consumption | 200655.84 | 187536.83 | 13119.01 | 0.065381 | 30 | 2.5124 | 0 | 10861.9603 | Space Cooling |  | Heat Pump Cooling | 1
NonEquipment | Ceiling Insulation(R2 to R30) | Blown-in insulation in ceiling cavity/attic | Market Average Existing Ceiling Insulation in older steep slope, residential style commercial building | Commercial | New | Lodging/Hospitality | FPL Blend | Per End Use Consumption | 200655.84 | 187536.83 | 13119.01 | 0.065381 | 30 | 2.5124 | 0 | 10861.9603 | Space Cooling |  | Heat Pump Cooling | 1
NonEquipment | Ceiling Insulation(R2 to R30) | Blown-in insulation in ceiling cavity/attic | Market Average Existing Ceiling Insulation in older steep slope, residential style commercial building | Commercial | Existing | Miscellaneous | FPL Blend | Per End Use Consumption | 44622.6 | 37826.47 | 6796.13 | 0.1523 | 30 | 2.2635 | 0 | 16507.5506 | Space Cooling |  | Heat Pump Cooling | 1
NonEquipment | Ceiling Insulation(R2 to R30) | Blown-in insulation in ceiling cavity/attic | Market Average Existing Ceiling Insulation in older steep slope, residential style commercial building | Commercial | New | Miscellaneous | FPL Blend | Per End Use Consumption | 44622.6 | 37826.47 | 6796.13 | 0.1523 | 30 | 2.2635 | 0 | 16507.5506 | Space Cooling |  | Heat Pump Cooling | 1
NonEquipment | Ceiling Insulation(R2 to R30) | Blown-in insulation in ceiling cavity/attic | Market Average Existing Ceiling Insulation in older steep slope, residential style commercial building | Commercial | Existing | Offices | FPL Blend | Per End Use Consumption | 56539.56 | 49491.58 | 7047.98 | 0.12466 | 30 | 2.3474 | 0 | 8588.4249 | Space Cooling |  | Heat Pump Cooling | 1
NonEquipment | Ceiling Insulation(R2 to R30) | Blown-in insulation in ceiling cavity/attic | Market Average Existing Ceiling Insulation in older steep slope, residential style commercial building | Commercial | New | Offices | FPL Blend | Per End Use Consumption | 56539.56 | 49491.58 | 7047.98 | 0.12466 | 30 | 2.3474 | 0 | 8588.4249 | Space Cooling |  | Heat Pump Cooling | 1
NonEquipment | Ceiling Insulation(R2 to R30) | Blown-in insulation in ceiling cavity/attic | Market Average Existing Ceiling Insulation in older steep slope, residential style commercial building | Commercial | Existing | Restaurants | FPL Blend | Per End Use Consumption | 48502.8 | 45151.68 | 3351.12 | 0.069091 | 30 | 0.95031 | 0 | 2720.5417 | Space Cooling |  | Heat Pump Cooling | 1
NonEquipment | Ceiling Insulation(R2 to R30) | Blown-in insulation in ceiling cavity/attic | Market Average Existing Ceiling Insulation in older steep slope, residential style commercial building | Commercial | New | Restaurants | FPL Blend | Per End Use Consumption | 48502.8 | 45151.68 | 3351.12 | 0.069091 | 30 | 0.95031 | 0 | 2720.5417 | Space Cooling |  | Heat Pump Cooling | 1
NonEquipment | Ceiling Insulation(R2 to R30) | Blown-in insulation in ceiling cavity/attic | Market Average Existing Ceiling Insulation in older steep slope, residential style commercial building | Commercial | Existing | Retail | FPL Blend | Per End Use Consumption | 71635.38 | 56115.76 | 15519.62 | 0.21665 | 30 | 5.169 | 0 | 16243.9669 | Space Cooling |  | Heat Pump Cooling | 1
NonEquipment | Ceiling Insulation(R2 to R30) | Blown-in insulation in ceiling cavity/attic | Market Average Existing Ceiling Insulation in older steep slope, residential style commercial building | Commercial | New | Retail | FPL Blend | Per End Use Consumption | 71635.38 | 56115.76 | 15519.62 | 0.21665 | 30 | 5.169 | 0 | 16243.9669 | Space Cooling |  | Heat Pump Cooling | 1
NonEquipment | Ceiling Insulation(R2 to R30) | Blown-in insulation in ceiling cavity/attic | Market Average Existing Ceiling Insulation in older steep slope, residential style commercial building | Commercial | Existing | Schools K-12 | FPL Blend | Per End Use Consumption | 160602.9 | 145770.3 | 14832.6 | 0.092356 | 30 | 4.9402 | 0 | 17811.6712 | Space Cooling |  | Heat Pump Cooling | 1
NonEquipment | Ceiling Insulation(R2 to R30) | Blown-in insulation in ceiling cavity/attic | Market Average Existing Ceiling Insulation in older steep slope, residential style commercial building | Commercial | New | Schools K-12 | FPL Blend | Per End Use Consumption | 160602.9 | 145770.3 | 14832.6 | 0.092356 | 30 | 4.9402 | 0 | 17811.6712 | Space Cooling |  | Heat Pump Cooling | 1
NonEquipment | Ceiling Insulation(R2 to R30) | Blown-in insulation in ceiling cavity/attic | Market Average Existing Ceiling Insulation in older steep slope, residential style commercial building | Commercial | Existing | Warehouse | FPL Blend | Per End Use Consumption | 19405.96 | 17328.43 | 2077.53 | 0.10706 | 30 | 0.69195 | 0 | 11288.4017 | Space Cooling |  | Heat Pump Cooling | 1
NonEquipment | Ceiling Insulation(R2 to R30) | Blown-in insulation in ceiling cavity/attic | Market Average Existing Ceiling Insulation in older steep slope, residential style commercial building | Commercial | New | Warehouse | FPL Blend | Per End Use Consumption | 19405.96 | 17328.43 | 2077.53 | 0.10706 | 30 | 0.69195 | 0 | 11288.4017 | Space Cooling |  | Heat Pump Cooling | 1
NonEquipment | Ceiling Insulation(R2 to R30) | Blown-in insulation in ceiling cavity/attic | Market Average Existing Ceiling Insulation in older steep slope, residential style commercial building | Commercial | Existing | Assembly | FPL Blend | Per End Use Consumption | 15896.7 | 15757.53 | 139.17 | 0.0087546 | 30 | 0 | 0.31705 | 188.7319 | Space Heating |  | Packaged central unit | 1
NonEquipment | Ceiling Insulation(R2 to R30) | Blown-in insulation in ceiling cavity/attic | Market Average Existing Ceiling Insulation in older steep slope, residential style commercial building | Commercial | New | Assembly | FPL Blend | Per End Use Consumption | 15896.7 | 15757.53 | 139.17 | 0.0087546 | 30 | 0 | 0.31705 | 188.7319 | Space Heating |  | Packaged central unit | 1
NonEquipment | Ceiling Insulation(R2 to R30) | Blown-in insulation in ceiling cavity/attic | Market Average Existing Ceiling Insulation in older steep slope, residential style commercial building | Commercial | Existing | College and University | FPL Blend | Per End Use Consumption | 7804.16 | 7595.61 | 208.55 | 0.026723 | 30 | 0 | 0.040123 | 255.5234 | Space Heating |  | Packaged central unit | 1
NonEquipment | Ceiling Insulation(R2 to R30) | Blown-in insulation in ceiling cavity/attic | Market Average Existing Ceiling Insulation in older steep slope, residential style commercial building | Commercial | New | College and University | FPL Blend | Per End Use Consumption | 7804.16 | 7595.61 | 208.55 | 0.026723 | 30 | 0 | 0.040123 | 255.5234 | Space Heating |  | Packaged central unit | 1
NonEquipment | Ceiling Insulation(R2 to R30) | Blown-in insulation in ceiling cavity/attic | Market Average Existing Ceiling Insulation in older steep slope, residential style commercial building | Commercial | Existing | Data Center | FPL Blend | Per End Use Consumption | 59557.59 | 58375.92 | 1181.67 | 0.019841 | 30 | 0 | 0.22734 | 779.5874 | Space Heating |  | Packaged central unit | 1
NonEquipment | Ceiling Insulation(R2 to R30) | Blown-in insulation in ceiling cavity/attic | Market Average Existing Ceiling Insulation in older steep slope, residential style commercial building | Commercial | New | Data Center | FPL Blend | Per End Use Consumption | 59557.59 | 58375.92 | 1181.67 | 0.019841 | 30 | 0 | 0.22734 | 779.5874 | Space Heating |  | Packaged central unit | 1
NonEquipment | Ceiling Insulation(R2 to R30) | Blown-in insulation in ceiling cavity/attic | Market Average Existing Ceiling Insulation in older steep slope, residential style commercial building | Commercial | Existing | Grocery | FPL Blend | Per End Use Consumption | 6897.17 | 6838.7 | 58.47 | 0.0084774 | 30 | 0 | 0.044936 | 136.5443 | Space Heating |  | Packaged central unit | 1
NonEquipment | Ceiling Insulation(R2 to R30) | Blown-in insulation in ceiling cavity/attic | Market Average Existing Ceiling Insulation in older steep slope, residential style commercial building | Commercial | New | Grocery | FPL Blend | Per End Use Consumption | 6897.17 | 6838.7 | 58.47 | 0.0084774 | 30 | 0 | 0.044936 | 136.5443 | Space Heating |  | Packaged central unit | 1
NonEquipment | Ceiling Insulation(R2 to R30) | Blown-in insulation in ceiling cavity/attic | Market Average Existing Ceiling Insulation in older steep slope, residential style commercial building | Commercial | Existing | Healthcare | FPL Blend | Per End Use Consumption | 10674.72 | 10530.28 | 144.44 | 0.013531 | 30 | 0 | 0.027789 | 90.5909 | Space Heating |  | Packaged central unit | 1
NonEquipment | Ceiling Insulation(R2 to R30) | Blown-in insulation in ceiling cavity/attic | Market Average Existing Ceiling Insulation in older steep slope, residential style commercial building | Commercial | New | Healthcare | FPL Blend | Per End Use Consumption | 10674.72 | 10530.28 | 144.44 | 0.013531 | 30 | 0 | 0.027789 | 90.5909 | Space Heating |  | Packaged central unit | 1
NonEquipment | Ceiling Insulation(R2 to R30) | Blown-in insulation in ceiling cavity/attic | Market Average Existing Ceiling Insulation in older steep slope, residential style commercial building | Commercial | Existing | Hospitals | FPL Blend | Per End Use Consumption | 218709.88 | 217045.66 | 1664.22 | 0.0076093 | 30 | 0 | 0.32018 | 1097.9417 | Space Heating |  | Packaged central unit | 1
NonEquipment | Ceiling Insulation(R2 to R30) | Blown-in insulation in ceiling cavity/attic | Market Average Existing Ceiling Insulation in older steep slope, residential style commercial building | Commercial | New | Hospitals | FPL Blend | Per End Use Consumption | 218709.88 | 217045.66 | 1664.22 | 0.0076093 | 30 | 0 | 0.32018 | 1097.9417 | Space Heating |  | Packaged central unit | 1
NonEquipment | Ceiling Insulation(R2 to R30) | Blown-in insulation in ceiling cavity/attic | Market Average Existing Ceiling Insulation in older steep slope, residential style commercial building | Commercial | Existing | Institutional | FPL Blend | Per End Use Consumption | 7344.32 | 7237.5 | 106.82 | 0.014545 | 30 | 0 | 0.020551 | 264.1929 | Space Heating |  | Packaged central unit | 1
NonEquipment | Ceiling Insulation(R2 to R30) | Blown-in insulation in ceiling cavity/attic | Market Average Existing Ceiling Insulation in older steep slope, residential style commercial building | Commercial | New | Institutional | FPL Blend | Per End Use Consumption | 7344.32 | 7237.5 | 106.82 | 0.014545 | 30 | 0 | 0.020551 | 264.1929 | Space Heating |  | Packaged central unit | 1
NonEquipment | Ceiling Insulation(R2 to R30) | Blown-in insulation in ceiling cavity/attic | Market Average Existing Ceiling Insulation in older steep slope, residential style commercial building | Commercial | Existing | Lodging/Hospitality | FPL Blend | Per End Use Consumption | 23018.96 | 22815.58 | 203.38 | 0.0088353 | 30 | 0 | 0.13397 | 168.3896 | Space Heating |  | Packaged central unit | 1
NonEquipment | Ceiling Insulation(R2 to R30) | Blown-in insulation in ceiling cavity/attic | Market Average Existing Ceiling Insulation in older steep slope, residential style commercial building | Commercial | New | Lodging/Hospitality | FPL Blend | Per End Use Consumption | 23018.96 | 22815.58 | 203.38 | 0.0088353 | 30 | 0 | 0.13397 | 168.3896 | Space Heating |  | Packaged central unit | 1
NonEquipment | Ceiling Insulation(R2 to R30) | Blown-in insulation in ceiling cavity/attic | Market Average Existing Ceiling Insulation in older steep slope, residential style commercial building | Commercial | Existing | Miscellaneous | FPL Blend | Per End Use Consumption | 25015.7 | 24853.1 | 162.6 | 0.0064999 | 30 | 0 | 0.37043 | 394.9494 | Space Heating |  | Packaged central unit | 1
NonEquipment | Ceiling Insulation(R2 to R30) | Blown-in insulation in ceiling cavity/attic | Market Average Existing Ceiling Insulation in older steep slope, residential style commercial building | Commercial | New | Miscellaneous | FPL Blend | Per End Use Consumption | 25015.7 | 24853.1 | 162.6 | 0.0064999 | 30 | 0 | 0.37043 | 394.9494 | Space Heating |  | Packaged central unit | 1
NonEquipment | Ceiling Insulation(R2 to R30) | Blown-in insulation in ceiling cavity/attic | Market Average Existing Ceiling Insulation in older steep slope, residential style commercial building | Commercial | Existing | Offices | FPL Blend | Per End Use Consumption | 28712.88 | 28622.22 | 90.66 | 0.0031575 | 30 | 0 | 0.20654 | 110.4751 | Space Heating |  | Packaged central unit | 1
NonEquipment | Ceiling Insulation(R2 to R30) | Blown-in insulation in ceiling cavity/attic | Market Average Existing Ceiling Insulation in older steep slope, residential style commercial building | Commercial | New | Offices | FPL Blend | Per End Use Consumption | 28712.88 | 28622.22 | 90.66 | 0.0031575 | 30 | 0 | 0.20654 | 110.4751 | Space Heating |  | Packaged central unit | 1
NonEquipment | Ceiling Insulation(R2 to R30) | Blown-in insulation in ceiling cavity/attic | Market Average Existing Ceiling Insulation in older steep slope, residential style commercial building | Commercial | Existing | Restaurants | FPL Blend | Per End Use Consumption | 17714.5 | 17528.01 | 186.49 | 0.010528 | 30 | 0 | 0.14332 | 151.3983 | Space Heating |  | Packaged central unit | 1
NonEquipment | Ceiling Insulation(R2 to R30) | Blown-in insulation in ceiling cavity/attic | Market Average Existing Ceiling Insulation in older steep slope, residential style commercial building | Commercial | New | Restaurants | FPL Blend | Per End Use Consumption | 17714.5 | 17528.01 | 186.49 | 0.010528 | 30 | 0 | 0.14332 | 151.3983 | Space Heating |  | Packaged central unit | 1
NonEquipment | Ceiling Insulation(R2 to R30) | Blown-in insulation in ceiling cavity/attic | Market Average Existing Ceiling Insulation in older steep slope, residential style commercial building | Commercial | Existing | Retail | FPL Blend | Per End Use Consumption | 25434.06 | 24740.23 | 693.83 | 0.02728 | 30 | 0 | 1.5806 | 726.2131 | Space Heating |  | Packaged central unit | 1
NonEquipment | Ceiling Insulation(R2 to R30) | Blown-in insulation in ceiling cavity/attic | Market Average Existing Ceiling Insulation in older steep slope, residential style commercial building | Commercial | New | Retail | FPL Blend | Per End Use Consumption | 25434.06 | 24740.23 | 693.83 | 0.02728 | 30 | 0 | 1.5806 | 726.2131 | Space Heating |  | Packaged central unit | 1
NonEquipment | Ceiling Insulation(R2 to R30) | Blown-in insulation in ceiling cavity/attic | Market Average Existing Ceiling Insulation in older steep slope, residential style commercial building | Commercial | Existing | Schools K-12 | FPL Blend | Per End Use Consumption | 50002.14 | 49299.22 | 702.92 | 0.014058 | 30 | 0 | 1.6014 | 844.0988 | Space Heating |  | Packaged central unit | 1
NonEquipment | Ceiling Insulation(R2 to R30) | Blown-in insulation in ceiling cavity/attic | Market Average Existing Ceiling Insulation in older steep slope, residential style commercial building | Commercial | New | Schools K-12 | FPL Blend | Per End Use Consumption | 50002.14 | 49299.22 | 702.92 | 0.014058 | 30 | 0 | 1.6014 | 844.0988 | Space Heating |  | Packaged central unit | 1
NonEquipment | Ceiling Insulation(R2 to R30) | Blown-in insulation in ceiling cavity/attic | Market Average Existing Ceiling Insulation in older steep slope, residential style commercial building | Commercial | Existing | Warehouse | FPL Blend | Per End Use Consumption | 8514.86 | 8400.28 | 114.58 | 0.013456 | 30 | 0 | 0.26103 | 622.5783 | Space Heating |  | Packaged central unit | 1
NonEquipment | Ceiling Insulation(R2 to R30) | Blown-in insulation in ceiling cavity/attic | Market Average Existing Ceiling Insulation in older steep slope, residential style commercial building | Commercial | New | Warehouse | FPL Blend | Per End Use Consumption | 8514.86 | 8400.28 | 114.58 | 0.013456 | 30 | 0 | 0.26103 | 622.5783 | Space Heating |  | Packaged central unit | 1
NonEquipment | Ceiling Insulation(R2 to R49) | Blown-in insulation in ceiling cavity/attic - Beyond Code | Market Average Existing Ceiling Insulation in older steep slope, residential style commercial building | Commercial | Existing | Assembly | FPL Blend | Per End Use Consumption | 124835.85 | 118715.66 | 6120.19 | 0.049026 | 30 | 2.0384 | 0 | 10109.3979 | Space Cooling |  | Heat Pump Cooling | 1
NonEquipment | Ceiling Insulation(R2 to R49) | Blown-in insulation in ceiling cavity/attic - Beyond Code | Market Average Existing Ceiling Insulation in older steep slope, residential style commercial building | Commercial | New | Assembly | FPL Blend | Per End Use Consumption | 124835.85 | 118715.66 | 6120.19 | 0.049026 | 30 | 2.0384 | 0 | 10109.3979 | Space Cooling |  | Heat Pump Cooling | 1
NonEquipment | Ceiling Insulation(R2 to R49) | Blown-in insulation in ceiling cavity/attic - Beyond Code | Market Average Existing Ceiling Insulation in older steep slope, residential style commercial building | Commercial | Existing | College and University | FPL Blend | Per End Use Consumption | 50239.28 | 40064.82 | 10174.46 | 0.20252 | 30 | 2.0629 | 0 | 15184.2699 | Space Cooling |  | Heat Pump Cooling | 1
NonEquipment | Ceiling Insulation(R2 to R49) | Blown-in insulation in ceiling cavity/attic - Beyond Code | Market Average Existing Ceiling Insulation in older steep slope, residential style commercial building | Commercial | New | College and University | FPL Blend | Per End Use Consumption | 50239.28 | 40064.82 | 10174.46 | 0.20252 | 30 | 2.0629 | 0 | 15184.2699 | Space Cooling |  | Heat Pump Cooling | 1
NonEquipment | Ceiling Insulation(R2 to R49) | Blown-in insulation in ceiling cavity/attic - Beyond Code | Market Average Existing Ceiling Insulation in older steep slope, residential style commercial building | Commercial | Existing | Data Center | FPL Blend | Per End Use Consumption | 246589.32 | 186912.66 | 59676.66 | 0.24201 | 30 | 12.0996 | 0 | 47955.0714 | Space Cooling |  | Heat Pump Cooling | 1
NonEquipment | Ceiling Insulation(R2 to R49) | Blown-in insulation in ceiling cavity/attic - Beyond Code | Market Average Existing Ceiling Insulation in older steep slope, residential style commercial building | Commercial | New | Data Center | FPL Blend | Per End Use Consumption | 246589.32 | 186912.66 | 59676.66 | 0.24201 | 30 | 12.0996 | 0 | 47955.0714 | Space Cooling |  | Heat Pump Cooling | 1
NonEquipment | Ceiling Insulation(R2 to R49) | Blown-in insulation in ceiling cavity/attic - Beyond Code | Market Average Existing Ceiling Insulation in older steep slope, residential style commercial building | Commercial | Existing | Grocery | FPL Blend | Per End Use Consumption | 10146.03 | 9323.43 | 822.6 | 0.081076 | 30 | 0.23327 | 0 | 2339.8493 | Space Cooling |  | Heat Pump Cooling | 1
NonEquipment | Ceiling Insulation(R2 to R49) | Blown-in insulation in ceiling cavity/attic - Beyond Code | Market Average Existing Ceiling Insulation in older steep slope, residential style commercial building | Commercial | New | Grocery | FPL Blend | Per End Use Consumption | 10146.03 | 9323.43 | 822.6 | 0.081076 | 30 | 0.23327 | 0 | 2339.8493 | Space Cooling |  | Heat Pump Cooling | 1
NonEquipment | Ceiling Insulation(R2 to R49) | Blown-in insulation in ceiling cavity/attic - Beyond Code | Market Average Existing Ceiling Insulation in older steep slope, residential style commercial building | Commercial | Existing | Healthcare | FPL Blend | Per End Use Consumption | 21063.51 | 12246.59 | 8816.92 | 0.41859 | 30 | 1.7876 | 0 | 6735.5905 | Space Cooling |  | Heat Pump Cooling | 1
NonEquipment | Ceiling Insulation(R2 to R49) | Blown-in insulation in ceiling cavity/attic - Beyond Code | Market Average Existing Ceiling Insulation in older steep slope, residential style commercial building | Commercial | New | Healthcare | FPL Blend | Per End Use Consumption | 21063.51 | 12246.59 | 8816.92 | 0.41859 | 30 | 1.7876 | 0 | 6735.5905 | Space Cooling |  | Heat Pump Cooling | 1
NonEquipment | Ceiling Insulation(R2 to R49) | Blown-in insulation in ceiling cavity/attic - Beyond Code | Market Average Existing Ceiling Insulation in older steep slope, residential style commercial building | Commercial | Existing | Hospitals | FPL Blend | Per End Use Consumption | 1853377.69 | 1769331.35 | 84046.34 | 0.045348 | 30 | 17.0406 | 0 | 67538.103 | Space Cooling |  | Heat Pump Cooling | 1
NonEquipment | Ceiling Insulation(R2 to R49) | Blown-in insulation in ceiling cavity/attic - Beyond Code | Market Average Existing Ceiling Insulation in older steep slope, residential style commercial building | Commercial | New | Hospitals | FPL Blend | Per End Use Consumption | 1853377.69 | 1769331.35 | 84046.34 | 0.045348 | 30 | 17.0406 | 0 | 67538.103 | Space Cooling |  | Heat Pump Cooling | 1
NonEquipment | Ceiling Insulation(R2 to R49) | Blown-in insulation in ceiling cavity/attic - Beyond Code | Market Average Existing Ceiling Insulation in older steep slope, residential style commercial building | Commercial | Existing | Institutional | FPL Blend | Per End Use Consumption | 24647.04 | 21706.73 | 2940.31 | 0.1193 | 30 | 0.59615 | 0 | 8857.768 | Space Cooling |  | Heat Pump Cooling | 1
NonEquipment | Ceiling Insulation(R2 to R49) | Blown-in insulation in ceiling cavity/attic - Beyond Code | Market Average Existing Ceiling Insulation in older steep slope, residential style commercial building | Commercial | New | Institutional | FPL Blend | Per End Use Consumption | 24647.04 | 21706.73 | 2940.31 | 0.1193 | 30 | 0.59615 | 0 | 8857.768 | Space Cooling |  | Heat Pump Cooling | 1
NonEquipment | Ceiling Insulation(R2 to R49) | Blown-in insulation in ceiling cavity/attic - Beyond Code | Market Average Existing Ceiling Insulation in older steep slope, residential style commercial building | Commercial | Existing | Lodging/Hospitality | FPL Blend | Per End Use Consumption | 200655.84 | 186519.44 | 14136.4 | 0.070451 | 30 | 2.7073 | 0 | 14256.3209 | Space Cooling |  | Heat Pump Cooling | 1
NonEquipment | Ceiling Insulation(R2 to R49) | Blown-in insulation in ceiling cavity/attic - Beyond Code | Market Average Existing Ceiling Insulation in older steep slope, residential style commercial building | Commercial | New | Lodging/Hospitality | FPL Blend | Per End Use Consumption | 200655.84 | 186519.44 | 14136.4 | 0.070451 | 30 | 2.7073 | 0 | 14256.3209 | Space Cooling |  | Heat Pump Cooling | 1
NonEquipment | Ceiling Insulation(R2 to R49) | Blown-in insulation in ceiling cavity/attic - Beyond Code | Market Average Existing Ceiling Insulation in older steep slope, residential style commercial building | Commercial | Existing | Miscellaneous | FPL Blend | Per End Use Consumption | 44622.6 | 37299.42 | 7323.18 | 0.16411 | 30 | 2.4391 | 0 | 21666.1585 | Space Cooling |  | Heat Pump Cooling | 1
NonEquipment | Ceiling Insulation(R2 to R49) | Blown-in insulation in ceiling cavity/attic - Beyond Code | Market Average Existing Ceiling Insulation in older steep slope, residential style commercial building | Commercial | New | Miscellaneous | FPL Blend | Per End Use Consumption | 44622.6 | 37299.42 | 7323.18 | 0.16411 | 30 | 2.4391 | 0 | 21666.1585 | Space Cooling |  | Heat Pump Cooling | 1
NonEquipment | Ceiling Insulation(R2 to R49) | Blown-in insulation in ceiling cavity/attic - Beyond Code | Market Average Existing Ceiling Insulation in older steep slope, residential style commercial building | Commercial | Existing | Offices | FPL Blend | Per End Use Consumption | 56539.56 | 48945 | 7594.56 | 0.13432 | 30 | 2.5295 | 0 | 11272.3026 | Space Cooling |  | Heat Pump Cooling | 1
NonEquipment | Ceiling Insulation(R2 to R49) | Blown-in insulation in ceiling cavity/attic - Beyond Code | Market Average Existing Ceiling Insulation in older steep slope, residential style commercial building | Commercial | New | Offices | FPL Blend | Per End Use Consumption | 56539.56 | 48945 | 7594.56 | 0.13432 | 30 | 2.5295 | 0 | 11272.3026 | Space Cooling |  | Heat Pump Cooling | 1
NonEquipment | Ceiling Insulation(R2 to R49) | Blown-in insulation in ceiling cavity/attic - Beyond Code | Market Average Existing Ceiling Insulation in older steep slope, residential style commercial building | Commercial | Existing | Restaurants | FPL Blend | Per End Use Consumption | 48502.8 | 44891.79 | 3611.01 | 0.07445 | 30 | 1.024 | 0 | 3570.7125 | Space Cooling |  | Heat Pump Cooling | 1
NonEquipment | Ceiling Insulation(R2 to R49) | Blown-in insulation in ceiling cavity/attic - Beyond Code | Market Average Existing Ceiling Insulation in older steep slope, residential style commercial building | Commercial | New | Restaurants | FPL Blend | Per End Use Consumption | 48502.8 | 44891.79 | 3611.01 | 0.07445 | 30 | 1.024 | 0 | 3570.7125 | Space Cooling |  | Heat Pump Cooling | 1
NonEquipment | Ceiling Insulation(R2 to R49) | Blown-in insulation in ceiling cavity/attic - Beyond Code | Market Average Existing Ceiling Insulation in older steep slope, residential style commercial building | Commercial | Existing | Retail | FPL Blend | Per End Use Consumption | 71635.38 | 54912.2 | 16723.18 | 0.23345 | 30 | 5.5699 | 0 | 21320.214 | Space Cooling |  | Heat Pump Cooling | 1
NonEquipment | Ceiling Insulation(R2 to R49) | Blown-in insulation in ceiling cavity/attic - Beyond Code | Market Average Existing Ceiling Insulation in older steep slope, residential style commercial building | Commercial | New | Retail | FPL Blend | Per End Use Consumption | 71635.38 | 54912.2 | 16723.18 | 0.23345 | 30 | 5.5699 | 0 | 21320.214 | Space Cooling |  | Heat Pump Cooling | 1
NonEquipment | Ceiling Insulation(R2 to R49) | Blown-in insulation in ceiling cavity/attic - Beyond Code | Market Average Existing Ceiling Insulation in older steep slope, residential style commercial building | Commercial | Existing | Schools K-12 | FPL Blend | Per End Use Consumption | 160602.9 | 144620.01 | 15982.89 | 0.099518 | 30 | 5.3233 | 0 | 23377.8237 | Space Cooling |  | Heat Pump Cooling | 1
NonEquipment | Ceiling Insulation(R2 to R49) | Blown-in insulation in ceiling cavity/attic - Beyond Code | Market Average Existing Ceiling Insulation in older steep slope, residential style commercial building | Commercial | New | Schools K-12 | FPL Blend | Per End Use Consumption | 160602.9 | 144620.01 | 15982.89 | 0.099518 | 30 | 5.3233 | 0 | 23377.8237 | Space Cooling |  | Heat Pump Cooling | 1
NonEquipment | Ceiling Insulation(R2 to R49) | Blown-in insulation in ceiling cavity/attic - Beyond Code | Market Average Existing Ceiling Insulation in older steep slope, residential style commercial building | Commercial | Existing | Warehouse | FPL Blend | Per End Use Consumption | 19405.96 | 17167.31 | 2238.65 | 0.11536 | 30 | 0.74561 | 0 | 14816.0016 | Space Cooling |  | Heat Pump Cooling | 1
NonEquipment | Ceiling Insulation(R2 to R49) | Blown-in insulation in ceiling cavity/attic - Beyond Code | Market Average Existing Ceiling Insulation in older steep slope, residential style commercial building | Commercial | New | Warehouse | FPL Blend | Per End Use Consumption | 19405.96 | 17167.31 | 2238.65 | 0.11536 | 30 | 0.74561 | 0 | 14816.0016 | Space Cooling |  | Heat Pump Cooling | 1
NonEquipment | Ceiling Insulation(R2 to R49) | Blown-in insulation in ceiling cavity/attic - Beyond Code | Market Average Existing Ceiling Insulation in older steep slope, residential style commercial building | Commercial | Existing | Assembly | FPL Blend | Per End Use Consumption | 15896.7 | 15746.73 | 149.97 | 0.009434 | 30 | 0 | 0.34165 | 247.7221 | Space Heating |  | Packaged central unit | 1
NonEquipment | Ceiling Insulation(R2 to R49) | Blown-in insulation in ceiling cavity/attic - Beyond Code | Market Average Existing Ceiling Insulation in older steep slope, residential style commercial building | Commercial | New | Assembly | FPL Blend | Per End Use Consumption | 15896.7 | 15746.73 | 149.97 | 0.009434 | 30 | 0 | 0.34165 | 247.7221 | Space Heating |  | Packaged central unit | 1
NonEquipment | Ceiling Insulation(R2 to R49) | Blown-in insulation in ceiling cavity/attic - Beyond Code | Market Average Existing Ceiling Insulation in older steep slope, residential style commercial building | Commercial | Existing | College and University | FPL Blend | Per End Use Consumption | 7804.16 | 7579.44 | 224.72 | 0.028795 | 30 | 0 | 0.043234 | 335.37 | Space Heating |  | Packaged central unit | 1
NonEquipment | Ceiling Insulation(R2 to R49) | Blown-in insulation in ceiling cavity/attic - Beyond Code | Market Average Existing Ceiling Insulation in older steep slope, residential style commercial building | Commercial | New | College and University | FPL Blend | Per End Use Consumption | 7804.16 | 7579.44 | 224.72 | 0.028795 | 30 | 0 | 0.043234 | 335.37 | Space Heating |  | Packaged central unit | 1
NonEquipment | Ceiling Insulation(R2 to R49) | Blown-in insulation in ceiling cavity/attic - Beyond Code | Market Average Existing Ceiling Insulation in older steep slope, residential style commercial building | Commercial | Existing | Data Center | FPL Blend | Per End Use Consumption | 59557.59 | 58284.28 | 1273.31 | 0.021379 | 30 | 0 | 0.24497 | 1023.2086 | Space Heating |  | Packaged central unit | 1
NonEquipment | Ceiling Insulation(R2 to R49) | Blown-in insulation in ceiling cavity/attic - Beyond Code | Market Average Existing Ceiling Insulation in older steep slope, residential style commercial building | Commercial | New | Data Center | FPL Blend | Per End Use Consumption | 59557.59 | 58284.28 | 1273.31 | 0.021379 | 30 | 0 | 0.24497 | 1023.2086 | Space Heating |  | Packaged central unit | 1
NonEquipment | Ceiling Insulation(R2 to R49) | Blown-in insulation in ceiling cavity/attic - Beyond Code | Market Average Existing Ceiling Insulation in older steep slope, residential style commercial building | Commercial | Existing | Grocery | FPL Blend | Per End Use Consumption | 6897.17 | 6834.17 | 63 | 0.0091342 | 30 | 0 | 0.048418 | 179.2007 | Space Heating |  | Packaged central unit | 1
NonEquipment | Ceiling Insulation(R2 to R49) | Blown-in insulation in ceiling cavity/attic - Beyond Code | Market Average Existing Ceiling Insulation in older steep slope, residential style commercial building | Commercial | New | Grocery | FPL Blend | Per End Use Consumption | 6897.17 | 6834.17 | 63 | 0.0091342 | 30 | 0 | 0.048418 | 179.2007 | Space Heating |  | Packaged central unit | 1
NonEquipment | Ceiling Insulation(R2 to R49) | Blown-in insulation in ceiling cavity/attic - Beyond Code | Market Average Existing Ceiling Insulation in older steep slope, residential style commercial building | Commercial | Existing | Healthcare | FPL Blend | Per End Use Consumption | 10674.72 | 10519.08 | 155.64 | 0.01458 | 30 | 0 | 0.029944 | 118.8995 | Space Heating |  | Packaged central unit | 1
NonEquipment | Ceiling Insulation(R2 to R49) | Blown-in insulation in ceiling cavity/attic - Beyond Code | Market Average Existing Ceiling Insulation in older steep slope, residential style commercial building | Commercial | New | Healthcare | FPL Blend | Per End Use Consumption | 10674.72 | 10519.08 | 155.64 | 0.01458 | 30 | 0 | 0.029944 | 118.8995 | Space Heating |  | Packaged central unit | 1
NonEquipment | Ceiling Insulation(R2 to R49) | Blown-in insulation in ceiling cavity/attic - Beyond Code | Market Average Existing Ceiling Insulation in older steep slope, residential style commercial building | Commercial | Existing | Hospitals | FPL Blend | Per End Use Consumption | 218709.88 | 216916.6 | 1793.28 | 0.0081994 | 30 | 0 | 0.34501 | 1441.047 | Space Heating |  | Packaged central unit | 1
NonEquipment | Ceiling Insulation(R2 to R49) | Blown-in insulation in ceiling cavity/attic - Beyond Code | Market Average Existing Ceiling Insulation in older steep slope, residential style commercial building | Commercial | New | Hospitals | FPL Blend | Per End Use Consumption | 218709.88 | 216916.6 | 1793.28 | 0.0081994 | 30 | 0 | 0.34501 | 1441.047 | Space Heating |  | Packaged central unit | 1
NonEquipment | Ceiling Insulation(R2 to R49) | Blown-in insulation in ceiling cavity/attic - Beyond Code | Market Average Existing Ceiling Insulation in older steep slope, residential style commercial building | Commercial | Existing | Institutional | FPL Blend | Per End Use Consumption | 7344.32 | 7229.22 | 115.1 | 0.015672 | 30 | 0 | 0.022144 | 346.742 | Space Heating |  | Packaged central unit | 1
NonEquipment | Ceiling Insulation(R2 to R49) | Blown-in insulation in ceiling cavity/attic - Beyond Code | Market Average Existing Ceiling Insulation in older steep slope, residential style commercial building | Commercial | New | Institutional | FPL Blend | Per End Use Consumption | 7344.32 | 7229.22 | 115.1 | 0.015672 | 30 | 0 | 0.022144 | 346.742 | Space Heating |  | Packaged central unit | 1
NonEquipment | Ceiling Insulation(R2 to R49) | Blown-in insulation in ceiling cavity/attic - Beyond Code | Market Average Existing Ceiling Insulation in older steep slope, residential style commercial building | Commercial | Existing | Lodging/Hospitality | FPL Blend | Per End Use Consumption | 23018.96 | 22799.81 | 219.15 | 0.0095204 | 30 | 0 | 0.14436 | 221.0091 | Space Heating |  | Packaged central unit | 1
NonEquipment | Ceiling Insulation(R2 to R49) | Blown-in insulation in ceiling cavity/attic - Beyond Code | Market Average Existing Ceiling Insulation in older steep slope, residential style commercial building | Commercial | New | Lodging/Hospitality | FPL Blend | Per End Use Consumption | 23018.96 | 22799.81 | 219.15 | 0.0095204 | 30 | 0 | 0.14436 | 221.0091 | Space Heating |  | Packaged central unit | 1
NonEquipment | Ceiling Insulation(R2 to R49) | Blown-in insulation in ceiling cavity/attic - Beyond Code | Market Average Existing Ceiling Insulation in older steep slope, residential style commercial building | Commercial | Existing | Miscellaneous | FPL Blend | Per End Use Consumption | 25015.7 | 24840.49 | 175.21 | 0.007004 | 30 | 0 | 0.39915 | 518.3715 | Space Heating |  | Packaged central unit | 1
NonEquipment | Ceiling Insulation(R2 to R49) | Blown-in insulation in ceiling cavity/attic - Beyond Code | Market Average Existing Ceiling Insulation in older steep slope, residential style commercial building | Commercial | New | Miscellaneous | FPL Blend | Per End Use Consumption | 25015.7 | 24840.49 | 175.21 | 0.007004 | 30 | 0 | 0.39915 | 518.3715 | Space Heating |  | Packaged central unit | 1
NonEquipment | Ceiling Insulation(R2 to R49) | Blown-in insulation in ceiling cavity/attic - Beyond Code | Market Average Existing Ceiling Insulation in older steep slope, residential style commercial building | Commercial | Existing | Offices | FPL Blend | Per End Use Consumption | 28712.88 | 28615.19 | 97.69 | 0.0034023 | 30 | 0 | 0.22255 | 144.9974 | Space Heating |  | Packaged central unit | 1
NonEquipment | Ceiling Insulation(R2 to R49) | Blown-in insulation in ceiling cavity/attic - Beyond Code | Market Average Existing Ceiling Insulation in older steep slope, residential style commercial building | Commercial | New | Offices | FPL Blend | Per End Use Consumption | 28712.88 | 28615.19 | 97.69 | 0.0034023 | 30 | 0 | 0.22255 | 144.9974 | Space Heating |  | Packaged central unit | 1
NonEquipment | Ceiling Insulation(R2 to R49) | Blown-in insulation in ceiling cavity/attic - Beyond Code | Market Average Existing Ceiling Insulation in older steep slope, residential style commercial building | Commercial | Existing | Restaurants | FPL Blend | Per End Use Consumption | 17714.5 | 17513.55 | 200.95 | 0.011344 | 30 | 0 | 0.15444 | 198.7075 | Space Heating |  | Packaged central unit | 1
NonEquipment | Ceiling Insulation(R2 to R49) | Blown-in insulation in ceiling cavity/attic - Beyond Code | Market Average Existing Ceiling Insulation in older steep slope, residential style commercial building | Commercial | New | Restaurants | FPL Blend | Per End Use Consumption | 17714.5 | 17513.55 | 200.95 | 0.011344 | 30 | 0 | 0.15444 | 198.7075 | Space Heating |  | Packaged central unit | 1
NonEquipment | Ceiling Insulation(R2 to R49) | Blown-in insulation in ceiling cavity/attic - Beyond Code | Market Average Existing Ceiling Insulation in older steep slope, residential style commercial building | Commercial | Existing | Retail | FPL Blend | Per End Use Consumption | 25434.06 | 24686.43 | 747.63 | 0.029395 | 30 | 0 | 1.7032 | 953.146 | Space Heating |  | Packaged central unit | 1
NonEquipment | Ceiling Insulation(R2 to R49) | Blown-in insulation in ceiling cavity/attic - Beyond Code | Market Average Existing Ceiling Insulation in older steep slope, residential style commercial building | Commercial | New | Retail | FPL Blend | Per End Use Consumption | 25434.06 | 24686.43 | 747.63 | 0.029395 | 30 | 0 | 1.7032 | 953.146 | Space Heating |  | Packaged central unit | 1
NonEquipment | Ceiling Insulation(R2 to R49) | Blown-in insulation in ceiling cavity/attic - Beyond Code | Market Average Existing Ceiling Insulation in older steep slope, residential style commercial building | Commercial | Existing | Schools K-12 | FPL Blend | Per End Use Consumption | 50002.14 | 49244.71 | 757.43 | 0.015148 | 30 | 0 | 1.7255 | 1107.8763 | Space Heating |  | Packaged central unit | 1
NonEquipment | Ceiling Insulation(R2 to R49) | Blown-in insulation in ceiling cavity/attic - Beyond Code | Market Average Existing Ceiling Insulation in older steep slope, residential style commercial building | Commercial | New | Schools K-12 | FPL Blend | Per End Use Consumption | 50002.14 | 49244.71 | 757.43 | 0.015148 | 30 | 0 | 1.7255 | 1107.8763 | Space Heating |  | Packaged central unit | 1
NonEquipment | Ceiling Insulation(R2 to R49) | Blown-in insulation in ceiling cavity/attic - Beyond Code | Market Average Existing Ceiling Insulation in older steep slope, residential style commercial building | Commercial | Existing | Warehouse | FPL Blend | Per End Use Consumption | 8514.86 | 8391.39 | 123.47 | 0.014501 | 30 | 0 | 0.28128 | 817.1584 | Space Heating |  | Packaged central unit | 1
NonEquipment | Ceiling Insulation(R2 to R49) | Blown-in insulation in ceiling cavity/attic - Beyond Code | Market Average Existing Ceiling Insulation in older steep slope, residential style commercial building | Commercial | New | Warehouse | FPL Blend | Per End Use Consumption | 8514.86 | 8391.39 | 123.47 | 0.014501 | 30 | 0 | 0.28128 | 817.1584 | Space Heating |  | Packaged central unit | 1

## Utility_per_Participant
FPL 002624
20240012-EG
Projected Particpation
# | Category | Type | Segment | Vintage | (1) Measure | (2) Summer Peak Per Cust (kW) | (3) Winter Peak Per Cust (kW) | Blank Column | (4) Annual energy Per Cust (kWh) | Unitized 1 SKW | Unitized WKW | Unitized kWh | (5) service Life(Yrs) | Unitized Tax Credit | (7) Measure incremental cost | Unitized Incremental Cost | Units | Rate | Billing KW per month Jan | Billing KW per month Feb | Billing KW per month Mar | Billing KW per month Apr | Billing KW per month May | Billing KW per month Jun | Billing KW per month Jul | Billing KW per month Aug | Billing KW per month Sept | Billing KW per month Oct | Billing KW per month Nov | Billing KW per month Dec | Measure ID | ID Segment/Vintage | Rate Class | # | Blank Column | Blank Column | 2020 | 2021 | 2022 | 2023 | 2024 | 2025 | 2026 | 2027 | 2028 | 2029 | 2030 | 2031 | 2032 | 2033 | 2034 | 2035 | 2036 | 2037 | 2038 | 2039 | 2040 | 2041 | 2042 | 2043 | 2044 | 2045 | 2046 | 2047 | 2048 | 2049 | TP GWH | TP SMW | TP WMW
101 | Appliances | Cooking | Assembly | Existing | Efficient Exhaust Hood | 0.73122 | 0.26916 |  | 4486 | 1 | 0.3681 | 6134.9693 | 20 |  | 2050 | 2803.5415 | Per Unit | GS | 1 | 1 | 1 | 1 | 1 | 1 | 1 | 1 | 1 | 1 | 1 | 1 | CasEgs101 | CasE | gs | 101 | [32 empty] | 0 | 0 | 0
101 | Appliances | Cooking | Assembly | New | Efficient Exhaust Hood | 0.73122 | 0.26916 |  | 4486 | 1 | 0.3681 | 6134.9693 | 20 |  | 2050 | 2803.5415 | Per Unit | GS | 1 | 1 | 1 | 1 | 1 | 1 | 1 | 1 | 1 | 1 | 1 | 1 | CasNgs101 | CasN | gs | 101 | [32 empty] | 0 | 0 | 0
101 | Appliances | Cooking | College and University | Existing | Efficient Exhaust Hood | 0.73122 | 0.26916 |  | 4486 | 1 | 0.3681 | 6134.9693 | 20 |  | 2050 | 2803.5415 | Per Unit | GS | 1 | 1 | 1 | 1 | 1 | 1 | 1 | 1 | 1 | 1 | 1 | 1 | CcoEgs101 | CcoE | gs | 101 | [32 empty] | 0 | 0 | 0
101 | Appliances | Cooking | College and University | New | Efficient Exhaust Hood | 0.73122 | 0.26916 |  | 4486 | 1 | 0.3681 | 6134.9693 | 20 |  | 2050 | 2803.5415 | Per Unit | GS | 1 | 1 | 1 | 1 | 1 | 1 | 1 | 1 | 1 | 1 | 1 | 1 | CcoNgs101 | CcoN | gs | 101 | [32 empty] | 0 | 0 | 0
101 | Appliances | Cooking | Data Center | Existing | Efficient Exhaust Hood | 0.26467 | 0.48 |  | 4486 | 1 | 1.8136 | 16949.1525 | 20 |  | 2050 | 7745.3773 | Per Unit | GS | 1 | 1 | 1 | 1 | 1 | 1 | 1 | 1 | 1 | 1 | 1 | 1 | CdaEgs101 | CdaE | gs | 101 | [32 empty] | 0 | 0 | 0
101 | Appliances | Cooking | Data Center | New | Efficient Exhaust Hood | 0.26467 | 0.48 |  | 4486 | 1 | 1.8136 | 16949.1525 | 20 |  | 2050 | 7745.3773 | Per Unit | GS | 1 | 1 | 1 | 1 | 1 | 1 | 1 | 1 | 1 | 1 | 1 | 1 | CdaNgs101 | CdaN | gs | 101 | [32 empty] | 0 | 0 | 0
101 | Appliances | Cooking | Grocery | Existing | Efficient Exhaust Hood | 0.73122 | 0.26916 |  | 4486 | 1 | 0.3681 | 6134.9693 | 20 |  | 2050 | 2803.5415 | Per Unit | GS | 1 | 1 | 1 | 1 | 1 | 1 | 1 | 1 | 1 | 1 | 1 | 1 | CgrEgs101 | CgrE | gs | 101 | [32 empty] | 1.5663 | 0.25568 | 0.094035
101 | Appliances | Cooking | Grocery | New | Efficient Exhaust Hood | 0.73122 | 0.26916 |  | 4486 | 1 | 0.3681 | 6134.9693 | 20 |  | 2050 | 2803.5415 | Per Unit | GS | 1 | 1 | 1 | 1 | 1 | 1 | 1 | 1 | 1 | 1 | 1 | 1 | CgrNgs101 | CgrN | gs | 101 | [32 empty] | 0.017276 | 0.0028201 | 0.0010372
101 | Appliances | Cooking | Healthcare | Existing | Efficient Exhaust Hood | 0.52935 | 0.59215 |  | 4486 | 1 | 1.1186 | 8474.5763 | 20 |  | 2050 | 3872.6887 | Per Unit | GS | 1 | 1 | 1 | 1 | 1 | 1 | 1 | 1 | 1 | 1 | 1 | 1 | CheEgs101 | CheE | gs | 101 | [32 empty] | 0 | 0 | 0
101 | Appliances | Cooking | Healthcare | New | Efficient Exhaust Hood | 0.52935 | 0.59215 |  | 4486 | 1 | 1.1186 | 8474.5763 | 20 |  | 2050 | 3872.6887 | Per Unit | GS | 1 | 1 | 1 | 1 | 1 | 1 | 1 | 1 | 1 | 1 | 1 | 1 | CheNgs101 | CheN | gs | 101 | [32 empty] | 0 | 0 | 0
101 | Appliances | Cooking | Hospitals | Existing | Efficient Exhaust Hood | 0.73122 | 0.26916 |  | 4486 | 1 | 0.3681 | 6134.9693 | 20 |  | 2050 | 2803.5415 | Per Unit | GS | 1 | 1 | 1 | 1 | 1 | 1 | 1 | 1 | 1 | 1 | 1 | 1 | ChoEgs101 | ChoE | gs | 101 | [32 empty] | 0 | 0 | 0
101 | Appliances | Cooking | Hospitals | New | Efficient Exhaust Hood | 0.73122 | 0.26916 |  | 4486 | 1 | 0.3681 | 6134.9693 | 20 |  | 2050 | 2803.5415 | Per Unit | GS | 1 | 1 | 1 | 1 | 1 | 1 | 1 | 1 | 1 | 1 | 1 | 1 | ChoNgs101 | ChoN | gs | 101 | [32 empty] | 0 | 0 | 0
101 | Appliances | Cooking | Institutional | Existing | Efficient Exhaust Hood | 0.26467 | 0.48 |  | 4486 | 1 | 1.8136 | 16949.1525 | 20 |  | 2050 | 7745.3773 | Per Unit | GS | 1 | 1 | 1 | 1 | 1 | 1 | 1 | 1 | 1 | 1 | 1 | 1 | CinEgs101 | CinE | gs | 101 | [32 empty] | 0 | 0 | 0
101 | Appliances | Cooking | Institutional | New | Efficient Exhaust Hood | 0.26467 | 0.48 |  | 4486 | 1 | 1.8136 | 16949.1525 | 20 |  | 2050 | 7745.3773 | Per Unit | GS | 1 | 1 | 1 | 1 | 1 | 1 | 1 | 1 | 1 | 1 | 1 | 1 | CinNgs101 | CinN | gs | 101 | [32 empty] | 0 | 0 | 0
101 | Appliances | Cooking | Lodging/Hospitality | Existing | Efficient Exhaust Hood | 0.81645 | 0.36337 |  | 4486 | 1 | 0.44505 | 5494.5055 | 20 |  | 2050 | 2510.8641 | Per Unit | GS | 1 | 1 | 1 | 1 | 1 | 1 | 1 | 1 | 1 | 1 | 1 | 1 | CloEgs101 | CloE | gs | 101 | [32 empty] | 0 | 0 | 0
101 | Appliances | Cooking | Lodging/Hospitality | New | Efficient Exhaust Hood | 0.81645 | 0.36337 |  | 4486 | 1 | 0.44505 | 5494.5055 | 20 |  | 2050 | 2510.8641 | Per Unit | GS | 1 | 1 | 1 | 1 | 1 | 1 | 1 | 1 | 1 | 1 | 1 | 1 | CloNgs101 | CloN | gs | 101 | [32 empty] | 0 | 0 | 0
101 | Appliances | Cooking | Miscellaneous | Existing | Efficient Exhaust Hood | 0.26467 | 0.48 |  | 4486 | 1 | 1.8136 | 16949.1525 | 20 |  | 2050 | 7745.3773 | Per Unit | GS | 1 | 1 | 1 | 1 | 1 | 1 | 1 | 1 | 1 | 1 | 1 | 1 | CmiEgs101 | CmiE | gs | 101 | [32 empty] | 0 | 0 | 0
101 | Appliances | Cooking | Miscellaneous | New | Efficient Exhaust Hood | 0.26467 | 0.48 |  | 4486 | 1 | 1.8136 | 16949.1525 | 20 |  | 2050 | 7745.3773 | Per Unit | GS | 1 | 1 | 1 | 1 | 1 | 1 | 1 | 1 | 1 | 1 | 1 | 1 | CmiNgs101 | CmiN | gs | 101 | [32 empty] | 0 | 0 | 0
101 | Appliances | Cooking | Offices | Existing | Efficient Exhaust Hood | 0.26467 | 0.48 |  | 4486 | 1 | 1.8136 | 16949.1525 | 20 |  | 2050 | 7745.3773 | Per Unit | GS | 1 | 1 | 1 | 1 | 1 | 1 | 1 | 1 | 1 | 1 | 1 | 1 | CofEgs101 | CofE | gs | 101 | [32 empty] | 0 | 0 | 0
101 | Appliances | Cooking | Offices | New | Efficient Exhaust Hood | 0.26467 | 0.48 |  | 4486 | 1 | 1.8136 | 16949.1525 | 20 |  | 2050 | 7745.3773 | Per Unit | GS | 1 | 1 | 1 | 1 | 1 | 1 | 1 | 1 | 1 | 1 | 1 | 1 | CofNgs101 | CofN | gs | 101 | [32 empty] | 0 | 0 | 0
101 | Appliances | Cooking | Restaurants | Existing | Efficient Exhaust Hood | 0.85683 | 0.45309 |  | 4486 | 1 | 0.5288 | 5235.6021 | 20 |  | 2050 | 2392.5511 | Per Unit | GS | 1 | 1 | 1 | 1 | 1 | 1 | 1 | 1 | 1 | 1 | 1 | 1 | CreEgs101 | CreE | gs | 101 | [32 empty] | 64.2976 | 12.2808 | 6.4888
101 | Appliances | Cooking | Restaurants | New | Efficient Exhaust Hood | 0.85683 | 0.45309 |  | 4486 | 1 | 0.5288 | 5235.6021 | 20 |  | 2050 | 2392.5511 | Per Unit | GS | 1 | 1 | 1 | 1 | 1 | 1 | 1 | 1 | 1 | 1 | 1 | 1 | CreNgs101 | CreN | gs | 101 | [32 empty] | 0.70918 | 0.13545 | 0.071569
101 | Appliances | Cooking | Retail | Existing | Efficient Exhaust Hood | 0.73122 | 0.26916 |  | 4486 | 1 | 0.3681 | 6134.9693 | 20 |  | 2050 | 2803.5415 | Per Unit | GS | 1 | 1 | 1 | 1 | 1 | 1 | 1 | 1 | 1 | 1 | 1 | 1 | CrtEgs101 | CrtE | gs | 101 | [32 empty] | 0 | 0 | 0
101 | Appliances | Cooking | Retail | New | Efficient Exhaust Hood | 0.73122 | 0.26916 |  | 4486 | 1 | 0.3681 | 6134.9693 | 20 |  | 2050 | 2803.5415 | Per Unit | GS | 1 | 1 | 1 | 1 | 1 | 1 | 1 | 1 | 1 | 1 | 1 | 1 | CrtNgs101 | CrtN | gs | 101 | [32 empty] | 0 | 0 | 0
101 | Appliances | Cooking | Schools K-12 | Existing | Efficient Exhaust Hood | 0.26467 | 0.48 |  | 4486 | 1 | 1.8136 | 16949.1525 | 20 |  | 2050 | 7745.3773 | Per Unit | GS | 1 | 1 | 1 | 1 | 1 | 1 | 1 | 1 | 1 | 1 | 1 | 1 | CscEgs101 | CscE | gs | 101 | [32 empty] | 0 | 0 | 0
101 | Appliances | Cooking | Schools K-12 | New | Efficient Exhaust Hood | 0.26467 | 0.48 |  | 4486 | 1 | 1.8136 | 16949.1525 | 20 |  | 2050 | 7745.3773 | Per Unit | GS | 1 | 1 | 1 | 1 | 1 | 1 | 1 | 1 | 1 | 1 | 1 | 1 | CscNgs101 | CscN | gs | 101 | [32 empty] | 0 | 0 | 0
101 | Appliances | Cooking | Warehouse | Existing | Efficient Exhaust Hood | 0.26467 | 0.48 |  | 4486 | 1 | 1.8136 | 16949.1525 | 20 |  | 2050 | 7745.3773 | Per Unit | GS | 1 | 1 | 1 | 1 | 1 | 1 | 1 | 1 | 1 | 1 | 1 | 1 | CwaEgs101 | CwaE | gs | 101 | [32 empty] | 0 | 0 | 0
101 | Appliances | Cooking | Warehouse | New | Efficient Exhaust Hood | 0.26467 | 0.48 |  | 4486 | 1 | 1.8136 | 16949.1525 | 20 |  | 2050 | 7745.3773 | Per Unit | GS | 1 | 1 | 1 | 1 | 1 | 1 | 1 | 1 | 1 | 1 | 1 | 1 | CwaNgs101 | CwaN | gs | 101 | [32 empty] | 0 | 0 | 0
102 | Appliances | Cooking | Assembly | Turnover | Energy Star Combination Oven | 1.038 | 0.38208 |  | 6368 | 1 | 0.3681 | 6134.9693 | 12 |  | 1580 | 1522.1815 | Per Unit | GS | 0.57723 | 0.60437 | 0.83705 | 1.097 | 1.2026 | 1.2026 | 1.289 | 1.2891 | 1.2453 | 1.1192 | 0.77553 | 0.85362 | CasTgs102 | CasT | gs | 102 | [32 empty] | 1.5711 | 0.25645 | 0.094319
102 | Appliances | Cooking | Assembly | New | Energy Star Combination Oven | 1.038 | 0.38208 |  | 6368 | 1 | 0.3681 | 6134.9693 | 12 |  | 1580 | 1522.1815 | Per Unit | GS | 0.57723 | 0.60437 | 0.83705 | 1.097 | 1.2026 | 1.2026 | 1.289 | 1.2891 | 1.2453 | 1.1192 | 0.77553 | 0.85362 | CasNgs102 | CasN | gs | 102 | [32 empty] | 0.017328 | 0.0028286 | 0.0010403
102 | Appliances | Cooking | College and University | Turnover | Energy Star Combination Oven | 1.038 | 0.38208 |  | 6368 | 1 | 0.3681 | 6134.9693 | 12 |  | 1580 | 1522.1815 | Per Unit | GS | 0.57723 | 0.60437 | 0.83705 | 1.097 | 1.2026 | 1.2026 | 1.289 | 1.2891 | 1.2453 | 1.1192 | 0.77553 | 0.85362 | CcoTgs102 | CcoT | gs | 102 | [32 empty] | 0.01325 | 0.0021628 | 0.00079546
102 | Appliances | Cooking | College and University | New | Energy Star Combination Oven | 1.038 | 0.38208 |  | 6368 | 1 | 0.3681 | 6134.9693 | 12 |  | 1580 | 1522.1815 | Per Unit | GS | 0.57723 | 0.60437 | 0.83705 | 1.097 | 1.2026 | 1.2026 | 1.289 | 1.2891 | 1.2453 | 1.1192 | 0.77553 | 0.85362 | CcoNgs102 | CcoN | gs | 102 | [32 empty] | 0.00014614 | 2.3855e-05 | 8.7736e-06
102 | Appliances | Cooking | Data Center | Turnover | Energy Star Combination Oven | 0.37571 | 0.68138 |  | 6368 | 1 | 1.8136 | 16949.1525 | 12 |  | 1580 | 4205.3488 | Per Unit | GS | 0.57723 | 0.60437 | 0.83705 | 1.097 | 1.2026 | 1.2026 | 1.289 | 1.2891 | 1.2453 | 1.1192 | 0.77553 | 0.85362 | CdaTgs102 | CdaT | gs | 102 | [32 empty] | 0.011293 | 0.0006608 | 0.001207
102 | Appliances | Cooking | Data Center | New | Energy Star Combination Oven | 0.37571 | 0.68138 |  | 6368 | 1 | 1.8136 | 16949.1525 | 12 |  | 1580 | 4205.3488 | Per Unit | GS | 0.57723 | 0.60437 | 0.83705 | 1.097 | 1.2026 | 1.2026 | 1.289 | 1.2891 | 1.2453 | 1.1192 | 0.77553 | 0.85362 | CdaNgs102 | CdaN | gs | 102 | [32 empty] | 0.00012456 | 7.2883e-06 | 1.3313e-05
102 | Appliances | Cooking | Grocery | Turnover | Energy Star Combination Oven | 1.038 | 0.38208 |  | 6368 | 1 | 0.3681 | 6134.9693 | 12 |  | 1580 | 1522.1815 | Per Unit | GS | 0.57723 | 0.60437 | 0.83705 | 1.097 | 1.2026 | 1.2026 | 1.289 | 1.2891 | 1.2453 | 1.1192 | 0.77553 | 0.85362 | CgrTgs102 | CgrT | gs | 102 | [32 empty] | 3.5902 | 0.58604 | 0.21554
102 | Appliances | Cooking | Grocery | New | Energy Star Combination Oven | 1.038 | 0.38208 |  | 6368 | 1 | 0.3681 | 6134.9693 | 12 |  | 1580 | 1522.1815 | Per Unit | GS | 0.57723 | 0.60437 | 0.83705 | 1.097 | 1.2026 | 1.2026 | 1.289 | 1.2891 | 1.2453 | 1.1192 | 0.77553 | 0.85362 | CgrNgs102 | CgrN | gs | 102 | [32 empty] | 0.039598 | 0.0064638 | 0.0023773
102 | Appliances | Cooking | Healthcare | Turnover | Energy Star Combination Oven | 0.75142 | 0.84058 |  | 6368 | 1 | 1.1186 | 8474.5763 | 12 |  | 1580 | 2102.6744 | Per Unit | GS | 0.57723 | 0.60437 | 0.83705 | 1.097 | 1.2026 | 1.2026 | 1.289 | 1.2891 | 1.2453 | 1.1192 | 0.77553 | 0.85362 | CheTgs102 | CheT | gs | 102 | [32 empty] | 0.16243 | 0.019101 | 0.021403
102 | Appliances | Cooking | Healthcare | New | Energy Star Combination Oven | 0.75142 | 0.84058 |  | 6368 | 1 | 1.1186 | 8474.5763 | 12 |  | 1580 | 2102.6744 | Per Unit | GS | 0.57723 | 0.60437 | 0.83705 | 1.097 | 1.2026 | 1.2026 | 1.289 | 1.2891 | 1.2453 | 1.1192 | 0.77553 | 0.85362 | CheNgs102 | CheN | gs | 102 | [32 empty] | 0.0017916 | 0.00021067 | 0.00023607
102 | Appliances | Cooking | Hospitals | Turnover | Energy Star Combination Oven | 1.038 | 0.38208 |  | 6368 | 1 | 0.3681 | 6134.9693 | 12 |  | 1580 | 1522.1815 | Per Unit | GS | 0.57723 | 0.60437 | 0.83705 | 1.097 | 1.2026 | 1.2026 | 1.289 | 1.2891 | 1.2453 | 1.1192 | 0.77553 | 0.85362 | ChoTgs102 | ChoT | gs | 102 | [32 empty] | 0.7735 | 0.12626 | 0.046437
102 | Appliances | Cooking | Hospitals | New | Energy Star Combination Oven | 1.038 | 0.38208 |  | 6368 | 1 | 0.3681 | 6134.9693 | 12 |  | 1580 | 1522.1815 | Per Unit | GS | 0.57723 | 0.60437 | 0.83705 | 1.097 | 1.2026 | 1.2026 | 1.289 | 1.2891 | 1.2453 | 1.1192 | 0.77553 | 0.85362 | ChoNgs102 | ChoN | gs | 102 | [32 empty] | 0.0085315 | 0.0013926 | 0.00051219
102 | Appliances | Cooking | Institutional | Turnover | Energy Star Combination Oven | 0.37571 | 0.68138 |  | 6368 | 1 | 1.8136 | 16949.1525 | 12 |  | 1580 | 4205.3488 | Per Unit | GS | 0.57723 | 0.60437 | 0.83705 | 1.097 | 1.2026 | 1.2026 | 1.289 | 1.2891 | 1.2453 | 1.1192 | 0.77553 | 0.85362 | CinTgs102 | CinT | gs | 102 | [32 empty] | 0.45776 | 0.026785 | 0.048925
102 | Appliances | Cooking | Institutional | New | Energy Star Combination Oven | 0.37571 | 0.68138 |  | 6368 | 1 | 1.8136 | 16949.1525 | 12 |  | 1580 | 4205.3488 | Per Unit | GS | 0.57723 | 0.60437 | 0.83705 | 1.097 | 1.2026 | 1.2026 | 1.289 | 1.2891 | 1.2453 | 1.1192 | 0.77553 | 0.85362 | CinNgs102 | CinN | gs | 102 | [32 empty] | 0.0050489 | 0.00029543 | 0.00053963
102 | Appliances | Cooking | Lodging/Hospitality | Turnover | Energy Star Combination Oven | 1.159 | 0.51581 |  | 6368 | 1 | 0.44505 | 5494.5055 | 12 |  | 1580 | 1363.2724 | Per Unit | GS | 0.57723 | 0.60437 | 0.83705 | 1.097 | 1.2026 | 1.2026 | 1.289 | 1.2891 | 1.2453 | 1.1192 | 0.77553 | 0.85362 | CloTgs102 | CloT | gs | 102 | [32 empty] | 2.4452 | 0.4457 | 0.19905
102 | Appliances | Cooking | Lodging/Hospitality | New | Energy Star Combination Oven | 1.159 | 0.51581 |  | 6368 | 1 | 0.44505 | 5494.5055 | 12 |  | 1580 | 1363.2724 | Per Unit | GS | 0.57723 | 0.60437 | 0.83705 | 1.097 | 1.2026 | 1.2026 | 1.289 | 1.2891 | 1.2453 | 1.1192 | 0.77553 | 0.85362 | CloNgs102 | CloN | gs | 102 | [32 empty] | 0.02697 | 0.0049159 | 0.0021954
102 | Appliances | Cooking | Miscellaneous | Turnover | Energy Star Combination Oven | 0.37571 | 0.68138 |  | 6368 | 1 | 1.8136 | 16949.1525 | 12 |  | 1580 | 4205.3488 | Per Unit | GS | 0.57723 | 0.60437 | 0.83705 | 1.097 | 1.2026 | 1.2026 | 1.289 | 1.2891 | 1.2453 | 1.1192 | 0.77553 | 0.85362 | CmiTgs102 | CmiT | gs | 102 | [32 empty] | 0 | 0 | 0
102 | Appliances | Cooking | Miscellaneous | New | Energy Star Combination Oven | 0.37571 | 0.68138 |  | 6368 | 1 | 1.8136 | 16949.1525 | 12 |  | 1580 | 4205.3488 | Per Unit | GS | 0.57723 | 0.60437 | 0.83705 | 1.097 | 1.2026 | 1.2026 | 1.289 | 1.2891 | 1.2453 | 1.1192 | 0.77553 | 0.85362 | CmiNgs102 | CmiN | gs | 102 | [32 empty] | 0 | 0 | 0
102 | Appliances | Cooking | Offices | Turnover | Energy Star Combination Oven | 0.37571 | 0.68138 |  | 6368 | 1 | 1.8136 | 16949.1525 | 12 |  | 1580 | 4205.3488 | Per Unit | GS | 0.57723 | 0.60437 | 0.83705 | 1.097 | 1.2026 | 1.2026 | 1.289 | 1.2891 | 1.2453 | 1.1192 | 0.77553 | 0.85362 | CofTgs102 | CofT | gs | 102 | [32 empty] | 0.87209 | 0.051029 | 0.093209
102 | Appliances | Cooking | Offices | New | Energy Star Combination Oven | 0.37571 | 0.68138 |  | 6368 | 1 | 1.8136 | 16949.1525 | 12 |  | 1580 | 4205.3488 | Per Unit | GS | 0.57723 | 0.60437 | 0.83705 | 1.097 | 1.2026 | 1.2026 | 1.289 | 1.2891 | 1.2453 | 1.1192 | 0.77553 | 0.85362 | CofNgs102 | CofN | gs | 102 | [32 empty] | 0.0096188 | 0.00056283 | 0.0010281
102 | Appliances | Cooking | Restaurants | Turnover | Energy Star Combination Oven | 1.2163 | 0.64317 |  | 6368 | 1 | 0.5288 | 5235.6021 | 12 |  | 1580 | 1299.0344 | Per Unit | GS | 0.57723 | 0.60437 | 0.83705 | 1.097 | 1.2026 | 1.2026 | 1.289 | 1.2891 | 1.2453 | 1.1192 | 0.77553 | 0.85362 | CreTgs102 | CreT | gs | 102 | [32 empty] | 15.5131 | 2.963 | 1.5656
102 | Appliances | Cooking | Restaurants | New | Energy Star Combination Oven | 1.2163 | 0.64317 |  | 6368 | 1 | 0.5288 | 5235.6021 | 12 |  | 1580 | 1299.0344 | Per Unit | GS | 0.57723 | 0.60437 | 0.83705 | 1.097 | 1.2026 | 1.2026 | 1.289 | 1.2891 | 1.2453 | 1.1192 | 0.77553 | 0.85362 | CreNgs102 | CreN | gs | 102 | [32 empty] | 0.1711 | 0.032681 | 0.017268
102 | Appliances | Cooking | Retail | Turnover | Energy Star Combination Oven | 1.038 | 0.38208 |  | 6368 | 1 | 0.3681 | 6134.9693 | 12 |  | 1580 | 1522.1815 | Per Unit | GS | 0.57723 | 0.60437 | 0.83705 | 1.097 | 1.2026 | 1.2026 | 1.289 | 1.2891 | 1.2453 | 1.1192 | 0.77553 | 0.85362 | CrtTgs102 | CrtT | gs | 102 | [32 empty] | 0.62528 | 0.10207 | 0.037538
102 | Appliances | Cooking | Retail | New | Energy Star Combination Oven | 1.038 | 0.38208 |  | 6368 | 1 | 0.3681 | 6134.9693 | 12 |  | 1580 | 1522.1815 | Per Unit | GS | 0.57723 | 0.60437 | 0.83705 | 1.097 | 1.2026 | 1.2026 | 1.289 | 1.2891 | 1.2453 | 1.1192 | 0.77553 | 0.85362 | CrtNgs102 | CrtN | gs | 102 | [32 empty] | 0.0068966 | 0.0011258 | 0.00041404
102 | Appliances | Cooking | Schools K-12 | Turnover | Energy Star Combination Oven | 0.37571 | 0.68138 |  | 6368 | 1 | 1.8136 | 16949.1525 | 12 |  | 1580 | 4205.3488 | Per Unit | GS | 0.57723 | 0.60437 | 0.83705 | 1.097 | 1.2026 | 1.2026 | 1.289 | 1.2891 | 1.2453 | 1.1192 | 0.77553 | 0.85362 | CscTgs102 | CscT | gs | 102 | [32 empty] | 0.076946 | 0.0045023 | 0.008224
102 | Appliances | Cooking | Schools K-12 | New | Energy Star Combination Oven | 0.37571 | 0.68138 |  | 6368 | 1 | 1.8136 | 16949.1525 | 12 |  | 1580 | 4205.3488 | Per Unit | GS | 0.57723 | 0.60437 | 0.83705 | 1.097 | 1.2026 | 1.2026 | 1.289 | 1.2891 | 1.2453 | 1.1192 | 0.77553 | 0.85362 | CscNgs102 | CscN | gs | 102 | [32 empty] | 0.00084868 | 4.9659e-05 | 9.0708e-05
102 | Appliances | Cooking | Warehouse | Turnover | Energy Star Combination Oven | 0.37571 | 0.68138 |  | 6368 | 1 | 1.8136 | 16949.1525 | 12 |  | 1580 | 4205.3488 | Per Unit | GS | 0.57723 | 0.60437 | 0.83705 | 1.097 | 1.2026 | 1.2026 | 1.289 | 1.2891 | 1.2453 | 1.1192 | 0.77553 | 0.85362 | CwaTgs102 | CwaT | gs | 102 | [32 empty] | 0.00039205 | 2.294e-05 | 4.1903e-05
102 | Appliances | Cooking | Warehouse | New | Energy Star Combination Oven | 0.37571 | 0.68138 |  | 6368 | 1 | 1.8136 | 16949.1525 | 12 |  | 1580 | 4205.3488 | Per Unit | GS | 0.57723 | 0.60437 | 0.83705 | 1.097 | 1.2026 | 1.2026 | 1.289 | 1.2891 | 1.2453 | 1.1192 | 0.77553 | 0.85362 | CwaNgs102 | CwaN | gs | 102 | [32 empty] | 4.3242e-06 | 2.5302e-07 | 4.6217e-07
103 | Appliances | Cooking | Assembly | Turnover | Energy Star Commercial Dishwasher | 1.474 | 2.2449 |  | 11854.97 | 1 | 1.523 | 8042.7229 | 13 |  | 1099 | 745.5905 | Per appliance | GS | 0.57723 | 0.60437 | 0.83705 | 1.097 | 1.2026 | 1.2026 | 1.289 | 1.2891 | 1.2453 | 1.1192 | 0.77553 | 0.85362 | CasTgs103 | CasT | gs | 103 | [32 empty] | 0 | 0 | 0
103 | Appliances | Cooking | Assembly | New | Energy Star Commercial Dishwasher | 1.474 | 2.2449 |  | 11854.97 | 1 | 1.523 | 8042.7229 | 13 |  | 1099 | 745.5905 | Per appliance | GS | 0.57723 | 0.60437 | 0.83705 | 1.097 | 1.2026 | 1.2026 | 1.289 | 1.2891 | 1.2453 | 1.1192 | 0.77553 | 0.85362 | CasNgs103 | CasN | gs | 103 | [32 empty] | 0 | 0 | 0
103 | Appliances | Cooking | College and University | Turnover | Energy Star Commercial Dishwasher | 1.0871 | 1.3202 |  | 11854.97 | 1 | 1.2145 | 10905.4227 | 13 |  | 1099 | 1010.9734 | Per appliance | GS | 0.57723 | 0.60437 | 0.83705 | 1.097 | 1.2026 | 1.2026 | 1.289 | 1.2891 | 1.2453 | 1.1192 | 0.77553 | 0.85362 | CcoTgs103 | CcoT | gs | 103 | [32 empty] | 0 | 0 | 0
103 | Appliances | Cooking | College and University | New | Energy Star Commercial Dishwasher | 1.0871 | 1.3202 |  | 11854.97 | 1 | 1.2145 | 10905.4227 | 13 |  | 1099 | 1010.9734 | Per appliance | GS | 0.57723 | 0.60437 | 0.83705 | 1.097 | 1.2026 | 1.2026 | 1.289 | 1.2891 | 1.2453 | 1.1192 | 0.77553 | 0.85362 | CcoNgs103 | CcoN | gs | 103 | [32 empty] | 0 | 0 | 0
103 | Appliances | Cooking | Data Center | Turnover | Energy Star Commercial Dishwasher | 1.0871 | 1.3202 |  | 11854.97 | 1 | 1.2145 | 10905.4227 | 13 |  | 1099 | 1010.9734 | Per appliance | GS | 0.57723 | 0.60437 | 0.83705 | 1.097 | 1.2026 | 1.2026 | 1.289 | 1.2891 | 1.2453 | 1.1192 | 0.77553 | 0.85362 | CdaTgs103 | CdaT | gs | 103 | [32 empty] | 0 | 0 | 0
103 | Appliances | Cooking | Data Center | New | Energy Star Commercial Dishwasher | 1.0871 | 1.3202 |  | 11854.97 | 1 | 1.2145 | 10905.4227 | 13 |  | 1099 | 1010.9734 | Per appliance | GS | 0.57723 | 0.60437 | 0.83705 | 1.097 | 1.2026 | 1.2026 | 1.289 | 1.2891 | 1.2453 | 1.1192 | 0.77553 | 0.85362 | CdaNgs103 | CdaN | gs | 103 | [32 empty] | 0 | 0 | 0
103 | Appliances | Cooking | Grocery | Turnover | Energy Star Commercial Dishwasher | 1.474 | 2.2449 |  | 11854.97 | 1 | 1.523 | 8042.7229 | 13 |  | 1099 | 745.5905 | Per appliance | GS | 0.57723 | 0.60437 | 0.83705 | 1.097 | 1.2026 | 1.2026 | 1.289 | 1.2891 | 1.2453 | 1.1192 | 0.77553 | 0.85362 | CgrTgs103 | CgrT | gs | 103 | [32 empty] | 0 | 0 | 0
103 | Appliances | Cooking | Grocery | New | Energy Star Commercial Dishwasher | 1.474 | 2.2449 |  | 11854.97 | 1 | 1.523 | 8042.7229 | 13 |  | 1099 | 745.5905 | Per appliance | GS | 0.57723 | 0.60437 | 0.83705 | 1.097 | 1.2026 | 1.2026 | 1.289 | 1.2891 | 1.2453 | 1.1192 | 0.77553 | 0.85362 | CgrNgs103 | CgrN | gs | 103 | [32 empty] | 0 | 0 | 0
103 | Appliances | Cooking | Healthcare | Turnover | Energy Star Commercial Dishwasher | 1.0871 | 1.3202 |  | 11854.97 | 1 | 1.2145 | 10905.4227 | 13 |  | 1099 | 1010.9734 | Per appliance | GS | 0.57723 | 0.60437 | 0.83705 | 1.097 | 1.2026 | 1.2026 | 1.289 | 1.2891 | 1.2453 | 1.1192 | 0.77553 | 0.85362 | CheTgs103 | CheT | gs | 103 | [32 empty] | 0 | 0 | 0
103 | Appliances | Cooking | Healthcare | New | Energy Star Commercial Dishwasher | 1.0871 | 1.3202 |  | 11854.97 | 1 | 1.2145 | 10905.4227 | 13 |  | 1099 | 1010.9734 | Per appliance | GS | 0.57723 | 0.60437 | 0.83705 | 1.097 | 1.2026 | 1.2026 | 1.289 | 1.2891 | 1.2453 | 1.1192 | 0.77553 | 0.85362 | CheNgs103 | CheN | gs | 103 | [32 empty] | 0 | 0 | 0
103 | Appliances | Cooking | Hospitals | Turnover | Energy Star Commercial Dishwasher | 1.0871 | 1.3202 |  | 11854.97 | 1 | 1.2145 | 10905.4227 | 13 |  | 1099 | 1010.9734 | Per appliance | GS | 0.57723 | 0.60437 | 0.83705 | 1.097 | 1.2026 | 1.2026 | 1.289 | 1.2891 | 1.2453 | 1.1192 | 0.77553 | 0.85362 | ChoTgs103 | ChoT | gs | 103 | [32 empty] | 0 | 0 | 0
103 | Appliances | Cooking | Hospitals | New | Energy Star Commercial Dishwasher | 1.0871 | 1.3202 |  | 11854.97 | 1 | 1.2145 | 10905.4227 | 13 |  | 1099 | 1010.9734 | Per appliance | GS | 0.57723 | 0.60437 | 0.83705 | 1.097 | 1.2026 | 1.2026 | 1.289 | 1.2891 | 1.2453 | 1.1192 | 0.77553 | 0.85362 | ChoNgs103 | ChoN | gs | 103 | [32 empty] | 0 | 0 | 0
103 | Appliances | Cooking | Institutional | Turnover | Energy Star Commercial Dishwasher | 1.0871 | 1.3202 |  | 11854.97 | 1 | 1.2145 | 10905.4227 | 13 |  | 1099 | 1010.9734 | Per appliance | GS | 0.57723 | 0.60437 | 0.83705 | 1.097 | 1.2026 | 1.2026 | 1.289 | 1.2891 | 1.2453 | 1.1192 | 0.77553 | 0.85362 | CinTgs103 | CinT | gs | 103 | [32 empty] | 0 | 0 | 0
103 | Appliances | Cooking | Institutional | New | Energy Star Commercial Dishwasher | 1.0871 | 1.3202 |  | 11854.97 | 1 | 1.2145 | 10905.4227 | 13 |  | 1099 | 1010.9734 | Per appliance | GS | 0.57723 | 0.60437 | 0.83705 | 1.097 | 1.2026 | 1.2026 | 1.289 | 1.2891 | 1.2453 | 1.1192 | 0.77553 | 0.85362 | CinNgs103 | CinN | gs | 103 | [32 empty] | 0 | 0 | 0
103 | Appliances | Cooking | Lodging/Hospitality | Turnover | Energy Star Commercial Dishwasher | 0.46648 | 1.8704 |  | 11854.97 | 1 | 4.0096 | 25413.8002 | 13 |  | 1099 | 2355.9542 | Per appliance | GS | 0.57723 | 0.60437 | 0.83705 | 1.097 | 1.2026 | 1.2026 | 1.289 | 1.2891 | 1.2453 | 1.1192 | 0.77553 | 0.85362 | CloTgs103 | CloT | gs | 103 | [32 empty] | 0 | 0 | 0
103 | Appliances | Cooking | Lodging/Hospitality | New | Energy Star Commercial Dishwasher | 0.46648 | 1.8704 |  | 11854.97 | 1 | 4.0096 | 25413.8002 | 13 |  | 1099 | 2355.9542 | Per appliance | GS | 0.57723 | 0.60437 | 0.83705 | 1.097 | 1.2026 | 1.2026 | 1.289 | 1.2891 | 1.2453 | 1.1192 | 0.77553 | 0.85362 | CloNgs103 | CloN | gs | 103 | [32 empty] | 0 | 0 | 0
103 | Appliances | Cooking | Miscellaneous | Turnover | Energy Star Commercial Dishwasher | 1.474 | 2.2449 |  | 11854.97 | 1 | 1.523 | 8042.7229 | 13 |  | 1099 | 745.5905 | Per appliance | GS | 0.57723 | 0.60437 | 0.83705 | 1.097 | 1.2026 | 1.2026 | 1.289 | 1.2891 | 1.2453 | 1.1192 | 0.77553 | 0.85362 | CmiTgs103 | CmiT | gs | 103 | [32 empty] | 0 | 0 | 0
103 | Appliances | Cooking | Miscellaneous | New | Energy Star Commercial Dishwasher | 1.474 | 2.2449 |  | 11854.97 | 1 | 1.523 | 8042.7229 | 13 |  | 1099 | 745.5905 | Per appliance | GS | 0.57723 | 0.60437 | 0.83705 | 1.097 | 1.2026 | 1.2026 | 1.289 | 1.2891 | 1.2453 | 1.1192 | 0.77553 | 0.85362 | CmiNgs103 | CmiN | gs | 103 | [32 empty] | 0 | 0 | 0
103 | Appliances | Cooking | Offices | Turnover | Energy Star Commercial Dishwasher | 1.474 | 2.2449 |  | 11854.97 | 1 | 1.523 | 8042.7229 | 13 |  | 1099 | 745.5905 | Per appliance | GS | 0.57723 | 0.60437 | 0.83705 | 1.097 | 1.2026 | 1.2026 | 1.289 | 1.2891 | 1.2453 | 1.1192 | 0.77553 | 0.85362 | CofTgs103 | CofT | gs | 103 | [32 empty] | 0 | 0 | 0
103 | Appliances | Cooking | Offices | New | Energy Star Commercial Dishwasher | 1.474 | 2.2449 |  | 11854.97 | 1 | 1.523 | 8042.7229 | 13 |  | 1099 | 745.5905 | Per appliance | GS | 0.57723 | 0.60437 | 0.83705 | 1.097 | 1.2026 | 1.2026 | 1.289 | 1.2891 | 1.2453 | 1.1192 | 0.77553 | 0.85362 | CofNgs103 | CofN | gs | 103 | [32 empty] | 0 | 0 | 0
103 | Appliances | Cooking | Restaurants | Turnover | Energy Star Commercial Dishwasher | 1.474 | 2.2449 |  | 11854.97 | 1 | 1.523 | 8042.7229 | 13 |  | 1099 | 745.5905 | Per appliance | GS | 0.57723 | 0.60437 | 0.83705 | 1.097 | 1.2026 | 1.2026 | 1.289 | 1.2891 | 1.2453 | 1.1192 | 0.77553 | 0.85362 | CreTgs103 | CreT | gs | 103 | [32 empty] | 0 | 0 | 0
103 | Appliances | Cooking | Restaurants | New | Energy Star Commercial Dishwasher | 1.474 | 2.2449 |  | 11854.97 | 1 | 1.523 | 8042.7229 | 13 |  | 1099 | 745.5905 | Per appliance | GS | 0.57723 | 0.60437 | 0.83705 | 1.097 | 1.2026 | 1.2026 | 1.289 | 1.2891 | 1.2453 | 1.1192 | 0.77553 | 0.85362 | CreNgs103 | CreN | gs | 103 | [32 empty] | 0 | 0 | 0
103 | Appliances | Cooking | Retail | Turnover | Energy Star Commercial Dishwasher | 1.474 | 2.2449 |  | 11854.97 | 1 | 1.523 | 8042.7229 | 13 |  | 1099 | 745.5905 | Per appliance | GS | 0.57723 | 0.60437 | 0.83705 | 1.097 | 1.2026 | 1.2026 | 1.289 | 1.2891 | 1.2453 | 1.1192 | 0.77553 | 0.85362 | CrtTgs103 | CrtT | gs | 103 | [32 empty] | 0 | 0 | 0
103 | Appliances | Cooking | Retail | New | Energy Star Commercial Dishwasher | 1.474 | 2.2449 |  | 11854.97 | 1 | 1.523 | 8042.7229 | 13 |  | 1099 | 745.5905 | Per appliance | GS | 0.57723 | 0.60437 | 0.83705 | 1.097 | 1.2026 | 1.2026 | 1.289 | 1.2891 | 1.2453 | 1.1192 | 0.77553 | 0.85362 | CrtNgs103 | CrtN | gs | 103 | [32 empty] | 0 | 0 | 0
103 | Appliances | Cooking | Schools K-12 | Turnover | Energy Star Commercial Dishwasher | 1.474 | 2.2449 |  | 11854.97 | 1 | 1.523 | 8042.7229 | 13 |  | 1099 | 745.5905 | Per appliance | GS | 0.57723 | 0.60437 | 0.83705 | 1.097 | 1.2026 | 1.2026 | 1.289 | 1.2891 | 1.2453 | 1.1192 | 0.77553 | 0.85362 | CscTgs103 | CscT | gs | 103 | [32 empty] | 0 | 0 | 0
103 | Appliances | Cooking | Schools K-12 | New | Energy Star Commercial Dishwasher | 1.474 | 2.2449 |  | 11854.97 | 1 | 1.523 | 8042.7229 | 13 |  | 1099 | 745.5905 | Per appliance | GS | 0.57723 | 0.60437 | 0.83705 | 1.097 | 1.2026 | 1.2026 | 1.289 | 1.2891 | 1.2453 | 1.1192 | 0.77553 | 0.85362 | CscNgs103 | CscN | gs | 103 | [32 empty] | 0 | 0 | 0
103 | Appliances | Cooking | Warehouse | Turnover | Energy Star Commercial Dishwasher | 1.474 | 2.2449 |  | 11854.97 | 1 | 1.523 | 8042.7229 | 13 |  | 1099 | 745.5905 | Per appliance | GS | 0.57723 | 0.60437 | 0.83705 | 1.097 | 1.2026 | 1.2026 | 1.289 | 1.2891 | 1.2453 | 1.1192 | 0.77553 | 0.85362 | CwaTgs103 | CwaT | gs | 103 | [32 empty] | 0 | 0 | 0
103 | Appliances | Cooking | Warehouse | New | Energy Star Commercial Dishwasher | 1.474 | 2.2449 |  | 11854.97 | 1 | 1.523 | 8042.7229 | 13 |  | 1099 | 745.5905 | Per appliance | GS | 0.57723 | 0.60437 | 0.83705 | 1.097 | 1.2026 | 1.2026 | 1.289 | 1.2891 | 1.2453 | 1.1192 | 0.77553 | 0.85362 | CwaNgs103 | CwaN | gs | 103 | [32 empty] | 0 | 0 | 0
104 | Appliances | Cooking | Assembly | Turnover | Energy Star convection oven | 0.31573 | 0.11622 |  | 1937 | 1 | 0.3681 | 6134.9693 | 17 |  | 631.37 | 1999.7086 | Per Unit | GS | 0.57723 | 0.60437 | 0.83705 | 1.097 | 1.2026 | 1.2026 | 1.289 | 1.2891 | 1.2453 | 1.1192 | 0.77553 | 0.85362 | CasTgs104 | CasT | gs | 104 | [32 empty] | 0.60588 | 0.098901 | 0.036374
104 | Appliances | Cooking | Assembly | New | Energy Star convection oven | 0.31573 | 0.11622 |  | 1937 | 1 | 0.3681 | 6134.9693 | 17 |  | 631.37 | 1999.7086 | Per Unit | GS | 0.57723 | 0.60437 | 0.83705 | 1.097 | 1.2026 | 1.2026 | 1.289 | 1.2891 | 1.2453 | 1.1192 | 0.77553 | 0.85362 | CasNgs104 | CasN | gs | 104 | [32 empty] | 0.0066827 | 0.0010908 | 0.00040119
104 | Appliances | Cooking | College and University | Turnover | Energy Star convection oven | 0.31573 | 0.11622 |  | 1937 | 1 | 0.3681 | 6134.9693 | 17 |  | 631.37 | 1999.7086 | Per Unit | GS | 0.57723 | 0.60437 | 0.83705 | 1.097 | 1.2026 | 1.2026 | 1.289 | 1.2891 | 1.2453 | 1.1192 | 0.77553 | 0.85362 | CcoTgs104 | CcoT | gs | 104 | [32 empty] | 0.0050642 | 0.00082664 | 0.00030403
104 | Appliances | Cooking | College and University | New | Energy Star convection oven | 0.31573 | 0.11622 |  | 1937 | 1 | 0.3681 | 6134.9693 | 17 |  | 631.37 | 1999.7086 | Per Unit | GS | 0.57723 | 0.60437 | 0.83705 | 1.097 | 1.2026 | 1.2026 | 1.289 | 1.2891 | 1.2453 | 1.1192 | 0.77553 | 0.85362 | CcoNgs104 | CcoN | gs | 104 | [32 empty] | 5.5856e-05 | 9.1176e-06 | 3.3533e-06
104 | Appliances | Cooking | Data Center | Turnover | Energy Star convection oven | 0.11428 | 0.20726 |  | 1937 | 1 | 1.8136 | 16949.1525 | 17 |  | 631.37 | 5524.6187 | Per Unit | GS | 0.57723 | 0.60437 | 0.83705 | 1.097 | 1.2026 | 1.2026 | 1.289 | 1.2891 | 1.2453 | 1.1192 | 0.77553 | 0.85362 | CdaTgs104 | CdaT | gs | 104 | [32 empty] | 0.0043552 | 0.00025484 | 0.00046549
104 | Appliances | Cooking | Data Center | New | Energy Star convection oven | 0.11428 | 0.20726 |  | 1937 | 1 | 1.8136 | 16949.1525 | 17 |  | 631.37 | 5524.6187 | Per Unit | GS | 0.57723 | 0.60437 | 0.83705 | 1.097 | 1.2026 | 1.2026 | 1.289 | 1.2891 | 1.2453 | 1.1192 | 0.77553 | 0.85362 | CdaNgs104 | CdaN | gs | 104 | [32 empty] | 4.8036e-05 | 2.8108e-06 | 5.1341e-06
104 | Appliances | Cooking | Grocery | Turnover | Energy Star convection oven | 0.31573 | 0.11622 |  | 1937 | 1 | 0.3681 | 6134.9693 | 17 |  | 631.37 | 1999.7086 | Per Unit | GS | 0.57723 | 0.60437 | 0.83705 | 1.097 | 1.2026 | 1.2026 | 1.289 | 1.2891 | 1.2453 | 1.1192 | 0.77553 | 0.85362 | CgrTgs104 | CgrT | gs | 104 | [32 empty] | 1.3846 | 0.22601 | 0.083122
104 | Appliances | Cooking | Grocery | New | Energy Star convection oven | 0.31573 | 0.11622 |  | 1937 | 1 | 0.3681 | 6134.9693 | 17 |  | 631.37 | 1999.7086 | Per Unit | GS | 0.57723 | 0.60437 | 0.83705 | 1.097 | 1.2026 | 1.2026 | 1.289 | 1.2891 | 1.2453 | 1.1192 | 0.77553 | 0.85362 | CgrNgs104 | CgrN | gs | 104 | [32 empty] | 0.015271 | 0.0024928 | 0.0009168
104 | Appliances | Cooking | Healthcare | Turnover | Energy Star convection oven | 0.22857 | 0.25568 |  | 1937 | 1 | 1.1186 | 8474.5763 | 17 |  | 631.37 | 2762.3094 | Per Unit | GS | 0.57723 | 0.60437 | 0.83705 | 1.097 | 1.2026 | 1.2026 | 1.289 | 1.2891 | 1.2453 | 1.1192 | 0.77553 | 0.85362 | CheTgs104 | CheT | gs | 104 | [32 empty] | 0.060976 | 0.0071701 | 0.0080346
104 | Appliances | Cooking | Healthcare | New | Energy Star convection oven | 0.22857 | 0.25568 |  | 1937 | 1 | 1.1186 | 8474.5763 | 17 |  | 631.37 | 2762.3094 | Per Unit | GS | 0.57723 | 0.60437 | 0.83705 | 1.097 | 1.2026 | 1.2026 | 1.289 | 1.2891 | 1.2453 | 1.1192 | 0.77553 | 0.85362 | CheNgs104 | CheN | gs | 104 | [32 empty] | 0.00067254 | 7.9084e-05 | 8.8619e-05
104 | Appliances | Cooking | Hospitals | Turnover | Energy Star convection oven | 0.31573 | 0.11622 |  | 1937 | 1 | 0.3681 | 6134.9693 | 17 |  | 631.37 | 1999.7086 | Per Unit | GS | 0.57723 | 0.60437 | 0.83705 | 1.097 | 1.2026 | 1.2026 | 1.289 | 1.2891 | 1.2453 | 1.1192 | 0.77553 | 0.85362 | ChoTgs104 | ChoT | gs | 104 | [32 empty] | 0.29564 | 0.048258 | 0.017749
104 | Appliances | Cooking | Hospitals | New | Energy Star convection oven | 0.31573 | 0.11622 |  | 1937 | 1 | 0.3681 | 6134.9693 | 17 |  | 631.37 | 1999.7086 | Per Unit | GS | 0.57723 | 0.60437 | 0.83705 | 1.097 | 1.2026 | 1.2026 | 1.289 | 1.2891 | 1.2453 | 1.1192 | 0.77553 | 0.85362 | ChoNgs104 | ChoN | gs | 104 | [32 empty] | 0.0032608 | 0.00053227 | 0.00019576
104 | Appliances | Cooking | Institutional | Turnover | Energy Star convection oven | 0.11428 | 0.20726 |  | 1937 | 1 | 1.8136 | 16949.1525 | 17 |  | 631.37 | 5524.6187 | Per Unit | GS | 0.57723 | 0.60437 | 0.83705 | 1.097 | 1.2026 | 1.2026 | 1.289 | 1.2891 | 1.2453 | 1.1192 | 0.77553 | 0.85362 | CinTgs104 | CinT | gs | 104 | [32 empty] | 0.17653 | 0.01033 | 0.018868
104 | Appliances | Cooking | Institutional | New | Energy Star convection oven | 0.11428 | 0.20726 |  | 1937 | 1 | 1.8136 | 16949.1525 | 17 |  | 631.37 | 5524.6187 | Per Unit | GS | 0.57723 | 0.60437 | 0.83705 | 1.097 | 1.2026 | 1.2026 | 1.289 | 1.2891 | 1.2453 | 1.1192 | 0.77553 | 0.85362 | CinNgs104 | CinN | gs | 104 | [32 empty] | 0.0019471 | 0.00011393 | 0.00020811
104 | Appliances | Cooking | Lodging/Hospitality | Turnover | Energy Star convection oven | 0.35253 | 0.1569 |  | 1937 | 1 | 0.44505 | 5494.5055 | 17 |  | 631.37 | 1790.9478 | Per Unit | GS | 0.57723 | 0.60437 | 0.83705 | 1.097 | 1.2026 | 1.2026 | 1.289 | 1.2891 | 1.2453 | 1.1192 | 0.77553 | 0.85362 | CloTgs104 | CloT | gs | 104 | [32 empty] | 0.9179 | 0.16731 | 0.074721
104 | Appliances | Cooking | Lodging/Hospitality | New | Energy Star convection oven | 0.35253 | 0.1569 |  | 1937 | 1 | 0.44505 | 5494.5055 | 17 |  | 631.37 | 1790.9478 | Per Unit | GS | 0.57723 | 0.60437 | 0.83705 | 1.097 | 1.2026 | 1.2026 | 1.289 | 1.2891 | 1.2453 | 1.1192 | 0.77553 | 0.85362 | CloNgs104 | CloN | gs | 104 | [32 empty] | 0.010124 | 0.0018454 | 0.00082415
104 | Appliances | Cooking | Miscellaneous | Turnover | Energy Star convection oven | 0.11428 | 0.20726 |  | 1937 | 1 | 1.8136 | 16949.1525 | 17 |  | 631.37 | 5524.6187 | Per Unit | GS | 0.57723 | 0.60437 | 0.83705 | 1.097 | 1.2026 | 1.2026 | 1.289 | 1.2891 | 1.2453 | 1.1192 | 0.77553 | 0.85362 | CmiTgs104 | CmiT | gs | 104 | [32 empty] | 0 | 0 | 0
104 | Appliances | Cooking | Miscellaneous | New | Energy Star convection oven | 0.11428 | 0.20726 |  | 1937 | 1 | 1.8136 | 16949.1525 | 17 |  | 631.37 | 5524.6187 | Per Unit | GS | 0.57723 | 0.60437 | 0.83705 | 1.097 | 1.2026 | 1.2026 | 1.289 | 1.2891 | 1.2453 | 1.1192 | 0.77553 | 0.85362 | CmiNgs104 | CmiN | gs | 104 | [32 empty] | 0 | 0 | 0
104 | Appliances | Cooking | Offices | Turnover | Energy Star convection oven | 0.11428 | 0.20726 |  | 1937 | 1 | 1.8136 | 16949.1525 | 17 |  | 631.37 | 5524.6187 | Per Unit | GS | 0.57723 | 0.60437 | 0.83705 | 1.097 | 1.2026 | 1.2026 | 1.289 | 1.2891 | 1.2453 | 1.1192 | 0.77553 | 0.85362 | CofTgs104 | CofT | gs | 104 | [32 empty] | 0.33632 | 0.019679 | 0.035946
104 | Appliances | Cooking | Offices | New | Energy Star convection oven | 0.11428 | 0.20726 |  | 1937 | 1 | 1.8136 | 16949.1525 | 17 |  | 631.37 | 5524.6187 | Per Unit | GS | 0.57723 | 0.60437 | 0.83705 | 1.097 | 1.2026 | 1.2026 | 1.289 | 1.2891 | 1.2453 | 1.1192 | 0.77553 | 0.85362 | CofNgs104 | CofN | gs | 104 | [32 empty] | 0.0037095 | 0.00021706 | 0.00039648
104 | Appliances | Cooking | Restaurants | Turnover | Energy Star convection oven | 0.36997 | 0.19564 |  | 1937 | 1 | 0.5288 | 5235.6021 | 17 |  | 631.37 | 1706.5576 | Per Unit | GS | 0.57723 | 0.60437 | 0.83705 | 1.097 | 1.2026 | 1.2026 | 1.289 | 1.2891 | 1.2453 | 1.1192 | 0.77553 | 0.85362 | CreTgs104 | CreT | gs | 104 | [32 empty] | 5.9292 | 1.1325 | 0.59836
104 | Appliances | Cooking | Restaurants | New | Energy Star convection oven | 0.36997 | 0.19564 |  | 1937 | 1 | 0.5288 | 5235.6021 | 17 |  | 631.37 | 1706.5576 | Per Unit | GS | 0.57723 | 0.60437 | 0.83705 | 1.097 | 1.2026 | 1.2026 | 1.289 | 1.2891 | 1.2453 | 1.1192 | 0.77553 | 0.85362 | CreNgs104 | CreN | gs | 104 | [32 empty] | 0.060087 | 0.011477 | 0.0060638
104 | Appliances | Cooking | Retail | Turnover | Energy Star convection oven | 0.31573 | 0.11622 |  | 1937 | 1 | 0.3681 | 6134.9693 | 17 |  | 631.37 | 1999.7086 | Per Unit | GS | 0.57723 | 0.60437 | 0.83705 | 1.097 | 1.2026 | 1.2026 | 1.289 | 1.2891 | 1.2453 | 1.1192 | 0.77553 | 0.85362 | CrtTgs104 | CrtT | gs | 104 | [32 empty] | 0.24114 | 0.039362 | 0.014477
104 | Appliances | Cooking | Retail | New | Energy Star convection oven | 0.31573 | 0.11622 |  | 1937 | 1 | 0.3681 | 6134.9693 | 17 |  | 631.37 | 1999.7086 | Per Unit | GS | 0.57723 | 0.60437 | 0.83705 | 1.097 | 1.2026 | 1.2026 | 1.289 | 1.2891 | 1.2453 | 1.1192 | 0.77553 | 0.85362 | CrtNgs104 | CrtN | gs | 104 | [32 empty] | 0.0026597 | 0.00043415 | 0.00015967
104 | Appliances | Cooking | Schools K-12 | Turnover | Energy Star convection oven | 0.11428 | 0.20726 |  | 1937 | 1 | 1.8136 | 16949.1525 | 17 |  | 631.37 | 5524.6187 | Per Unit | GS | 0.57723 | 0.60437 | 0.83705 | 1.097 | 1.2026 | 1.2026 | 1.289 | 1.2891 | 1.2453 | 1.1192 | 0.77553 | 0.85362 | CscTgs104 | CscT | gs | 104 | [32 empty] | 0.029409 | 0.0017208 | 0.0031432
104 | Appliances | Cooking | Schools K-12 | New | Energy Star convection oven | 0.11428 | 0.20726 |  | 1937 | 1 | 1.8136 | 16949.1525 | 17 |  | 631.37 | 5524.6187 | Per Unit | GS | 0.57723 | 0.60437 | 0.83705 | 1.097 | 1.2026 | 1.2026 | 1.289 | 1.2891 | 1.2453 | 1.1192 | 0.77553 | 0.85362 | CscNgs104 | CscN | gs | 104 | [32 empty] | 0.00032437 | 1.898e-05 | 3.4669e-05
104 | Appliances | Cooking | Warehouse | Turnover | Energy Star convection oven | 0.11428 | 0.20726 |  | 1937 | 1 | 1.8136 | 16949.1525 | 17 |  | 631.37 | 5524.6187 | Per Unit | GS | 0.57723 | 0.60437 | 0.83705 | 1.097 | 1.2026 | 1.2026 | 1.289 | 1.2891 | 1.2453 | 1.1192 | 0.77553 | 0.85362 | CwaTgs104 | CwaT | gs | 104 | [32 empty] | 0.0001512 | 8.847e-06 | 1.616e-05
104 | Appliances | Cooking | Warehouse | New | Energy Star convection oven | 0.11428 | 0.20726 |  | 1937 | 1 | 1.8136 | 16949.1525 | 17 |  | 631.37 | 5524.6187 | Per Unit | GS | 0.57723 | 0.60437 | 0.83705 | 1.097 | 1.2026 | 1.2026 | 1.289 | 1.2891 | 1.2453 | 1.1192 | 0.77553 | 0.85362 | CwaNgs104 | CwaN | gs | 104 | [32 empty] | 1.6676e-06 | 9.7579e-08 | 1.7824e-07
105 | Appliances | Cooking | Assembly | Turnover | Energy Star Fryer | 0.15501 | 0.05706 |  | 951 | 1 | 0.3681 | 6134.9693 | 12 |  | 1543 | 9954.0039 | Per Unit | GS | 1.0063 | 0.98564 | 1.0265 | 1.0441 | 1.0994 | 1.0901 | 1.0679 | 1.0965 | 1.0642 | 1.0547 | 1.0277 | 1.0297 | CasTgs105 | CasT | gs | 105 | [32 empty] | 0.64057 | 0.10456 | 0.038457
105 | Appliances | Cooking | Assembly | New | Energy Star Fryer | 0.15501 | 0.05706 |  | 951 | 1 | 0.3681 | 6134.9693 | 12 |  | 1543 | 9954.0039 | Per Unit | GS | 1.0063 | 0.98564 | 1.0265 | 1.0441 | 1.0994 | 1.0901 | 1.0679 | 1.0965 | 1.0642 | 1.0547 | 1.0277 | 1.0297 | CasNgs105 | CasN | gs | 105 | [32 empty] | 0.0070653 | 0.0011533 | 0.00042417
105 | Appliances | Cooking | College and University | Turnover | Energy Star Fryer | 0.15501 | 0.05706 |  | 951 | 1 | 0.3681 | 6134.9693 | 12 |  | 1543 | 9954.0039 | Per Unit | GS | 1.0063 | 0.98564 | 1.0265 | 1.0441 | 1.0994 | 1.0901 | 1.0679 | 1.0965 | 1.0642 | 1.0547 | 1.0277 | 1.0297 | CcoTgs105 | CcoT | gs | 105 | [32 empty] | 0.0054024 | 0.00088186 | 0.00032433
105 | Appliances | Cooking | College and University | New | Energy Star Fryer | 0.15501 | 0.05706 |  | 951 | 1 | 0.3681 | 6134.9693 | 12 |  | 1543 | 9954.0039 | Per Unit | GS | 1.0063 | 0.98564 | 1.0265 | 1.0441 | 1.0994 | 1.0901 | 1.0679 | 1.0965 | 1.0642 | 1.0547 | 1.0277 | 1.0297 | CcoNgs105 | CcoN | gs | 105 | [32 empty] | 5.9587e-05 | 9.7266e-06 | 3.5773e-06
105 | Appliances | Cooking | Data Center | Turnover | Energy Star Fryer | 0.056109 | 0.10176 |  | 951 | 1 | 1.8136 | 16949.1525 | 12 |  | 1543 | 27500.0446 | Per Unit | GS | 1.0063 | 0.98564 | 1.0265 | 1.0441 | 1.0994 | 1.0901 | 1.0679 | 1.0965 | 1.0642 | 1.0547 | 1.0277 | 1.0297 | CdaTgs105 | CdaT | gs | 105 | [32 empty] | 0.0046046 | 0.00026943 | 0.00049214
105 | Appliances | Cooking | Data Center | New | Energy Star Fryer | 0.056109 | 0.10176 |  | 951 | 1 | 1.8136 | 16949.1525 | 12 |  | 1543 | 27500.0446 | Per Unit | GS | 1.0063 | 0.98564 | 1.0265 | 1.0441 | 1.0994 | 1.0901 | 1.0679 | 1.0965 | 1.0642 | 1.0547 | 1.0277 | 1.0297 | CdaNgs105 | CdaN | gs | 105 | [32 empty] | 5.0787e-05 | 2.9717e-06 | 5.4281e-06
105 | Appliances | Cooking | Grocery | Turnover | Energy Star Fryer | 0.15501 | 0.05706 |  | 951 | 1 | 0.3681 | 6134.9693 | 12 |  | 1543 | 9954.0039 | Per Unit | GS | 1.0063 | 0.98564 | 1.0265 | 1.0441 | 1.0994 | 1.0901 | 1.0679 | 1.0965 | 1.0642 | 1.0547 | 1.0277 | 1.0297 | CgrTgs105 | CgrT | gs | 105 | [32 empty] | 1.4638 | 0.23895 | 0.087881
105 | Appliances | Cooking | Grocery | New | Energy Star Fryer | 0.15501 | 0.05706 |  | 951 | 1 | 0.3681 | 6134.9693 | 12 |  | 1543 | 9954.0039 | Per Unit | GS | 1.0063 | 0.98564 | 1.0265 | 1.0441 | 1.0994 | 1.0901 | 1.0679 | 1.0965 | 1.0642 | 1.0547 | 1.0277 | 1.0297 | CgrNgs105 | CgrN | gs | 105 | [32 empty] | 0.016145 | 0.0026355 | 0.0009693
105 | Appliances | Cooking | Healthcare | Turnover | Energy Star Fryer | 0.11222 | 0.12553 |  | 951 | 1 | 1.1186 | 8474.5763 | 12 |  | 1543 | 13750.0223 | Per Unit | GS | 1.0063 | 0.98564 | 1.0265 | 1.0441 | 1.0994 | 1.0901 | 1.0679 | 1.0965 | 1.0642 | 1.0547 | 1.0277 | 1.0297 | CheTgs105 | CheT | gs | 105 | [32 empty] | 0.066229 | 0.0077879 | 0.0087269
105 | Appliances | Cooking | Healthcare | New | Energy Star Fryer | 0.11222 | 0.12553 |  | 951 | 1 | 1.1186 | 8474.5763 | 12 |  | 1543 | 13750.0223 | Per Unit | GS | 1.0063 | 0.98564 | 1.0265 | 1.0441 | 1.0994 | 1.0901 | 1.0679 | 1.0965 | 1.0642 | 1.0547 | 1.0277 | 1.0297 | CheNgs105 | CheN | gs | 105 | [32 empty] | 0.00073049 | 8.5898e-05 | 9.6254e-05
105 | Appliances | Cooking | Hospitals | Turnover | Energy Star Fryer | 0.15501 | 0.05706 |  | 951 | 1 | 0.3681 | 6134.9693 | 12 |  | 1543 | 9954.0039 | Per Unit | GS | 1.0063 | 0.98564 | 1.0265 | 1.0441 | 1.0994 | 1.0901 | 1.0679 | 1.0965 | 1.0642 | 1.0547 | 1.0277 | 1.0297 | ChoTgs105 | ChoT | gs | 105 | [32 empty] | 0.31538 | 0.051481 | 0.018934
105 | Appliances | Cooking | Hospitals | New | Energy Star Fryer | 0.15501 | 0.05706 |  | 951 | 1 | 0.3681 | 6134.9693 | 12 |  | 1543 | 9954.0039 | Per Unit | GS | 1.0063 | 0.98564 | 1.0265 | 1.0441 | 1.0994 | 1.0901 | 1.0679 | 1.0965 | 1.0642 | 1.0547 | 1.0277 | 1.0297 | ChoNgs105 | ChoN | gs | 105 | [32 empty] | 0.0034786 | 0.00056782 | 0.00020884
105 | Appliances | Cooking | Institutional | Turnover | Energy Star Fryer | 0.056109 | 0.10176 |  | 951 | 1 | 1.8136 | 16949.1525 | 12 |  | 1543 | 27500.0446 | Per Unit | GS | 1.0063 | 0.98564 | 1.0265 | 1.0441 | 1.0994 | 1.0901 | 1.0679 | 1.0965 | 1.0642 | 1.0547 | 1.0277 | 1.0297 | CinTgs105 | CinT | gs | 105 | [32 empty] | 0.18664 | 0.010921 | 0.019948
105 | Appliances | Cooking | Institutional | New | Energy Star Fryer | 0.056109 | 0.10176 |  | 951 | 1 | 1.8136 | 16949.1525 | 12 |  | 1543 | 27500.0446 | Per Unit | GS | 1.0063 | 0.98564 | 1.0265 | 1.0441 | 1.0994 | 1.0901 | 1.0679 | 1.0965 | 1.0642 | 1.0547 | 1.0277 | 1.0297 | CinNgs105 | CinN | gs | 105 | [32 empty] | 0.0020586 | 0.00012046 | 0.00022002
105 | Appliances | Cooking | Lodging/Hospitality | Turnover | Energy Star Fryer | 0.17308 | 0.077031 |  | 951 | 1 | 0.44505 | 5494.5055 | 12 |  | 1543 | 8914.8496 | Per Unit | GS | 1.0063 | 0.98564 | 1.0265 | 1.0441 | 1.0994 | 1.0901 | 1.0679 | 1.0965 | 1.0642 | 1.0547 | 1.0277 | 1.0297 | CloTgs105 | CloT | gs | 105 | [32 empty] | 0.99699 | 0.18173 | 0.081159
105 | Appliances | Cooking | Lodging/Hospitality | New | Energy Star Fryer | 0.17308 | 0.077031 |  | 951 | 1 | 0.44505 | 5494.5055 | 12 |  | 1543 | 8914.8496 | Per Unit | GS | 1.0063 | 0.98564 | 1.0265 | 1.0441 | 1.0994 | 1.0901 | 1.0679 | 1.0965 | 1.0642 | 1.0547 | 1.0277 | 1.0297 | CloNgs105 | CloN | gs | 105 | [32 empty] | 0.010996 | 0.0020044 | 0.00089516
105 | Appliances | Cooking | Miscellaneous | Turnover | Energy Star Fryer | 0.056109 | 0.10176 |  | 951 | 1 | 1.8136 | 16949.1525 | 12 |  | 1543 | 27500.0446 | Per Unit | GS | 1.0063 | 0.98564 | 1.0265 | 1.0441 | 1.0994 | 1.0901 | 1.0679 | 1.0965 | 1.0642 | 1.0547 | 1.0277 | 1.0297 | CmiTgs105 | CmiT | gs | 105 | [32 empty] | 0 | 0 | 0
105 | Appliances | Cooking | Miscellaneous | New | Energy Star Fryer | 0.056109 | 0.10176 |  | 951 | 1 | 1.8136 | 16949.1525 | 12 |  | 1543 | 27500.0446 | Per Unit | GS | 1.0063 | 0.98564 | 1.0265 | 1.0441 | 1.0994 | 1.0901 | 1.0679 | 1.0965 | 1.0642 | 1.0547 | 1.0277 | 1.0297 | CmiNgs105 | CmiN | gs | 105 | [32 empty] | 0 | 0 | 0
105 | Appliances | Cooking | Offices | Turnover | Energy Star Fryer | 0.056109 | 0.10176 |  | 951 | 1 | 1.8136 | 16949.1525 | 12 |  | 1543 | 27500.0446 | Per Unit | GS | 1.0063 | 0.98564 | 1.0265 | 1.0441 | 1.0994 | 1.0901 | 1.0679 | 1.0965 | 1.0642 | 1.0547 | 1.0277 | 1.0297 | CofTgs105 | CofT | gs | 105 | [32 empty] | 0.35558 | 0.020806 | 0.038005
105 | Appliances | Cooking | Offices | New | Energy Star Fryer | 0.056109 | 0.10176 |  | 951 | 1 | 1.8136 | 16949.1525 | 12 |  | 1543 | 27500.0446 | Per Unit | GS | 1.0063 | 0.98564 | 1.0265 | 1.0441 | 1.0994 | 1.0901 | 1.0679 | 1.0965 | 1.0642 | 1.0547 | 1.0277 | 1.0297 | CofNgs105 | CofN | gs | 105 | [32 empty] | 0.0039219 | 0.00022948 | 0.00041918
105 | Appliances | Cooking | Restaurants | Turnover | Energy Star Fryer | 0.18164 | 0.096051 |  | 951 | 1 | 0.5288 | 5235.6021 | 12 |  | 1543 | 8494.7782 | Per Unit | GS | 1.0063 | 0.98564 | 1.0265 | 1.0441 | 1.0994 | 1.0901 | 1.0679 | 1.0965 | 1.0642 | 1.0547 | 1.0277 | 1.0297 | CreTgs105 | CreT | gs | 105 | [32 empty] | 6.3252 | 1.2081 | 0.63833
105 | Appliances | Cooking | Restaurants | New | Energy Star Fryer | 0.18164 | 0.096051 |  | 951 | 1 | 0.5288 | 5235.6021 | 12 |  | 1543 | 8494.7782 | Per Unit | GS | 1.0063 | 0.98564 | 1.0265 | 1.0441 | 1.0994 | 1.0901 | 1.0679 | 1.0965 | 1.0642 | 1.0547 | 1.0277 | 1.0297 | CreNgs105 | CreN | gs | 105 | [32 empty] | 0.069765 | 0.013325 | 0.0070405
105 | Appliances | Cooking | Retail | Turnover | Energy Star Fryer | 0.15501 | 0.05706 |  | 951 | 1 | 0.3681 | 6134.9693 | 12 |  | 1543 | 9954.0039 | Per Unit | GS | 1.0063 | 0.98564 | 1.0265 | 1.0441 | 1.0994 | 1.0901 | 1.0679 | 1.0965 | 1.0642 | 1.0547 | 1.0277 | 1.0297 | CrtTgs105 | CrtT | gs | 105 | [32 empty] | 0.25495 | 0.041616 | 0.015306
105 | Appliances | Cooking | Retail | New | Energy Star Fryer | 0.15501 | 0.05706 |  | 951 | 1 | 0.3681 | 6134.9693 | 12 |  | 1543 | 9954.0039 | Per Unit | GS | 1.0063 | 0.98564 | 1.0265 | 1.0441 | 1.0994 | 1.0901 | 1.0679 | 1.0965 | 1.0642 | 1.0547 | 1.0277 | 1.0297 | CrtNgs105 | CrtN | gs | 105 | [32 empty] | 0.002812 | 0.00045901 | 0.00016882
105 | Appliances | Cooking | Schools K-12 | Turnover | Energy Star Fryer | 0.056109 | 0.10176 |  | 951 | 1 | 1.8136 | 16949.1525 | 12 |  | 1543 | 27500.0446 | Per Unit | GS | 1.0063 | 0.98564 | 1.0265 | 1.0441 | 1.0994 | 1.0901 | 1.0679 | 1.0965 | 1.0642 | 1.0547 | 1.0277 | 1.0297 | CscTgs105 | CscT | gs | 105 | [32 empty] | 0.031373 | 0.0018358 | 0.0033532
105 | Appliances | Cooking | Schools K-12 | New | Energy Star Fryer | 0.056109 | 0.10176 |  | 951 | 1 | 1.8136 | 16949.1525 | 12 |  | 1543 | 27500.0446 | Per Unit | GS | 1.0063 | 0.98564 | 1.0265 | 1.0441 | 1.0994 | 1.0901 | 1.0679 | 1.0965 | 1.0642 | 1.0547 | 1.0277 | 1.0297 | CscNgs105 | CscN | gs | 105 | [32 empty] | 0.00034604 | 2.0248e-05 | 3.6985e-05
105 | Appliances | Cooking | Warehouse | Turnover | Energy Star Fryer | 0.056109 | 0.10176 |  | 951 | 1 | 1.8136 | 16949.1525 | 12 |  | 1543 | 27500.0446 | Per Unit | GS | 1.0063 | 0.98564 | 1.0265 | 1.0441 | 1.0994 | 1.0901 | 1.0679 | 1.0965 | 1.0642 | 1.0547 | 1.0277 | 1.0297 | CwaTgs105 | CwaT | gs | 105 | [32 empty] | 0.00015985 | 9.3535e-06 | 1.7085e-05
105 | Appliances | Cooking | Warehouse | New | Energy Star Fryer | 0.056109 | 0.10176 |  | 951 | 1 | 1.8136 | 16949.1525 | 12 |  | 1543 | 27500.0446 | Per Unit | GS | 1.0063 | 0.98564 | 1.0265 | 1.0441 | 1.0994 | 1.0901 | 1.0679 | 1.0965 | 1.0642 | 1.0547 | 1.0277 | 1.0297 | CwaNgs105 | CwaN | gs | 105 | [32 empty] | 1.7631e-06 | 1.0317e-07 | 1.8844e-07
106 | Appliances | Cooking | Assembly | Turnover | Energy Star Griddle | 0.23502 | 0.086511 |  | 1441.85 | 1 | 0.3681 | 6134.9693 | 12 |  | 0.01 | 0.042549 | Per Unit | GS | 1.0063 | 0.98564 | 1.0265 | 1.0441 | 1.0994 | 1.0901 | 1.0679 | 1.0965 | 1.0642 | 1.0547 | 1.0277 | 1.0297 | CasTgs106 | CasT | gs | 106 | [32 empty] | 0 | 0 | 0
106 | Appliances | Cooking | Assembly | New | Energy Star Griddle | 0.23502 | 0.086511 |  | 1441.85 | 1 | 0.3681 | 6134.9693 | 12 |  | 0.01 | 0.042549 | Per Unit | GS | 1.0063 | 0.98564 | 1.0265 | 1.0441 | 1.0994 | 1.0901 | 1.0679 | 1.0965 | 1.0642 | 1.0547 | 1.0277 | 1.0297 | CasNgs106 | CasN | gs | 106 | [32 empty] | 0 | 0 | 0
106 | Appliances | Cooking | College and University | Turnover | Energy Star Griddle | 0.23502 | 0.086511 |  | 1441.85 | 1 | 0.3681 | 6134.9693 | 12 |  | 0.01 | 0.042549 | Per Unit | GS | 1.0063 | 0.98564 | 1.0265 | 1.0441 | 1.0994 | 1.0901 | 1.0679 | 1.0965 | 1.0642 | 1.0547 | 1.0277 | 1.0297 | CcoTgs106 | CcoT | gs | 106 | [32 empty] | 0.0031133 | 0.00050819 | 0.00018691
106 | Appliances | Cooking | College and University | New | Energy Star Griddle | 0.23502 | 0.086511 |  | 1441.85 | 1 | 0.3681 | 6134.9693 | 12 |  | 0.01 | 0.042549 | Per Unit | GS | 1.0063 | 0.98564 | 1.0265 | 1.0441 | 1.0994 | 1.0901 | 1.0679 | 1.0965 | 1.0642 | 1.0547 | 1.0277 | 1.0297 | CcoNgs106 | CcoN | gs | 106 | [32 empty] | 3.4338e-05 | 5.6052e-06 | 2.0615e-06
106 | Appliances | Cooking | Data Center | Turnover | Energy Star Griddle | 0.085069 | 0.15428 |  | 1441.85 | 1 | 1.8136 | 16949.1525 | 12 |  | 0.01 | 0.11755 | Per Unit | GS | 1.0063 | 0.98564 | 1.0265 | 1.0441 | 1.0994 | 1.0901 | 1.0679 | 1.0965 | 1.0642 | 1.0547 | 1.0277 | 1.0297 | CdaTgs106 | CdaT | gs | 106 | [32 empty] | 0 | 0 | 0
106 | Appliances | Cooking | Data Center | New | Energy Star Griddle | 0.085069 | 0.15428 |  | 1441.85 | 1 | 1.8136 | 16949.1525 | 12 |  | 0.01 | 0.11755 | Per Unit | GS | 1.0063 | 0.98564 | 1.0265 | 1.0441 | 1.0994 | 1.0901 | 1.0679 | 1.0965 | 1.0642 | 1.0547 | 1.0277 | 1.0297 | CdaNgs106 | CdaN | gs | 106 | [32 empty] | 0 | 0 | 0
106 | Appliances | Cooking | Grocery | Turnover | Energy Star Griddle | 0.23502 | 0.086511 |  | 1441.85 | 1 | 0.3681 | 6134.9693 | 12 |  | 0.01 | 0.042549 | Per Unit | GS | 1.0063 | 0.98564 | 1.0265 | 1.0441 | 1.0994 | 1.0901 | 1.0679 | 1.0965 | 1.0642 | 1.0547 | 1.0277 | 1.0297 | CgrTgs106 | CgrT | gs | 106 | [32 empty] | 0 | 0 | 0
106 | Appliances | Cooking | Grocery | New | Energy Star Griddle | 0.23502 | 0.086511 |  | 1441.85 | 1 | 0.3681 | 6134.9693 | 12 |  | 0.01 | 0.042549 | Per Unit | GS | 1.0063 | 0.98564 | 1.0265 | 1.0441 | 1.0994 | 1.0901 | 1.0679 | 1.0965 | 1.0642 | 1.0547 | 1.0277 | 1.0297 | CgrNgs106 | CgrN | gs | 106 | [32 empty] | 0 | 0 | 0
106 | Appliances | Cooking | Healthcare | Turnover | Energy Star Griddle | 0.17014 | 0.19032 |  | 1441.85 | 1 | 1.1186 | 8474.5763 | 12 |  | 0.01 | 0.058776 | Per Unit | GS | 1.0063 | 0.98564 | 1.0265 | 1.0441 | 1.0994 | 1.0901 | 1.0679 | 1.0965 | 1.0642 | 1.0547 | 1.0277 | 1.0297 | CheTgs106 | CheT | gs | 106 | [32 empty] | 0.038166 | 0.004488 | 0.0050291
106 | Appliances | Cooking | Healthcare | New | Energy Star Griddle | 0.17014 | 0.19032 |  | 1441.85 | 1 | 1.1186 | 8474.5763 | 12 |  | 0.01 | 0.058776 | Per Unit | GS | 1.0063 | 0.98564 | 1.0265 | 1.0441 | 1.0994 | 1.0901 | 1.0679 | 1.0965 | 1.0642 | 1.0547 | 1.0277 | 1.0297 | CheNgs106 | CheN | gs | 106 | [32 empty] | 0.00042096 | 4.9501e-05 | 5.5469e-05
106 | Appliances | Cooking | Hospitals | Turnover | Energy Star Griddle | 0.23502 | 0.086511 |  | 1441.85 | 1 | 0.3681 | 6134.9693 | 12 |  | 0.01 | 0.042549 | Per Unit | GS | 1.0063 | 0.98564 | 1.0265 | 1.0441 | 1.0994 | 1.0901 | 1.0679 | 1.0965 | 1.0642 | 1.0547 | 1.0277 | 1.0297 | ChoTgs106 | ChoT | gs | 106 | [32 empty] | 0.18175 | 0.029667 | 0.010911
106 | Appliances | Cooking | Hospitals | New | Energy Star Griddle | 0.23502 | 0.086511 |  | 1441.85 | 1 | 0.3681 | 6134.9693 | 12 |  | 0.01 | 0.042549 | Per Unit | GS | 1.0063 | 0.98564 | 1.0265 | 1.0441 | 1.0994 | 1.0901 | 1.0679 | 1.0965 | 1.0642 | 1.0547 | 1.0277 | 1.0297 | ChoNgs106 | ChoN | gs | 106 | [32 empty] | 0.0020046 | 0.00032722 | 0.00012035
106 | Appliances | Cooking | Institutional | Turnover | Energy Star Griddle | 0.085069 | 0.15428 |  | 1441.85 | 1 | 1.8136 | 16949.1525 | 12 |  | 0.01 | 0.11755 | Per Unit | GS | 1.0063 | 0.98564 | 1.0265 | 1.0441 | 1.0994 | 1.0901 | 1.0679 | 1.0965 | 1.0642 | 1.0547 | 1.0277 | 1.0297 | CinTgs106 | CinT | gs | 106 | [32 empty] | 0 | 0 | 0
106 | Appliances | Cooking | Institutional | New | Energy Star Griddle | 0.085069 | 0.15428 |  | 1441.85 | 1 | 1.8136 | 16949.1525 | 12 |  | 0.01 | 0.11755 | Per Unit | GS | 1.0063 | 0.98564 | 1.0265 | 1.0441 | 1.0994 | 1.0901 | 1.0679 | 1.0965 | 1.0642 | 1.0547 | 1.0277 | 1.0297 | CinNgs106 | CinN | gs | 106 | [32 empty] | 0 | 0 | 0
106 | Appliances | Cooking | Lodging/Hospitality | Turnover | Energy Star Griddle | 0.26242 | 0.11679 |  | 1441.85 | 1 | 0.44505 | 5494.5055 | 12 |  | 0.01 | 0.038107 | Per Unit | GS | 1.0063 | 0.98564 | 1.0265 | 1.0441 | 1.0994 | 1.0901 | 1.0679 | 1.0965 | 1.0642 | 1.0547 | 1.0277 | 1.0297 | CloTgs106 | CloT | gs | 106 | [32 empty] | 0.57454 | 0.10472 | 0.04677
106 | Appliances | Cooking | Lodging/Hospitality | New | Energy Star Griddle | 0.26242 | 0.11679 |  | 1441.85 | 1 | 0.44505 | 5494.5055 | 12 |  | 0.01 | 0.038107 | Per Unit | GS | 1.0063 | 0.98564 | 1.0265 | 1.0441 | 1.0994 | 1.0901 | 1.0679 | 1.0965 | 1.0642 | 1.0547 | 1.0277 | 1.0297 | CloNgs106 | CloN | gs | 106 | [32 empty] | 0.006337 | 0.0011551 | 0.00051586
106 | Appliances | Cooking | Miscellaneous | Turnover | Energy Star Griddle | 0.085069 | 0.15428 |  | 1441.85 | 1 | 1.8136 | 16949.1525 | 12 |  | 0.01 | 0.11755 | Per Unit | GS | 1.0063 | 0.98564 | 1.0265 | 1.0441 | 1.0994 | 1.0901 | 1.0679 | 1.0965 | 1.0642 | 1.0547 | 1.0277 | 1.0297 | CmiTgs106 | CmiT | gs | 106 | [32 empty] | 0 | 0 | 0
106 | Appliances | Cooking | Miscellaneous | New | Energy Star Griddle | 0.085069 | 0.15428 |  | 1441.85 | 1 | 1.8136 | 16949.1525 | 12 |  | 0.01 | 0.11755 | Per Unit | GS | 1.0063 | 0.98564 | 1.0265 | 1.0441 | 1.0994 | 1.0901 | 1.0679 | 1.0965 | 1.0642 | 1.0547 | 1.0277 | 1.0297 | CmiNgs106 | CmiN | gs | 106 | [32 empty] | 0 | 0 | 0
106 | Appliances | Cooking | Offices | Turnover | Energy Star Griddle | 0.085069 | 0.15428 |  | 1441.85 | 1 | 1.8136 | 16949.1525 | 12 |  | 0.01 | 0.11755 | Per Unit | GS | 1.0063 | 0.98564 | 1.0265 | 1.0441 | 1.0994 | 1.0901 | 1.0679 | 1.0965 | 1.0642 | 1.0547 | 1.0277 | 1.0297 | CofTgs106 | CofT | gs | 106 | [32 empty] | 0 | 0 | 0
106 | Appliances | Cooking | Offices | New | Energy Star Griddle | 0.085069 | 0.15428 |  | 1441.85 | 1 | 1.8136 | 16949.1525 | 12 |  | 0.01 | 0.11755 | Per Unit | GS | 1.0063 | 0.98564 | 1.0265 | 1.0441 | 1.0994 | 1.0901 | 1.0679 | 1.0965 | 1.0642 | 1.0547 | 1.0277 | 1.0297 | CofNgs106 | CofN | gs | 106 | [32 empty] | 0 | 0 | 0
106 | Appliances | Cooking | Restaurants | Turnover | Energy Star Griddle | 0.27539 | 0.14563 |  | 1441.85 | 1 | 0.5288 | 5235.6021 | 12 |  | 0.01 | 0.036312 | Per Unit | GS | 1.0063 | 0.98564 | 1.0265 | 1.0441 | 1.0994 | 1.0901 | 1.0679 | 1.0965 | 1.0642 | 1.0547 | 1.0277 | 1.0297 | CreTgs106 | CreT | gs | 106 | [32 empty] | 3.6451 | 0.69621 | 0.36785
106 | Appliances | Cooking | Restaurants | New | Energy Star Griddle | 0.27539 | 0.14563 |  | 1441.85 | 1 | 0.5288 | 5235.6021 | 12 |  | 0.01 | 0.036312 | Per Unit | GS | 1.0063 | 0.98564 | 1.0265 | 1.0441 | 1.0994 | 1.0901 | 1.0679 | 1.0965 | 1.0642 | 1.0547 | 1.0277 | 1.0297 | CreNgs106 | CreN | gs | 106 | [32 empty] | 0.017778 | 0.0033955 | 0.0017941
106 | Appliances | Cooking | Retail | Turnover | Energy Star Griddle | 0.23502 | 0.086511 |  | 1441.85 | 1 | 0.3681 | 6134.9693 | 12 |  | 0.01 | 0.042549 | Per Unit | GS | 1.0063 | 0.98564 | 1.0265 | 1.0441 | 1.0994 | 1.0901 | 1.0679 | 1.0965 | 1.0642 | 1.0547 | 1.0277 | 1.0297 | CrtTgs106 | CrtT | gs | 106 | [32 empty] | 0 | 0 | 0
106 | Appliances | Cooking | Retail | New | Energy Star Griddle | 0.23502 | 0.086511 |  | 1441.85 | 1 | 0.3681 | 6134.9693 | 12 |  | 0.01 | 0.042549 | Per Unit | GS | 1.0063 | 0.98564 | 1.0265 | 1.0441 | 1.0994 | 1.0901 | 1.0679 | 1.0965 | 1.0642 | 1.0547 | 1.0277 | 1.0297 | CrtNgs106 | CrtN | gs | 106 | [32 empty] | 0 | 0 | 0
106 | Appliances | Cooking | Schools K-12 | Turnover | Energy Star Griddle | 0.085069 | 0.15428 |  | 1441.85 | 1 | 1.8136 | 16949.1525 | 12 |  | 0.01 | 0.11755 | Per Unit | GS | 1.0063 | 0.98564 | 1.0265 | 1.0441 | 1.0994 | 1.0901 | 1.0679 | 1.0965 | 1.0642 | 1.0547 | 1.0277 | 1.0297 | CscTgs106 | CscT | gs | 106 | [32 empty] | 0.01808 | 0.0010579 | 0.0019324
106 | Appliances | Cooking | Schools K-12 | New | Energy Star Griddle | 0.085069 | 0.15428 |  | 1441.85 | 1 | 1.8136 | 16949.1525 | 12 |  | 0.01 | 0.11755 | Per Unit | GS | 1.0063 | 0.98564 | 1.0265 | 1.0441 | 1.0994 | 1.0901 | 1.0679 | 1.0965 | 1.0642 | 1.0547 | 1.0277 | 1.0297 | CscNgs106 | CscN | gs | 106 | [32 empty] | 0.00019941 | 1.1668e-05 | 2.1313e-05
106 | Appliances | Cooking | Warehouse | Turnover | Energy Star Griddle | 0.085069 | 0.15428 |  | 1441.85 | 1 | 1.8136 | 16949.1525 | 12 |  | 0.01 | 0.11755 | Per Unit | GS | 1.0063 | 0.98564 | 1.0265 | 1.0441 | 1.0994 | 1.0901 | 1.0679 | 1.0965 | 1.0642 | 1.0547 | 1.0277 | 1.0297 | CwaTgs106 | CwaT | gs | 106 | [32 empty] | 0 | 0 | 0
106 | Appliances | Cooking | Warehouse | New | Energy Star Griddle | 0.085069 | 0.15428 |  | 1441.85 | 1 | 1.8136 | 16949.1525 | 12 |  | 0.01 | 0.11755 | Per Unit | GS | 1.0063 | 0.98564 | 1.0265 | 1.0441 | 1.0994 | 1.0901 | 1.0679 | 1.0965 | 1.0642 | 1.0547 | 1.0277 | 1.0297 | CwaNgs106 | CwaN | gs | 106 | [32 empty] | 0 | 0 | 0
107 | Appliances | Cooking | Assembly | Turnover | Energy Star Hot Food Holding Cabinet | 0.28201 | 0.10381 |  | 1730.1 | 1 | 0.3681 | 6134.9693 | 12 |  | 2788 | 9886.304 | Per Unit | GS | 1 | 1 | 1 | 1 | 1 | 1 | 1 | 1 | 1 | 1 | 1 | 1 | CasTgs107 | CasT | gs | 107 | [32 empty] | 0 | 0 | 0
107 | Appliances | Cooking | Assembly | New | Energy Star Hot Food Holding Cabinet | 0.28201 | 0.10381 |  | 1730.1 | 1 | 0.3681 | 6134.9693 | 12 |  | 2788 | 9886.304 | Per Unit | GS | 1 | 1 | 1 | 1 | 1 | 1 | 1 | 1 | 1 | 1 | 1 | 1 | CasNgs107 | CasN | gs | 107 | [32 empty] | 0 | 0 | 0
107 | Appliances | Cooking | College and University | Turnover | Energy Star Hot Food Holding Cabinet | 0.28201 | 0.10381 |  | 1730.1 | 1 | 0.3681 | 6134.9693 | 12 |  | 2788 | 9886.304 | Per Unit | GS | 1 | 1 | 1 | 1 | 1 | 1 | 1 | 1 | 1 | 1 | 1 | 1 | CcoTgs107 | CcoT | gs | 107 | [32 empty] | 0.015607 | 0.0025476 | 0.00093697
107 | Appliances | Cooking | College and University | New | Energy Star Hot Food Holding Cabinet | 0.28201 | 0.10381 |  | 1730.1 | 1 | 0.3681 | 6134.9693 | 12 |  | 2788 | 9886.304 | Per Unit | GS | 1 | 1 | 1 | 1 | 1 | 1 | 1 | 1 | 1 | 1 | 1 | 1 | CcoNgs107 | CcoN | gs | 107 | [32 empty] | 0.00017214 | 2.8099e-05 | 1.0334e-05
107 | Appliances | Cooking | Data Center | Turnover | Energy Star Hot Food Holding Cabinet | 0.10208 | 0.18512 |  | 1730.1 | 1 | 1.8136 | 16949.1525 | 12 |  | 2788 | 27313.0092 | Per Unit | GS | 1 | 1 | 1 | 1 | 1 | 1 | 1 | 1 | 1 | 1 | 1 | 1 | CdaTgs107 | CdaT | gs | 107 | [32 empty] | 0 | 0 | 0
107 | Appliances | Cooking | Data Center | New | Energy Star Hot Food Holding Cabinet | 0.10208 | 0.18512 |  | 1730.1 | 1 | 1.8136 | 16949.1525 | 12 |  | 2788 | 27313.0092 | Per Unit | GS | 1 | 1 | 1 | 1 | 1 | 1 | 1 | 1 | 1 | 1 | 1 | 1 | CdaNgs107 | CdaN | gs | 107 | [32 empty] | 0 | 0 | 0
107 | Appliances | Cooking | Grocery | Turnover | Energy Star Hot Food Holding Cabinet | 0.28201 | 0.10381 |  | 1730.1 | 1 | 0.3681 | 6134.9693 | 12 |  | 2788 | 9886.304 | Per Unit | GS | 1 | 1 | 1 | 1 | 1 | 1 | 1 | 1 | 1 | 1 | 1 | 1 | CgrTgs107 | CgrT | gs | 107 | [32 empty] | 0 | 0 | 0
107 | Appliances | Cooking | Grocery | New | Energy Star Hot Food Holding Cabinet | 0.28201 | 0.10381 |  | 1730.1 | 1 | 0.3681 | 6134.9693 | 12 |  | 2788 | 9886.304 | Per Unit | GS | 1 | 1 | 1 | 1 | 1 | 1 | 1 | 1 | 1 | 1 | 1 | 1 | CgrNgs107 | CgrN | gs | 107 | [32 empty] | 0 | 0 | 0
107 | Appliances | Cooking | Healthcare | Turnover | Energy Star Hot Food Holding Cabinet | 0.20415 | 0.22837 |  | 1730.1 | 1 | 1.1186 | 8474.5763 | 12 |  | 2788 | 13656.5046 | Per Unit | GS | 1 | 1 | 1 | 1 | 1 | 1 | 1 | 1 | 1 | 1 | 1 | 1 | CheTgs107 | CheT | gs | 107 | [32 empty] | 0.19133 | 0.022498 | 0.025211
107 | Appliances | Cooking | Healthcare | New | Energy Star Hot Food Holding Cabinet | 0.20415 | 0.22837 |  | 1730.1 | 1 | 1.1186 | 8474.5763 | 12 |  | 2788 | 13656.5046 | Per Unit | GS | 1 | 1 | 1 | 1 | 1 | 1 | 1 | 1 | 1 | 1 | 1 | 1 | CheNgs107 | CheN | gs | 107 | [32 empty] | 0.0021103 | 0.00024815 | 0.00027807
107 | Appliances | Cooking | Hospitals | Turnover | Energy Star Hot Food Holding Cabinet | 0.28201 | 0.10381 |  | 1730.1 | 1 | 0.3681 | 6134.9693 | 12 |  | 2788 | 9886.304 | Per Unit | GS | 1 | 1 | 1 | 1 | 1 | 1 | 1 | 1 | 1 | 1 | 1 | 1 | ChoTgs107 | ChoT | gs | 107 | [32 empty] | 0.91111 | 0.14872 | 0.054698
107 | Appliances | Cooking | Hospitals | New | Energy Star Hot Food Holding Cabinet | 0.28201 | 0.10381 |  | 1730.1 | 1 | 0.3681 | 6134.9693 | 12 |  | 2788 | 9886.304 | Per Unit | GS | 1 | 1 | 1 | 1 | 1 | 1 | 1 | 1 | 1 | 1 | 1 | 1 | ChoNgs107 | ChoN | gs | 107 | [32 empty] | 0.010049 | 0.0016404 | 0.0006033
107 | Appliances | Cooking | Institutional | Turnover | Energy Star Hot Food Holding Cabinet | 0.10208 | 0.18512 |  | 1730.1 | 1 | 1.8136 | 16949.1525 | 12 |  | 2788 | 27313.0092 | Per Unit | GS | 1 | 1 | 1 | 1 | 1 | 1 | 1 | 1 | 1 | 1 | 1 | 1 | CinTgs107 | CinT | gs | 107 | [32 empty] | 0 | 0 | 0
107 | Appliances | Cooking | Institutional | New | Energy Star Hot Food Holding Cabinet | 0.10208 | 0.18512 |  | 1730.1 | 1 | 1.8136 | 16949.1525 | 12 |  | 2788 | 27313.0092 | Per Unit | GS | 1 | 1 | 1 | 1 | 1 | 1 | 1 | 1 | 1 | 1 | 1 | 1 | CinNgs107 | CinN | gs | 107 | [32 empty] | 0 | 0 | 0
107 | Appliances | Cooking | Lodging/Hospitality | Turnover | Energy Star Hot Food Holding Cabinet | 0.31488 | 0.14014 |  | 1730.1 | 1 | 0.44505 | 5494.5055 | 12 |  | 2788 | 8854.2173 | Per Unit | GS | 1 | 1 | 1 | 1 | 1 | 1 | 1 | 1 | 1 | 1 | 1 | 1 | CloTgs107 | CloT | gs | 107 | [32 empty] | 2.8802 | 0.52499 | 0.23446
107 | Appliances | Cooking | Lodging/Hospitality | New | Energy Star Hot Food Holding Cabinet | 0.31488 | 0.14014 |  | 1730.1 | 1 | 0.44505 | 5494.5055 | 12 |  | 2788 | 8854.2173 | Per Unit | GS | 1 | 1 | 1 | 1 | 1 | 1 | 1 | 1 | 1 | 1 | 1 | 1 | CloNgs107 | CloN | gs | 107 | [32 empty] | 0.031768 | 0.0057904 | 0.002586
107 | Appliances | Cooking | Miscellaneous | Turnover | Energy Star Hot Food Holding Cabinet | 0.10208 | 0.18512 |  | 1730.1 | 1 | 1.8136 | 16949.1525 | 12 |  | 2788 | 27313.0092 | Per Unit | GS | 1 | 1 | 1 | 1 | 1 | 1 | 1 | 1 | 1 | 1 | 1 | 1 | CmiTgs107 | CmiT | gs | 107 | [32 empty] | 0 | 0 | 0
107 | Appliances | Cooking | Miscellaneous | New | Energy Star Hot Food Holding Cabinet | 0.10208 | 0.18512 |  | 1730.1 | 1 | 1.8136 | 16949.1525 | 12 |  | 2788 | 27313.0092 | Per Unit | GS | 1 | 1 | 1 | 1 | 1 | 1 | 1 | 1 | 1 | 1 | 1 | 1 | CmiNgs107 | CmiN | gs | 107 | [32 empty] | 0 | 0 | 0
107 | Appliances | Cooking | Offices | Turnover | Energy Star Hot Food Holding Cabinet | 0.10208 | 0.18512 |  | 1730.1 | 1 | 1.8136 | 16949.1525 | 12 |  | 2788 | 27313.0092 | Per Unit | GS | 1 | 1 | 1 | 1 | 1 | 1 | 1 | 1 | 1 | 1 | 1 | 1 | CofTgs107 | CofT | gs | 107 | [32 empty] | 0 | 0 | 0
107 | Appliances | Cooking | Offices | New | Energy Star Hot Food Holding Cabinet | 0.10208 | 0.18512 |  | 1730.1 | 1 | 1.8136 | 16949.1525 | 12 |  | 2788 | 27313.0092 | Per Unit | GS | 1 | 1 | 1 | 1 | 1 | 1 | 1 | 1 | 1 | 1 | 1 | 1 | CofNgs107 | CofN | gs | 107 | [32 empty] | 0 | 0 | 0
107 | Appliances | Cooking | Restaurants | Turnover | Energy Star Hot Food Holding Cabinet | 0.33045 | 0.17474 |  | 1730.1 | 1 | 0.5288 | 5235.6021 | 12 |  | 2788 | 8437.0029 | Per Unit | GS | 1 | 1 | 1 | 1 | 1 | 1 | 1 | 1 | 1 | 1 | 1 | 1 | CreTgs107 | CreT | gs | 107 | [32 empty] | 18.2729 | 3.4901 | 1.8441
107 | Appliances | Cooking | Restaurants | New | Energy Star Hot Food Holding Cabinet | 0.33045 | 0.17474 |  | 1730.1 | 1 | 0.5288 | 5235.6021 | 12 |  | 2788 | 8437.0029 | Per Unit | GS | 1 | 1 | 1 | 1 | 1 | 1 | 1 | 1 | 1 | 1 | 1 | 1 | CreNgs107 | CreN | gs | 107 | [32 empty] | 0.08912 | 0.017022 | 0.0089938
107 | Appliances | Cooking | Retail | Turnover | Energy Star Hot Food Holding Cabinet | 0.28201 | 0.10381 |  | 1730.1 | 1 | 0.3681 | 6134.9693 | 12 |  | 2788 | 9886.304 | Per Unit | GS | 1 | 1 | 1 | 1 | 1 | 1 | 1 | 1 | 1 | 1 | 1 | 1 | CrtTgs107 | CrtT | gs | 107 | [32 empty] | 0 | 0 | 0
107 | Appliances | Cooking | Retail | New | Energy Star Hot Food Holding Cabinet | 0.28201 | 0.10381 |  | 1730.1 | 1 | 0.3681 | 6134.9693 | 12 |  | 2788 | 9886.304 | Per Unit | GS | 1 | 1 | 1 | 1 | 1 | 1 | 1 | 1 | 1 | 1 | 1 | 1 | CrtNgs107 | CrtN | gs | 107 | [32 empty] | 0 | 0 | 0
107 | Appliances | Cooking | Schools K-12 | Turnover | Energy Star Hot Food Holding Cabinet | 0.10208 | 0.18512 |  | 1730.1 | 1 | 1.8136 | 16949.1525 | 12 |  | 2788 | 27313.0092 | Per Unit | GS | 1 | 1 | 1 | 1 | 1 | 1 | 1 | 1 | 1 | 1 | 1 | 1 | CscTgs107 | CscT | gs | 107 | [32 empty] | 0.090634 | 0.0053033 | 0.009687
107 | Appliances | Cooking | Schools K-12 | New | Energy Star Hot Food Holding Cabinet | 0.10208 | 0.18512 |  | 1730.1 | 1 | 1.8136 | 16949.1525 | 12 |  | 2788 | 27313.0092 | Per Unit | GS | 1 | 1 | 1 | 1 | 1 | 1 | 1 | 1 | 1 | 1 | 1 | 1 | CscNgs107 | CscN | gs | 107 | [32 empty] | 0.00099966 | 5.8494e-05 | 0.00010684
107 | Appliances | Cooking | Warehouse | Turnover | Energy Star Hot Food Holding Cabinet | 0.10208 | 0.18512 |  | 1730.1 | 1 | 1.8136 | 16949.1525 | 12 |  | 2788 | 27313.0092 | Per Unit | GS | 1 | 1 | 1 | 1 | 1 | 1 | 1 | 1 | 1 | 1 | 1 | 1 | CwaTgs107 | CwaT | gs | 107 | [32 empty] | 0 | 0 | 0
107 | Appliances | Cooking | Warehouse | New | Energy Star Hot Food Holding Cabinet | 0.10208 | 0.18512 |  | 1730.1 | 1 | 1.8136 | 16949.1525 | 12 |  | 2788 | 27313.0092 | Per Unit | GS | 1 | 1 | 1 | 1 | 1 | 1 | 1 | 1 | 1 | 1 | 1 | 1 | CwaNgs107 | CwaN | gs | 107 | [32 empty] | 0 | 0 | 0
108 | Appliances | Cooking | Assembly | Turnover | Energy Star Steamer | 1.9822 | 0.72963 |  | 12160.5 | 1 | 0.3681 | 6134.9693 | 12 |  | 3109.44 | 1568.7117 | Per Unit | GS | 1 | 1 | 1 | 1 | 1 | 1 | 1 | 1 | 1 | 1 | 1 | 1 | CasTgs108 | CasT | gs | 108 | [32 empty] | 0 | 0 | 0
108 | Appliances | Cooking | Assembly | New | Energy Star Steamer | 1.9822 | 0.72963 |  | 12160.5 | 1 | 0.3681 | 6134.9693 | 12 |  | 3109.44 | 1568.7117 | Per Unit | GS | 1 | 1 | 1 | 1 | 1 | 1 | 1 | 1 | 1 | 1 | 1 | 1 | CasNgs108 | CasN | gs | 108 | [32 empty] | 0 | 0 | 0
108 | Appliances | Cooking | College and University | Turnover | Energy Star Steamer | 1.9822 | 0.72963 |  | 12160.5 | 1 | 0.3681 | 6134.9693 | 12 |  | 3109.44 | 1568.7117 | Per Unit | GS | 1 | 1 | 1 | 1 | 1 | 1 | 1 | 1 | 1 | 1 | 1 | 1 | CcoTgs108 | CcoT | gs | 108 | [32 empty] | 0.0017343 | 0.0002831 | 0.00010412
108 | Appliances | Cooking | College and University | New | Energy Star Steamer | 1.9822 | 0.72963 |  | 12160.5 | 1 | 0.3681 | 6134.9693 | 12 |  | 3109.44 | 1568.7117 | Per Unit | GS | 1 | 1 | 1 | 1 | 1 | 1 | 1 | 1 | 1 | 1 | 1 | 1 | CcoNgs108 | CcoN | gs | 108 | [32 empty] | 1.9129e-05 | 3.1225e-06 | 1.1484e-06
108 | Appliances | Cooking | Data Center | Turnover | Energy Star Steamer | 0.71747 | 1.3012 |  | 12160.5 | 1 | 1.8136 | 16949.1525 | 12 |  | 3109.44 | 4333.8985 | Per Unit | GS | 1 | 1 | 1 | 1 | 1 | 1 | 1 | 1 | 1 | 1 | 1 | 1 | CdaTgs108 | CdaT | gs | 108 | [32 empty] | 0 | 0 | 0
108 | Appliances | Cooking | Data Center | New | Energy Star Steamer | 0.71747 | 1.3012 |  | 12160.5 | 1 | 1.8136 | 16949.1525 | 12 |  | 3109.44 | 4333.8985 | Per Unit | GS | 1 | 1 | 1 | 1 | 1 | 1 | 1 | 1 | 1 | 1 | 1 | 1 | CdaNgs108 | CdaN | gs | 108 | [32 empty] | 0 | 0 | 0
108 | Appliances | Cooking | Grocery | Turnover | Energy Star Steamer | 1.9822 | 0.72963 |  | 12160.5 | 1 | 0.3681 | 6134.9693 | 12 |  | 3109.44 | 1568.7117 | Per Unit | GS | 1 | 1 | 1 | 1 | 1 | 1 | 1 | 1 | 1 | 1 | 1 | 1 | CgrTgs108 | CgrT | gs | 108 | [32 empty] | 0 | 0 | 0
108 | Appliances | Cooking | Grocery | New | Energy Star Steamer | 1.9822 | 0.72963 |  | 12160.5 | 1 | 0.3681 | 6134.9693 | 12 |  | 3109.44 | 1568.7117 | Per Unit | GS | 1 | 1 | 1 | 1 | 1 | 1 | 1 | 1 | 1 | 1 | 1 | 1 | CgrNgs108 | CgrN | gs | 108 | [32 empty] | 0 | 0 | 0
108 | Appliances | Cooking | Healthcare | Turnover | Energy Star Steamer | 1.4349 | 1.6052 |  | 12160.5 | 1 | 1.1186 | 8474.5763 | 12 |  | 3109.44 | 2166.9493 | Per Unit | GS | 1 | 1 | 1 | 1 | 1 | 1 | 1 | 1 | 1 | 1 | 1 | 1 | CheTgs108 | CheT | gs | 108 | [32 empty] | 0.07402 | 0.008704 | 0.0097534
108 | Appliances | Cooking | Healthcare | New | Energy Star Steamer | 1.4349 | 1.6052 |  | 12160.5 | 1 | 1.1186 | 8474.5763 | 12 |  | 3109.44 | 2166.9493 | Per Unit | GS | 1 | 1 | 1 | 1 | 1 | 1 | 1 | 1 | 1 | 1 | 1 | 1 | CheNgs108 | CheN | gs | 108 | [32 empty] | 0.00081641 | 9.6002e-05 | 0.00010758
108 | Appliances | Cooking | Hospitals | Turnover | Energy Star Steamer | 1.9822 | 0.72963 |  | 12160.5 | 1 | 0.3681 | 6134.9693 | 12 |  | 3109.44 | 1568.7117 | Per Unit | GS | 1 | 1 | 1 | 1 | 1 | 1 | 1 | 1 | 1 | 1 | 1 | 1 | ChoTgs108 | ChoT | gs | 108 | [32 empty] | 0.43622 | 0.071207 | 0.026189
108 | Appliances | Cooking | Hospitals | New | Energy Star Steamer | 1.9822 | 0.72963 |  | 12160.5 | 1 | 0.3681 | 6134.9693 | 12 |  | 3109.44 | 1568.7117 | Per Unit | GS | 1 | 1 | 1 | 1 | 1 | 1 | 1 | 1 | 1 | 1 | 1 | 1 | ChoNgs108 | ChoN | gs | 108 | [32 empty] | 0.0048114 | 0.00078538 | 0.00028885
108 | Appliances | Cooking | Institutional | Turnover | Energy Star Steamer | 0.71747 | 1.3012 |  | 12160.5 | 1 | 1.8136 | 16949.1525 | 12 |  | 3109.44 | 4333.8985 | Per Unit | GS | 1 | 1 | 1 | 1 | 1 | 1 | 1 | 1 | 1 | 1 | 1 | 1 | CinTgs108 | CinT | gs | 108 | [32 empty] | 0 | 0 | 0
108 | Appliances | Cooking | Institutional | New | Energy Star Steamer | 0.71747 | 1.3012 |  | 12160.5 | 1 | 1.8136 | 16949.1525 | 12 |  | 3109.44 | 4333.8985 | Per Unit | GS | 1 | 1 | 1 | 1 | 1 | 1 | 1 | 1 | 1 | 1 | 1 | 1 | CinNgs108 | CinN | gs | 108 | [32 empty] | 0 | 0 | 0
108 | Appliances | Cooking | Lodging/Hospitality | Turnover | Energy Star Steamer | 2.2132 | 0.985 |  | 12160.5 | 1 | 0.44505 | 5494.5055 | 12 |  | 3109.44 | 1404.9451 | Per Unit | GS | 1 | 1 | 1 | 1 | 1 | 1 | 1 | 1 | 1 | 1 | 1 | 1 | CloTgs108 | CloT | gs | 108 | [32 empty] | 1.9085 | 0.34786 | 0.15536
108 | Appliances | Cooking | Lodging/Hospitality | New | Energy Star Steamer | 2.2132 | 0.985 |  | 12160.5 | 1 | 0.44505 | 5494.5055 | 12 |  | 3109.44 | 1404.9451 | Per Unit | GS | 1 | 1 | 1 | 1 | 1 | 1 | 1 | 1 | 1 | 1 | 1 | 1 | CloNgs108 | CloN | gs | 108 | [32 empty] | 0.02105 | 0.0038368 | 0.0017135
108 | Appliances | Cooking | Miscellaneous | Turnover | Energy Star Steamer | 0.71747 | 1.3012 |  | 12160.5 | 1 | 1.8136 | 16949.1525 | 12 |  | 3109.44 | 4333.8985 | Per Unit | GS | 1 | 1 | 1 | 1 | 1 | 1 | 1 | 1 | 1 | 1 | 1 | 1 | CmiTgs108 | CmiT | gs | 108 | [32 empty] | 0 | 0 | 0
108 | Appliances | Cooking | Miscellaneous | New | Energy Star Steamer | 0.71747 | 1.3012 |  | 12160.5 | 1 | 1.8136 | 16949.1525 | 12 |  | 3109.44 | 4333.8985 | Per Unit | GS | 1 | 1 | 1 | 1 | 1 | 1 | 1 | 1 | 1 | 1 | 1 | 1 | CmiNgs108 | CmiN | gs | 108 | [32 empty] | 0 | 0 | 0
108 | Appliances | Cooking | Offices | Turnover | Energy Star Steamer | 0.71747 | 1.3012 |  | 12160.5 | 1 | 1.8136 | 16949.1525 | 12 |  | 3109.44 | 4333.8985 | Per Unit | GS | 1 | 1 | 1 | 1 | 1 | 1 | 1 | 1 | 1 | 1 | 1 | 1 | CofTgs108 | CofT | gs | 108 | [32 empty] | 0 | 0 | 0
108 | Appliances | Cooking | Offices | New | Energy Star Steamer | 0.71747 | 1.3012 |  | 12160.5 | 1 | 1.8136 | 16949.1525 | 12 |  | 3109.44 | 4333.8985 | Per Unit | GS | 1 | 1 | 1 | 1 | 1 | 1 | 1 | 1 | 1 | 1 | 1 | 1 | CofNgs108 | CofN | gs | 108 | [32 empty] | 0 | 0 | 0
108 | Appliances | Cooking | Restaurants | Turnover | Energy Star Steamer | 2.3227 | 1.2282 |  | 12160.5 | 1 | 0.5288 | 5235.6021 | 12 |  | 3109.44 | 1338.7435 | Per Unit | GS | 1 | 1 | 1 | 1 | 1 | 1 | 1 | 1 | 1 | 1 | 1 | 1 | CreTgs108 | CreT | gs | 108 | [32 empty] | 17.1465 | 3.275 | 1.7304
108 | Appliances | Cooking | Restaurants | New | Energy Star Steamer | 2.3227 | 1.2282 |  | 12160.5 | 1 | 0.5288 | 5235.6021 | 12 |  | 3109.44 | 1338.7435 | Per Unit | GS | 1 | 1 | 1 | 1 | 1 | 1 | 1 | 1 | 1 | 1 | 1 | 1 | CreNgs108 | CreN | gs | 108 | [32 empty] | 0.18912 | 0.036122 | 0.019086
108 | Appliances | Cooking | Retail | Turnover | Energy Star Steamer | 1.9822 | 0.72963 |  | 12160.5 | 1 | 0.3681 | 6134.9693 | 12 |  | 3109.44 | 1568.7117 | Per Unit | GS | 1 | 1 | 1 | 1 | 1 | 1 | 1 | 1 | 1 | 1 | 1 | 1 | CrtTgs108 | CrtT | gs | 108 | [32 empty] | 0 | 0 | 0
108 | Appliances | Cooking | Retail | New | Energy Star Steamer | 1.9822 | 0.72963 |  | 12160.5 | 1 | 0.3681 | 6134.9693 | 12 |  | 3109.44 | 1568.7117 | Per Unit | GS | 1 | 1 | 1 | 1 | 1 | 1 | 1 | 1 | 1 | 1 | 1 | 1 | CrtNgs108 | CrtN | gs | 108 | [32 empty] | 0 | 0 | 0
108 | Appliances | Cooking | Schools K-12 | Turnover | Energy Star Steamer | 0.71747 | 1.3012 |  | 12160.5 | 1 | 1.8136 | 16949.1525 | 12 |  | 3109.44 | 4333.8985 | Per Unit | GS | 1 | 1 | 1 | 1 | 1 | 1 | 1 | 1 | 1 | 1 | 1 | 1 | CscTgs108 | CscT | gs | 108 | [32 empty] | 0.10171 | 0.0059513 | 0.010871
108 | Appliances | Cooking | Schools K-12 | New | Energy Star Steamer | 0.71747 | 1.3012 |  | 12160.5 | 1 | 1.8136 | 16949.1525 | 12 |  | 3109.44 | 4333.8985 | Per Unit | GS | 1 | 1 | 1 | 1 | 1 | 1 | 1 | 1 | 1 | 1 | 1 | 1 | CscNgs108 | CscN | gs | 108 | [32 empty] | 0.0011218 | 6.5641e-05 | 0.0001199
108 | Appliances | Cooking | Warehouse | Turnover | Energy Star Steamer | 0.71747 | 1.3012 |  | 12160.5 | 1 | 1.8136 | 16949.1525 | 12 |  | 3109.44 | 4333.8985 | Per Unit | GS | 1 | 1 | 1 | 1 | 1 | 1 | 1 | 1 | 1 | 1 | 1 | 1 | CwaTgs108 | CwaT | gs | 108 | [32 empty] | 0 | 0 | 0
108 | Appliances | Cooking | Warehouse | New | Energy Star Steamer | 0.71747 | 1.3012 |  | 12160.5 | 1 | 1.8136 | 16949.1525 | 12 |  | 3109.44 | 4333.8985 | Per Unit | GS | 1 | 1 | 1 | 1 | 1 | 1 | 1 | 1 | 1 | 1 | 1 | 1 | CwaNgs108 | CwaN | gs | 108 | [32 empty] | 0 | 0 | 0
109 | Appliances | Cooking | Assembly | Turnover | Induction Cooktops | 0.55366 | 0.2038 |  | 3396.71 | 1 | 0.3681 | 6134.9693 | 16 |  | 442 | 798.3185 | Per Unit | GS | 0.57723 | 0.60437 | 0.83705 | 1.097 | 1.2026 | 1.2026 | 1.289 | 1.2891 | 1.2453 | 1.1192 | 0.77553 | 0.85362 | CasTgs109 | CasT | gs | 109 | [32 empty] | 0 | 0 | 0
109 | Appliances | Cooking | Assembly | New | Induction Cooktops | 0.55366 | 0.2038 |  | 3396.71 | 1 | 0.3681 | 6134.9693 | 16 |  | 442 | 798.3185 | Per Unit | GS | 0.57723 | 0.60437 | 0.83705 | 1.097 | 1.2026 | 1.2026 | 1.289 | 1.2891 | 1.2453 | 1.1192 | 0.77553 | 0.85362 | CasNgs109 | CasN | gs | 109 | [32 empty] | 0 | 0 | 0
109 | Appliances | Cooking | College and University | Turnover | Induction Cooktops | 0.55366 | 0.2038 |  | 3396.71 | 1 | 0.3681 | 6134.9693 | 16 |  | 442 | 798.3185 | Per Unit | GS | 0.57723 | 0.60437 | 0.83705 | 1.097 | 1.2026 | 1.2026 | 1.289 | 1.2891 | 1.2453 | 1.1192 | 0.77553 | 0.85362 | CcoTgs109 | CcoT | gs | 109 | [32 empty] | 0.00060518 | 9.8786e-05 | 3.6332e-05
109 | Appliances | Cooking | College and University | New | Induction Cooktops | 0.55366 | 0.2038 |  | 3396.71 | 1 | 0.3681 | 6134.9693 | 16 |  | 442 | 798.3185 | Per Unit | GS | 0.57723 | 0.60437 | 0.83705 | 1.097 | 1.2026 | 1.2026 | 1.289 | 1.2891 | 1.2453 | 1.1192 | 0.77553 | 0.85362 | CcoNgs109 | CcoN | gs | 109 | [32 empty] | 6.6749e-06 | 1.0896e-06 | 4.0073e-07
109 | Appliances | Cooking | Data Center | Turnover | Induction Cooktops | 0.20041 | 0.36345 |  | 3396.71 | 1 | 1.8136 | 16949.1525 | 16 |  | 442 | 2205.524 | Per Unit | GS | 0.57723 | 0.60437 | 0.83705 | 1.097 | 1.2026 | 1.2026 | 1.289 | 1.2891 | 1.2453 | 1.1192 | 0.77553 | 0.85362 | CdaTgs109 | CdaT | gs | 109 | [32 empty] | 0 | 0 | 0
109 | Appliances | Cooking | Data Center | New | Induction Cooktops | 0.20041 | 0.36345 |  | 3396.71 | 1 | 1.8136 | 16949.1525 | 16 |  | 442 | 2205.524 | Per Unit | GS | 0.57723 | 0.60437 | 0.83705 | 1.097 | 1.2026 | 1.2026 | 1.289 | 1.2891 | 1.2453 | 1.1192 | 0.77553 | 0.85362 | CdaNgs109 | CdaN | gs | 109 | [32 empty] | 0 | 0 | 0
109 | Appliances | Cooking | Grocery | Turnover | Induction Cooktops | 0.55366 | 0.2038 |  | 3396.71 | 1 | 0.3681 | 6134.9693 | 16 |  | 442 | 798.3185 | Per Unit | GS | 0.57723 | 0.60437 | 0.83705 | 1.097 | 1.2026 | 1.2026 | 1.289 | 1.2891 | 1.2453 | 1.1192 | 0.77553 | 0.85362 | CgrTgs109 | CgrT | gs | 109 | [32 empty] | 0 | 0 | 0
109 | Appliances | Cooking | Grocery | New | Induction Cooktops | 0.55366 | 0.2038 |  | 3396.71 | 1 | 0.3681 | 6134.9693 | 16 |  | 442 | 798.3185 | Per Unit | GS | 0.57723 | 0.60437 | 0.83705 | 1.097 | 1.2026 | 1.2026 | 1.289 | 1.2891 | 1.2453 | 1.1192 | 0.77553 | 0.85362 | CgrNgs109 | CgrN | gs | 109 | [32 empty] | 0 | 0 | 0
109 | Appliances | Cooking | Healthcare | Turnover | Induction Cooktops | 0.40081 | 0.44837 |  | 3396.71 | 1 | 1.1186 | 8474.5763 | 16 |  | 442 | 1102.762 | Per Unit | GS | 0.57723 | 0.60437 | 0.83705 | 1.097 | 1.2026 | 1.2026 | 1.289 | 1.2891 | 1.2453 | 1.1192 | 0.77553 | 0.85362 | CheTgs109 | CheT | gs | 109 | [32 empty] | 0.022081 | 0.0025966 | 0.0029096
109 | Appliances | Cooking | Healthcare | New | Induction Cooktops | 0.40081 | 0.44837 |  | 3396.71 | 1 | 1.1186 | 8474.5763 | 16 |  | 442 | 1102.762 | Per Unit | GS | 0.57723 | 0.60437 | 0.83705 | 1.097 | 1.2026 | 1.2026 | 1.289 | 1.2891 | 1.2453 | 1.1192 | 0.77553 | 0.85362 | CheNgs109 | CheN | gs | 109 | [32 empty] | 0.00024355 | 2.8639e-05 | 3.2092e-05
109 | Appliances | Cooking | Hospitals | Turnover | Induction Cooktops | 0.55366 | 0.2038 |  | 3396.71 | 1 | 0.3681 | 6134.9693 | 16 |  | 442 | 798.3185 | Per Unit | GS | 0.57723 | 0.60437 | 0.83705 | 1.097 | 1.2026 | 1.2026 | 1.289 | 1.2891 | 1.2453 | 1.1192 | 0.77553 | 0.85362 | ChoTgs109 | ChoT | gs | 109 | [32 empty] | 0.035329 | 0.005767 | 0.002121
109 | Appliances | Cooking | Hospitals | New | Induction Cooktops | 0.55366 | 0.2038 |  | 3396.71 | 1 | 0.3681 | 6134.9693 | 16 |  | 442 | 798.3185 | Per Unit | GS | 0.57723 | 0.60437 | 0.83705 | 1.097 | 1.2026 | 1.2026 | 1.289 | 1.2891 | 1.2453 | 1.1192 | 0.77553 | 0.85362 | ChoNgs109 | ChoN | gs | 109 | [32 empty] | 0.00038967 | 6.3607e-05 | 2.3394e-05
109 | Appliances | Cooking | Institutional | Turnover | Induction Cooktops | 0.20041 | 0.36345 |  | 3396.71 | 1 | 1.8136 | 16949.1525 | 16 |  | 442 | 2205.524 | Per Unit | GS | 0.57723 | 0.60437 | 0.83705 | 1.097 | 1.2026 | 1.2026 | 1.289 | 1.2891 | 1.2453 | 1.1192 | 0.77553 | 0.85362 | CinTgs109 | CinT | gs | 109 | [32 empty] | 0 | 0 | 0
109 | Appliances | Cooking | Institutional | New | Induction Cooktops | 0.20041 | 0.36345 |  | 3396.71 | 1 | 1.8136 | 16949.1525 | 16 |  | 442 | 2205.524 | Per Unit | GS | 0.57723 | 0.60437 | 0.83705 | 1.097 | 1.2026 | 1.2026 | 1.289 | 1.2891 | 1.2453 | 1.1192 | 0.77553 | 0.85362 | CinNgs109 | CinN | gs | 109 | [32 empty] | 0 | 0 | 0
109 | Appliances | Cooking | Lodging/Hospitality | Turnover | Induction Cooktops | 0.6182 | 0.27513 |  | 3396.71 | 1 | 0.44505 | 5494.5055 | 16 |  | 442 | 714.9776 | Per Unit | GS | 0.57723 | 0.60437 | 0.83705 | 1.097 | 1.2026 | 1.2026 | 1.289 | 1.2891 | 1.2453 | 1.1192 | 0.77553 | 0.85362 | CloTgs109 | CloT | gs | 109 | [32 empty] | 0.33241 | 0.060589 | 0.027059
109 | Appliances | Cooking | Lodging/Hospitality | New | Induction Cooktops | 0.6182 | 0.27513 |  | 3396.71 | 1 | 0.44505 | 5494.5055 | 16 |  | 442 | 714.9776 | Per Unit | GS | 0.57723 | 0.60437 | 0.83705 | 1.097 | 1.2026 | 1.2026 | 1.289 | 1.2891 | 1.2453 | 1.1192 | 0.77553 | 0.85362 | CloNgs109 | CloN | gs | 109 | [32 empty] | 0.0036663 | 0.00066828 | 0.00029845
109 | Appliances | Cooking | Miscellaneous | Turnover | Induction Cooktops | 0.20041 | 0.36345 |  | 3396.71 | 1 | 1.8136 | 16949.1525 | 16 |  | 442 | 2205.524 | Per Unit | GS | 0.57723 | 0.60437 | 0.83705 | 1.097 | 1.2026 | 1.2026 | 1.289 | 1.2891 | 1.2453 | 1.1192 | 0.77553 | 0.85362 | CmiTgs109 | CmiT | gs | 109 | [32 empty] | 0 | 0 | 0
109 | Appliances | Cooking | Miscellaneous | New | Induction Cooktops | 0.20041 | 0.36345 |  | 3396.71 | 1 | 1.8136 | 16949.1525 | 16 |  | 442 | 2205.524 | Per Unit | GS | 0.57723 | 0.60437 | 0.83705 | 1.097 | 1.2026 | 1.2026 | 1.289 | 1.2891 | 1.2453 | 1.1192 | 0.77553 | 0.85362 | CmiNgs109 | CmiN | gs | 109 | [32 empty] | 0 | 0 | 0
109 | Appliances | Cooking | Offices | Turnover | Induction Cooktops | 0.20041 | 0.36345 |  | 3396.71 | 1 | 1.8136 | 16949.1525 | 16 |  | 442 | 2205.524 | Per Unit | GS | 0.57723 | 0.60437 | 0.83705 | 1.097 | 1.2026 | 1.2026 | 1.289 | 1.2891 | 1.2453 | 1.1192 | 0.77553 | 0.85362 | CofTgs109 | CofT | gs | 109 | [32 empty] | 0 | 0 | 0
109 | Appliances | Cooking | Offices | New | Induction Cooktops | 0.20041 | 0.36345 |  | 3396.71 | 1 | 1.8136 | 16949.1525 | 16 |  | 442 | 2205.524 | Per Unit | GS | 0.57723 | 0.60437 | 0.83705 | 1.097 | 1.2026 | 1.2026 | 1.289 | 1.2891 | 1.2453 | 1.1192 | 0.77553 | 0.85362 | CofNgs109 | CofN | gs | 109 | [32 empty] | 0 | 0 | 0
109 | Appliances | Cooking | Restaurants | Turnover | Induction Cooktops | 0.64877 | 0.34307 |  | 3396.71 | 1 | 0.5288 | 5235.6021 | 16 |  | 442 | 681.2875 | Per Unit | GS | 0.57723 | 0.60437 | 0.83705 | 1.097 | 1.2026 | 1.2026 | 1.289 | 1.2891 | 1.2453 | 1.1192 | 0.77553 | 0.85362 | CreTgs109 | CreT | gs | 109 | [32 empty] | 0.70855 | 0.13533 | 0.071506
109 | Appliances | Cooking | Restaurants | New | Induction Cooktops | 0.64877 | 0.34307 |  | 3396.71 | 1 | 0.5288 | 5235.6021 | 16 |  | 442 | 681.2875 | Per Unit | GS | 0.57723 | 0.60437 | 0.83705 | 1.097 | 1.2026 | 1.2026 | 1.289 | 1.2891 | 1.2453 | 1.1192 | 0.77553 | 0.85362 | CreNgs109 | CreN | gs | 109 | [32 empty] | 0.078151 | 0.014927 | 0.0078868
109 | Appliances | Cooking | Retail | Turnover | Induction Cooktops | 0.55366 | 0.2038 |  | 3396.71 | 1 | 0.3681 | 6134.9693 | 16 |  | 442 | 798.3185 | Per Unit | GS | 0.57723 | 0.60437 | 0.83705 | 1.097 | 1.2026 | 1.2026 | 1.289 | 1.2891 | 1.2453 | 1.1192 | 0.77553 | 0.85362 | CrtTgs109 | CrtT | gs | 109 | [32 empty] | 0 | 0 | 0
109 | Appliances | Cooking | Retail | New | Induction Cooktops | 0.55366 | 0.2038 |  | 3396.71 | 1 | 0.3681 | 6134.9693 | 16 |  | 442 | 798.3185 | Per Unit | GS | 0.57723 | 0.60437 | 0.83705 | 1.097 | 1.2026 | 1.2026 | 1.289 | 1.2891 | 1.2453 | 1.1192 | 0.77553 | 0.85362 | CrtNgs109 | CrtN | gs | 109 | [32 empty] | 0 | 0 | 0
109 | Appliances | Cooking | Schools K-12 | Turnover | Induction Cooktops | 0.20041 | 0.36345 |  | 3396.71 | 1 | 1.8136 | 16949.1525 | 16 |  | 442 | 2205.524 | Per Unit | GS | 0.57723 | 0.60437 | 0.83705 | 1.097 | 1.2026 | 1.2026 | 1.289 | 1.2891 | 1.2453 | 1.1192 | 0.77553 | 0.85362 | CscTgs109 | CscT | gs | 109 | [32 empty] | 0.0035144 | 0.00020564 | 0.00037563
109 | Appliances | Cooking | Schools K-12 | New | Induction Cooktops | 0.20041 | 0.36345 |  | 3396.71 | 1 | 1.8136 | 16949.1525 | 16 |  | 442 | 2205.524 | Per Unit | GS | 0.57723 | 0.60437 | 0.83705 | 1.097 | 1.2026 | 1.2026 | 1.289 | 1.2891 | 1.2453 | 1.1192 | 0.77553 | 0.85362 | CscNgs109 | CscN | gs | 109 | [32 empty] | 3.8763e-05 | 2.2682e-06 | 4.143e-06
109 | Appliances | Cooking | Warehouse | Turnover | Induction Cooktops | 0.20041 | 0.36345 |  | 3396.71 | 1 | 1.8136 | 16949.1525 | 16 |  | 442 | 2205.524 | Per Unit | GS | 0.57723 | 0.60437 | 0.83705 | 1.097 | 1.2026 | 1.2026 | 1.289 | 1.2891 | 1.2453 | 1.1192 | 0.77553 | 0.85362 | CwaTgs109 | CwaT | gs | 109 | [32 empty] | 0 | 0 | 0
109 | Appliances | Cooking | Warehouse | New | Induction Cooktops | 0.20041 | 0.36345 |  | 3396.71 | 1 | 1.8136 | 16949.1525 | 16 |  | 442 | 2205.524 | Per Unit | GS | 0.57723 | 0.60437 | 0.83705 | 1.097 | 1.2026 | 1.2026 | 1.289 | 1.2891 | 1.2453 | 1.1192 | 0.77553 | 0.85362 | CwaNgs109 | CwaN | gs | 109 | [32 empty] | 0 | 0 | 0
110 | Appliances | Cooking | Assembly | Existing | Low-Flow Pre-Rinse Sprayers | 0.024627 | 0.037507 |  | 198.07 | 1 | 1.523 | 8042.7228 | 5 |  | 56 | 2273.9056 | Per End Use Consumption | GS | 0.57723 | 0.60437 | 0.83705 | 1.097 | 1.2026 | 1.2026 | 1.289 | 1.2891 | 1.2453 | 1.1192 | 0.77553 | 0.85362 | CasEgs110 | CasE | gs | 110 | [32 empty] | 0 | 0 | 0
110 | Appliances | Cooking | Assembly | New | Low-Flow Pre-Rinse Sprayers | 0.024627 | 0.037507 |  | 198.07 | 1 | 1.523 | 8042.7228 | 5 |  | 56 | 2273.9056 | Per End Use Consumption | GS | 0.57723 | 0.60437 | 0.83705 | 1.097 | 1.2026 | 1.2026 | 1.289 | 1.2891 | 1.2453 | 1.1192 | 0.77553 | 0.85362 | CasNgs110 | CasN | gs | 110 | [32 empty] | 0 | 0 | 0
110 | Appliances | Cooking | College and University | Existing | Low-Flow Pre-Rinse Sprayers | 0.018163 | 0.022058 |  | 198.07 | 1 | 1.2145 | 10905.4226 | 5 |  | 56 | 3083.2719 | Per End Use Consumption | GS | 0.57723 | 0.60437 | 0.83705 | 1.097 | 1.2026 | 1.2026 | 1.289 | 1.2891 | 1.2453 | 1.1192 | 0.77553 | 0.85362 | CcoEgs110 | CcoE | gs | 110 | [32 empty] | 0.99678 | 0.091402 | 0.11101
110 | Appliances | Cooking | College and University | New | Low-Flow Pre-Rinse Sprayers | 0.018163 | 0.022058 |  | 198.07 | 1 | 1.2145 | 10905.4226 | 5 |  | 56 | 3083.2719 | Per End Use Consumption | GS | 0.57723 | 0.60437 | 0.83705 | 1.097 | 1.2026 | 1.2026 | 1.289 | 1.2891 | 1.2453 | 1.1192 | 0.77553 | 0.85362 | CcoNgs110 | CcoN | gs | 110 | [32 empty] | 0.0055431 | 0.00050829 | 0.0006173
110 | Appliances | Cooking | Data Center | Existing | Low-Flow Pre-Rinse Sprayers | 0.018163 | 0.022058 |  | 198.07 | 1 | 1.2145 | 10905.4226 | 5 |  | 56 | 3083.2719 | Per End Use Consumption | GS | 0.57723 | 0.60437 | 0.83705 | 1.097 | 1.2026 | 1.2026 | 1.289 | 1.2891 | 1.2453 | 1.1192 | 0.77553 | 0.85362 | CdaEgs110 | CdaE | gs | 110 | [32 empty] | 0 | 0 | 0
110 | Appliances | Cooking | Data Center | New | Low-Flow Pre-Rinse Sprayers | 0.018163 | 0.022058 |  | 198.07 | 1 | 1.2145 | 10905.4226 | 5 |  | 56 | 3083.2719 | Per End Use Consumption | GS | 0.57723 | 0.60437 | 0.83705 | 1.097 | 1.2026 | 1.2026 | 1.289 | 1.2891 | 1.2453 | 1.1192 | 0.77553 | 0.85362 | CdaNgs110 | CdaN | gs | 110 | [32 empty] | 0 | 0 | 0
110 | Appliances | Cooking | Grocery | Existing | Low-Flow Pre-Rinse Sprayers | 0.024627 | 0.037507 |  | 198.07 | 1 | 1.523 | 8042.7228 | 5 |  | 56 | 2273.9056 | Per End Use Consumption | GS | 0.57723 | 0.60437 | 0.83705 | 1.097 | 1.2026 | 1.2026 | 1.289 | 1.2891 | 1.2453 | 1.1192 | 0.77553 | 0.85362 | CgrEgs110 | CgrE | gs | 110 | [32 empty] | 0.40113 | 0.049875 | 0.07596
110 | Appliances | Cooking | Grocery | New | Low-Flow Pre-Rinse Sprayers | 0.024627 | 0.037507 |  | 198.07 | 1 | 1.523 | 8042.7228 | 5 |  | 56 | 2273.9056 | Per End Use Consumption | GS | 0.57723 | 0.60437 | 0.83705 | 1.097 | 1.2026 | 1.2026 | 1.289 | 1.2891 | 1.2453 | 1.1192 | 0.77553 | 0.85362 | CgrNgs110 | CgrN | gs | 110 | [32 empty] | 0.0022307 | 0.00027735 | 0.00042241
110 | Appliances | Cooking | Healthcare | Existing | Low-Flow Pre-Rinse Sprayers | 0.018163 | 0.022058 |  | 198.07 | 1 | 1.2145 | 10905.4226 | 5 |  | 56 | 3083.2719 | Per End Use Consumption | GS | 0.57723 | 0.60437 | 0.83705 | 1.097 | 1.2026 | 1.2026 | 1.289 | 1.2891 | 1.2453 | 1.1192 | 0.77553 | 0.85362 | CheEgs110 | CheE | gs | 110 | [32 empty] | 0 | 0 | 0
110 | Appliances | Cooking | Healthcare | New | Low-Flow Pre-Rinse Sprayers | 0.018163 | 0.022058 |  | 198.07 | 1 | 1.2145 | 10905.4226 | 5 |  | 56 | 3083.2719 | Per End Use Consumption | GS | 0.57723 | 0.60437 | 0.83705 | 1.097 | 1.2026 | 1.2026 | 1.289 | 1.2891 | 1.2453 | 1.1192 | 0.77553 | 0.85362 | CheNgs110 | CheN | gs | 110 | [32 empty] | 0 | 0 | 0
110 | Appliances | Cooking | Hospitals | Existing | Low-Flow Pre-Rinse Sprayers | 0.018163 | 0.022058 |  | 198.07 | 1 | 1.2145 | 10905.4226 | 5 |  | 56 | 3083.2719 | Per End Use Consumption | GS | 0.57723 | 0.60437 | 0.83705 | 1.097 | 1.2026 | 1.2026 | 1.289 | 1.2891 | 1.2453 | 1.1192 | 0.77553 | 0.85362 | ChoEgs110 | ChoE | gs | 110 | [32 empty] | 0.49127 | 0.045048 | 0.05471
110 | Appliances | Cooking | Hospitals | New | Low-Flow Pre-Rinse Sprayers | 0.018163 | 0.022058 |  | 198.07 | 1 | 1.2145 | 10905.4226 | 5 |  | 56 | 3083.2719 | Per End Use Consumption | GS | 0.57723 | 0.60437 | 0.83705 | 1.097 | 1.2026 | 1.2026 | 1.289 | 1.2891 | 1.2453 | 1.1192 | 0.77553 | 0.85362 | ChoNgs110 | ChoN | gs | 110 | [32 empty] | 0.0027319 | 0.00025051 | 0.00030424
110 | Appliances | Cooking | Institutional | Existing | Low-Flow Pre-Rinse Sprayers | 0.018163 | 0.022058 |  | 198.07 | 1 | 1.2145 | 10905.4226 | 5 |  | 56 | 3083.2719 | Per End Use Consumption | GS | 0.57723 | 0.60437 | 0.83705 | 1.097 | 1.2026 | 1.2026 | 1.289 | 1.2891 | 1.2453 | 1.1192 | 0.77553 | 0.85362 | CinEgs110 | CinE | gs | 110 | [32 empty] | 0 | 0 | 0
110 | Appliances | Cooking | Institutional | New | Low-Flow Pre-Rinse Sprayers | 0.018163 | 0.022058 |  | 198.07 | 1 | 1.2145 | 10905.4226 | 5 |  | 56 | 3083.2719 | Per End Use Consumption | GS | 0.57723 | 0.60437 | 0.83705 | 1.097 | 1.2026 | 1.2026 | 1.289 | 1.2891 | 1.2453 | 1.1192 | 0.77553 | 0.85362 | CinNgs110 | CinN | gs | 110 | [32 empty] | 0 | 0 | 0
110 | Appliances | Cooking | Lodging/Hospitality | Existing | Low-Flow Pre-Rinse Sprayers | 0.0077938 | 0.03125 |  | 198.07 | 1 | 4.0096 | 25413.8002 | 5 |  | 56 | 7185.2013 | Per End Use Consumption | GS | 0.57723 | 0.60437 | 0.83705 | 1.097 | 1.2026 | 1.2026 | 1.289 | 1.2891 | 1.2453 | 1.1192 | 0.77553 | 0.85362 | CloEgs110 | CloE | gs | 110 | [32 empty] | 11.1229 | 0.43767 | 1.7549
110 | Appliances | Cooking | Lodging/Hospitality | New | Low-Flow Pre-Rinse Sprayers | 0.0077938 | 0.03125 |  | 198.07 | 1 | 4.0096 | 25413.8002 | 5 |  | 56 | 7185.2013 | Per End Use Consumption | GS | 0.57723 | 0.60437 | 0.83705 | 1.097 | 1.2026 | 1.2026 | 1.289 | 1.2891 | 1.2453 | 1.1192 | 0.77553 | 0.85362 | CloNgs110 | CloN | gs | 110 | [32 empty] | 0.061854 | 0.0024339 | 0.0097589
110 | Appliances | Cooking | Miscellaneous | Existing | Low-Flow Pre-Rinse Sprayers | 0.024627 | 0.037507 |  | 198.07 | 1 | 1.523 | 8042.7228 | 5 |  | 56 | 2273.9056 | Per End Use Consumption | GS | 0.57723 | 0.60437 | 0.83705 | 1.097 | 1.2026 | 1.2026 | 1.289 | 1.2891 | 1.2453 | 1.1192 | 0.77553 | 0.85362 | CmiEgs110 | CmiE | gs | 110 | [32 empty] | 0 | 0 | 0
110 | Appliances | Cooking | Miscellaneous | New | Low-Flow Pre-Rinse Sprayers | 0.024627 | 0.037507 |  | 198.07 | 1 | 1.523 | 8042.7228 | 5 |  | 56 | 2273.9056 | Per End Use Consumption | GS | 0.57723 | 0.60437 | 0.83705 | 1.097 | 1.2026 | 1.2026 | 1.289 | 1.2891 | 1.2453 | 1.1192 | 0.77553 | 0.85362 | CmiNgs110 | CmiN | gs | 110 | [32 empty] | 0 | 0 | 0
110 | Appliances | Cooking | Offices | Existing | Low-Flow Pre-Rinse Sprayers | 0.024627 | 0.037507 |  | 198.07 | 1 | 1.523 | 8042.7228 | 5 |  | 56 | 2273.9056 | Per End Use Consumption | GS | 0.57723 | 0.60437 | 0.83705 | 1.097 | 1.2026 | 1.2026 | 1.289 | 1.2891 | 1.2453 | 1.1192 | 0.77553 | 0.85362 | CofEgs110 | CofE | gs | 110 | [32 empty] | 0 | 0 | 0
110 | Appliances | Cooking | Offices | New | Low-Flow Pre-Rinse Sprayers | 0.024627 | 0.037507 |  | 198.07 | 1 | 1.523 | 8042.7228 | 5 |  | 56 | 2273.9056 | Per End Use Consumption | GS | 0.57723 | 0.60437 | 0.83705 | 1.097 | 1.2026 | 1.2026 | 1.289 | 1.2891 | 1.2453 | 1.1192 | 0.77553 | 0.85362 | CofNgs110 | CofN | gs | 110 | [32 empty] | 0 | 0 | 0
110 | Appliances | Cooking | Restaurants | Existing | Low-Flow Pre-Rinse Sprayers | 0.024627 | 0.037507 |  | 198.07 | 1 | 1.523 | 8042.7228 | 5 |  | 56 | 2273.9056 | Per End Use Consumption | GS | 0.57723 | 0.60437 | 0.83705 | 1.097 | 1.2026 | 1.2026 | 1.289 | 1.2891 | 1.2453 | 1.1192 | 0.77553 | 0.85362 | CreEgs110 | CreE | gs | 110 | [32 empty] | 19.1333 | 2.379 | 3.6232
110 | Appliances | Cooking | Restaurants | New | Low-Flow Pre-Rinse Sprayers | 0.024627 | 0.037507 |  | 198.07 | 1 | 1.523 | 8042.7228 | 5 |  | 56 | 2273.9056 | Per End Use Consumption | GS | 0.57723 | 0.60437 | 0.83705 | 1.097 | 1.2026 | 1.2026 | 1.289 | 1.2891 | 1.2453 | 1.1192 | 0.77553 | 0.85362 | CreNgs110 | CreN | gs | 110 | [32 empty] | 0.1064 | 0.013229 | 0.020148
110 | Appliances | Cooking | Retail | Existing | Low-Flow Pre-Rinse Sprayers | 0.024627 | 0.037507 |  | 198.07 | 1 | 1.523 | 8042.7228 | 5 |  | 56 | 2273.9056 | Per End Use Consumption | GS | 0.57723 | 0.60437 | 0.83705 | 1.097 | 1.2026 | 1.2026 | 1.289 | 1.2891 | 1.2453 | 1.1192 | 0.77553 | 0.85362 | CrtEgs110 | CrtE | gs | 110 | [32 empty] | 0 | 0 | 0
110 | Appliances | Cooking | Retail | New | Low-Flow Pre-Rinse Sprayers | 0.024627 | 0.037507 |  | 198.07 | 1 | 1.523 | 8042.7228 | 5 |  | 56 | 2273.9056 | Per End Use Consumption | GS | 0.57723 | 0.60437 | 0.83705 | 1.097 | 1.2026 | 1.2026 | 1.289 | 1.2891 | 1.2453 | 1.1192 | 0.77553 | 0.85362 | CrtNgs110 | CrtN | gs | 110 | [32 empty] | 0 | 0 | 0
110 | Appliances | Cooking | Schools K-12 | Existing | Low-Flow Pre-Rinse Sprayers | 0.024627 | 0.037507 |  | 198.07 | 1 | 1.523 | 8042.7228 | 5 |  | 56 | 2273.9056 | Per End Use Consumption | GS | 0.57723 | 0.60437 | 0.83705 | 1.097 | 1.2026 | 1.2026 | 1.289 | 1.2891 | 1.2453 | 1.1192 | 0.77553 | 0.85362 | CscEgs110 | CscE | gs | 110 | [32 empty] | 0 | 0 | 0
110 | Appliances | Cooking | Schools K-12 | New | Low-Flow Pre-Rinse Sprayers | 0.024627 | 0.037507 |  | 198.07 | 1 | 1.523 | 8042.7228 | 5 |  | 56 | 2273.9056 | Per End Use Consumption | GS | 0.57723 | 0.60437 | 0.83705 | 1.097 | 1.2026 | 1.2026 | 1.289 | 1.2891 | 1.2453 | 1.1192 | 0.77553 | 0.85362 | CscNgs110 | CscN | gs | 110 | [32 empty] | 0 | 0 | 0
110 | Appliances | Cooking | Warehouse | Existing | Low-Flow Pre-Rinse Sprayers | 0.024627 | 0.037507 |  | 198.07 | 1 | 1.523 | 8042.7228 | 5 |  | 56 | 2273.9056 | Per End Use Consumption | GS | 0.57723 | 0.60437 | 0.83705 | 1.097 | 1.2026 | 1.2026 | 1.289 | 1.2891 | 1.2453 | 1.1192 | 0.77553 | 0.85362 | CwaEgs110 | CwaE | gs | 110 | [32 empty] | 0 | 0 | 0
110 | Appliances | Cooking | Warehouse | New | Low-Flow Pre-Rinse Sprayers | 0.024627 | 0.037507 |  | 198.07 | 1 | 1.523 | 8042.7228 | 5 |  | 56 | 2273.9056 | Per End Use Consumption | GS | 0.57723 | 0.60437 | 0.83705 | 1.097 | 1.2026 | 1.2026 | 1.289 | 1.2891 | 1.2453 | 1.1192 | 0.77553 | 0.85362 | CwaNgs110 | CwaN | gs | 110 | [32 empty] | 0 | 0 | 0
111 | Appliances | Misc | Assembly | Existing | Air Compressor Optimization | 0.67304 | 0.29126 |  | 3935.9 | 1 | 0.43275 | 5847.9532 | 3 |  | 1334.25 | 1982.4263 | Per End Use Consumption | GS | 1 | 1 | 1 | 1 | 1 | 1 | 1 | 1 | 1 | 1 | 1 | 1 | CasEgs111 | CasE | gs | 111 | [32 empty] | 99.9598 | 17.0751 | 7.372
111 | Appliances | Misc | Assembly | New | Air Compressor Optimization | 0.67304 | 0.29126 |  | 3935.9 | 1 | 0.43275 | 5847.9532 | 3 |  | 1334.25 | 1982.4263 | Per End Use Consumption | GS | 1 | 1 | 1 | 1 | 1 | 1 | 1 | 1 | 1 | 1 | 1 | 1 | CasNgs111 | CasN | gs | 111 | [32 empty] | 1.0682 | 0.18247 | 0.078782
111 | Appliances | Misc | College and University | Existing | Air Compressor Optimization | 0.53902 | 0.54436 |  | 5336.88 | 1 | 1.0099 | 9900.9901 | 3 |  | 1334.25 | 2475.3032 | Per End Use Consumption | GS | 1 | 1 | 1 | 1 | 1 | 1 | 1 | 1 | 1 | 1 | 1 | 1 | CcoEgs111 | CcoE | gs | 111 | [32 empty] | 10.6144 | 1.0766 | 1.0785
111 | Appliances | Misc | College and University | New | Air Compressor Optimization | 0.53902 | 0.54436 |  | 5336.88 | 1 | 1.0099 | 9900.9901 | 3 |  | 1334.25 | 2475.3032 | Per End Use Consumption | GS | 1 | 1 | 1 | 1 | 1 | 1 | 1 | 1 | 1 | 1 | 1 | 1 | CcoNgs111 | CcoN | gs | 111 | [32 empty] | 0.10372 | 0.010521 | 0.010539
111 | Appliances | Misc | Data Center | Existing | Air Compressor Optimization | 0.61889 | 0.65792 |  | 5575.6 | 1 | 1.0631 | 9009.009 | 3 |  | 1334.25 | 2155.8703 | Per End Use Consumption | GS | 1 | 1 | 1 | 1 | 1 | 1 | 1 | 1 | 1 | 1 | 1 | 1 | CdaEgs111 | CdaE | gs | 111 | [32 empty] | 0.29951 | 0.033313 | 0.035283
111 | Appliances | Misc | Data Center | New | Air Compressor Optimization | 0.61889 | 0.65792 |  | 5575.6 | 1 | 1.0631 | 9009.009 | 3 |  | 1334.25 | 2155.8703 | Per End Use Consumption | GS | 1 | 1 | 1 | 1 | 1 | 1 | 1 | 1 | 1 | 1 | 1 | 1 | CdaNgs111 | CdaN | gs | 111 | [32 empty] | 0.0032008 | 0.000356 | 0.00037706
111 | Appliances | Misc | Grocery | Existing | Air Compressor Optimization | 1.3898 | 0.83388 |  | 10294.8 | 1 | 0.6 | 7407.4074 | 3 |  | 1334.25 | 960.0316 | Per End Use Consumption | GS | 1 | 1 | 1 | 1 | 1 | 1 | 1 | 1 | 1 | 1 | 1 | 1 | CgrEgs111 | CgrE | gs | 111 | [32 empty] | 39.5886 | 5.3276 | 3.2127
111 | Appliances | Misc | Grocery | New | Air Compressor Optimization | 1.3898 | 0.83388 |  | 10294.8 | 1 | 0.6 | 7407.4074 | 3 |  | 1334.25 | 960.0316 | Per End Use Consumption | GS | 1 | 1 | 1 | 1 | 1 | 1 | 1 | 1 | 1 | 1 | 1 | 1 | CgrNgs111 | CgrN | gs | 111 | [32 empty] | 0.42307 | 0.056934 | 0.034333
111 | Appliances | Misc | Healthcare | Existing | Air Compressor Optimization | 0.72748 | 0.75273 |  | 5051.91 | 1 | 1.0347 | 6944.4444 | 3 |  | 1334.25 | 1834.0835 | Per End Use Consumption | GS | 1 | 1 | 1 | 1 | 1 | 1 | 1 | 1 | 1 | 1 | 1 | 1 | CheEgs111 | CheE | gs | 111 | [32 empty] | 20.2842 | 2.918 | 3.0246
111 | Appliances | Misc | Healthcare | New | Air Compressor Optimization | 0.72748 | 0.75273 |  | 5051.91 | 1 | 1.0347 | 6944.4444 | 3 |  | 1334.25 | 1834.0835 | Per End Use Consumption | GS | 1 | 1 | 1 | 1 | 1 | 1 | 1 | 1 | 1 | 1 | 1 | 1 | CheNgs111 | CheN | gs | 111 | [32 empty] | 0.19334 | 0.027813 | 0.028829
111 | Appliances | Misc | Hospitals | Existing | Air Compressor Optimization | 0.86347 | 0.87201 |  | 8549.16 | 1 | 1.0099 | 9900.9901 | 3 |  | 1334.25 | 1545.2274 | Per End Use Consumption | GS | 1 | 1 | 1 | 1 | 1 | 1 | 1 | 1 | 1 | 1 | 1 | 1 | ChoEgs111 | ChoE | gs | 111 | [32 empty] | 9.2975 | 0.94306 | 0.94471
111 | Appliances | Misc | Hospitals | New | Air Compressor Optimization | 0.86347 | 0.87201 |  | 8549.16 | 1 | 1.0099 | 9900.9901 | 3 |  | 1334.25 | 1545.2274 | Per End Use Consumption | GS | 1 | 1 | 1 | 1 | 1 | 1 | 1 | 1 | 1 | 1 | 1 | 1 | ChoNgs111 | ChoN | gs | 111 | [32 empty] | 0.08862 | 0.0089889 | 0.0090046
111 | Appliances | Misc | Institutional | Existing | Air Compressor Optimization | 0.575 | 0.62163 |  | 5180.22 | 1 | 1.0811 | 9009.009 | 3 |  | 1334.25 | 2320.4169 | Per End Use Consumption | GS | 1 | 1 | 1 | 1 | 1 | 1 | 1 | 1 | 1 | 1 | 1 | 1 | CinEgs111 | CinE | gs | 111 | [32 empty] | 12.8617 | 1.4249 | 1.5469
111 | Appliances | Misc | Institutional | New | Air Compressor Optimization | 0.575 | 0.62163 |  | 5180.22 | 1 | 1.0811 | 9009.009 | 3 |  | 1334.25 | 2320.4169 | Per End Use Consumption | GS | 1 | 1 | 1 | 1 | 1 | 1 | 1 | 1 | 1 | 1 | 1 | 1 | CinNgs111 | CinN | gs | 111 | [32 empty] | 0.13745 | 0.015228 | 0.016531
111 | Appliances | Misc | Lodging/Hospitality | Existing | Air Compressor Optimization | 0.773 | 0.90303 |  | 7224.26 | 1 | 1.1682 | 9345.7944 | 3 |  | 1334.25 | 1726.0766 | Per End Use Consumption | GS | 1 | 1 | 1 | 1 | 1 | 1 | 1 | 1 | 1 | 1 | 1 | 1 | CloEgs111 | CloE | gs | 111 | [32 empty] | 58.1027 | 6.2213 | 7.2344
111 | Appliances | Misc | Lodging/Hospitality | New | Air Compressor Optimization | 0.773 | 0.90303 |  | 7224.26 | 1 | 1.1682 | 9345.7944 | 3 |  | 1334.25 | 1726.0766 | Per End Use Consumption | GS | 1 | 1 | 1 | 1 | 1 | 1 | 1 | 1 | 1 | 1 | 1 | 1 | CloNgs111 | CloN | gs | 111 | [32 empty] | 0.55381 | 0.059299 | 0.068956
111 | Appliances | Misc | Miscellaneous | Existing | Air Compressor Optimization | 0.68017 | 0.72306 |  | 6127.64 | 1 | 1.0631 | 9009.009 | 3 |  | 1334.25 | 1961.6476 | Per End Use Consumption | GS | 1 | 1 | 1 | 1 | 1 | 1 | 1 | 1 | 1 | 1 | 1 | 1 | CmiEgs111 | CmiE | gs | 111 | [32 empty] | 206.9266 | 23.0151 | 24.3765
111 | Appliances | Misc | Miscellaneous | New | Air Compressor Optimization | 0.68017 | 0.72306 |  | 6127.64 | 1 | 1.0631 | 9009.009 | 3 |  | 1334.25 | 1961.6476 | Per End Use Consumption | GS | 1 | 1 | 1 | 1 | 1 | 1 | 1 | 1 | 1 | 1 | 1 | 1 | CmiNgs111 | CmiN | gs | 111 | [32 empty] | 2.2671 | 0.25216 | 0.26708
111 | Appliances | Misc | Offices | Existing | Air Compressor Optimization | 0.61939 | 0.65845 |  | 5580.08 | 1 | 1.0631 | 9009.009 | 3 |  | 1334.25 | 2154.1394 | Per End Use Consumption | GS | 1 | 1 | 1 | 1 | 1 | 1 | 1 | 1 | 1 | 1 | 1 | 1 | CofEgs111 | CofE | gs | 111 | [32 empty] | 259.1413 | 28.8226 | 30.5275
111 | Appliances | Misc | Offices | New | Air Compressor Optimization | 0.61939 | 0.65845 |  | 5580.08 | 1 | 1.0631 | 9009.009 | 3 |  | 1334.25 | 2154.1394 | Per End Use Consumption | GS | 1 | 1 | 1 | 1 | 1 | 1 | 1 | 1 | 1 | 1 | 1 | 1 | CofNgs111 | CofN | gs | 111 | [32 empty] | 2.7693 | 0.30801 | 0.32623
111 | Appliances | Misc | Restaurants | Existing | Air Compressor Optimization | 1.0552 | 0.39374 |  | 7874.78 | 1 | 0.37313 | 7462.6866 | 3 |  | 1334.25 | 1264.4276 | Per End Use Consumption | GS | 1 | 1 | 1 | 1 | 1 | 1 | 1 | 1 | 1 | 1 | 1 | 1 | CreEgs111 | CreE | gs | 111 | [32 empty] | 54.5209 | 7.3022 | 2.7348
111 | Appliances | Misc | Restaurants | New | Air Compressor Optimization | 1.0552 | 0.39374 |  | 7874.78 | 1 | 0.37313 | 7462.6866 | 3 |  | 1334.25 | 1264.4276 | Per End Use Consumption | GS | 1 | 1 | 1 | 1 | 1 | 1 | 1 | 1 | 1 | 1 | 1 | 1 | CreNgs111 | CreN | gs | 111 | [32 empty] | 0.54944 | 0.073588 | 0.02756
111 | Appliances | Misc | Retail | Existing | Air Compressor Optimization | 0.78259 | 0.43234 |  | 5472.66 | 1 | 0.55245 | 6993.007 | 3 |  | 1334.25 | 1704.9149 | Per End Use Consumption | GS | 1 | 1 | 1 | 1 | 1 | 1 | 1 | 1 | 1 | 1 | 1 | 1 | CrtEgs111 | CrtE | gs | 111 | [32 empty] | 89.0041 | 12.7661 | 7.0619
111 | Appliances | Misc | Retail | New | Air Compressor Optimization | 0.78259 | 0.43234 |  | 5472.66 | 1 | 0.55245 | 6993.007 | 3 |  | 1334.25 | 1704.9149 | Per End Use Consumption | GS | 1 | 1 | 1 | 1 | 1 | 1 | 1 | 1 | 1 | 1 | 1 | 1 | CrtNgs111 | CrtN | gs | 111 | [32 empty] | 0.95115 | 0.13643 | 0.075467
111 | Appliances | Misc | Schools K-12 | Existing | Air Compressor Optimization | 0.42676 | 0.44333 |  | 4143.28 | 1 | 1.0388 | 9708.7379 | 3 |  | 1334.25 | 3126.4803 | Per End Use Consumption | GS | 1 | 1 | 1 | 1 | 1 | 1 | 1 | 1 | 1 | 1 | 1 | 1 | CscEgs111 | CscE | gs | 111 | [32 empty] | 17.2367 | 1.7771 | 1.8515
111 | Appliances | Misc | Schools K-12 | New | Air Compressor Optimization | 0.42676 | 0.44333 |  | 4143.28 | 1 | 1.0388 | 9708.7379 | 3 |  | 1334.25 | 3126.4803 | Per End Use Consumption | GS | 1 | 1 | 1 | 1 | 1 | 1 | 1 | 1 | 1 | 1 | 1 | 1 | CscNgs111 | CscN | gs | 111 | [32 empty] | 0.1737 | 0.017909 | 0.018659
111 | Appliances | Misc | Warehouse | Existing | Air Compressor Optimization | 0.83298 | 0.60432 |  | 5444.31 | 1 | 0.72549 | 6535.9477 | 3 |  | 1334.25 | 1601.7803 | Per End Use Consumption | GS | 1 | 1 | 1 | 1 | 1 | 1 | 1 | 1 | 1 | 1 | 1 | 1 | CwaEgs111 | CwaE | gs | 111 | [32 empty] | 19.7227 | 3.0091 | 2.1867
111 | Appliances | Misc | Warehouse | New | Air Compressor Optimization | 0.83298 | 0.60432 |  | 5444.31 | 1 | 0.72549 | 6535.9477 | 3 |  | 1334.25 | 1601.7803 | Per End Use Consumption | GS | 1 | 1 | 1 | 1 | 1 | 1 | 1 | 1 | 1 | 1 | 1 | 1 | CwaNgs111 | CwaN | gs | 111 | [32 empty] | 0.21077 | 0.032157 | 0.023368
112 | Appliances | Misc | Assembly | Turnover | Energy Star EV Chargers | 0.003603 | 0.0015592 |  | 21.07 | 1 | 0.43275 | 5847.9532 | 10 | 4882.6385 | 58.64 | 16275.4616 | Per charging system | GS | 1 | 1 | 1 | 1 | 1 | 1 | 1 | 1 | 1 | 1 | 1 | 1 | CasTgs112 | CasT | gs | 112 | [32 empty] | 6.6481 | 1.1356 | 0.4903
112 | Appliances | Misc | Assembly | New | Energy Star EV Chargers | 0.003603 | 0.0015592 |  | 21.07 | 1 | 0.43275 | 5847.9532 | 10 | 4882.6385 | 58.64 | 16275.4616 | Per charging system | GS | 1 | 1 | 1 | 1 | 1 | 1 | 1 | 1 | 1 | 1 | 1 | 1 | CasNgs112 | CasN | gs | 112 | [32 empty] | 0.073326 | 0.012526 | 0.0054078
112 | Appliances | Misc | College and University | Turnover | Energy Star EV Chargers | 0.0021281 | 0.0021491 |  | 21.07 | 1 | 1.0099 | 9900.9901 | 10 | 8266.6454 | 58.64 | 27555.4845 | Per charging system | GS | 1 | 1 | 1 | 1 | 1 | 1 | 1 | 1 | 1 | 1 | 1 | 1 | CcoTgs112 | CcoT | gs | 112 | [32 empty] | 0.79726 | 0.080867 | 0.081009
112 | Appliances | Misc | College and University | New | Energy Star EV Chargers | 0.0021281 | 0.0021491 |  | 21.07 | 1 | 1.0099 | 9900.9901 | 10 | 8266.6454 | 58.64 | 27555.4845 | Per charging system | GS | 1 | 1 | 1 | 1 | 1 | 1 | 1 | 1 | 1 | 1 | 1 | 1 | CcoNgs112 | CcoN | gs | 112 | [32 empty] | 0.0084418 | 0.00085626 | 0.00085776
112 | Appliances | Misc | Data Center | Turnover | Energy Star EV Chargers | 0.0023388 | 0.0024863 |  | 21.07 | 1 | 1.0631 | 9009.009 | 10 | 7521.9025 | 58.64 | 25073.0085 | Per charging system | GS | 1 | 1 | 1 | 1 | 1 | 1 | 1 | 1 | 1 | 1 | 1 | 1 | CdaTgs112 | CdaT | gs | 112 | [32 empty] | 0.020718 | 0.0023043 | 0.0024406
112 | Appliances | Misc | Data Center | New | Energy Star EV Chargers | 0.0023388 | 0.0024863 |  | 21.07 | 1 | 1.0631 | 9009.009 | 10 | 7521.9025 | 58.64 | 25073.0085 | Per charging system | GS | 1 | 1 | 1 | 1 | 1 | 1 | 1 | 1 | 1 | 1 | 1 | 1 | CdaNgs112 | CdaN | gs | 112 | [32 empty] | 0.00021971 | 2.4437e-05 | 2.5882e-05
112 | Appliances | Misc | Grocery | Turnover | Energy Star EV Chargers | 0.0028445 | 0.0017067 |  | 21.07 | 1 | 0.6 | 7407.4074 | 10 | 6184.6754 | 58.64 | 20615.5847 | Per charging system | GS | 1 | 1 | 1 | 1 | 1 | 1 | 1 | 1 | 1 | 1 | 1 | 1 | CgrTgs112 | CgrT | gs | 112 | [32 empty] | 2.633 | 0.35433 | 0.21367
112 | Appliances | Misc | Grocery | New | Energy Star EV Chargers | 0.0028445 | 0.0017067 |  | 21.07 | 1 | 0.6 | 7407.4074 | 10 | 6184.6754 | 58.64 | 20615.5847 | Per charging system | GS | 1 | 1 | 1 | 1 | 1 | 1 | 1 | 1 | 1 | 1 | 1 | 1 | CgrNgs112 | CgrN | gs | 112 | [32 empty] | 0.029041 | 0.0039081 | 0.0023567
112 | Appliances | Misc | Healthcare | Turnover | Energy Star EV Chargers | 0.0030341 | 0.0031394 |  | 21.07 | 1 | 1.0347 | 6944.4444 | 10 | 5798.1332 | 58.64 | 19327.1107 | Per charging system | GS | 1 | 1 | 1 | 1 | 1 | 1 | 1 | 1 | 1 | 1 | 1 | 1 | CheTgs112 | CheT | gs | 112 | [32 empty] | 1.3627 | 0.19603 | 0.20319
112 | Appliances | Misc | Healthcare | New | Energy Star EV Chargers | 0.0030341 | 0.0031394 |  | 21.07 | 1 | 1.0347 | 6944.4444 | 10 | 5798.1332 | 58.64 | 19327.1107 | Per charging system | GS | 1 | 1 | 1 | 1 | 1 | 1 | 1 | 1 | 1 | 1 | 1 | 1 | CheNgs112 | CheN | gs | 112 | [32 empty] | 0.014429 | 0.0020757 | 0.0021515
112 | Appliances | Misc | Hospitals | Turnover | Energy Star EV Chargers | 0.0021281 | 0.0021491 |  | 21.07 | 1 | 1.0099 | 9900.9901 | 10 | 8266.6454 | 58.64 | 27555.4845 | Per charging system | GS | 1 | 1 | 1 | 1 | 1 | 1 | 1 | 1 | 1 | 1 | 1 | 1 | ChoTgs112 | ChoT | gs | 112 | [32 empty] | 0.69835 | 0.070835 | 0.070959
112 | Appliances | Misc | Hospitals | New | Energy Star EV Chargers | 0.0021281 | 0.0021491 |  | 21.07 | 1 | 1.0099 | 9900.9901 | 10 | 8266.6454 | 58.64 | 27555.4845 | Per charging system | GS | 1 | 1 | 1 | 1 | 1 | 1 | 1 | 1 | 1 | 1 | 1 | 1 | ChoNgs112 | ChoN | gs | 112 | [32 empty] | 0.0073944 | 0.00075003 | 0.00075134
112 | Appliances | Misc | Institutional | Turnover | Energy Star EV Chargers | 0.0023388 | 0.0025284 |  | 21.07 | 1 | 1.0811 | 9009.009 | 10 | 7521.9025 | 58.64 | 25073.0085 | Per charging system | GS | 1 | 1 | 1 | 1 | 1 | 1 | 1 | 1 | 1 | 1 | 1 | 1 | CinTgs112 | CinT | gs | 112 | [32 empty] | 0.99471 | 0.1102 | 0.11963
112 | Appliances | Misc | Institutional | New | Energy Star EV Chargers | 0.0023388 | 0.0025284 |  | 21.07 | 1 | 1.0811 | 9009.009 | 10 | 7521.9025 | 58.64 | 25073.0085 | Per charging system | GS | 1 | 1 | 1 | 1 | 1 | 1 | 1 | 1 | 1 | 1 | 1 | 1 | CinNgs112 | CinN | gs | 112 | [32 empty] | 0.010549 | 0.0011687 | 0.0012687
112 | Appliances | Misc | Lodging/Hospitality | Turnover | Energy Star EV Chargers | 0.0022545 | 0.0026337 |  | 21.07 | 1 | 1.1682 | 9345.7944 | 10 | 7803.0952 | 58.64 | 26010.3172 | Per charging system | GS | 1 | 1 | 1 | 1 | 1 | 1 | 1 | 1 | 1 | 1 | 1 | 1 | CloTgs112 | CloT | gs | 112 | [32 empty] | 3.9033 | 0.41794 | 0.48601
112 | Appliances | Misc | Lodging/Hospitality | New | Energy Star EV Chargers | 0.0022545 | 0.0026337 |  | 21.07 | 1 | 1.1682 | 9345.7944 | 10 | 7803.0952 | 58.64 | 26010.3172 | Per charging system | GS | 1 | 1 | 1 | 1 | 1 | 1 | 1 | 1 | 1 | 1 | 1 | 1 | CloNgs112 | CloN | gs | 112 | [32 empty] | 0.04133 | 0.0044254 | 0.0051461
112 | Appliances | Misc | Miscellaneous | Turnover | Energy Star EV Chargers | 0.0023388 | 0.0024863 |  | 21.07 | 1 | 1.0631 | 9009.009 | 10 | 7521.9025 | 58.64 | 25073.0085 | Per charging system | GS | 1 | 1 | 1 | 1 | 1 | 1 | 1 | 1 | 1 | 1 | 1 | 1 | CmiTgs112 | CmiT | gs | 112 | [32 empty] | 13.7622 | 1.5307 | 1.6212
112 | Appliances | Misc | Miscellaneous | New | Energy Star EV Chargers | 0.0023388 | 0.0024863 |  | 21.07 | 1 | 1.0631 | 9009.009 | 10 | 7521.9025 | 58.64 | 25073.0085 | Per charging system | GS | 1 | 1 | 1 | 1 | 1 | 1 | 1 | 1 | 1 | 1 | 1 | 1 | CmiNgs112 | CmiN | gs | 112 | [32 empty] | 0.15179 | 0.016883 | 0.017882
112 | Appliances | Misc | Offices | Turnover | Energy Star EV Chargers | 0.0023388 | 0.0024863 |  | 21.07 | 1 | 1.0631 | 9009.009 | 10 | 7521.9025 | 58.64 | 25073.0085 | Per charging system | GS | 1 | 1 | 1 | 1 | 1 | 1 | 1 | 1 | 1 | 1 | 1 | 1 | CofTgs112 | CofT | gs | 112 | [32 empty] | 20.0418 | 2.2291 | 2.361
112 | Appliances | Misc | Offices | New | Energy Star EV Chargers | 0.0023388 | 0.0024863 |  | 21.07 | 1 | 1.0631 | 9009.009 | 10 | 7521.9025 | 58.64 | 25073.0085 | Per charging system | GS | 1 | 1 | 1 | 1 | 1 | 1 | 1 | 1 | 1 | 1 | 1 | 1 | CofNgs112 | CofN | gs | 112 | [32 empty] | 0.21254 | 0.023639 | 0.025038
112 | Appliances | Misc | Restaurants | Turnover | Energy Star EV Chargers | 0.0028234 | 0.0010535 |  | 21.07 | 1 | 0.37313 | 7462.6866 | 10 | 6230.8297 | 58.64 | 20769.4324 | Per charging system | GS | 1 | 1 | 1 | 1 | 1 | 1 | 1 | 1 | 1 | 1 | 1 | 1 | CreTgs112 | CreT | gs | 112 | [32 empty] | 3.6261 | 0.48565 | 0.18189
112 | Appliances | Misc | Restaurants | New | Energy Star EV Chargers | 0.0028234 | 0.0010535 |  | 21.07 | 1 | 0.37313 | 7462.6866 | 10 | 6230.8297 | 58.64 | 20769.4324 | Per charging system | GS | 1 | 1 | 1 | 1 | 1 | 1 | 1 | 1 | 1 | 1 | 1 | 1 | CreNgs112 | CreN | gs | 112 | [32 empty] | 0.039994 | 0.0053566 | 0.0020062
112 | Appliances | Misc | Retail | Turnover | Energy Star EV Chargers | 0.003013 | 0.0016645 |  | 21.07 | 1 | 0.55245 | 6993.007 | 10 | 5838.6796 | 58.64 | 19462.2653 | Per charging system | GS | 1 | 1 | 1 | 1 | 1 | 1 | 1 | 1 | 1 | 1 | 1 | 1 | CrtTgs112 | CrtT | gs | 112 | [32 empty] | 5.9195 | 0.84905 | 0.46967
112 | Appliances | Misc | Retail | New | Energy Star EV Chargers | 0.003013 | 0.0016645 |  | 21.07 | 1 | 0.55245 | 6993.007 | 10 | 5838.6796 | 58.64 | 19462.2653 | Per charging system | GS | 1 | 1 | 1 | 1 | 1 | 1 | 1 | 1 | 1 | 1 | 1 | 1 | CrtNgs112 | CrtN | gs | 112 | [32 empty] | 0.06529 | 0.0093647 | 0.0051803
112 | Appliances | Misc | Schools K-12 | Turnover | Energy Star EV Chargers | 0.0021702 | 0.0022545 |  | 21.07 | 1 | 1.0388 | 9708.7379 | 10 | 8106.128 | 58.64 | 27020.4266 | Per charging system | GS | 1 | 1 | 1 | 1 | 1 | 1 | 1 | 1 | 1 | 1 | 1 | 1 | CscTgs112 | CscT | gs | 112 | [32 empty] | 1.1464 | 0.11819 | 0.12314
112 | Appliances | Misc | Schools K-12 | New | Energy Star EV Chargers | 0.0021702 | 0.0022545 |  | 21.07 | 1 | 1.0388 | 9708.7379 | 10 | 8106.128 | 58.64 | 27020.4266 | Per charging system | GS | 1 | 1 | 1 | 1 | 1 | 1 | 1 | 1 | 1 | 1 | 1 | 1 | CscNgs112 | CscN | gs | 112 | [32 empty] | 0.012644 | 0.0013036 | 0.0013582
112 | Appliances | Misc | Warehouse | Turnover | Energy Star EV Chargers | 0.0032237 | 0.0023388 |  | 21.07 | 1 | 0.72549 | 6535.9477 | 10 | 5457.0665 | 58.64 | 18190.2218 | Per charging system | GS | 1 | 1 | 1 | 1 | 1 | 1 | 1 | 1 | 1 | 1 | 1 | 1 | CwaTgs112 | CwaT | gs | 112 | [32 empty] | 1.7165 | 0.26188 | 0.19031
112 | Appliances | Misc | Warehouse | New | Energy Star EV Chargers | 0.0032237 | 0.0023388 |  | 21.07 | 1 | 0.72549 | 6535.9477 | 10 | 5457.0665 | 58.64 | 18190.2218 | Per charging system | GS | 1 | 1 | 1 | 1 | 1 | 1 | 1 | 1 | 1 | 1 | 1 | 1 | CwaNgs112 | CwaN | gs | 112 | [32 empty] | 0.018932 | 0.0028884 | 0.002099
113 | Appliances | Office Equipment | Assembly | Turnover | ENERGY STAR Imaging Equipment | 0.071273 | 0.030843 |  | 416.8 | 1 | 0.43275 | 5847.9532 | 6 |  | 164 | 2301.0181 | Per Unit | GS | 0.57723 | 0.60437 | 0.83705 | 1.097 | 1.2026 | 1.2026 | 1.289 | 1.2891 | 1.2453 | 1.1192 | 0.77553 | 0.85362 | CasTgs113 | CasT | gs | 113 | [32 empty] | 0.89149 | 0.15228 | 0.065747
113 | Appliances | Office Equipment | Assembly | New | ENERGY STAR Imaging Equipment | 0.071273 | 0.030843 |  | 416.8 | 1 | 0.43275 | 5847.9532 | 6 |  | 164 | 2301.0181 | Per Unit | GS | 0.57723 | 0.60437 | 0.83705 | 1.097 | 1.2026 | 1.2026 | 1.289 | 1.2891 | 1.2453 | 1.1192 | 0.77553 | 0.85362 | CasNgs113 | CasN | gs | 113 | [32 empty] | 0.0098328 | 0.0016796 | 0.00072517
113 | Appliances | Office Equipment | College and University | Turnover | ENERGY STAR Imaging Equipment | 0.042097 | 0.042514 |  | 416.8 | 1 | 1.0099 | 9900.9901 | 6 |  | 164 | 3895.7831 | Per Unit | GS | 0.57723 | 0.60437 | 0.83705 | 1.097 | 1.2026 | 1.2026 | 1.289 | 1.2891 | 1.2453 | 1.1192 | 0.77553 | 0.85362 | CcoTgs113 | CcoT | gs | 113 | [32 empty] | 0.057327 | 0.0058148 | 0.005825
113 | Appliances | Office Equipment | College and University | New | ENERGY STAR Imaging Equipment | 0.042097 | 0.042514 |  | 416.8 | 1 | 1.0099 | 9900.9901 | 6 |  | 164 | 3895.7831 | Per Unit | GS | 0.57723 | 0.60437 | 0.83705 | 1.097 | 1.2026 | 1.2026 | 1.289 | 1.2891 | 1.2453 | 1.1192 | 0.77553 | 0.85362 | CcoNgs113 | CcoN | gs | 113 | [32 empty] | 0.0006323 | 6.4136e-05 | 6.4248e-05
113 | Appliances | Office Equipment | Data Center | Turnover | ENERGY STAR Imaging Equipment | 0.046265 | 0.049182 |  | 416.8 | 1 | 1.0631 | 9009.009 | 6 |  | 164 | 3544.8116 | Per Unit | GS | 0.57723 | 0.60437 | 0.83705 | 1.097 | 1.2026 | 1.2026 | 1.289 | 1.2891 | 1.2453 | 1.1192 | 0.77553 | 0.85362 | CdaTgs113 | CdaT | gs | 113 | [32 empty] | 0.0096207 | 0.00107 | 0.0011333
113 | Appliances | Office Equipment | Data Center | New | ENERGY STAR Imaging Equipment | 0.046265 | 0.049182 |  | 416.8 | 1 | 1.0631 | 9009.009 | 6 |  | 164 | 3544.8116 | Per Unit | GS | 0.57723 | 0.60437 | 0.83705 | 1.097 | 1.2026 | 1.2026 | 1.289 | 1.2891 | 1.2453 | 1.1192 | 0.77553 | 0.85362 | CdaNgs113 | CdaN | gs | 113 | [32 empty] | 0.00010611 | 1.1802e-05 | 1.25e-05
113 | Appliances | Office Equipment | Grocery | Turnover | ENERGY STAR Imaging Equipment | 0.056268 | 0.033761 |  | 416.8 | 1 | 0.6 | 7407.4074 | 6 |  | 164 | 2914.6229 | Per Unit | GS | 0.57723 | 0.60437 | 0.83705 | 1.097 | 1.2026 | 1.2026 | 1.289 | 1.2891 | 1.2453 | 1.1192 | 0.77553 | 0.85362 | CgrTgs113 | CgrT | gs | 113 | [32 empty] | 0.0015971 | 0.00021493 | 0.00012961
113 | Appliances | Office Equipment | Grocery | New | ENERGY STAR Imaging Equipment | 0.056268 | 0.033761 |  | 416.8 | 1 | 0.6 | 7407.4074 | 6 |  | 164 | 2914.6229 | Per Unit | GS | 0.57723 | 0.60437 | 0.83705 | 1.097 | 1.2026 | 1.2026 | 1.289 | 1.2891 | 1.2453 | 1.1192 | 0.77553 | 0.85362 | CgrNgs113 | CgrN | gs | 113 | [32 empty] | 1.7615e-05 | 2.3706e-06 | 1.4295e-06
113 | Appliances | Office Equipment | Healthcare | Turnover | ENERGY STAR Imaging Equipment | 0.060019 | 0.062103 |  | 416.8 | 1 | 1.0347 | 6944.4444 | 6 |  | 164 | 2732.4589 | Per Unit | GS | 0.57723 | 0.60437 | 0.83705 | 1.097 | 1.2026 | 1.2026 | 1.289 | 1.2891 | 1.2453 | 1.1192 | 0.77553 | 0.85362 | CheTgs113 | CheT | gs | 113 | [32 empty] | 0.72243 | 0.10393 | 0.10772
113 | Appliances | Office Equipment | Healthcare | New | ENERGY STAR Imaging Equipment | 0.060019 | 0.062103 |  | 416.8 | 1 | 1.0347 | 6944.4444 | 6 |  | 164 | 2732.4589 | Per Unit | GS | 0.57723 | 0.60437 | 0.83705 | 1.097 | 1.2026 | 1.2026 | 1.289 | 1.2891 | 1.2453 | 1.1192 | 0.77553 | 0.85362 | CheNgs113 | CheN | gs | 113 | [32 empty] | 0.0079682 | 0.0011463 | 0.0011881
113 | Appliances | Office Equipment | Hospitals | Turnover | ENERGY STAR Imaging Equipment | 0.042097 | 0.042514 |  | 416.8 | 1 | 1.0099 | 9900.9901 | 6 |  | 164 | 3895.7831 | Per Unit | GS | 0.57723 | 0.60437 | 0.83705 | 1.097 | 1.2026 | 1.2026 | 1.289 | 1.2891 | 1.2453 | 1.1192 | 0.77553 | 0.85362 | ChoTgs113 | ChoT | gs | 113 | [32 empty] | 0.39094 | 0.039653 | 0.039723
113 | Appliances | Office Equipment | Hospitals | New | ENERGY STAR Imaging Equipment | 0.042097 | 0.042514 |  | 416.8 | 1 | 1.0099 | 9900.9901 | 6 |  | 164 | 3895.7831 | Per Unit | GS | 0.57723 | 0.60437 | 0.83705 | 1.097 | 1.2026 | 1.2026 | 1.289 | 1.2891 | 1.2453 | 1.1192 | 0.77553 | 0.85362 | ChoNgs113 | ChoN | gs | 113 | [32 empty] | 0.0043119 | 0.00043736 | 0.00043813
113 | Appliances | Office Equipment | Institutional | Turnover | ENERGY STAR Imaging Equipment | 0.046265 | 0.050016 |  | 416.8 | 1 | 1.0811 | 9009.009 | 6 |  | 164 | 3544.8116 | Per Unit | GS | 0.57723 | 0.60437 | 0.83705 | 1.097 | 1.2026 | 1.2026 | 1.289 | 1.2891 | 1.2453 | 1.1192 | 0.77553 | 0.85362 | CinTgs113 | CinT | gs | 113 | [32 empty] | 0.27218 | 0.030155 | 0.032735
113 | Appliances | Office Equipment | Institutional | New | ENERGY STAR Imaging Equipment | 0.046265 | 0.050016 |  | 416.8 | 1 | 1.0811 | 9009.009 | 6 |  | 164 | 3544.8116 | Per Unit | GS | 0.57723 | 0.60437 | 0.83705 | 1.097 | 1.2026 | 1.2026 | 1.289 | 1.2891 | 1.2453 | 1.1192 | 0.77553 | 0.85362 | CinNgs113 | CinN | gs | 113 | [32 empty] | 0.0030021 | 0.0003326 | 0.00036106
113 | Appliances | Office Equipment | Lodging/Hospitality | Turnover | ENERGY STAR Imaging Equipment | 0.044598 | 0.0521 |  | 416.8 | 1 | 1.1682 | 9345.7944 | 6 |  | 164 | 3677.3279 | Per Unit | GS | 0.57723 | 0.60437 | 0.83705 | 1.097 | 1.2026 | 1.2026 | 1.289 | 1.2891 | 1.2453 | 1.1192 | 0.77553 | 0.85362 | CloTgs113 | CloT | gs | 113 | [32 empty] | 0.028414 | 0.0030424 | 0.0035378
113 | Appliances | Office Equipment | Lodging/Hospitality | New | ENERGY STAR Imaging Equipment | 0.044598 | 0.0521 |  | 416.8 | 1 | 1.1682 | 9345.7944 | 6 |  | 164 | 3677.3279 | Per Unit | GS | 0.57723 | 0.60437 | 0.83705 | 1.097 | 1.2026 | 1.2026 | 1.289 | 1.2891 | 1.2453 | 1.1192 | 0.77553 | 0.85362 | CloNgs113 | CloN | gs | 113 | [32 empty] | 0.00031339 | 3.3556e-05 | 3.9021e-05
113 | Appliances | Office Equipment | Miscellaneous | Turnover | ENERGY STAR Imaging Equipment | 0.046265 | 0.049182 |  | 416.8 | 1 | 1.0631 | 9009.009 | 6 |  | 164 | 3544.8116 | Per Unit | GS | 0.57723 | 0.60437 | 0.83705 | 1.097 | 1.2026 | 1.2026 | 1.289 | 1.2891 | 1.2453 | 1.1192 | 0.77553 | 0.85362 | CmiTgs113 | CmiT | gs | 113 | [32 empty] | 3.1933 | 0.35517 | 0.37618
113 | Appliances | Office Equipment | Miscellaneous | New | ENERGY STAR Imaging Equipment | 0.046265 | 0.049182 |  | 416.8 | 1 | 1.0631 | 9009.009 | 6 |  | 164 | 3544.8116 | Per Unit | GS | 0.57723 | 0.60437 | 0.83705 | 1.097 | 1.2026 | 1.2026 | 1.289 | 1.2891 | 1.2453 | 1.1192 | 0.77553 | 0.85362 | CmiNgs113 | CmiN | gs | 113 | [32 empty] | 0.035221 | 0.0039174 | 0.0041491
113 | Appliances | Office Equipment | Offices | Turnover | ENERGY STAR Imaging Equipment | 0.046265 | 0.049182 |  | 416.8 | 1 | 1.0631 | 9009.009 | 6 |  | 164 | 3544.8116 | Per Unit | GS | 0.57723 | 0.60437 | 0.83705 | 1.097 | 1.2026 | 1.2026 | 1.289 | 1.2891 | 1.2453 | 1.1192 | 0.77553 | 0.85362 | CofTgs113 | CofT | gs | 113 | [32 empty] | 8.7543 | 0.97368 | 1.0313
113 | Appliances | Office Equipment | Offices | New | ENERGY STAR Imaging Equipment | 0.046265 | 0.049182 |  | 416.8 | 1 | 1.0631 | 9009.009 | 6 |  | 164 | 3544.8116 | Per Unit | GS | 0.57723 | 0.60437 | 0.83705 | 1.097 | 1.2026 | 1.2026 | 1.289 | 1.2891 | 1.2453 | 1.1192 | 0.77553 | 0.85362 | CofNgs113 | CofN | gs | 113 | [32 empty] | 0.096557 | 0.010739 | 0.011375
113 | Appliances | Office Equipment | Restaurants | Turnover | ENERGY STAR Imaging Equipment | 0.055851 | 0.02084 |  | 416.8 | 1 | 0.37313 | 7462.6866 | 6 |  | 164 | 2936.3738 | Per Unit | GS | 0.57723 | 0.60437 | 0.83705 | 1.097 | 1.2026 | 1.2026 | 1.289 | 1.2891 | 1.2453 | 1.1192 | 0.77553 | 0.85362 | CreTgs113 | CreT | gs | 113 | [32 empty] | 0.60512 | 0.081046 | 0.030354
113 | Appliances | Office Equipment | Restaurants | New | ENERGY STAR Imaging Equipment | 0.055851 | 0.02084 |  | 416.8 | 1 | 0.37313 | 7462.6866 | 6 |  | 164 | 2936.3738 | Per Unit | GS | 0.57723 | 0.60437 | 0.83705 | 1.097 | 1.2026 | 1.2026 | 1.289 | 1.2891 | 1.2453 | 1.1192 | 0.77553 | 0.85362 | CreNgs113 | CreN | gs | 113 | [32 empty] | 0.0066743 | 0.00089391 | 0.00033479
113 | Appliances | Office Equipment | Retail | Turnover | ENERGY STAR Imaging Equipment | 0.059602 | 0.032927 |  | 416.8 | 1 | 0.55245 | 6993.007 | 6 |  | 164 | 2751.5671 | Per Unit | GS | 0.57723 | 0.60437 | 0.83705 | 1.097 | 1.2026 | 1.2026 | 1.289 | 1.2891 | 1.2453 | 1.1192 | 0.77553 | 0.85362 | CrtTgs113 | CrtT | gs | 113 | [32 empty] | 1.259 | 0.18058 | 0.099895
113 | Appliances | Office Equipment | Retail | New | ENERGY STAR Imaging Equipment | 0.059602 | 0.032927 |  | 416.8 | 1 | 0.55245 | 6993.007 | 6 |  | 164 | 2751.5671 | Per Unit | GS | 0.57723 | 0.60437 | 0.83705 | 1.097 | 1.2026 | 1.2026 | 1.289 | 1.2891 | 1.2453 | 1.1192 | 0.77553 | 0.85362 | CrtNgs113 | CrtN | gs | 113 | [32 empty] | 0.013886 | 0.0019918 | 0.0011018
113 | Appliances | Office Equipment | Schools K-12 | Turnover | ENERGY STAR Imaging Equipment | 0.04293 | 0.044598 |  | 416.8 | 1 | 1.0388 | 9708.7379 | 6 |  | 164 | 3820.1368 | Per Unit | GS | 0.57723 | 0.60437 | 0.83705 | 1.097 | 1.2026 | 1.2026 | 1.289 | 1.2891 | 1.2453 | 1.1192 | 0.77553 | 0.85362 | CscTgs113 | CscT | gs | 113 | [32 empty] | 0.042396 | 0.004371 | 0.0045541
113 | Appliances | Office Equipment | Schools K-12 | New | ENERGY STAR Imaging Equipment | 0.04293 | 0.044598 |  | 416.8 | 1 | 1.0388 | 9708.7379 | 6 |  | 164 | 3820.1368 | Per Unit | GS | 0.57723 | 0.60437 | 0.83705 | 1.097 | 1.2026 | 1.2026 | 1.289 | 1.2891 | 1.2453 | 1.1192 | 0.77553 | 0.85362 | CscNgs113 | CscN | gs | 113 | [32 empty] | 0.00046761 | 4.821e-05 | 5.023e-05
113 | Appliances | Office Equipment | Warehouse | Turnover | ENERGY STAR Imaging Equipment | 0.06377 | 0.046265 |  | 416.8 | 1 | 0.72549 | 6535.9477 | 6 |  | 164 | 2571.7261 | Per Unit | GS | 0.57723 | 0.60437 | 0.83705 | 1.097 | 1.2026 | 1.2026 | 1.289 | 1.2891 | 1.2453 | 1.1192 | 0.77553 | 0.85362 | CwaTgs113 | CwaT | gs | 113 | [32 empty] | 1.1387 | 0.17373 | 0.12625
113 | Appliances | Office Equipment | Warehouse | New | ENERGY STAR Imaging Equipment | 0.06377 | 0.046265 |  | 416.8 | 1 | 0.72549 | 6535.9477 | 6 |  | 164 | 2571.7261 | Per Unit | GS | 0.57723 | 0.60437 | 0.83705 | 1.097 | 1.2026 | 1.2026 | 1.289 | 1.2891 | 1.2453 | 1.1192 | 0.77553 | 0.85362 | CwaNgs113 | CwaN | gs | 113 | [32 empty] | 0.012559 | 0.0019162 | 0.0013925
114 | Appliances | Office Equipment | Assembly | Turnover | Energy Star Monitors | 0.001368 | 0.000592 |  | 8 | 1 | 0.43275 | 5847.9532 | 4 |  | 2.24 | 1637.4269 | Per Unit | GS | 0.57723 | 0.60437 | 0.83705 | 1.097 | 1.2026 | 1.2026 | 1.289 | 1.2891 | 1.2453 | 1.1192 | 0.77553 | 0.85362 | CasTgs114 | CasT | gs | 114 | [32 empty] | 6.6784 | 1.1408 | 0.49253
114 | Appliances | Office Equipment | Assembly | New | Energy Star Monitors | 0.001368 | 0.000592 |  | 8 | 1 | 0.43275 | 5847.9532 | 4 |  | 2.24 | 1637.4269 | Per Unit | GS | 0.57723 | 0.60437 | 0.83705 | 1.097 | 1.2026 | 1.2026 | 1.289 | 1.2891 | 1.2453 | 1.1192 | 0.77553 | 0.85362 | CasNgs114 | CasN | gs | 114 | [32 empty] | 0.07366 | 0.012583 | 0.0054324
114 | Appliances | Office Equipment | College and University | Turnover | Energy Star Monitors | 0.000808 | 0.000816 |  | 8 | 1 | 1.0099 | 9900.9901 | 4 |  | 2.24 | 2772.2772 | Per Unit | GS | 0.57723 | 0.60437 | 0.83705 | 1.097 | 1.2026 | 1.2026 | 1.289 | 1.2891 | 1.2453 | 1.1192 | 0.77553 | 0.85362 | CcoTgs114 | CcoT | gs | 114 | [32 empty] | 2.9063 | 0.2948 | 0.29531
114 | Appliances | Office Equipment | College and University | New | Energy Star Monitors | 0.000808 | 0.000816 |  | 8 | 1 | 1.0099 | 9900.9901 | 4 |  | 2.24 | 2772.2772 | Per Unit | GS | 0.57723 | 0.60437 | 0.83705 | 1.097 | 1.2026 | 1.2026 | 1.289 | 1.2891 | 1.2453 | 1.1192 | 0.77553 | 0.85362 | CcoNgs114 | CcoN | gs | 114 | [32 empty] | 0.027981 | 0.0028382 | 0.0028431
114 | Appliances | Office Equipment | Data Center | Turnover | Energy Star Monitors | 0.000888 | 0.000944 |  | 8 | 1 | 1.0631 | 9009.009 | 4 |  | 2.24 | 2522.5225 | Per Unit | GS | 0.57723 | 0.60437 | 0.83705 | 1.097 | 1.2026 | 1.2026 | 1.289 | 1.2891 | 1.2453 | 1.1192 | 0.77553 | 0.85362 | CdaTgs114 | CdaT | gs | 114 | [32 empty] | 0.17178 | 0.019105 | 0.020236
114 | Appliances | Office Equipment | Data Center | New | Energy Star Monitors | 0.000888 | 0.000944 |  | 8 | 1 | 1.0631 | 9009.009 | 4 |  | 2.24 | 2522.5225 | Per Unit | GS | 0.57723 | 0.60437 | 0.83705 | 1.097 | 1.2026 | 1.2026 | 1.289 | 1.2891 | 1.2453 | 1.1192 | 0.77553 | 0.85362 | CdaNgs114 | CdaN | gs | 114 | [32 empty] | 0.0016538 | 0.00018394 | 0.00019482
114 | Appliances | Office Equipment | Grocery | Turnover | Energy Star Monitors | 0.00108 | 0.000648 |  | 8 | 1 | 0.6 | 7407.4074 | 4 |  | 2.24 | 2074.0741 | Per Unit | GS | 0.57723 | 0.60437 | 0.83705 | 1.097 | 1.2026 | 1.2026 | 1.289 | 1.2891 | 1.2453 | 1.1192 | 0.77553 | 0.85362 | CgrTgs114 | CgrT | gs | 114 | [32 empty] | 1.046 | 0.14077 | 0.084889
114 | Appliances | Office Equipment | Grocery | New | Energy Star Monitors | 0.00108 | 0.000648 |  | 8 | 1 | 0.6 | 7407.4074 | 4 |  | 2.24 | 2074.0741 | Per Unit | GS | 0.57723 | 0.60437 | 0.83705 | 1.097 | 1.2026 | 1.2026 | 1.289 | 1.2891 | 1.2453 | 1.1192 | 0.77553 | 0.85362 | CgrNgs114 | CgrN | gs | 114 | [32 empty] | 0.011537 | 0.0015527 | 0.0009363
114 | Appliances | Office Equipment | Healthcare | Turnover | Energy Star Monitors | 0.001152 | 0.001192 |  | 8 | 1 | 1.0347 | 6944.4444 | 4 |  | 2.24 | 1944.4444 | Per Unit | GS | 0.57723 | 0.60437 | 0.83705 | 1.097 | 1.2026 | 1.2026 | 1.289 | 1.2891 | 1.2453 | 1.1192 | 0.77553 | 0.85362 | CheTgs114 | CheT | gs | 114 | [32 empty] | 9.3997 | 1.3522 | 1.4016
114 | Appliances | Office Equipment | Healthcare | New | Energy Star Monitors | 0.001152 | 0.001192 |  | 8 | 1 | 1.0347 | 6944.4444 | 4 |  | 2.24 | 1944.4444 | Per Unit | GS | 0.57723 | 0.60437 | 0.83705 | 1.097 | 1.2026 | 1.2026 | 1.289 | 1.2891 | 1.2453 | 1.1192 | 0.77553 | 0.85362 | CheNgs114 | CheN | gs | 114 | [32 empty] | 0.090496 | 0.013019 | 0.013494
114 | Appliances | Office Equipment | Hospitals | Turnover | Energy Star Monitors | 0.000808 | 0.000816 |  | 8 | 1 | 1.0099 | 9900.9901 | 4 |  | 2.24 | 2772.2772 | Per Unit | GS | 0.57723 | 0.60437 | 0.83705 | 1.097 | 1.2026 | 1.2026 | 1.289 | 1.2891 | 1.2453 | 1.1192 | 0.77553 | 0.85362 | ChoTgs114 | ChoT | gs | 114 | [32 empty] | 1.4222 | 0.14426 | 0.14451
114 | Appliances | Office Equipment | Hospitals | New | Energy Star Monitors | 0.000808 | 0.000816 |  | 8 | 1 | 1.0099 | 9900.9901 | 4 |  | 2.24 | 2772.2772 | Per Unit | GS | 0.57723 | 0.60437 | 0.83705 | 1.097 | 1.2026 | 1.2026 | 1.289 | 1.2891 | 1.2453 | 1.1192 | 0.77553 | 0.85362 | ChoNgs114 | ChoN | gs | 114 | [32 empty] | 0.013693 | 0.0013889 | 0.0013913
114 | Appliances | Office Equipment | Institutional | Turnover | Energy Star Monitors | 0.000888 | 0.00096 |  | 8 | 1 | 1.0811 | 9009.009 | 4 |  | 2.24 | 2522.5225 | Per Unit | GS | 0.57723 | 0.60437 | 0.83705 | 1.097 | 1.2026 | 1.2026 | 1.289 | 1.2891 | 1.2453 | 1.1192 | 0.77553 | 0.85362 | CinTgs114 | CinT | gs | 114 | [32 empty] | 1.1637 | 0.12892 | 0.13995
114 | Appliances | Office Equipment | Institutional | New | Energy Star Monitors | 0.000888 | 0.00096 |  | 8 | 1 | 1.0811 | 9009.009 | 4 |  | 2.24 | 2522.5225 | Per Unit | GS | 0.57723 | 0.60437 | 0.83705 | 1.097 | 1.2026 | 1.2026 | 1.289 | 1.2891 | 1.2453 | 1.1192 | 0.77553 | 0.85362 | CinNgs114 | CinN | gs | 114 | [32 empty] | 0.011203 | 0.0012412 | 0.0013474
114 | Appliances | Office Equipment | Lodging/Hospitality | Turnover | Energy Star Monitors | 0.000856 | 0.001 |  | 8 | 1 | 1.1682 | 9345.7944 | 4 |  | 2.24 | 2616.8224 | Per Unit | GS | 0.57723 | 0.60437 | 0.83705 | 1.097 | 1.2026 | 1.2026 | 1.289 | 1.2891 | 1.2453 | 1.1192 | 0.77553 | 0.85362 | CloTgs114 | CloT | gs | 114 | [32 empty] | 3.4721 | 0.37177 | 0.43232
114 | Appliances | Office Equipment | Lodging/Hospitality | New | Energy Star Monitors | 0.000856 | 0.001 |  | 8 | 1 | 1.1682 | 9345.7944 | 4 |  | 2.24 | 2616.8224 | Per Unit | GS | 0.57723 | 0.60437 | 0.83705 | 1.097 | 1.2026 | 1.2026 | 1.289 | 1.2891 | 1.2453 | 1.1192 | 0.77553 | 0.85362 | CloNgs114 | CloN | gs | 114 | [32 empty] | 0.033428 | 0.0035793 | 0.0041622
114 | Appliances | Office Equipment | Miscellaneous | Turnover | Energy Star Monitors | 0.000888 | 0.000944 |  | 8 | 1 | 1.0631 | 9009.009 | 4 |  | 2.24 | 2522.5225 | Per Unit | GS | 0.57723 | 0.60437 | 0.83705 | 1.097 | 1.2026 | 1.2026 | 1.289 | 1.2891 | 1.2453 | 1.1192 | 0.77553 | 0.85362 | CmiTgs114 | CmiT | gs | 114 | [32 empty] | 20.2389 | 2.251 | 2.3842
114 | Appliances | Office Equipment | Miscellaneous | New | Energy Star Monitors | 0.000888 | 0.000944 |  | 8 | 1 | 1.0631 | 9009.009 | 4 |  | 2.24 | 2522.5225 | Per Unit | GS | 0.57723 | 0.60437 | 0.83705 | 1.097 | 1.2026 | 1.2026 | 1.289 | 1.2891 | 1.2453 | 1.1192 | 0.77553 | 0.85362 | CmiNgs114 | CmiN | gs | 114 | [32 empty] | 0.22323 | 0.024828 | 0.026297
114 | Appliances | Office Equipment | Offices | Turnover | Energy Star Monitors | 0.000888 | 0.000944 |  | 8 | 1 | 1.0631 | 9009.009 | 4 |  | 2.24 | 2522.5225 | Per Unit | GS | 0.57723 | 0.60437 | 0.83705 | 1.097 | 1.2026 | 1.2026 | 1.289 | 1.2891 | 1.2453 | 1.1192 | 0.77553 | 0.85362 | CofTgs114 | CofT | gs | 114 | [32 empty] | 88.1567 | 9.8051 | 10.3851
114 | Appliances | Office Equipment | Offices | New | Energy Star Monitors | 0.000888 | 0.000944 |  | 8 | 1 | 1.0631 | 9009.009 | 4 |  | 2.24 | 2522.5225 | Per Unit | GS | 0.57723 | 0.60437 | 0.83705 | 1.097 | 1.2026 | 1.2026 | 1.289 | 1.2891 | 1.2453 | 1.1192 | 0.77553 | 0.85362 | CofNgs114 | CofN | gs | 114 | [32 empty] | 0.84874 | 0.094399 | 0.099983
114 | Appliances | Office Equipment | Restaurants | Turnover | Energy Star Monitors | 0.001072 | 0.0004 |  | 8 | 1 | 0.37313 | 7462.6866 | 4 |  | 2.24 | 2089.5522 | Per Unit | GS | 0.57723 | 0.60437 | 0.83705 | 1.097 | 1.2026 | 1.2026 | 1.289 | 1.2891 | 1.2453 | 1.1192 | 0.77553 | 0.85362 | CreTgs114 | CreT | gs | 114 | [32 empty] | 2.9384 | 0.39355 | 0.14739
114 | Appliances | Office Equipment | Restaurants | New | Energy Star Monitors | 0.001072 | 0.0004 |  | 8 | 1 | 0.37313 | 7462.6866 | 4 |  | 2.24 | 2089.5522 | Per Unit | GS | 0.57723 | 0.60437 | 0.83705 | 1.097 | 1.2026 | 1.2026 | 1.289 | 1.2891 | 1.2453 | 1.1192 | 0.77553 | 0.85362 | CreNgs114 | CreN | gs | 114 | [32 empty] | 0.03241 | 0.0043407 | 0.0016257
114 | Appliances | Office Equipment | Retail | Turnover | Energy Star Monitors | 0.001144 | 0.000632 |  | 8 | 1 | 0.55245 | 6993.007 | 4 |  | 2.24 | 1958.042 | Per Unit | GS | 0.57723 | 0.60437 | 0.83705 | 1.097 | 1.2026 | 1.2026 | 1.289 | 1.2891 | 1.2453 | 1.1192 | 0.77553 | 0.85362 | CrtTgs114 | CrtT | gs | 114 | [32 empty] | 14.9129 | 2.139 | 1.1832
114 | Appliances | Office Equipment | Retail | New | Energy Star Monitors | 0.001144 | 0.000632 |  | 8 | 1 | 0.55245 | 6993.007 | 4 |  | 2.24 | 1958.042 | Per Unit | GS | 0.57723 | 0.60437 | 0.83705 | 1.097 | 1.2026 | 1.2026 | 1.289 | 1.2891 | 1.2453 | 1.1192 | 0.77553 | 0.85362 | CrtNgs114 | CrtN | gs | 114 | [32 empty] | 0.14357 | 0.020593 | 0.011392
114 | Appliances | Office Equipment | Schools K-12 | Turnover | Energy Star Monitors | 0.000824 | 0.000856 |  | 8 | 1 | 1.0388 | 9708.7379 | 4 |  | 2.24 | 2718.4466 | Per Unit | GS | 0.57723 | 0.60437 | 0.83705 | 1.097 | 1.2026 | 1.2026 | 1.289 | 1.2891 | 1.2453 | 1.1192 | 0.77553 | 0.85362 | CscTgs114 | CscT | gs | 114 | [32 empty] | 2.7305 | 0.28151 | 0.2933
114 | Appliances | Office Equipment | Schools K-12 | New | Energy Star Monitors | 0.000824 | 0.000856 |  | 8 | 1 | 1.0388 | 9708.7379 | 4 |  | 2.24 | 2718.4466 | Per Unit | GS | 0.57723 | 0.60437 | 0.83705 | 1.097 | 1.2026 | 1.2026 | 1.289 | 1.2891 | 1.2453 | 1.1192 | 0.77553 | 0.85362 | CscNgs114 | CscN | gs | 114 | [32 empty] | 0.026288 | 0.0027102 | 0.0028238
114 | Appliances | Office Equipment | Warehouse | Turnover | Energy Star Monitors | 0.001224 | 0.000888 |  | 8 | 1 | 0.72549 | 6535.9477 | 4 |  | 2.24 | 1830.0654 | Per Unit | GS | 0.57723 | 0.60437 | 0.83705 | 1.097 | 1.2026 | 1.2026 | 1.289 | 1.2891 | 1.2453 | 1.1192 | 0.77553 | 0.85362 | CwaTgs114 | CwaT | gs | 114 | [32 empty] | 2.5157 | 0.38381 | 0.27892
114 | Appliances | Office Equipment | Warehouse | New | Energy Star Monitors | 0.001224 | 0.000888 |  | 8 | 1 | 0.72549 | 6535.9477 | 4 |  | 2.24 | 1830.0654 | Per Unit | GS | 0.57723 | 0.60437 | 0.83705 | 1.097 | 1.2026 | 1.2026 | 1.289 | 1.2891 | 1.2453 | 1.1192 | 0.77553 | 0.85362 | CwaNgs114 | CwaN | gs | 114 | [32 empty] | 0.027747 | 0.0042333 | 0.0030764
115 | Appliances | Office Equipment | Assembly | Turnover | Energy Star PCs | 0.021122 | 0.0091405 |  | 123.52 | 1 | 0.43275 | 5847.9532 | 4 |  | 21 | 994.2278 | Per Unit | GS | 0.57723 | 0.60437 | 0.83705 | 1.097 | 1.2026 | 1.2026 | 1.289 | 1.2891 | 1.2453 | 1.1192 | 0.77553 | 0.85362 | CasTgs115 | CasT | gs | 115 | [32 empty] | 7.3119 | 1.249 | 0.53925
115 | Appliances | Office Equipment | Assembly | New | Energy Star PCs | 0.021122 | 0.0091405 |  | 123.52 | 1 | 0.43275 | 5847.9532 | 4 |  | 21 | 994.2278 | Per Unit | GS | 0.57723 | 0.60437 | 0.83705 | 1.097 | 1.2026 | 1.2026 | 1.289 | 1.2891 | 1.2453 | 1.1192 | 0.77553 | 0.85362 | CasNgs115 | CasN | gs | 115 | [32 empty] | 0.080648 | 0.013776 | 0.0059478
115 | Appliances | Office Equipment | College and University | Turnover | Energy Star PCs | 0.012476 | 0.012599 |  | 123.52 | 1 | 1.0099 | 9900.9901 | 4 |  | 21 | 1683.2966 | Per Unit | GS | 0.57723 | 0.60437 | 0.83705 | 1.097 | 1.2026 | 1.2026 | 1.289 | 1.2891 | 1.2453 | 1.1192 | 0.77553 | 0.85362 | CcoTgs115 | CcoT | gs | 115 | [32 empty] | 3.1821 | 0.32276 | 0.32333
115 | Appliances | Office Equipment | College and University | New | Energy Star PCs | 0.012476 | 0.012599 |  | 123.52 | 1 | 1.0099 | 9900.9901 | 4 |  | 21 | 1683.2966 | Per Unit | GS | 0.57723 | 0.60437 | 0.83705 | 1.097 | 1.2026 | 1.2026 | 1.289 | 1.2891 | 1.2453 | 1.1192 | 0.77553 | 0.85362 | CcoNgs115 | CcoN | gs | 115 | [32 empty] | 0.030636 | 0.0031074 | 0.0031128
115 | Appliances | Office Equipment | Data Center | Turnover | Energy Star PCs | 0.013711 | 0.014575 |  | 123.52 | 1 | 1.0631 | 9009.009 | 4 |  | 21 | 1531.6482 | Per Unit | GS | 0.57723 | 0.60437 | 0.83705 | 1.097 | 1.2026 | 1.2026 | 1.289 | 1.2891 | 1.2453 | 1.1192 | 0.77553 | 0.85362 | CdaTgs115 | CdaT | gs | 115 | [32 empty] | 0.18807 | 0.020918 | 0.022155
115 | Appliances | Office Equipment | Data Center | New | Energy Star PCs | 0.013711 | 0.014575 |  | 123.52 | 1 | 1.0631 | 9009.009 | 4 |  | 21 | 1531.6482 | Per Unit | GS | 0.57723 | 0.60437 | 0.83705 | 1.097 | 1.2026 | 1.2026 | 1.289 | 1.2891 | 1.2453 | 1.1192 | 0.77553 | 0.85362 | CdaNgs115 | CdaN | gs | 115 | [32 empty] | 0.0018107 | 0.00020139 | 0.0002133
115 | Appliances | Office Equipment | Grocery | Turnover | Energy Star PCs | 0.016675 | 0.010005 |  | 123.52 | 1 | 0.6 | 7407.4074 | 4 |  | 21 | 1259.3552 | Per Unit | GS | 0.57723 | 0.60437 | 0.83705 | 1.097 | 1.2026 | 1.2026 | 1.289 | 1.2891 | 1.2453 | 1.1192 | 0.77553 | 0.85362 | CgrTgs115 | CgrT | gs | 115 | [32 empty] | 1.1453 | 0.15413 | 0.092942
115 | Appliances | Office Equipment | Grocery | New | Energy Star PCs | 0.016675 | 0.010005 |  | 123.52 | 1 | 0.6 | 7407.4074 | 4 |  | 21 | 1259.3552 | Per Unit | GS | 0.57723 | 0.60437 | 0.83705 | 1.097 | 1.2026 | 1.2026 | 1.289 | 1.2891 | 1.2453 | 1.1192 | 0.77553 | 0.85362 | CgrNgs115 | CgrN | gs | 115 | [32 empty] | 0.012632 | 0.0016999 | 0.0010251
115 | Appliances | Office Equipment | Healthcare | Turnover | Energy Star PCs | 0.017787 | 0.018404 |  | 123.52 | 1 | 1.0347 | 6944.4444 | 4 |  | 21 | 1180.6455 | Per Unit | GS | 0.57723 | 0.60437 | 0.83705 | 1.097 | 1.2026 | 1.2026 | 1.289 | 1.2891 | 1.2453 | 1.1192 | 0.77553 | 0.85362 | CheTgs115 | CheT | gs | 115 | [32 empty] | 10.2914 | 1.4805 | 1.5346
115 | Appliances | Office Equipment | Healthcare | New | Energy Star PCs | 0.017787 | 0.018404 |  | 123.52 | 1 | 1.0347 | 6944.4444 | 4 |  | 21 | 1180.6455 | Per Unit | GS | 0.57723 | 0.60437 | 0.83705 | 1.097 | 1.2026 | 1.2026 | 1.289 | 1.2891 | 1.2453 | 1.1192 | 0.77553 | 0.85362 | CheNgs115 | CheN | gs | 115 | [32 empty] | 0.099081 | 0.014254 | 0.014774
115 | Appliances | Office Equipment | Hospitals | Turnover | Energy Star PCs | 0.012476 | 0.012599 |  | 123.52 | 1 | 1.0099 | 9900.9901 | 4 |  | 21 | 1683.2966 | Per Unit | GS | 0.57723 | 0.60437 | 0.83705 | 1.097 | 1.2026 | 1.2026 | 1.289 | 1.2891 | 1.2453 | 1.1192 | 0.77553 | 0.85362 | ChoTgs115 | ChoT | gs | 115 | [32 empty] | 1.5572 | 0.15795 | 0.15822
115 | Appliances | Office Equipment | Hospitals | New | Energy Star PCs | 0.012476 | 0.012599 |  | 123.52 | 1 | 1.0099 | 9900.9901 | 4 |  | 21 | 1683.2966 | Per Unit | GS | 0.57723 | 0.60437 | 0.83705 | 1.097 | 1.2026 | 1.2026 | 1.289 | 1.2891 | 1.2453 | 1.1192 | 0.77553 | 0.85362 | ChoNgs115 | ChoN | gs | 115 | [32 empty] | 0.014992 | 0.0015206 | 0.0015233
115 | Appliances | Office Equipment | Institutional | Turnover | Energy Star PCs | 0.013711 | 0.014822 |  | 123.52 | 1 | 1.0811 | 9009.009 | 4 |  | 21 | 1531.6482 | Per Unit | GS | 0.57723 | 0.60437 | 0.83705 | 1.097 | 1.2026 | 1.2026 | 1.289 | 1.2891 | 1.2453 | 1.1192 | 0.77553 | 0.85362 | CinTgs115 | CinT | gs | 115 | [32 empty] | 1.2741 | 0.14115 | 0.15323
115 | Appliances | Office Equipment | Institutional | New | Energy Star PCs | 0.013711 | 0.014822 |  | 123.52 | 1 | 1.0811 | 9009.009 | 4 |  | 21 | 1531.6482 | Per Unit | GS | 0.57723 | 0.60437 | 0.83705 | 1.097 | 1.2026 | 1.2026 | 1.289 | 1.2891 | 1.2453 | 1.1192 | 0.77553 | 0.85362 | CinNgs115 | CinN | gs | 115 | [32 empty] | 0.012266 | 0.001359 | 0.0014752
115 | Appliances | Office Equipment | Lodging/Hospitality | Turnover | Energy Star PCs | 0.013217 | 0.01544 |  | 123.52 | 1 | 1.1682 | 9345.7944 | 4 |  | 21 | 1588.9061 | Per Unit | GS | 0.57723 | 0.60437 | 0.83705 | 1.097 | 1.2026 | 1.2026 | 1.289 | 1.2891 | 1.2453 | 1.1192 | 0.77553 | 0.85362 | CloTgs115 | CloT | gs | 115 | [32 empty] | 3.8015 | 0.40704 | 0.47333
115 | Appliances | Office Equipment | Lodging/Hospitality | New | Energy Star PCs | 0.013217 | 0.01544 |  | 123.52 | 1 | 1.1682 | 9345.7944 | 4 |  | 21 | 1588.9061 | Per Unit | GS | 0.57723 | 0.60437 | 0.83705 | 1.097 | 1.2026 | 1.2026 | 1.289 | 1.2891 | 1.2453 | 1.1192 | 0.77553 | 0.85362 | CloNgs115 | CloN | gs | 115 | [32 empty] | 0.036599 | 0.0039188 | 0.004557
115 | Appliances | Office Equipment | Miscellaneous | Turnover | Energy Star PCs | 0.013711 | 0.014575 |  | 123.52 | 1 | 1.0631 | 9009.009 | 4 |  | 21 | 1531.6482 | Per Unit | GS | 0.57723 | 0.60437 | 0.83705 | 1.097 | 1.2026 | 1.2026 | 1.289 | 1.2891 | 1.2453 | 1.1192 | 0.77553 | 0.85362 | CmiTgs115 | CmiT | gs | 115 | [32 empty] | 22.1589 | 2.4646 | 2.6104
115 | Appliances | Office Equipment | Miscellaneous | New | Energy Star PCs | 0.013711 | 0.014575 |  | 123.52 | 1 | 1.0631 | 9009.009 | 4 |  | 21 | 1531.6482 | Per Unit | GS | 0.57723 | 0.60437 | 0.83705 | 1.097 | 1.2026 | 1.2026 | 1.289 | 1.2891 | 1.2453 | 1.1192 | 0.77553 | 0.85362 | CmiNgs115 | CmiN | gs | 115 | [32 empty] | 0.24441 | 0.027184 | 0.028792
115 | Appliances | Office Equipment | Offices | Turnover | Energy Star PCs | 0.013711 | 0.014575 |  | 123.52 | 1 | 1.0631 | 9009.009 | 4 |  | 21 | 1531.6482 | Per Unit | GS | 0.57723 | 0.60437 | 0.83705 | 1.097 | 1.2026 | 1.2026 | 1.289 | 1.2891 | 1.2453 | 1.1192 | 0.77553 | 0.85362 | CofTgs115 | CofT | gs | 115 | [32 empty] | 96.5198 | 10.7353 | 11.3703
115 | Appliances | Office Equipment | Offices | New | Energy Star PCs | 0.013711 | 0.014575 |  | 123.52 | 1 | 1.0631 | 9009.009 | 4 |  | 21 | 1531.6482 | Per Unit | GS | 0.57723 | 0.60437 | 0.83705 | 1.097 | 1.2026 | 1.2026 | 1.289 | 1.2891 | 1.2453 | 1.1192 | 0.77553 | 0.85362 | CofNgs115 | CofN | gs | 115 | [32 empty] | 0.92925 | 0.10335 | 0.10947
115 | Appliances | Office Equipment | Restaurants | Turnover | Energy Star PCs | 0.016552 | 0.006176 |  | 123.52 | 1 | 0.37313 | 7462.6866 | 4 |  | 21 | 1268.7534 | Per Unit | GS | 0.57723 | 0.60437 | 0.83705 | 1.097 | 1.2026 | 1.2026 | 1.289 | 1.2891 | 1.2453 | 1.1192 | 0.77553 | 0.85362 | CreTgs115 | CreT | gs | 115 | [32 empty] | 3.2172 | 0.43089 | 0.16138
115 | Appliances | Office Equipment | Restaurants | New | Energy Star PCs | 0.016552 | 0.006176 |  | 123.52 | 1 | 0.37313 | 7462.6866 | 4 |  | 21 | 1268.7534 | Per Unit | GS | 0.57723 | 0.60437 | 0.83705 | 1.097 | 1.2026 | 1.2026 | 1.289 | 1.2891 | 1.2453 | 1.1192 | 0.77553 | 0.85362 | CreNgs115 | CreN | gs | 115 | [32 empty] | 0.035484 | 0.0047525 | 0.0017799
115 | Appliances | Office Equipment | Retail | Turnover | Energy Star PCs | 0.017663 | 0.0097581 |  | 123.52 | 1 | 0.55245 | 6993.007 | 4 |  | 21 | 1188.9018 | Per Unit | GS | 0.57723 | 0.60437 | 0.83705 | 1.097 | 1.2026 | 1.2026 | 1.289 | 1.2891 | 1.2453 | 1.1192 | 0.77553 | 0.85362 | CrtTgs115 | CrtT | gs | 115 | [32 empty] | 16.3276 | 2.3419 | 1.2955
115 | Appliances | Office Equipment | Retail | New | Energy Star PCs | 0.017663 | 0.0097581 |  | 123.52 | 1 | 0.55245 | 6993.007 | 4 |  | 21 | 1188.9018 | Per Unit | GS | 0.57723 | 0.60437 | 0.83705 | 1.097 | 1.2026 | 1.2026 | 1.289 | 1.2891 | 1.2453 | 1.1192 | 0.77553 | 0.85362 | CrtNgs115 | CrtN | gs | 115 | [32 empty] | 0.1572 | 0.022547 | 0.012472
115 | Appliances | Office Equipment | Schools K-12 | Turnover | Energy Star PCs | 0.012723 | 0.013217 |  | 123.52 | 1 | 1.0388 | 9708.7379 | 4 |  | 21 | 1650.6112 | Per Unit | GS | 0.57723 | 0.60437 | 0.83705 | 1.097 | 1.2026 | 1.2026 | 1.289 | 1.2891 | 1.2453 | 1.1192 | 0.77553 | 0.85362 | CscTgs115 | CscT | gs | 115 | [32 empty] | 2.9895 | 0.30821 | 0.32112
115 | Appliances | Office Equipment | Schools K-12 | New | Energy Star PCs | 0.012723 | 0.013217 |  | 123.52 | 1 | 1.0388 | 9708.7379 | 4 |  | 21 | 1650.6112 | Per Unit | GS | 0.57723 | 0.60437 | 0.83705 | 1.097 | 1.2026 | 1.2026 | 1.289 | 1.2891 | 1.2453 | 1.1192 | 0.77553 | 0.85362 | CscNgs115 | CscN | gs | 115 | [32 empty] | 0.028781 | 0.0029673 | 0.0030916
115 | Appliances | Office Equipment | Warehouse | Turnover | Energy Star PCs | 0.018899 | 0.013711 |  | 123.52 | 1 | 0.72549 | 6535.9477 | 4 |  | 21 | 1111.1958 | Per Unit | GS | 0.57723 | 0.60437 | 0.83705 | 1.097 | 1.2026 | 1.2026 | 1.289 | 1.2891 | 1.2453 | 1.1192 | 0.77553 | 0.85362 | CwaTgs115 | CwaT | gs | 115 | [32 empty] | 2.7543 | 0.42022 | 0.30538
115 | Appliances | Office Equipment | Warehouse | New | Energy Star PCs | 0.018899 | 0.013711 |  | 123.52 | 1 | 0.72549 | 6535.9477 | 4 |  | 21 | 1111.1958 | Per Unit | GS | 0.57723 | 0.60437 | 0.83705 | 1.097 | 1.2026 | 1.2026 | 1.289 | 1.2891 | 1.2453 | 1.1192 | 0.77553 | 0.85362 | CwaNgs115 | CwaN | gs | 115 | [32 empty] | 0.030379 | 0.0046349 | 0.0033682
116 | Appliances | Office Equipment | Assembly | Turnover | Energy Star Servers | 0.19507 | 0.084418 |  | 1140.78 | 1 | 0.43275 | 5847.9532 | 4 |  | 412 | 2112.0257 | Per Unit | GS | 1 | 1 | 1 | 1 | 1 | 1 | 1 | 1 | 1 | 1 | 1 | 1 | CasTgs116 | CasT | gs | 116 | [32 empty] | 0 | 0 | 0
116 | Appliances | Office Equipment | Assembly | New | Energy Star Servers | 0.19507 | 0.084418 |  | 1140.78 | 1 | 0.43275 | 5847.9532 | 4 |  | 412 | 2112.0257 | Per Unit | GS | 1 | 1 | 1 | 1 | 1 | 1 | 1 | 1 | 1 | 1 | 1 | 1 | CasNgs116 | CasN | gs | 116 | [32 empty] | 0 | 0 | 0
116 | Appliances | Office Equipment | College and University | Turnover | Energy Star Servers | 0.11522 | 0.11636 |  | 1140.78 | 1 | 1.0099 | 9900.9901 | 4 |  | 412 | 3575.806 | Per Unit | GS | 1 | 1 | 1 | 1 | 1 | 1 | 1 | 1 | 1 | 1 | 1 | 1 | CcoTgs116 | CcoT | gs | 116 | [32 empty] | 0.070043 | 0.0071046 | 0.007117
116 | Appliances | Office Equipment | College and University | New | Energy Star Servers | 0.11522 | 0.11636 |  | 1140.78 | 1 | 1.0099 | 9900.9901 | 4 |  | 412 | 3575.806 | Per Unit | GS | 1 | 1 | 1 | 1 | 1 | 1 | 1 | 1 | 1 | 1 | 1 | 1 | CcoNgs116 | CcoN | gs | 116 | [32 empty] | 0.00077255 | 7.8361e-05 | 7.8498e-05
116 | Appliances | Office Equipment | Data Center | Turnover | Energy Star Servers | 0.12663 | 0.13461 |  | 1140.78 | 1 | 1.0631 | 9009.009 | 4 |  | 412 | 3253.6613 | Per Unit | GS | 1 | 1 | 1 | 1 | 1 | 1 | 1 | 1 | 1 | 1 | 1 | 1 | CdaTgs116 | CdaT | gs | 116 | [32 empty] | 0.027297 | 0.003036 | 0.0032156
116 | Appliances | Office Equipment | Data Center | New | Energy Star Servers | 0.12663 | 0.13461 |  | 1140.78 | 1 | 1.0631 | 9009.009 | 4 |  | 412 | 3253.6613 | Per Unit | GS | 1 | 1 | 1 | 1 | 1 | 1 | 1 | 1 | 1 | 1 | 1 | 1 | CdaNgs116 | CdaN | gs | 116 | [32 empty] | 0.00029641 | 3.2967e-05 | 3.4917e-05
116 | Appliances | Office Equipment | Grocery | Turnover | Energy Star Servers | 0.15401 | 0.092403 |  | 1140.78 | 1 | 0.6 | 7407.4074 | 4 |  | 412 | 2675.2326 | Per Unit | GS | 1 | 1 | 1 | 1 | 1 | 1 | 1 | 1 | 1 | 1 | 1 | 1 | CgrTgs116 | CgrT | gs | 116 | [32 empty] | 0 | 0 | 0
116 | Appliances | Office Equipment | Grocery | New | Energy Star Servers | 0.15401 | 0.092403 |  | 1140.78 | 1 | 0.6 | 7407.4074 | 4 |  | 412 | 2675.2326 | Per Unit | GS | 1 | 1 | 1 | 1 | 1 | 1 | 1 | 1 | 1 | 1 | 1 | 1 | CgrNgs116 | CgrN | gs | 116 | [32 empty] | 0 | 0 | 0
116 | Appliances | Office Equipment | Healthcare | Turnover | Energy Star Servers | 0.16427 | 0.16998 |  | 1140.78 | 1 | 1.0347 | 6944.4444 | 4 |  | 412 | 2508.0306 | Per Unit | GS | 1 | 1 | 1 | 1 | 1 | 1 | 1 | 1 | 1 | 1 | 1 | 1 | CheTgs116 | CheT | gs | 116 | [32 empty] | 0.23358 | 0.033602 | 0.034829
116 | Appliances | Office Equipment | Healthcare | New | Energy Star Servers | 0.16427 | 0.16998 |  | 1140.78 | 1 | 1.0347 | 6944.4444 | 4 |  | 412 | 2508.0306 | Per Unit | GS | 1 | 1 | 1 | 1 | 1 | 1 | 1 | 1 | 1 | 1 | 1 | 1 | CheNgs116 | CheN | gs | 116 | [32 empty] | 0.0025364 | 0.00036488 | 0.0003782
116 | Appliances | Office Equipment | Hospitals | Turnover | Energy Star Servers | 0.11522 | 0.11636 |  | 1140.78 | 1 | 1.0099 | 9900.9901 | 4 |  | 412 | 3575.806 | Per Unit | GS | 1 | 1 | 1 | 1 | 1 | 1 | 1 | 1 | 1 | 1 | 1 | 1 | ChoTgs116 | ChoT | gs | 116 | [32 empty] | 0.28453 | 0.028861 | 0.028911
116 | Appliances | Office Equipment | Hospitals | New | Energy Star Servers | 0.11522 | 0.11636 |  | 1140.78 | 1 | 1.0099 | 9900.9901 | 4 |  | 412 | 3575.806 | Per Unit | GS | 1 | 1 | 1 | 1 | 1 | 1 | 1 | 1 | 1 | 1 | 1 | 1 | ChoNgs116 | ChoN | gs | 116 | [32 empty] | 0.0030897 | 0.00031339 | 0.00031394
116 | Appliances | Office Equipment | Institutional | Turnover | Energy Star Servers | 0.12663 | 0.13689 |  | 1140.78 | 1 | 1.0811 | 9009.009 | 4 |  | 412 | 3253.6613 | Per Unit | GS | 1 | 1 | 1 | 1 | 1 | 1 | 1 | 1 | 1 | 1 | 1 | 1 | CinTgs116 | CinT | gs | 116 | [32 empty] | 0.047515 | 0.0052642 | 0.0057146
116 | Appliances | Office Equipment | Institutional | New | Energy Star Servers | 0.12663 | 0.13689 |  | 1140.78 | 1 | 1.0811 | 9009.009 | 4 |  | 412 | 3253.6613 | Per Unit | GS | 1 | 1 | 1 | 1 | 1 | 1 | 1 | 1 | 1 | 1 | 1 | 1 | CinNgs116 | CinN | gs | 116 | [32 empty] | 0.00052408 | 5.8062e-05 | 6.3031e-05
116 | Appliances | Office Equipment | Lodging/Hospitality | Turnover | Energy Star Servers | 0.12206 | 0.1426 |  | 1140.78 | 1 | 1.1682 | 9345.7944 | 4 |  | 412 | 3375.2935 | Per Unit | GS | 1 | 1 | 1 | 1 | 1 | 1 | 1 | 1 | 1 | 1 | 1 | 1 | CloTgs116 | CloT | gs | 116 | [32 empty] | 0.01895 | 0.002029 | 0.0023595
116 | Appliances | Office Equipment | Lodging/Hospitality | New | Energy Star Servers | 0.12206 | 0.1426 |  | 1140.78 | 1 | 1.1682 | 9345.7944 | 4 |  | 412 | 3375.2935 | Per Unit | GS | 1 | 1 | 1 | 1 | 1 | 1 | 1 | 1 | 1 | 1 | 1 | 1 | CloNgs116 | CloN | gs | 116 | [32 empty] | 0.00020577 | 2.2033e-05 | 2.5621e-05
116 | Appliances | Office Equipment | Miscellaneous | Turnover | Energy Star Servers | 0.12663 | 0.13461 |  | 1140.78 | 1 | 1.0631 | 9009.009 | 4 |  | 412 | 3253.6613 | Per Unit | GS | 1 | 1 | 1 | 1 | 1 | 1 | 1 | 1 | 1 | 1 | 1 | 1 | CmiTgs116 | CmiT | gs | 116 | [32 empty] | 6.2512 | 0.69528 | 0.73641
116 | Appliances | Office Equipment | Miscellaneous | New | Energy Star Servers | 0.12663 | 0.13461 |  | 1140.78 | 1 | 1.0631 | 9009.009 | 4 |  | 412 | 3253.6613 | Per Unit | GS | 1 | 1 | 1 | 1 | 1 | 1 | 1 | 1 | 1 | 1 | 1 | 1 | CmiNgs116 | CmiN | gs | 116 | [32 empty] | 0.068949 | 0.0076687 | 0.0081223
116 | Appliances | Office Equipment | Offices | Turnover | Energy Star Servers | 0.12663 | 0.13461 |  | 1140.78 | 1 | 1.0631 | 9009.009 | 4 |  | 412 | 3253.6613 | Per Unit | GS | 1 | 1 | 1 | 1 | 1 | 1 | 1 | 1 | 1 | 1 | 1 | 1 | CofTgs116 | CofT | gs | 116 | [32 empty] | 8.3199 | 0.92537 | 0.98011
116 | Appliances | Office Equipment | Offices | New | Energy Star Servers | 0.12663 | 0.13461 |  | 1140.78 | 1 | 1.0631 | 9009.009 | 4 |  | 412 | 3253.6613 | Per Unit | GS | 1 | 1 | 1 | 1 | 1 | 1 | 1 | 1 | 1 | 1 | 1 | 1 | CofNgs116 | CofN | gs | 116 | [32 empty] | 0.090343 | 0.010048 | 0.010643
116 | Appliances | Office Equipment | Restaurants | Turnover | Energy Star Servers | 0.15286 | 0.057039 |  | 1140.78 | 1 | 0.37313 | 7462.6866 | 4 |  | 412 | 2695.197 | Per Unit | GS | 1 | 1 | 1 | 1 | 1 | 1 | 1 | 1 | 1 | 1 | 1 | 1 | CreTgs116 | CreT | gs | 116 | [32 empty] | 0 | 0 | 0
116 | Appliances | Office Equipment | Restaurants | New | Energy Star Servers | 0.15286 | 0.057039 |  | 1140.78 | 1 | 0.37313 | 7462.6866 | 4 |  | 412 | 2695.197 | Per Unit | GS | 1 | 1 | 1 | 1 | 1 | 1 | 1 | 1 | 1 | 1 | 1 | 1 | CreNgs116 | CreN | gs | 116 | [32 empty] | 0 | 0 | 0
116 | Appliances | Office Equipment | Retail | Turnover | Energy Star Servers | 0.16313 | 0.090122 |  | 1140.78 | 1 | 0.55245 | 6993.007 | 4 |  | 412 | 2525.5692 | Per Unit | GS | 1 | 1 | 1 | 1 | 1 | 1 | 1 | 1 | 1 | 1 | 1 | 1 | CrtTgs116 | CrtT | gs | 116 | [32 empty] | 1.5792 | 0.22651 | 0.1253
116 | Appliances | Office Equipment | Retail | New | Energy Star Servers | 0.16313 | 0.090122 |  | 1140.78 | 1 | 0.55245 | 6993.007 | 4 |  | 412 | 2525.5692 | Per Unit | GS | 1 | 1 | 1 | 1 | 1 | 1 | 1 | 1 | 1 | 1 | 1 | 1 | CrtNgs116 | CrtN | gs | 116 | [32 empty] | 0.017148 | 0.0024596 | 0.0013606
116 | Appliances | Office Equipment | Schools K-12 | Turnover | Energy Star Servers | 0.1175 | 0.12206 |  | 1140.78 | 1 | 1.0388 | 9708.7379 | 4 |  | 412 | 3506.3728 | Per Unit | GS | 1 | 1 | 1 | 1 | 1 | 1 | 1 | 1 | 1 | 1 | 1 | 1 | CscTgs116 | CscT | gs | 116 | [32 empty] | 0.024231 | 0.0024982 | 0.0026028
116 | Appliances | Office Equipment | Schools K-12 | New | Energy Star Servers | 0.1175 | 0.12206 |  | 1140.78 | 1 | 1.0388 | 9708.7379 | 4 |  | 412 | 3506.3728 | Per Unit | GS | 1 | 1 | 1 | 1 | 1 | 1 | 1 | 1 | 1 | 1 | 1 | 1 | CscNgs116 | CscN | gs | 116 | [32 empty] | 0.00026726 | 2.7554e-05 | 2.8708e-05
116 | Appliances | Office Equipment | Warehouse | Turnover | Energy Star Servers | 0.17454 | 0.12663 |  | 1140.78 | 1 | 0.72549 | 6535.9477 | 4 |  | 412 | 2360.4994 | Per Unit | GS | 1 | 1 | 1 | 1 | 1 | 1 | 1 | 1 | 1 | 1 | 1 | 1 | CwaTgs116 | CwaT | gs | 116 | [32 empty] | 0 | 0 | 0
116 | Appliances | Office Equipment | Warehouse | New | Energy Star Servers | 0.17454 | 0.12663 |  | 1140.78 | 1 | 0.72549 | 6535.9477 | 4 |  | 412 | 2360.4994 | Per Unit | GS | 1 | 1 | 1 | 1 | 1 | 1 | 1 | 1 | 1 | 1 | 1 | 1 | CwaNgs116 | CwaN | gs | 116 | [32 empty] | 0 | 0 | 0
117 | Appliances | Office Equipment | Assembly | Turnover | Energy Star Uninterruptable Power Supply | 0.0009747 | 0.0004218 |  | 5.7 | 1 | 0.43275 | 5847.9532 | 15 |  | 61 | 62583.359 | Per Unit | GS | 1 | 1 | 1 | 1 | 1 | 1 | 1 | 1 | 1 | 1 | 1 | 1 | CasTgs117 | CasT | gs | 117 | [32 empty] | 0.38586 | 0.065912 | 0.028457
117 | Appliances | Office Equipment | Assembly | New | Energy Star Uninterruptable Power Supply | 0.0009747 | 0.0004218 |  | 5.7 | 1 | 0.43275 | 5847.9532 | 15 |  | 61 | 62583.359 | Per Unit | GS | 1 | 1 | 1 | 1 | 1 | 1 | 1 | 1 | 1 | 1 | 1 | 1 | CasNgs117 | CasN | gs | 117 | [32 empty] | 0.0042559 | 0.00072699 | 0.00031387
117 | Appliances | Office Equipment | College and University | Turnover | Energy Star Uninterruptable Power Supply | 0.0005757 | 0.0005814 |  | 5.7 | 1 | 1.0099 | 9900.9901 | 15 |  | 61 | 105957.9642 | Per Unit | GS | 1 | 1 | 1 | 1 | 1 | 1 | 1 | 1 | 1 | 1 | 1 | 1 | CcoTgs117 | CcoT | gs | 117 | [32 empty] | 0.097242 | 0.0098635 | 0.0098807
117 | Appliances | Office Equipment | College and University | New | Energy Star Uninterruptable Power Supply | 0.0005757 | 0.0005814 |  | 5.7 | 1 | 1.0099 | 9900.9901 | 15 |  | 61 | 105957.9642 | Per Unit | GS | 1 | 1 | 1 | 1 | 1 | 1 | 1 | 1 | 1 | 1 | 1 | 1 | CcoNgs117 | CcoN | gs | 117 | [32 empty] | 0.0010725 | 0.00010879 | 0.00010898
117 | Appliances | Office Equipment | Data Center | Turnover | Energy Star Uninterruptable Power Supply | 0.0006327 | 0.0006726 |  | 5.7 | 1 | 1.0631 | 9009.009 | 15 |  | 61 | 96412.2017 | Per Unit | GS | 1 | 1 | 1 | 1 | 1 | 1 | 1 | 1 | 1 | 1 | 1 | 1 | CdaTgs117 | CdaT | gs | 117 | [32 empty] | 0.0034725 | 0.00038623 | 0.00040907
117 | Appliances | Office Equipment | Data Center | New | Energy Star Uninterruptable Power Supply | 0.0006327 | 0.0006726 |  | 5.7 | 1 | 1.0631 | 9009.009 | 15 |  | 61 | 96412.2017 | Per Unit | GS | 1 | 1 | 1 | 1 | 1 | 1 | 1 | 1 | 1 | 1 | 1 | 1 | CdaNgs117 | CdaN | gs | 117 | [32 empty] | 3.8301e-05 | 4.26e-06 | 4.5119e-06
117 | Appliances | Office Equipment | Grocery | Turnover | Energy Star Uninterruptable Power Supply | 0.0007695 | 0.0004617 |  | 5.7 | 1 | 0.6 | 7407.4074 | 15 |  | 61 | 79272.2547 | Per Unit | GS | 1 | 1 | 1 | 1 | 1 | 1 | 1 | 1 | 1 | 1 | 1 | 1 | CgrTgs117 | CgrT | gs | 117 | [32 empty] | 0.16206 | 0.02181 | 0.013152
117 | Appliances | Office Equipment | Grocery | New | Energy Star Uninterruptable Power Supply | 0.0007695 | 0.0004617 |  | 5.7 | 1 | 0.6 | 7407.4074 | 15 |  | 61 | 79272.2547 | Per Unit | GS | 1 | 1 | 1 | 1 | 1 | 1 | 1 | 1 | 1 | 1 | 1 | 1 | CgrNgs117 | CgrN | gs | 117 | [32 empty] | 0.0017875 | 0.00024055 | 0.00014506
117 | Appliances | Office Equipment | Healthcare | Turnover | Energy Star Uninterruptable Power Supply | 0.0008208 | 0.0008493 |  | 5.7 | 1 | 1.0347 | 6944.4444 | 15 |  | 61 | 74317.7388 | Per Unit | GS | 1 | 1 | 1 | 1 | 1 | 1 | 1 | 1 | 1 | 1 | 1 | 1 | CheTgs117 | CheT | gs | 117 | [32 empty] | 0.15296 | 0.022004 | 0.022807
117 | Appliances | Office Equipment | Healthcare | New | Energy Star Uninterruptable Power Supply | 0.0008208 | 0.0008493 |  | 5.7 | 1 | 1.0347 | 6944.4444 | 15 |  | 61 | 74317.7388 | Per Unit | GS | 1 | 1 | 1 | 1 | 1 | 1 | 1 | 1 | 1 | 1 | 1 | 1 | CheNgs117 | CheN | gs | 117 | [32 empty] | 0.001687 | 0.00024269 | 0.00025156
117 | Appliances | Office Equipment | Hospitals | Turnover | Energy Star Uninterruptable Power Supply | 0.0005757 | 0.0005814 |  | 5.7 | 1 | 1.0099 | 9900.9901 | 15 |  | 61 | 105957.9642 | Per Unit | GS | 1 | 1 | 1 | 1 | 1 | 1 | 1 | 1 | 1 | 1 | 1 | 1 | ChoTgs117 | ChoT | gs | 117 | [32 empty] | 0.12851 | 0.013035 | 0.013058
117 | Appliances | Office Equipment | Hospitals | New | Energy Star Uninterruptable Power Supply | 0.0005757 | 0.0005814 |  | 5.7 | 1 | 1.0099 | 9900.9901 | 15 |  | 61 | 105957.9642 | Per Unit | GS | 1 | 1 | 1 | 1 | 1 | 1 | 1 | 1 | 1 | 1 | 1 | 1 | ChoNgs117 | ChoN | gs | 117 | [32 empty] | 0.0014175 | 0.00014378 | 0.00014403
117 | Appliances | Office Equipment | Institutional | Turnover | Energy Star Uninterruptable Power Supply | 0.0006327 | 0.000684 |  | 5.7 | 1 | 1.0811 | 9009.009 | 15 |  | 61 | 96412.2017 | Per Unit | GS | 1 | 1 | 1 | 1 | 1 | 1 | 1 | 1 | 1 | 1 | 1 | 1 | CinTgs117 | CinT | gs | 117 | [32 empty] | 0.026383 | 0.0029229 | 0.0031731
117 | Appliances | Office Equipment | Institutional | New | Energy Star Uninterruptable Power Supply | 0.0006327 | 0.000684 |  | 5.7 | 1 | 1.0811 | 9009.009 | 15 |  | 61 | 96412.2017 | Per Unit | GS | 1 | 1 | 1 | 1 | 1 | 1 | 1 | 1 | 1 | 1 | 1 | 1 | CinNgs117 | CinN | gs | 117 | [32 empty] | 0.00029099 | 3.2239e-05 | 3.4998e-05
117 | Appliances | Office Equipment | Lodging/Hospitality | Turnover | Energy Star Uninterruptable Power Supply | 0.0006099 | 0.0007125 |  | 5.7 | 1 | 1.1682 | 9345.7944 | 15 |  | 61 | 100016.3961 | Per Unit | GS | 1 | 1 | 1 | 1 | 1 | 1 | 1 | 1 | 1 | 1 | 1 | 1 | CloTgs117 | CloT | gs | 117 | [32 empty] | 0.096358 | 0.010317 | 0.011998
117 | Appliances | Office Equipment | Lodging/Hospitality | New | Energy Star Uninterruptable Power Supply | 0.0006099 | 0.0007125 |  | 5.7 | 1 | 1.1682 | 9345.7944 | 15 |  | 61 | 100016.3961 | Per Unit | GS | 1 | 1 | 1 | 1 | 1 | 1 | 1 | 1 | 1 | 1 | 1 | 1 | CloNgs117 | CloN | gs | 117 | [32 empty] | 0.0010628 | 0.0001138 | 0.00013233
117 | Appliances | Office Equipment | Miscellaneous | Turnover | Energy Star Uninterruptable Power Supply | 0.0006327 | 0.0006726 |  | 5.7 | 1 | 1.0631 | 9009.009 | 15 |  | 61 | 96412.2017 | Per Unit | GS | 1 | 1 | 1 | 1 | 1 | 1 | 1 | 1 | 1 | 1 | 1 | 1 | CmiTgs117 | CmiT | gs | 117 | [32 empty] | 0.43723 | 0.04863 | 0.051507
117 | Appliances | Office Equipment | Miscellaneous | New | Energy Star Uninterruptable Power Supply | 0.0006327 | 0.0006726 |  | 5.7 | 1 | 1.0631 | 9009.009 | 15 |  | 61 | 96412.2017 | Per Unit | GS | 1 | 1 | 1 | 1 | 1 | 1 | 1 | 1 | 1 | 1 | 1 | 1 | CmiNgs117 | CmiN | gs | 117 | [32 empty] | 0.0048225 | 0.00053637 | 0.0005681
117 | Appliances | Office Equipment | Offices | Turnover | Energy Star Uninterruptable Power Supply | 0.0006327 | 0.0006726 |  | 5.7 | 1 | 1.0631 | 9009.009 | 15 |  | 61 | 96412.2017 | Per Unit | GS | 1 | 1 | 1 | 1 | 1 | 1 | 1 | 1 | 1 | 1 | 1 | 1 | CofTgs117 | CofT | gs | 117 | [32 empty] | 1.5345 | 0.17067 | 0.18076
117 | Appliances | Office Equipment | Offices | New | Energy Star Uninterruptable Power Supply | 0.0006327 | 0.0006726 |  | 5.7 | 1 | 1.0631 | 9009.009 | 15 |  | 61 | 96412.2017 | Per Unit | GS | 1 | 1 | 1 | 1 | 1 | 1 | 1 | 1 | 1 | 1 | 1 | 1 | CofNgs117 | CofN | gs | 117 | [32 empty] | 0.016925 | 0.0018824 | 0.0019938
117 | Appliances | Office Equipment | Restaurants | Turnover | Energy Star Uninterruptable Power Supply | 0.0007638 | 0.000285 |  | 5.7 | 1 | 0.37313 | 7462.6866 | 15 |  | 61 | 79863.8387 | Per Unit | GS | 1 | 1 | 1 | 1 | 1 | 1 | 1 | 1 | 1 | 1 | 1 | 1 | CreTgs117 | CreT | gs | 117 | [32 empty] | 0.18641 | 0.024967 | 0.0093508
117 | Appliances | Office Equipment | Restaurants | New | Energy Star Uninterruptable Power Supply | 0.0007638 | 0.000285 |  | 5.7 | 1 | 0.37313 | 7462.6866 | 15 |  | 61 | 79863.8387 | Per Unit | GS | 1 | 1 | 1 | 1 | 1 | 1 | 1 | 1 | 1 | 1 | 1 | 1 | CreNgs117 | CreN | gs | 117 | [32 empty] | 0.0020561 | 0.00027538 | 0.00010314
117 | Appliances | Office Equipment | Retail | Turnover | Energy Star Uninterruptable Power Supply | 0.0008151 | 0.0004503 |  | 5.7 | 1 | 0.55245 | 6993.007 | 15 |  | 61 | 74837.4433 | Per Unit | GS | 1 | 1 | 1 | 1 | 1 | 1 | 1 | 1 | 1 | 1 | 1 | 1 | CrtTgs117 | CrtT | gs | 117 | [32 empty] | 1.3849 | 0.19865 | 0.10989
117 | Appliances | Office Equipment | Retail | New | Energy Star Uninterruptable Power Supply | 0.0008151 | 0.0004503 |  | 5.7 | 1 | 0.55245 | 6993.007 | 15 |  | 61 | 74837.4433 | Per Unit | GS | 1 | 1 | 1 | 1 | 1 | 1 | 1 | 1 | 1 | 1 | 1 | 1 | CrtNgs117 | CrtN | gs | 117 | [32 empty] | 0.015275 | 0.002191 | 0.001212
117 | Appliances | Office Equipment | Schools K-12 | Turnover | Energy Star Uninterruptable Power Supply | 0.0005871 | 0.0006099 |  | 5.7 | 1 | 1.0388 | 9708.7379 | 15 |  | 61 | 103900.528 | Per Unit | GS | 1 | 1 | 1 | 1 | 1 | 1 | 1 | 1 | 1 | 1 | 1 | 1 | CscTgs117 | CscT | gs | 117 | [32 empty] | 0.012511 | 0.0012898 | 0.0013439
117 | Appliances | Office Equipment | Schools K-12 | New | Energy Star Uninterruptable Power Supply | 0.0005871 | 0.0006099 |  | 5.7 | 1 | 1.0388 | 9708.7379 | 15 |  | 61 | 103900.528 | Per Unit | GS | 1 | 1 | 1 | 1 | 1 | 1 | 1 | 1 | 1 | 1 | 1 | 1 | CscNgs117 | CscN | gs | 117 | [32 empty] | 0.00013799 | 1.4226e-05 | 1.4822e-05
117 | Appliances | Office Equipment | Warehouse | Turnover | Energy Star Uninterruptable Power Supply | 0.0008721 | 0.0006327 |  | 5.7 | 1 | 0.72549 | 6535.9477 | 15 |  | 61 | 69946.1071 | Per Unit | GS | 1 | 1 | 1 | 1 | 1 | 1 | 1 | 1 | 1 | 1 | 1 | 1 | CwaTgs117 | CwaT | gs | 117 | [32 empty] | 0.1591 | 0.024274 | 0.01764
117 | Appliances | Office Equipment | Warehouse | New | Energy Star Uninterruptable Power Supply | 0.0008721 | 0.0006327 |  | 5.7 | 1 | 0.72549 | 6535.9477 | 15 |  | 61 | 69946.1071 | Per Unit | GS | 1 | 1 | 1 | 1 | 1 | 1 | 1 | 1 | 1 | 1 | 1 | 1 | CwaNgs117 | CwaN | gs | 117 | [32 empty] | 0.0017549 | 0.00026774 | 0.00019457
118 | Appliances | Office Equipment | Assembly | Existing | Network PC Power Management | 0.027531 | 0.011914 |  | 161 | 1 | 0.43275 | 5847.9532 | 5 |  | 30 | 1089.6807 | Per Computer Connected | GS | 0.57723 | 0.60437 | 0.83705 | 1.097 | 1.2026 | 1.2026 | 1.289 | 1.2891 | 1.2453 | 1.1192 | 0.77553 | 0.85362 | CasEgs118 | CasE | gs | 118 | [32 empty] | 0 | 0 | 0
118 | Appliances | Office Equipment | Assembly | New | Network PC Power Management | 0.027531 | 0.011914 |  | 161 | 1 | 0.43275 | 5847.9532 | 5 |  | 30 | 1089.6807 | Per Computer Connected | GS | 0.57723 | 0.60437 | 0.83705 | 1.097 | 1.2026 | 1.2026 | 1.289 | 1.2891 | 1.2453 | 1.1192 | 0.77553 | 0.85362 | CasNgs118 | CasN | gs | 118 | [32 empty] | 0 | 0 | 0
118 | Appliances | Office Equipment | College and University | Existing | Network PC Power Management | 0.016261 | 0.016422 |  | 161 | 1 | 1.0099 | 9900.9901 | 5 |  | 30 | 1844.905 | Per Computer Connected | GS | 0.57723 | 0.60437 | 0.83705 | 1.097 | 1.2026 | 1.2026 | 1.289 | 1.2891 | 1.2453 | 1.1192 | 0.77553 | 0.85362 | CcoEgs118 | CcoE | gs | 118 | [32 empty] | 4.6664 | 0.47332 | 0.47415
118 | Appliances | Office Equipment | College and University | New | Network PC Power Management | 0.016261 | 0.016422 |  | 161 | 1 | 1.0099 | 9900.9901 | 5 |  | 30 | 1844.905 | Per Computer Connected | GS | 0.57723 | 0.60437 | 0.83705 | 1.097 | 1.2026 | 1.2026 | 1.289 | 1.2891 | 1.2453 | 1.1192 | 0.77553 | 0.85362 | CcoNgs118 | CcoN | gs | 118 | [32 empty] | 0.051468 | 0.0052205 | 0.0052297
118 | Appliances | Office Equipment | Data Center | Existing | Network PC Power Management | 0.017871 | 0.018998 |  | 161 | 1 | 1.0631 | 9009.009 | 5 |  | 30 | 1678.6973 | Per Computer Connected | GS | 0.57723 | 0.60437 | 0.83705 | 1.097 | 1.2026 | 1.2026 | 1.289 | 1.2891 | 1.2453 | 1.1192 | 0.77553 | 0.85362 | CdaEgs118 | CdaE | gs | 118 | [32 empty] | 0.2758 | 0.030675 | 0.03249
118 | Appliances | Office Equipment | Data Center | New | Network PC Power Management | 0.017871 | 0.018998 |  | 161 | 1 | 1.0631 | 9009.009 | 5 |  | 30 | 1678.6973 | Per Computer Connected | GS | 0.57723 | 0.60437 | 0.83705 | 1.097 | 1.2026 | 1.2026 | 1.289 | 1.2891 | 1.2453 | 1.1192 | 0.77553 | 0.85362 | CdaNgs118 | CdaN | gs | 118 | [32 empty] | 0.003042 | 0.00033834 | 0.00035835
118 | Appliances | Office Equipment | Grocery | Existing | Network PC Power Management | 0.021735 | 0.013041 |  | 161 | 1 | 0.6 | 7407.4074 | 5 |  | 30 | 1380.2622 | Per Computer Connected | GS | 0.57723 | 0.60437 | 0.83705 | 1.097 | 1.2026 | 1.2026 | 1.289 | 1.2891 | 1.2453 | 1.1192 | 0.77553 | 0.85362 | CgrEgs118 | CgrE | gs | 118 | [32 empty] | 0 | 0 | 0
118 | Appliances | Office Equipment | Grocery | New | Network PC Power Management | 0.021735 | 0.013041 |  | 161 | 1 | 0.6 | 7407.4074 | 5 |  | 30 | 1380.2622 | Per Computer Connected | GS | 0.57723 | 0.60437 | 0.83705 | 1.097 | 1.2026 | 1.2026 | 1.289 | 1.2891 | 1.2453 | 1.1192 | 0.77553 | 0.85362 | CgrNgs118 | CgrN | gs | 118 | [32 empty] | 0 | 0 | 0
118 | Appliances | Office Equipment | Healthcare | Existing | Network PC Power Management | 0.023184 | 0.023989 |  | 161 | 1 | 1.0347 | 6944.4444 | 5 |  | 30 | 1293.9959 | Per Computer Connected | GS | 0.57723 | 0.60437 | 0.83705 | 1.097 | 1.2026 | 1.2026 | 1.289 | 1.2891 | 1.2453 | 1.1192 | 0.77553 | 0.85362 | CheEgs118 | CheE | gs | 118 | [32 empty] | 15.092 | 2.1711 | 2.2504
118 | Appliances | Office Equipment | Healthcare | New | Network PC Power Management | 0.023184 | 0.023989 |  | 161 | 1 | 1.0347 | 6944.4444 | 5 |  | 30 | 1293.9959 | Per Computer Connected | GS | 0.57723 | 0.60437 | 0.83705 | 1.097 | 1.2026 | 1.2026 | 1.289 | 1.2891 | 1.2453 | 1.1192 | 0.77553 | 0.85362 | CheNgs118 | CheN | gs | 118 | [32 empty] | 0.16646 | 0.023946 | 0.024821
118 | Appliances | Office Equipment | Hospitals | Existing | Network PC Power Management | 0.016261 | 0.016422 |  | 161 | 1 | 1.0099 | 9900.9901 | 5 |  | 30 | 1844.905 | Per Computer Connected | GS | 0.57723 | 0.60437 | 0.83705 | 1.097 | 1.2026 | 1.2026 | 1.289 | 1.2891 | 1.2453 | 1.1192 | 0.77553 | 0.85362 | ChoEgs118 | ChoE | gs | 118 | [32 empty] | 2.2835 | 0.23162 | 0.23203
118 | Appliances | Office Equipment | Hospitals | New | Network PC Power Management | 0.016261 | 0.016422 |  | 161 | 1 | 1.0099 | 9900.9901 | 5 |  | 30 | 1844.905 | Per Computer Connected | GS | 0.57723 | 0.60437 | 0.83705 | 1.097 | 1.2026 | 1.2026 | 1.289 | 1.2891 | 1.2453 | 1.1192 | 0.77553 | 0.85362 | ChoNgs118 | ChoN | gs | 118 | [32 empty] | 0.025186 | 0.0025547 | 0.0025592
118 | Appliances | Office Equipment | Institutional | Existing | Network PC Power Management | 0.017871 | 0.01932 |  | 161 | 1 | 1.0811 | 9009.009 | 5 |  | 30 | 1678.6973 | Per Computer Connected | GS | 0.57723 | 0.60437 | 0.83705 | 1.097 | 1.2026 | 1.2026 | 1.289 | 1.2891 | 1.2453 | 1.1192 | 0.77553 | 0.85362 | CinEgs118 | CinE | gs | 118 | [32 empty] | 1.8684 | 0.207 | 0.22471
118 | Appliances | Office Equipment | Institutional | New | Network PC Power Management | 0.017871 | 0.01932 |  | 161 | 1 | 1.0811 | 9009.009 | 5 |  | 30 | 1678.6973 | Per Computer Connected | GS | 0.57723 | 0.60437 | 0.83705 | 1.097 | 1.2026 | 1.2026 | 1.289 | 1.2891 | 1.2453 | 1.1192 | 0.77553 | 0.85362 | CinNgs118 | CinN | gs | 118 | [32 empty] | 0.020607 | 0.0022831 | 0.0024785
118 | Appliances | Office Equipment | Lodging/Hospitality | Existing | Network PC Power Management | 0.017227 | 0.020125 |  | 161 | 1 | 1.1682 | 9345.7944 | 5 |  | 30 | 1741.4524 | Per Computer Connected | GS | 0.57723 | 0.60437 | 0.83705 | 1.097 | 1.2026 | 1.2026 | 1.289 | 1.2891 | 1.2453 | 1.1192 | 0.77553 | 0.85362 | CloEgs118 | CloE | gs | 118 | [32 empty] | 5.5748 | 0.59691 | 0.69412
118 | Appliances | Office Equipment | Lodging/Hospitality | New | Network PC Power Management | 0.017227 | 0.020125 |  | 161 | 1 | 1.1682 | 9345.7944 | 5 |  | 30 | 1741.4524 | Per Computer Connected | GS | 0.57723 | 0.60437 | 0.83705 | 1.097 | 1.2026 | 1.2026 | 1.289 | 1.2891 | 1.2453 | 1.1192 | 0.77553 | 0.85362 | CloNgs118 | CloN | gs | 118 | [32 empty] | 0.061488 | 0.0065837 | 0.0076559
118 | Appliances | Office Equipment | Miscellaneous | Existing | Network PC Power Management | 0.017871 | 0.018998 |  | 161 | 1 | 1.0631 | 9009.009 | 5 |  | 30 | 1678.6973 | Per Computer Connected | GS | 0.57723 | 0.60437 | 0.83705 | 1.097 | 1.2026 | 1.2026 | 1.289 | 1.2891 | 1.2453 | 1.1192 | 0.77553 | 0.85362 | CmiEgs118 | CmiE | gs | 118 | [32 empty] | 0 | 0 | 0
118 | Appliances | Office Equipment | Miscellaneous | New | Network PC Power Management | 0.017871 | 0.018998 |  | 161 | 1 | 1.0631 | 9009.009 | 5 |  | 30 | 1678.6973 | Per Computer Connected | GS | 0.57723 | 0.60437 | 0.83705 | 1.097 | 1.2026 | 1.2026 | 1.289 | 1.2891 | 1.2453 | 1.1192 | 0.77553 | 0.85362 | CmiNgs118 | CmiN | gs | 118 | [32 empty] | 0 | 0 | 0
118 | Appliances | Office Equipment | Offices | Existing | Network PC Power Management | 0.017871 | 0.018998 |  | 161 | 1 | 1.0631 | 9009.009 | 5 |  | 30 | 1678.6973 | Per Computer Connected | GS | 0.57723 | 0.60437 | 0.83705 | 1.097 | 1.2026 | 1.2026 | 1.289 | 1.2891 | 1.2453 | 1.1192 | 0.77553 | 0.85362 | CofEgs118 | CofE | gs | 118 | [32 empty] | 141.5429 | 15.7429 | 16.6741
118 | Appliances | Office Equipment | Offices | New | Network PC Power Management | 0.017871 | 0.018998 |  | 161 | 1 | 1.0631 | 9009.009 | 5 |  | 30 | 1678.6973 | Per Computer Connected | GS | 0.57723 | 0.60437 | 0.83705 | 1.097 | 1.2026 | 1.2026 | 1.289 | 1.2891 | 1.2453 | 1.1192 | 0.77553 | 0.85362 | CofNgs118 | CofN | gs | 118 | [32 empty] | 1.5612 | 0.17364 | 0.18391
118 | Appliances | Office Equipment | Restaurants | Existing | Network PC Power Management | 0.021574 | 0.00805 |  | 161 | 1 | 0.37313 | 7462.6866 | 5 |  | 30 | 1390.5627 | Per Computer Connected | GS | 0.57723 | 0.60437 | 0.83705 | 1.097 | 1.2026 | 1.2026 | 1.289 | 1.2891 | 1.2453 | 1.1192 | 0.77553 | 0.85362 | CreEgs118 | CreE | gs | 118 | [32 empty] | 0 | 0 | 0
118 | Appliances | Office Equipment | Restaurants | New | Network PC Power Management | 0.021574 | 0.00805 |  | 161 | 1 | 0.37313 | 7462.6866 | 5 |  | 30 | 1390.5627 | Per Computer Connected | GS | 0.57723 | 0.60437 | 0.83705 | 1.097 | 1.2026 | 1.2026 | 1.289 | 1.2891 | 1.2453 | 1.1192 | 0.77553 | 0.85362 | CreNgs118 | CreN | gs | 118 | [32 empty] | 0 | 0 | 0
118 | Appliances | Office Equipment | Retail | Existing | Network PC Power Management | 0.023023 | 0.012719 |  | 161 | 1 | 0.55245 | 6993.007 | 5 |  | 30 | 1303.0448 | Per Computer Connected | GS | 0.57723 | 0.60437 | 0.83705 | 1.097 | 1.2026 | 1.2026 | 1.289 | 1.2891 | 1.2453 | 1.1192 | 0.77553 | 0.85362 | CrtEgs118 | CrtE | gs | 118 | [32 empty] | 23.9438 | 3.4343 | 1.8998
118 | Appliances | Office Equipment | Retail | New | Network PC Power Management | 0.023023 | 0.012719 |  | 161 | 1 | 0.55245 | 6993.007 | 5 |  | 30 | 1303.0448 | Per Computer Connected | GS | 0.57723 | 0.60437 | 0.83705 | 1.097 | 1.2026 | 1.2026 | 1.289 | 1.2891 | 1.2453 | 1.1192 | 0.77553 | 0.85362 | CrtNgs118 | CrtN | gs | 118 | [32 empty] | 0.26409 | 0.037879 | 0.020954
118 | Appliances | Office Equipment | Schools K-12 | Existing | Network PC Power Management | 0.016583 | 0.017227 |  | 161 | 1 | 1.0388 | 9708.7379 | 5 |  | 30 | 1809.0816 | Per Computer Connected | GS | 0.57723 | 0.60437 | 0.83705 | 1.097 | 1.2026 | 1.2026 | 1.289 | 1.2891 | 1.2453 | 1.1192 | 0.77553 | 0.85362 | CscEgs118 | CscE | gs | 118 | [32 empty] | 4.384 | 0.45198 | 0.47092
118 | Appliances | Office Equipment | Schools K-12 | New | Network PC Power Management | 0.016583 | 0.017227 |  | 161 | 1 | 1.0388 | 9708.7379 | 5 |  | 30 | 1809.0816 | Per Computer Connected | GS | 0.57723 | 0.60437 | 0.83705 | 1.097 | 1.2026 | 1.2026 | 1.289 | 1.2891 | 1.2453 | 1.1192 | 0.77553 | 0.85362 | CscNgs118 | CscN | gs | 118 | [32 empty] | 0.048354 | 0.0049852 | 0.005194
118 | Appliances | Office Equipment | Warehouse | Existing | Network PC Power Management | 0.024633 | 0.017871 |  | 161 | 1 | 0.72549 | 6535.9477 | 5 |  | 30 | 1217.8785 | Per Computer Connected | GS | 0.57723 | 0.60437 | 0.83705 | 1.097 | 1.2026 | 1.2026 | 1.289 | 1.2891 | 1.2453 | 1.1192 | 0.77553 | 0.85362 | CwaEgs118 | CwaE | gs | 118 | [32 empty] | 0 | 0 | 0
118 | Appliances | Office Equipment | Warehouse | New | Network PC Power Management | 0.024633 | 0.017871 |  | 161 | 1 | 0.72549 | 6535.9477 | 5 |  | 30 | 1217.8785 | Per Computer Connected | GS | 0.57723 | 0.60437 | 0.83705 | 1.097 | 1.2026 | 1.2026 | 1.289 | 1.2891 | 1.2453 | 1.1192 | 0.77553 | 0.85362 | CwaNgs118 | CwaN | gs | 118 | [32 empty] | 0 | 0 | 0
119 | Appliances | Office Equipment | Assembly | Turnover | Server Virtualization | 3.5951 | 1.5558 |  | 21024 | 1 | 0.43275 | 5847.9532 | 5 |  | 489 | 136.0183 | Per Unit | GS | 0.57723 | 0.60437 | 0.83705 | 1.097 | 1.2026 | 1.2026 | 1.289 | 1.2891 | 1.2453 | 1.1192 | 0.77553 | 0.85362 | CasTgs119 | CasT | gs | 119 | [32 empty] | 0 | 0 | 0
119 | Appliances | Office Equipment | Assembly | New | Server Virtualization | 3.5951 | 1.5558 |  | 21024 | 1 | 0.43275 | 5847.9532 | 5 |  | 489 | 136.0183 | Per Unit | GS | 0.57723 | 0.60437 | 0.83705 | 1.097 | 1.2026 | 1.2026 | 1.289 | 1.2891 | 1.2453 | 1.1192 | 0.77553 | 0.85362 | CasNgs119 | CasN | gs | 119 | [32 empty] | 0 | 0 | 0
119 | Appliances | Office Equipment | College and University | Turnover | Server Virtualization | 2.1234 | 2.1444 |  | 21024 | 1 | 1.0099 | 9900.9901 | 5 |  | 489 | 230.2884 | Per Unit | GS | 0.57723 | 0.60437 | 0.83705 | 1.097 | 1.2026 | 1.2026 | 1.289 | 1.2891 | 1.2453 | 1.1192 | 0.77553 | 0.85362 | CcoTgs119 | CcoT | gs | 119 | [32 empty] | 0.32232 | 0.032694 | 0.032751
119 | Appliances | Office Equipment | College and University | New | Server Virtualization | 2.1234 | 2.1444 |  | 21024 | 1 | 1.0099 | 9900.9901 | 5 |  | 489 | 230.2884 | Per Unit | GS | 0.57723 | 0.60437 | 0.83705 | 1.097 | 1.2026 | 1.2026 | 1.289 | 1.2891 | 1.2453 | 1.1192 | 0.77553 | 0.85362 | CcoNgs119 | CcoN | gs | 119 | [32 empty] | 0.0035551 | 0.0003606 | 0.00036123
119 | Appliances | Office Equipment | Data Center | Turnover | Server Virtualization | 2.3337 | 2.4808 |  | 21024 | 1 | 1.0631 | 9009.009 | 5 |  | 489 | 209.5417 | Per Unit | GS | 0.57723 | 0.60437 | 0.83705 | 1.097 | 1.2026 | 1.2026 | 1.289 | 1.2891 | 1.2453 | 1.1192 | 0.77553 | 0.85362 | CdaTgs119 | CdaT | gs | 119 | [32 empty] | 0.11757 | 0.013076 | 0.01385
119 | Appliances | Office Equipment | Data Center | New | Server Virtualization | 2.3337 | 2.4808 |  | 21024 | 1 | 1.0631 | 9009.009 | 5 |  | 489 | 209.5417 | Per Unit | GS | 0.57723 | 0.60437 | 0.83705 | 1.097 | 1.2026 | 1.2026 | 1.289 | 1.2891 | 1.2453 | 1.1192 | 0.77553 | 0.85362 | CdaNgs119 | CdaN | gs | 119 | [32 empty] | 0.0013392 | 0.00014894 | 0.00015776
119 | Appliances | Office Equipment | Grocery | Turnover | Server Virtualization | 2.8382 | 1.7029 |  | 21024 | 1 | 0.6 | 7407.4074 | 5 |  | 489 | 172.2899 | Per Unit | GS | 0.57723 | 0.60437 | 0.83705 | 1.097 | 1.2026 | 1.2026 | 1.289 | 1.2891 | 1.2453 | 1.1192 | 0.77553 | 0.85362 | CgrTgs119 | CgrT | gs | 119 | [32 empty] | 0 | 0 | 0
119 | Appliances | Office Equipment | Grocery | New | Server Virtualization | 2.8382 | 1.7029 |  | 21024 | 1 | 0.6 | 7407.4074 | 5 |  | 489 | 172.2899 | Per Unit | GS | 0.57723 | 0.60437 | 0.83705 | 1.097 | 1.2026 | 1.2026 | 1.289 | 1.2891 | 1.2453 | 1.1192 | 0.77553 | 0.85362 | CgrNgs119 | CgrN | gs | 119 | [32 empty] | 0 | 0 | 0
119 | Appliances | Office Equipment | Healthcare | Turnover | Server Virtualization | 3.0275 | 3.1326 |  | 21024 | 1 | 1.0347 | 6944.4444 | 5 |  | 489 | 161.5218 | Per Unit | GS | 0.57723 | 0.60437 | 0.83705 | 1.097 | 1.2026 | 1.2026 | 1.289 | 1.2891 | 1.2453 | 1.1192 | 0.77553 | 0.85362 | CheTgs119 | CheT | gs | 119 | [32 empty] | 1.006 | 0.14472 | 0.15001
119 | Appliances | Office Equipment | Healthcare | New | Server Virtualization | 3.0275 | 3.1326 |  | 21024 | 1 | 1.0347 | 6944.4444 | 5 |  | 489 | 161.5218 | Per Unit | GS | 0.57723 | 0.60437 | 0.83705 | 1.097 | 1.2026 | 1.2026 | 1.289 | 1.2891 | 1.2453 | 1.1192 | 0.77553 | 0.85362 | CheNgs119 | CheN | gs | 119 | [32 empty] | 0.011459 | 0.0016485 | 0.0017087
119 | Appliances | Office Equipment | Hospitals | Turnover | Server Virtualization | 2.1234 | 2.1444 |  | 21024 | 1 | 1.0099 | 9900.9901 | 5 |  | 489 | 230.2884 | Per Unit | GS | 0.57723 | 0.60437 | 0.83705 | 1.097 | 1.2026 | 1.2026 | 1.289 | 1.2891 | 1.2453 | 1.1192 | 0.77553 | 0.85362 | ChoTgs119 | ChoT | gs | 119 | [32 empty] | 1.2255 | 0.1243 | 0.12452
119 | Appliances | Office Equipment | Hospitals | New | Server Virtualization | 2.1234 | 2.1444 |  | 21024 | 1 | 1.0099 | 9900.9901 | 5 |  | 489 | 230.2884 | Per Unit | GS | 0.57723 | 0.60437 | 0.83705 | 1.097 | 1.2026 | 1.2026 | 1.289 | 1.2891 | 1.2453 | 1.1192 | 0.77553 | 0.85362 | ChoNgs119 | ChoN | gs | 119 | [32 empty] | 0.013959 | 0.0014159 | 0.0014184
119 | Appliances | Office Equipment | Institutional | Turnover | Server Virtualization | 2.3337 | 2.5229 |  | 21024 | 1 | 1.0811 | 9009.009 | 5 |  | 489 | 209.5417 | Per Unit | GS | 0.57723 | 0.60437 | 0.83705 | 1.097 | 1.2026 | 1.2026 | 1.289 | 1.2891 | 1.2453 | 1.1192 | 0.77553 | 0.85362 | CinTgs119 | CinT | gs | 119 | [32 empty] | 0.21866 | 0.024225 | 0.026298
119 | Appliances | Office Equipment | Institutional | New | Server Virtualization | 2.3337 | 2.5229 |  | 21024 | 1 | 1.0811 | 9009.009 | 5 |  | 489 | 209.5417 | Per Unit | GS | 0.57723 | 0.60437 | 0.83705 | 1.097 | 1.2026 | 1.2026 | 1.289 | 1.2891 | 1.2453 | 1.1192 | 0.77553 | 0.85362 | CinNgs119 | CinN | gs | 119 | [32 empty] | 0.0024117 | 0.00026719 | 0.00029006
119 | Appliances | Office Equipment | Lodging/Hospitality | Turnover | Server Virtualization | 2.2496 | 2.628 |  | 21024 | 1 | 1.1682 | 9345.7944 | 5 |  | 489 | 217.3751 | Per Unit | GS | 0.57723 | 0.60437 | 0.83705 | 1.097 | 1.2026 | 1.2026 | 1.289 | 1.2891 | 1.2453 | 1.1192 | 0.77553 | 0.85362 | CloTgs119 | CloT | gs | 119 | [32 empty] | 0.081617 | 0.008739 | 0.010162
119 | Appliances | Office Equipment | Lodging/Hospitality | New | Server Virtualization | 2.2496 | 2.628 |  | 21024 | 1 | 1.1682 | 9345.7944 | 5 |  | 489 | 217.3751 | Per Unit | GS | 0.57723 | 0.60437 | 0.83705 | 1.097 | 1.2026 | 1.2026 | 1.289 | 1.2891 | 1.2453 | 1.1192 | 0.77553 | 0.85362 | CloNgs119 | CloN | gs | 119 | [32 empty] | 0.00092967 | 9.9543e-05 | 0.00011575
119 | Appliances | Office Equipment | Miscellaneous | Turnover | Server Virtualization | 2.3337 | 2.4808 |  | 21024 | 1 | 1.0631 | 9009.009 | 5 |  | 489 | 209.5417 | Per Unit | GS | 0.57723 | 0.60437 | 0.83705 | 1.097 | 1.2026 | 1.2026 | 1.289 | 1.2891 | 1.2453 | 1.1192 | 0.77553 | 0.85362 | CmiTgs119 | CmiT | gs | 119 | [32 empty] | 28.767 | 3.1996 | 3.3888
119 | Appliances | Office Equipment | Miscellaneous | New | Server Virtualization | 2.3337 | 2.4808 |  | 21024 | 1 | 1.0631 | 9009.009 | 5 |  | 489 | 209.5417 | Per Unit | GS | 0.57723 | 0.60437 | 0.83705 | 1.097 | 1.2026 | 1.2026 | 1.289 | 1.2891 | 1.2453 | 1.1192 | 0.77553 | 0.85362 | CmiNgs119 | CmiN | gs | 119 | [32 empty] | 0.31729 | 0.03529 | 0.037378
119 | Appliances | Office Equipment | Offices | Turnover | Server Virtualization | 2.3337 | 2.4808 |  | 21024 | 1 | 1.0631 | 9009.009 | 5 |  | 489 | 209.5417 | Per Unit | GS | 0.57723 | 0.60437 | 0.83705 | 1.097 | 1.2026 | 1.2026 | 1.289 | 1.2891 | 1.2453 | 1.1192 | 0.77553 | 0.85362 | CofTgs119 | CofT | gs | 119 | [32 empty] | 35.8337 | 3.9855 | 4.2213
119 | Appliances | Office Equipment | Offices | New | Server Virtualization | 2.3337 | 2.4808 |  | 21024 | 1 | 1.0631 | 9009.009 | 5 |  | 489 | 209.5417 | Per Unit | GS | 0.57723 | 0.60437 | 0.83705 | 1.097 | 1.2026 | 1.2026 | 1.289 | 1.2891 | 1.2453 | 1.1192 | 0.77553 | 0.85362 | CofNgs119 | CofN | gs | 119 | [32 empty] | 0.40817 | 0.045398 | 0.048083
119 | Appliances | Office Equipment | Restaurants | Turnover | Server Virtualization | 2.8172 | 1.0512 |  | 21024 | 1 | 0.37313 | 7462.6866 | 5 |  | 489 | 173.5756 | Per Unit | GS | 0.57723 | 0.60437 | 0.83705 | 1.097 | 1.2026 | 1.2026 | 1.289 | 1.2891 | 1.2453 | 1.1192 | 0.77553 | 0.85362 | CreTgs119 | CreT | gs | 119 | [32 empty] | 0 | 0 | 0
119 | Appliances | Office Equipment | Restaurants | New | Server Virtualization | 2.8172 | 1.0512 |  | 21024 | 1 | 0.37313 | 7462.6866 | 5 |  | 489 | 173.5756 | Per Unit | GS | 0.57723 | 0.60437 | 0.83705 | 1.097 | 1.2026 | 1.2026 | 1.289 | 1.2891 | 1.2453 | 1.1192 | 0.77553 | 0.85362 | CreNgs119 | CreN | gs | 119 | [32 empty] | 0 | 0 | 0
119 | Appliances | Office Equipment | Retail | Turnover | Server Virtualization | 3.0064 | 1.6609 |  | 21024 | 1 | 0.55245 | 6993.007 | 5 |  | 489 | 162.6513 | Per Unit | GS | 0.57723 | 0.60437 | 0.83705 | 1.097 | 1.2026 | 1.2026 | 1.289 | 1.2891 | 1.2453 | 1.1192 | 0.77553 | 0.85362 | CrtTgs119 | CrtT | gs | 119 | [32 empty] | 6.8016 | 0.97557 | 0.53966
119 | Appliances | Office Equipment | Retail | New | Server Virtualization | 3.0064 | 1.6609 |  | 21024 | 1 | 0.55245 | 6993.007 | 5 |  | 489 | 162.6513 | Per Unit | GS | 0.57723 | 0.60437 | 0.83705 | 1.097 | 1.2026 | 1.2026 | 1.289 | 1.2891 | 1.2453 | 1.1192 | 0.77553 | 0.85362 | CrtNgs119 | CrtN | gs | 119 | [32 empty] | 0.077474 | 0.011112 | 0.006147
119 | Appliances | Office Equipment | Schools K-12 | Turnover | Server Virtualization | 2.1655 | 2.2496 |  | 21024 | 1 | 1.0388 | 9708.7379 | 5 |  | 489 | 225.8168 | Per Unit | GS | 0.57723 | 0.60437 | 0.83705 | 1.097 | 1.2026 | 1.2026 | 1.289 | 1.2891 | 1.2453 | 1.1192 | 0.77553 | 0.85362 | CscTgs119 | CscT | gs | 119 | [32 empty] | 0.11151 | 0.011496 | 0.011978
119 | Appliances | Office Equipment | Schools K-12 | New | Server Virtualization | 2.1655 | 2.2496 |  | 21024 | 1 | 1.0388 | 9708.7379 | 5 |  | 489 | 225.8168 | Per Unit | GS | 0.57723 | 0.60437 | 0.83705 | 1.097 | 1.2026 | 1.2026 | 1.289 | 1.2891 | 1.2453 | 1.1192 | 0.77553 | 0.85362 | CscNgs119 | CscN | gs | 119 | [32 empty] | 0.0012299 | 0.0001268 | 0.00013211
119 | Appliances | Office Equipment | Warehouse | Turnover | Server Virtualization | 3.2167 | 2.3337 |  | 21024 | 1 | 0.72549 | 6535.9477 | 5 |  | 489 | 152.0205 | Per Unit | GS | 0.57723 | 0.60437 | 0.83705 | 1.097 | 1.2026 | 1.2026 | 1.289 | 1.2891 | 1.2453 | 1.1192 | 0.77553 | 0.85362 | CwaTgs119 | CwaT | gs | 119 | [32 empty] | 0 | 0 | 0
119 | Appliances | Office Equipment | Warehouse | New | Server Virtualization | 3.2167 | 2.3337 |  | 21024 | 1 | 0.72549 | 6535.9477 | 5 |  | 489 | 152.0205 | Per Unit | GS | 0.57723 | 0.60437 | 0.83705 | 1.097 | 1.2026 | 1.2026 | 1.289 | 1.2891 | 1.2453 | 1.1192 | 0.77553 | 0.85362 | CwaNgs119 | CwaN | gs | 119 | [32 empty] | 0 | 0 | 0
120 | Appliances | Office Equipment | Assembly | Existing | Smart Strip Plug Outlet | 0.006327 | 0.002738 |  | 37 | 1 | 0.43275 | 5847.9532 | 8 |  | 16 | 2528.8446 | Per End Use Consumption | GS | 1 | 1 | 1 | 1 | 1 | 1 | 1 | 1 | 1 | 1 | 1 | 1 | CasEgs120 | CasE | gs | 120 | [32 empty] | 0.44157 | 0.075428 | 0.032566
120 | Appliances | Office Equipment | Assembly | New | Smart Strip Plug Outlet | 0.006327 | 0.002738 |  | 37 | 1 | 0.43275 | 5847.9532 | 8 |  | 16 | 2528.8446 | Per End Use Consumption | GS | 1 | 1 | 1 | 1 | 1 | 1 | 1 | 1 | 1 | 1 | 1 | 1 | CasNgs120 | CasN | gs | 120 | [32 empty] | 0.0040626 | 0.00069396 | 0.00029961
120 | Appliances | Office Equipment | College and University | Existing | Smart Strip Plug Outlet | 0.024266 | 0.024507 |  | 240.26 | 1 | 1.0099 | 9900.9901 | 8 |  | 32 | 1318.7034 | Per End Use Consumption | GS | 1 | 1 | 1 | 1 | 1 | 1 | 1 | 1 | 1 | 1 | 1 | 1 | CcoEgs120 | CcoE | gs | 120 | [32 empty] | 0.16772 | 0.017012 | 0.017042
120 | Appliances | Office Equipment | College and University | New | Smart Strip Plug Outlet | 0.024266 | 0.024507 |  | 240.26 | 1 | 1.0099 | 9900.9901 | 8 |  | 32 | 1318.7034 | Per End Use Consumption | GS | 1 | 1 | 1 | 1 | 1 | 1 | 1 | 1 | 1 | 1 | 1 | 1 | CcoNgs120 | CcoN | gs | 120 | [32 empty] | 0.0015431 | 0.00015652 | 0.00015679
120 | Appliances | Office Equipment | Data Center | Existing | Smart Strip Plug Outlet | 0.14179 | 0.15073 |  | 1277.4 | 1 | 1.0631 | 9009.009 | 8 |  | 176 | 1241.26 | Per End Use Consumption | GS | 1 | 1 | 1 | 1 | 1 | 1 | 1 | 1 | 1 | 1 | 1 | 1 | CdaEgs120 | CdaE | gs | 120 | [32 empty] | 0.009913 | 0.0011026 | 0.0011678
120 | Appliances | Office Equipment | Data Center | New | Smart Strip Plug Outlet | 0.14179 | 0.15073 |  | 1277.4 | 1 | 1.0631 | 9009.009 | 8 |  | 176 | 1241.26 | Per End Use Consumption | GS | 1 | 1 | 1 | 1 | 1 | 1 | 1 | 1 | 1 | 1 | 1 | 1 | CdaNgs120 | CdaN | gs | 120 | [32 empty] | 9.1203e-05 | 1.0144e-05 | 1.0744e-05
120 | Appliances | Office Equipment | Grocery | Existing | Smart Strip Plug Outlet | 0.00051165 | 0.00030699 |  | 3.79 | 1 | 0.6 | 7407.4074 | 8 |  | 16 | 31271.3769 | Per End Use Consumption | GS | 1 | 1 | 1 | 1 | 1 | 1 | 1 | 1 | 1 | 1 | 1 | 1 | CgrEgs120 | CgrE | gs | 120 | [32 empty] | 0.069103 | 0.0092996 | 0.0056079
120 | Appliances | Office Equipment | Grocery | New | Smart Strip Plug Outlet | 0.00051165 | 0.00030699 |  | 3.79 | 1 | 0.6 | 7407.4074 | 8 |  | 16 | 31271.3769 | Per End Use Consumption | GS | 1 | 1 | 1 | 1 | 1 | 1 | 1 | 1 | 1 | 1 | 1 | 1 | CgrNgs120 | CgrN | gs | 120 | [32 empty] | 0.00063577 | 8.5559e-05 | 5.1594e-05
120 | Appliances | Office Equipment | Healthcare | Existing | Smart Strip Plug Outlet | 0.016453 | 0.017025 |  | 114.26 | 1 | 1.0347 | 6944.4444 | 8 |  | 16 | 972.441 | Per End Use Consumption | GS | 1 | 1 | 1 | 1 | 1 | 1 | 1 | 1 | 1 | 1 | 1 | 1 | CheEgs120 | CheE | gs | 120 | [32 empty] | 0.54246 | 0.078036 | 0.080886
120 | Appliances | Office Equipment | Healthcare | New | Smart Strip Plug Outlet | 0.016453 | 0.017025 |  | 114.26 | 1 | 1.0347 | 6944.4444 | 8 |  | 16 | 972.441 | Per End Use Consumption | GS | 1 | 1 | 1 | 1 | 1 | 1 | 1 | 1 | 1 | 1 | 1 | 1 | CheNgs120 | CheN | gs | 120 | [32 empty] | 0.0049908 | 0.00071796 | 0.00074417
120 | Appliances | Office Equipment | Hospitals | Existing | Smart Strip Plug Outlet | 0.27349 | 0.2762 |  | 2707.84 | 1 | 1.0099 | 9900.9901 | 8 |  | 128 | 468.0213 | Per End Use Consumption | GS | 1 | 1 | 1 | 1 | 1 | 1 | 1 | 1 | 1 | 1 | 1 | 1 | ChoEgs120 | ChoE | gs | 120 | [32 empty] | 0.082076 | 0.0083251 | 0.0083397
120 | Appliances | Office Equipment | Hospitals | New | Smart Strip Plug Outlet | 0.27349 | 0.2762 |  | 2707.84 | 1 | 1.0099 | 9900.9901 | 8 |  | 128 | 468.0213 | Per End Use Consumption | GS | 1 | 1 | 1 | 1 | 1 | 1 | 1 | 1 | 1 | 1 | 1 | 1 | ChoNgs120 | ChoN | gs | 120 | [32 empty] | 0.00075513 | 7.6594e-05 | 7.6728e-05
120 | Appliances | Office Equipment | Institutional | Existing | Smart Strip Plug Outlet | 0.0014763 | 0.001596 |  | 13.3 | 1 | 1.0811 | 9009.009 | 8 |  | 16 | 10837.9056 | Per End Use Consumption | GS | 1 | 1 | 1 | 1 | 1 | 1 | 1 | 1 | 1 | 1 | 1 | 1 | CinEgs120 | CinE | gs | 120 | [32 empty] | 0.067167 | 0.0074414 | 0.0080782
120 | Appliances | Office Equipment | Institutional | New | Smart Strip Plug Outlet | 0.0014763 | 0.001596 |  | 13.3 | 1 | 1.0811 | 9009.009 | 8 |  | 16 | 10837.9056 | Per End Use Consumption | GS | 1 | 1 | 1 | 1 | 1 | 1 | 1 | 1 | 1 | 1 | 1 | 1 | CinNgs120 | CinN | gs | 120 | [32 empty] | 0.00061796 | 6.8463e-05 | 7.4322e-05
120 | Appliances | Office Equipment | Lodging/Hospitality | Existing | Smart Strip Plug Outlet | 0.012135 | 0.014176 |  | 113.41 | 1 | 1.1682 | 9345.7944 | 8 |  | 16 | 1318.5143 | Per End Use Consumption | GS | 1 | 1 | 1 | 1 | 1 | 1 | 1 | 1 | 1 | 1 | 1 | 1 | CloEgs120 | CloE | gs | 120 | [32 empty] | 0.20037 | 0.021454 | 0.024948
120 | Appliances | Office Equipment | Lodging/Hospitality | New | Smart Strip Plug Outlet | 0.012135 | 0.014176 |  | 113.41 | 1 | 1.1682 | 9345.7944 | 8 |  | 16 | 1318.5143 | Per End Use Consumption | GS | 1 | 1 | 1 | 1 | 1 | 1 | 1 | 1 | 1 | 1 | 1 | 1 | CloNgs120 | CloN | gs | 120 | [32 empty] | 0.0018435 | 0.00019739 | 0.00022953
120 | Appliances | Office Equipment | Miscellaneous | Existing | Smart Strip Plug Outlet | 0.033848 | 0.035983 |  | 304.94 | 1 | 1.0631 | 9009.009 | 8 |  | 176 | 5199.6641 | Per End Use Consumption | GS | 1 | 1 | 1 | 1 | 1 | 1 | 1 | 1 | 1 | 1 | 1 | 1 | CmiEgs120 | CmiE | gs | 120 | [32 empty] | 1.338 | 0.14882 | 0.15762
120 | Appliances | Office Equipment | Miscellaneous | New | Smart Strip Plug Outlet | 0.033848 | 0.035983 |  | 304.94 | 1 | 1.0631 | 9009.009 | 8 |  | 176 | 5199.6641 | Per End Use Consumption | GS | 1 | 1 | 1 | 1 | 1 | 1 | 1 | 1 | 1 | 1 | 1 | 1 | CmiNgs120 | CmiN | gs | 120 | [32 empty] | 0.01231 | 0.0013692 | 0.0014502
120 | Appliances | Office Equipment | Offices | Existing | Smart Strip Plug Outlet | 0.026154 | 0.027803 |  | 235.62 | 1 | 1.0631 | 9009.009 | 8 |  | 16 | 611.7653 | Per End Use Consumption | GS | 1 | 1 | 1 | 1 | 1 | 1 | 1 | 1 | 1 | 1 | 1 | 1 | CofEgs120 | CofE | gs | 120 | [32 empty] | 5.0875 | 0.56585 | 0.59932
120 | Appliances | Office Equipment | Offices | New | Smart Strip Plug Outlet | 0.026154 | 0.027803 |  | 235.62 | 1 | 1.0631 | 9009.009 | 8 |  | 16 | 611.7653 | Per End Use Consumption | GS | 1 | 1 | 1 | 1 | 1 | 1 | 1 | 1 | 1 | 1 | 1 | 1 | CofNgs120 | CofN | gs | 120 | [32 empty] | 0.046807 | 0.005206 | 0.0055139
120 | Appliances | Office Equipment | Restaurants | Existing | Smart Strip Plug Outlet | 0.0025393 | 0.0009475 |  | 18.95 | 1 | 0.37313 | 7462.6866 | 8 |  | 16 | 6300.9491 | Per End Use Consumption | GS | 1 | 1 | 1 | 1 | 1 | 1 | 1 | 1 | 1 | 1 | 1 | 1 | CreEgs120 | CreE | gs | 120 | [32 empty] | 0.19424 | 0.026015 | 0.0097432
120 | Appliances | Office Equipment | Restaurants | New | Smart Strip Plug Outlet | 0.0025393 | 0.0009475 |  | 18.95 | 1 | 0.37313 | 7462.6866 | 8 |  | 16 | 6300.9491 | Per End Use Consumption | GS | 1 | 1 | 1 | 1 | 1 | 1 | 1 | 1 | 1 | 1 | 1 | 1 | CreNgs120 | CreN | gs | 120 | [32 empty] | 0.001787 | 0.00023934 | 8.964e-05
120 | Appliances | Office Equipment | Retail | Existing | Smart Strip Plug Outlet | 0.025743 | 0.014222 |  | 180.02 | 1 | 0.55245 | 6993.007 | 8 |  | 16 | 621.5316 | Per End Use Consumption | GS | 1 | 1 | 1 | 1 | 1 | 1 | 1 | 1 | 1 | 1 | 1 | 1 | CrtEgs120 | CrtE | gs | 120 | [32 empty] | 0.86059 | 0.12344 | 0.068282
120 | Appliances | Office Equipment | Retail | New | Smart Strip Plug Outlet | 0.025743 | 0.014222 |  | 180.02 | 1 | 0.55245 | 6993.007 | 8 |  | 16 | 621.5316 | Per End Use Consumption | GS | 1 | 1 | 1 | 1 | 1 | 1 | 1 | 1 | 1 | 1 | 1 | 1 | CrtNgs120 | CrtN | gs | 120 | [32 empty] | 0.0079177 | 0.0011357 | 0.00062822
120 | Appliances | Office Equipment | Schools K-12 | Existing | Smart Strip Plug Outlet | 0.018622 | 0.019346 |  | 180.8 | 1 | 1.0388 | 9708.7379 | 8 |  | 16 | 859.1803 | Per End Use Consumption | GS | 1 | 1 | 1 | 1 | 1 | 1 | 1 | 1 | 1 | 1 | 1 | 1 | CscEgs120 | CscE | gs | 120 | [32 empty] | 0.15757 | 0.016246 | 0.016926
120 | Appliances | Office Equipment | Schools K-12 | New | Smart Strip Plug Outlet | 0.018622 | 0.019346 |  | 180.8 | 1 | 1.0388 | 9708.7379 | 8 |  | 16 | 859.1803 | Per End Use Consumption | GS | 1 | 1 | 1 | 1 | 1 | 1 | 1 | 1 | 1 | 1 | 1 | 1 | CscNgs120 | CscN | gs | 120 | [32 empty] | 0.0014497 | 0.00014946 | 0.00015573
120 | Appliances | Office Equipment | Warehouse | Existing | Smart Strip Plug Outlet | 0.0075521 | 0.005479 |  | 49.36 | 1 | 0.72549 | 6535.9477 | 8 |  | 16 | 2118.6216 | Per End Use Consumption | GS | 1 | 1 | 1 | 1 | 1 | 1 | 1 | 1 | 1 | 1 | 1 | 1 | CwaEgs120 | CwaE | gs | 120 | [32 empty] | 0.16633 | 0.025376 | 0.018441
120 | Appliances | Office Equipment | Warehouse | New | Smart Strip Plug Outlet | 0.0075521 | 0.005479 |  | 49.36 | 1 | 0.72549 | 6535.9477 | 8 |  | 16 | 2118.6216 | Per End Use Consumption | GS | 1 | 1 | 1 | 1 | 1 | 1 | 1 | 1 | 1 | 1 | 1 | 1 | CwaNgs120 | CwaN | gs | 120 | [32 empty] | 0.0015303 | 0.00023347 | 0.00016966
121 | Appliances | Unit | Assembly | Turnover | Energy Star Commercial Clothes Washer | 0.13853 | 0.059947 |  | 810.1 | 1 | 0.43275 | 5847.9532 | 7 |  | 224 | 1617.0121 | Per Appliance | GS | 0.536 | 0.638 | 0.811 | 0.882 | 1.033 | 1.022 | 1.038 | 1.051 | 1.035 | 1.017 | 0.878 | 0.562 | CasTgs121 | CasT | gs | 121 | [32 empty] | 0 | 0 | 0
121 | Appliances | Unit | Assembly | New | Energy Star Commercial Clothes Washer | 0.13853 | 0.059947 |  | 810.1 | 1 | 0.43275 | 5847.9532 | 7 |  | 224 | 1617.0121 | Per Appliance | GS | 0.536 | 0.638 | 0.811 | 0.882 | 1.033 | 1.022 | 1.038 | 1.051 | 1.035 | 1.017 | 0.878 | 0.562 | CasNgs121 | CasN | gs | 121 | [32 empty] | 0 | 0 | 0
121 | Appliances | Unit | College and University | Turnover | Energy Star Commercial Clothes Washer | 0.08182 | 0.08263 |  | 810.1 | 1 | 1.0099 | 9900.9901 | 7 |  | 224 | 2737.7136 | Per Appliance | GS | 0.536 | 0.638 | 0.811 | 0.882 | 1.033 | 1.022 | 1.038 | 1.051 | 1.035 | 1.017 | 0.878 | 0.562 | CcoTgs121 | CcoT | gs | 121 | [32 empty] | 4.3628 | 0.44253 | 0.4433
121 | Appliances | Unit | College and University | New | Energy Star Commercial Clothes Washer | 0.08182 | 0.08263 |  | 810.1 | 1 | 1.0099 | 9900.9901 | 7 |  | 224 | 2737.7136 | Per Appliance | GS | 0.536 | 0.638 | 0.811 | 0.882 | 1.033 | 1.022 | 1.038 | 1.051 | 1.035 | 1.017 | 0.878 | 0.562 | CcoNgs121 | CcoN | gs | 121 | [32 empty] | 0.041317 | 0.0041909 | 0.0041982
121 | Appliances | Unit | Data Center | Turnover | Energy Star Commercial Clothes Washer | 0.089921 | 0.095592 |  | 810.1 | 1 | 1.0631 | 9009.009 | 7 |  | 224 | 2491.0727 | Per Appliance | GS | 0.536 | 0.638 | 0.811 | 0.882 | 1.033 | 1.022 | 1.038 | 1.051 | 1.035 | 1.017 | 0.878 | 0.562 | CdaTgs121 | CdaT | gs | 121 | [32 empty] | 0 | 0 | 0
121 | Appliances | Unit | Data Center | New | Energy Star Commercial Clothes Washer | 0.089921 | 0.095592 |  | 810.1 | 1 | 1.0631 | 9009.009 | 7 |  | 224 | 2491.0727 | Per Appliance | GS | 0.536 | 0.638 | 0.811 | 0.882 | 1.033 | 1.022 | 1.038 | 1.051 | 1.035 | 1.017 | 0.878 | 0.562 | CdaNgs121 | CdaN | gs | 121 | [32 empty] | 0 | 0 | 0
121 | Appliances | Unit | Grocery | Turnover | Energy Star Commercial Clothes Washer | 0.10936 | 0.065618 |  | 810.1 | 1 | 0.6 | 7407.4074 | 7 |  | 224 | 2048.2154 | Per Appliance | GS | 0.536 | 0.638 | 0.811 | 0.882 | 1.033 | 1.022 | 1.038 | 1.051 | 1.035 | 1.017 | 0.878 | 0.562 | CgrTgs121 | CgrT | gs | 121 | [32 empty] | 0 | 0 | 0
121 | Appliances | Unit | Grocery | New | Energy Star Commercial Clothes Washer | 0.10936 | 0.065618 |  | 810.1 | 1 | 0.6 | 7407.4074 | 7 |  | 224 | 2048.2154 | Per Appliance | GS | 0.536 | 0.638 | 0.811 | 0.882 | 1.033 | 1.022 | 1.038 | 1.051 | 1.035 | 1.017 | 0.878 | 0.562 | CgrNgs121 | CgrN | gs | 121 | [32 empty] | 0 | 0 | 0
121 | Appliances | Unit | Healthcare | Turnover | Energy Star Commercial Clothes Washer | 0.11665 | 0.1207 |  | 810.1 | 1 | 1.0347 | 6944.4444 | 7 |  | 224 | 1920.2019 | Per Appliance | GS | 0.536 | 0.638 | 0.811 | 0.882 | 1.033 | 1.022 | 1.038 | 1.051 | 1.035 | 1.017 | 0.878 | 0.562 | CheTgs121 | CheT | gs | 121 | [32 empty] | 7.457 | 1.0727 | 1.1119
121 | Appliances | Unit | Healthcare | New | Energy Star Commercial Clothes Washer | 0.11665 | 0.1207 |  | 810.1 | 1 | 1.0347 | 6944.4444 | 7 |  | 224 | 1920.2019 | Per Appliance | GS | 0.536 | 0.638 | 0.811 | 0.882 | 1.033 | 1.022 | 1.038 | 1.051 | 1.035 | 1.017 | 0.878 | 0.562 | CheNgs121 | CheN | gs | 121 | [32 empty] | 0.078958 | 0.011359 | 0.011773
121 | Appliances | Unit | Hospitals | Turnover | Energy Star Commercial Clothes Washer | 0.08182 | 0.08263 |  | 810.1 | 1 | 1.0099 | 9900.9901 | 7 |  | 224 | 2737.7136 | Per Appliance | GS | 0.536 | 0.638 | 0.811 | 0.882 | 1.033 | 1.022 | 1.038 | 1.051 | 1.035 | 1.017 | 0.878 | 0.562 | ChoTgs121 | ChoT | gs | 121 | [32 empty] | 3.8216 | 0.38763 | 0.3883
121 | Appliances | Unit | Hospitals | New | Energy Star Commercial Clothes Washer | 0.08182 | 0.08263 |  | 810.1 | 1 | 1.0099 | 9900.9901 | 7 |  | 224 | 2737.7136 | Per Appliance | GS | 0.536 | 0.638 | 0.811 | 0.882 | 1.033 | 1.022 | 1.038 | 1.051 | 1.035 | 1.017 | 0.878 | 0.562 | ChoNgs121 | ChoN | gs | 121 | [32 empty] | 0.036191 | 0.003671 | 0.0036774
121 | Appliances | Unit | Institutional | Turnover | Energy Star Commercial Clothes Washer | 0.089921 | 0.097212 |  | 810.1 | 1 | 1.0811 | 9009.009 | 7 |  | 224 | 2491.0727 | Per Appliance | GS | 0.536 | 0.638 | 0.811 | 0.882 | 1.033 | 1.022 | 1.038 | 1.051 | 1.035 | 1.017 | 0.878 | 0.562 | CinTgs121 | CinT | gs | 121 | [32 empty] | 0 | 0 | 0
121 | Appliances | Unit | Institutional | New | Energy Star Commercial Clothes Washer | 0.089921 | 0.097212 |  | 810.1 | 1 | 1.0811 | 9009.009 | 7 |  | 224 | 2491.0727 | Per Appliance | GS | 0.536 | 0.638 | 0.811 | 0.882 | 1.033 | 1.022 | 1.038 | 1.051 | 1.035 | 1.017 | 0.878 | 0.562 | CinNgs121 | CinN | gs | 121 | [32 empty] | 0 | 0 | 0
121 | Appliances | Unit | Lodging/Hospitality | Turnover | Energy Star Commercial Clothes Washer | 0.086681 | 0.10126 |  | 810.1 | 1 | 1.1682 | 9345.7944 | 7 |  | 224 | 2584.1969 | Per Appliance | GS | 0.536 | 0.638 | 0.811 | 0.882 | 1.033 | 1.022 | 1.038 | 1.051 | 1.035 | 1.017 | 0.878 | 0.562 | CloTgs121 | CloT | gs | 121 | [32 empty] | 21.36 | 2.2871 | 2.6596
121 | Appliances | Unit | Lodging/Hospitality | New | Energy Star Commercial Clothes Washer | 0.086681 | 0.10126 |  | 810.1 | 1 | 1.1682 | 9345.7944 | 7 |  | 224 | 2584.1969 | Per Appliance | GS | 0.536 | 0.638 | 0.811 | 0.882 | 1.033 | 1.022 | 1.038 | 1.051 | 1.035 | 1.017 | 0.878 | 0.562 | CloNgs121 | CloN | gs | 121 | [32 empty] | 0.22617 | 0.024217 | 0.028161
121 | Appliances | Unit | Miscellaneous | Turnover | Energy Star Commercial Clothes Washer | 0.089921 | 0.095592 |  | 810.1 | 1 | 1.0631 | 9009.009 | 7 |  | 224 | 2491.0727 | Per Appliance | GS | 0.536 | 0.638 | 0.811 | 0.882 | 1.033 | 1.022 | 1.038 | 1.051 | 1.035 | 1.017 | 0.878 | 0.562 | CmiTgs121 | CmiT | gs | 121 | [32 empty] | 0 | 0 | 0
121 | Appliances | Unit | Miscellaneous | New | Energy Star Commercial Clothes Washer | 0.089921 | 0.095592 |  | 810.1 | 1 | 1.0631 | 9009.009 | 7 |  | 224 | 2491.0727 | Per Appliance | GS | 0.536 | 0.638 | 0.811 | 0.882 | 1.033 | 1.022 | 1.038 | 1.051 | 1.035 | 1.017 | 0.878 | 0.562 | CmiNgs121 | CmiN | gs | 121 | [32 empty] | 0 | 0 | 0
121 | Appliances | Unit | Offices | Turnover | Energy Star Commercial Clothes Washer | 0.089921 | 0.095592 |  | 810.1 | 1 | 1.0631 | 9009.009 | 7 |  | 224 | 2491.0727 | Per Appliance | GS | 0.536 | 0.638 | 0.811 | 0.882 | 1.033 | 1.022 | 1.038 | 1.051 | 1.035 | 1.017 | 0.878 | 0.562 | CofTgs121 | CofT | gs | 121 | [32 empty] | 0 | 0 | 0
121 | Appliances | Unit | Offices | New | Energy Star Commercial Clothes Washer | 0.089921 | 0.095592 |  | 810.1 | 1 | 1.0631 | 9009.009 | 7 |  | 224 | 2491.0727 | Per Appliance | GS | 0.536 | 0.638 | 0.811 | 0.882 | 1.033 | 1.022 | 1.038 | 1.051 | 1.035 | 1.017 | 0.878 | 0.562 | CofNgs121 | CofN | gs | 121 | [32 empty] | 0 | 0 | 0
121 | Appliances | Unit | Restaurants | Turnover | Energy Star Commercial Clothes Washer | 0.10855 | 0.040505 |  | 810.1 | 1 | 0.37313 | 7462.6866 | 7 |  | 224 | 2063.5005 | Per Appliance | GS | 0.536 | 0.638 | 0.811 | 0.882 | 1.033 | 1.022 | 1.038 | 1.051 | 1.035 | 1.017 | 0.878 | 0.562 | CreTgs121 | CreT | gs | 121 | [32 empty] | 19.8428 | 2.6576 | 0.99534
121 | Appliances | Unit | Restaurants | New | Energy Star Commercial Clothes Washer | 0.10855 | 0.040505 |  | 810.1 | 1 | 0.37313 | 7462.6866 | 7 |  | 224 | 2063.5005 | Per Appliance | GS | 0.536 | 0.638 | 0.811 | 0.882 | 1.033 | 1.022 | 1.038 | 1.051 | 1.035 | 1.017 | 0.878 | 0.562 | CreNgs121 | CreN | gs | 121 | [32 empty] | 0.21886 | 0.029313 | 0.010978
121 | Appliances | Unit | Retail | Turnover | Energy Star Commercial Clothes Washer | 0.11584 | 0.063998 |  | 810.1 | 1 | 0.55245 | 6993.007 | 7 |  | 224 | 1933.6299 | Per Appliance | GS | 0.536 | 0.638 | 0.811 | 0.882 | 1.033 | 1.022 | 1.038 | 1.051 | 1.035 | 1.017 | 0.878 | 0.562 | CrtTgs121 | CrtT | gs | 121 | [32 empty] | 0 | 0 | 0
121 | Appliances | Unit | Retail | New | Energy Star Commercial Clothes Washer | 0.11584 | 0.063998 |  | 810.1 | 1 | 0.55245 | 6993.007 | 7 |  | 224 | 1933.6299 | Per Appliance | GS | 0.536 | 0.638 | 0.811 | 0.882 | 1.033 | 1.022 | 1.038 | 1.051 | 1.035 | 1.017 | 0.878 | 0.562 | CrtNgs121 | CrtN | gs | 121 | [32 empty] | 0 | 0 | 0
121 | Appliances | Unit | Schools K-12 | Turnover | Energy Star Commercial Clothes Washer | 0.08344 | 0.086681 |  | 810.1 | 1 | 1.0388 | 9708.7379 | 7 |  | 224 | 2684.5541 | Per Appliance | GS | 0.536 | 0.638 | 0.811 | 0.882 | 1.033 | 1.022 | 1.038 | 1.051 | 1.035 | 1.017 | 0.878 | 0.562 | CscTgs121 | CscT | gs | 121 | [32 empty] | 6.2733 | 0.64677 | 0.67386
121 | Appliances | Unit | Schools K-12 | New | Energy Star Commercial Clothes Washer | 0.08344 | 0.086681 |  | 810.1 | 1 | 1.0388 | 9708.7379 | 7 |  | 224 | 2684.5541 | Per Appliance | GS | 0.536 | 0.638 | 0.811 | 0.882 | 1.033 | 1.022 | 1.038 | 1.051 | 1.035 | 1.017 | 0.878 | 0.562 | CscNgs121 | CscN | gs | 121 | [32 empty] | 0.069192 | 0.0071336 | 0.0074325
121 | Appliances | Unit | Warehouse | Turnover | Energy Star Commercial Clothes Washer | 0.12395 | 0.089921 |  | 810.1 | 1 | 0.72549 | 6535.9477 | 7 |  | 224 | 1807.2488 | Per Appliance | GS | 0.536 | 0.638 | 0.811 | 0.882 | 1.033 | 1.022 | 1.038 | 1.051 | 1.035 | 1.017 | 0.878 | 0.562 | CwaTgs121 | CwaT | gs | 121 | [32 empty] | 0 | 0 | 0
121 | Appliances | Unit | Warehouse | New | Energy Star Commercial Clothes Washer | 0.12395 | 0.089921 |  | 810.1 | 1 | 0.72549 | 6535.9477 | 7 |  | 224 | 1807.2488 | Per Appliance | GS | 0.536 | 0.638 | 0.811 | 0.882 | 1.033 | 1.022 | 1.038 | 1.051 | 1.035 | 1.017 | 0.878 | 0.562 | CwaNgs121 | CwaN | gs | 121 | [32 empty] | 0 | 0 | 0
122 | Appliances | Unit | Assembly | Turnover | Energy Star Vending Machine | 0.078861 | 0.062563 |  | 525.74 | 1 | 0.79333 | 6666.6667 | 14 |  | 514 | 6517.7971 | Per Unit | GS | 0.57723 | 0.60437 | 0.83705 | 1.097 | 1.2026 | 1.2026 | 1.289 | 1.2891 | 1.2453 | 1.1192 | 0.77553 | 0.85362 | CasTgs122 | CasT | gs | 122 | [32 empty] | 1.0358 | 0.15519 | 0.12276
122 | Appliances | Unit | Assembly | New | Energy Star Vending Machine | 0.078861 | 0.062563 |  | 525.74 | 1 | 0.79333 | 6666.6667 | 14 |  | 514 | 6517.7971 | Per Unit | GS | 0.57723 | 0.60437 | 0.83705 | 1.097 | 1.2026 | 1.2026 | 1.289 | 1.2891 | 1.2453 | 1.1192 | 0.77553 | 0.85362 | CasNgs122 | CasN | gs | 122 | [32 empty] | 0.0080108 | 0.0012002 | 0.00094943
122 | Appliances | Unit | College and University | Turnover | Energy Star Vending Machine | 0.078861 | 0.062563 |  | 525.74 | 1 | 0.79333 | 6666.6667 | 14 |  | 514 | 6517.7971 | Per Unit | GS | 0.57723 | 0.60437 | 0.83705 | 1.097 | 1.2026 | 1.2026 | 1.289 | 1.2891 | 1.2453 | 1.1192 | 0.77553 | 0.85362 | CcoTgs122 | CcoT | gs | 122 | [32 empty] | 1.6344 | 0.24487 | 0.1937
122 | Appliances | Unit | College and University | New | Energy Star Vending Machine | 0.078861 | 0.062563 |  | 525.74 | 1 | 0.79333 | 6666.6667 | 14 |  | 514 | 6517.7971 | Per Unit | GS | 0.57723 | 0.60437 | 0.83705 | 1.097 | 1.2026 | 1.2026 | 1.289 | 1.2891 | 1.2453 | 1.1192 | 0.77553 | 0.85362 | CcoNgs122 | CcoN | gs | 122 | [32 empty] | 0.01264 | 0.0018938 | 0.0014981
122 | Appliances | Unit | Data Center | Turnover | Energy Star Vending Machine | 0.075181 | 0.060986 |  | 525.74 | 1 | 0.81119 | 6993.007 | 14 |  | 514 | 6836.8501 | Per Unit | GS | 0.57723 | 0.60437 | 0.83705 | 1.097 | 1.2026 | 1.2026 | 1.289 | 1.2891 | 1.2453 | 1.1192 | 0.77553 | 0.85362 | CdaTgs122 | CdaT | gs | 122 | [32 empty] | 0.0025556 | 0.00036568 | 0.00029702
122 | Appliances | Unit | Data Center | New | Energy Star Vending Machine | 0.075181 | 0.060986 |  | 525.74 | 1 | 0.81119 | 6993.007 | 14 |  | 514 | 6836.8501 | Per Unit | GS | 0.57723 | 0.60437 | 0.83705 | 1.097 | 1.2026 | 1.2026 | 1.289 | 1.2891 | 1.2453 | 1.1192 | 0.77553 | 0.85362 | CdaNgs122 | CdaN | gs | 122 | [32 empty] | 1.9765e-05 | 2.8282e-06 | 2.2971e-06
122 | Appliances | Unit | Grocery | Turnover | Energy Star Vending Machine | 0.078861 | 0.062563 |  | 525.74 | 1 | 0.79333 | 6666.6667 | 14 |  | 514 | 6517.7971 | Per Unit | GS | 0.57723 | 0.60437 | 0.83705 | 1.097 | 1.2026 | 1.2026 | 1.289 | 1.2891 | 1.2453 | 1.1192 | 0.77553 | 0.85362 | CgrTgs122 | CgrT | gs | 122 | [32 empty] | 28.9741 | 4.341 | 3.434
122 | Appliances | Unit | Grocery | New | Energy Star Vending Machine | 0.078861 | 0.062563 |  | 525.74 | 1 | 0.79333 | 6666.6667 | 14 |  | 514 | 6517.7971 | Per Unit | GS | 0.57723 | 0.60437 | 0.83705 | 1.097 | 1.2026 | 1.2026 | 1.289 | 1.2891 | 1.2453 | 1.1192 | 0.77553 | 0.85362 | CgrNgs122 | CgrN | gs | 122 | [32 empty] | 0.22408 | 0.033573 | 0.026558
122 | Appliances | Unit | Healthcare | Turnover | Energy Star Vending Machine | 0.078861 | 0.062563 |  | 525.74 | 1 | 0.79333 | 6666.6667 | 14 |  | 514 | 6517.7971 | Per Unit | GS | 0.57723 | 0.60437 | 0.83705 | 1.097 | 1.2026 | 1.2026 | 1.289 | 1.2891 | 1.2453 | 1.1192 | 0.77553 | 0.85362 | CheTgs122 | CheT | gs | 122 | [32 empty] | 0.16537 | 0.024776 | 0.019599
122 | Appliances | Unit | Healthcare | New | Energy Star Vending Machine | 0.078861 | 0.062563 |  | 525.74 | 1 | 0.79333 | 6666.6667 | 14 |  | 514 | 6517.7971 | Per Unit | GS | 0.57723 | 0.60437 | 0.83705 | 1.097 | 1.2026 | 1.2026 | 1.289 | 1.2891 | 1.2453 | 1.1192 | 0.77553 | 0.85362 | CheNgs122 | CheN | gs | 122 | [32 empty] | 0.001279 | 0.00019162 | 0.00015158
122 | Appliances | Unit | Hospitals | Turnover | Energy Star Vending Machine | 0.078861 | 0.062563 |  | 525.74 | 1 | 0.79333 | 6666.6667 | 14 |  | 514 | 6517.7971 | Per Unit | GS | 0.57723 | 0.60437 | 0.83705 | 1.097 | 1.2026 | 1.2026 | 1.289 | 1.2891 | 1.2453 | 1.1192 | 0.77553 | 0.85362 | ChoTgs122 | ChoT | gs | 122 | [32 empty] | 0.3013 | 0.045141 | 0.035709
122 | Appliances | Unit | Hospitals | New | Energy Star Vending Machine | 0.078861 | 0.062563 |  | 525.74 | 1 | 0.79333 | 6666.6667 | 14 |  | 514 | 6517.7971 | Per Unit | GS | 0.57723 | 0.60437 | 0.83705 | 1.097 | 1.2026 | 1.2026 | 1.289 | 1.2891 | 1.2453 | 1.1192 | 0.77553 | 0.85362 | ChoNgs122 | ChoN | gs | 122 | [32 empty] | 0.0023302 | 0.00034912 | 0.00027617
122 | Appliances | Unit | Institutional | Turnover | Energy Star Vending Machine | 0.075181 | 0.060986 |  | 525.74 | 1 | 0.81119 | 6993.007 | 14 |  | 514 | 6836.8501 | Per Unit | GS | 0.57723 | 0.60437 | 0.83705 | 1.097 | 1.2026 | 1.2026 | 1.289 | 1.2891 | 1.2453 | 1.1192 | 0.77553 | 0.85362 | CinTgs122 | CinT | gs | 122 | [32 empty] | 3.5761 | 0.5117 | 0.41562
122 | Appliances | Unit | Institutional | New | Energy Star Vending Machine | 0.075181 | 0.060986 |  | 525.74 | 1 | 0.81119 | 6993.007 | 14 |  | 514 | 6836.8501 | Per Unit | GS | 0.57723 | 0.60437 | 0.83705 | 1.097 | 1.2026 | 1.2026 | 1.289 | 1.2891 | 1.2453 | 1.1192 | 0.77553 | 0.85362 | CinNgs122 | CinN | gs | 122 | [32 empty] | 0.027657 | 0.0039574 | 0.0032144
122 | Appliances | Unit | Lodging/Hospitality | Turnover | Energy Star Vending Machine | 0.078861 | 0.062563 |  | 525.74 | 1 | 0.79333 | 6666.6667 | 14 |  | 514 | 6517.7971 | Per Unit | GS | 0.57723 | 0.60437 | 0.83705 | 1.097 | 1.2026 | 1.2026 | 1.289 | 1.2891 | 1.2453 | 1.1192 | 0.77553 | 0.85362 | CloTgs122 | CloT | gs | 122 | [32 empty] | 1.0261 | 0.15374 | 0.12162
122 | Appliances | Unit | Lodging/Hospitality | New | Energy Star Vending Machine | 0.078861 | 0.062563 |  | 525.74 | 1 | 0.79333 | 6666.6667 | 14 |  | 514 | 6517.7971 | Per Unit | GS | 0.57723 | 0.60437 | 0.83705 | 1.097 | 1.2026 | 1.2026 | 1.289 | 1.2891 | 1.2453 | 1.1192 | 0.77553 | 0.85362 | CloNgs122 | CloN | gs | 122 | [32 empty] | 0.0079361 | 0.001189 | 0.00094058
122 | Appliances | Unit | Miscellaneous | Turnover | Energy Star Vending Machine | 0.075181 | 0.060986 |  | 525.74 | 1 | 0.81119 | 6993.007 | 14 |  | 514 | 6836.8501 | Per Unit | GS | 0.57723 | 0.60437 | 0.83705 | 1.097 | 1.2026 | 1.2026 | 1.289 | 1.2891 | 1.2453 | 1.1192 | 0.77553 | 0.85362 | CmiTgs122 | CmiT | gs | 122 | [32 empty] | 0.097151 | 0.013901 | 0.011291
122 | Appliances | Unit | Miscellaneous | New | Energy Star Vending Machine | 0.075181 | 0.060986 |  | 525.74 | 1 | 0.81119 | 6993.007 | 14 |  | 514 | 6836.8501 | Per Unit | GS | 0.57723 | 0.60437 | 0.83705 | 1.097 | 1.2026 | 1.2026 | 1.289 | 1.2891 | 1.2453 | 1.1192 | 0.77553 | 0.85362 | CmiNgs122 | CmiN | gs | 122 | [32 empty] | 0.00075136 | 0.00010751 | 8.7324e-05
122 | Appliances | Unit | Offices | Turnover | Energy Star Vending Machine | 0.075181 | 0.060986 |  | 525.74 | 1 | 0.81119 | 6993.007 | 14 |  | 514 | 6836.8501 | Per Unit | GS | 0.57723 | 0.60437 | 0.83705 | 1.097 | 1.2026 | 1.2026 | 1.289 | 1.2891 | 1.2453 | 1.1192 | 0.77553 | 0.85362 | CofTgs122 | CofT | gs | 122 | [32 empty] | 1.6392 | 0.23455 | 0.19051
122 | Appliances | Unit | Offices | New | Energy Star Vending Machine | 0.075181 | 0.060986 |  | 525.74 | 1 | 0.81119 | 6993.007 | 14 |  | 514 | 6836.8501 | Per Unit | GS | 0.57723 | 0.60437 | 0.83705 | 1.097 | 1.2026 | 1.2026 | 1.289 | 1.2891 | 1.2453 | 1.1192 | 0.77553 | 0.85362 | CofNgs122 | CofN | gs | 122 | [32 empty] | 0.012677 | 0.001814 | 0.0014734
122 | Appliances | Unit | Restaurants | Turnover | Energy Star Vending Machine | 0.074129 | 0.059409 |  | 525.74 | 1 | 0.80142 | 7092.1986 | 14 |  | 514 | 6933.8267 | Per Unit | GS | 0.57723 | 0.60437 | 0.83705 | 1.097 | 1.2026 | 1.2026 | 1.289 | 1.2891 | 1.2453 | 1.1192 | 0.77553 | 0.85362 | CreTgs122 | CreT | gs | 122 | [32 empty] | 11.1009 | 1.5689 | 1.2565
122 | Appliances | Unit | Restaurants | New | Energy Star Vending Machine | 0.074129 | 0.059409 |  | 525.74 | 1 | 0.80142 | 7092.1986 | 14 |  | 514 | 6933.8267 | Per Unit | GS | 0.57723 | 0.60437 | 0.83705 | 1.097 | 1.2026 | 1.2026 | 1.289 | 1.2891 | 1.2453 | 1.1192 | 0.77553 | 0.85362 | CreNgs122 | CreN | gs | 122 | [32 empty] | 0.085854 | 0.012134 | 0.0097176
122 | Appliances | Unit | Retail | Turnover | Energy Star Vending Machine | 0.078861 | 0.062563 |  | 525.74 | 1 | 0.79333 | 6666.6667 | 14 |  | 514 | 6517.7971 | Per Unit | GS | 0.57723 | 0.60437 | 0.83705 | 1.097 | 1.2026 | 1.2026 | 1.289 | 1.2891 | 1.2453 | 1.1192 | 0.77553 | 0.85362 | CrtTgs122 | CrtT | gs | 122 | [32 empty] | 3.4607 | 0.51849 | 0.41015
122 | Appliances | Unit | Retail | New | Energy Star Vending Machine | 0.078861 | 0.062563 |  | 525.74 | 1 | 0.79333 | 6666.6667 | 14 |  | 514 | 6517.7971 | Per Unit | GS | 0.57723 | 0.60437 | 0.83705 | 1.097 | 1.2026 | 1.2026 | 1.289 | 1.2891 | 1.2453 | 1.1192 | 0.77553 | 0.85362 | CrtNgs122 | CrtN | gs | 122 | [32 empty] | 0.026765 | 0.00401 | 0.0031721
122 | Appliances | Unit | Schools K-12 | Turnover | Energy Star Vending Machine | 0.075181 | 0.060986 |  | 525.74 | 1 | 0.81119 | 6993.007 | 14 |  | 514 | 6836.8501 | Per Unit | GS | 0.57723 | 0.60437 | 0.83705 | 1.097 | 1.2026 | 1.2026 | 1.289 | 1.2891 | 1.2453 | 1.1192 | 0.77553 | 0.85362 | CscTgs122 | CscT | gs | 122 | [32 empty] | 0.033609 | 0.004809 | 0.0039061
122 | Appliances | Unit | Schools K-12 | New | Energy Star Vending Machine | 0.075181 | 0.060986 |  | 525.74 | 1 | 0.81119 | 6993.007 | 14 |  | 514 | 6836.8501 | Per Unit | GS | 0.57723 | 0.60437 | 0.83705 | 1.097 | 1.2026 | 1.2026 | 1.289 | 1.2891 | 1.2453 | 1.1192 | 0.77553 | 0.85362 | CscNgs122 | CscN | gs | 122 | [32 empty] | 0.00025993 | 3.7193e-05 | 3.0209e-05
122 | Appliances | Unit | Warehouse | Turnover | Energy Star Vending Machine | 0.075181 | 0.060986 |  | 525.74 | 1 | 0.81119 | 6993.007 | 14 |  | 514 | 6836.8501 | Per Unit | GS | 0.57723 | 0.60437 | 0.83705 | 1.097 | 1.2026 | 1.2026 | 1.289 | 1.2891 | 1.2453 | 1.1192 | 0.77553 | 0.85362 | CwaTgs122 | CwaT | gs | 122 | [32 empty] | 0.011468 | 0.001641 | 0.0013329
122 | Appliances | Unit | Warehouse | New | Energy Star Vending Machine | 0.075181 | 0.060986 |  | 525.74 | 1 | 0.81119 | 6993.007 | 14 |  | 514 | 6836.8501 | Per Unit | GS | 0.57723 | 0.60437 | 0.83705 | 1.097 | 1.2026 | 1.2026 | 1.289 | 1.2891 | 1.2453 | 1.1192 | 0.77553 | 0.85362 | CwaNgs122 | CwaN | gs | 122 | [32 empty] | 8.8696e-05 | 1.2691e-05 | 1.0308e-05
123 | Appliances | Unit | Assembly | Turnover | ENERGY STAR Water Cooler | 0.011799 | 0.005106 |  | 69 | 1 | 0.43275 | 5847.9532 | 10 |  | 60 | 5085.1767 | Per Appliance | GS | 0.57723 | 0.60437 | 0.83705 | 1.097 | 1.2026 | 1.2026 | 1.289 | 1.2891 | 1.2453 | 1.1192 | 0.77553 | 0.85362 | CasTgs123 | CasT | gs | 123 | [32 empty] | 0 | 0 | 0
123 | Appliances | Unit | Assembly | New | ENERGY STAR Water Cooler | 0.011799 | 0.005106 |  | 69 | 1 | 0.43275 | 5847.9532 | 10 |  | 60 | 5085.1767 | Per Appliance | GS | 0.57723 | 0.60437 | 0.83705 | 1.097 | 1.2026 | 1.2026 | 1.289 | 1.2891 | 1.2453 | 1.1192 | 0.77553 | 0.85362 | CasNgs123 | CasN | gs | 123 | [32 empty] | 0 | 0 | 0
123 | Appliances | Unit | College and University | Turnover | ENERGY STAR Water Cooler | 0.006969 | 0.007038 |  | 69 | 1 | 1.0099 | 9900.9901 | 10 |  | 60 | 8609.5566 | Per Appliance | GS | 0.57723 | 0.60437 | 0.83705 | 1.097 | 1.2026 | 1.2026 | 1.289 | 1.2891 | 1.2453 | 1.1192 | 0.77553 | 0.85362 | CcoTgs123 | CcoT | gs | 123 | [32 empty] | 0 | 0 | 0
123 | Appliances | Unit | College and University | New | ENERGY STAR Water Cooler | 0.006969 | 0.007038 |  | 69 | 1 | 1.0099 | 9900.9901 | 10 |  | 60 | 8609.5566 | Per Appliance | GS | 0.57723 | 0.60437 | 0.83705 | 1.097 | 1.2026 | 1.2026 | 1.289 | 1.2891 | 1.2453 | 1.1192 | 0.77553 | 0.85362 | CcoNgs123 | CcoN | gs | 123 | [32 empty] | 0 | 0 | 0
123 | Appliances | Unit | Data Center | Turnover | ENERGY STAR Water Cooler | 0.007659 | 0.008142 |  | 69 | 1 | 1.0631 | 9009.009 | 10 |  | 60 | 7833.9209 | Per Appliance | GS | 0.57723 | 0.60437 | 0.83705 | 1.097 | 1.2026 | 1.2026 | 1.289 | 1.2891 | 1.2453 | 1.1192 | 0.77553 | 0.85362 | CdaTgs123 | CdaT | gs | 123 | [32 empty] | 0 | 0 | 0
123 | Appliances | Unit | Data Center | New | ENERGY STAR Water Cooler | 0.007659 | 0.008142 |  | 69 | 1 | 1.0631 | 9009.009 | 10 |  | 60 | 7833.9209 | Per Appliance | GS | 0.57723 | 0.60437 | 0.83705 | 1.097 | 1.2026 | 1.2026 | 1.289 | 1.2891 | 1.2453 | 1.1192 | 0.77553 | 0.85362 | CdaNgs123 | CdaN | gs | 123 | [32 empty] | 0 | 0 | 0
123 | Appliances | Unit | Grocery | Turnover | ENERGY STAR Water Cooler | 0.009315 | 0.005589 |  | 69 | 1 | 0.6 | 7407.4074 | 10 |  | 60 | 6441.2238 | Per Appliance | GS | 0.57723 | 0.60437 | 0.83705 | 1.097 | 1.2026 | 1.2026 | 1.289 | 1.2891 | 1.2453 | 1.1192 | 0.77553 | 0.85362 | CgrTgs123 | CgrT | gs | 123 | [32 empty] | 0 | 0 | 0
123 | Appliances | Unit | Grocery | New | ENERGY STAR Water Cooler | 0.009315 | 0.005589 |  | 69 | 1 | 0.6 | 7407.4074 | 10 |  | 60 | 6441.2238 | Per Appliance | GS | 0.57723 | 0.60437 | 0.83705 | 1.097 | 1.2026 | 1.2026 | 1.289 | 1.2891 | 1.2453 | 1.1192 | 0.77553 | 0.85362 | CgrNgs123 | CgrN | gs | 123 | [32 empty] | 0 | 0 | 0
123 | Appliances | Unit | Healthcare | Turnover | ENERGY STAR Water Cooler | 0.009936 | 0.010281 |  | 69 | 1 | 1.0347 | 6944.4444 | 10 |  | 60 | 6038.6473 | Per Appliance | GS | 0.57723 | 0.60437 | 0.83705 | 1.097 | 1.2026 | 1.2026 | 1.289 | 1.2891 | 1.2453 | 1.1192 | 0.77553 | 0.85362 | CheTgs123 | CheT | gs | 123 | [32 empty] | 0 | 0 | 0
123 | Appliances | Unit | Healthcare | New | ENERGY STAR Water Cooler | 0.009936 | 0.010281 |  | 69 | 1 | 1.0347 | 6944.4444 | 10 |  | 60 | 6038.6473 | Per Appliance | GS | 0.57723 | 0.60437 | 0.83705 | 1.097 | 1.2026 | 1.2026 | 1.289 | 1.2891 | 1.2453 | 1.1192 | 0.77553 | 0.85362 | CheNgs123 | CheN | gs | 123 | [32 empty] | 0 | 0 | 0
123 | Appliances | Unit | Hospitals | Turnover | ENERGY STAR Water Cooler | 0.006969 | 0.007038 |  | 69 | 1 | 1.0099 | 9900.9901 | 10 |  | 60 | 8609.5566 | Per Appliance | GS | 0.57723 | 0.60437 | 0.83705 | 1.097 | 1.2026 | 1.2026 | 1.289 | 1.2891 | 1.2453 | 1.1192 | 0.77553 | 0.85362 | ChoTgs123 | ChoT | gs | 123 | [32 empty] | 0 | 0 | 0
123 | Appliances | Unit | Hospitals | New | ENERGY STAR Water Cooler | 0.006969 | 0.007038 |  | 69 | 1 | 1.0099 | 9900.9901 | 10 |  | 60 | 8609.5566 | Per Appliance | GS | 0.57723 | 0.60437 | 0.83705 | 1.097 | 1.2026 | 1.2026 | 1.289 | 1.2891 | 1.2453 | 1.1192 | 0.77553 | 0.85362 | ChoNgs123 | ChoN | gs | 123 | [32 empty] | 0 | 0 | 0
123 | Appliances | Unit | Institutional | Turnover | ENERGY STAR Water Cooler | 0.007659 | 0.00828 |  | 69 | 1 | 1.0811 | 9009.009 | 10 |  | 60 | 7833.9209 | Per Appliance | GS | 0.57723 | 0.60437 | 0.83705 | 1.097 | 1.2026 | 1.2026 | 1.289 | 1.2891 | 1.2453 | 1.1192 | 0.77553 | 0.85362 | CinTgs123 | CinT | gs | 123 | [32 empty] | 0.40653 | 0.04504 | 0.048894
123 | Appliances | Unit | Institutional | New | ENERGY STAR Water Cooler | 0.007659 | 0.00828 |  | 69 | 1 | 1.0811 | 9009.009 | 10 |  | 60 | 7833.9209 | Per Appliance | GS | 0.57723 | 0.60437 | 0.83705 | 1.097 | 1.2026 | 1.2026 | 1.289 | 1.2891 | 1.2453 | 1.1192 | 0.77553 | 0.85362 | CinNgs123 | CinN | gs | 123 | [32 empty] | 0.0034704 | 0.00038448 | 0.00041738
123 | Appliances | Unit | Lodging/Hospitality | Turnover | ENERGY STAR Water Cooler | 0.007383 | 0.008625 |  | 69 | 1 | 1.1682 | 9345.7944 | 10 |  | 60 | 8126.7777 | Per Appliance | GS | 0.57723 | 0.60437 | 0.83705 | 1.097 | 1.2026 | 1.2026 | 1.289 | 1.2891 | 1.2453 | 1.1192 | 0.77553 | 0.85362 | CloTgs123 | CloT | gs | 123 | [32 empty] | 0 | 0 | 0
123 | Appliances | Unit | Lodging/Hospitality | New | ENERGY STAR Water Cooler | 0.007383 | 0.008625 |  | 69 | 1 | 1.1682 | 9345.7944 | 10 |  | 60 | 8126.7777 | Per Appliance | GS | 0.57723 | 0.60437 | 0.83705 | 1.097 | 1.2026 | 1.2026 | 1.289 | 1.2891 | 1.2453 | 1.1192 | 0.77553 | 0.85362 | CloNgs123 | CloN | gs | 123 | [32 empty] | 0 | 0 | 0
123 | Appliances | Unit | Miscellaneous | Turnover | ENERGY STAR Water Cooler | 0.007659 | 0.008142 |  | 69 | 1 | 1.0631 | 9009.009 | 10 |  | 60 | 7833.9209 | Per Appliance | GS | 0.57723 | 0.60437 | 0.83705 | 1.097 | 1.2026 | 1.2026 | 1.289 | 1.2891 | 1.2453 | 1.1192 | 0.77553 | 0.85362 | CmiTgs123 | CmiT | gs | 123 | [32 empty] | 0 | 0 | 0
123 | Appliances | Unit | Miscellaneous | New | ENERGY STAR Water Cooler | 0.007659 | 0.008142 |  | 69 | 1 | 1.0631 | 9009.009 | 10 |  | 60 | 7833.9209 | Per Appliance | GS | 0.57723 | 0.60437 | 0.83705 | 1.097 | 1.2026 | 1.2026 | 1.289 | 1.2891 | 1.2453 | 1.1192 | 0.77553 | 0.85362 | CmiNgs123 | CmiN | gs | 123 | [32 empty] | 0 | 0 | 0
123 | Appliances | Unit | Offices | Turnover | ENERGY STAR Water Cooler | 0.007659 | 0.008142 |  | 69 | 1 | 1.0631 | 9009.009 | 10 |  | 60 | 7833.9209 | Per Appliance | GS | 0.57723 | 0.60437 | 0.83705 | 1.097 | 1.2026 | 1.2026 | 1.289 | 1.2891 | 1.2453 | 1.1192 | 0.77553 | 0.85362 | CofTgs123 | CofT | gs | 123 | [32 empty] | 7.3719 | 0.81993 | 0.86843
123 | Appliances | Unit | Offices | New | ENERGY STAR Water Cooler | 0.007659 | 0.008142 |  | 69 | 1 | 1.0631 | 9009.009 | 10 |  | 60 | 7833.9209 | Per Appliance | GS | 0.57723 | 0.60437 | 0.83705 | 1.097 | 1.2026 | 1.2026 | 1.289 | 1.2891 | 1.2453 | 1.1192 | 0.77553 | 0.85362 | CofNgs123 | CofN | gs | 123 | [32 empty] | 0.10488 | 0.011665 | 0.012355
123 | Appliances | Unit | Restaurants | Turnover | ENERGY STAR Water Cooler | 0.009246 | 0.00345 |  | 69 | 1 | 0.37313 | 7462.6866 | 10 |  | 60 | 6489.2927 | Per Appliance | GS | 0.57723 | 0.60437 | 0.83705 | 1.097 | 1.2026 | 1.2026 | 1.289 | 1.2891 | 1.2453 | 1.1192 | 0.77553 | 0.85362 | CreTgs123 | CreT | gs | 123 | [32 empty] | 0 | 0 | 0
123 | Appliances | Unit | Restaurants | New | ENERGY STAR Water Cooler | 0.009246 | 0.00345 |  | 69 | 1 | 0.37313 | 7462.6866 | 10 |  | 60 | 6489.2927 | Per Appliance | GS | 0.57723 | 0.60437 | 0.83705 | 1.097 | 1.2026 | 1.2026 | 1.289 | 1.2891 | 1.2453 | 1.1192 | 0.77553 | 0.85362 | CreNgs123 | CreN | gs | 123 | [32 empty] | 0 | 0 | 0
123 | Appliances | Unit | Retail | Turnover | ENERGY STAR Water Cooler | 0.009867 | 0.005451 |  | 69 | 1 | 0.55245 | 6993.007 | 10 |  | 60 | 6080.8756 | Per Appliance | GS | 0.57723 | 0.60437 | 0.83705 | 1.097 | 1.2026 | 1.2026 | 1.289 | 1.2891 | 1.2453 | 1.1192 | 0.77553 | 0.85362 | CrtTgs123 | CrtT | gs | 123 | [32 empty] | 0 | 0 | 0
123 | Appliances | Unit | Retail | New | ENERGY STAR Water Cooler | 0.009867 | 0.005451 |  | 69 | 1 | 0.55245 | 6993.007 | 10 |  | 60 | 6080.8756 | Per Appliance | GS | 0.57723 | 0.60437 | 0.83705 | 1.097 | 1.2026 | 1.2026 | 1.289 | 1.2891 | 1.2453 | 1.1192 | 0.77553 | 0.85362 | CrtNgs123 | CrtN | gs | 123 | [32 empty] | 0 | 0 | 0
123 | Appliances | Unit | Schools K-12 | Turnover | ENERGY STAR Water Cooler | 0.007107 | 0.007383 |  | 69 | 1 | 1.0388 | 9708.7379 | 10 |  | 60 | 8442.3808 | Per Appliance | GS | 0.57723 | 0.60437 | 0.83705 | 1.097 | 1.2026 | 1.2026 | 1.289 | 1.2891 | 1.2453 | 1.1192 | 0.77553 | 0.85362 | CscTgs123 | CscT | gs | 123 | [32 empty] | 0 | 0 | 0
123 | Appliances | Unit | Schools K-12 | New | ENERGY STAR Water Cooler | 0.007107 | 0.007383 |  | 69 | 1 | 1.0388 | 9708.7379 | 10 |  | 60 | 8442.3808 | Per Appliance | GS | 0.57723 | 0.60437 | 0.83705 | 1.097 | 1.2026 | 1.2026 | 1.289 | 1.2891 | 1.2453 | 1.1192 | 0.77553 | 0.85362 | CscNgs123 | CscN | gs | 123 | [32 empty] | 0 | 0 | 0
123 | Appliances | Unit | Warehouse | Turnover | ENERGY STAR Water Cooler | 0.010557 | 0.007659 |  | 69 | 1 | 0.72549 | 6535.9477 | 10 |  | 60 | 5683.4328 | Per Appliance | GS | 0.57723 | 0.60437 | 0.83705 | 1.097 | 1.2026 | 1.2026 | 1.289 | 1.2891 | 1.2453 | 1.1192 | 0.77553 | 0.85362 | CwaTgs123 | CwaT | gs | 123 | [32 empty] | 0 | 0 | 0
123 | Appliances | Unit | Warehouse | New | ENERGY STAR Water Cooler | 0.010557 | 0.007659 |  | 69 | 1 | 0.72549 | 6535.9477 | 10 |  | 60 | 5683.4328 | Per Appliance | GS | 0.57723 | 0.60437 | 0.83705 | 1.097 | 1.2026 | 1.2026 | 1.289 | 1.2891 | 1.2453 | 1.1192 | 0.77553 | 0.85362 | CwaNgs123 | CwaN | gs | 123 | [32 empty] | 0 | 0 | 0
124 | Appliances | Unit | Assembly | Existing | High Efficiency Air Compressor | 1.587 | 0.68678 |  | 9280.84 | 1 | 0.43275 | 5847.9532 | 15 |  | 5440 | 3427.8002 | Per Unit | GS | 1 | 1 | 1 | 1 | 1 | 1 | 1 | 1 | 1 | 1 | 1 | 1 | CasEgs124 | CasE | gs | 124 | [32 empty] | 0 | 0 | 0
124 | Appliances | Unit | Assembly | New | High Efficiency Air Compressor | 1.587 | 0.68678 |  | 9280.84 | 1 | 0.43275 | 5847.9532 | 15 |  | 5440 | 3427.8002 | Per Unit | GS | 1 | 1 | 1 | 1 | 1 | 1 | 1 | 1 | 1 | 1 | 1 | 1 | CasNgs124 | CasN | gs | 124 | [32 empty] | 0 | 0 | 0
124 | Appliances | Unit | College and University | Existing | High Efficiency Air Compressor | 1.271 | 1.2836 |  | 12584.37 | 1 | 1.0099 | 9900.9901 | 15 |  | 5440 | 4280.0225 | Per Unit | GS | 1 | 1 | 1 | 1 | 1 | 1 | 1 | 1 | 1 | 1 | 1 | 1 | CcoEgs124 | CcoE | gs | 124 | [32 empty] | 0 | 0 | 0
124 | Appliances | Unit | College and University | New | High Efficiency Air Compressor | 1.271 | 1.2836 |  | 12584.37 | 1 | 1.0099 | 9900.9901 | 15 |  | 5440 | 4280.0225 | Per Unit | GS | 1 | 1 | 1 | 1 | 1 | 1 | 1 | 1 | 1 | 1 | 1 | 1 | CcoNgs124 | CcoN | gs | 124 | [32 empty] | 0 | 0 | 0
124 | Appliances | Unit | Data Center | Existing | High Efficiency Air Compressor | 1.4593 | 1.5514 |  | 13147.27 | 1 | 1.0631 | 9009.009 | 15 |  | 5440 | 3727.6947 | Per Unit | GS | 1 | 1 | 1 | 1 | 1 | 1 | 1 | 1 | 1 | 1 | 1 | 1 | CdaEgs124 | CdaE | gs | 124 | [32 empty] | 0 | 0 | 0
124 | Appliances | Unit | Data Center | New | High Efficiency Air Compressor | 1.4593 | 1.5514 |  | 13147.27 | 1 | 1.0631 | 9009.009 | 15 |  | 5440 | 3727.6947 | Per Unit | GS | 1 | 1 | 1 | 1 | 1 | 1 | 1 | 1 | 1 | 1 | 1 | 1 | CdaNgs124 | CdaN | gs | 124 | [32 empty] | 0 | 0 | 0
124 | Appliances | Unit | Grocery | Existing | High Efficiency Air Compressor | 3.2771 | 1.9663 |  | 24275.14 | 1 | 0.6 | 7407.4074 | 15 |  | 5440 | 1659.982 | Per Unit | GS | 1 | 1 | 1 | 1 | 1 | 1 | 1 | 1 | 1 | 1 | 1 | 1 | CgrEgs124 | CgrE | gs | 124 | [32 empty] | 0 | 0 | 0
124 | Appliances | Unit | Grocery | New | High Efficiency Air Compressor | 3.2771 | 1.9663 |  | 24275.14 | 1 | 0.6 | 7407.4074 | 15 |  | 5440 | 1659.982 | Per Unit | GS | 1 | 1 | 1 | 1 | 1 | 1 | 1 | 1 | 1 | 1 | 1 | 1 | CgrNgs124 | CgrN | gs | 124 | [32 empty] | 0 | 0 | 0
124 | Appliances | Unit | Healthcare | Existing | High Efficiency Air Compressor | 1.7154 | 1.7749 |  | 11912.41 | 1 | 1.0347 | 6944.4444 | 15 |  | 5440 | 3171.296 | Per Unit | GS | 1 | 1 | 1 | 1 | 1 | 1 | 1 | 1 | 1 | 1 | 1 | 1 | CheEgs124 | CheE | gs | 124 | [32 empty] | 0 | 0 | 0
124 | Appliances | Unit | Healthcare | New | High Efficiency Air Compressor | 1.7154 | 1.7749 |  | 11912.41 | 1 | 1.0347 | 6944.4444 | 15 |  | 5440 | 3171.296 | Per Unit | GS | 1 | 1 | 1 | 1 | 1 | 1 | 1 | 1 | 1 | 1 | 1 | 1 | CheNgs124 | CheN | gs | 124 | [32 empty] | 0 | 0 | 0
124 | Appliances | Unit | Hospitals | Existing | High Efficiency Air Compressor | 2.0361 | 2.0562 |  | 20158.92 | 1 | 1.0099 | 9900.9901 | 15 |  | 5440 | 2671.8389 | Per Unit | GS | 1 | 1 | 1 | 1 | 1 | 1 | 1 | 1 | 1 | 1 | 1 | 1 | ChoEgs124 | ChoE | gs | 124 | [32 empty] | 0 | 0 | 0
124 | Appliances | Unit | Hospitals | New | High Efficiency Air Compressor | 2.0361 | 2.0562 |  | 20158.92 | 1 | 1.0099 | 9900.9901 | 15 |  | 5440 | 2671.8389 | Per Unit | GS | 1 | 1 | 1 | 1 | 1 | 1 | 1 | 1 | 1 | 1 | 1 | 1 | ChoNgs124 | ChoN | gs | 124 | [32 empty] | 0 | 0 | 0
124 | Appliances | Unit | Institutional | Existing | High Efficiency Air Compressor | 1.3559 | 1.4658 |  | 12214.97 | 1 | 1.0811 | 9009.009 | 15 |  | 5440 | 4012.2087 | Per Unit | GS | 1 | 1 | 1 | 1 | 1 | 1 | 1 | 1 | 1 | 1 | 1 | 1 | CinEgs124 | CinE | gs | 124 | [32 empty] | 0 | 0 | 0
124 | Appliances | Unit | Institutional | New | High Efficiency Air Compressor | 1.3559 | 1.4658 |  | 12214.97 | 1 | 1.0811 | 9009.009 | 15 |  | 5440 | 4012.2087 | Per Unit | GS | 1 | 1 | 1 | 1 | 1 | 1 | 1 | 1 | 1 | 1 | 1 | 1 | CinNgs124 | CinN | gs | 124 | [32 empty] | 0 | 0 | 0
124 | Appliances | Unit | Lodging/Hospitality | Existing | High Efficiency Air Compressor | 1.8227 | 2.1294 |  | 17034.81 | 1 | 1.1682 | 9345.7944 | 15 |  | 5440 | 2984.5429 | Per Unit | GS | 1 | 1 | 1 | 1 | 1 | 1 | 1 | 1 | 1 | 1 | 1 | 1 | CloEgs124 | CloE | gs | 124 | [32 empty] | 0 | 0 | 0
124 | Appliances | Unit | Lodging/Hospitality | New | High Efficiency Air Compressor | 1.8227 | 2.1294 |  | 17034.81 | 1 | 1.1682 | 9345.7944 | 15 |  | 5440 | 2984.5429 | Per Unit | GS | 1 | 1 | 1 | 1 | 1 | 1 | 1 | 1 | 1 | 1 | 1 | 1 | CloNgs124 | CloN | gs | 124 | [32 empty] | 0 | 0 | 0
124 | Appliances | Unit | Miscellaneous | Existing | High Efficiency Air Compressor | 1.6038 | 1.705 |  | 14448.98 | 1 | 1.0631 | 9009.009 | 15 |  | 5440 | 3391.8663 | Per Unit | GS | 1 | 1 | 1 | 1 | 1 | 1 | 1 | 1 | 1 | 1 | 1 | 1 | CmiEgs124 | CmiE | gs | 124 | [32 empty] | 0 | 0 | 0
124 | Appliances | Unit | Miscellaneous | New | High Efficiency Air Compressor | 1.6038 | 1.705 |  | 14448.98 | 1 | 1.0631 | 9009.009 | 15 |  | 5440 | 3391.8663 | Per Unit | GS | 1 | 1 | 1 | 1 | 1 | 1 | 1 | 1 | 1 | 1 | 1 | 1 | CmiNgs124 | CmiN | gs | 124 | [32 empty] | 0 | 0 | 0
124 | Appliances | Unit | Offices | Existing | High Efficiency Air Compressor | 1.4605 | 1.5526 |  | 13157.83 | 1 | 1.0631 | 9009.009 | 15 |  | 5440 | 3724.703 | Per Unit | GS | 1 | 1 | 1 | 1 | 1 | 1 | 1 | 1 | 1 | 1 | 1 | 1 | CofEgs124 | CofE | gs | 124 | [32 empty] | 0 | 0 | 0
124 | Appliances | Unit | Offices | New | High Efficiency Air Compressor | 1.4605 | 1.5526 |  | 13157.83 | 1 | 1.0631 | 9009.009 | 15 |  | 5440 | 3724.703 | Per Unit | GS | 1 | 1 | 1 | 1 | 1 | 1 | 1 | 1 | 1 | 1 | 1 | 1 | CofNgs124 | CofN | gs | 124 | [32 empty] | 0 | 0 | 0
124 | Appliances | Unit | Restaurants | Existing | High Efficiency Air Compressor | 2.4882 | 0.92844 |  | 18568.72 | 1 | 0.37313 | 7462.6866 | 15 |  | 5440 | 2186.312 | Per Unit | GS | 1 | 1 | 1 | 1 | 1 | 1 | 1 | 1 | 1 | 1 | 1 | 1 | CreEgs124 | CreE | gs | 124 | [32 empty] | 0 | 0 | 0
124 | Appliances | Unit | Restaurants | New | High Efficiency Air Compressor | 2.4882 | 0.92844 |  | 18568.72 | 1 | 0.37313 | 7462.6866 | 15 |  | 5440 | 2186.312 | Per Unit | GS | 1 | 1 | 1 | 1 | 1 | 1 | 1 | 1 | 1 | 1 | 1 | 1 | CreNgs124 | CreN | gs | 124 | [32 empty] | 0 | 0 | 0
124 | Appliances | Unit | Retail | Existing | High Efficiency Air Compressor | 1.8453 | 1.0195 |  | 12904.52 | 1 | 0.55245 | 6993.007 | 15 |  | 5440 | 2947.9561 | Per Unit | GS | 1 | 1 | 1 | 1 | 1 | 1 | 1 | 1 | 1 | 1 | 1 | 1 | CrtEgs124 | CrtE | gs | 124 | [32 empty] | 0 | 0 | 0
124 | Appliances | Unit | Retail | New | High Efficiency Air Compressor | 1.8453 | 1.0195 |  | 12904.52 | 1 | 0.55245 | 6993.007 | 15 |  | 5440 | 2947.9561 | Per Unit | GS | 1 | 1 | 1 | 1 | 1 | 1 | 1 | 1 | 1 | 1 | 1 | 1 | CrtNgs124 | CrtN | gs | 124 | [32 empty] | 0 | 0 | 0
124 | Appliances | Unit | Schools K-12 | Existing | High Efficiency Air Compressor | 1.0063 | 1.0454 |  | 9769.86 | 1 | 1.0388 | 9708.7379 | 15 |  | 5440 | 5405.9663 | Per Unit | GS | 1 | 1 | 1 | 1 | 1 | 1 | 1 | 1 | 1 | 1 | 1 | 1 | CscEgs124 | CscE | gs | 124 | [32 empty] | 0 | 0 | 0
124 | Appliances | Unit | Schools K-12 | New | High Efficiency Air Compressor | 1.0063 | 1.0454 |  | 9769.86 | 1 | 1.0388 | 9708.7379 | 15 |  | 5440 | 5405.9663 | Per Unit | GS | 1 | 1 | 1 | 1 | 1 | 1 | 1 | 1 | 1 | 1 | 1 | 1 | CscNgs124 | CscN | gs | 124 | [32 empty] | 0 | 0 | 0
124 | Appliances | Unit | Warehouse | Existing | High Efficiency Air Compressor | 1.9642 | 1.425 |  | 12837.68 | 1 | 0.72549 | 6535.9477 | 15 |  | 5440 | 2769.6247 | Per Unit | GS | 1 | 1 | 1 | 1 | 1 | 1 | 1 | 1 | 1 | 1 | 1 | 1 | CwaEgs124 | CwaE | gs | 124 | [32 empty] | 60.8561 | 9.2848 | 6.7472
124 | Appliances | Unit | Warehouse | New | High Efficiency Air Compressor | 1.9642 | 1.425 |  | 12837.68 | 1 | 0.72549 | 6535.9477 | 15 |  | 5440 | 2769.6247 | Per Unit | GS | 1 | 1 | 1 | 1 | 1 | 1 | 1 | 1 | 1 | 1 | 1 | 1 | CwaNgs124 | CwaN | gs | 124 | [32 empty] | 0.66676 | 0.10173 | 0.073925
125 | Appliances | Unit | Assembly | Turnover | Ozone Laundry Commercial | 0.12757 | 0.055204 |  | 746 | 1 | 0.43275 | 5847.9532 | 10 |  | 233.28 | 1828.7004 | Per Ozone Laundry System | GS | 0.536 | 0.638 | 0.811 | 0.882 | 1.033 | 1.022 | 1.038 | 1.051 | 1.035 | 1.017 | 0.878 | 0.562 | CasTgs125 | CasT | gs | 125 | [32 empty] | 0 | 0 | 0
125 | Appliances | Unit | Assembly | New | Ozone Laundry Commercial | 0.12757 | 0.055204 |  | 746 | 1 | 0.43275 | 5847.9532 | 10 |  | 233.28 | 1828.7004 | Per Ozone Laundry System | GS | 0.536 | 0.638 | 0.811 | 0.882 | 1.033 | 1.022 | 1.038 | 1.051 | 1.035 | 1.017 | 0.878 | 0.562 | CasNgs125 | CasN | gs | 125 | [32 empty] | 0 | 0 | 0
125 | Appliances | Unit | College and University | Turnover | Ozone Laundry Commercial | 0.075346 | 0.076092 |  | 746 | 1 | 1.0099 | 9900.9901 | 10 |  | 233.28 | 3096.1166 | Per Ozone Laundry System | GS | 0.536 | 0.638 | 0.811 | 0.882 | 1.033 | 1.022 | 1.038 | 1.051 | 1.035 | 1.017 | 0.878 | 0.562 | CcoTgs125 | CcoT | gs | 125 | [32 empty] | 5.188 | 0.52623 | 0.52715
125 | Appliances | Unit | College and University | New | Ozone Laundry Commercial | 0.075346 | 0.076092 |  | 746 | 1 | 1.0099 | 9900.9901 | 10 |  | 233.28 | 3096.1166 | Per Ozone Laundry System | GS | 0.536 | 0.638 | 0.811 | 0.882 | 1.033 | 1.022 | 1.038 | 1.051 | 1.035 | 1.017 | 0.878 | 0.562 | CcoNgs125 | CcoN | gs | 125 | [32 empty] | 0.049132 | 0.0049835 | 0.0049922
125 | Appliances | Unit | Data Center | Turnover | Ozone Laundry Commercial | 0.082806 | 0.088028 |  | 746 | 1 | 1.0631 | 9009.009 | 10 |  | 233.28 | 2817.1872 | Per Ozone Laundry System | GS | 0.536 | 0.638 | 0.811 | 0.882 | 1.033 | 1.022 | 1.038 | 1.051 | 1.035 | 1.017 | 0.878 | 0.562 | CdaTgs125 | CdaT | gs | 125 | [32 empty] | 0 | 0 | 0
125 | Appliances | Unit | Data Center | New | Ozone Laundry Commercial | 0.082806 | 0.088028 |  | 746 | 1 | 1.0631 | 9009.009 | 10 |  | 233.28 | 2817.1872 | Per Ozone Laundry System | GS | 0.536 | 0.638 | 0.811 | 0.882 | 1.033 | 1.022 | 1.038 | 1.051 | 1.035 | 1.017 | 0.878 | 0.562 | CdaNgs125 | CdaN | gs | 125 | [32 empty] | 0 | 0 | 0
125 | Appliances | Unit | Grocery | Turnover | Ozone Laundry Commercial | 0.10071 | 0.060426 |  | 746 | 1 | 0.6 | 7407.4074 | 10 |  | 233.28 | 2316.3539 | Per Ozone Laundry System | GS | 0.536 | 0.638 | 0.811 | 0.882 | 1.033 | 1.022 | 1.038 | 1.051 | 1.035 | 1.017 | 0.878 | 0.562 | CgrTgs125 | CgrT | gs | 125 | [32 empty] | 0 | 0 | 0
125 | Appliances | Unit | Grocery | New | Ozone Laundry Commercial | 0.10071 | 0.060426 |  | 746 | 1 | 0.6 | 7407.4074 | 10 |  | 233.28 | 2316.3539 | Per Ozone Laundry System | GS | 0.536 | 0.638 | 0.811 | 0.882 | 1.033 | 1.022 | 1.038 | 1.051 | 1.035 | 1.017 | 0.878 | 0.562 | CgrNgs125 | CgrN | gs | 125 | [32 empty] | 0 | 0 | 0
125 | Appliances | Unit | Healthcare | Turnover | Ozone Laundry Commercial | 0.10742 | 0.11115 |  | 746 | 1 | 1.0347 | 6944.4444 | 10 |  | 233.28 | 2171.5818 | Per Ozone Laundry System | GS | 0.536 | 0.638 | 0.811 | 0.882 | 1.033 | 1.022 | 1.038 | 1.051 | 1.035 | 1.017 | 0.878 | 0.562 | CheTgs125 | CheT | gs | 125 | [32 empty] | 8.8674 | 1.2756 | 1.3222
125 | Appliances | Unit | Healthcare | New | Ozone Laundry Commercial | 0.10742 | 0.11115 |  | 746 | 1 | 1.0347 | 6944.4444 | 10 |  | 233.28 | 2171.5818 | Per Ozone Laundry System | GS | 0.536 | 0.638 | 0.811 | 0.882 | 1.033 | 1.022 | 1.038 | 1.051 | 1.035 | 1.017 | 0.878 | 0.562 | CheNgs125 | CheN | gs | 125 | [32 empty] | 0.093892 | 0.013507 | 0.014
125 | Appliances | Unit | Hospitals | Turnover | Ozone Laundry Commercial | 0.075346 | 0.076092 |  | 746 | 1 | 1.0099 | 9900.9901 | 10 |  | 233.28 | 3096.1166 | Per Ozone Laundry System | GS | 0.536 | 0.638 | 0.811 | 0.882 | 1.033 | 1.022 | 1.038 | 1.051 | 1.035 | 1.017 | 0.878 | 0.562 | ChoTgs125 | ChoT | gs | 125 | [32 empty] | 4.5444 | 0.46094 | 0.46175
125 | Appliances | Unit | Hospitals | New | Ozone Laundry Commercial | 0.075346 | 0.076092 |  | 746 | 1 | 1.0099 | 9900.9901 | 10 |  | 233.28 | 3096.1166 | Per Ozone Laundry System | GS | 0.536 | 0.638 | 0.811 | 0.882 | 1.033 | 1.022 | 1.038 | 1.051 | 1.035 | 1.017 | 0.878 | 0.562 | ChoNgs125 | ChoN | gs | 125 | [32 empty] | 0.043037 | 0.0043653 | 0.0043729
125 | Appliances | Unit | Institutional | Turnover | Ozone Laundry Commercial | 0.082806 | 0.08952 |  | 746 | 1 | 1.0811 | 9009.009 | 10 |  | 233.28 | 2817.1872 | Per Ozone Laundry System | GS | 0.536 | 0.638 | 0.811 | 0.882 | 1.033 | 1.022 | 1.038 | 1.051 | 1.035 | 1.017 | 0.878 | 0.562 | CinTgs125 | CinT | gs | 125 | [32 empty] | 0 | 0 | 0
125 | Appliances | Unit | Institutional | New | Ozone Laundry Commercial | 0.082806 | 0.08952 |  | 746 | 1 | 1.0811 | 9009.009 | 10 |  | 233.28 | 2817.1872 | Per Ozone Laundry System | GS | 0.536 | 0.638 | 0.811 | 0.882 | 1.033 | 1.022 | 1.038 | 1.051 | 1.035 | 1.017 | 0.878 | 0.562 | CinNgs125 | CinN | gs | 125 | [32 empty] | 0 | 0 | 0
125 | Appliances | Unit | Lodging/Hospitality | Turnover | Ozone Laundry Commercial | 0.079822 | 0.09325 |  | 746 | 1 | 1.1682 | 9345.7944 | 10 |  | 233.28 | 2922.5026 | Per Ozone Laundry System | GS | 0.536 | 0.638 | 0.811 | 0.882 | 1.033 | 1.022 | 1.038 | 1.051 | 1.035 | 1.017 | 0.878 | 0.562 | CloTgs125 | CloT | gs | 125 | [32 empty] | 25.4 | 2.7197 | 3.1626
125 | Appliances | Unit | Lodging/Hospitality | New | Ozone Laundry Commercial | 0.079822 | 0.09325 |  | 746 | 1 | 1.1682 | 9345.7944 | 10 |  | 233.28 | 2922.5026 | Per Ozone Laundry System | GS | 0.536 | 0.638 | 0.811 | 0.882 | 1.033 | 1.022 | 1.038 | 1.051 | 1.035 | 1.017 | 0.878 | 0.562 | CloNgs125 | CloN | gs | 125 | [32 empty] | 0.26895 | 0.028797 | 0.033487
125 | Appliances | Unit | Miscellaneous | Turnover | Ozone Laundry Commercial | 0.082806 | 0.088028 |  | 746 | 1 | 1.0631 | 9009.009 | 10 |  | 233.28 | 2817.1872 | Per Ozone Laundry System | GS | 0.536 | 0.638 | 0.811 | 0.882 | 1.033 | 1.022 | 1.038 | 1.051 | 1.035 | 1.017 | 0.878 | 0.562 | CmiTgs125 | CmiT | gs | 125 | [32 empty] | 0 | 0 | 0
125 | Appliances | Unit | Miscellaneous | New | Ozone Laundry Commercial | 0.082806 | 0.088028 |  | 746 | 1 | 1.0631 | 9009.009 | 10 |  | 233.28 | 2817.1872 | Per Ozone Laundry System | GS | 0.536 | 0.638 | 0.811 | 0.882 | 1.033 | 1.022 | 1.038 | 1.051 | 1.035 | 1.017 | 0.878 | 0.562 | CmiNgs125 | CmiN | gs | 125 | [32 empty] | 0 | 0 | 0
125 | Appliances | Unit | Offices | Turnover | Ozone Laundry Commercial | 0.082806 | 0.088028 |  | 746 | 1 | 1.0631 | 9009.009 | 10 |  | 233.28 | 2817.1872 | Per Ozone Laundry System | GS | 0.536 | 0.638 | 0.811 | 0.882 | 1.033 | 1.022 | 1.038 | 1.051 | 1.035 | 1.017 | 0.878 | 0.562 | CofTgs125 | CofT | gs | 125 | [32 empty] | 0 | 0 | 0
125 | Appliances | Unit | Offices | New | Ozone Laundry Commercial | 0.082806 | 0.088028 |  | 746 | 1 | 1.0631 | 9009.009 | 10 |  | 233.28 | 2817.1872 | Per Ozone Laundry System | GS | 0.536 | 0.638 | 0.811 | 0.882 | 1.033 | 1.022 | 1.038 | 1.051 | 1.035 | 1.017 | 0.878 | 0.562 | CofNgs125 | CofN | gs | 125 | [32 empty] | 0 | 0 | 0
125 | Appliances | Unit | Restaurants | Turnover | Ozone Laundry Commercial | 0.099964 | 0.0373 |  | 746 | 1 | 0.37313 | 7462.6866 | 10 |  | 233.28 | 2333.6401 | Per Ozone Laundry System | GS | 0.536 | 0.638 | 0.811 | 0.882 | 1.033 | 1.022 | 1.038 | 1.051 | 1.035 | 1.017 | 0.878 | 0.562 | CreTgs125 | CreT | gs | 125 | [32 empty] | 23.5958 | 3.1603 | 1.1836
125 | Appliances | Unit | Restaurants | New | Ozone Laundry Commercial | 0.099964 | 0.0373 |  | 746 | 1 | 0.37313 | 7462.6866 | 10 |  | 233.28 | 2333.6401 | Per Ozone Laundry System | GS | 0.536 | 0.638 | 0.811 | 0.882 | 1.033 | 1.022 | 1.038 | 1.051 | 1.035 | 1.017 | 0.878 | 0.562 | CreNgs125 | CreN | gs | 125 | [32 empty] | 0.26025 | 0.034857 | 0.013055
125 | Appliances | Unit | Retail | Turnover | Ozone Laundry Commercial | 0.10668 | 0.058934 |  | 746 | 1 | 0.55245 | 6993.007 | 10 |  | 233.28 | 2186.7677 | Per Ozone Laundry System | GS | 0.536 | 0.638 | 0.811 | 0.882 | 1.033 | 1.022 | 1.038 | 1.051 | 1.035 | 1.017 | 0.878 | 0.562 | CrtTgs125 | CrtT | gs | 125 | [32 empty] | 0 | 0 | 0
125 | Appliances | Unit | Retail | New | Ozone Laundry Commercial | 0.10668 | 0.058934 |  | 746 | 1 | 0.55245 | 6993.007 | 10 |  | 233.28 | 2186.7677 | Per Ozone Laundry System | GS | 0.536 | 0.638 | 0.811 | 0.882 | 1.033 | 1.022 | 1.038 | 1.051 | 1.035 | 1.017 | 0.878 | 0.562 | CrtNgs125 | CrtN | gs | 125 | [32 empty] | 0 | 0 | 0
125 | Appliances | Unit | Schools K-12 | Turnover | Ozone Laundry Commercial | 0.076838 | 0.079822 |  | 746 | 1 | 1.0388 | 9708.7379 | 10 |  | 233.28 | 3035.9978 | Per Ozone Laundry System | GS | 0.536 | 0.638 | 0.811 | 0.882 | 1.033 | 1.022 | 1.038 | 1.051 | 1.035 | 1.017 | 0.878 | 0.562 | CscTgs125 | CscT | gs | 125 | [32 empty] | 7.4598 | 0.7691 | 0.80131
125 | Appliances | Unit | Schools K-12 | New | Ozone Laundry Commercial | 0.076838 | 0.079822 |  | 746 | 1 | 1.0388 | 9708.7379 | 10 |  | 233.28 | 3035.9978 | Per Ozone Laundry System | GS | 0.536 | 0.638 | 0.811 | 0.882 | 1.033 | 1.022 | 1.038 | 1.051 | 1.035 | 1.017 | 0.878 | 0.562 | CscNgs125 | CscN | gs | 125 | [32 empty] | 0.082279 | 0.0084829 | 0.0088382
125 | Appliances | Unit | Warehouse | Turnover | Ozone Laundry Commercial | 0.11414 | 0.082806 |  | 746 | 1 | 0.72549 | 6535.9477 | 10 |  | 233.28 | 2043.8417 | Per Ozone Laundry System | GS | 0.536 | 0.638 | 0.811 | 0.882 | 1.033 | 1.022 | 1.038 | 1.051 | 1.035 | 1.017 | 0.878 | 0.562 | CwaTgs125 | CwaT | gs | 125 | [32 empty] | 0 | 0 | 0
125 | Appliances | Unit | Warehouse | New | Ozone Laundry Commercial | 0.11414 | 0.082806 |  | 746 | 1 | 0.72549 | 6535.9477 | 10 |  | 233.28 | 2043.8417 | Per Ozone Laundry System | GS | 0.536 | 0.638 | 0.811 | 0.882 | 1.033 | 1.022 | 1.038 | 1.051 | 1.035 | 1.017 | 0.878 | 0.562 | CwaNgs125 | CwaN | gs | 125 | [32 empty] | 0 | 0 | 0
201 | Building Envelope | Insulation | Assembly | Existing | Ceiling Insulation(R19 to R30) | 0.21904 | 0.036701 |  | 673.76 | 1 | 0.16756 | 3075.9928 | 30 |  | 5622.44 | 25668.7618 | Per End Use Consumption | GS | 1 | 1 | 1 | 1 | 1 | 1 | 1 | 1 | 1 | 1 | 1 | 1 | CasEgs201 | CasE | gs | 201 | [32 empty] | 0 | 0 | 0
201 | Building Envelope | Insulation | Assembly | New | Ceiling Insulation(R19 to R30) | 0.21904 | 0.036701 |  | 673.76 | 1 | 0.16756 | 3075.9928 | 30 |  | 5622.44 | 25668.7618 | Per End Use Consumption | GS | 1 | 1 | 1 | 1 | 1 | 1 | 1 | 1 | 1 | 1 | 1 | 1 | CasNgs201 | CasN | gs | 201 | [32 empty] | 0 | 0 | 0
201 | Building Envelope | Insulation | College and University | Existing | Ceiling Insulation(R19 to R30) | 0.22167 | 0.0046462 |  | 1117.46 | 1 | 0.02096 | 5041.0792 | 30 |  | 8424.95 | 38006.5864 | Per End Use Consumption | GS | 1 | 1 | 1 | 1 | 1 | 1 | 1 | 1 | 1 | 1 | 1 | 1 | CcoEgs201 | CcoE | gs | 201 | [32 empty] | 0 | 0 | 0
201 | Building Envelope | Insulation | College and University | New | Ceiling Insulation(R19 to R30) | 0.22167 | 0.0046462 |  | 1117.46 | 1 | 0.02096 | 5041.0792 | 30 |  | 8424.95 | 38006.5864 | Per End Use Consumption | GS | 1 | 1 | 1 | 1 | 1 | 1 | 1 | 1 | 1 | 1 | 1 | 1 | CcoNgs201 | CcoN | gs | 201 | [32 empty] | 0 | 0 | 0
201 | Building Envelope | Insulation | Data Center | Existing | Ceiling Insulation(R19 to R30) | 1.3002 | 0.026323 |  | 6549.44 | 1 | 0.020246 | 5037.3661 | 30 |  | 26588.21 | 20449.771 | Per End Use Consumption | GS | 1 | 1 | 1 | 1 | 1 | 1 | 1 | 1 | 1 | 1 | 1 | 1 | CdaEgs201 | CdaE | gs | 201 | [32 empty] | 0 | 0 | 0
201 | Building Envelope | Insulation | Data Center | New | Ceiling Insulation(R19 to R30) | 1.3002 | 0.026323 |  | 6549.44 | 1 | 0.020246 | 5037.3661 | 30 |  | 26588.21 | 20449.771 | Per End Use Consumption | GS | 1 | 1 | 1 | 1 | 1 | 1 | 1 | 1 | 1 | 1 | 1 | 1 | CdaNgs201 | CdaN | gs | 201 | [32 empty] | 0 | 0 | 0
201 | Building Envelope | Insulation | Grocery | Existing | Ceiling Insulation(R19 to R30) | 0.025066 | 0.005203 |  | 95.16 | 1 | 0.20758 | 3796.446 | 30 |  | 1367.49 | 54556.5571 | Per End Use Consumption | GS | 1 | 1 | 1 | 1 | 1 | 1 | 1 | 1 | 1 | 1 | 1 | 1 | CgrEgs201 | CgrE | gs | 201 | [32 empty] | 0 | 0 | 0
201 | Building Envelope | Insulation | Grocery | New | Ceiling Insulation(R19 to R30) | 0.025066 | 0.005203 |  | 95.16 | 1 | 0.20758 | 3796.446 | 30 |  | 1367.49 | 54556.5571 | Per End Use Consumption | GS | 1 | 1 | 1 | 1 | 1 | 1 | 1 | 1 | 1 | 1 | 1 | 1 | CgrNgs201 | CgrN | gs | 201 | [32 empty] | 0 | 0 | 0
201 | Building Envelope | Insulation | Healthcare | Existing | Ceiling Insulation(R19 to R30) | 0.19209 | 0.0032168 |  | 964.15 | 1 | 0.016746 | 5019.1749 | 30 |  | 3721.01 | 19370.8447 | Per End Use Consumption | GS | 1 | 1 | 1 | 1 | 1 | 1 | 1 | 1 | 1 | 1 | 1 | 1 | CheEgs201 | CheE | gs | 201 | [32 empty] | 0 | 0 | 0
201 | Building Envelope | Insulation | Healthcare | New | Ceiling Insulation(R19 to R30) | 0.19209 | 0.0032168 |  | 964.15 | 1 | 0.016746 | 5019.1749 | 30 |  | 3721.01 | 19370.8447 | Per End Use Consumption | GS | 1 | 1 | 1 | 1 | 1 | 1 | 1 | 1 | 1 | 1 | 1 | 1 | CheNgs201 | CheN | gs | 201 | [32 empty] | 0 | 0 | 0
201 | Building Envelope | Insulation | Hospitals | Existing | Ceiling Insulation(R19 to R30) | 1.8311 | 0.037074 |  | 9224 | 1 | 0.020246 | 5037.3703 | 30 |  | 37445.82 | 20449.7465 | Per End Use Consumption | GS | 1 | 1 | 1 | 1 | 1 | 1 | 1 | 1 | 1 | 1 | 1 | 1 | ChoEgs201 | ChoE | gs | 201 | [32 empty] | 0 | 0 | 0
201 | Building Envelope | Insulation | Hospitals | New | Ceiling Insulation(R19 to R30) | 1.8311 | 0.037074 |  | 9224 | 1 | 0.020246 | 5037.3703 | 30 |  | 37445.82 | 20449.7465 | Per End Use Consumption | GS | 1 | 1 | 1 | 1 | 1 | 1 | 1 | 1 | 1 | 1 | 1 | 1 | ChoNgs201 | ChoN | gs | 201 | [32 empty] | 0 | 0 | 0
201 | Building Envelope | Insulation | Institutional | Existing | Ceiling Insulation(R19 to R30) | 0.064059 | 0.0023799 |  | 328.32 | 1 | 0.037151 | 5125.2356 | 30 |  | 4996.73 | 78001.3966 | Per End Use Consumption | GS | 1 | 1 | 1 | 1 | 1 | 1 | 1 | 1 | 1 | 1 | 1 | 1 | CinEgs201 | CinE | gs | 201 | [32 empty] | 0 | 0 | 0
201 | Building Envelope | Insulation | Institutional | New | Ceiling Insulation(R19 to R30) | 0.064059 | 0.0023799 |  | 328.32 | 1 | 0.037151 | 5125.2356 | 30 |  | 4996.73 | 78001.3966 | Per End Use Consumption | GS | 1 | 1 | 1 | 1 | 1 | 1 | 1 | 1 | 1 | 1 | 1 | 1 | CinNgs201 | CinN | gs | 201 | [32 empty] | 0 | 0 | 0
201 | Building Envelope | Insulation | Lodging/Hospitality | Existing | Ceiling Insulation(R19 to R30) | 0.29091 | 0.015513 |  | 1542.59 | 1 | 0.053324 | 5302.6119 | 30 |  | 7859.12 | 27015.5152 | Per End Use Consumption | GS | 1 | 1 | 1 | 1 | 1 | 1 | 1 | 1 | 1 | 1 | 1 | 1 | CloEgs201 | CloE | gs | 201 | [32 empty] | 0 | 0 | 0
201 | Building Envelope | Insulation | Lodging/Hospitality | New | Ceiling Insulation(R19 to R30) | 0.29091 | 0.015513 |  | 1542.59 | 1 | 0.053324 | 5302.6119 | 30 |  | 7859.12 | 27015.5152 | Per End Use Consumption | GS | 1 | 1 | 1 | 1 | 1 | 1 | 1 | 1 | 1 | 1 | 1 | 1 | CloNgs201 | CloN | gs | 201 | [32 empty] | 0 | 0 | 0
201 | Building Envelope | Insulation | Miscellaneous | Existing | Ceiling Insulation(R19 to R30) | 0.26209 | 0.042898 |  | 805.75 | 1 | 0.16367 | 3074.2887 | 30 |  | 12043.03 | 45949.4269 | Per End Use Consumption | GS | 1 | 1 | 1 | 1 | 1 | 1 | 1 | 1 | 1 | 1 | 1 | 1 | CmiEgs201 | CmiE | gs | 201 | [32 empty] | 0 | 0 | 0
201 | Building Envelope | Insulation | Miscellaneous | New | Ceiling Insulation(R19 to R30) | 0.26209 | 0.042898 |  | 805.75 | 1 | 0.16367 | 3074.2887 | 30 |  | 12043.03 | 45949.4269 | Per End Use Consumption | GS | 1 | 1 | 1 | 1 | 1 | 1 | 1 | 1 | 1 | 1 | 1 | 1 | CmiNgs201 | CmiN | gs | 201 | [32 empty] | 0 | 0 | 0
201 | Building Envelope | Insulation | Offices | Existing | Ceiling Insulation(R19 to R30) | 0.27181 | 0.023921 |  | 826.58 | 1 | 0.088006 | 3041.0746 | 30 |  | 6197.96 | 22802.9455 | Per End Use Consumption | GS | 1 | 1 | 1 | 1 | 1 | 1 | 1 | 1 | 1 | 1 | 1 | 1 | CofEgs201 | CofE | gs | 201 | [32 empty] | 0 | 0 | 0
201 | Building Envelope | Insulation | Offices | New | Ceiling Insulation(R19 to R30) | 0.27181 | 0.023921 |  | 826.58 | 1 | 0.088006 | 3041.0746 | 30 |  | 6197.96 | 22802.9455 | Per End Use Consumption | GS | 1 | 1 | 1 | 1 | 1 | 1 | 1 | 1 | 1 | 1 | 1 | 1 | CofNgs201 | CofN | gs | 201 | [32 empty] | 0 | 0 | 0
201 | Building Envelope | Insulation | Restaurants | Existing | Ceiling Insulation(R19 to R30) | 0.11003 | 0.016593 |  | 409.61 | 1 | 0.1508 | 3722.5657 | 30 |  | 2046.26 | 18596.5608 | Per End Use Consumption | GS | 1 | 1 | 1 | 1 | 1 | 1 | 1 | 1 | 1 | 1 | 1 | 1 | CreEgs201 | CreE | gs | 201 | [32 empty] | 0 | 0 | 0
201 | Building Envelope | Insulation | Restaurants | New | Ceiling Insulation(R19 to R30) | 0.11003 | 0.016593 |  | 409.61 | 1 | 0.1508 | 3722.5657 | 30 |  | 2046.26 | 18596.5608 | Per End Use Consumption | GS | 1 | 1 | 1 | 1 | 1 | 1 | 1 | 1 | 1 | 1 | 1 | 1 | CreNgs201 | CreN | gs | 201 | [32 empty] | 0 | 0 | 0
201 | Building Envelope | Insulation | Retail | Existing | Ceiling Insulation(R19 to R30) | 0.59852 | 0.18303 |  | 1877.35 | 1 | 0.3058 | 3136.676 | 30 |  | 12091.25 | 20202.0583 | Per End Use Consumption | GS | 1 | 1 | 1 | 1 | 1 | 1 | 1 | 1 | 1 | 1 | 1 | 1 | CrtEgs201 | CrtE | gs | 201 | [32 empty] | 0 | 0 | 0
201 | Building Envelope | Insulation | Retail | New | Ceiling Insulation(R19 to R30) | 0.59852 | 0.18303 |  | 1877.35 | 1 | 0.3058 | 3136.676 | 30 |  | 12091.25 | 20202.0583 | Per End Use Consumption | GS | 1 | 1 | 1 | 1 | 1 | 1 | 1 | 1 | 1 | 1 | 1 | 1 | CrtNgs201 | CrtN | gs | 201 | [32 empty] | 0 | 0 | 0
201 | Building Envelope | Insulation | Schools K-12 | Existing | Ceiling Insulation(R19 to R30) | 0.57202 | 0.18542 |  | 1798.85 | 1 | 0.32415 | 3144.7291 | 30 |  | 13292.24 | 23237.3424 | Per End Use Consumption | GS | 1 | 1 | 1 | 1 | 1 | 1 | 1 | 1 | 1 | 1 | 1 | 1 | CscEgs201 | CscE | gs | 201 | [32 empty] | 0 | 0 | 0
201 | Building Envelope | Insulation | Schools K-12 | New | Ceiling Insulation(R19 to R30) | 0.57202 | 0.18542 |  | 1798.85 | 1 | 0.32415 | 3144.7291 | 30 |  | 13292.24 | 23237.3424 | Per End Use Consumption | GS | 1 | 1 | 1 | 1 | 1 | 1 | 1 | 1 | 1 | 1 | 1 | 1 | CscNgs201 | CscN | gs | 201 | [32 empty] | 0 | 0 | 0
201 | Building Envelope | Insulation | Warehouse | Existing | Ceiling Insulation(R19 to R30) | 0.080121 | 0.030231 |  | 253.83 | 1 | 0.37732 | 3168.0677 | 30 |  | 8486.57 | 105921.3959 | Per End Use Consumption | GS | 1 | 1 | 1 | 1 | 1 | 1 | 1 | 1 | 1 | 1 | 1 | 1 | CwaEgs201 | CwaE | gs | 201 | [32 empty] | 0 | 0 | 0
201 | Building Envelope | Insulation | Warehouse | New | Ceiling Insulation(R19 to R30) | 0.080121 | 0.030231 |  | 253.83 | 1 | 0.37732 | 3168.0677 | 30 |  | 8486.57 | 105921.3959 | Per End Use Consumption | GS | 1 | 1 | 1 | 1 | 1 | 1 | 1 | 1 | 1 | 1 | 1 | 1 | CwaNgs201 | CwaN | gs | 201 | [32 empty] | 0 | 0 | 0
202 | Building Envelope | Insulation | Assembly | Existing | Ceiling Insulation(R19 to R38) | 0.29869 | 0.050051 |  | 918.77 | 1 | 0.16757 | 3075.9985 | 30 |  | 8187.06 | 27409.8897 | Per End Use Consumption | GS | 1 | 1 | 1 | 1 | 1 | 1 | 1 | 1 | 1 | 1 | 1 | 1 | CasEgs202 | CasE | gs | 202 | [32 empty] | 0.24908 | 0.036636 | 0.31685
202 | Building Envelope | Insulation | Assembly | New | Ceiling Insulation(R19 to R38) | 0.29869 | 0.050051 |  | 918.77 | 1 | 0.16757 | 3075.9985 | 30 |  | 8187.06 | 27409.8897 | Per End Use Consumption | GS | 1 | 1 | 1 | 1 | 1 | 1 | 1 | 1 | 1 | 1 | 1 | 1 | CasNgs202 | CasN | gs | 202 | [32 empty] | 0.0013463 | 0.00016283 | 0.0019533
202 | Building Envelope | Insulation | College and University | Existing | Ceiling Insulation(R19 to R38) | 0.30228 | 0.0063354 |  | 1523.8 | 1 | 0.020959 | 5041.0737 | 30 |  | 12267.9 | 40584.9771 | Per End Use Consumption | GS | 1 | 1 | 1 | 1 | 1 | 1 | 1 | 1 | 1 | 1 | 1 | 1 | CcoEgs202 | CcoE | gs | 202 | [32 empty] | 0.044973 | 0.0083899 | 0.00069113
202 | Building Envelope | Insulation | College and University | New | Ceiling Insulation(R19 to R38) | 0.30228 | 0.0063354 |  | 1523.8 | 1 | 0.020959 | 5041.0737 | 30 |  | 12267.9 | 40584.9771 | Per End Use Consumption | GS | 1 | 1 | 1 | 1 | 1 | 1 | 1 | 1 | 1 | 1 | 1 | 1 | CcoNgs202 | CcoN | gs | 202 | [32 empty] | 0.0001942 | 3.4917e-05 | 4.2295e-06
202 | Building Envelope | Insulation | Data Center | Existing | Ceiling Insulation(R19 to R38) | 1.773 | 0.035896 |  | 8931.07 | 1 | 0.020246 | 5037.3701 | 30 |  | 38716.17 | 21836.989 | Per End Use Consumption | GS | 1 | 1 | 1 | 1 | 1 | 1 | 1 | 1 | 1 | 1 | 1 | 1 | CdaEgs202 | CdaE | gs | 202 | [32 empty] | 0.0072368 | 0.0013803 | 8.2513e-05
202 | Building Envelope | Insulation | Data Center | New | Ceiling Insulation(R19 to R38) | 1.773 | 0.035896 |  | 8931.07 | 1 | 0.020246 | 5037.3701 | 30 |  | 38716.17 | 21836.989 | Per End Use Consumption | GS | 1 | 1 | 1 | 1 | 1 | 1 | 1 | 1 | 1 | 1 | 1 | 1 | CdaNgs202 | CdaN | gs | 202 | [32 empty] | 3.4905e-05 | 6.511e-06 | 5.371e-07
202 | Building Envelope | Insulation | Grocery | Existing | Ceiling Insulation(R19 to R38) | 0.034183 | 0.0070936 |  | 129.77 | 1 | 0.20752 | 3796.3745 | 30 |  | 1991.25 | 58253.2997 | Per End Use Consumption | GS | 1 | 1 | 1 | 1 | 1 | 1 | 1 | 1 | 1 | 1 | 1 | 1 | CgrEgs202 | CgrE | gs | 202 | [32 empty] | 0.079976 | 0.016843 | 0.015818
202 | Building Envelope | Insulation | Grocery | New | Ceiling Insulation(R19 to R38) | 0.034183 | 0.0070936 |  | 129.77 | 1 | 0.20752 | 3796.3745 | 30 |  | 1991.25 | 58253.2997 | Per End Use Consumption | GS | 1 | 1 | 1 | 1 | 1 | 1 | 1 | 1 | 1 | 1 | 1 | 1 | CgrNgs202 | CgrN | gs | 202 | [32 empty] | 0.00038077 | 7.1981e-05 | 9.7556e-05
202 | Building Envelope | Insulation | Healthcare | Existing | Ceiling Insulation(R19 to R38) | 0.26195 | 0.0043884 |  | 1314.76 | 1 | 0.016753 | 5019.213 | 30 |  | 5418.31 | 20684.8796 | Per End Use Consumption | GS | 1 | 1 | 1 | 1 | 1 | 1 | 1 | 1 | 1 | 1 | 1 | 1 | CheEgs202 | CheE | gs | 202 | [32 empty] | 0.037532 | 0 | 0.0072208
202 | Building Envelope | Insulation | Healthcare | New | Ceiling Insulation(R19 to R38) | 0.26195 | 0.0043884 |  | 1314.76 | 1 | 0.016753 | 5019.213 | 30 |  | 5418.31 | 20684.8796 | Per End Use Consumption | GS | 1 | 1 | 1 | 1 | 1 | 1 | 1 | 1 | 1 | 1 | 1 | 1 | CheNgs202 | CheN | gs | 202 | [32 empty] | 0.00024238 | 0 | 4.6632e-05
202 | Building Envelope | Insulation | Hospitals | Existing | Ceiling Insulation(R19 to R38) | 2.497 | 0.050554 |  | 12578.17 | 1 | 0.020246 | 5037.3693 | 30 |  | 54526.37 | 21836.9971 | Per End Use Consumption | GS | 1 | 1 | 1 | 1 | 1 | 1 | 1 | 1 | 1 | 1 | 1 | 1 | ChoEgs202 | ChoE | gs | 202 | [32 empty] | 0.0075008 | 0 | 0.0014431
202 | Building Envelope | Insulation | Hospitals | New | Ceiling Insulation(R19 to R38) | 2.497 | 0.050554 |  | 12578.17 | 1 | 0.020246 | 5037.3693 | 30 |  | 54526.37 | 21836.9971 | Per End Use Consumption | GS | 1 | 1 | 1 | 1 | 1 | 1 | 1 | 1 | 1 | 1 | 1 | 1 | ChoNgs202 | ChoN | gs | 202 | [32 empty] | 4.6268e-05 | 0 | 8.9015e-06
202 | Building Envelope | Insulation | Institutional | Existing | Ceiling Insulation(R19 to R38) | 0.087356 | 0.0032456 |  | 447.72 | 1 | 0.037154 | 5125.2523 | 30 |  | 7275.94 | 83290.9596 | Per End Use Consumption | GS | 1 | 1 | 1 | 1 | 1 | 1 | 1 | 1 | 1 | 1 | 1 | 1 | CinEgs202 | CinE | gs | 202 | [32 empty] | 0.20139 | 0.035727 | 0.0048432
202 | Building Envelope | Insulation | Institutional | New | Ceiling Insulation(R19 to R38) | 0.087356 | 0.0032456 |  | 447.72 | 1 | 0.037154 | 5125.2523 | 30 |  | 7275.94 | 83290.9596 | Per End Use Consumption | GS | 1 | 1 | 1 | 1 | 1 | 1 | 1 | 1 | 1 | 1 | 1 | 1 | CinNgs202 | CinN | gs | 202 | [32 empty] | 0.0009354 | 0.0001582 | 2.9843e-05
202 | Building Envelope | Insulation | Lodging/Hospitality | Existing | Ceiling Insulation(R19 to R38) | 0.3967 | 0.021151 |  | 2103.53 | 1 | 0.053318 | 5302.6027 | 30 |  | 11443.99 | 28848.1421 | Per End Use Consumption | GS | 1 | 1 | 1 | 1 | 1 | 1 | 1 | 1 | 1 | 1 | 1 | 1 | CloEgs202 | CloE | gs | 202 | [32 empty] | 0.11785 | 0.019646 | 0.010059
202 | Building Envelope | Insulation | Lodging/Hospitality | New | Ceiling Insulation(R19 to R38) | 0.3967 | 0.021151 |  | 2103.53 | 1 | 0.053318 | 5302.6027 | 30 |  | 11443.99 | 28848.1421 | Per End Use Consumption | GS | 1 | 1 | 1 | 1 | 1 | 1 | 1 | 1 | 1 | 1 | 1 | 1 | CloNgs202 | CloN | gs | 202 | [32 empty] | 0.00052042 | 8.1695e-05 | 6.1808e-05
202 | Building Envelope | Insulation | Miscellaneous | Existing | Ceiling Insulation(R19 to R38) | 0.3574 | 0.05848 |  | 1098.74 | 1 | 0.16363 | 3074.2685 | 30 |  | 17536.34 | 49066.5834 | Per End Use Consumption | GS | 1 | 1 | 1 | 1 | 1 | 1 | 1 | 1 | 1 | 1 | 1 | 1 | CmiEgs202 | CmiE | gs | 202 | [32 empty] | 0.05395 | 0 | 0.12291
202 | Building Envelope | Insulation | Miscellaneous | New | Ceiling Insulation(R19 to R38) | 0.3574 | 0.05848 |  | 1098.74 | 1 | 0.16363 | 3074.2685 | 30 |  | 17536.34 | 49066.5834 | Per End Use Consumption | GS | 1 | 1 | 1 | 1 | 1 | 1 | 1 | 1 | 1 | 1 | 1 | 1 | CmiNgs202 | CmiN | gs | 202 | [32 empty] | 0.00033311 | 0 | 0.00075888
202 | Building Envelope | Insulation | Offices | Existing | Ceiling Insulation(R19 to R38) | 0.37064 | 0.0326 |  | 1127.15 | 1 | 0.087956 | 3041.0524 | 30 |  | 9025.1 | 24349.7333 | Per End Use Consumption | GS | 1 | 1 | 1 | 1 | 1 | 1 | 1 | 1 | 1 | 1 | 1 | 1 | CofEgs202 | CofE | gs | 202 | [32 empty] | 1.7459 | 0.5411 | 0.27637
202 | Building Envelope | Insulation | Offices | New | Ceiling Insulation(R19 to R38) | 0.37064 | 0.0326 |  | 1127.15 | 1 | 0.087956 | 3041.0524 | 30 |  | 9025.1 | 24349.7333 | Per End Use Consumption | GS | 1 | 1 | 1 | 1 | 1 | 1 | 1 | 1 | 1 | 1 | 1 | 1 | CofNgs202 | CofN | gs | 202 | [32 empty] | 0.0078061 | 0.0023559 | 0.0016689
202 | Building Envelope | Insulation | Restaurants | Existing | Ceiling Insulation(R19 to R38) | 0.15005 | 0.022633 |  | 558.57 | 1 | 0.15084 | 3722.6256 | 30 |  | 2979.64 | 19858.0021 | Per End Use Consumption | GS | 1 | 1 | 1 | 1 | 1 | 1 | 1 | 1 | 1 | 1 | 1 | 1 | CreEgs202 | CreE | gs | 202 | [32 empty] | 0.19493 | 0.027002 | 0.076631
202 | Building Envelope | Insulation | Restaurants | New | Ceiling Insulation(R19 to R38) | 0.15005 | 0.022633 |  | 558.57 | 1 | 0.15084 | 3722.6256 | 30 |  | 2979.64 | 19858.0021 | Per End Use Consumption | GS | 1 | 1 | 1 | 1 | 1 | 1 | 1 | 1 | 1 | 1 | 1 | 1 | CreNgs202 | CreN | gs | 202 | [32 empty] | 0.00093621 | 0.00010417 | 0.00043718
202 | Building Envelope | Insulation | Retail | Existing | Ceiling Insulation(R19 to R38) | 0.81616 | 0.24957 |  | 2560.02 | 1 | 0.30579 | 3136.6704 | 30 |  | 17606.56 | 21572.478 | Per End Use Consumption | GS | 1 | 1 | 1 | 1 | 1 | 1 | 1 | 1 | 1 | 1 | 1 | 1 | CrtEgs202 | CrtE | gs | 202 | [32 empty] | 1.42 | 0.34106 | 0.90209
202 | Building Envelope | Insulation | Retail | New | Ceiling Insulation(R19 to R38) | 0.81616 | 0.24957 |  | 2560.02 | 1 | 0.30579 | 3136.6704 | 30 |  | 17606.56 | 21572.478 | Per End Use Consumption | GS | 1 | 1 | 1 | 1 | 1 | 1 | 1 | 1 | 1 | 1 | 1 | 1 | CrtNgs202 | CrtN | gs | 202 | [32 empty] | 0.0064049 | 0.0013788 | 0.0051606
202 | Building Envelope | Insulation | Schools K-12 | Existing | Ceiling Insulation(R19 to R38) | 0.78003 | 0.25285 |  | 2452.98 | 1 | 0.32416 | 3144.7338 | 30 |  | 19355.37 | 24813.6902 | Per End Use Consumption | GS | 1 | 1 | 1 | 1 | 1 | 1 | 1 | 1 | 1 | 1 | 1 | 1 | CscEgs202 | CscE | gs | 202 | [32 empty] | 0.067565 | 0.019031 | 0.023748
202 | Building Envelope | Insulation | Schools K-12 | New | Ceiling Insulation(R19 to R38) | 0.78003 | 0.25285 |  | 2452.98 | 1 | 0.32416 | 3144.7338 | 30 |  | 19355.37 | 24813.6902 | Per End Use Consumption | GS | 1 | 1 | 1 | 1 | 1 | 1 | 1 | 1 | 1 | 1 | 1 | 1 | CscNgs202 | CscN | gs | 202 | [32 empty] | 0.00030119 | 7.9012e-05 | 0.00014571
202 | Building Envelope | Insulation | Warehouse | Existing | Ceiling Insulation(R19 to R38) | 0.10925 | 0.041212 |  | 346.12 | 1 | 0.37721 | 3168.021 | 30 |  | 12357.64 | 113108.9287 | Per End Use Consumption | GS | 1 | 1 | 1 | 1 | 1 | 1 | 1 | 1 | 1 | 1 | 1 | 1 | CwaEgs202 | CwaE | gs | 202 | [32 empty] | 0.0065865 | 0.00070756 | 0.010165
202 | Building Envelope | Insulation | Warehouse | New | Ceiling Insulation(R19 to R38) | 0.10925 | 0.041212 |  | 346.12 | 1 | 0.37721 | 3168.021 | 30 |  | 12357.64 | 113108.9287 | Per End Use Consumption | GS | 1 | 1 | 1 | 1 | 1 | 1 | 1 | 1 | 1 | 1 | 1 | 1 | CwaNgs202 | CwaN | gs | 202 | [32 empty] | 3.6089e-05 | 2.96e-06 | 6.197e-05
203 | Building Envelope | Insulation | Assembly | Existing | Ceiling Insulation(R19 to R49) | 0.36574 | 0.061305 |  | 1125.03 | 1 | 0.16762 | 3076.0204 | 30 |  | 8482.97 | 23193.8607 | Per End Use Consumption | GS | 1 | 1 | 1 | 1 | 1 | 1 | 1 | 1 | 1 | 1 | 1 | 1 | CasEgs203 | CasE | gs | 203 | [32 empty] | 0.30579 | 0.045059 | 0.38842
203 | Building Envelope | Insulation | Assembly | New | Ceiling Insulation(R19 to R49) | 0.36574 | 0.061305 |  | 1125.03 | 1 | 0.16762 | 3076.0204 | 30 |  | 8482.97 | 23193.8607 | Per End Use Consumption | GS | 1 | 1 | 1 | 1 | 1 | 1 | 1 | 1 | 1 | 1 | 1 | 1 | CasNgs203 | CasN | gs | 203 | [32 empty] | 0.0016524 | 0.00020026 | 0.0023945
203 | Building Envelope | Insulation | College and University | Existing | Ceiling Insulation(R19 to R49) | 0.37014 | 0.0077572 |  | 1865.88 | 1 | 0.020958 | 5041.0668 | 30 |  | 12711.32 | 34342.3013 | Per End Use Consumption | GS | 1 | 1 | 1 | 1 | 1 | 1 | 1 | 1 | 1 | 1 | 1 | 1 | CcoEgs203 | CcoE | gs | 203 | [32 empty] | 0.056017 | 0.010464 | 0.00084843
203 | Building Envelope | Insulation | College and University | New | Ceiling Insulation(R19 to R49) | 0.37014 | 0.0077572 |  | 1865.88 | 1 | 0.020958 | 5041.0668 | 30 |  | 12711.32 | 34342.3013 | Per End Use Consumption | GS | 1 | 1 | 1 | 1 | 1 | 1 | 1 | 1 | 1 | 1 | 1 | 1 | CcoNgs203 | CcoN | gs | 203 | [32 empty] | 0.00024176 | 4.3546e-05 | 5.1921e-06
203 | Building Envelope | Insulation | Data Center | Existing | Ceiling Insulation(R19 to R49) | 2.171 | 0.043953 |  | 10936 | 1 | 0.020246 | 5037.3677 | 30 |  | 40115.54 | 18478.1203 | Per End Use Consumption | GS | 1 | 1 | 1 | 1 | 1 | 1 | 1 | 1 | 1 | 1 | 1 | 1 | CdaEgs203 | CdaE | gs | 203 | [32 empty] | 0.0091421 | 0.0017469 | 0.00010122
203 | Building Envelope | Insulation | Data Center | New | Ceiling Insulation(R19 to R49) | 2.171 | 0.043953 |  | 10936 | 1 | 0.020246 | 5037.3677 | 30 |  | 40115.54 | 18478.1203 | Per End Use Consumption | GS | 1 | 1 | 1 | 1 | 1 | 1 | 1 | 1 | 1 | 1 | 1 | 1 | CdaNgs203 | CdaN | gs | 203 | [32 empty] | 4.4112e-05 | 8.2494e-06 | 6.5892e-07
203 | Building Envelope | Insulation | Grocery | Existing | Ceiling Insulation(R19 to R49) | 0.041853 | 0.0086845 |  | 158.89 | 1 | 0.2075 | 3796.344 | 30 |  | 2063.23 | 49296.5629 | Per End Use Consumption | GS | 1 | 1 | 1 | 1 | 1 | 1 | 1 | 1 | 1 | 1 | 1 | 1 | CgrEgs203 | CgrE | gs | 203 | [32 empty] | 0.098474 | 0.020774 | 0.019382
203 | Building Envelope | Insulation | Grocery | New | Ceiling Insulation(R19 to R49) | 0.041853 | 0.0086845 |  | 158.89 | 1 | 0.2075 | 3796.344 | 30 |  | 2063.23 | 49296.5629 | Per End Use Consumption | GS | 1 | 1 | 1 | 1 | 1 | 1 | 1 | 1 | 1 | 1 | 1 | 1 | CgrNgs203 | CgrN | gs | 203 | [32 empty] | 0.0004686 | 8.878e-05 | 0.00011953
203 | Building Envelope | Insulation | Healthcare | Existing | Ceiling Insulation(R19 to R49) | 0.32075 | 0.0053735 |  | 1609.91 | 1 | 0.016753 | 5019.2111 | 30 |  | 5614.15 | 17503.217 | Per End Use Consumption | GS | 1 | 1 | 1 | 1 | 1 | 1 | 1 | 1 | 1 | 1 | 1 | 1 | CheEgs203 | CheE | gs | 203 | [32 empty] | 0.046014 | 0 | 0.0088527
203 | Building Envelope | Insulation | Healthcare | New | Ceiling Insulation(R19 to R49) | 0.32075 | 0.0053735 |  | 1609.91 | 1 | 0.016753 | 5019.2111 | 30 |  | 5614.15 | 17503.217 | Per End Use Consumption | GS | 1 | 1 | 1 | 1 | 1 | 1 | 1 | 1 | 1 | 1 | 1 | 1 | CheNgs203 | CheN | gs | 203 | [32 empty] | 0.00029718 | 0 | 5.7174e-05
203 | Building Envelope | Insulation | Hospitals | Existing | Ceiling Insulation(R19 to R49) | 3.0575 | 0.061903 |  | 15401.84 | 1 | 0.020246 | 5037.3696 | 30 |  | 56497.21 | 18478.1381 | Per End Use Consumption | GS | 1 | 1 | 1 | 1 | 1 | 1 | 1 | 1 | 1 | 1 | 1 | 1 | ChoEgs203 | ChoE | gs | 203 | [32 empty] | 0.0091915 | 0 | 0.0017684
203 | Building Envelope | Insulation | Hospitals | New | Ceiling Insulation(R19 to R49) | 3.0575 | 0.061903 |  | 15401.84 | 1 | 0.020246 | 5037.3696 | 30 |  | 56497.21 | 18478.1381 | Per End Use Consumption | GS | 1 | 1 | 1 | 1 | 1 | 1 | 1 | 1 | 1 | 1 | 1 | 1 | ChoNgs203 | ChoN | gs | 203 | [32 empty] | 5.6696e-05 | 0 | 1.0908e-05
203 | Building Envelope | Insulation | Institutional | Existing | Ceiling Insulation(R19 to R49) | 0.10697 | 0.0039729 |  | 548.22 | 1 | 0.037141 | 5125.186 | 30 |  | 7538.93 | 70479.7688 | Per End Use Consumption | GS | 1 | 1 | 1 | 1 | 1 | 1 | 1 | 1 | 1 | 1 | 1 | 1 | CinEgs203 | CinE | gs | 203 | [32 empty] | 0.25346 | 0.045132 | 0.0059367
203 | Building Envelope | Insulation | Institutional | New | Ceiling Insulation(R19 to R49) | 0.10697 | 0.0039729 |  | 548.22 | 1 | 0.037141 | 5125.186 | 30 |  | 7538.93 | 70479.7688 | Per End Use Consumption | GS | 1 | 1 | 1 | 1 | 1 | 1 | 1 | 1 | 1 | 1 | 1 | 1 | CinNgs203 | CinN | gs | 203 | [32 empty] | 0.0011758 | 0.00019985 | 3.6581e-05
203 | Building Envelope | Insulation | Lodging/Hospitality | Existing | Ceiling Insulation(R19 to R49) | 0.48575 | 0.0259 |  | 2575.76 | 1 | 0.05332 | 5302.6058 | 30 |  | 11857.63 | 24410.7906 | Per End Use Consumption | GS | 1 | 1 | 1 | 1 | 1 | 1 | 1 | 1 | 1 | 1 | 1 | 1 | CloEgs203 | CloE | gs | 203 | [32 empty] | 0.14513 | 0.024209 | 0.012328
203 | Building Envelope | Insulation | Lodging/Hospitality | New | Ceiling Insulation(R19 to R49) | 0.48575 | 0.0259 |  | 2575.76 | 1 | 0.05332 | 5302.6058 | 30 |  | 11857.63 | 24410.7906 | Per End Use Consumption | GS | 1 | 1 | 1 | 1 | 1 | 1 | 1 | 1 | 1 | 1 | 1 | 1 | CloNgs203 | CloN | gs | 203 | [32 empty] | 0.00064067 | 0.00010067 | 7.5752e-05
203 | Building Envelope | Insulation | Miscellaneous | Existing | Ceiling Insulation(R19 to R49) | 0.43763 | 0.071625 |  | 1345.41 | 1 | 0.16366 | 3074.2849 | 30 |  | 18170.19 | 41519.1958 | Per End Use Consumption | GS | 1 | 1 | 1 | 1 | 1 | 1 | 1 | 1 | 1 | 1 | 1 | 1 | CmiEgs203 | CmiE | gs | 203 | [32 empty] | 0.066118 | 0 | 0.15063
203 | Building Envelope | Insulation | Miscellaneous | New | Ceiling Insulation(R19 to R49) | 0.43763 | 0.071625 |  | 1345.41 | 1 | 0.16366 | 3074.2849 | 30 |  | 18170.19 | 41519.1958 | Per End Use Consumption | GS | 1 | 1 | 1 | 1 | 1 | 1 | 1 | 1 | 1 | 1 | 1 | 1 | CmiNgs203 | CmiN | gs | 203 | [32 empty] | 0.00040824 | 0 | 0.00093004
203 | Building Envelope | Insulation | Offices | Existing | Ceiling Insulation(R19 to R49) | 0.45385 | 0.039936 |  | 1380.19 | 1 | 0.087994 | 3041.0691 | 30 |  | 9351.31 | 20604.3947 | Per End Use Consumption | GS | 1 | 1 | 1 | 1 | 1 | 1 | 1 | 1 | 1 | 1 | 1 | 1 | CofEgs203 | CofE | gs | 203 | [32 empty] | 2.1902 | 0.67995 | 0.33865
203 | Building Envelope | Insulation | Offices | New | Ceiling Insulation(R19 to R49) | 0.45385 | 0.039936 |  | 1380.19 | 1 | 0.087994 | 3041.0691 | 30 |  | 9351.31 | 20604.3947 | Per End Use Consumption | GS | 1 | 1 | 1 | 1 | 1 | 1 | 1 | 1 | 1 | 1 | 1 | 1 | CofNgs203 | CofN | gs | 203 | [32 empty] | 0.0098956 | 0.0029969 | 0.0020451
203 | Building Envelope | Insulation | Restaurants | Existing | Ceiling Insulation(R19 to R49) | 0.18373 | 0.027714 |  | 683.97 | 1 | 0.15084 | 3722.6165 | 30 |  | 3087.34 | 16803.3437 | Per End Use Consumption | GS | 1 | 1 | 1 | 1 | 1 | 1 | 1 | 1 | 1 | 1 | 1 | 1 | CreEgs203 | CreE | gs | 203 | [32 empty] | 0.23959 | 0.033286 | 0.093926
203 | Building Envelope | Insulation | Restaurants | New | Ceiling Insulation(R19 to R49) | 0.18373 | 0.027714 |  | 683.97 | 1 | 0.15084 | 3722.6165 | 30 |  | 3087.34 | 16803.3437 | Per End Use Consumption | GS | 1 | 1 | 1 | 1 | 1 | 1 | 1 | 1 | 1 | 1 | 1 | 1 | CreNgs203 | CreN | gs | 203 | [32 empty] | 0.0011501 | 0.00012842 | 0.00053585
203 | Building Envelope | Insulation | Retail | Existing | Ceiling Insulation(R19 to R49) | 0.99938 | 0.30561 |  | 3134.72 | 1 | 0.3058 | 3136.6778 | 30 |  | 18242.95 | 18254.3435 | Per End Use Consumption | GS | 1 | 1 | 1 | 1 | 1 | 1 | 1 | 1 | 1 | 1 | 1 | 1 | CrtEgs203 | CrtE | gs | 203 | [32 empty] | 1.7733 | 0.42868 | 1.1076
203 | Building Envelope | Insulation | Retail | New | Ceiling Insulation(R19 to R49) | 0.99938 | 0.30561 |  | 3134.72 | 1 | 0.3058 | 3136.6778 | 30 |  | 18242.95 | 18254.3435 | Per End Use Consumption | GS | 1 | 1 | 1 | 1 | 1 | 1 | 1 | 1 | 1 | 1 | 1 | 1 | CrtNgs203 | CrtN | gs | 203 | [32 empty] | 0.0080236 | 0.001746 | 0.0063361
203 | Building Envelope | Insulation | Schools K-12 | Existing | Ceiling Insulation(R19 to R49) | 0.95514 | 0.3096 |  | 3003.64 | 1 | 0.32414 | 3144.7275 | 30 |  | 20054.96 | 20996.9851 | Per End Use Consumption | GS | 1 | 1 | 1 | 1 | 1 | 1 | 1 | 1 | 1 | 1 | 1 | 1 | CscEgs203 | CscE | gs | 203 | [32 empty] | 0.08338 | 0.023514 | 0.029118
203 | Building Envelope | Insulation | Schools K-12 | New | Ceiling Insulation(R19 to R49) | 0.95514 | 0.3096 |  | 3003.64 | 1 | 0.32414 | 3144.7275 | 30 |  | 20054.96 | 20996.9851 | Per End Use Consumption | GS | 1 | 1 | 1 | 1 | 1 | 1 | 1 | 1 | 1 | 1 | 1 | 1 | CscNgs203 | CscN | gs | 203 | [32 empty] | 0.00037152 | 9.7621e-05 | 0.00017865
203 | Building Envelope | Insulation | Warehouse | Existing | Ceiling Insulation(R19 to R49) | 0.13378 | 0.050461 |  | 423.82 | 1 | 0.37719 | 3168.0131 | 30 |  | 12804.3 | 95710.8906 | Per End Use Consumption | GS | 1 | 1 | 1 | 1 | 1 | 1 | 1 | 1 | 1 | 1 | 1 | 1 | CwaEgs203 | CwaE | gs | 203 | [32 empty] | 0.0081573 | 0.00089483 | 0.012463
203 | Building Envelope | Insulation | Warehouse | New | Ceiling Insulation(R19 to R49) | 0.13378 | 0.050461 |  | 423.82 | 1 | 0.37719 | 3168.0131 | 30 |  | 12804.3 | 95710.8906 | Per End Use Consumption | GS | 1 | 1 | 1 | 1 | 1 | 1 | 1 | 1 | 1 | 1 | 1 | 1 | CwaNgs203 | CwaN | gs | 203 | [32 empty] | 4.4608e-05 | 3.7495e-06 | 7.5977e-05
204 | Building Envelope | Insulation | Assembly | Existing | Ceiling Insulation(R2 to R30) | 1.8917 | 0.31705 |  | 5818.89 | 1 | 0.1676 | 3076.0128 | 30 |  | 7891.14 | 4171.4567 | Per End Use Consumption | GS | 1 | 1 | 1 | 1 | 1 | 1 | 1 | 1 | 1 | 1 | 1 | 1 | CasEgs204 | CasE | gs | 204 | [32 empty] | 0.041556 | 0.0062251 | 0.05209
204 | Building Envelope | Insulation | Assembly | New | Ceiling Insulation(R2 to R30) | 1.8917 | 0.31705 |  | 5818.89 | 1 | 0.1676 | 3076.0128 | 30 |  | 7891.14 | 4171.4567 | Per End Use Consumption | GS | 1 | 1 | 1 | 1 | 1 | 1 | 1 | 1 | 1 | 1 | 1 | 1 | CasNgs204 | CasN | gs | 204 | [32 empty] | 0 | 0 | 0
204 | Building Envelope | Insulation | College and University | Existing | Ceiling Insulation(R2 to R30) | 1.9144 | 0.040123 |  | 9650.76 | 1 | 0.020958 | 5041.0698 | 30 |  | 11824.48 | 6176.5114 | Per End Use Consumption | GS | 1 | 1 | 1 | 1 | 1 | 1 | 1 | 1 | 1 | 1 | 1 | 1 | CcoEgs204 | CcoE | gs | 204 | [32 empty] | 0.011511 | 0.0022092 | 0.00011824
204 | Building Envelope | Insulation | College and University | New | Ceiling Insulation(R2 to R30) | 1.9144 | 0.040123 |  | 9650.76 | 1 | 0.020958 | 5041.0698 | 30 |  | 11824.48 | 6176.5114 | Per End Use Consumption | GS | 1 | 1 | 1 | 1 | 1 | 1 | 1 | 1 | 1 | 1 | 1 | 1 | CcoNgs204 | CcoN | gs | 204 | [32 empty] | 0 | 0 | 0
204 | Building Envelope | Insulation | Data Center | Existing | Ceiling Insulation(R2 to R30) | 11.2288 | 0.22734 |  | 56563.42 | 1 | 0.020246 | 5037.3699 | 30 |  | 37316.79 | 3323.3223 | Per End Use Consumption | GS | 1 | 1 | 1 | 1 | 1 | 1 | 1 | 1 | 1 | 1 | 1 | 1 | CdaEgs204 | CdaE | gs | 204 | [32 empty] | 0.0019309 | 0.00037613 | 1.4584e-05
204 | Building Envelope | Insulation | Data Center | New | Ceiling Insulation(R2 to R30) | 11.2288 | 0.22734 |  | 56563.42 | 1 | 0.020246 | 5037.3699 | 30 |  | 37316.79 | 3323.3223 | Per End Use Consumption | GS | 1 | 1 | 1 | 1 | 1 | 1 | 1 | 1 | 1 | 1 | 1 | 1 | CdaNgs204 | CdaN | gs | 204 | [32 empty] | 0 | 0 | 0
204 | Building Envelope | Insulation | Grocery | Existing | Ceiling Insulation(R2 to R30) | 0.21648 | 0.044936 |  | 821.86 | 1 | 0.20758 | 3796.4467 | 30 |  | 1919.28 | 8865.7974 | Per End Use Consumption | GS | 1 | 1 | 1 | 1 | 1 | 1 | 1 | 1 | 1 | 1 | 1 | 1 | CgrEgs204 | CgrE | gs | 204 | [32 empty] | 0.014016 | 0.0030165 | 0.002597
204 | Building Envelope | Insulation | Grocery | New | Ceiling Insulation(R2 to R30) | 0.21648 | 0.044936 |  | 821.86 | 1 | 0.20758 | 3796.4467 | 30 |  | 1919.28 | 8865.7974 | Per End Use Consumption | GS | 1 | 1 | 1 | 1 | 1 | 1 | 1 | 1 | 1 | 1 | 1 | 1 | CgrNgs204 | CgrN | gs | 204 | [32 empty] | 0 | 0 | 0
204 | Building Envelope | Insulation | Healthcare | Existing | Ceiling Insulation(R2 to R30) | 1.659 | 0.027789 |  | 8326.81 | 1 | 0.01675 | 5019.1988 | 30 |  | 5222.47 | 3147.978 | Per End Use Consumption | GS | 1 | 1 | 1 | 1 | 1 | 1 | 1 | 1 | 1 | 1 | 1 | 1 | CheEgs204 | CheE | gs | 204 | [32 empty] | 0.0065002 | 0 | 0.0012506
204 | Building Envelope | Insulation | Healthcare | New | Ceiling Insulation(R2 to R30) | 1.659 | 0.027789 |  | 8326.81 | 1 | 0.01675 | 5019.1988 | 30 |  | 5222.47 | 3147.978 | Per End Use Consumption | GS | 1 | 1 | 1 | 1 | 1 | 1 | 1 | 1 | 1 | 1 | 1 | 1 | CheNgs204 | CheN | gs | 204 | [32 empty] | 0 | 0 | 0
204 | Building Envelope | Insulation | Hospitals | Existing | Ceiling Insulation(R2 to R30) | 15.8142 | 0.32018 |  | 79661.77 | 1 | 0.020246 | 5037.3699 | 30 |  | 52555.54 | 3323.3218 | Per End Use Consumption | GS | 1 | 1 | 1 | 1 | 1 | 1 | 1 | 1 | 1 | 1 | 1 | 1 | ChoEgs204 | ChoE | gs | 204 | [32 empty] | 0.0012311 | 0 | 0.00023685
204 | Building Envelope | Insulation | Hospitals | New | Ceiling Insulation(R2 to R30) | 15.8142 | 0.32018 |  | 79661.77 | 1 | 0.020246 | 5037.3699 | 30 |  | 52555.54 | 3323.3218 | Per End Use Consumption | GS | 1 | 1 | 1 | 1 | 1 | 1 | 1 | 1 | 1 | 1 | 1 | 1 | ChoNgs204 | ChoN | gs | 204 | [32 empty] | 0 | 0 | 0
204 | Building Envelope | Insulation | Institutional | Existing | Ceiling Insulation(R2 to R30) | 0.55325 | 0.020551 |  | 2835.52 | 1 | 0.037146 | 5125.2113 | 30 |  | 7012.96 | 12675.9473 | Per End Use Consumption | GS | 1 | 1 | 1 | 1 | 1 | 1 | 1 | 1 | 1 | 1 | 1 | 1 | CinEgs204 | CinE | gs | 204 | [32 empty] | 0.038278 | 0.0069228 | 0.00079531
204 | Building Envelope | Insulation | Institutional | New | Ceiling Insulation(R2 to R30) | 0.55325 | 0.020551 |  | 2835.52 | 1 | 0.037146 | 5125.2113 | 30 |  | 7012.96 | 12675.9473 | Per End Use Consumption | GS | 1 | 1 | 1 | 1 | 1 | 1 | 1 | 1 | 1 | 1 | 1 | 1 | CinNgs204 | CinN | gs | 204 | [32 empty] | 0 | 0 | 0
204 | Building Envelope | Insulation | Lodging/Hospitality | Existing | Ceiling Insulation(R2 to R30) | 2.5124 | 0.13397 |  | 13322.39 | 1 | 0.053322 | 5302.6092 | 30 |  | 11030.35 | 4390.326 | Per End Use Consumption | GS | 1 | 1 | 1 | 1 | 1 | 1 | 1 | 1 | 1 | 1 | 1 | 1 | CloEgs204 | CloE | gs | 204 | [32 empty] | 0.020876 | 0.0035174 | 0.0016528
204 | Building Envelope | Insulation | Lodging/Hospitality | New | Ceiling Insulation(R2 to R30) | 2.5124 | 0.13397 |  | 13322.39 | 1 | 0.053322 | 5302.6092 | 30 |  | 11030.35 | 4390.326 | Per End Use Consumption | GS | 1 | 1 | 1 | 1 | 1 | 1 | 1 | 1 | 1 | 1 | 1 | 1 | CloNgs204 | CloN | gs | 204 | [32 empty] | 0 | 0 | 0
204 | Building Envelope | Insulation | Miscellaneous | Existing | Ceiling Insulation(R2 to R30) | 2.2635 | 0.37043 |  | 6958.73 | 1 | 0.16365 | 3074.2786 | 30 |  | 16902.5 | 7467.31 | Per End Use Consumption | GS | 1 | 1 | 1 | 1 | 1 | 1 | 1 | 1 | 1 | 1 | 1 | 1 | CmiEgs204 | CmiE | gs | 204 | [32 empty] | 0.0088547 | 0 | 0.020172
204 | Building Envelope | Insulation | Miscellaneous | New | Ceiling Insulation(R2 to R30) | 2.2635 | 0.37043 |  | 6958.73 | 1 | 0.16365 | 3074.2786 | 30 |  | 16902.5 | 7467.31 | Per End Use Consumption | GS | 1 | 1 | 1 | 1 | 1 | 1 | 1 | 1 | 1 | 1 | 1 | 1 | CmiNgs204 | CmiN | gs | 204 | [32 empty] | 0 | 0 | 0
204 | Building Envelope | Insulation | Offices | Existing | Ceiling Insulation(R2 to R30) | 2.3474 | 0.20654 |  | 7138.64 | 1 | 0.087985 | 3041.0652 | 30 |  | 8698.9 | 3705.737 | Per End Use Consumption | GS | 1 | 1 | 1 | 1 | 1 | 1 | 1 | 1 | 1 | 1 | 1 | 1 | CofEgs204 | CofE | gs | 204 | [32 empty] | 0.3659 | 0.11489 | 0.047738
204 | Building Envelope | Insulation | Offices | New | Ceiling Insulation(R2 to R30) | 2.3474 | 0.20654 |  | 7138.64 | 1 | 0.087985 | 3041.0652 | 30 |  | 8698.9 | 3705.737 | Per End Use Consumption | GS | 1 | 1 | 1 | 1 | 1 | 1 | 1 | 1 | 1 | 1 | 1 | 1 | CofNgs204 | CofN | gs | 204 | [32 empty] | 0 | 0 | 0
204 | Building Envelope | Insulation | Restaurants | Existing | Ceiling Insulation(R2 to R30) | 0.95031 | 0.14332 |  | 3537.61 | 1 | 0.15082 | 3722.596 | 30 |  | 2871.94 | 3022.1173 | Per End Use Consumption | GS | 1 | 1 | 1 | 1 | 1 | 1 | 1 | 1 | 1 | 1 | 1 | 1 | CreEgs204 | CreE | gs | 204 | [32 empty] | 0.032553 | 0.0045726 | 0.012626
204 | Building Envelope | Insulation | Restaurants | New | Ceiling Insulation(R2 to R30) | 0.95031 | 0.14332 |  | 3537.61 | 1 | 0.15082 | 3722.596 | 30 |  | 2871.94 | 3022.1173 | Per End Use Consumption | GS | 1 | 1 | 1 | 1 | 1 | 1 | 1 | 1 | 1 | 1 | 1 | 1 | CreNgs204 | CreN | gs | 204 | [32 empty] | 0 | 0 | 0
204 | Building Envelope | Insulation | Retail | Existing | Ceiling Insulation(R2 to R30) | 5.169 | 1.5806 |  | 16213.45 | 1 | 0.30579 | 3136.6732 | 30 |  | 16970.18 | 3283.071 | Per End Use Consumption | GS | 1 | 1 | 1 | 1 | 1 | 1 | 1 | 1 | 1 | 1 | 1 | 1 | CrtEgs204 | CrtE | gs | 204 | [32 empty] | 0.38586 | 0.10618 | 0.1528
204 | Building Envelope | Insulation | Retail | New | Ceiling Insulation(R2 to R30) | 5.169 | 1.5806 |  | 16213.45 | 1 | 0.30579 | 3136.6732 | 30 |  | 16970.18 | 3283.071 | Per End Use Consumption | GS | 1 | 1 | 1 | 1 | 1 | 1 | 1 | 1 | 1 | 1 | 1 | 1 | CrtNgs204 | CrtN | gs | 204 | [32 empty] | 0 | 0 | 0
204 | Building Envelope | Insulation | Schools K-12 | Existing | Ceiling Insulation(R2 to R30) | 4.9402 | 1.6014 |  | 15535.52 | 1 | 0.32415 | 3144.7304 | 30 |  | 18655.77 | 3776.3376 | Per End Use Consumption | GS | 1 | 1 | 1 | 1 | 1 | 1 | 1 | 1 | 1 | 1 | 1 | 1 | CscEgs204 | CscE | gs | 204 | [32 empty] | 0.013861 | 0.0040458 | 0.0039036
204 | Building Envelope | Insulation | Schools K-12 | New | Ceiling Insulation(R2 to R30) | 4.9402 | 1.6014 |  | 15535.52 | 1 | 0.32415 | 3144.7304 | 30 |  | 18655.77 | 3776.3376 | Per End Use Consumption | GS | 1 | 1 | 1 | 1 | 1 | 1 | 1 | 1 | 1 | 1 | 1 | 1 | CscNgs204 | CscN | gs | 204 | [32 empty] | 0 | 0 | 0
204 | Building Envelope | Insulation | Warehouse | Existing | Ceiling Insulation(R2 to R30) | 0.69195 | 0.26103 |  | 2192.11 | 1 | 0.37724 | 3168.0349 | 30 |  | 11910.98 | 17213.7347 | Per End Use Consumption | GS | 1 | 1 | 1 | 1 | 1 | 1 | 1 | 1 | 1 | 1 | 1 | 1 | CwaEgs204 | CwaE | gs | 204 | [32 empty] | 0.0011311 | 0.00013265 | 0.0016696
204 | Building Envelope | Insulation | Warehouse | New | Ceiling Insulation(R2 to R30) | 0.69195 | 0.26103 |  | 2192.11 | 1 | 0.37724 | 3168.0349 | 30 |  | 11910.98 | 17213.7347 | Per End Use Consumption | GS | 1 | 1 | 1 | 1 | 1 | 1 | 1 | 1 | 1 | 1 | 1 | 1 | CwaNgs204 | CwaN | gs | 204 | [32 empty] | 0 | 0 | 0
205 | Building Envelope | Insulation | Assembly | Existing | Ceiling Insulation(R2 to R38) | 1.9714 | 0.3304 |  | 6063.9 | 1 | 0.1676 | 3076.0128 | 30 |  | 10061.2 | 5103.7089 | Per End Use Consumption | GS | 1 | 1 | 1 | 1 | 1 | 1 | 1 | 1 | 1 | 1 | 1 | 1 | CasEgs205 | CasE | gs | 205 | [32 empty] | 0.024364 | 0.0036503 | 0.030537
205 | Building Envelope | Insulation | Assembly | New | Ceiling Insulation(R2 to R38) | 1.9714 | 0.3304 |  | 6063.9 | 1 | 0.1676 | 3076.0128 | 30 |  | 10061.2 | 5103.7089 | Per End Use Consumption | GS | 1 | 1 | 1 | 1 | 1 | 1 | 1 | 1 | 1 | 1 | 1 | 1 | CasNgs205 | CasN | gs | 205 | [32 empty] | 0 | 0 | 0
205 | Building Envelope | Insulation | College and University | Existing | Ceiling Insulation(R2 to R38) | 1.995 | 0.041812 |  | 10057.1 | 1 | 0.020958 | 5041.0694 | 30 |  | 15076.22 | 7556.8773 | Per End Use Consumption | GS | 1 | 1 | 1 | 1 | 1 | 1 | 1 | 1 | 1 | 1 | 1 | 1 | CcoEgs205 | CcoE | gs | 205 | [32 empty] | 0.0074221 | 0.0014318 | 6.9326e-05
205 | Building Envelope | Insulation | College and University | New | Ceiling Insulation(R2 to R38) | 1.995 | 0.041812 |  | 10057.1 | 1 | 0.020958 | 5041.0694 | 30 |  | 15076.22 | 7556.8773 | Per End Use Consumption | GS | 1 | 1 | 1 | 1 | 1 | 1 | 1 | 1 | 1 | 1 | 1 | 1 | CcoNgs205 | CcoN | gs | 205 | [32 empty] | 0 | 0 | 0
205 | Building Envelope | Insulation | Data Center | Existing | Ceiling Insulation(R2 to R38) | 11.7015 | 0.23691 |  | 58945.03 | 1 | 0.020246 | 5037.3695 | 30 |  | 47578.9 | 4066.034 | Per End Use Consumption | GS | 1 | 1 | 1 | 1 | 1 | 1 | 1 | 1 | 1 | 1 | 1 | 1 | CdaEgs205 | CdaE | gs | 205 | [32 empty] | 0.0011344 | 0.00022086 | 8.6803e-06
205 | Building Envelope | Insulation | Data Center | New | Ceiling Insulation(R2 to R38) | 11.7015 | 0.23691 |  | 58945.03 | 1 | 0.020246 | 5037.3695 | 30 |  | 47578.9 | 4066.034 | Per End Use Consumption | GS | 1 | 1 | 1 | 1 | 1 | 1 | 1 | 1 | 1 | 1 | 1 | 1 | CdaNgs205 | CdaN | gs | 205 | [32 empty] | 0 | 0 | 0
205 | Building Envelope | Insulation | Grocery | Existing | Ceiling Insulation(R2 to R38) | 0.2256 | 0.046827 |  | 856.47 | 1 | 0.20757 | 3796.4359 | 30 |  | 2447.08 | 10847.0609 | Per End Use Consumption | GS | 1 | 1 | 1 | 1 | 1 | 1 | 1 | 1 | 1 | 1 | 1 | 1 | CgrEgs205 | CgrE | gs | 205 | [32 empty] | 0.0082198 | 0.0017692 | 0.0015224
205 | Building Envelope | Insulation | Grocery | New | Ceiling Insulation(R2 to R38) | 0.2256 | 0.046827 |  | 856.47 | 1 | 0.20757 | 3796.4359 | 30 |  | 2447.08 | 10847.0609 | Per End Use Consumption | GS | 1 | 1 | 1 | 1 | 1 | 1 | 1 | 1 | 1 | 1 | 1 | 1 | CgrNgs205 | CgrN | gs | 205 | [32 empty] | 0 | 0 | 0
205 | Building Envelope | Insulation | Healthcare | Existing | Ceiling Insulation(R2 to R38) | 1.7288 | 0.028959 |  | 8677.41 | 1 | 0.01675 | 5019.1978 | 30 |  | 6658.64 | 3851.4985 | Per End Use Consumption | GS | 1 | 1 | 1 | 1 | 1 | 1 | 1 | 1 | 1 | 1 | 1 | 1 | CheEgs205 | CheE | gs | 205 | [32 empty] | 0.0038107 | 0 | 0.00073313
205 | Building Envelope | Insulation | Healthcare | New | Ceiling Insulation(R2 to R38) | 1.7288 | 0.028959 |  | 8677.41 | 1 | 0.01675 | 5019.1978 | 30 |  | 6658.64 | 3851.4985 | Per End Use Consumption | GS | 1 | 1 | 1 | 1 | 1 | 1 | 1 | 1 | 1 | 1 | 1 | 1 | CheNgs205 | CheN | gs | 205 | [32 empty] | 0 | 0 | 0
205 | Building Envelope | Insulation | Hospitals | Existing | Ceiling Insulation(R2 to R38) | 16.48 | 0.33366 |  | 83015.95 | 1 | 0.020246 | 5037.3698 | 30 |  | 67008.31 | 4066.0335 | Per End Use Consumption | GS | 1 | 1 | 1 | 1 | 1 | 1 | 1 | 1 | 1 | 1 | 1 | 1 | ChoEgs205 | ChoE | gs | 205 | [32 empty] | 0.00072168 | 0 | 0.00013884
205 | Building Envelope | Insulation | Hospitals | New | Ceiling Insulation(R2 to R38) | 16.48 | 0.33366 |  | 83015.95 | 1 | 0.020246 | 5037.3698 | 30 |  | 67008.31 | 4066.0335 | Per End Use Consumption | GS | 1 | 1 | 1 | 1 | 1 | 1 | 1 | 1 | 1 | 1 | 1 | 1 | ChoNgs205 | ChoN | gs | 205 | [32 empty] | 0 | 0 | 0
205 | Building Envelope | Insulation | Institutional | Existing | Ceiling Insulation(R2 to R38) | 0.57654 | 0.021417 |  | 2954.91 | 1 | 0.037147 | 5125.2155 | 30 |  | 8941.52 | 15508.8368 | Per End Use Consumption | GS | 1 | 1 | 1 | 1 | 1 | 1 | 1 | 1 | 1 | 1 | 1 | 1 | CinEgs205 | CinE | gs | 205 | [32 empty] | 0.022455 | 0.0040615 | 0.00046626
205 | Building Envelope | Insulation | Institutional | New | Ceiling Insulation(R2 to R38) | 0.57654 | 0.021417 |  | 2954.91 | 1 | 0.037147 | 5125.2155 | 30 |  | 8941.52 | 15508.8368 | Per End Use Consumption | GS | 1 | 1 | 1 | 1 | 1 | 1 | 1 | 1 | 1 | 1 | 1 | 1 | CinNgs205 | CinN | gs | 205 | [32 empty] | 0 | 0 | 0
205 | Building Envelope | Insulation | Lodging/Hospitality | Existing | Ceiling Insulation(R2 to R38) | 2.6182 | 0.13961 |  | 13883.34 | 1 | 0.053324 | 5302.6118 | 30 |  | 14063.7 | 5371.4986 | Per End Use Consumption | GS | 1 | 1 | 1 | 1 | 1 | 1 | 1 | 1 | 1 | 1 | 1 | 1 | CloEgs205 | CloE | gs | 205 | [32 empty] | 0.012243 | 0.0020629 | 0.00096896
205 | Building Envelope | Insulation | Lodging/Hospitality | New | Ceiling Insulation(R2 to R38) | 2.6182 | 0.13961 |  | 13883.34 | 1 | 0.053324 | 5302.6118 | 30 |  | 14063.7 | 5371.4986 | Per End Use Consumption | GS | 1 | 1 | 1 | 1 | 1 | 1 | 1 | 1 | 1 | 1 | 1 | 1 | CloNgs205 | CloN | gs | 205 | [32 empty] | 0 | 0 | 0
205 | Building Envelope | Insulation | Miscellaneous | Existing | Ceiling Insulation(R2 to R38) | 2.3588 | 0.38603 |  | 7251.73 | 1 | 0.16365 | 3074.2802 | 30 |  | 21550.69 | 9136.1454 | Per End Use Consumption | GS | 1 | 1 | 1 | 1 | 1 | 1 | 1 | 1 | 1 | 1 | 1 | 1 | CmiEgs205 | CmiE | gs | 205 | [32 empty] | 0.0051908 | 0 | 0.011826
205 | Building Envelope | Insulation | Miscellaneous | New | Ceiling Insulation(R2 to R38) | 2.3588 | 0.38603 |  | 7251.73 | 1 | 0.16365 | 3074.2802 | 30 |  | 21550.69 | 9136.1454 | Per End Use Consumption | GS | 1 | 1 | 1 | 1 | 1 | 1 | 1 | 1 | 1 | 1 | 1 | 1 | CmiNgs205 | CmiN | gs | 205 | [32 empty] | 0 | 0 | 0
205 | Building Envelope | Insulation | Offices | Existing | Ceiling Insulation(R2 to R38) | 2.4463 | 0.21522 |  | 7439.21 | 1 | 0.087978 | 3041.0622 | 30 |  | 11091.09 | 4533.9081 | Per End Use Consumption | GS | 1 | 1 | 1 | 1 | 1 | 1 | 1 | 1 | 1 | 1 | 1 | 1 | CofEgs205 | CofE | gs | 205 | [32 empty] | 0.21468 | 0.06741 | 0.027982
205 | Building Envelope | Insulation | Offices | New | Ceiling Insulation(R2 to R38) | 2.4463 | 0.21522 |  | 7439.21 | 1 | 0.087978 | 3041.0622 | 30 |  | 11091.09 | 4533.9081 | Per End Use Consumption | GS | 1 | 1 | 1 | 1 | 1 | 1 | 1 | 1 | 1 | 1 | 1 | 1 | CofNgs205 | CofN | gs | 205 | [32 empty] | 0 | 0 | 0
205 | Building Envelope | Insulation | Restaurants | Existing | Ceiling Insulation(R2 to R38) | 0.99032 | 0.14936 |  | 3686.56 | 1 | 0.15082 | 3722.5938 | 30 |  | 3661.73 | 3697.5211 | Per End Use Consumption | GS | 1 | 1 | 1 | 1 | 1 | 1 | 1 | 1 | 1 | 1 | 1 | 1 | CreEgs205 | CreE | gs | 205 | [32 empty] | 0.019346 | 0.0027549 | 0.0074017
205 | Building Envelope | Insulation | Restaurants | New | Ceiling Insulation(R2 to R38) | 0.99032 | 0.14936 |  | 3686.56 | 1 | 0.15082 | 3722.5938 | 30 |  | 3661.73 | 3697.5211 | Per End Use Consumption | GS | 1 | 1 | 1 | 1 | 1 | 1 | 1 | 1 | 1 | 1 | 1 | 1 | CreNgs205 | CreN | gs | 205 | [32 empty] | 0 | 0 | 0
205 | Building Envelope | Insulation | Retail | Existing | Ceiling Insulation(R2 to R38) | 5.3866 | 1.6472 |  | 16896.11 | 1 | 0.30579 | 3136.6725 | 30 |  | 21636.98 | 4016.7897 | Per End Use Consumption | GS | 1 | 1 | 1 | 1 | 1 | 1 | 1 | 1 | 1 | 1 | 1 | 1 | CrtEgs205 | CrtE | gs | 205 | [32 empty] | 0.2265 | 0.062342 | 0.089585
205 | Building Envelope | Insulation | Retail | New | Ceiling Insulation(R2 to R38) | 5.3866 | 1.6472 |  | 16896.11 | 1 | 0.30579 | 3136.6725 | 30 |  | 21636.98 | 4016.7897 | Per End Use Consumption | GS | 1 | 1 | 1 | 1 | 1 | 1 | 1 | 1 | 1 | 1 | 1 | 1 | CrtNgs205 | CrtN | gs | 205 | [32 empty] | 0 | 0 | 0
205 | Building Envelope | Insulation | Schools K-12 | Existing | Ceiling Insulation(R2 to R38) | 5.1482 | 1.6688 |  | 16189.66 | 1 | 0.32415 | 3144.731 | 30 |  | 23786.11 | 4620.2896 | Per End Use Consumption | GS | 1 | 1 | 1 | 1 | 1 | 1 | 1 | 1 | 1 | 1 | 1 | 1 | CscEgs205 | CscE | gs | 205 | [32 empty] | 0.00813 | 0.0023732 | 0.0022885
205 | Building Envelope | Insulation | Schools K-12 | New | Ceiling Insulation(R2 to R38) | 5.1482 | 1.6688 |  | 16189.66 | 1 | 0.32415 | 3144.731 | 30 |  | 23786.11 | 4620.2896 | Per End Use Consumption | GS | 1 | 1 | 1 | 1 | 1 | 1 | 1 | 1 | 1 | 1 | 1 | 1 | CscNgs205 | CscN | gs | 205 | [32 empty] | 0 | 0 | 0
205 | Building Envelope | Insulation | Warehouse | Existing | Ceiling Insulation(R2 to R38) | 0.72108 | 0.27203 |  | 2284.42 | 1 | 0.37726 | 3168.0422 | 30 |  | 15186.5 | 21060.6952 | Per End Use Consumption | GS | 1 | 1 | 1 | 1 | 1 | 1 | 1 | 1 | 1 | 1 | 1 | 1 | CwaEgs205 | CwaE | gs | 205 | [32 empty] | 0.00066841 | 7.9519e-05 | 0.00097883
205 | Building Envelope | Insulation | Warehouse | New | Ceiling Insulation(R2 to R38) | 0.72108 | 0.27203 |  | 2284.42 | 1 | 0.37726 | 3168.0422 | 30 |  | 15186.5 | 21060.6952 | Per End Use Consumption | GS | 1 | 1 | 1 | 1 | 1 | 1 | 1 | 1 | 1 | 1 | 1 | 1 | CwaNgs205 | CwaN | gs | 205 | [32 empty] | 0 | 0 | 0
206 | Building Envelope | Insulation | Assembly | Existing | Ceiling Insulation(R2 to R49) | 2.0384 | 0.34165 |  | 6270.16 | 1 | 0.16761 | 3076.0163 | 30 |  | 10357.12 | 5080.9979 | Per End Use Consumption | GS | 1 | 1 | 1 | 1 | 1 | 1 | 1 | 1 | 1 | 1 | 1 | 1 | CasEgs206 | CasE | gs | 206 | [32 empty] | 0.07002 | 0.010495 | 0.08773
206 | Building Envelope | Insulation | Assembly | New | Ceiling Insulation(R2 to R49) | 2.0384 | 0.34165 |  | 6270.16 | 1 | 0.16761 | 3076.0163 | 30 |  | 10357.12 | 5080.9979 | Per End Use Consumption | GS | 1 | 1 | 1 | 1 | 1 | 1 | 1 | 1 | 1 | 1 | 1 | 1 | CasNgs206 | CasN | gs | 206 | [32 empty] | 0 | 0 | 0
206 | Building Envelope | Insulation | College and University | Existing | Ceiling Insulation(R2 to R49) | 2.0629 | 0.043234 |  | 10399.18 | 1 | 0.020958 | 5041.0683 | 30 |  | 15519.64 | 7523.2437 | Per End Use Consumption | GS | 1 | 1 | 1 | 1 | 1 | 1 | 1 | 1 | 1 | 1 | 1 | 1 | CcoEgs206 | CcoE | gs | 206 | [32 empty] | 0.021402 | 0.0041294 | 0.00019924
206 | Building Envelope | Insulation | College and University | New | Ceiling Insulation(R2 to R49) | 2.0629 | 0.043234 |  | 10399.18 | 1 | 0.020958 | 5041.0683 | 30 |  | 15519.64 | 7523.2437 | Per End Use Consumption | GS | 1 | 1 | 1 | 1 | 1 | 1 | 1 | 1 | 1 | 1 | 1 | 1 | CcoNgs206 | CcoN | gs | 206 | [32 empty] | 0 | 0 | 0
206 | Building Envelope | Insulation | Data Center | Existing | Ceiling Insulation(R2 to R49) | 12.0996 | 0.24497 |  | 60949.97 | 1 | 0.020246 | 5037.3699 | 30 |  | 48978.28 | 4047.9382 | Per End Use Consumption | GS | 1 | 1 | 1 | 1 | 1 | 1 | 1 | 1 | 1 | 1 | 1 | 1 | CdaEgs206 | CdaE | gs | 206 | [32 empty] | 0.0032739 | 0.00063748 | 2.4961e-05
206 | Building Envelope | Insulation | Data Center | New | Ceiling Insulation(R2 to R49) | 12.0996 | 0.24497 |  | 60949.97 | 1 | 0.020246 | 5037.3699 | 30 |  | 48978.28 | 4047.9382 | Per End Use Consumption | GS | 1 | 1 | 1 | 1 | 1 | 1 | 1 | 1 | 1 | 1 | 1 | 1 | CdaNgs206 | CdaN | gs | 206 | [32 empty] | 0 | 0 | 0
206 | Building Envelope | Insulation | Grocery | Existing | Ceiling Insulation(R2 to R49) | 0.23327 | 0.048418 |  | 885.6 | 1 | 0.20756 | 3796.4251 | 30 |  | 2519.05 | 10798.7632 | Per End Use Consumption | GS | 1 | 1 | 1 | 1 | 1 | 1 | 1 | 1 | 1 | 1 | 1 | 1 | CgrEgs206 | CgrE | gs | 206 | [32 empty] | 0.02364 | 0.0050901 | 0.0043733
206 | Building Envelope | Insulation | Grocery | New | Ceiling Insulation(R2 to R49) | 0.23327 | 0.048418 |  | 885.6 | 1 | 0.20756 | 3796.4251 | 30 |  | 2519.05 | 10798.7632 | Per End Use Consumption | GS | 1 | 1 | 1 | 1 | 1 | 1 | 1 | 1 | 1 | 1 | 1 | 1 | CgrNgs206 | CgrN | gs | 206 | [32 empty] | 0 | 0 | 0
206 | Building Envelope | Insulation | Healthcare | Existing | Ceiling Insulation(R2 to R49) | 1.7876 | 0.029944 |  | 8972.56 | 1 | 0.01675 | 5019.1979 | 30 |  | 6854.49 | 3834.3619 | Per End Use Consumption | GS | 1 | 1 | 1 | 1 | 1 | 1 | 1 | 1 | 1 | 1 | 1 | 1 | CheEgs206 | CheE | gs | 206 | [32 empty] | 0.010948 | 0 | 0.0021064
206 | Building Envelope | Insulation | Healthcare | New | Ceiling Insulation(R2 to R49) | 1.7876 | 0.029944 |  | 8972.56 | 1 | 0.01675 | 5019.1979 | 30 |  | 6854.49 | 3834.3619 | Per End Use Consumption | GS | 1 | 1 | 1 | 1 | 1 | 1 | 1 | 1 | 1 | 1 | 1 | 1 | CheNgs206 | CheN | gs | 206 | [32 empty] | 0 | 0 | 0
206 | Building Envelope | Insulation | Hospitals | Existing | Ceiling Insulation(R2 to R49) | 17.0406 | 0.34501 |  | 85839.62 | 1 | 0.020246 | 5037.3698 | 30 |  | 68979.15 | 4047.9383 | Per End Use Consumption | GS | 1 | 1 | 1 | 1 | 1 | 1 | 1 | 1 | 1 | 1 | 1 | 1 | ChoEgs206 | ChoE | gs | 206 | [32 empty] | 0.0020753 | 0 | 0.00039927
206 | Building Envelope | Insulation | Hospitals | New | Ceiling Insulation(R2 to R49) | 17.0406 | 0.34501 |  | 85839.62 | 1 | 0.020246 | 5037.3698 | 30 |  | 68979.15 | 4047.9383 | Per End Use Consumption | GS | 1 | 1 | 1 | 1 | 1 | 1 | 1 | 1 | 1 | 1 | 1 | 1 | ChoNgs206 | ChoN | gs | 206 | [32 empty] | 0 | 0 | 0
206 | Building Envelope | Insulation | Institutional | Existing | Ceiling Insulation(R2 to R49) | 0.59615 | 0.022144 |  | 3055.41 | 1 | 0.037145 | 5125.2048 | 30 |  | 9204.51 | 15439.8262 | Per End Use Consumption | GS | 1 | 1 | 1 | 1 | 1 | 1 | 1 | 1 | 1 | 1 | 1 | 1 | CinEgs206 | CinE | gs | 206 | [32 empty] | 0.064638 | 0.011694 | 0.0013396
206 | Building Envelope | Insulation | Institutional | New | Ceiling Insulation(R2 to R49) | 0.59615 | 0.022144 |  | 3055.41 | 1 | 0.037145 | 5125.2048 | 30 |  | 9204.51 | 15439.8262 | Per End Use Consumption | GS | 1 | 1 | 1 | 1 | 1 | 1 | 1 | 1 | 1 | 1 | 1 | 1 | CinNgs206 | CinN | gs | 206 | [32 empty] | 0 | 0 | 0
206 | Building Envelope | Insulation | Lodging/Hospitality | Existing | Ceiling Insulation(R2 to R49) | 2.7073 | 0.14436 |  | 14355.55 | 1 | 0.053321 | 5302.6084 | 30 |  | 14477.33 | 5347.5911 | Per End Use Consumption | GS | 1 | 1 | 1 | 1 | 1 | 1 | 1 | 1 | 1 | 1 | 1 | 1 | CloEgs206 | CloE | gs | 206 | [32 empty] | 0.036054 | 0.0060954 | 0.0027835
206 | Building Envelope | Insulation | Lodging/Hospitality | New | Ceiling Insulation(R2 to R49) | 2.7073 | 0.14436 |  | 14355.55 | 1 | 0.053321 | 5302.6084 | 30 |  | 14477.33 | 5347.5911 | Per End Use Consumption | GS | 1 | 1 | 1 | 1 | 1 | 1 | 1 | 1 | 1 | 1 | 1 | 1 | CloNgs206 | CloN | gs | 206 | [32 empty] | 0 | 0 | 0
206 | Building Envelope | Insulation | Miscellaneous | Existing | Ceiling Insulation(R2 to R49) | 2.4391 | 0.39915 |  | 7498.39 | 1 | 0.16365 | 3074.2787 | 30 |  | 22184.53 | 9095.4761 | Per End Use Consumption | GS | 1 | 1 | 1 | 1 | 1 | 1 | 1 | 1 | 1 | 1 | 1 | 1 | CmiEgs206 | CmiE | gs | 206 | [32 empty] | 0.014911 | 0 | 0.03397
206 | Building Envelope | Insulation | Miscellaneous | New | Ceiling Insulation(R2 to R49) | 2.4391 | 0.39915 |  | 7498.39 | 1 | 0.16365 | 3074.2787 | 30 |  | 22184.53 | 9095.4761 | Per End Use Consumption | GS | 1 | 1 | 1 | 1 | 1 | 1 | 1 | 1 | 1 | 1 | 1 | 1 | CmiNgs206 | CmiN | gs | 206 | [32 empty] | 0 | 0 | 0
206 | Building Envelope | Insulation | Offices | Existing | Ceiling Insulation(R2 to R49) | 2.5295 | 0.22255 |  | 7692.25 | 1 | 0.087984 | 3041.0649 | 30 |  | 11417.3 | 4513.7314 | Per End Use Consumption | GS | 1 | 1 | 1 | 1 | 1 | 1 | 1 | 1 | 1 | 1 | 1 | 1 | CofEgs206 | CofE | gs | 206 | [32 empty] | 0.6182 | 0.19415 | 0.080382
206 | Building Envelope | Insulation | Offices | New | Ceiling Insulation(R2 to R49) | 2.5295 | 0.22255 |  | 7692.25 | 1 | 0.087984 | 3041.0649 | 30 |  | 11417.3 | 4513.7314 | Per End Use Consumption | GS | 1 | 1 | 1 | 1 | 1 | 1 | 1 | 1 | 1 | 1 | 1 | 1 | CofNgs206 | CofN | gs | 206 | [32 empty] | 0 | 0 | 0
206 | Building Envelope | Insulation | Restaurants | Existing | Ceiling Insulation(R2 to R49) | 1.024 | 0.15444 |  | 3811.96 | 1 | 0.15082 | 3722.5932 | 30 |  | 3769.42 | 3681.0505 | Per End Use Consumption | GS | 1 | 1 | 1 | 1 | 1 | 1 | 1 | 1 | 1 | 1 | 1 | 1 | CreEgs206 | CreE | gs | 206 | [32 empty] | 0.055614 | 0.0079248 | 0.021265
206 | Building Envelope | Insulation | Restaurants | New | Ceiling Insulation(R2 to R49) | 1.024 | 0.15444 |  | 3811.96 | 1 | 0.15082 | 3722.5932 | 30 |  | 3769.42 | 3681.0505 | Per End Use Consumption | GS | 1 | 1 | 1 | 1 | 1 | 1 | 1 | 1 | 1 | 1 | 1 | 1 | CreNgs206 | CreN | gs | 206 | [32 empty] | 0 | 0 | 0
206 | Building Envelope | Insulation | Retail | Existing | Ceiling Insulation(R2 to R49) | 5.5699 | 1.7032 |  | 17470.81 | 1 | 0.30579 | 3136.6719 | 30 |  | 22273.36 | 3998.9114 | Per End Use Consumption | GS | 1 | 1 | 1 | 1 | 1 | 1 | 1 | 1 | 1 | 1 | 1 | 1 | CrtEgs206 | CrtE | gs | 206 | [32 empty] | 0.65481 | 0.17991 | 0.26114
206 | Building Envelope | Insulation | Retail | New | Ceiling Insulation(R2 to R49) | 5.5699 | 1.7032 |  | 17470.81 | 1 | 0.30579 | 3136.6719 | 30 |  | 22273.36 | 3998.9114 | Per End Use Consumption | GS | 1 | 1 | 1 | 1 | 1 | 1 | 1 | 1 | 1 | 1 | 1 | 1 | CrtNgs206 | CrtN | gs | 206 | [32 empty] | 0 | 0 | 0
206 | Building Envelope | Insulation | Schools K-12 | Existing | Ceiling Insulation(R2 to R49) | 5.3233 | 1.7255 |  | 16740.32 | 1 | 0.32415 | 3144.73 | 30 |  | 24485.7 | 4599.7278 | Per End Use Consumption | GS | 1 | 1 | 1 | 1 | 1 | 1 | 1 | 1 | 1 | 1 | 1 | 1 | CscEgs206 | CscE | gs | 206 | [32 empty] | 0.023394 | 0.0068303 | 0.0065751
206 | Building Envelope | Insulation | Schools K-12 | New | Ceiling Insulation(R2 to R49) | 5.3233 | 1.7255 |  | 16740.32 | 1 | 0.32415 | 3144.73 | 30 |  | 24485.7 | 4599.7278 | Per End Use Consumption | GS | 1 | 1 | 1 | 1 | 1 | 1 | 1 | 1 | 1 | 1 | 1 | 1 | CscNgs206 | CscN | gs | 206 | [32 empty] | 0 | 0 | 0
206 | Building Envelope | Insulation | Warehouse | Existing | Ceiling Insulation(R2 to R49) | 0.74561 | 0.28128 |  | 2362.12 | 1 | 0.37725 | 3168.0401 | 30 |  | 15633.16 | 20966.961 | Per End Use Consumption | GS | 1 | 1 | 1 | 1 | 1 | 1 | 1 | 1 | 1 | 1 | 1 | 1 | CwaEgs206 | CwaE | gs | 206 | [32 empty] | 0.0019218 | 0.00022893 | 0.0028122
206 | Building Envelope | Insulation | Warehouse | New | Ceiling Insulation(R2 to R49) | 0.74561 | 0.28128 |  | 2362.12 | 1 | 0.37725 | 3168.0401 | 30 |  | 15633.16 | 20966.961 | Per End Use Consumption | GS | 1 | 1 | 1 | 1 | 1 | 1 | 1 | 1 | 1 | 1 | 1 | 1 | CwaNgs206 | CwaN | gs | 206 | [32 empty] | 0 | 0 | 0
207 | Building Envelope | Insulation | Assembly | Existing | Floor Insulation | 0.45912 | 0.60275 |  | 1643.07 | 1 | 1.3128 | 3578.717 | 20 |  | 21461.17 | 46743.8726 | Per End Use Consumption | GS | 0.57723 | 0.60437 | 0.83705 | 1.097 | 1.2026 | 1.2026 | 1.289 | 1.2891 | 1.2453 | 1.1192 | 0.77553 | 0.85362 | CasEgs207 | CasE | gs | 207 | [32 empty] | 0.47531 | 0.01454 | 0.98338
207 | Building Envelope | Insulation | Assembly | New | Floor Insulation | 0.45912 | 0.60275 |  | 1643.07 | 1 | 1.3128 | 3578.717 | 20 |  | 21461.17 | 46743.8726 | Per End Use Consumption | GS | 0.57723 | 0.60437 | 0.83705 | 1.097 | 1.2026 | 1.2026 | 1.289 | 1.2891 | 1.2453 | 1.1192 | 0.77553 | 0.85362 | CasNgs207 | CasN | gs | 207 | [32 empty] | 0.007158 | 0.00016202 | 0.015199
207 | Building Envelope | Insulation | College and University | Existing | Floor Insulation | 0.4188 | 0.076275 |  | 2462.06 | 1 | 0.18213 | 5878.7807 | 20 |  | 33583.25 | 80188.3636 | Per End Use Consumption | GS | 0.57723 | 0.60437 | 0.83705 | 1.097 | 1.2026 | 1.2026 | 1.289 | 1.2891 | 1.2453 | 1.1192 | 0.77553 | 0.85362 | CcoEgs207 | CcoE | gs | 207 | [32 empty] | 0.014107 | 0.0016028 | 0.0011932
207 | Building Envelope | Insulation | College and University | New | Floor Insulation | 0.4188 | 0.076275 |  | 2462.06 | 1 | 0.18213 | 5878.7807 | 20 |  | 33583.25 | 80188.3636 | Per End Use Consumption | GS | 0.57723 | 0.60437 | 0.83705 | 1.097 | 1.2026 | 1.2026 | 1.289 | 1.2891 | 1.2453 | 1.1192 | 0.77553 | 0.85362 | CcoNgs207 | CcoN | gs | 207 | [32 empty] | 0.00017782 | 1.6746e-05 | 1.8322e-05
207 | Building Envelope | Insulation | Data Center | Existing | Floor Insulation | 1.3217 | 0.24071 |  | 7769.99 | 1 | 0.18212 | 5878.768 | 20 |  | 143882.78 | 108861.5927 | Per End Use Consumption | GS | 0.57723 | 0.60437 | 0.83705 | 1.097 | 1.2026 | 1.2026 | 1.289 | 1.2891 | 1.2453 | 1.1192 | 0.77553 | 0.85362 | CdaEgs207 | CdaE | gs | 207 | [32 empty] | 0.00056714 | 7.1882e-05 | 4.0903e-05
207 | Building Envelope | Insulation | Data Center | New | Floor Insulation | 1.3217 | 0.24071 |  | 7769.99 | 1 | 0.18212 | 5878.768 | 20 |  | 143882.78 | 108861.5927 | Per End Use Consumption | GS | 0.57723 | 0.60437 | 0.83705 | 1.097 | 1.2026 | 1.2026 | 1.289 | 1.2891 | 1.2453 | 1.1192 | 0.77553 | 0.85362 | CdaNgs207 | CdaN | gs | 207 | [32 empty] | 7.2574e-06 | 8.0456e-07 | 6.3282e-07
207 | Building Envelope | Insulation | Grocery | Existing | Floor Insulation | 0.095078 | 0.049455 |  | 399.63 | 1 | 0.52015 | 4203.1643 | 20 |  | 3667.06 | 38568.8156 | Per End Use Consumption | GS | 0.57723 | 0.60437 | 0.83705 | 1.097 | 1.2026 | 1.2026 | 1.289 | 1.2891 | 1.2453 | 1.1192 | 0.77553 | 0.85362 | CgrEgs207 | CgrE | gs | 207 | [32 empty] | 0.12565 | 0.019345 | 0.044136
207 | Building Envelope | Insulation | Grocery | New | Floor Insulation | 0.095078 | 0.049455 |  | 399.63 | 1 | 0.52015 | 4203.1643 | 20 |  | 3667.06 | 38568.8156 | Per End Use Consumption | GS | 0.57723 | 0.60437 | 0.83705 | 1.097 | 1.2026 | 1.2026 | 1.289 | 1.2891 | 1.2453 | 1.1192 | 0.77553 | 0.85362 | CgrNgs207 | CgrN | gs | 207 | [32 empty] | 0.0016238 | 0.00020877 | 0.00068217
207 | Building Envelope | Insulation | Healthcare | Existing | Floor Insulation | 0.18497 | 0.033687 |  | 1087.41 | 1 | 0.18212 | 5878.7601 | 20 |  | 13124.57 | 70954.101 | Per End Use Consumption | GS | 0.57723 | 0.60437 | 0.83705 | 1.097 | 1.2026 | 1.2026 | 1.289 | 1.2891 | 1.2453 | 1.1192 | 0.77553 | 0.85362 | CheEgs207 | CheE | gs | 207 | [32 empty] | 0.031995 | 0 | 0.0061556
207 | Building Envelope | Insulation | Healthcare | New | Floor Insulation | 0.18497 | 0.033687 |  | 1087.41 | 1 | 0.18212 | 5878.7601 | 20 |  | 13124.57 | 70954.101 | Per End Use Consumption | GS | 0.57723 | 0.60437 | 0.83705 | 1.097 | 1.2026 | 1.2026 | 1.289 | 1.2891 | 1.2453 | 1.1192 | 0.77553 | 0.85362 | CheNgs207 | CheN | gs | 207 | [32 empty] | 0.00049097 | 0 | 9.4457e-05
207 | Building Envelope | Insulation | Hospitals | Existing | Floor Insulation | 1.8614 | 0.33901 |  | 10942.96 | 1 | 0.18212 | 5878.7677 | 20 |  | 259631.25 | 139478.8803 | Per End Use Consumption | GS | 0.57723 | 0.60437 | 0.83705 | 1.097 | 1.2026 | 1.2026 | 1.289 | 1.2891 | 1.2453 | 1.1192 | 0.77553 | 0.85362 | ChoEgs207 | ChoE | gs | 207 | [32 empty] | 0.012927 | 0 | 0.002487
207 | Building Envelope | Insulation | Hospitals | New | Floor Insulation | 1.8614 | 0.33901 |  | 10942.96 | 1 | 0.18212 | 5878.7677 | 20 |  | 259631.25 | 139478.8803 | Per End Use Consumption | GS | 0.57723 | 0.60437 | 0.83705 | 1.097 | 1.2026 | 1.2026 | 1.289 | 1.2891 | 1.2453 | 1.1192 | 0.77553 | 0.85362 | ChoNgs207 | ChoN | gs | 207 | [32 empty] | 0.00019962 | 0 | 3.8405e-05
207 | Building Envelope | Insulation | Institutional | Existing | Floor Insulation | 0.24839 | 0.045237 |  | 1460.21 | 1 | 0.18212 | 5878.7599 | 20 |  | 17141.39 | 69010.7011 | Per End Use Consumption | GS | 0.57723 | 0.60437 | 0.83705 | 1.097 | 1.2026 | 1.2026 | 1.289 | 1.2891 | 1.2453 | 1.1192 | 0.77553 | 0.85362 | CinEgs207 | CinE | gs | 207 | [32 empty] | 0.21231 | 0.025276 | 0.016862
207 | Building Envelope | Insulation | Institutional | New | Floor Insulation | 0.24839 | 0.045237 |  | 1460.21 | 1 | 0.18212 | 5878.7599 | 20 |  | 17141.39 | 69010.7011 | Per End Use Consumption | GS | 0.57723 | 0.60437 | 0.83705 | 1.097 | 1.2026 | 1.2026 | 1.289 | 1.2891 | 1.2453 | 1.1192 | 0.77553 | 0.85362 | CinNgs207 | CinN | gs | 207 | [32 empty] | 0.0028129 | 0.00029515 | 0.0002611
207 | Building Envelope | Insulation | Lodging/Hospitality | Existing | Floor Insulation | 0.36902 | 0.24361 |  | 2296.71 | 1 | 0.66016 | 6223.8632 | 20 |  | 59807.6 | 162072.8427 | Per End Use Consumption | GS | 0.57723 | 0.60437 | 0.83705 | 1.097 | 1.2026 | 1.2026 | 1.289 | 1.2891 | 1.2453 | 1.1192 | 0.77553 | 0.85362 | CloEgs207 | CloE | gs | 207 | [32 empty] | 0.065949 | 0.0044109 | 0.028269
207 | Building Envelope | Insulation | Lodging/Hospitality | New | Floor Insulation | 0.36902 | 0.24361 |  | 2296.71 | 1 | 0.66016 | 6223.8632 | 20 |  | 59807.6 | 162072.8427 | Per End Use Consumption | GS | 0.57723 | 0.60437 | 0.83705 | 1.097 | 1.2026 | 1.2026 | 1.289 | 1.2891 | 1.2453 | 1.1192 | 0.77553 | 0.85362 | CloNgs207 | CloN | gs | 207 | [32 empty] | 0.00049937 | 2.5476e-05 | 0.00024131
207 | Building Envelope | Insulation | Miscellaneous | Existing | Floor Insulation | 0.98343 | 1.2911 |  | 3519.39 | 1 | 1.3128 | 3578.7052 | 20 |  | 46550.84 | 47335.4003 | Per End Use Consumption | GS | 0.57723 | 0.60437 | 0.83705 | 1.097 | 1.2026 | 1.2026 | 1.289 | 1.2891 | 1.2453 | 1.1192 | 0.77553 | 0.85362 | CmiEgs207 | CmiE | gs | 207 | [32 empty] | 0.60564 | 0 | 1.3797
207 | Building Envelope | Insulation | Miscellaneous | New | Floor Insulation | 0.98343 | 1.2911 |  | 3519.39 | 1 | 1.3128 | 3578.7052 | 20 |  | 46550.84 | 47335.4003 | Per End Use Consumption | GS | 0.57723 | 0.60437 | 0.83705 | 1.097 | 1.2026 | 1.2026 | 1.289 | 1.2891 | 1.2453 | 1.1192 | 0.77553 | 0.85362 | CmiNgs207 | CmiN | gs | 207 | [32 empty] | 0.0037384 | 0 | 0.0085167
207 | Building Envelope | Insulation | Offices | Existing | Floor Insulation | 0.50612 | 0.66445 |  | 1811.26 | 1 | 1.3128 | 3578.7093 | 20 |  | 24406.66 | 48222.9729 | Per End Use Consumption | GS | 0.57723 | 0.60437 | 0.83705 | 1.097 | 1.2026 | 1.2026 | 1.289 | 1.2891 | 1.2453 | 1.1192 | 0.77553 | 0.85362 | CofEgs207 | CofE | gs | 207 | [32 empty] | 0.33772 | 0.053926 | 0.40053
207 | Building Envelope | Insulation | Offices | New | Floor Insulation | 0.50612 | 0.66445 |  | 1811.26 | 1 | 1.3128 | 3578.7093 | 20 |  | 24406.66 | 48222.9729 | Per End Use Consumption | GS | 0.57723 | 0.60437 | 0.83705 | 1.097 | 1.2026 | 1.2026 | 1.289 | 1.2891 | 1.2453 | 1.1192 | 0.77553 | 0.85362 | CofNgs207 | CofN | gs | 207 | [32 empty] | 0.0042197 | 0.00056525 | 0.0057468
207 | Building Envelope | Insulation | Restaurants | Existing | Floor Insulation | 0.14227 | 0.074003 |  | 597.99 | 1 | 0.52015 | 4203.1584 | 20 |  | 6871.43 | 48297.9792 | Per End Use Consumption | GS | 0.57723 | 0.60437 | 0.83705 | 1.097 | 1.2026 | 1.2026 | 1.289 | 1.2891 | 1.2453 | 1.1192 | 0.77553 | 0.85362 | CreEgs207 | CreE | gs | 207 | [32 empty] | 0.056246 | 0.0034375 | 0.033911
207 | Building Envelope | Insulation | Restaurants | New | Floor Insulation | 0.14227 | 0.074003 |  | 597.99 | 1 | 0.52015 | 4203.1584 | 20 |  | 6871.43 | 48297.9792 | Per End Use Consumption | GS | 0.57723 | 0.60437 | 0.83705 | 1.097 | 1.2026 | 1.2026 | 1.289 | 1.2891 | 1.2453 | 1.1192 | 0.77553 | 0.85362 | CreNgs207 | CreN | gs | 207 | [32 empty] | 0.00074648 | 3.3155e-05 | 0.00048384
207 | Building Envelope | Insulation | Retail | Existing | Floor Insulation | 0.98736 | 1.2962 |  | 3533.48 | 1 | 1.3128 | 3578.7066 | 20 |  | 32131.85 | 32543.1202 | Per End Use Consumption | GS | 0.57723 | 0.60437 | 0.83705 | 1.097 | 1.2026 | 1.2026 | 1.289 | 1.2891 | 1.2453 | 1.1192 | 0.77553 | 0.85362 | CrtEgs207 | CrtE | gs | 207 | [32 empty] | 0.80641 | 0.099269 | 1.1581
207 | Building Envelope | Insulation | Retail | New | Floor Insulation | 0.98736 | 1.2962 |  | 3533.48 | 1 | 1.3128 | 3578.7066 | 20 |  | 32131.85 | 32543.1202 | Per End Use Consumption | GS | 0.57723 | 0.60437 | 0.83705 | 1.097 | 1.2026 | 1.2026 | 1.289 | 1.2891 | 1.2453 | 1.1192 | 0.77553 | 0.85362 | CrtNgs207 | CrtN | gs | 207 | [32 empty] | 0.010408 | 0.0010108 | 0.016797
207 | Building Envelope | Insulation | Schools K-12 | Existing | Floor Insulation | 1.0854 | 1.425 |  | 3884.45 | 1 | 1.3128 | 3578.712 | 20 |  | 45599.3 | 42010.2623 | Per End Use Consumption | GS | 0.57723 | 0.60437 | 0.83705 | 1.097 | 1.2026 | 1.2026 | 1.289 | 1.2891 | 1.2453 | 1.1192 | 0.77553 | 0.85362 | CscEgs207 | CscE | gs | 207 | [32 empty] | 0.019044 | 0.0036954 | 0.018108
207 | Building Envelope | Insulation | Schools K-12 | New | Floor Insulation | 1.0854 | 1.425 |  | 3884.45 | 1 | 1.3128 | 3578.712 | 20 |  | 45599.3 | 42010.2623 | Per End Use Consumption | GS | 0.57723 | 0.60437 | 0.83705 | 1.097 | 1.2026 | 1.2026 | 1.289 | 1.2891 | 1.2453 | 1.1192 | 0.77553 | 0.85362 | CscNgs207 | CscN | gs | 207 | [32 empty] | 0.00023747 | 3.8434e-05 | 0.00027811
207 | Building Envelope | Insulation | Warehouse | Existing | Floor Insulation | 0.69301 | 0.9098 |  | 2480.07 | 1 | 1.3128 | 3578.7165 | 20 |  | 27268.15 | 39347.6713 | Per End Use Consumption | GS | 0.57723 | 0.60437 | 0.83705 | 1.097 | 1.2026 | 1.2026 | 1.289 | 1.2891 | 1.2453 | 1.1192 | 0.77553 | 0.85362 | CwaEgs207 | CwaE | gs | 207 | [32 empty] | 0.048063 | 0.0020919 | 0.095185
207 | Building Envelope | Insulation | Warehouse | New | Floor Insulation | 0.69301 | 0.9098 |  | 2480.07 | 1 | 1.3128 | 3578.7165 | 20 |  | 27268.15 | 39347.6713 | Per End Use Consumption | GS | 0.57723 | 0.60437 | 0.83705 | 1.097 | 1.2026 | 1.2026 | 1.289 | 1.2891 | 1.2453 | 1.1192 | 0.77553 | 0.85362 | CwaNgs207 | CwaN | gs | 207 | [32 empty] | 0.0007344 | 2.9846e-05 | 0.0014689
208 | Building Envelope | Insulation | Assembly | Existing | Roof Insulation | 0.67744 | 0.78202 |  | 2377.25 | 1 | 1.1544 | 3509.1594 | 30 |  | 14204.05 | 20967.1995 | Per End Use Consumption | GS | 0.57723 | 0.60437 | 0.83705 | 0 | 0 | 0 | 0 | 0 | 0 | 0 | 0.77553 | 0.85362 | CasEgs208 | CasE | gs | 208 | [32 empty] | 2.4658 | 0.081779 | 5.058
208 | Building Envelope | Insulation | Assembly | New | Roof Insulation | 0.67744 | 0.78202 |  | 2377.25 | 1 | 1.1544 | 3509.1594 | 30 |  | 14204.05 | 20967.1995 | Per End Use Consumption | GS | 0.57723 | 0.60437 | 0.83705 | 0 | 0 | 0 | 0 | 0 | 0 | 0 | 0.77553 | 0.85362 | CasNgs208 | CasN | gs | 208 | [32 empty] | 0.01482 | 0.00036451 | 0.03127
208 | Building Envelope | Insulation | College and University | Existing | Roof Insulation | 0.61795 | 0.09896 |  | 3562.19 | 1 | 0.16014 | 5764.5129 | 30 |  | 21284.07 | 34442.9401 | Per End Use Consumption | GS | 0.57723 | 0.60437 | 0.83705 | 0 | 0 | 0 | 0 | 0 | 0 | 0 | 0.77553 | 0.85362 | CcoEgs208 | CcoE | gs | 208 | [32 empty] | 0.092436 | 0.011093 | 0.0072581
208 | Building Envelope | Insulation | College and University | New | Roof Insulation | 0.61795 | 0.09896 |  | 3562.19 | 1 | 0.16014 | 5764.5129 | 30 |  | 21284.07 | 34442.9401 | Per End Use Consumption | GS | 0.57723 | 0.60437 | 0.83705 | 0 | 0 | 0 | 0 | 0 | 0 | 0 | 0.77553 | 0.85362 | CcoNgs208 | CcoN | gs | 208 | [32 empty] | 0.00048725 | 5.1812e-05 | 4.4578e-05
208 | Building Envelope | Insulation | Data Center | Existing | Roof Insulation | 1.9502 | 0.31231 |  | 11241.87 | 1 | 0.16014 | 5764.5167 | 30 |  | 67170.21 | 34443.0061 | Per End Use Consumption | GS | 0.57723 | 0.60437 | 0.83705 | 0 | 0 | 0 | 0 | 0 | 0 | 0 | 0.77553 | 0.85362 | CdaEgs208 | CdaE | gs | 208 | [32 empty] | 0.0075034 | 0.001003 | 0.00049181
208 | Building Envelope | Insulation | Data Center | New | Roof Insulation | 1.9502 | 0.31231 |  | 11241.87 | 1 | 0.16014 | 5764.5167 | 30 |  | 67170.21 | 34443.0061 | Per End Use Consumption | GS | 0.57723 | 0.60437 | 0.83705 | 0 | 0 | 0 | 0 | 0 | 0 | 0 | 0.77553 | 0.85362 | CdaNgs208 | CdaN | gs | 208 | [32 empty] | 3.7981e-05 | 4.4947e-06 | 3.0422e-06
208 | Building Envelope | Insulation | Grocery | Existing | Roof Insulation | 0.14029 | 0.064165 |  | 578.19 | 1 | 0.45739 | 4121.4933 | 30 |  | 3454.7 | 24626.0277 | Per End Use Consumption | GS | 0.57723 | 0.60437 | 0.83705 | 0 | 0 | 0 | 0 | 0 | 0 | 0 | 0.77553 | 0.85362 | CgrEgs208 | CgrE | gs | 208 | [32 empty] | 0.43332 | 0.071072 | 0.14041
208 | Building Envelope | Insulation | Grocery | New | Roof Insulation | 0.14029 | 0.064165 |  | 578.19 | 1 | 0.45739 | 4121.4933 | 30 |  | 3454.7 | 24626.0277 | Per End Use Consumption | GS | 0.57723 | 0.60437 | 0.83705 | 0 | 0 | 0 | 0 | 0 | 0 | 0 | 0.77553 | 0.85362 | CgrNgs208 | CgrN | gs | 208 | [32 empty] | 0.0022601 | 0.00032001 | 0.00086969
208 | Building Envelope | Insulation | Healthcare | Existing | Roof Insulation | 0.27293 | 0.043707 |  | 1573.29 | 1 | 0.16014 | 5764.5191 | 30 |  | 9400.44 | 34443.1199 | Per End Use Consumption | GS | 0.57723 | 0.60437 | 0.83705 | 0 | 0 | 0 | 0 | 0 | 0 | 0 | 0.77553 | 0.85362 | CheEgs208 | CheE | gs | 208 | [32 empty] | 0.25596 | 0 | 0.049244
208 | Building Envelope | Insulation | Healthcare | New | Roof Insulation | 0.27293 | 0.043707 |  | 1573.29 | 1 | 0.16014 | 5764.5191 | 30 |  | 9400.44 | 34443.1199 | Per End Use Consumption | GS | 0.57723 | 0.60437 | 0.83705 | 0 | 0 | 0 | 0 | 0 | 0 | 0 | 0.77553 | 0.85362 | CheNgs208 | CheN | gs | 208 | [32 empty] | 0.0015711 | 0 | 0.00030226
208 | Building Envelope | Insulation | Hospitals | Existing | Roof Insulation | 2.7466 | 0.43984 |  | 15832.63 | 1 | 0.16014 | 5764.5188 | 30 |  | 94599.97 | 34443.0018 | Per End Use Consumption | GS | 0.57723 | 0.60437 | 0.83705 | 0 | 0 | 0 | 0 | 0 | 0 | 0 | 0.77553 | 0.85362 | ChoEgs208 | ChoE | gs | 208 | [32 empty] | 0.063758 | 0 | 0.012266
208 | Building Envelope | Insulation | Hospitals | New | Roof Insulation | 2.7466 | 0.43984 |  | 15832.63 | 1 | 0.16014 | 5764.5188 | 30 |  | 94599.97 | 34443.0018 | Per End Use Consumption | GS | 0.57723 | 0.60437 | 0.83705 | 0 | 0 | 0 | 0 | 0 | 0 | 0 | 0.77553 | 0.85362 | ChoNgs208 | ChoN | gs | 208 | [32 empty] | 0.00039377 | 0 | 7.5757e-05
208 | Building Envelope | Insulation | Institutional | Existing | Roof Insulation | 0.3665 | 0.058692 |  | 2112.69 | 1 | 0.16014 | 5764.5245 | 30 |  | 12623.32 | 34443.0266 | Per End Use Consumption | GS | 0.57723 | 0.60437 | 0.83705 | 0 | 0 | 0 | 0 | 0 | 0 | 0 | 0.77553 | 0.85362 | CinEgs208 | CinE | gs | 208 | [32 empty] | 1.2638 | 0.15998 | 0.091337
208 | Building Envelope | Insulation | Institutional | New | Roof Insulation | 0.3665 | 0.058692 |  | 2112.69 | 1 | 0.16014 | 5764.5245 | 30 |  | 12623.32 | 34443.0266 | Per End Use Consumption | GS | 0.57723 | 0.60437 | 0.83705 | 0 | 0 | 0 | 0 | 0 | 0 | 0 | 0.77553 | 0.85362 | CinNgs208 | CinN | gs | 208 | [32 empty] | 0.0071563 | 0.00085476 | 0.00056572
208 | Building Envelope | Insulation | Lodging/Hospitality | Existing | Roof Insulation | 0.54449 | 0.31607 |  | 3322.95 | 1 | 0.58049 | 6102.9127 | 30 |  | 19854.63 | 36464.9105 | Per End Use Consumption | GS | 0.57723 | 0.60437 | 0.83705 | 0 | 0 | 0 | 0 | 0 | 0 | 0 | 0.77553 | 0.85362 | CloEgs208 | CloE | gs | 208 | [32 empty] | 0.27498 | 0.019638 | 0.11359
208 | Building Envelope | Insulation | Lodging/Hospitality | New | Roof Insulation | 0.54449 | 0.31607 |  | 3322.95 | 1 | 0.58049 | 6102.9127 | 30 |  | 19854.63 | 36464.9105 | Per End Use Consumption | GS | 0.57723 | 0.60437 | 0.83705 | 0 | 0 | 0 | 0 | 0 | 0 | 0 | 0.77553 | 0.85362 | CloNgs208 | CloN | gs | 208 | [32 empty] | 0.0012786 | 7.0272e-05 | 0.00060052
208 | Building Envelope | Insulation | Miscellaneous | Existing | Roof Insulation | 1.4511 | 1.6751 |  | 5091.97 | 1 | 1.1544 | 3509.1594 | 30 |  | 30424.5 | 20967.2131 | Per End Use Consumption | GS | 0.57723 | 0.60437 | 0.83705 | 0 | 0 | 0 | 0 | 0 | 0 | 0 | 0.77553 | 0.85362 | CmiEgs208 | CmiE | gs | 208 | [32 empty] | 1.3556 | 0 | 3.0883
208 | Building Envelope | Insulation | Miscellaneous | New | Roof Insulation | 1.4511 | 1.6751 |  | 5091.97 | 1 | 1.1544 | 3509.1594 | 30 |  | 30424.5 | 20967.2131 | Per End Use Consumption | GS | 0.57723 | 0.60437 | 0.83705 | 0 | 0 | 0 | 0 | 0 | 0 | 0 | 0.77553 | 0.85362 | CmiNgs208 | CmiN | gs | 208 | [32 empty] | 0.008368 | 0 | 0.019063
208 | Building Envelope | Insulation | Offices | Existing | Roof Insulation | 0.74678 | 0.86208 |  | 2620.59 | 1 | 1.1544 | 3509.1628 | 30 |  | 15658.01 | 20967.2274 | Per End Use Consumption | GS | 0.57723 | 0.60437 | 0.83705 | 0 | 0 | 0 | 0 | 0 | 0 | 0 | 0.77553 | 0.85362 | CofEgs208 | CofE | gs | 208 | [32 empty] | 4.3254 | 0.73994 | 4.7928
208 | Building Envelope | Insulation | Offices | New | Roof Insulation | 0.74678 | 0.86208 |  | 2620.59 | 1 | 1.1544 | 3509.1628 | 30 |  | 15658.01 | 20967.2274 | Per End Use Consumption | GS | 0.57723 | 0.60437 | 0.83705 | 0 | 0 | 0 | 0 | 0 | 0 | 0 | 0.77553 | 0.85362 | CofNgs208 | CofN | gs | 208 | [32 empty] | 0.021389 | 0.0031024 | 0.027507
208 | Building Envelope | Insulation | Restaurants | Existing | Roof Insulation | 0.20992 | 0.096014 |  | 865.19 | 1 | 0.45738 | 4121.4795 | 30 |  | 5169.5 | 24625.791 | Per End Use Consumption | GS | 0.57723 | 0.60437 | 0.83705 | 0 | 0 | 0 | 0 | 0 | 0 | 0 | 0.77553 | 0.85362 | CreEgs208 | CreE | gs | 208 | [32 empty] | 0.34704 | 0.023691 | 0.2025
208 | Building Envelope | Insulation | Restaurants | New | Roof Insulation | 0.20992 | 0.096014 |  | 865.19 | 1 | 0.45738 | 4121.4795 | 30 |  | 5169.5 | 24625.791 | Per End Use Consumption | GS | 0.57723 | 0.60437 | 0.83705 | 0 | 0 | 0 | 0 | 0 | 0 | 0 | 0.77553 | 0.85362 | CreNgs208 | CreN | gs | 208 | [32 empty] | 0.0018261 | 9.1402e-05 | 0.0011557
208 | Building Envelope | Insulation | Retail | Existing | Roof Insulation | 1.4569 | 1.6818 |  | 5112.35 | 1 | 1.1544 | 3509.1571 | 30 |  | 30546.33 | 20967.2404 | Per End Use Consumption | GS | 0.57723 | 0.60437 | 0.83705 | 0 | 0 | 0 | 0 | 0 | 0 | 0 | 0.77553 | 0.85362 | CrtEgs208 | CrtE | gs | 208 | [32 empty] | 4.5916 | 0.626 | 6.1785
208 | Building Envelope | Insulation | Retail | New | Roof Insulation | 1.4569 | 1.6818 |  | 5112.35 | 1 | 1.1544 | 3509.1571 | 30 |  | 30546.33 | 20967.2404 | Per End Use Consumption | GS | 0.57723 | 0.60437 | 0.83705 | 0 | 0 | 0 | 0 | 0 | 0 | 0 | 0.77553 | 0.85362 | CrtNgs208 | CrtN | gs | 208 | [32 empty] | 0.024281 | 0.0028496 | 0.035825
208 | Building Envelope | Insulation | Schools K-12 | Existing | Roof Insulation | 1.6016 | 1.8488 |  | 5620.15 | 1 | 1.1544 | 3509.1608 | 30 |  | 33580.39 | 20967.2317 | Per End Use Consumption | GS | 0.57723 | 0.60437 | 0.83705 | 0 | 0 | 0 | 0 | 0 | 0 | 0 | 0.77553 | 0.85362 | CscEgs208 | CscE | gs | 208 | [32 empty] | 0.12352 | 0.025276 | 0.10851
208 | Building Envelope | Insulation | Schools K-12 | New | Roof Insulation | 1.6016 | 1.8488 |  | 5620.15 | 1 | 1.1544 | 3509.1608 | 30 |  | 33580.39 | 20967.2317 | Per End Use Consumption | GS | 0.57723 | 0.60437 | 0.83705 | 0 | 0 | 0 | 0 | 0 | 0 | 0 | 0.77553 | 0.85362 | CscNgs208 | CscN | gs | 208 | [32 empty] | 0.00060814 | 0.00010515 | 0.00066619
208 | Building Envelope | Insulation | Warehouse | Existing | Roof Insulation | 1.0225 | 1.1804 |  | 3588.24 | 1 | 1.1544 | 3509.1543 | 30 |  | 21439.76 | 20967.2222 | Per End Use Consumption | GS | 0.57723 | 0.60437 | 0.83705 | 0 | 0 | 0 | 0 | 0 | 0 | 0 | 0.77553 | 0.85362 | CwaEgs208 | CwaE | gs | 208 | [32 empty] | 0.16718 | 0.010456 | 0.30935
208 | Building Envelope | Insulation | Warehouse | New | Roof Insulation | 1.0225 | 1.1804 |  | 3588.24 | 1 | 1.1544 | 3509.1543 | 30 |  | 21439.76 | 20967.2222 | Per End Use Consumption | GS | 0.57723 | 0.60437 | 0.83705 | 0 | 0 | 0 | 0 | 0 | 0 | 0 | 0.77553 | 0.85362 | CwaNgs208 | CwaN | gs | 208 | [32 empty] | 0.0010168 | 5.948e-05 | 0.0019096
209 | Building Envelope | Insulation | Assembly | Existing | Wall Insulation | 2.5764 | 2.6636 |  | 8904.82 | 1 | 1.0338 | 3456.2527 | 25 |  | 22364.48 | 8680.3883 | Per End Use Consumption | GS | 1 | 1 | 1 | 1 | 1 | 1 | 1 | 1 | 1 | 1 | 1 | 1 | CasEgs209 | CasE | gs | 209 | [32 empty] | 9.3435 | 0.33908 | 18.9665
209 | Building Envelope | Insulation | Assembly | New | Wall Insulation | 2.5764 | 2.6636 |  | 8904.82 | 1 | 1.0338 | 3456.2527 | 25 |  | 22364.48 | 8680.3883 | Per End Use Consumption | GS | 1 | 1 | 1 | 1 | 1 | 1 | 1 | 1 | 1 | 1 | 1 | 1 | CasNgs209 | CasN | gs | 209 | [32 empty] | 0.056532 | 0.0016859 | 0.11726
209 | Building Envelope | Insulation | College and University | Existing | Wall Insulation | 1.9199 | 0.27536 |  | 10900.5 | 1 | 0.14342 | 5677.6057 | 25 |  | 34996.78 | 18228.3307 | Per End Use Consumption | GS | 1 | 1 | 1 | 1 | 1 | 1 | 1 | 1 | 1 | 1 | 1 | 1 | CcoEgs209 | CcoE | gs | 209 | [32 empty] | 0.69179 | 0.094468 | 0.043453
209 | Building Envelope | Insulation | College and University | New | Wall Insulation | 1.9199 | 0.27536 |  | 10900.5 | 1 | 0.14342 | 5677.6057 | 25 |  | 34996.78 | 18228.3307 | Per End Use Consumption | GS | 1 | 1 | 1 | 1 | 1 | 1 | 1 | 1 | 1 | 1 | 1 | 1 | CcoNgs209 | CcoN | gs | 209 | [32 empty] | 0.0042855 | 0.00055386 | 0.00029893
209 | Building Envelope | Insulation | Data Center | Existing | Wall Insulation | 3.4107 | 0.48917 |  | 19364.56 | 1 | 0.14342 | 5677.6076 | 25 |  | 149938.85 | 43961.4407 | Per End Use Consumption | GS | 1 | 1 | 1 | 1 | 1 | 1 | 1 | 1 | 1 | 1 | 1 | 1 | CdaEgs209 | CdaE | gs | 209 | [32 empty] | 0.021462 | 0.0029951 | 0.0012871
209 | Building Envelope | Insulation | Data Center | New | Wall Insulation | 3.4107 | 0.48917 |  | 19364.56 | 1 | 0.14342 | 5677.6076 | 25 |  | 149938.85 | 43961.4407 | Per End Use Consumption | GS | 1 | 1 | 1 | 1 | 1 | 1 | 1 | 1 | 1 | 1 | 1 | 1 | CdaNgs209 | CdaN | gs | 209 | [32 empty] | 0.00012046 | 1.6032e-05 | 7.9619e-06
209 | Building Envelope | Insulation | Grocery | Existing | Wall Insulation | 1.0819 | 0.44315 |  | 4391.62 | 1 | 0.40963 | 4059.3467 | 25 |  | 3821.41 | 3532.2792 | Per End Use Consumption | GS | 1 | 1 | 1 | 1 | 1 | 1 | 1 | 1 | 1 | 1 | 1 | 1 | CgrEgs209 | CgrE | gs | 209 | [32 empty] | 4.8676 | 0.96957 | 1.1133
209 | Building Envelope | Insulation | Grocery | New | Wall Insulation | 1.0819 | 0.44315 |  | 4391.62 | 1 | 0.40963 | 4059.3467 | 25 |  | 3821.41 | 3532.2792 | Per End Use Consumption | GS | 1 | 1 | 1 | 1 | 1 | 1 | 1 | 1 | 1 | 1 | 1 | 1 | CgrNgs209 | CgrN | gs | 209 | [32 empty] | 0.046683 | 0.010694 | 0.0068955
209 | Building Envelope | Insulation | Healthcare | Existing | Wall Insulation | 1.2759 | 0.183 |  | 7244.24 | 1 | 0.14342 | 5677.6043 | 25 |  | 13676.99 | 10719.211 | Per End Use Consumption | GS | 1 | 1 | 1 | 1 | 1 | 1 | 1 | 1 | 1 | 1 | 1 | 1 | CheEgs209 | CheE | gs | 209 | [32 empty] | 1.7858 | 0 | 0.34357
209 | Building Envelope | Insulation | Healthcare | New | Wall Insulation | 1.2759 | 0.183 |  | 7244.24 | 1 | 0.14342 | 5677.6043 | 25 |  | 13676.99 | 10719.211 | Per End Use Consumption | GS | 1 | 1 | 1 | 1 | 1 | 1 | 1 | 1 | 1 | 1 | 1 | 1 | CheNgs209 | CheN | gs | 209 | [32 empty] | 0.010961 | 0 | 0.0021088
209 | Building Envelope | Insulation | Hospitals | Existing | Wall Insulation | 4.0476 | 0.58052 |  | 22980.78 | 1 | 0.14342 | 5677.607 | 25 |  | 270559.21 | 66844.0698 | Per End Use Consumption | GS | 1 | 1 | 1 | 1 | 1 | 1 | 1 | 1 | 1 | 1 | 1 | 1 | ChoEgs209 | ChoE | gs | 209 | [32 empty] | 0.087355 | 0 | 0.016806
209 | Building Envelope | Insulation | Hospitals | New | Wall Insulation | 4.0476 | 0.58052 |  | 22980.78 | 1 | 0.14342 | 5677.607 | 25 |  | 270559.21 | 66844.0698 | Per End Use Consumption | GS | 1 | 1 | 1 | 1 | 1 | 1 | 1 | 1 | 1 | 1 | 1 | 1 | ChoNgs209 | ChoN | gs | 209 | [32 empty] | 0.0005395 | 0 | 0.00010379
209 | Building Envelope | Insulation | Institutional | Existing | Wall Insulation | 1.4786 | 0.21206 |  | 8394.72 | 1 | 0.14342 | 5677.6057 | 25 |  | 17862.88 | 12081.2116 | Per End Use Consumption | GS | 1 | 1 | 1 | 1 | 1 | 1 | 1 | 1 | 1 | 1 | 1 | 1 | CinEgs209 | CinE | gs | 209 | [32 empty] | 8.6922 | 1.2938 | 0.44461
209 | Building Envelope | Insulation | Institutional | New | Wall Insulation | 1.4786 | 0.21206 |  | 8394.72 | 1 | 0.14342 | 5677.6057 | 25 |  | 17862.88 | 12081.2116 | Per End Use Consumption | GS | 1 | 1 | 1 | 1 | 1 | 1 | 1 | 1 | 1 | 1 | 1 | 1 | CinNgs209 | CinN | gs | 209 | [32 empty] | 0.057432 | 0.0086155 | 0.0028741
209 | Building Envelope | Insulation | Lodging/Hospitality | Existing | Wall Insulation | 1.7515 | 0.91056 |  | 10528.11 | 1 | 0.51987 | 6010.8952 | 25 |  | 62324.92 | 35583.6483 | Per End Use Consumption | GS | 1 | 1 | 1 | 1 | 1 | 1 | 1 | 1 | 1 | 1 | 1 | 1 | CloEgs209 | CloE | gs | 209 | [32 empty] | 1.2142 | 0.094423 | 0.47504
209 | Building Envelope | Insulation | Lodging/Hospitality | New | Wall Insulation | 1.7515 | 0.91056 |  | 10528.11 | 1 | 0.51987 | 6010.8952 | 25 |  | 62324.92 | 35583.6483 | Per End Use Consumption | GS | 1 | 1 | 1 | 1 | 1 | 1 | 1 | 1 | 1 | 1 | 1 | 1 | CloNgs209 | CloN | gs | 209 | [32 empty] | 0.0065649 | 0.00040928 | 0.0029166
209 | Building Envelope | Insulation | Miscellaneous | Existing | Wall Insulation | 3.7707 | 3.8983 |  | 13032.6 | 1 | 1.0338 | 3456.2525 | 25 |  | 48510.17 | 12864.923 | Per End Use Consumption | GS | 1 | 1 | 1 | 1 | 1 | 1 | 1 | 1 | 1 | 1 | 1 | 1 | CmiEgs209 | CmiE | gs | 209 | [32 empty] | 3.9625 | 0 | 9.0271
209 | Building Envelope | Insulation | Miscellaneous | New | Wall Insulation | 3.7707 | 3.8983 |  | 13032.6 | 1 | 1.0338 | 3456.2525 | 25 |  | 48510.17 | 12864.923 | Per End Use Consumption | GS | 1 | 1 | 1 | 1 | 1 | 1 | 1 | 1 | 1 | 1 | 1 | 1 | CmiNgs209 | CmiN | gs | 209 | [32 empty] | 0.024459 | 0 | 0.055722
209 | Building Envelope | Insulation | Offices | Existing | Wall Insulation | 2.7051 | 2.7966 |  | 9349.48 | 1 | 1.0338 | 3456.251 | 25 |  | 25433.94 | 9402.2426 | Per End Use Consumption | GS | 1 | 1 | 1 | 1 | 1 | 1 | 1 | 1 | 1 | 1 | 1 | 1 | CofEgs209 | CofE | gs | 209 | [32 empty] | 26.8248 | 5.2325 | 25.3208
209 | Building Envelope | Insulation | Offices | New | Wall Insulation | 2.7051 | 2.7966 |  | 9349.48 | 1 | 1.0338 | 3456.251 | 25 |  | 25433.94 | 9402.2426 | Per End Use Consumption | GS | 1 | 1 | 1 | 1 | 1 | 1 | 1 | 1 | 1 | 1 | 1 | 1 | CofNgs209 | CofN | gs | 209 | [32 empty] | 0.15679 | 0.030762 | 0.14678
209 | Building Envelope | Insulation | Restaurants | Existing | Wall Insulation | 1.3234 | 0.5421 |  | 5372.09 | 1 | 0.40963 | 4059.3504 | 25 |  | 7160.65 | 5410.8526 | Per End Use Consumption | GS | 1 | 1 | 1 | 1 | 1 | 1 | 1 | 1 | 1 | 1 | 1 | 1 | CreEgs209 | CreE | gs | 209 | [32 empty] | 3.5561 | 0.28519 | 1.9601
209 | Building Envelope | Insulation | Restaurants | New | Wall Insulation | 1.3234 | 0.5421 |  | 5372.09 | 1 | 0.40963 | 4059.3504 | 25 |  | 7160.65 | 5410.8526 | Per End Use Consumption | GS | 1 | 1 | 1 | 1 | 1 | 1 | 1 | 1 | 1 | 1 | 1 | 1 | CreNgs209 | CreN | gs | 209 | [32 empty] | 0.019364 | 0.0013239 | 0.011294
209 | Building Envelope | Insulation | Retail | Existing | Wall Insulation | 3.7783 | 3.9061 |  | 13058.66 | 1 | 1.0338 | 3456.252 | 25 |  | 33484.29 | 8862.3292 | Per End Use Consumption | GS | 1 | 1 | 1 | 1 | 1 | 1 | 1 | 1 | 1 | 1 | 1 | 1 | CrtEgs209 | CrtE | gs | 209 | [32 empty] | 12.4791 | 2.0119 | 14.6677
209 | Building Envelope | Insulation | Retail | New | Wall Insulation | 3.7783 | 3.9061 |  | 13058.66 | 1 | 1.0338 | 3456.252 | 25 |  | 33484.29 | 8862.3292 | Per End Use Consumption | GS | 1 | 1 | 1 | 1 | 1 | 1 | 1 | 1 | 1 | 1 | 1 | 1 | CrtNgs209 | CrtN | gs | 209 | [32 empty] | 0.071991 | 0.011551 | 0.084997
209 | Building Envelope | Insulation | Schools K-12 | Existing | Wall Insulation | 3.9615 | 4.0955 |  | 13691.85 | 1 | 1.0338 | 3456.2525 | 25 |  | 47518.59 | 11995.1829 | Per End Use Consumption | GS | 1 | 1 | 1 | 1 | 1 | 1 | 1 | 1 | 1 | 1 | 1 | 1 | CscEgs209 | CscE | gs | 209 | [32 empty] | 0.50343 | 0.1078 | 0.40953
209 | Building Envelope | Insulation | Schools K-12 | New | Wall Insulation | 3.9615 | 4.0955 |  | 13691.85 | 1 | 1.0338 | 3456.2525 | 25 |  | 47518.59 | 11995.1829 | Per End Use Consumption | GS | 1 | 1 | 1 | 1 | 1 | 1 | 1 | 1 | 1 | 1 | 1 | 1 | CscNgs209 | CscN | gs | 209 | [32 empty] | 0.0027104 | 0.00053512 | 0.0025144
209 | Building Envelope | Insulation | Warehouse | Existing | Wall Insulation | 3.1654 | 3.2725 |  | 10940.3 | 1 | 1.0338 | 3456.2527 | 25 |  | 28415.87 | 8977.1238 | Per End Use Consumption | GS | 1 | 1 | 1 | 1 | 1 | 1 | 1 | 1 | 1 | 1 | 1 | 1 | CwaEgs209 | CwaE | gs | 209 | [32 empty] | 0.66212 | 0.050111 | 1.1657
209 | Building Envelope | Insulation | Warehouse | New | Wall Insulation | 3.1654 | 3.2725 |  | 10940.3 | 1 | 1.0338 | 3456.2527 | 25 |  | 28415.87 | 8977.1238 | Per End Use Consumption | GS | 1 | 1 | 1 | 1 | 1 | 1 | 1 | 1 | 1 | 1 | 1 | 1 | CwaNgs209 | CwaN | gs | 209 | [32 empty] | 0.00497 | 0.0005527 | 0.0075419
210 | Building Envelope | Roof | Assembly | Existing | Green roof | 11.2261 | 9.7781 |  | 37997.79 | 1 | 0.87101 | 3384.7778 | 20 |  | 135628.96 | 12081.5944 | Per building | GS | 1 | 1 | 1 | 1 | 1 | 1 | 1 | 1 | 1 | 1 | 1 | 1 | CasEgs210 | CasE | gs | 210 | [32 empty] | 0.054124 | 0.0028071 | 0.1041
210 | Building Envelope | Roof | Assembly | New | Green roof | 11.2261 | 9.7781 |  | 37997.79 | 1 | 0.87101 | 3384.7778 | 20 |  | 135628.96 | 12081.5944 | Per building | GS | 1 | 1 | 1 | 1 | 1 | 1 | 1 | 1 | 1 | 1 | 1 | 1 | CasNgs210 | CasN | gs | 210 | [32 empty] | 0.0018546 | 9.3464e-05 | 0.0035857
210 | Building Envelope | Roof | College and University | Existing | Green roof | 2.7503 | 0.40539 |  | 15671.73 | 1 | 0.1474 | 5698.2891 | 20 |  | 203233.33 | 73896.2627 | Per building | GS | 1 | 1 | 1 | 1 | 1 | 1 | 1 | 1 | 1 | 1 | 1 | 1 | CcoEgs210 | CcoE | gs | 210 | [32 empty] | 0.0029106 | 0.00042018 | 0.00016127
210 | Building Envelope | Roof | College and University | New | Green roof | 2.7503 | 0.40539 |  | 15671.73 | 1 | 0.1474 | 5698.2891 | 20 |  | 203233.33 | 73896.2627 | Per building | GS | 1 | 1 | 1 | 1 | 1 | 1 | 1 | 1 | 1 | 1 | 1 | 1 | CcoNgs210 | CcoN | gs | 210 | [32 empty] | 9.7816e-05 | 1.3978e-05 | 5.5547e-06
210 | Building Envelope | Roof | Data Center | Existing | Green roof | 13.499 | 3.0937 |  | 82659.67 | 1 | 0.22918 | 6123.3695 | 20 |  | 641382.26 | 47513.1415 | Per building | GS | 1 | 1 | 1 | 1 | 1 | 1 | 1 | 1 | 1 | 1 | 1 | 1 | CdaEgs210 | CdaE | gs | 210 | [32 empty] | 0 | 0 | 0
210 | Building Envelope | Roof | Data Center | New | Green roof | 13.499 | 3.0937 |  | 82659.67 | 1 | 0.22918 | 6123.3695 | 20 |  | 641382.26 | 47513.1415 | Per building | GS | 1 | 1 | 1 | 1 | 1 | 1 | 1 | 1 | 1 | 1 | 1 | 1 | CdaNgs210 | CdaN | gs | 210 | [32 empty] | 7.2749e-06 | 1.475e-06 | 0
210 | Building Envelope | Roof | Grocery | Existing | Green roof | 0.77684 | 1.4312 |  | 4601.67 | 1 | 1.8423 | 5923.5382 | 20 |  | 32987.61 | 42463.5772 | Per building | GS | 1 | 1 | 1 | 1 | 1 | 1 | 1 | 1 | 1 | 1 | 1 | 1 | CgrEgs210 | CgrE | gs | 210 | [32 empty] | 0.014813 | 0.0011077 | 0.0083821
210 | Building Envelope | Roof | Grocery | New | Green roof | 0.77684 | 1.4312 |  | 4601.67 | 1 | 1.8423 | 5923.5382 | 20 |  | 32987.61 | 42463.5772 | Per building | GS | 1 | 1 | 1 | 1 | 1 | 1 | 1 | 1 | 1 | 1 | 1 | 1 | CgrNgs210 | CgrN | gs | 210 | [32 empty] | 0.00050566 | 3.6863e-05 | 0.00028871
210 | Building Envelope | Roof | Healthcare | Existing | Green roof | 1.1531 | 0.5545 |  | 8569.32 | 1 | 0.48089 | 7431.672 | 20 |  | 89761.13 | 77844.5982 | Per building | GS | 1 | 1 | 1 | 1 | 1 | 1 | 1 | 1 | 1 | 1 | 1 | 1 | CheEgs210 | CheE | gs | 210 | [32 empty] | 0 | 0 | 0
210 | Building Envelope | Roof | Healthcare | New | Green roof | 1.1531 | 0.5545 |  | 8569.32 | 1 | 0.48089 | 7431.672 | 20 |  | 89761.13 | 77844.5982 | Per building | GS | 1 | 1 | 1 | 1 | 1 | 1 | 1 | 1 | 1 | 1 | 1 | 1 | CheNgs210 | CheN | gs | 210 | [32 empty] | 0.00056263 | 0 | 0.00010824
210 | Building Envelope | Roof | Hospitals | Existing | Green roof | 101.4595 | 11.361 |  | 559463.65 | 1 | 0.11198 | 5514.1558 | 20 |  | 903298.35 | 8903.041 | Per building | GS | 1 | 1 | 1 | 1 | 1 | 1 | 1 | 1 | 1 | 1 | 1 | 1 | ChoEgs210 | ChoE | gs | 210 | [32 empty] | 0 | 0 | 0
210 | Building Envelope | Roof | Hospitals | New | Green roof | 101.4595 | 11.361 |  | 559463.65 | 1 | 0.11198 | 5514.1558 | 20 |  | 903298.35 | 8903.041 | Per building | GS | 1 | 1 | 1 | 1 | 1 | 1 | 1 | 1 | 1 | 1 | 1 | 1 | ChoNgs210 | ChoN | gs | 210 | [32 empty] | 0.00018786 | 0 | 3.6142e-05
210 | Building Envelope | Roof | Institutional | Existing | Green roof | 1.3493 | 0.3815 |  | 8637.67 | 1 | 0.28275 | 6401.8129 | 20 |  | 120535.21 | 89334.724 | Per building | GS | 1 | 1 | 1 | 1 | 1 | 1 | 1 | 1 | 1 | 1 | 1 | 1 | CinEgs210 | CinE | gs | 210 | [32 empty] | 0 | 0 | 0
210 | Building Envelope | Roof | Institutional | New | Green roof | 1.3493 | 0.3815 |  | 8637.67 | 1 | 0.28275 | 6401.8129 | 20 |  | 120535.21 | 89334.724 | Per building | GS | 1 | 1 | 1 | 1 | 1 | 1 | 1 | 1 | 1 | 1 | 1 | 1 | CinNgs210 | CinN | gs | 210 | [32 empty] | 0.00077718 | 8.4407e-05 | 6.9428e-05
210 | Building Envelope | Roof | Lodging/Hospitality | Existing | Green roof | 10.3755 | 4.0939 |  | 60392.2 | 1 | 0.39458 | 5820.681 | 20 |  | 189584.13 | 18272.3721 | Per building | GS | 1 | 1 | 1 | 1 | 1 | 1 | 1 | 1 | 1 | 1 | 1 | 1 | CloEgs210 | CloE | gs | 210 | [32 empty] | 0 | 0 | 0
210 | Building Envelope | Roof | Lodging/Hospitality | New | Green roof | 10.3755 | 4.0939 |  | 60392.2 | 1 | 0.39458 | 5820.681 | 20 |  | 189584.13 | 18272.3721 | Per building | GS | 1 | 1 | 1 | 1 | 1 | 1 | 1 | 1 | 1 | 1 | 1 | 1 | CloNgs210 | CloN | gs | 210 | [32 empty] | 0.00071382 | 7.1396e-05 | 0.00022463
210 | Building Envelope | Roof | Miscellaneous | Existing | Green roof | 4.0128 | 15.3872 |  | 18802.34 | 1 | 3.8346 | 4685.6328 | 20 |  | 290511.71 | 72396.9039 | Per building | GS | 1 | 1 | 1 | 1 | 1 | 1 | 1 | 1 | 1 | 1 | 1 | 1 | CmiEgs210 | CmiE | gs | 210 | [32 empty] | 0.12598 | 0 | 0.287
210 | Building Envelope | Roof | Miscellaneous | New | Green roof | 4.0128 | 15.3872 |  | 18802.34 | 1 | 3.8346 | 4685.6328 | 20 |  | 290511.71 | 72396.9039 | Per building | GS | 1 | 1 | 1 | 1 | 1 | 1 | 1 | 1 | 1 | 1 | 1 | 1 | CmiNgs210 | CmiN | gs | 210 | [32 empty] | 0.0016366 | 0 | 0.0037283
210 | Building Envelope | Roof | Offices | Existing | Green roof | 5.0844 | 17.6613 |  | 23018.16 | 1 | 3.4736 | 4527.1967 | 20 |  | 149512.27 | 29405.9758 | Per building | GS | 1 | 1 | 1 | 1 | 1 | 1 | 1 | 1 | 1 | 1 | 1 | 1 | CofEgs210 | CofE | gs | 210 | [32 empty] | 0 | 0 | 0
210 | Building Envelope | Roof | Offices | New | Green roof | 5.0844 | 17.6613 |  | 23018.16 | 1 | 3.4736 | 4527.1967 | 20 |  | 149512.27 | 29405.9758 | Per building | GS | 1 | 1 | 1 | 1 | 1 | 1 | 1 | 1 | 1 | 1 | 1 | 1 | CofNgs210 | CofN | gs | 210 | [32 empty] | 0.010877 | 0.0012714 | 0.016084
210 | Building Envelope | Roof | Restaurants | Existing | Green roof | 3.7137 | 3.6759 |  | 17878.68 | 1 | 0.98982 | 4814.2726 | 20 |  | 49361.51 | 13291.7959 | Per building | GS | 1 | 1 | 1 | 1 | 1 | 1 | 1 | 1 | 1 | 1 | 1 | 1 | CreEgs210 | CreE | gs | 210 | [32 empty] | 0 | 0 | 0
210 | Building Envelope | Roof | Restaurants | New | Green roof | 3.7137 | 3.6759 |  | 17878.68 | 1 | 0.98982 | 4814.2726 | 20 |  | 49361.51 | 13291.7959 | Per building | GS | 1 | 1 | 1 | 1 | 1 | 1 | 1 | 1 | 1 | 1 | 1 | 1 | CreNgs210 | CreN | gs | 210 | [32 empty] | 0.0020228 | 8.9579e-05 | 0.0013118
210 | Building Envelope | Roof | Retail | Existing | Green roof | 6.4419 | 15.6445 |  | 26208.75 | 1 | 2.4285 | 4068.459 | 20 |  | 291675 | 45277.5424 | Per building | GS | 1 | 1 | 1 | 1 | 1 | 1 | 1 | 1 | 1 | 1 | 1 | 1 | CrtEgs210 | CrtE | gs | 210 | [32 empty] | 0 | 0 | 0
210 | Building Envelope | Roof | Retail | New | Green roof | 6.4419 | 15.6445 |  | 26208.75 | 1 | 2.4285 | 4068.459 | 20 |  | 291675 | 45277.5424 | Per building | GS | 1 | 1 | 1 | 1 | 1 | 1 | 1 | 1 | 1 | 1 | 1 | 1 | CrtNgs210 | CrtN | gs | 210 | [32 empty] | 0.0018071 | 0.0002014 | 0.0027392
210 | Building Envelope | Roof | Schools K-12 | Existing | Green roof | 14.4425 | 30.7564 |  | 56863.36 | 1 | 2.1296 | 3937.2257 | 20 |  | 320646.13 | 22201.5758 | Per building | GS | 1 | 1 | 1 | 1 | 1 | 1 | 1 | 1 | 1 | 1 | 1 | 1 | CscEgs210 | CscE | gs | 210 | [32 empty] | 0 | 0 | 0
210 | Building Envelope | Roof | Schools K-12 | New | Green roof | 14.4425 | 30.7564 |  | 56863.36 | 1 | 2.1296 | 3937.2257 | 20 |  | 320646.13 | 22201.5758 | Per building | GS | 1 | 1 | 1 | 1 | 1 | 1 | 1 | 1 | 1 | 1 | 1 | 1 | CscNgs210 | CscN | gs | 210 | [32 empty] | 0.00029999 | 5.1973e-05 | 0.00032793
210 | Building Envelope | Roof | Warehouse | Existing | Green roof | 1.7451 | 5.2375 |  | 7538.62 | 1 | 3.0012 | 4319.8414 | 20 |  | 204719.92 | 117310.2756 | Per building | GS | 1 | 1 | 1 | 1 | 1 | 1 | 1 | 1 | 1 | 1 | 1 | 1 | CwaEgs210 | CwaE | gs | 210 | [32 empty] | 0 | 0 | 0
210 | Building Envelope | Roof | Warehouse | New | Green roof | 1.7451 | 5.2375 |  | 7538.62 | 1 | 3.0012 | 4319.8414 | 20 |  | 204719.92 | 117310.2756 | Per building | GS | 1 | 1 | 1 | 1 | 1 | 1 | 1 | 1 | 1 | 1 | 1 | 1 | CwaNgs210 | CwaN | gs | 210 | [32 empty] | 3.5623e-05 | 8.1674e-07 | 7.5567e-05
211 | Building Envelope | Roof | Assembly | Existing | Reflective Roof Treatment | 12.7326 | 0 |  | 38228.95 | 1 | 0 | 3002.444 | 15 |  | 15683.64 | 1231.7694 | Per End Use Consumption | GS | 1 | 1 | 1 | 1 | 1 | 1 | 1 | 1 | 1 | 1 | 1 | 1 | CasEgs211 | CasE | gs | 211 | [32 empty] | 0.010287 | 0.0034263 | 0
211 | Building Envelope | Roof | Assembly | New | Reflective Roof Treatment | 12.7326 | 0 |  | 38228.95 | 1 | 0 | 3002.444 | 15 |  | 15683.64 | 1231.7694 | Per End Use Consumption | GS | 1 | 1 | 1 | 1 | 1 | 1 | 1 | 1 | 1 | 1 | 1 | 1 | CasNgs211 | CasN | gs | 211 | [32 empty] | 0.0003428 | 0.00011417 | 0
211 | Building Envelope | Roof | College and University | Existing | Reflective Roof Treatment | 30.0761 | 0 |  | 148339.18 | 1 | 0 | 4932.1338 | 15 |  | 23501.16 | 781.3908 | Per End Use Consumption | GS | 1 | 1 | 1 | 1 | 1 | 1 | 1 | 1 | 1 | 1 | 1 | 1 | CcoEgs211 | CcoE | gs | 211 | [32 empty] | 0.00253 | 0.00051297 | 0
211 | Building Envelope | Roof | College and University | New | Reflective Roof Treatment | 30.0761 | 0 |  | 148339.18 | 1 | 0 | 4932.1338 | 15 |  | 23501.16 | 781.3908 | Per End Use Consumption | GS | 1 | 1 | 1 | 1 | 1 | 1 | 1 | 1 | 1 | 1 | 1 | 1 | CcoNgs211 | CcoN | gs | 211 | [32 empty] | 8.4309e-05 | 1.7094e-05 | 0
211 | Building Envelope | Roof | Data Center | Existing | Reflective Roof Treatment | 4.6356 | 0 |  | 22863.53 | 1 | 0 | 4932.1338 | 15 |  | 74167.11 | 15999.3716 | Per End Use Consumption | GS | 1 | 1 | 1 | 1 | 1 | 1 | 1 | 1 | 1 | 1 | 1 | 1 | CdaEgs211 | CdaE | gs | 211 | [32 empty] | 0.00013335 | 2.7036e-05 | 0
211 | Building Envelope | Roof | Data Center | New | Reflective Roof Treatment | 4.6356 | 0 |  | 22863.53 | 1 | 0 | 4932.1338 | 15 |  | 74167.11 | 15999.3716 | Per End Use Consumption | GS | 1 | 1 | 1 | 1 | 1 | 1 | 1 | 1 | 1 | 1 | 1 | 1 | CdaNgs211 | CdaN | gs | 211 | [32 empty] | 4.4434e-06 | 9.0092e-07 | 0
211 | Building Envelope | Roof | Grocery | Existing | Reflective Roof Treatment | 2.887 | 0 |  | 10180.71 | 1 | 0 | 3526.3542 | 15 |  | 3814.57 | 1321.2757 | Per End Use Consumption | GS | 1 | 1 | 1 | 1 | 1 | 1 | 1 | 1 | 1 | 1 | 1 | 1 | CgrEgs211 | CgrE | gs | 211 | [32 empty] | 0.0047682 | 0.0013522 | 0
211 | Building Envelope | Roof | Grocery | New | Reflective Roof Treatment | 2.887 | 0 |  | 10180.71 | 1 | 0 | 3526.3542 | 15 |  | 3814.57 | 1321.2757 | Per End Use Consumption | GS | 1 | 1 | 1 | 1 | 1 | 1 | 1 | 1 | 1 | 1 | 1 | 1 | CgrNgs211 | CgrN | gs | 211 | [32 empty] | 0.00015889 | 4.5058e-05 | 0
211 | Building Envelope | Roof | Healthcare | Existing | Reflective Roof Treatment | 4.0318 | 0 |  | 19885.61 | 1 | 0 | 4932.1338 | 15 |  | 10379.65 | 2574.4155 | Per End Use Consumption | GS | 1 | 1 | 1 | 1 | 1 | 1 | 1 | 1 | 1 | 1 | 1 | 1 | CheEgs211 | CheE | gs | 211 | [32 empty] | 0 | 0 | 0
211 | Building Envelope | Roof | Healthcare | New | Reflective Roof Treatment | 4.0318 | 0 |  | 19885.61 | 1 | 0 | 4932.1338 | 15 |  | 10379.65 | 2574.4155 | Per End Use Consumption | GS | 1 | 1 | 1 | 1 | 1 | 1 | 1 | 1 | 1 | 1 | 1 | 1 | CheNgs211 | CheN | gs | 211 | [32 empty] | 0 | 0 | 0
211 | Building Envelope | Roof | Hospitals | Existing | Reflective Roof Treatment | 50.5538 | 0 |  | 249337.9 | 1 | 0 | 4932.1338 | 15 |  | 104454.14 | 2066.1993 | Per End Use Consumption | GS | 1 | 1 | 1 | 1 | 1 | 1 | 1 | 1 | 1 | 1 | 1 | 1 | ChoEgs211 | ChoE | gs | 211 | [32 empty] | 0 | 0 | 0
211 | Building Envelope | Roof | Hospitals | New | Reflective Roof Treatment | 50.5538 | 0 |  | 249337.9 | 1 | 0 | 4932.1338 | 15 |  | 104454.14 | 2066.1993 | Per End Use Consumption | GS | 1 | 1 | 1 | 1 | 1 | 1 | 1 | 1 | 1 | 1 | 1 | 1 | ChoNgs211 | ChoN | gs | 211 | [32 empty] | 0 | 0 | 0
211 | Building Envelope | Roof | Institutional | Existing | Reflective Roof Treatment | 5.0223 | 0 |  | 24770.88 | 1 | 0 | 4932.1338 | 15 |  | 13938.25 | 2775.2472 | Per End Use Consumption | GS | 1 | 1 | 1 | 1 | 1 | 1 | 1 | 1 | 1 | 1 | 1 | 1 | CinEgs211 | CinE | gs | 211 | [32 empty] | 0.0089556 | 0.0018158 | 0
211 | Building Envelope | Roof | Institutional | New | Reflective Roof Treatment | 5.0223 | 0 |  | 24770.88 | 1 | 0 | 4932.1338 | 15 |  | 13938.25 | 2775.2472 | Per End Use Consumption | GS | 1 | 1 | 1 | 1 | 1 | 1 | 1 | 1 | 1 | 1 | 1 | 1 | CinNgs211 | CinN | gs | 211 | [32 empty] | 0.00029843 | 6.0506e-05 | 0
211 | Building Envelope | Roof | Lodging/Hospitality | Existing | Reflective Roof Treatment | 28.9707 | 0 |  | 151275.05 | 1 | 0 | 5221.6594 | 15 |  | 21922.82 | 756.7243 | Per End Use Consumption | GS | 1 | 1 | 1 | 1 | 1 | 1 | 1 | 1 | 1 | 1 | 1 | 1 | CloEgs211 | CloE | gs | 211 | [32 empty] | 0.013681 | 0.00262 | 0
211 | Building Envelope | Roof | Lodging/Hospitality | New | Reflective Roof Treatment | 28.9707 | 0 |  | 151275.05 | 1 | 0 | 5221.6594 | 15 |  | 21922.82 | 756.7243 | Per End Use Consumption | GS | 1 | 1 | 1 | 1 | 1 | 1 | 1 | 1 | 1 | 1 | 1 | 1 | CloNgs211 | CloN | gs | 211 | [32 empty] | 0.00045589 | 8.7307e-05 | 0
211 | Building Envelope | Roof | Miscellaneous | Existing | Reflective Roof Treatment | 7.615 | 0 |  | 22863.53 | 1 | 0 | 3002.444 | 15 |  | 33593.72 | 4411.535 | Per End Use Consumption | GS | 1 | 1 | 1 | 1 | 1 | 1 | 1 | 1 | 1 | 1 | 1 | 1 | CmiEgs211 | CmiE | gs | 211 | [32 empty] | 0 | 0 | 0
211 | Building Envelope | Roof | Miscellaneous | New | Reflective Roof Treatment | 7.615 | 0 |  | 22863.53 | 1 | 0 | 3002.444 | 15 |  | 33593.72 | 4411.535 | Per End Use Consumption | GS | 1 | 1 | 1 | 1 | 1 | 1 | 1 | 1 | 1 | 1 | 1 | 1 | CmiNgs211 | CmiN | gs | 211 | [32 empty] | 0 | 0 | 0
211 | Building Envelope | Roof | Offices | Existing | Reflective Roof Treatment | 10.7291 | 0 |  | 32213.63 | 1 | 0 | 3002.444 | 15 |  | 17289.06 | 1611.4121 | Per End Use Consumption | GS | 1 | 1 | 1 | 1 | 1 | 1 | 1 | 1 | 1 | 1 | 1 | 1 | CofEgs211 | CofE | gs | 211 | [32 empty] | 0.069968 | 0.023304 | 0
211 | Building Envelope | Roof | Offices | New | Reflective Roof Treatment | 10.7291 | 0 |  | 32213.63 | 1 | 0 | 3002.444 | 15 |  | 17289.06 | 1611.4121 | Per End Use Consumption | GS | 1 | 1 | 1 | 1 | 1 | 1 | 1 | 1 | 1 | 1 | 1 | 1 | CofNgs211 | CofN | gs | 211 | [32 empty] | 0.0023315 | 0.00077654 | 0
211 | Building Envelope | Roof | Restaurants | Existing | Reflective Roof Treatment | 2.8167 | 0 |  | 9932.55 | 1 | 0 | 3526.3542 | 15 |  | 5707.99 | 2026.5083 | Per End Use Consumption | GS | 1 | 1 | 1 | 1 | 1 | 1 | 1 | 1 | 1 | 1 | 1 | 1 | CreEgs211 | CreE | gs | 211 | [32 empty] | 0.009012 | 0.0025556 | 0
211 | Building Envelope | Roof | Restaurants | New | Reflective Roof Treatment | 2.8167 | 0 |  | 9932.55 | 1 | 0 | 3526.3542 | 15 |  | 5707.99 | 2026.5083 | Per End Use Consumption | GS | 1 | 1 | 1 | 1 | 1 | 1 | 1 | 1 | 1 | 1 | 1 | 1 | CreNgs211 | CreN | gs | 211 | [32 empty] | 0.00030031 | 8.516e-05 | 0
211 | Building Envelope | Roof | Retail | Existing | Reflective Roof Treatment | 12.2053 | 0 |  | 36645.65 | 1 | 0 | 3002.444 | 15 |  | 33728.24 | 2763.4153 | Per End Use Consumption | GS | 1 | 1 | 1 | 1 | 1 | 1 | 1 | 1 | 1 | 1 | 1 | 1 | CrtEgs211 | CrtE | gs | 211 | [32 empty] | 0.022166 | 0.0073825 | 0
211 | Building Envelope | Roof | Retail | New | Reflective Roof Treatment | 12.2053 | 0 |  | 36645.65 | 1 | 0 | 3002.444 | 15 |  | 33728.24 | 2763.4153 | Per End Use Consumption | GS | 1 | 1 | 1 | 1 | 1 | 1 | 1 | 1 | 1 | 1 | 1 | 1 | CrtNgs211 | CrtN | gs | 211 | [32 empty] | 0.00073862 | 0.00024601 | 0
211 | Building Envelope | Roof | Schools K-12 | Existing | Reflective Roof Treatment | 48.8511 | 0 |  | 146672.81 | 1 | 0 | 3002.444 | 15 |  | 37078.35 | 759.0069 | Per End Use Consumption | GS | 1 | 1 | 1 | 1 | 1 | 1 | 1 | 1 | 1 | 1 | 1 | 1 | CscEgs211 | CscE | gs | 211 | [32 empty] | 0.0057265 | 0.0019073 | 0
211 | Building Envelope | Roof | Schools K-12 | New | Reflective Roof Treatment | 48.8511 | 0 |  | 146672.81 | 1 | 0 | 3002.444 | 15 |  | 37078.35 | 759.0069 | Per End Use Consumption | GS | 1 | 1 | 1 | 1 | 1 | 1 | 1 | 1 | 1 | 1 | 1 | 1 | CscNgs211 | CscN | gs | 211 | [32 empty] | 0.00019082 | 6.3556e-05 | 0
211 | Building Envelope | Roof | Warehouse | Existing | Reflective Roof Treatment | 13.6268 | 0 |  | 40913.59 | 1 | 0 | 3002.444 | 15 |  | 23673.07 | 1737.2484 | Per End Use Consumption | GS | 1 | 1 | 1 | 1 | 1 | 1 | 1 | 1 | 1 | 1 | 1 | 1 | CwaEgs211 | CwaE | gs | 211 | [32 empty] | 8.989e-05 | 2.9939e-05 | 0
211 | Building Envelope | Roof | Warehouse | New | Reflective Roof Treatment | 13.6268 | 0 |  | 40913.59 | 1 | 0 | 3002.444 | 15 |  | 23673.07 | 1737.2484 | Per End Use Consumption | GS | 1 | 1 | 1 | 1 | 1 | 1 | 1 | 1 | 1 | 1 | 1 | 1 | CwaNgs211 | CwaN | gs | 211 | [32 empty] | 2.9954e-06 | 9.9765e-07 | 0
212 | Building Envelope | Sealing | Assembly | Existing | Infiltration Reduction - Air Sealing | 3.742 | 3.2594 |  | 12665.93 | 1 | 0.87101 | 3384.7768 | 20 |  | 4657.63 | 1244.6806 | Per End Use Consumption | GS | 0.57723 | 0.60437 | 0.83705 | 1.097 | 1.2026 | 1.2026 | 1.289 | 1.2891 | 1.2453 | 1.1192 | 0.77553 | 0.85362 | CasEgs212 | CasE | gs | 212 | [32 empty] | 19.0467 | 0.8858 | 37.3323
212 | Building Envelope | Sealing | Assembly | New | Infiltration Reduction - Air Sealing | 3.742 | 3.2594 |  | 12665.93 | 1 | 0.87101 | 3384.7768 | 20 |  | 4657.63 | 1244.6806 | Per End Use Consumption | GS | 0.57723 | 0.60437 | 0.83705 | 1.097 | 1.2026 | 1.2026 | 1.289 | 1.2891 | 1.2453 | 1.1192 | 0.77553 | 0.85362 | CasNgs212 | CasN | gs | 212 | [32 empty] | 0.11543 | 0.004702 | 0.2308
212 | Building Envelope | Sealing | College and University | Existing | Infiltration Reduction - Air Sealing | 0.91675 | 0.13513 |  | 5223.91 | 1 | 0.1474 | 5698.2849 | 20 |  | 7104.86 | 7750.041 | Per End Use Consumption | GS | 0.57723 | 0.60437 | 0.83705 | 1.097 | 1.2026 | 1.2026 | 1.289 | 1.2891 | 1.2453 | 1.1192 | 0.77553 | 0.85362 | CcoEgs212 | CcoE | gs | 212 | [32 empty] | 0.35362 | 0.04386 | 0.026415
212 | Building Envelope | Sealing | College and University | New | Infiltration Reduction - Air Sealing | 0.91675 | 0.13513 |  | 5223.91 | 1 | 0.1474 | 5698.2849 | 20 |  | 7104.86 | 7750.041 | Per End Use Consumption | GS | 0.57723 | 0.60437 | 0.83705 | 1.097 | 1.2026 | 1.2026 | 1.289 | 1.2891 | 1.2453 | 1.1192 | 0.77553 | 0.85362 | CcoNgs212 | CcoN | gs | 212 | [32 empty] | 0.001922 | 0.00021871 | 0.00016224
212 | Building Envelope | Sealing | Data Center | Existing | Infiltration Reduction - Air Sealing | 4.4997 | 1.0312 |  | 27553.22 | 1 | 0.22918 | 6123.3688 | 20 |  | 29372.39 | 6527.6573 | Per End Use Consumption | GS | 0.57723 | 0.60437 | 0.83705 | 1.097 | 1.2026 | 1.2026 | 1.289 | 1.2891 | 1.2453 | 1.1192 | 0.77553 | 0.85362 | CdaEgs212 | CdaE | gs | 212 | [32 empty] | 0.026786 | 0.0031507 | 0.0021636
212 | Building Envelope | Sealing | Data Center | New | Infiltration Reduction - Air Sealing | 4.4997 | 1.0312 |  | 27553.22 | 1 | 0.22918 | 6123.3688 | 20 |  | 29372.39 | 6527.6573 | Per End Use Consumption | GS | 0.57723 | 0.60437 | 0.83705 | 1.097 | 1.2026 | 1.2026 | 1.289 | 1.2891 | 1.2453 | 1.1192 | 0.77553 | 0.85362 | CdaNgs212 | CdaN | gs | 212 | [32 empty] | 0.00015275 | 1.6865e-05 | 1.3384e-05
212 | Building Envelope | Sealing | Grocery | Existing | Infiltration Reduction - Air Sealing | 0.25895 | 0.47707 |  | 1533.89 | 1 | 1.8423 | 5923.5599 | 20 |  | 1065.31 | 4114.0027 | Per End Use Consumption | GS | 0.57723 | 0.60437 | 0.83705 | 1.097 | 1.2026 | 1.2026 | 1.289 | 1.2891 | 1.2453 | 1.1192 | 0.77553 | 0.85362 | CgrEgs212 | CgrE | gs | 212 | [32 empty] | 3.3007 | 0.22466 | 1.9278
212 | Building Envelope | Sealing | Grocery | New | Infiltration Reduction - Air Sealing | 0.25895 | 0.47707 |  | 1533.89 | 1 | 1.8423 | 5923.5599 | 20 |  | 1065.31 | 4114.0027 | Per End Use Consumption | GS | 0.57723 | 0.60437 | 0.83705 | 1.097 | 1.2026 | 1.2026 | 1.289 | 1.2891 | 1.2453 | 1.1192 | 0.77553 | 0.85362 | CgrNgs212 | CgrN | gs | 212 | [32 empty] | 0.019613 | 0.0011559 | 0.011941
212 | Building Envelope | Sealing | Healthcare | Existing | Infiltration Reduction - Air Sealing | 0.38436 | 0.18483 |  | 2856.44 | 1 | 0.48088 | 7431.6589 | 20 |  | 2974.62 | 7739.1302 | Per End Use Consumption | GS | 0.57723 | 0.60437 | 0.83705 | 1.097 | 1.2026 | 1.2026 | 1.289 | 1.2891 | 1.2453 | 1.1192 | 0.77553 | 0.85362 | CheEgs212 | CheE | gs | 212 | [32 empty] | 1.4737 | 0 | 0.28353
212 | Building Envelope | Sealing | Healthcare | New | Infiltration Reduction - Air Sealing | 0.38436 | 0.18483 |  | 2856.44 | 1 | 0.48088 | 7431.6589 | 20 |  | 2974.62 | 7739.1302 | Per End Use Consumption | GS | 0.57723 | 0.60437 | 0.83705 | 1.097 | 1.2026 | 1.2026 | 1.289 | 1.2891 | 1.2453 | 1.1192 | 0.77553 | 0.85362 | CheNgs212 | CheN | gs | 212 | [32 empty] | 0.0090457 | 0 | 0.0017403
212 | Building Envelope | Sealing | Hospitals | Existing | Infiltration Reduction - Air Sealing | 33.8198 | 3.787 |  | 186487.88 | 1 | 0.11198 | 5514.1558 | 20 |  | 52739.95 | 1559.4381 | Per End Use Consumption | GS | 0.57723 | 0.60437 | 0.83705 | 1.097 | 1.2026 | 1.2026 | 1.289 | 1.2891 | 1.2453 | 1.1192 | 0.77553 | 0.85362 | ChoEgs212 | ChoE | gs | 212 | [32 empty] | 0.9781 | 0 | 0.18818
212 | Building Envelope | Sealing | Hospitals | New | Infiltration Reduction - Air Sealing | 33.8198 | 3.787 |  | 186487.88 | 1 | 0.11198 | 5514.1558 | 20 |  | 52739.95 | 1559.4381 | Per End Use Consumption | GS | 0.57723 | 0.60437 | 0.83705 | 1.097 | 1.2026 | 1.2026 | 1.289 | 1.2891 | 1.2453 | 1.1192 | 0.77553 | 0.85362 | ChoNgs212 | ChoN | gs | 212 | [32 empty] | 0.0060407 | 0 | 0.0011622
212 | Building Envelope | Sealing | Institutional | Existing | Infiltration Reduction - Air Sealing | 0.44975 | 0.12717 |  | 2879.22 | 1 | 0.28275 | 6401.8151 | 20 |  | 3785.54 | 8416.9766 | Per End Use Consumption | GS | 0.57723 | 0.60437 | 0.83705 | 1.097 | 1.2026 | 1.2026 | 1.289 | 1.2891 | 1.2453 | 1.1192 | 0.77553 | 0.85362 | CinEgs212 | CinE | gs | 212 | [32 empty] | 3.3436 | 0.32556 | 0.33436
212 | Building Envelope | Sealing | Institutional | New | Infiltration Reduction - Air Sealing | 0.44975 | 0.12717 |  | 2879.22 | 1 | 0.28275 | 6401.8151 | 20 |  | 3785.54 | 8416.9766 | Per End Use Consumption | GS | 0.57723 | 0.60437 | 0.83705 | 1.097 | 1.2026 | 1.2026 | 1.289 | 1.2891 | 1.2453 | 1.1192 | 0.77553 | 0.85362 | CinNgs212 | CinN | gs | 212 | [32 empty] | 0.019343 | 0.0017395 | 0.0020709
212 | Building Envelope | Sealing | Lodging/Hospitality | Existing | Infiltration Reduction - Air Sealing | 3.4585 | 1.3646 |  | 20130.74 | 1 | 0.39458 | 5820.6819 | 20 |  | 12399.1 | 3585.1249 | Per End Use Consumption | GS | 0.57723 | 0.60437 | 0.83705 | 1.097 | 1.2026 | 1.2026 | 1.289 | 1.2891 | 1.2453 | 1.1192 | 0.77553 | 0.85362 | CloEgs212 | CloE | gs | 212 | [32 empty] | 3.4026 | 0.3096 | 1.1764
212 | Building Envelope | Sealing | Lodging/Hospitality | New | Infiltration Reduction - Air Sealing | 3.4585 | 1.3646 |  | 20130.74 | 1 | 0.39458 | 5820.6819 | 20 |  | 12399.1 | 3585.1249 | Per End Use Consumption | GS | 0.57723 | 0.60437 | 0.83705 | 1.097 | 1.2026 | 1.2026 | 1.289 | 1.2891 | 1.2453 | 1.1192 | 0.77553 | 0.85362 | CloNgs212 | CloN | gs | 212 | [32 empty] | 0.018959 | 0.0015309 | 0.0072229
212 | Building Envelope | Sealing | Miscellaneous | Existing | Infiltration Reduction - Air Sealing | 1.3376 | 5.1291 |  | 6267.44 | 1 | 3.8346 | 4685.6317 | 20 |  | 9722.79 | 7268.903 | Per End Use Consumption | GS | 0.57723 | 0.60437 | 0.83705 | 1.097 | 1.2026 | 1.2026 | 1.289 | 1.2891 | 1.2453 | 1.1192 | 0.77553 | 0.85362 | CmiEgs212 | CmiE | gs | 212 | [32 empty] | 8.4975 | 0 | 19.3587
212 | Building Envelope | Sealing | Miscellaneous | New | Infiltration Reduction - Air Sealing | 1.3376 | 5.1291 |  | 6267.44 | 1 | 3.8346 | 4685.6317 | 20 |  | 9722.79 | 7268.903 | Per End Use Consumption | GS | 0.57723 | 0.60437 | 0.83705 | 1.097 | 1.2026 | 1.2026 | 1.289 | 1.2891 | 1.2453 | 1.1192 | 0.77553 | 0.85362 | CmiNgs212 | CmiN | gs | 212 | [32 empty] | 0.052453 | 0 | 0.1195
212 | Building Envelope | Sealing | Offices | Existing | Infiltration Reduction - Air Sealing | 1.6948 | 5.8871 |  | 7672.72 | 1 | 3.4736 | 4527.1967 | 20 |  | 5252.27 | 3099.0391 | Per End Use Consumption | GS | 0.57723 | 0.60437 | 0.83705 | 1.097 | 1.2026 | 1.2026 | 1.289 | 1.2891 | 1.2453 | 1.1192 | 0.77553 | 0.85362 | CofEgs212 | CofE | gs | 212 | [32 empty] | 26.1309 | 2.1626 | 44.7378
212 | Building Envelope | Sealing | Offices | New | Infiltration Reduction - Air Sealing | 1.6948 | 5.8871 |  | 7672.72 | 1 | 3.4736 | 4527.1967 | 20 |  | 5252.27 | 3099.0391 | Per End Use Consumption | GS | 0.57723 | 0.60437 | 0.83705 | 1.097 | 1.2026 | 1.2026 | 1.289 | 1.2891 | 1.2453 | 1.1192 | 0.77553 | 0.85362 | CofNgs212 | CofN | gs | 212 | [32 empty] | 0.14632 | 0.010819 | 0.25934
212 | Building Envelope | Sealing | Restaurants | Existing | Infiltration Reduction - Air Sealing | 1.2379 | 1.2253 |  | 5959.56 | 1 | 0.98982 | 4814.2763 | 20 |  | 1712.22 | 1383.1726 | Per End Use Consumption | GS | 0.57723 | 0.60437 | 0.83705 | 1.097 | 1.2026 | 1.2026 | 1.289 | 1.2891 | 1.2453 | 1.1192 | 0.77553 | 0.85362 | CreEgs212 | CreE | gs | 212 | [32 empty] | 10.8687 | 0.3809 | 7.3208
212 | Building Envelope | Sealing | Restaurants | New | Infiltration Reduction - Air Sealing | 1.2379 | 1.2253 |  | 5959.56 | 1 | 0.98982 | 4814.2763 | 20 |  | 1712.22 | 1383.1726 | Per End Use Consumption | GS | 0.57723 | 0.60437 | 0.83705 | 1.097 | 1.2026 | 1.2026 | 1.289 | 1.2891 | 1.2453 | 1.1192 | 0.77553 | 0.85362 | CreNgs212 | CreN | gs | 212 | [32 empty] | 0.061121 | 0.0017682 | 0.042182
212 | Building Envelope | Sealing | Retail | Existing | Infiltration Reduction - Air Sealing | 2.1473 | 5.2148 |  | 8736.25 | 1 | 2.4285 | 4068.4611 | 20 |  | 6811.85 | 3172.2704 | Per End Use Consumption | GS | 0.57723 | 0.60437 | 0.83705 | 1.097 | 1.2026 | 1.2026 | 1.289 | 1.2891 | 1.2453 | 1.1192 | 0.77553 | 0.85362 | CrtEgs212 | CrtE | gs | 212 | [32 empty] | 9.4137 | 0.75223 | 16.3006
212 | Building Envelope | Sealing | Retail | New | Infiltration Reduction - Air Sealing | 2.1473 | 5.2148 |  | 8736.25 | 1 | 2.4285 | 4068.4611 | 20 |  | 6811.85 | 3172.2704 | Per End Use Consumption | GS | 0.57723 | 0.60437 | 0.83705 | 1.097 | 1.2026 | 1.2026 | 1.289 | 1.2891 | 1.2453 | 1.1192 | 0.77553 | 0.85362 | CrtNgs212 | CrtN | gs | 212 | [32 empty] | 0.05244 | 0.0036558 | 0.09446
212 | Building Envelope | Sealing | Schools K-12 | Existing | Infiltration Reduction - Air Sealing | 4.8142 | 10.2521 |  | 18954.45 | 1 | 2.1296 | 3937.225 | 20 |  | 9530.69 | 1979.7183 | Per End Use Consumption | GS | 0.57723 | 0.60437 | 0.83705 | 1.097 | 1.2026 | 1.2026 | 1.289 | 1.2891 | 1.2453 | 1.1192 | 0.77553 | 0.85362 | CscEgs212 | CscE | gs | 212 | [32 empty] | 1.4388 | 0.22812 | 1.7174
212 | Building Envelope | Sealing | Schools K-12 | New | Infiltration Reduction - Air Sealing | 4.8142 | 10.2521 |  | 18954.45 | 1 | 2.1296 | 3937.225 | 20 |  | 9530.69 | 1979.7183 | Per End Use Consumption | GS | 0.57723 | 0.60437 | 0.83705 | 1.097 | 1.2026 | 1.2026 | 1.289 | 1.2891 | 1.2453 | 1.1192 | 0.77553 | 0.85362 | CscNgs212 | CscN | gs | 212 | [32 empty] | 0.0080286 | 0.0011324 | 0.010545
212 | Building Envelope | Sealing | Warehouse | Existing | Infiltration Reduction - Air Sealing | 0.58171 | 1.7458 |  | 2512.88 | 1 | 3.0012 | 4319.8446 | 20 |  | 5829.96 | 10022.1743 | Per End Use Consumption | GS | 0.57723 | 0.60437 | 0.83705 | 1.097 | 1.2026 | 1.2026 | 1.289 | 1.2891 | 1.2453 | 1.1192 | 0.77553 | 0.85362 | CwaEgs212 | CwaE | gs | 212 | [32 empty] | 0.3587 | 0.0064512 | 0.77305
212 | Building Envelope | Sealing | Warehouse | New | Infiltration Reduction - Air Sealing | 0.58171 | 1.7458 |  | 2512.88 | 1 | 3.0012 | 4319.8446 | 20 |  | 5829.96 | 10022.1743 | Per End Use Consumption | GS | 0.57723 | 0.60437 | 0.83705 | 1.097 | 1.2026 | 1.2026 | 1.289 | 1.2891 | 1.2453 | 1.1192 | 0.77553 | 0.85362 | CwaNgs212 | CwaN | gs | 212 | [32 empty] | 0.0021912 | 3.2154e-05 | 0.004772
213 | Building Envelope | Sealing | Assembly | Existing | Warehouse Loading Dock Seals | 0.24724 | 0.28541 |  | 867.61 | 1 | 1.1544 | 3509.1542 | 10 |  | 5347.21 | 21627.4414 | Per End Use Consumption | GS | 1 | 1 | 1 | 1 | 1 | 1 | 1 | 1 | 1 | 1 | 1 | 1 | CasEgs213 | CasE | gs | 213 | [32 empty] | 0 | 0 | 0
213 | Building Envelope | Sealing | Assembly | New | Warehouse Loading Dock Seals | 0.24724 | 0.28541 |  | 867.61 | 1 | 1.1544 | 3509.1542 | 10 |  | 5347.21 | 21627.4414 | Per End Use Consumption | GS | 1 | 1 | 1 | 1 | 1 | 1 | 1 | 1 | 1 | 1 | 1 | 1 | CasNgs213 | CasN | gs | 213 | [32 empty] | 0 | 0 | 0
213 | Building Envelope | Sealing | College and University | Existing | Warehouse Loading Dock Seals | 0.15051 | 0.024103 |  | 867.61 | 1 | 0.16014 | 5764.5099 | 10 |  | 8367.52 | 55594.8548 | Per End Use Consumption | GS | 1 | 1 | 1 | 1 | 1 | 1 | 1 | 1 | 1 | 1 | 1 | 1 | CcoEgs213 | CcoE | gs | 213 | [32 empty] | 0 | 0 | 0
213 | Building Envelope | Sealing | College and University | New | Warehouse Loading Dock Seals | 0.15051 | 0.024103 |  | 867.61 | 1 | 0.16014 | 5764.5099 | 10 |  | 8367.52 | 55594.8548 | Per End Use Consumption | GS | 1 | 1 | 1 | 1 | 1 | 1 | 1 | 1 | 1 | 1 | 1 | 1 | CcoNgs213 | CcoN | gs | 213 | [32 empty] | 0 | 0 | 0
213 | Building Envelope | Sealing | Data Center | Existing | Warehouse Loading Dock Seals | 0.15051 | 0.024103 |  | 867.61 | 1 | 0.16014 | 5764.5099 | 10 |  | 35849.49 | 238188.5185 | Per End Use Consumption | GS | 1 | 1 | 1 | 1 | 1 | 1 | 1 | 1 | 1 | 1 | 1 | 1 | CdaEgs213 | CdaE | gs | 213 | [32 empty] | 0 | 0 | 0
213 | Building Envelope | Sealing | Data Center | New | Warehouse Loading Dock Seals | 0.15051 | 0.024103 |  | 867.61 | 1 | 0.16014 | 5764.5099 | 10 |  | 35849.49 | 238188.5185 | Per End Use Consumption | GS | 1 | 1 | 1 | 1 | 1 | 1 | 1 | 1 | 1 | 1 | 1 | 1 | CdaNgs213 | CdaN | gs | 213 | [32 empty] | 0 | 0 | 0
213 | Building Envelope | Sealing | Grocery | Existing | Warehouse Loading Dock Seals | 0.21051 | 0.096283 |  | 867.61 | 1 | 0.45738 | 4121.4826 | 10 |  | 913.68 | 4340.3329 | Per End Use Consumption | GS | 1 | 1 | 1 | 1 | 1 | 1 | 1 | 1 | 1 | 1 | 1 | 1 | CgrEgs213 | CgrE | gs | 213 | [32 empty] | 0 | 0 | 0
213 | Building Envelope | Sealing | Grocery | New | Warehouse Loading Dock Seals | 0.21051 | 0.096283 |  | 867.61 | 1 | 0.45738 | 4121.4826 | 10 |  | 913.68 | 4340.3329 | Per End Use Consumption | GS | 1 | 1 | 1 | 1 | 1 | 1 | 1 | 1 | 1 | 1 | 1 | 1 | CgrNgs213 | CgrN | gs | 213 | [32 empty] | 0 | 0 | 0
213 | Building Envelope | Sealing | Healthcare | Existing | Warehouse Loading Dock Seals | 0.15051 | 0.024103 |  | 867.61 | 1 | 0.16014 | 5764.5099 | 10 |  | 3270.09 | 21726.8891 | Per End Use Consumption | GS | 1 | 1 | 1 | 1 | 1 | 1 | 1 | 1 | 1 | 1 | 1 | 1 | CheEgs213 | CheE | gs | 213 | [32 empty] | 0 | 0 | 0
213 | Building Envelope | Sealing | Healthcare | New | Warehouse Loading Dock Seals | 0.15051 | 0.024103 |  | 867.61 | 1 | 0.16014 | 5764.5099 | 10 |  | 3270.09 | 21726.8891 | Per End Use Consumption | GS | 1 | 1 | 1 | 1 | 1 | 1 | 1 | 1 | 1 | 1 | 1 | 1 | CheNgs213 | CheN | gs | 213 | [32 empty] | 0 | 0 | 0
213 | Building Envelope | Sealing | Hospitals | Existing | Warehouse Loading Dock Seals | 0.15051 | 0.024103 |  | 867.61 | 1 | 0.16014 | 5764.5099 | 10 |  | 64689.1 | 429802.5129 | Per End Use Consumption | GS | 1 | 1 | 1 | 1 | 1 | 1 | 1 | 1 | 1 | 1 | 1 | 1 | ChoEgs213 | ChoE | gs | 213 | [32 empty] | 0 | 0 | 0
213 | Building Envelope | Sealing | Hospitals | New | Warehouse Loading Dock Seals | 0.15051 | 0.024103 |  | 867.61 | 1 | 0.16014 | 5764.5099 | 10 |  | 64689.1 | 429802.5129 | Per End Use Consumption | GS | 1 | 1 | 1 | 1 | 1 | 1 | 1 | 1 | 1 | 1 | 1 | 1 | ChoNgs213 | ChoN | gs | 213 | [32 empty] | 0 | 0 | 0
213 | Building Envelope | Sealing | Institutional | Existing | Warehouse Loading Dock Seals | 0.15051 | 0.024103 |  | 867.61 | 1 | 0.16014 | 5764.5099 | 10 |  | 4270.91 | 28376.463 | Per End Use Consumption | GS | 1 | 1 | 1 | 1 | 1 | 1 | 1 | 1 | 1 | 1 | 1 | 1 | CinEgs213 | CinE | gs | 213 | [32 empty] | 0 | 0 | 0
213 | Building Envelope | Sealing | Institutional | New | Warehouse Loading Dock Seals | 0.15051 | 0.024103 |  | 867.61 | 1 | 0.16014 | 5764.5099 | 10 |  | 4270.91 | 28376.463 | Per End Use Consumption | GS | 1 | 1 | 1 | 1 | 1 | 1 | 1 | 1 | 1 | 1 | 1 | 1 | CinNgs213 | CinN | gs | 213 | [32 empty] | 0 | 0 | 0
213 | Building Envelope | Sealing | Lodging/Hospitality | Existing | Warehouse Loading Dock Seals | 0.14216 | 0.082523 |  | 867.61 | 1 | 0.58048 | 6102.8976 | 10 |  | 14901.52 | 104819.5045 | Per End Use Consumption | GS | 1 | 1 | 1 | 1 | 1 | 1 | 1 | 1 | 1 | 1 | 1 | 1 | CloEgs213 | CloE | gs | 213 | [32 empty] | 0 | 0 | 0
213 | Building Envelope | Sealing | Lodging/Hospitality | New | Warehouse Loading Dock Seals | 0.14216 | 0.082523 |  | 867.61 | 1 | 0.58048 | 6102.8976 | 10 |  | 14901.52 | 104819.5045 | Per End Use Consumption | GS | 1 | 1 | 1 | 1 | 1 | 1 | 1 | 1 | 1 | 1 | 1 | 1 | CloNgs213 | CloN | gs | 213 | [32 empty] | 0 | 0 | 0
213 | Building Envelope | Sealing | Miscellaneous | Existing | Warehouse Loading Dock Seals | 0.24724 | 0.28541 |  | 867.61 | 1 | 1.1544 | 3509.1542 | 10 |  | 11598.5 | 46911.5443 | Per End Use Consumption | GS | 1 | 1 | 1 | 1 | 1 | 1 | 1 | 1 | 1 | 1 | 1 | 1 | CmiEgs213 | CmiE | gs | 213 | [32 empty] | 0 | 0 | 0
213 | Building Envelope | Sealing | Miscellaneous | New | Warehouse Loading Dock Seals | 0.24724 | 0.28541 |  | 867.61 | 1 | 1.1544 | 3509.1542 | 10 |  | 11598.5 | 46911.5443 | Per End Use Consumption | GS | 1 | 1 | 1 | 1 | 1 | 1 | 1 | 1 | 1 | 1 | 1 | 1 | CmiNgs213 | CmiN | gs | 213 | [32 empty] | 0 | 0 | 0
213 | Building Envelope | Sealing | Offices | Existing | Warehouse Loading Dock Seals | 0.24724 | 0.28541 |  | 867.61 | 1 | 1.1544 | 3509.1542 | 10 |  | 6081.1 | 24595.7488 | Per End Use Consumption | GS | 1 | 1 | 1 | 1 | 1 | 1 | 1 | 1 | 1 | 1 | 1 | 1 | CofEgs213 | CofE | gs | 213 | [32 empty] | 0 | 0 | 0
213 | Building Envelope | Sealing | Offices | New | Warehouse Loading Dock Seals | 0.24724 | 0.28541 |  | 867.61 | 1 | 1.1544 | 3509.1542 | 10 |  | 6081.1 | 24595.7488 | Per End Use Consumption | GS | 1 | 1 | 1 | 1 | 1 | 1 | 1 | 1 | 1 | 1 | 1 | 1 | CofNgs213 | CofN | gs | 213 | [32 empty] | 0 | 0 | 0
213 | Building Envelope | Sealing | Restaurants | Existing | Warehouse Loading Dock Seals | 0.21051 | 0.096283 |  | 867.61 | 1 | 0.45738 | 4121.4826 | 10 |  | 1712.07 | 8132.9938 | Per End Use Consumption | GS | 1 | 1 | 1 | 1 | 1 | 1 | 1 | 1 | 1 | 1 | 1 | 1 | CreEgs213 | CreE | gs | 213 | [32 empty] | 0 | 0 | 0
213 | Building Envelope | Sealing | Restaurants | New | Warehouse Loading Dock Seals | 0.21051 | 0.096283 |  | 867.61 | 1 | 0.45738 | 4121.4826 | 10 |  | 1712.07 | 8132.9938 | Per End Use Consumption | GS | 1 | 1 | 1 | 1 | 1 | 1 | 1 | 1 | 1 | 1 | 1 | 1 | CreNgs213 | CreN | gs | 213 | [32 empty] | 0 | 0 | 0
213 | Building Envelope | Sealing | Retail | Existing | Warehouse Loading Dock Seals | 0.24724 | 0.28541 |  | 867.61 | 1 | 1.1544 | 3509.1542 | 10 |  | 8005.9 | 32380.8365 | Per End Use Consumption | GS | 1 | 1 | 1 | 1 | 1 | 1 | 1 | 1 | 1 | 1 | 1 | 1 | CrtEgs213 | CrtE | gs | 213 | [32 empty] | 0 | 0 | 0
213 | Building Envelope | Sealing | Retail | New | Warehouse Loading Dock Seals | 0.24724 | 0.28541 |  | 867.61 | 1 | 1.1544 | 3509.1542 | 10 |  | 8005.9 | 32380.8365 | Per End Use Consumption | GS | 1 | 1 | 1 | 1 | 1 | 1 | 1 | 1 | 1 | 1 | 1 | 1 | CrtNgs213 | CrtN | gs | 213 | [32 empty] | 0 | 0 | 0
213 | Building Envelope | Sealing | Schools K-12 | Existing | Warehouse Loading Dock Seals | 0.24724 | 0.28541 |  | 867.61 | 1 | 1.1544 | 3509.1542 | 10 |  | 11361.41 | 45952.6049 | Per End Use Consumption | GS | 1 | 1 | 1 | 1 | 1 | 1 | 1 | 1 | 1 | 1 | 1 | 1 | CscEgs213 | CscE | gs | 213 | [32 empty] | 0 | 0 | 0
213 | Building Envelope | Sealing | Schools K-12 | New | Warehouse Loading Dock Seals | 0.24724 | 0.28541 |  | 867.61 | 1 | 1.1544 | 3509.1542 | 10 |  | 11361.41 | 45952.6049 | Per End Use Consumption | GS | 1 | 1 | 1 | 1 | 1 | 1 | 1 | 1 | 1 | 1 | 1 | 1 | CscNgs213 | CscN | gs | 213 | [32 empty] | 0 | 0 | 0
213 | Building Envelope | Sealing | Warehouse | Existing | Warehouse Loading Dock Seals | 0.24724 | 0.28541 |  | 867.61 | 1 | 1.1544 | 3509.1542 | 10 |  | 6794.07 | 27479.4427 | Per End Use Consumption | GS | 1 | 1 | 1 | 1 | 1 | 1 | 1 | 1 | 1 | 1 | 1 | 1 | CwaEgs213 | CwaE | gs | 213 | [32 empty] | 0.017844 | 0.00082557 | 0.035004
213 | Building Envelope | Sealing | Warehouse | New | Warehouse Loading Dock Seals | 0.24724 | 0.28541 |  | 867.61 | 1 | 1.1544 | 3509.1542 | 10 |  | 6794.07 | 27479.4427 | Per End Use Consumption | GS | 1 | 1 | 1 | 1 | 1 | 1 | 1 | 1 | 1 | 1 | 1 | 1 | CwaNgs213 | CwaN | gs | 213 | [32 empty] | 6.9835e-05 | 2.3188e-06 | 0.00014323
214 | Building Envelope | Window | Assembly | Existing | Energy Star windows | 0.24656 | 0.69242 |  | 1044.22 | 1 | 2.8083 | 4235.1706 | 20 |  | 3506.62 | 14222.2269 | Per 100 S.F. | GS | 1 | 1 | 1 | 1 | 1 | 1 | 1 | 1 | 1 | 1 | 1 | 1 | CasEgs214 | CasE | gs | 214 | [32 empty] | 2.7889 | 0.04068 | 6.0752
214 | Building Envelope | Window | Assembly | New | Energy Star windows | 0.24656 | 0.69242 |  | 1044.22 | 1 | 2.8083 | 4235.1706 | 20 |  | 3506.62 | 14222.2269 | Per 100 S.F. | GS | 1 | 1 | 1 | 1 | 1 | 1 | 1 | 1 | 1 | 1 | 1 | 1 | CasNgs214 | CasN | gs | 214 | [32 empty] | 0.017029 | 0.0001808 | 0.037558
214 | Building Envelope | Window | College and University | Existing | Energy Star windows | 0.060404 | 0.028708 |  | 447.14 | 1 | 0.47527 | 7402.5051 | 20 |  | 5487.3 | 90843.5081 | Per 100 S.F. | GS | 1 | 1 | 1 | 1 | 1 | 1 | 1 | 1 | 1 | 1 | 1 | 1 | CcoEgs214 | CcoE | gs | 214 | [32 empty] | 0.033278 | 0.0021699 | 0.0043434
214 | Building Envelope | Window | College and University | New | Energy Star windows | 0.060404 | 0.028708 |  | 447.14 | 1 | 0.47527 | 7402.5051 | 20 |  | 5487.3 | 90843.5081 | Per 100 S.F. | GS | 1 | 1 | 1 | 1 | 1 | 1 | 1 | 1 | 1 | 1 | 1 | 1 | CcoNgs214 | CcoN | gs | 214 | [32 empty] | 0.00018264 | 9.0313e-06 | 2.6569e-05
214 | Building Envelope | Window | Data Center | Existing | Energy Star windows | 0.29648 | 0.21908 |  | 2601.01 | 1 | 0.73895 | 8773.0237 | 20 |  | 23509.58 | 79296.1594 | Per 100 S.F. | GS | 1 | 1 | 1 | 1 | 1 | 1 | 1 | 1 | 1 | 1 | 1 | 1 | CdaEgs214 | CdaE | gs | 214 | [32 empty] | 0.0053348 | 0.00030963 | 0.00073256
214 | Building Envelope | Window | Data Center | New | Energy Star windows | 0.29648 | 0.21908 |  | 2601.01 | 1 | 0.73895 | 8773.0237 | 20 |  | 23509.58 | 79296.1594 | Per 100 S.F. | GS | 1 | 1 | 1 | 1 | 1 | 1 | 1 | 1 | 1 | 1 | 1 | 1 | CdaNgs214 | CdaN | gs | 214 | [32 empty] | 3.0372e-05 | 1.3835e-06 | 4.5304e-06
214 | Building Envelope | Window | Grocery | Existing | Energy Star windows | 0.017063 | 0.10135 |  | 192.04 | 1 | 5.9396 | 11254.7961 | 20 |  | 599.17 | 35115.2685 | Per 100 S.F. | GS | 1 | 1 | 1 | 1 | 1 | 1 | 1 | 1 | 1 | 1 | 1 | 1 | CgrEgs214 | CgrE | gs | 214 | [32 empty] | 0.45015 | 0.011283 | 0.31538
214 | Building Envelope | Window | Grocery | New | Energy Star windows | 0.017063 | 0.10135 |  | 192.04 | 1 | 5.9396 | 11254.7961 | 20 |  | 599.17 | 35115.2685 | Per 100 S.F. | GS | 1 | 1 | 1 | 1 | 1 | 1 | 1 | 1 | 1 | 1 | 1 | 1 | CgrNgs214 | CgrN | gs | 214 | [32 empty] | 0.0027118 | 4.8219e-05 | 0.0019534
214 | Building Envelope | Window | Healthcare | Existing | Energy Star windows | 0.025326 | 0.039267 |  | 329.01 | 1 | 1.5505 | 12991.1246 | 20 |  | 2144.47 | 84675.4718 | Per 100 S.F. | GS | 1 | 1 | 1 | 1 | 1 | 1 | 1 | 1 | 1 | 1 | 1 | 1 | CheEgs214 | CheE | gs | 214 | [32 empty] | 0.48995 | 0 | 0.094261
214 | Building Envelope | Window | Healthcare | New | Energy Star windows | 0.025326 | 0.039267 |  | 329.01 | 1 | 1.5505 | 12991.1246 | 20 |  | 2144.47 | 84675.4718 | Per 100 S.F. | GS | 1 | 1 | 1 | 1 | 1 | 1 | 1 | 1 | 1 | 1 | 1 | 1 | CheNgs214 | CheN | gs | 214 | [32 empty] | 0.0030073 | 0 | 0.00057857
214 | Building Envelope | Window | Hospitals | Existing | Energy Star windows | 2.2284 | 0.80452 |  | 15172.26 | 1 | 0.36104 | 6808.736 | 20 |  | 42422.17 | 19037.4641 | Per 100 S.F. | GS | 1 | 1 | 1 | 1 | 1 | 1 | 1 | 1 | 1 | 1 | 1 | 1 | ChoEgs214 | ChoE | gs | 214 | [32 empty] | 0.167 | 0 | 0.032129
214 | Building Envelope | Window | Hospitals | New | Energy Star windows | 2.2284 | 0.80452 |  | 15172.26 | 1 | 0.36104 | 6808.736 | 20 |  | 42422.17 | 19037.4641 | Per 100 S.F. | GS | 1 | 1 | 1 | 1 | 1 | 1 | 1 | 1 | 1 | 1 | 1 | 1 | ChoNgs214 | ChoN | gs | 214 | [32 empty] | 0.0010314 | 0 | 0.00019842
214 | Building Envelope | Window | Institutional | Existing | Energy Star windows | 0.029634 | 0.027015 |  | 286.58 | 1 | 0.91163 | 9670.5729 | 20 |  | 2800.8 | 94512.3194 | Per 100 S.F. | GS | 1 | 1 | 1 | 1 | 1 | 1 | 1 | 1 | 1 | 1 | 1 | 1 | CinEgs214 | CinE | gs | 214 | [32 empty] | 0.36962 | 0.016219 | 0.055721
214 | Building Envelope | Window | Institutional | New | Energy Star windows | 0.029634 | 0.027015 |  | 286.58 | 1 | 0.91163 | 9670.5729 | 20 |  | 2800.8 | 94512.3194 | Per 100 S.F. | GS | 1 | 1 | 1 | 1 | 1 | 1 | 1 | 1 | 1 | 1 | 1 | 1 | CinNgs214 | CinN | gs | 214 | [32 empty] | 0.0021377 | 7.182e-05 | 0.00034313
214 | Building Envelope | Window | Lodging/Hospitality | Existing | Energy Star windows | 0.22788 | 0.28991 |  | 1630.01 | 1 | 1.2722 | 7153.0621 | 20 |  | 9772.2 | 42883.8804 | Per 100 S.F. | GS | 1 | 1 | 1 | 1 | 1 | 1 | 1 | 1 | 1 | 1 | 1 | 1 | CloEgs214 | CloE | gs | 214 | [32 empty] | 0.36885 | 0.015115 | 0.19097
214 | Building Envelope | Window | Lodging/Hospitality | New | Energy Star windows | 0.22788 | 0.28991 |  | 1630.01 | 1 | 1.2722 | 7153.0621 | 20 |  | 9772.2 | 42883.8804 | Per 100 S.F. | GS | 1 | 1 | 1 | 1 | 1 | 1 | 1 | 1 | 1 | 1 | 1 | 1 | CloNgs214 | CloN | gs | 214 | [32 empty] | 0.00211 | 6.2827e-05 | 0.0011737
214 | Building Envelope | Window | Miscellaneous | Existing | Energy Star windows | 0.088132 | 1.0896 |  | 742.91 | 1 | 12.3638 | 8429.5592 | 20 |  | 7606.12 | 86304.1806 | Per 100 S.F. | GS | 1 | 1 | 1 | 1 | 1 | 1 | 1 | 1 | 1 | 1 | 1 | 1 | CmiEgs214 | CmiE | gs | 214 | [32 empty] | 1.3879 | 0 | 3.1618
214 | Building Envelope | Window | Miscellaneous | New | Energy Star windows | 0.088132 | 1.0896 |  | 742.91 | 1 | 12.3638 | 8429.5592 | 20 |  | 7606.12 | 86304.1806 | Per 100 S.F. | GS | 1 | 1 | 1 | 1 | 1 | 1 | 1 | 1 | 1 | 1 | 1 | 1 | CmiNgs214 | CmiN | gs | 214 | [32 empty] | 0.0085671 | 0 | 0.019517
214 | Building Envelope | Window | Offices | Existing | Energy Star windows | 0.11167 | 1.2507 |  | 884.27 | 1 | 11.1999 | 7918.6684 | 20 |  | 3987.9 | 35711.7825 | Per 100 S.F. | GS | 1 | 1 | 1 | 1 | 1 | 1 | 1 | 1 | 1 | 1 | 1 | 1 | CofEgs214 | CofE | gs | 214 | [32 empty] | 7.4798 | 0.2295 | 15.4703
214 | Building Envelope | Window | Offices | New | Energy Star windows | 0.11167 | 1.2507 |  | 884.27 | 1 | 11.1999 | 7918.6684 | 20 |  | 3987.9 | 35711.7825 | Per 100 S.F. | GS | 1 | 1 | 1 | 1 | 1 | 1 | 1 | 1 | 1 | 1 | 1 | 1 | CofNgs214 | CofN | gs | 214 | [32 empty] | 0.041822 | 0.0009488 | 0.088786
214 | Building Envelope | Window | Restaurants | Existing | Energy Star windows | 0.081563 | 0.2603 |  | 626.32 | 1 | 3.1914 | 7678.9728 | 20 |  | 1122.75 | 13765.4342 | Per 100 S.F. | GS | 1 | 1 | 1 | 1 | 1 | 1 | 1 | 1 | 1 | 1 | 1 | 1 | CreEgs214 | CreE | gs | 214 | [32 empty] | 1.6595 | 0.019693 | 1.222
214 | Building Envelope | Window | Restaurants | New | Energy Star windows | 0.081563 | 0.2603 |  | 626.32 | 1 | 3.1914 | 7678.9728 | 20 |  | 1122.75 | 13765.4342 | Per 100 S.F. | GS | 1 | 1 | 1 | 1 | 1 | 1 | 1 | 1 | 1 | 1 | 1 | 1 | CreNgs214 | CreN | gs | 214 | [32 empty] | 0.0093384 | 7.5898e-05 | 0.0069712
214 | Building Envelope | Window | Retail | Existing | Energy Star windows | 0.14148 | 1.1079 |  | 911.1 | 1 | 7.8303 | 6439.5638 | 20 |  | 5250.15 | 37107.5359 | Per 100 S.F. | GS | 1 | 1 | 1 | 1 | 1 | 1 | 1 | 1 | 1 | 1 | 1 | 1 | CrtEgs214 | CrtE | gs | 214 | [32 empty] | 2.6638 | 0.077504 | 5.5384
214 | Building Envelope | Window | Retail | New | Energy Star windows | 0.14148 | 1.1079 |  | 911.1 | 1 | 7.8303 | 6439.5638 | 20 |  | 5250.15 | 37107.5359 | Per 100 S.F. | GS | 1 | 1 | 1 | 1 | 1 | 1 | 1 | 1 | 1 | 1 | 1 | 1 | CrtNgs214 | CrtN | gs | 214 | [32 empty] | 0.014837 | 0.0003096 | 0.031684
214 | Building Envelope | Window | Schools K-12 | Existing | Energy Star windows | 0.3172 | 2.178 |  | 1908.42 | 1 | 6.8663 | 6016.4264 | 20 |  | 7450.65 | 23488.6907 | Per 100 S.F. | GS | 1 | 1 | 1 | 1 | 1 | 1 | 1 | 1 | 1 | 1 | 1 | 1 | CscEgs214 | CscE | gs | 214 | [32 empty] | 0.15593 | 0.010357 | 0.2844
214 | Building Envelope | Window | Schools K-12 | New | Energy Star windows | 0.3172 | 2.178 |  | 1908.42 | 1 | 6.8663 | 6016.4264 | 20 |  | 7450.65 | 23488.6907 | Per 100 S.F. | GS | 1 | 1 | 1 | 1 | 1 | 1 | 1 | 1 | 1 | 1 | 1 | 1 | CscNgs214 | CscN | gs | 214 | [32 empty] | 0.00089557 | 4.3001e-05 | 0.0017461
214 | Building Envelope | Window | Warehouse | Existing | Energy Star windows | 0.038329 | 0.37088 |  | 277.88 | 1 | 9.6764 | 7249.9056 | 20 |  | 4455.45 | 116242.9532 | Per 100 S.F. | GS | 1 | 1 | 1 | 1 | 1 | 1 | 1 | 1 | 1 | 1 | 1 | 1 | CwaEgs214 | CwaE | gs | 214 | [32 empty] | 0.056696 | 0.00033227 | 0.12689
214 | Building Envelope | Window | Warehouse | New | Energy Star windows | 0.038329 | 0.37088 |  | 277.88 | 1 | 9.6764 | 7249.9056 | 20 |  | 4455.45 | 116242.9532 | Per 100 S.F. | GS | 1 | 1 | 1 | 1 | 1 | 1 | 1 | 1 | 1 | 1 | 1 | 1 | CwaNgs214 | CwaN | gs | 214 | [32 empty] | 0.00034313 | 1.39e-06 | 0.00077219
215 | Building Envelope | Window | Assembly | Existing | Window shade film | 0.40638 | 0 |  | 1220.14 | 1 | 0 | 3002.444 | 10 |  | 6802.85 | 16740.0266 | Per Premise | GS | 1 | 1 | 1 | 1 | 1 | 1 | 1 | 1 | 1 | 1 | 1 | 1 | CasEgs215 | CasE | gs | 215 | [32 empty] | 0.023693 | 0.0078914 | 0
215 | Building Envelope | Window | Assembly | New | Window shade film | 0.40638 | 0 |  | 1220.14 | 1 | 0 | 3002.444 | 10 |  | 6802.85 | 16740.0266 | Per Premise | GS | 1 | 1 | 1 | 1 | 1 | 1 | 1 | 1 | 1 | 1 | 1 | 1 | CasNgs215 | CasN | gs | 215 | [32 empty] | 0.00020633 | 6.872e-05 | 0
215 | Building Envelope | Window | College and University | Existing | Window shade film | 0.29023 | 0 |  | 1431.47 | 1 | 0 | 4932.1338 | 10 |  | 10645.36 | 36678.6173 | Per Premise | GS | 1 | 1 | 1 | 1 | 1 | 1 | 1 | 1 | 1 | 1 | 1 | 1 | CcoEgs215 | CcoE | gs | 215 | [32 empty] | 0.01233 | 0.0024999 | 0
215 | Building Envelope | Window | College and University | New | Window shade film | 0.29023 | 0 |  | 1431.47 | 1 | 0 | 4932.1338 | 10 |  | 10645.36 | 36678.6173 | Per Premise | GS | 1 | 1 | 1 | 1 | 1 | 1 | 1 | 1 | 1 | 1 | 1 | 1 | CcoNgs215 | CcoN | gs | 215 | [32 empty] | 5.0233e-05 | 1.0185e-05 | 0
215 | Building Envelope | Window | Data Center | Existing | Window shade film | 0.44272 | 0 |  | 2183.56 | 1 | 0 | 4932.1338 | 10 |  | 45608.58 | 103018.7496 | Per Premise | GS | 1 | 1 | 1 | 1 | 1 | 1 | 1 | 1 | 1 | 1 | 1 | 1 | CdaEgs215 | CdaE | gs | 215 | [32 empty] | 0.00026623 | 5.3979e-05 | 0
215 | Building Envelope | Window | Data Center | New | Window shade film | 0.44272 | 0 |  | 2183.56 | 1 | 0 | 4932.1338 | 10 |  | 45608.58 | 103018.7496 | Per Premise | GS | 1 | 1 | 1 | 1 | 1 | 1 | 1 | 1 | 1 | 1 | 1 | 1 | CdaNgs215 | CdaN | gs | 215 | [32 empty] | 2.3306e-06 | 4.7253e-07 | 0
215 | Building Envelope | Window | Grocery | Existing | Window shade film | 0.19121 | 0 |  | 674.27 | 1 | 0 | 3526.3542 | 10 |  | 1162.4 | 6079.2177 | Per Premise | GS | 1 | 1 | 1 | 1 | 1 | 1 | 1 | 1 | 1 | 1 | 1 | 1 | CgrEgs215 | CgrE | gs | 215 | [32 empty] | 0.087173 | 0.02472 | 0
215 | Building Envelope | Window | Grocery | New | Window shade film | 0.19121 | 0 |  | 674.27 | 1 | 0 | 3526.3542 | 10 |  | 1162.4 | 6079.2177 | Per Premise | GS | 1 | 1 | 1 | 1 | 1 | 1 | 1 | 1 | 1 | 1 | 1 | 1 | CgrNgs215 | CgrN | gs | 215 | [32 empty] | 0.00053046 | 0.00015043 | 0
215 | Building Envelope | Window | Healthcare | Existing | Window shade film | 0.43843 | 0 |  | 2162.39 | 1 | 0 | 4932.1338 | 10 |  | 4160.28 | 9489.0643 | Per Premise | GS | 1 | 1 | 1 | 1 | 1 | 1 | 1 | 1 | 1 | 1 | 1 | 1 | CheEgs215 | CheE | gs | 215 | [32 empty] | 0 | 0 | 0
215 | Building Envelope | Window | Healthcare | New | Window shade film | 0.43843 | 0 |  | 2162.39 | 1 | 0 | 4932.1338 | 10 |  | 4160.28 | 9489.0643 | Per Premise | GS | 1 | 1 | 1 | 1 | 1 | 1 | 1 | 1 | 1 | 1 | 1 | 1 | CheNgs215 | CheN | gs | 215 | [32 empty] | 0 | 0 | 0
215 | Building Envelope | Window | Hospitals | Existing | Window shade film | 0.4153 | 0 |  | 2048.3 | 1 | 0 | 4932.1338 | 10 |  | 82299.02 | 198169.1066 | Per Premise | GS | 1 | 1 | 1 | 1 | 1 | 1 | 1 | 1 | 1 | 1 | 1 | 1 | ChoEgs215 | ChoE | gs | 215 | [32 empty] | 0 | 0 | 0
215 | Building Envelope | Window | Hospitals | New | Window shade film | 0.4153 | 0 |  | 2048.3 | 1 | 0 | 4932.1338 | 10 |  | 82299.02 | 198169.1066 | Per Premise | GS | 1 | 1 | 1 | 1 | 1 | 1 | 1 | 1 | 1 | 1 | 1 | 1 | ChoNgs215 | ChoN | gs | 215 | [32 empty] | 0 | 0 | 0
215 | Building Envelope | Window | Institutional | Existing | Window shade film | 0.11607 | 0 |  | 572.48 | 1 | 0 | 4932.1338 | 10 |  | 5433.55 | 46812.1084 | Per Premise | GS | 1 | 1 | 1 | 1 | 1 | 1 | 1 | 1 | 1 | 1 | 1 | 1 | CinEgs215 | CinE | gs | 215 | [32 empty] | 0.030027 | 0.0060881 | 0
215 | Building Envelope | Window | Institutional | New | Window shade film | 0.11607 | 0 |  | 572.48 | 1 | 0 | 4932.1338 | 10 |  | 5433.55 | 46812.1084 | Per Premise | GS | 1 | 1 | 1 | 1 | 1 | 1 | 1 | 1 | 1 | 1 | 1 | 1 | CinNgs215 | CinN | gs | 215 | [32 empty] | 0.00033102 | 6.7114e-05 | 0
215 | Building Envelope | Window | Lodging/Hospitality | Existing | Window shade film | 0.38612 | 0 |  | 2016.2 | 1 | 0 | 5221.6594 | 10 |  | 18958.07 | 49098.594 | Per Premise | GS | 1 | 1 | 1 | 1 | 1 | 1 | 1 | 1 | 1 | 1 | 1 | 1 | CloEgs215 | CloE | gs | 215 | [32 empty] | 0.03129 | 0.0059923 | 0
215 | Building Envelope | Window | Lodging/Hospitality | New | Window shade film | 0.38612 | 0 |  | 2016.2 | 1 | 0 | 5221.6594 | 10 |  | 18958.07 | 49098.594 | Per Premise | GS | 1 | 1 | 1 | 1 | 1 | 1 | 1 | 1 | 1 | 1 | 1 | 1 | CloNgs215 | CloN | gs | 215 | [32 empty] | 0.00012738 | 2.4394e-05 | 0
215 | Building Envelope | Window | Miscellaneous | Existing | Window shade film | 0.21312 | 0 |  | 639.87 | 1 | 0 | 3002.444 | 10 |  | 14755.88 | 69238.6003 | Per Premise | GS | 1 | 1 | 1 | 1 | 1 | 1 | 1 | 1 | 1 | 1 | 1 | 1 | CmiEgs215 | CmiE | gs | 215 | [32 empty] | 0 | 0 | 0
215 | Building Envelope | Window | Miscellaneous | New | Window shade film | 0.21312 | 0 |  | 639.87 | 1 | 0 | 3002.444 | 10 |  | 14755.88 | 69238.6003 | Per Premise | GS | 1 | 1 | 1 | 1 | 1 | 1 | 1 | 1 | 1 | 1 | 1 | 1 | CmiNgs215 | CmiN | gs | 215 | [32 empty] | 0 | 0 | 0
215 | Building Envelope | Window | Offices | Existing | Window shade film | 0.39704 | 0 |  | 1192.08 | 1 | 0 | 3002.444 | 10 |  | 7736.53 | 19485.6872 | Per Premise | GS | 1 | 1 | 1 | 1 | 1 | 1 | 1 | 1 | 1 | 1 | 1 | 1 | CofEgs215 | CofE | gs | 215 | [32 empty] | 0.2927 | 0.097488 | 0
215 | Building Envelope | Window | Offices | New | Window shade film | 0.39704 | 0 |  | 1192.08 | 1 | 0 | 3002.444 | 10 |  | 7736.53 | 19485.6872 | Per Premise | GS | 1 | 1 | 1 | 1 | 1 | 1 | 1 | 1 | 1 | 1 | 1 | 1 | CofNgs215 | CofN | gs | 215 | [32 empty] | 0.0023981 | 0.00079871 | 0
215 | Building Envelope | Window | Restaurants | Existing | Window shade film | 0.5549 | 0 |  | 1956.77 | 1 | 0 | 3526.3542 | 10 |  | 2178.14 | 3925.2918 | Per Premise | GS | 1 | 1 | 1 | 1 | 1 | 1 | 1 | 1 | 1 | 1 | 1 | 1 | CreEgs215 | CreE | gs | 215 | [32 empty] | 0.088822 | 0.025188 | 0
215 | Building Envelope | Window | Restaurants | New | Window shade film | 0.5549 | 0 |  | 1956.77 | 1 | 0 | 3526.3542 | 10 |  | 2178.14 | 3925.2918 | Per Premise | GS | 1 | 1 | 1 | 1 | 1 | 1 | 1 | 1 | 1 | 1 | 1 | 1 | CreNgs215 | CreN | gs | 215 | [32 empty] | 0.00043621 | 0.0001237 | 0
215 | Building Envelope | Window | Retail | Existing | Window shade film | 0.57233 | 0 |  | 1718.4 | 1 | 0 | 3002.444 | 10 |  | 10185.29 | 17796.0677 | Per Premise | GS | 1 | 1 | 1 | 1 | 1 | 1 | 1 | 1 | 1 | 1 | 1 | 1 | CrtEgs215 | CrtE | gs | 215 | [32 empty] | 0.10375 | 0.034557 | 0
215 | Building Envelope | Window | Retail | New | Window shade film | 0.57233 | 0 |  | 1718.4 | 1 | 0 | 3002.444 | 10 |  | 10185.29 | 17796.0677 | Per Premise | GS | 1 | 1 | 1 | 1 | 1 | 1 | 1 | 1 | 1 | 1 | 1 | 1 | CrtNgs215 | CrtN | gs | 215 | [32 empty] | 0.00087987 | 0.00029305 | 0
215 | Building Envelope | Window | Schools K-12 | Existing | Window shade film | 0.4747 | 0 |  | 1425.26 | 1 | 0 | 3002.444 | 10 |  | 14454.26 | 30449.2556 | Per Premise | GS | 1 | 1 | 1 | 1 | 1 | 1 | 1 | 1 | 1 | 1 | 1 | 1 | CscEgs215 | CscE | gs | 215 | [32 empty] | 0.010874 | 0.0036217 | 0
215 | Building Envelope | Window | Schools K-12 | New | Window shade film | 0.4747 | 0 |  | 1425.26 | 1 | 0 | 3002.444 | 10 |  | 14454.26 | 30449.2556 | Per Premise | GS | 1 | 1 | 1 | 1 | 1 | 1 | 1 | 1 | 1 | 1 | 1 | 1 | CscNgs215 | CscN | gs | 215 | [32 empty] | 4.4194e-05 | 1.4719e-05 | 0
215 | Building Envelope | Window | Warehouse | Existing | Window shade film | 0.12943 | 0 |  | 388.61 | 1 | 0 | 3002.444 | 10 |  | 8643.57 | 66781.181 | Per Premise | GS | 1 | 1 | 1 | 1 | 1 | 1 | 1 | 1 | 1 | 1 | 1 | 1 | CwaEgs215 | CwaE | gs | 215 | [32 empty] | 0.00037814 | 0.00012595 | 0
215 | Building Envelope | Window | Warehouse | New | Window shade film | 0.12943 | 0 |  | 388.61 | 1 | 0 | 3002.444 | 10 |  | 8643.57 | 66781.181 | Per Premise | GS | 1 | 1 | 1 | 1 | 1 | 1 | 1 | 1 | 1 | 1 | 1 | 1 | CwaNgs215 | CwaN | gs | 215 | [32 empty] | 3.3239e-06 | 1.1071e-06 | 0
301 | HVAC | Chiller | Assembly | Existing | Chilled Water Reset | 1.0382 | 0 |  | 3117 | 1 | 0 | 3002.444 | 10 |  | 742 | 714.73 | Per End Use Consumption | GS | 1.0063 | 0.98564 | 1.0265 | 1.0441 | 1.0994 | 1.0901 | 1.0679 | 1.0965 | 1.0642 | 1.0547 | 1.0277 | 1.0297 | CasEgs301 | CasE | gs | 301 | [32 empty] | 12.7013 | 4.2303 | 0
301 | HVAC | Chiller | Assembly | New | Chilled Water Reset | 1.0382 | 0 |  | 3117 | 1 | 0 | 3002.444 | 10 |  | 742 | 714.73 | Per End Use Consumption | GS | 1.0063 | 0.98564 | 1.0265 | 1.0441 | 1.0994 | 1.0901 | 1.0679 | 1.0965 | 1.0642 | 1.0547 | 1.0277 | 1.0297 | CasNgs301 | CasN | gs | 301 | [32 empty] | 0.14009 | 0.046659 | 0
301 | HVAC | Chiller | College and University | Existing | Chilled Water Reset | 0.98894 | 0 |  | 4877.6 | 1 | 0 | 4932.1338 | 10 |  | 742 | 750.2959 | Per End Use Consumption | GS | 1.0063 | 0.98564 | 1.0265 | 1.0441 | 1.0994 | 1.0901 | 1.0679 | 1.0965 | 1.0642 | 1.0547 | 1.0277 | 1.0297 | CcoEgs301 | CcoE | gs | 301 | [32 empty] | 3.8083 | 0.77214 | 0
301 | HVAC | Chiller | College and University | New | Chilled Water Reset | 0.98894 | 0 |  | 4877.6 | 1 | 0 | 4932.1338 | 10 |  | 742 | 750.2959 | Per End Use Consumption | GS | 1.0063 | 0.98564 | 1.0265 | 1.0441 | 1.0994 | 1.0901 | 1.0679 | 1.0965 | 1.0642 | 1.0547 | 1.0277 | 1.0297 | CcoNgs301 | CcoN | gs | 301 | [32 empty] | 0.042004 | 0.0085164 | 0
301 | HVAC | Chiller | Data Center | Existing | Chilled Water Reset | 4.237 | 0 |  | 20897.4 | 1 | 0 | 4932.1338 | 10 |  | 742 | 175.1243 | Per End Use Consumption | GS | 1.0063 | 0.98564 | 1.0265 | 1.0441 | 1.0994 | 1.0901 | 1.0679 | 1.0965 | 1.0642 | 1.0547 | 1.0277 | 1.0297 | CdaEgs301 | CdaE | gs | 301 | [32 empty] | 0.16087 | 0.032617 | 0
301 | HVAC | Chiller | Data Center | New | Chilled Water Reset | 4.237 | 0 |  | 20897.4 | 1 | 0 | 4932.1338 | 10 |  | 742 | 175.1243 | Per End Use Consumption | GS | 1.0063 | 0.98564 | 1.0265 | 1.0441 | 1.0994 | 1.0901 | 1.0679 | 1.0965 | 1.0642 | 1.0547 | 1.0277 | 1.0297 | CdaNgs301 | CdaN | gs | 301 | [32 empty] | 0.0017744 | 0.00035975 | 0
301 | HVAC | Chiller | Grocery | Existing | Chilled Water Reset | 0.15103 | 0 |  | 532.6 | 1 | 0 | 3526.3542 | 10 |  | 742 | 4912.7954 | Per End Use Consumption | GS | 1.0063 | 0.98564 | 1.0265 | 1.0441 | 1.0994 | 1.0901 | 1.0679 | 1.0965 | 1.0642 | 1.0547 | 1.0277 | 1.0297 | CgrEgs301 | CgrE | gs | 301 | [32 empty] | 0 | 0 | 0
301 | HVAC | Chiller | Grocery | New | Chilled Water Reset | 0.15103 | 0 |  | 532.6 | 1 | 0 | 3526.3542 | 10 |  | 742 | 4912.7954 | Per End Use Consumption | GS | 1.0063 | 0.98564 | 1.0265 | 1.0441 | 1.0994 | 1.0901 | 1.0679 | 1.0965 | 1.0642 | 1.0547 | 1.0277 | 1.0297 | CgrNgs301 | CgrN | gs | 301 | [32 empty] | 0 | 0 | 0
301 | HVAC | Chiller | Healthcare | Existing | Chilled Water Reset | 0.38649 | 0 |  | 1906.2 | 1 | 0 | 4932.1338 | 10 |  | 742 | 1919.8632 | Per End Use Consumption | GS | 1.0063 | 0.98564 | 1.0265 | 1.0441 | 1.0994 | 1.0901 | 1.0679 | 1.0965 | 1.0642 | 1.0547 | 1.0277 | 1.0297 | CheEgs301 | CheE | gs | 301 | [32 empty] | 0.13008 | 0.026373 | 0
301 | HVAC | Chiller | Healthcare | New | Chilled Water Reset | 0.38649 | 0 |  | 1906.2 | 1 | 0 | 4932.1338 | 10 |  | 742 | 1919.8632 | Per End Use Consumption | GS | 1.0063 | 0.98564 | 1.0265 | 1.0441 | 1.0994 | 1.0901 | 1.0679 | 1.0965 | 1.0642 | 1.0547 | 1.0277 | 1.0297 | CheNgs301 | CheN | gs | 301 | [32 empty] | 0.0014347 | 0.00029089 | 0
301 | HVAC | Chiller | Hospitals | Existing | Chilled Water Reset | 7.6455 | 0 |  | 37708.6 | 1 | 0 | 4932.1338 | 10 |  | 742 | 97.0506 | Per End Use Consumption | GS | 1.0063 | 0.98564 | 1.0265 | 1.0441 | 1.0994 | 1.0901 | 1.0679 | 1.0965 | 1.0642 | 1.0547 | 1.0277 | 1.0297 | ChoEgs301 | ChoE | gs | 301 | [32 empty] | 15.3003 | 3.1022 | 0
301 | HVAC | Chiller | Hospitals | New | Chilled Water Reset | 7.6455 | 0 |  | 37708.6 | 1 | 0 | 4932.1338 | 10 |  | 742 | 97.0506 | Per End Use Consumption | GS | 1.0063 | 0.98564 | 1.0265 | 1.0441 | 1.0994 | 1.0901 | 1.0679 | 1.0965 | 1.0642 | 1.0547 | 1.0277 | 1.0297 | ChoNgs301 | ChoN | gs | 301 | [32 empty] | 0.16876 | 0.034216 | 0
301 | HVAC | Chiller | Institutional | Existing | Chilled Water Reset | 0.50477 | 0 |  | 2489.6 | 1 | 0 | 4932.1338 | 10 |  | 742 | 1469.9724 | Per End Use Consumption | GS | 1.0063 | 0.98564 | 1.0265 | 1.0441 | 1.0994 | 1.0901 | 1.0679 | 1.0965 | 1.0642 | 1.0547 | 1.0277 | 1.0297 | CinEgs301 | CinE | gs | 301 | [32 empty] | 0.3033 | 0.061495 | 0
301 | HVAC | Chiller | Institutional | New | Chilled Water Reset | 0.50477 | 0 |  | 2489.6 | 1 | 0 | 4932.1338 | 10 |  | 742 | 1469.9724 | Per End Use Consumption | GS | 1.0063 | 0.98564 | 1.0265 | 1.0441 | 1.0994 | 1.0901 | 1.0679 | 1.0965 | 1.0642 | 1.0547 | 1.0277 | 1.0297 | CinNgs301 | CinN | gs | 301 | [32 empty] | 0.0033453 | 0.00067826 | 0
301 | HVAC | Chiller | Lodging/Hospitality | Existing | Chilled Water Reset | 1.6635 | 0 |  | 8686.4 | 1 | 0 | 5221.6594 | 10 |  | 742 | 446.0388 | Per End Use Consumption | GS | 1.0063 | 0.98564 | 1.0265 | 1.0441 | 1.0994 | 1.0901 | 1.0679 | 1.0965 | 1.0642 | 1.0547 | 1.0277 | 1.0297 | CloEgs301 | CloE | gs | 301 | [32 empty] | 2.4522 | 0.46962 | 0
301 | HVAC | Chiller | Lodging/Hospitality | New | Chilled Water Reset | 1.6635 | 0 |  | 8686.4 | 1 | 0 | 5221.6594 | 10 |  | 742 | 446.0388 | Per End Use Consumption | GS | 1.0063 | 0.98564 | 1.0265 | 1.0441 | 1.0994 | 1.0901 | 1.0679 | 1.0965 | 1.0642 | 1.0547 | 1.0277 | 1.0297 | CloNgs301 | CloN | gs | 301 | [32 empty] | 0.027047 | 0.0051797 | 0
301 | HVAC | Chiller | Miscellaneous | Existing | Chilled Water Reset | 2.2518 | 0 |  | 6761 | 1 | 0 | 3002.444 | 10 |  | 742 | 329.5095 | Per End Use Consumption | GS | 1.0063 | 0.98564 | 1.0265 | 1.0441 | 1.0994 | 1.0901 | 1.0679 | 1.0965 | 1.0642 | 1.0547 | 1.0277 | 1.0297 | CmiEgs301 | CmiE | gs | 301 | [32 empty] | 24.3335 | 8.1046 | 0
301 | HVAC | Chiller | Miscellaneous | New | Chilled Water Reset | 2.2518 | 0 |  | 6761 | 1 | 0 | 3002.444 | 10 |  | 742 | 329.5095 | Per End Use Consumption | GS | 1.0063 | 0.98564 | 1.0265 | 1.0441 | 1.0994 | 1.0901 | 1.0679 | 1.0965 | 1.0642 | 1.0547 | 1.0277 | 1.0297 | CmiNgs301 | CmiN | gs | 301 | [32 empty] | 0.26839 | 0.089391 | 0
301 | HVAC | Chiller | Offices | Existing | Chilled Water Reset | 1.1806 | 0 |  | 3544.8 | 1 | 0 | 3002.444 | 10 |  | 742 | 628.4737 | Per End Use Consumption | GS | 1.0063 | 0.98564 | 1.0265 | 1.0441 | 1.0994 | 1.0901 | 1.0679 | 1.0965 | 1.0642 | 1.0547 | 1.0277 | 1.0297 | CofEgs301 | CofE | gs | 301 | [32 empty] | 15.1815 | 5.0564 | 0
301 | HVAC | Chiller | Offices | New | Chilled Water Reset | 1.1806 | 0 |  | 3544.8 | 1 | 0 | 3002.444 | 10 |  | 742 | 628.4737 | Per End Use Consumption | GS | 1.0063 | 0.98564 | 1.0265 | 1.0441 | 1.0994 | 1.0901 | 1.0679 | 1.0965 | 1.0642 | 1.0547 | 1.0277 | 1.0297 | CofNgs301 | CofN | gs | 301 | [32 empty] | 0.16745 | 0.05577 | 0
301 | HVAC | Chiller | Restaurants | Existing | Chilled Water Reset | 0.28301 | 0 |  | 998 | 1 | 0 | 3526.3542 | 10 |  | 742 | 2621.7984 | Per End Use Consumption | GS | 1.0063 | 0.98564 | 1.0265 | 1.0441 | 1.0994 | 1.0901 | 1.0679 | 1.0965 | 1.0642 | 1.0547 | 1.0277 | 1.0297 | CreEgs301 | CreE | gs | 301 | [32 empty] | 0.38072 | 0.10797 | 0
301 | HVAC | Chiller | Restaurants | New | Chilled Water Reset | 0.28301 | 0 |  | 998 | 1 | 0 | 3526.3542 | 10 |  | 742 | 2621.7984 | Per End Use Consumption | GS | 1.0063 | 0.98564 | 1.0265 | 1.0441 | 1.0994 | 1.0901 | 1.0679 | 1.0965 | 1.0642 | 1.0547 | 1.0277 | 1.0297 | CreNgs301 | CreN | gs | 301 | [32 empty] | 0.0041992 | 0.0011908 | 0
301 | HVAC | Chiller | Retail | Existing | Chilled Water Reset | 1.5543 | 0 |  | 4666.8 | 1 | 0 | 3002.444 | 10 |  | 742 | 477.375 | Per End Use Consumption | GS | 1.0063 | 0.98564 | 1.0265 | 1.0441 | 1.0994 | 1.0901 | 1.0679 | 1.0965 | 1.0642 | 1.0547 | 1.0277 | 1.0297 | CrtEgs301 | CrtE | gs | 301 | [32 empty] | 0.029536 | 0.0098374 | 0
301 | HVAC | Chiller | Retail | New | Chilled Water Reset | 1.5543 | 0 |  | 4666.8 | 1 | 0 | 3002.444 | 10 |  | 742 | 477.375 | Per End Use Consumption | GS | 1.0063 | 0.98564 | 1.0265 | 1.0441 | 1.0994 | 1.0901 | 1.0679 | 1.0965 | 1.0642 | 1.0547 | 1.0277 | 1.0297 | CrtNgs301 | CrtN | gs | 301 | [32 empty] | 0.00032577 | 0.0001085 | 0
301 | HVAC | Chiller | Schools K-12 | Existing | Chilled Water Reset | 2.2058 | 0 |  | 6622.8 | 1 | 0 | 3002.444 | 10 |  | 742 | 336.3854 | Per End Use Consumption | GS | 1.0063 | 0.98564 | 1.0265 | 1.0441 | 1.0994 | 1.0901 | 1.0679 | 1.0965 | 1.0642 | 1.0547 | 1.0277 | 1.0297 | CscEgs301 | CscE | gs | 301 | [32 empty] | 2.7677 | 0.92181 | 0
301 | HVAC | Chiller | Schools K-12 | New | Chilled Water Reset | 2.2058 | 0 |  | 6622.8 | 1 | 0 | 3002.444 | 10 |  | 742 | 336.3854 | Per End Use Consumption | GS | 1.0063 | 0.98564 | 1.0265 | 1.0441 | 1.0994 | 1.0901 | 1.0679 | 1.0965 | 1.0642 | 1.0547 | 1.0277 | 1.0297 | CscNgs301 | CscN | gs | 301 | [32 empty] | 0.030526 | 0.010167 | 0
301 | HVAC | Chiller | Warehouse | Existing | Chilled Water Reset | 1.3191 | 0 |  | 3960.4 | 1 | 0 | 3002.444 | 10 |  | 742 | 562.5223 | Per End Use Consumption | GS | 1.0063 | 0.98564 | 1.0265 | 1.0441 | 1.0994 | 1.0901 | 1.0679 | 1.0965 | 1.0642 | 1.0547 | 1.0277 | 1.0297 | CwaEgs301 | CwaE | gs | 301 | [32 empty] | 0.058563 | 0.019505 | 0
301 | HVAC | Chiller | Warehouse | New | Chilled Water Reset | 1.3191 | 0 |  | 3960.4 | 1 | 0 | 3002.444 | 10 |  | 742 | 562.5223 | Per End Use Consumption | GS | 1.0063 | 0.98564 | 1.0265 | 1.0441 | 1.0994 | 1.0901 | 1.0679 | 1.0965 | 1.0642 | 1.0547 | 1.0277 | 1.0297 | CwaNgs301 | CwaN | gs | 301 | [32 empty] | 0.00064593 | 0.00021514 | 0
302 | HVAC | Chiller | Assembly | Existing | Chiller maintenance | 7.1431 | 0.039196 |  | 6241.79 | 1 | 0.0054872 | 873.8203 | 5 |  | 915.78 | 128.2048 | Per End Use Consumption | GS | 1.0063 | 0.98564 | 1.0265 | 1.0441 | 1.0994 | 1.0901 | 1.0679 | 1.0965 | 1.0642 | 1.0547 | 1.0277 | 1.0297 | CasEgs302 | CasE | gs | 302 | [32 empty] | 1.1044 | 1.2639 | 0.0069352
302 | HVAC | Chiller | College and University | Existing | Chiller maintenance | 2.8747 | 0.015774 |  | 2511.96 | 1 | 0.0054872 | 873.8203 | 5 |  | 368.55 | 128.2053 | Per End Use Consumption | GS | 1.0063 | 0.98564 | 1.0265 | 1.0441 | 1.0994 | 1.0901 | 1.0679 | 1.0965 | 1.0642 | 1.0547 | 1.0277 | 1.0297 | CcoEgs302 | CcoE | gs | 302 | [32 empty] | 0.33114 | 0.37896 | 0.0020794
302 | HVAC | Chiller | Data Center | Existing | Chiller maintenance | 14.1098 | 0.077423 |  | 12329.47 | 1 | 0.0054872 | 873.8203 | 5 |  | 1808.95 | 128.2048 | Per End Use Consumption | GS | 1.0063 | 0.98564 | 1.0265 | 1.0441 | 1.0994 | 1.0901 | 1.0679 | 1.0965 | 1.0642 | 1.0547 | 1.0277 | 1.0297 | CdaEgs302 | CdaE | gs | 302 | [32 empty] | 0.013988 | 0.016008 | 8.784e-05
302 | HVAC | Chiller | Grocery | Existing | Chiller maintenance | 0.58055 | 0.0031856 |  | 507.3 | 1 | 0.0054872 | 873.8203 | 5 |  | 74.43 | 128.2051 | Per End Use Consumption | GS | 1.0063 | 0.98564 | 1.0265 | 1.0441 | 1.0994 | 1.0901 | 1.0679 | 1.0965 | 1.0642 | 1.0547 | 1.0277 | 1.0297 | CgrEgs302 | CgrE | gs | 302 | [32 empty] | 0 | 0 | 0
302 | HVAC | Chiller | Healthcare | Existing | Chiller maintenance | 1.2053 | 0.0066135 |  | 1053.18 | 1 | 0.0054872 | 873.8203 | 5 |  | 154.52 | 128.2048 | Per End Use Consumption | GS | 1.0063 | 0.98564 | 1.0265 | 1.0441 | 1.0994 | 1.0901 | 1.0679 | 1.0965 | 1.0642 | 1.0547 | 1.0277 | 1.0297 | CheEgs302 | CheE | gs | 302 | [32 empty] | 0.01131 | 0.012944 | 7.1024e-05
302 | HVAC | Chiller | Hospitals | Existing | Chiller maintenance | 106.0503 | 0.58192 |  | 92668.88 | 1 | 0.0054872 | 873.8203 | 5 |  | 13596.19 | 128.2051 | Per End Use Consumption | GS | 1.0063 | 0.98564 | 1.0265 | 1.0441 | 1.0994 | 1.0901 | 1.0679 | 1.0965 | 1.0642 | 1.0547 | 1.0277 | 1.0297 | ChoEgs302 | ChoE | gs | 302 | [32 empty] | 1.3304 | 1.5225 | 0.0083543
302 | HVAC | Chiller | Institutional | Existing | Chiller maintenance | 1.4103 | 0.0077386 |  | 1232.35 | 1 | 0.0054872 | 873.8203 | 5 |  | 180.81 | 128.2066 | Per End Use Consumption | GS | 1.0063 | 0.98564 | 1.0265 | 1.0441 | 1.0994 | 1.0901 | 1.0679 | 1.0965 | 1.0642 | 1.0547 | 1.0277 | 1.0297 | CinEgs302 | CinE | gs | 302 | [32 empty] | 0.026373 | 0.030181 | 0.00016561
302 | HVAC | Chiller | Lodging/Hospitality | Existing | Chiller maintenance | 11.4815 | 0.063001 |  | 10032.79 | 1 | 0.0054872 | 873.8203 | 5 |  | 1471.99 | 128.2051 | Per End Use Consumption | GS | 1.0063 | 0.98564 | 1.0265 | 1.0441 | 1.0994 | 1.0901 | 1.0679 | 1.0965 | 1.0642 | 1.0547 | 1.0277 | 1.0297 | CloEgs302 | CloE | gs | 302 | [32 empty] | 0.21323 | 0.24402 | 0.001339
302 | HVAC | Chiller | Miscellaneous | Existing | Chiller maintenance | 2.5533 | 0.01401 |  | 2231.13 | 1 | 0.0054872 | 873.8203 | 5 |  | 327.35 | 128.2064 | Per End Use Consumption | GS | 1.0063 | 0.98564 | 1.0265 | 1.0441 | 1.0994 | 1.0901 | 1.0679 | 1.0965 | 1.0642 | 1.0547 | 1.0277 | 1.0297 | CmiEgs302 | CmiE | gs | 302 | [32 empty] | 2.1159 | 2.4214 | 0.013287
302 | HVAC | Chiller | Offices | Existing | Chiller maintenance | 3.2352 | 0.017752 |  | 2826.98 | 1 | 0.0054872 | 873.8203 | 5 |  | 414.77 | 128.2055 | Per End Use Consumption | GS | 1.0063 | 0.98564 | 1.0265 | 1.0441 | 1.0994 | 1.0901 | 1.0679 | 1.0965 | 1.0642 | 1.0547 | 1.0277 | 1.0297 | CofEgs302 | CofE | gs | 302 | [32 empty] | 1.3201 | 1.5107 | 0.0082895
302 | HVAC | Chiller | Restaurants | Existing | Chiller maintenance | 2.7753 | 0.015229 |  | 2425.14 | 1 | 0.0054872 | 873.8203 | 5 |  | 355.81 | 128.2046 | Per End Use Consumption | GS | 1.0063 | 0.98564 | 1.0265 | 1.0441 | 1.0994 | 1.0901 | 1.0679 | 1.0965 | 1.0642 | 1.0547 | 1.0277 | 1.0297 | CreEgs302 | CreE | gs | 302 | [32 empty] | 0.033105 | 0.037885 | 0.00020788
302 | HVAC | Chiller | Retail | Existing | Chiller maintenance | 4.099 | 0.022492 |  | 3581.77 | 1 | 0.0054872 | 873.8203 | 5 |  | 525.51 | 128.2051 | Per End Use Consumption | GS | 1.0063 | 0.98564 | 1.0265 | 1.0441 | 1.0994 | 1.0901 | 1.0679 | 1.0965 | 1.0642 | 1.0547 | 1.0277 | 1.0297 | CrtEgs302 | CrtE | gs | 302 | [32 empty] | 0.0025683 | 0.0029391 | 1.6127e-05
302 | HVAC | Chiller | Schools K-12 | Existing | Chiller maintenance | 9.1897 | 0.050426 |  | 8030.15 | 1 | 0.0054872 | 873.8203 | 5 |  | 1178.17 | 128.2054 | Per End Use Consumption | GS | 1.0063 | 0.98564 | 1.0265 | 1.0441 | 1.0994 | 1.0901 | 1.0679 | 1.0965 | 1.0642 | 1.0547 | 1.0277 | 1.0297 | CscEgs302 | CscE | gs | 302 | [32 empty] | 0.24066 | 0.27541 | 0.0015112
302 | HVAC | Chiller | Warehouse | Existing | Chiller maintenance | 1.1104 | 0.006093 |  | 970.3 | 1 | 0.0054872 | 873.8203 | 5 |  | 142.36 | 128.2047 | Per End Use Consumption | GS | 1.0063 | 0.98564 | 1.0265 | 1.0441 | 1.0994 | 1.0901 | 1.0679 | 1.0965 | 1.0642 | 1.0547 | 1.0277 | 1.0297 | CwaEgs302 | CwaE | gs | 302 | [32 empty] | 0.0050923 | 0.0058276 | 3.1977e-05
303 | HVAC | Chiller | Assembly | Turnover | HE Air Cooled Chiller - All Compressor Types - 100 Tons | 4.6575 | 0 |  | 13983.77 | 1 | 0 | 3002.444 | 23 |  | 28319 | 6080.3497 | Per Unit | GS | 1 | 1 | 1 | 1 | 1 | 1 | 1 | 1 | 1 | 1 | 1 | 1 | CasTgs303 | CasT | gs | 303 | [32 empty] | 8.0897 | 2.6944 | 0
303 | HVAC | Chiller | Assembly | New | HE Air Cooled Chiller - All Compressor Types - 100 Tons | 4.6575 | 0 |  | 13983.77 | 1 | 0 | 3002.444 | 23 |  | 28319 | 6080.3497 | Per Unit | GS | 1 | 1 | 1 | 1 | 1 | 1 | 1 | 1 | 1 | 1 | 1 | 1 | CasNgs303 | CasN | gs | 303 | [32 empty] | 0.080023 | 0.026653 | 0
303 | HVAC | Chiller | College and University | Turnover | HE Air Cooled Chiller - All Compressor Types - 100 Tons | 3.1455 | 0 |  | 15514.16 | 1 | 0 | 4932.1338 | 23 |  | 28319 | 9002.943 | Per Unit | GS | 1 | 1 | 1 | 1 | 1 | 1 | 1 | 1 | 1 | 1 | 1 | 1 | CcoTgs303 | CcoT | gs | 303 | [32 empty] | 2.4256 | 0.49179 | 0
303 | HVAC | Chiller | College and University | New | HE Air Cooled Chiller - All Compressor Types - 100 Tons | 3.1455 | 0 |  | 15514.16 | 1 | 0 | 4932.1338 | 23 |  | 28319 | 9002.943 | Per Unit | GS | 1 | 1 | 1 | 1 | 1 | 1 | 1 | 1 | 1 | 1 | 1 | 1 | CcoNgs303 | CcoN | gs | 303 | [32 empty] | 0.023994 | 0.0048648 | 0
303 | HVAC | Chiller | Data Center | Turnover | HE Air Cooled Chiller - All Compressor Types - 100 Tons | 5.8461 | 0 |  | 28833.64 | 1 | 0 | 4932.1338 | 23 |  | 28319 | 4844.1022 | Per Unit | GS | 1 | 1 | 1 | 1 | 1 | 1 | 1 | 1 | 1 | 1 | 1 | 1 | CdaTgs303 | CdaT | gs | 303 | [32 empty] | 0.10246 | 0.020774 | 0
303 | HVAC | Chiller | Data Center | New | HE Air Cooled Chiller - All Compressor Types - 100 Tons | 5.8461 | 0 |  | 28833.64 | 1 | 0 | 4932.1338 | 23 |  | 28319 | 4844.1022 | Per Unit | GS | 1 | 1 | 1 | 1 | 1 | 1 | 1 | 1 | 1 | 1 | 1 | 1 | CdaNgs303 | CdaN | gs | 303 | [32 empty] | 0.0010136 | 0.0002055 | 0
303 | HVAC | Chiller | Grocery | Turnover | HE Air Cooled Chiller - All Compressor Types - 100 Tons | 2.1914 | 0 |  | 7727.65 | 1 | 0 | 3526.3542 | 23 |  | 28319 | 12922.7935 | Per Unit | GS | 1 | 1 | 1 | 1 | 1 | 1 | 1 | 1 | 1 | 1 | 1 | 1 | CgrTgs303 | CgrT | gs | 303 | [32 empty] | 0 | 0 | 0
303 | HVAC | Chiller | Grocery | New | HE Air Cooled Chiller - All Compressor Types - 100 Tons | 2.1914 | 0 |  | 7727.65 | 1 | 0 | 3526.3542 | 23 |  | 28319 | 12922.7935 | Per Unit | GS | 1 | 1 | 1 | 1 | 1 | 1 | 1 | 1 | 1 | 1 | 1 | 1 | CgrNgs303 | CgrN | gs | 303 | [32 empty] | 0 | 0 | 0
303 | HVAC | Chiller | Healthcare | Turnover | HE Air Cooled Chiller - All Compressor Types - 100 Tons | 6.1717 | 0 |  | 30439.71 | 1 | 0 | 4932.1338 | 23 |  | 28319 | 4588.5161 | Per Unit | GS | 1 | 1 | 1 | 1 | 1 | 1 | 1 | 1 | 1 | 1 | 1 | 1 | CheTgs303 | CheT | gs | 303 | [32 empty] | 0.082847 | 0.016797 | 0
303 | HVAC | Chiller | Healthcare | New | HE Air Cooled Chiller - All Compressor Types - 100 Tons | 6.1717 | 0 |  | 30439.71 | 1 | 0 | 4932.1338 | 23 |  | 28319 | 4588.5161 | Per Unit | GS | 1 | 1 | 1 | 1 | 1 | 1 | 1 | 1 | 1 | 1 | 1 | 1 | CheNgs303 | CheN | gs | 303 | [32 empty] | 0.00081953 | 0.00016616 | 0
303 | HVAC | Chiller | Hospitals | Turnover | HE Air Cooled Chiller - All Compressor Types - 100 Tons | 5.8461 | 0 |  | 28833.64 | 1 | 0 | 4932.1338 | 23 |  | 28319 | 4844.1022 | Per Unit | GS | 1 | 1 | 1 | 1 | 1 | 1 | 1 | 1 | 1 | 1 | 1 | 1 | ChoTgs303 | ChoT | gs | 303 | [32 empty] | 9.745 | 1.9758 | 0
303 | HVAC | Chiller | Hospitals | New | HE Air Cooled Chiller - All Compressor Types - 100 Tons | 5.8461 | 0 |  | 28833.64 | 1 | 0 | 4932.1338 | 23 |  | 28319 | 4844.1022 | Per Unit | GS | 1 | 1 | 1 | 1 | 1 | 1 | 1 | 1 | 1 | 1 | 1 | 1 | ChoNgs303 | ChoN | gs | 303 | [32 empty] | 0.096398 | 0.019545 | 0
303 | HVAC | Chiller | Institutional | Turnover | HE Air Cooled Chiller - All Compressor Types - 100 Tons | 1.5327 | 0 |  | 7559.47 | 1 | 0 | 4932.1338 | 23 |  | 28319 | 18476.5729 | Per Unit | GS | 1 | 1 | 1 | 1 | 1 | 1 | 1 | 1 | 1 | 1 | 1 | 1 | CinTgs303 | CinT | gs | 303 | [32 empty] | 0.19318 | 0.039167 | 0
303 | HVAC | Chiller | Institutional | New | HE Air Cooled Chiller - All Compressor Types - 100 Tons | 1.5327 | 0 |  | 7559.47 | 1 | 0 | 4932.1338 | 23 |  | 28319 | 18476.5729 | Per Unit | GS | 1 | 1 | 1 | 1 | 1 | 1 | 1 | 1 | 1 | 1 | 1 | 1 | CinNgs303 | CinN | gs | 303 | [32 empty] | 0.0019109 | 0.00038744 | 0
303 | HVAC | Chiller | Lodging/Hospitality | Turnover | HE Air Cooled Chiller - All Compressor Types - 100 Tons | 4.4253 | 0 |  | 23107.27 | 1 | 0 | 5221.6594 | 23 |  | 28319 | 6399.3788 | Per Unit | GS | 1 | 1 | 1 | 1 | 1 | 1 | 1 | 1 | 1 | 1 | 1 | 1 | CloTgs303 | CloT | gs | 303 | [32 empty] | 1.5619 | 0.29911 | 0
303 | HVAC | Chiller | Lodging/Hospitality | New | HE Air Cooled Chiller - All Compressor Types - 100 Tons | 4.4253 | 0 |  | 23107.27 | 1 | 0 | 5221.6594 | 23 |  | 28319 | 6399.3788 | Per Unit | GS | 1 | 1 | 1 | 1 | 1 | 1 | 1 | 1 | 1 | 1 | 1 | 1 | CloNgs303 | CloN | gs | 303 | [32 empty] | 0.01545 | 0.0029588 | 0
303 | HVAC | Chiller | Miscellaneous | Turnover | HE Air Cooled Chiller - All Compressor Types - 100 Tons | 2.6018 | 0 |  | 7811.74 | 1 | 0 | 3002.444 | 23 |  | 28319 | 10884.4139 | Per Unit | GS | 1 | 1 | 1 | 1 | 1 | 1 | 1 | 1 | 1 | 1 | 1 | 1 | CmiTgs303 | CmiT | gs | 303 | [32 empty] | 15.4985 | 5.1619 | 0
303 | HVAC | Chiller | Miscellaneous | New | HE Air Cooled Chiller - All Compressor Types - 100 Tons | 2.6018 | 0 |  | 7811.74 | 1 | 0 | 3002.444 | 23 |  | 28319 | 10884.4139 | Per Unit | GS | 1 | 1 | 1 | 1 | 1 | 1 | 1 | 1 | 1 | 1 | 1 | 1 | CmiNgs303 | CmiN | gs | 303 | [32 empty] | 0.15331 | 0.051062 | 0
303 | HVAC | Chiller | Offices | Turnover | HE Air Cooled Chiller - All Compressor Types - 100 Tons | 5.2428 | 0 |  | 15741.2 | 1 | 0 | 3002.444 | 23 |  | 28319 | 5401.5076 | Per Unit | GS | 1 | 1 | 1 | 1 | 1 | 1 | 1 | 1 | 1 | 1 | 1 | 1 | CofTgs303 | CofT | gs | 303 | [32 empty] | 9.6694 | 3.2205 | 0
303 | HVAC | Chiller | Offices | New | HE Air Cooled Chiller - All Compressor Types - 100 Tons | 5.2428 | 0 |  | 15741.2 | 1 | 0 | 3002.444 | 23 |  | 28319 | 5401.5076 | Per Unit | GS | 1 | 1 | 1 | 1 | 1 | 1 | 1 | 1 | 1 | 1 | 1 | 1 | CofNgs303 | CofN | gs | 303 | [32 empty] | 0.09565 | 0.031857 | 0
303 | HVAC | Chiller | Restaurants | Turnover | HE Air Cooled Chiller - All Compressor Types - 100 Tons | 6.4287 | 0 |  | 22670.01 | 1 | 0 | 3526.3542 | 23 |  | 28319 | 4405.0631 | Per Unit | GS | 1 | 1 | 1 | 1 | 1 | 1 | 1 | 1 | 1 | 1 | 1 | 1 | CreTgs303 | CreT | gs | 303 | [32 empty] | 0.24249 | 0.068765 | 0
303 | HVAC | Chiller | Restaurants | New | HE Air Cooled Chiller - All Compressor Types - 100 Tons | 6.4287 | 0 |  | 22670.01 | 1 | 0 | 3526.3542 | 23 |  | 28319 | 4405.0631 | Per Unit | GS | 1 | 1 | 1 | 1 | 1 | 1 | 1 | 1 | 1 | 1 | 1 | 1 | CreNgs303 | CreN | gs | 303 | [32 empty] | 0.0023987 | 0.00068022 | 0
303 | HVAC | Chiller | Retail | Turnover | HE Air Cooled Chiller - All Compressor Types - 100 Tons | 5.9177 | 0 |  | 17767.71 | 1 | 0 | 3002.444 | 23 |  | 28319 | 4785.4344 | Per Unit | GS | 1 | 1 | 1 | 1 | 1 | 1 | 1 | 1 | 1 | 1 | 1 | 1 | CrtTgs303 | CrtT | gs | 303 | [32 empty] | 0.018812 | 0.0062656 | 0
303 | HVAC | Chiller | Retail | New | HE Air Cooled Chiller - All Compressor Types - 100 Tons | 5.9177 | 0 |  | 17767.71 | 1 | 0 | 3002.444 | 23 |  | 28319 | 4785.4344 | Per Unit | GS | 1 | 1 | 1 | 1 | 1 | 1 | 1 | 1 | 1 | 1 | 1 | 1 | CrtNgs303 | CrtN | gs | 303 | [32 empty] | 0.00018609 | 6.1979e-05 | 0
303 | HVAC | Chiller | Schools K-12 | Turnover | HE Air Cooled Chiller - All Compressor Types - 100 Tons | 5.1448 | 0 |  | 15446.89 | 1 | 0 | 3002.444 | 23 |  | 28319 | 5504.4227 | Per Unit | GS | 1 | 1 | 1 | 1 | 1 | 1 | 1 | 1 | 1 | 1 | 1 | 1 | CscTgs303 | CscT | gs | 303 | [32 empty] | 1.7628 | 0.58711 | 0
303 | HVAC | Chiller | Schools K-12 | New | HE Air Cooled Chiller - All Compressor Types - 100 Tons | 5.1448 | 0 |  | 15446.89 | 1 | 0 | 3002.444 | 23 |  | 28319 | 5504.4227 | Per Unit | GS | 1 | 1 | 1 | 1 | 1 | 1 | 1 | 1 | 1 | 1 | 1 | 1 | CscNgs303 | CscN | gs | 303 | [32 empty] | 0.017437 | 0.0058078 | 0
303 | HVAC | Chiller | Warehouse | Turnover | HE Air Cooled Chiller - All Compressor Types - 100 Tons | 1.1287 | 0 |  | 3388.73 | 1 | 0 | 3002.444 | 23 |  | 28319 | 25090.8781 | Per Unit | GS | 1 | 1 | 1 | 1 | 1 | 1 | 1 | 1 | 1 | 1 | 1 | 1 | CwaTgs303 | CwaT | gs | 303 | [32 empty] | 0.0373 | 0.012423 | 0
303 | HVAC | Chiller | Warehouse | New | HE Air Cooled Chiller - All Compressor Types - 100 Tons | 1.1287 | 0 |  | 3388.73 | 1 | 0 | 3002.444 | 23 |  | 28319 | 25090.8781 | Per Unit | GS | 1 | 1 | 1 | 1 | 1 | 1 | 1 | 1 | 1 | 1 | 1 | 1 | CwaNgs303 | CwaN | gs | 303 | [32 empty] | 0.00036897 | 0.00012289 | 0
304 | HVAC | Chiller | Assembly | Turnover | HE Water Cooled Chiller - Centrifugal Compressor - 200 Tons | 5.0957 | 0 |  | 15299.6 | 1 | 0 | 3002.444 | 23 |  | 11386 | 2234.4262 | Per Unit | GS | 1.0063 | 0.98564 | 1.0265 | 1.0441 | 1.0994 | 1.0901 | 1.0679 | 1.0965 | 1.0642 | 1.0547 | 1.0277 | 1.0297 | CasTgs304 | CasT | gs | 304 | [32 empty] | 6.66 | 2.2182 | 0
304 | HVAC | Chiller | Assembly | New | HE Water Cooled Chiller - Centrifugal Compressor - 200 Tons | 5.0957 | 0 |  | 15299.6 | 1 | 0 | 3002.444 | 23 |  | 11386 | 2234.4262 | Per Unit | GS | 1.0063 | 0.98564 | 1.0265 | 1.0441 | 1.0994 | 1.0901 | 1.0679 | 1.0965 | 1.0642 | 1.0547 | 1.0277 | 1.0297 | CasNgs304 | CasN | gs | 304 | [32 empty] | 0.065881 | 0.021942 | 0
304 | HVAC | Chiller | College and University | Turnover | HE Water Cooled Chiller - Centrifugal Compressor - 200 Tons | 3.4415 | 0 |  | 16974 | 1 | 0 | 4932.1338 | 23 |  | 11386 | 3308.4291 | Per Unit | GS | 1.0063 | 0.98564 | 1.0265 | 1.0441 | 1.0994 | 1.0901 | 1.0679 | 1.0965 | 1.0642 | 1.0547 | 1.0277 | 1.0297 | CcoTgs304 | CcoT | gs | 304 | [32 empty] | 1.9969 | 0.40487 | 0
304 | HVAC | Chiller | College and University | New | HE Water Cooled Chiller - Centrifugal Compressor - 200 Tons | 3.4415 | 0 |  | 16974 | 1 | 0 | 4932.1338 | 23 |  | 11386 | 3308.4291 | Per Unit | GS | 1.0063 | 0.98564 | 1.0265 | 1.0441 | 1.0994 | 1.0901 | 1.0679 | 1.0965 | 1.0642 | 1.0547 | 1.0277 | 1.0297 | CcoNgs304 | CcoN | gs | 304 | [32 empty] | 0.019753 | 0.004005 | 0
304 | HVAC | Chiller | Data Center | Turnover | HE Water Cooled Chiller - Centrifugal Compressor - 200 Tons | 6.3962 | 0 |  | 31546.8 | 1 | 0 | 4932.1338 | 23 |  | 11386 | 1780.1259 | Per Unit | GS | 1.0063 | 0.98564 | 1.0265 | 1.0441 | 1.0994 | 1.0901 | 1.0679 | 1.0965 | 1.0642 | 1.0547 | 1.0277 | 1.0297 | CdaTgs304 | CdaT | gs | 304 | [32 empty] | 0.084353 | 0.017103 | 0
304 | HVAC | Chiller | Data Center | New | HE Water Cooled Chiller - Centrifugal Compressor - 200 Tons | 6.3962 | 0 |  | 31546.8 | 1 | 0 | 4932.1338 | 23 |  | 11386 | 1780.1259 | Per Unit | GS | 1.0063 | 0.98564 | 1.0265 | 1.0441 | 1.0994 | 1.0901 | 1.0679 | 1.0965 | 1.0642 | 1.0547 | 1.0277 | 1.0297 | CdaNgs304 | CdaN | gs | 304 | [32 empty] | 0.00083443 | 0.00016918 | 0
304 | HVAC | Chiller | Grocery | Turnover | HE Water Cooled Chiller - Centrifugal Compressor - 200 Tons | 2.3976 | 0 |  | 8454.8 | 1 | 0 | 3526.3542 | 23 |  | 11386 | 4748.9082 | Per Unit | GS | 1.0063 | 0.98564 | 1.0265 | 1.0441 | 1.0994 | 1.0901 | 1.0679 | 1.0965 | 1.0642 | 1.0547 | 1.0277 | 1.0297 | CgrTgs304 | CgrT | gs | 304 | [32 empty] | 0 | 0 | 0
304 | HVAC | Chiller | Grocery | New | HE Water Cooled Chiller - Centrifugal Compressor - 200 Tons | 2.3976 | 0 |  | 8454.8 | 1 | 0 | 3526.3542 | 23 |  | 11386 | 4748.9082 | Per Unit | GS | 1.0063 | 0.98564 | 1.0265 | 1.0441 | 1.0994 | 1.0901 | 1.0679 | 1.0965 | 1.0642 | 1.0547 | 1.0277 | 1.0297 | CgrNgs304 | CgrN | gs | 304 | [32 empty] | 0 | 0 | 0
304 | HVAC | Chiller | Healthcare | Turnover | HE Water Cooled Chiller - Centrifugal Compressor - 200 Tons | 6.7525 | 0 |  | 33304 | 1 | 0 | 4932.1338 | 23 |  | 11386 | 1686.2021 | Per Unit | GS | 1.0063 | 0.98564 | 1.0265 | 1.0441 | 1.0994 | 1.0901 | 1.0679 | 1.0965 | 1.0642 | 1.0547 | 1.0277 | 1.0297 | CheTgs304 | CheT | gs | 304 | [32 empty] | 0.068205 | 0.013829 | 0
304 | HVAC | Chiller | Healthcare | New | HE Water Cooled Chiller - Centrifugal Compressor - 200 Tons | 6.7525 | 0 |  | 33304 | 1 | 0 | 4932.1338 | 23 |  | 11386 | 1686.2021 | Per Unit | GS | 1.0063 | 0.98564 | 1.0265 | 1.0441 | 1.0994 | 1.0901 | 1.0679 | 1.0965 | 1.0642 | 1.0547 | 1.0277 | 1.0297 | CheNgs304 | CheN | gs | 304 | [32 empty] | 0.00067469 | 0.00013679 | 0
304 | HVAC | Chiller | Hospitals | Turnover | HE Water Cooled Chiller - Centrifugal Compressor - 200 Tons | 6.3962 | 0 |  | 31546.8 | 1 | 0 | 4932.1338 | 23 |  | 11386 | 1780.1259 | Per Unit | GS | 1.0063 | 0.98564 | 1.0265 | 1.0441 | 1.0994 | 1.0901 | 1.0679 | 1.0965 | 1.0642 | 1.0547 | 1.0277 | 1.0297 | ChoTgs304 | ChoT | gs | 304 | [32 empty] | 8.0228 | 1.6266 | 0
304 | HVAC | Chiller | Hospitals | New | HE Water Cooled Chiller - Centrifugal Compressor - 200 Tons | 6.3962 | 0 |  | 31546.8 | 1 | 0 | 4932.1338 | 23 |  | 11386 | 1780.1259 | Per Unit | GS | 1.0063 | 0.98564 | 1.0265 | 1.0441 | 1.0994 | 1.0901 | 1.0679 | 1.0965 | 1.0642 | 1.0547 | 1.0277 | 1.0297 | ChoNgs304 | ChoN | gs | 304 | [32 empty] | 0.079361 | 0.016091 | 0
304 | HVAC | Chiller | Institutional | Turnover | HE Water Cooled Chiller - Centrifugal Compressor - 200 Tons | 1.6769 | 0 |  | 8270.8 | 1 | 0 | 4932.1338 | 23 |  | 11386 | 6789.8239 | Per Unit | GS | 1.0063 | 0.98564 | 1.0265 | 1.0441 | 1.0994 | 1.0901 | 1.0679 | 1.0965 | 1.0642 | 1.0547 | 1.0277 | 1.0297 | CinTgs304 | CinT | gs | 304 | [32 empty] | 0.15904 | 0.032245 | 0
304 | HVAC | Chiller | Institutional | New | HE Water Cooled Chiller - Centrifugal Compressor - 200 Tons | 1.6769 | 0 |  | 8270.8 | 1 | 0 | 4932.1338 | 23 |  | 11386 | 6789.8239 | Per Unit | GS | 1.0063 | 0.98564 | 1.0265 | 1.0441 | 1.0994 | 1.0901 | 1.0679 | 1.0965 | 1.0642 | 1.0547 | 1.0277 | 1.0297 | CinNgs304 | CinN | gs | 304 | [32 empty] | 0.0015732 | 0.00031897 | 0
304 | HVAC | Chiller | Lodging/Hospitality | Turnover | HE Water Cooled Chiller - Centrifugal Compressor - 200 Tons | 4.8417 | 0 |  | 25281.6 | 1 | 0 | 5221.6594 | 23 |  | 11386 | 2351.6634 | Per Unit | GS | 1.0063 | 0.98564 | 1.0265 | 1.0441 | 1.0994 | 1.0901 | 1.0679 | 1.0965 | 1.0642 | 1.0547 | 1.0277 | 1.0297 | CloTgs304 | CloT | gs | 304 | [32 empty] | 1.2858 | 0.24625 | 0
304 | HVAC | Chiller | Lodging/Hospitality | New | HE Water Cooled Chiller - Centrifugal Compressor - 200 Tons | 4.8417 | 0 |  | 25281.6 | 1 | 0 | 5221.6594 | 23 |  | 11386 | 2351.6634 | Per Unit | GS | 1.0063 | 0.98564 | 1.0265 | 1.0441 | 1.0994 | 1.0901 | 1.0679 | 1.0965 | 1.0642 | 1.0547 | 1.0277 | 1.0297 | CloNgs304 | CloN | gs | 304 | [32 empty] | 0.012719 | 0.0024359 | 0
304 | HVAC | Chiller | Miscellaneous | Turnover | HE Water Cooled Chiller - Centrifugal Compressor - 200 Tons | 2.8466 | 0 |  | 8546.8 | 1 | 0 | 3002.444 | 23 |  | 11386 | 3999.8394 | Per Unit | GS | 1.0063 | 0.98564 | 1.0265 | 1.0441 | 1.0994 | 1.0901 | 1.0679 | 1.0965 | 1.0642 | 1.0547 | 1.0277 | 1.0297 | CmiTgs304 | CmiT | gs | 304 | [32 empty] | 12.7593 | 4.2497 | 0
304 | HVAC | Chiller | Miscellaneous | New | HE Water Cooled Chiller - Centrifugal Compressor - 200 Tons | 2.8466 | 0 |  | 8546.8 | 1 | 0 | 3002.444 | 23 |  | 11386 | 3999.8394 | Per Unit | GS | 1.0063 | 0.98564 | 1.0265 | 1.0441 | 1.0994 | 1.0901 | 1.0679 | 1.0965 | 1.0642 | 1.0547 | 1.0277 | 1.0297 | CmiNgs304 | CmiN | gs | 304 | [32 empty] | 0.12622 | 0.042038 | 0
304 | HVAC | Chiller | Offices | Turnover | HE Water Cooled Chiller - Centrifugal Compressor - 200 Tons | 5.7361 | 0 |  | 17222.4 | 1 | 0 | 3002.444 | 23 |  | 11386 | 1984.963 | Per Unit | GS | 1.0063 | 0.98564 | 1.0265 | 1.0441 | 1.0994 | 1.0901 | 1.0679 | 1.0965 | 1.0642 | 1.0547 | 1.0277 | 1.0297 | CofTgs304 | CofT | gs | 304 | [32 empty] | 7.9605 | 2.6513 | 0
304 | HVAC | Chiller | Offices | New | HE Water Cooled Chiller - Centrifugal Compressor - 200 Tons | 5.7361 | 0 |  | 17222.4 | 1 | 0 | 3002.444 | 23 |  | 11386 | 1984.963 | Per Unit | GS | 1.0063 | 0.98564 | 1.0265 | 1.0441 | 1.0994 | 1.0901 | 1.0679 | 1.0965 | 1.0642 | 1.0547 | 1.0277 | 1.0297 | CofNgs304 | CofN | gs | 304 | [32 empty] | 0.078745 | 0.026227 | 0
304 | HVAC | Chiller | Restaurants | Turnover | HE Water Cooled Chiller - Centrifugal Compressor - 200 Tons | 7.0337 | 0 |  | 24803.2 | 1 | 0 | 3526.3542 | 23 |  | 11386 | 1618.7858 | Per Unit | GS | 1.0063 | 0.98564 | 1.0265 | 1.0441 | 1.0994 | 1.0901 | 1.0679 | 1.0965 | 1.0642 | 1.0547 | 1.0277 | 1.0297 | CreTgs304 | CreT | gs | 304 | [32 empty] | 0.19963 | 0.056612 | 0
304 | HVAC | Chiller | Restaurants | New | HE Water Cooled Chiller - Centrifugal Compressor - 200 Tons | 7.0337 | 0 |  | 24803.2 | 1 | 0 | 3526.3542 | 23 |  | 11386 | 1618.7858 | Per Unit | GS | 1.0063 | 0.98564 | 1.0265 | 1.0441 | 1.0994 | 1.0901 | 1.0679 | 1.0965 | 1.0642 | 1.0547 | 1.0277 | 1.0297 | CreNgs304 | CreN | gs | 304 | [32 empty] | 0.0019748 | 0.00056 | 0
304 | HVAC | Chiller | Retail | Turnover | HE Water Cooled Chiller - Centrifugal Compressor - 200 Tons | 6.4746 | 0 |  | 19439.6 | 1 | 0 | 3002.444 | 23 |  | 11386 | 1758.5664 | Per Unit | GS | 1.0063 | 0.98564 | 1.0265 | 1.0441 | 1.0994 | 1.0901 | 1.0679 | 1.0965 | 1.0642 | 1.0547 | 1.0277 | 1.0297 | CrtTgs304 | CrtT | gs | 304 | [32 empty] | 0.015487 | 0.0051582 | 0
304 | HVAC | Chiller | Retail | New | HE Water Cooled Chiller - Centrifugal Compressor - 200 Tons | 6.4746 | 0 |  | 19439.6 | 1 | 0 | 3002.444 | 23 |  | 11386 | 1758.5664 | Per Unit | GS | 1.0063 | 0.98564 | 1.0265 | 1.0441 | 1.0994 | 1.0901 | 1.0679 | 1.0965 | 1.0642 | 1.0547 | 1.0277 | 1.0297 | CrtNgs304 | CrtN | gs | 304 | [32 empty] | 0.0001532 | 5.1025e-05 | 0
304 | HVAC | Chiller | Schools K-12 | Turnover | HE Water Cooled Chiller - Centrifugal Compressor - 200 Tons | 5.6289 | 0 |  | 16900.4 | 1 | 0 | 3002.444 | 23 |  | 11386 | 2022.7821 | Per Unit | GS | 1.0063 | 0.98564 | 1.0265 | 1.0441 | 1.0994 | 1.0901 | 1.0679 | 1.0965 | 1.0642 | 1.0547 | 1.0277 | 1.0297 | CscTgs304 | CscT | gs | 304 | [32 empty] | 1.4512 | 0.48335 | 0
304 | HVAC | Chiller | Schools K-12 | New | HE Water Cooled Chiller - Centrifugal Compressor - 200 Tons | 5.6289 | 0 |  | 16900.4 | 1 | 0 | 3002.444 | 23 |  | 11386 | 2022.7821 | Per Unit | GS | 1.0063 | 0.98564 | 1.0265 | 1.0441 | 1.0994 | 1.0901 | 1.0679 | 1.0965 | 1.0642 | 1.0547 | 1.0277 | 1.0297 | CscNgs304 | CscN | gs | 304 | [32 empty] | 0.014356 | 0.0047813 | 0
304 | HVAC | Chiller | Warehouse | Turnover | HE Water Cooled Chiller - Centrifugal Compressor - 200 Tons | 1.2349 | 0 |  | 3707.6 | 1 | 0 | 3002.444 | 23 |  | 11386 | 9220.4734 | Per Unit | GS | 1.0063 | 0.98564 | 1.0265 | 1.0441 | 1.0994 | 1.0901 | 1.0679 | 1.0965 | 1.0642 | 1.0547 | 1.0277 | 1.0297 | CwaTgs304 | CwaT | gs | 304 | [32 empty] | 0.030708 | 0.010228 | 0
304 | HVAC | Chiller | Warehouse | New | HE Water Cooled Chiller - Centrifugal Compressor - 200 Tons | 1.2349 | 0 |  | 3707.6 | 1 | 0 | 3002.444 | 23 |  | 11386 | 9220.4734 | Per Unit | GS | 1.0063 | 0.98564 | 1.0265 | 1.0441 | 1.0994 | 1.0901 | 1.0679 | 1.0965 | 1.0642 | 1.0547 | 1.0277 | 1.0297 | CwaNgs304 | CwaN | gs | 304 | [32 empty] | 0.00030376 | 0.00010117 | 0
305 | HVAC | Chiller | Assembly | Turnover | HE Water Cooled Chiller - Centrifugal Compressor - 500 Tons | 11.0776 | 0 |  | 33260 | 1 | 0 | 3002.444 | 23 |  | 19806 | 1787.9256 | Per Unit | GS | 1.0063 | 0.98564 | 1.0265 | 1.0441 | 1.0994 | 1.0901 | 1.0679 | 1.0965 | 1.0642 | 1.0547 | 1.0277 | 1.0297 | CasTgs305 | CasT | gs | 305 | [32 empty] | 6.0219 | 2.0057 | 0
305 | HVAC | Chiller | Assembly | New | HE Water Cooled Chiller - Centrifugal Compressor - 500 Tons | 11.0776 | 0 |  | 33260 | 1 | 0 | 3002.444 | 23 |  | 19806 | 1787.9256 | Per Unit | GS | 1.0063 | 0.98564 | 1.0265 | 1.0441 | 1.0994 | 1.0901 | 1.0679 | 1.0965 | 1.0642 | 1.0547 | 1.0277 | 1.0297 | CasNgs305 | CasN | gs | 305 | [32 empty] | 0.059568 | 0.01984 | 0
305 | HVAC | Chiller | College and University | Turnover | HE Water Cooled Chiller - Centrifugal Compressor - 500 Tons | 7.4815 | 0 |  | 36900 | 1 | 0 | 4932.1338 | 23 |  | 19806 | 2647.3128 | Per Unit | GS | 1.0063 | 0.98564 | 1.0265 | 1.0441 | 1.0994 | 1.0901 | 1.0679 | 1.0965 | 1.0642 | 1.0547 | 1.0277 | 1.0297 | CcoTgs305 | CcoT | gs | 305 | [32 empty] | 1.8056 | 0.36608 | 0
305 | HVAC | Chiller | College and University | New | HE Water Cooled Chiller - Centrifugal Compressor - 500 Tons | 7.4815 | 0 |  | 36900 | 1 | 0 | 4932.1338 | 23 |  | 19806 | 2647.3128 | Per Unit | GS | 1.0063 | 0.98564 | 1.0265 | 1.0441 | 1.0994 | 1.0901 | 1.0679 | 1.0965 | 1.0642 | 1.0547 | 1.0277 | 1.0297 | CcoNgs305 | CcoN | gs | 305 | [32 empty] | 0.017861 | 0.0036213 | 0
305 | HVAC | Chiller | Data Center | Turnover | HE Water Cooled Chiller - Centrifugal Compressor - 500 Tons | 13.9047 | 0 |  | 68580 | 1 | 0 | 4932.1338 | 23 |  | 19806 | 1424.4072 | Per Unit | GS | 1.0063 | 0.98564 | 1.0265 | 1.0441 | 1.0994 | 1.0901 | 1.0679 | 1.0965 | 1.0642 | 1.0547 | 1.0277 | 1.0297 | CdaTgs305 | CdaT | gs | 305 | [32 empty] | 0.076271 | 0.015464 | 0
305 | HVAC | Chiller | Data Center | New | HE Water Cooled Chiller - Centrifugal Compressor - 500 Tons | 13.9047 | 0 |  | 68580 | 1 | 0 | 4932.1338 | 23 |  | 19806 | 1424.4072 | Per Unit | GS | 1.0063 | 0.98564 | 1.0265 | 1.0441 | 1.0994 | 1.0901 | 1.0679 | 1.0965 | 1.0642 | 1.0547 | 1.0277 | 1.0297 | CdaNgs305 | CdaN | gs | 305 | [32 empty] | 0.00075448 | 0.00015297 | 0
305 | HVAC | Chiller | Grocery | Turnover | HE Water Cooled Chiller - Centrifugal Compressor - 500 Tons | 5.2122 | 0 |  | 18380 | 1 | 0 | 3526.3542 | 23 |  | 19806 | 3799.944 | Per Unit | GS | 1.0063 | 0.98564 | 1.0265 | 1.0441 | 1.0994 | 1.0901 | 1.0679 | 1.0965 | 1.0642 | 1.0547 | 1.0277 | 1.0297 | CgrTgs305 | CgrT | gs | 305 | [32 empty] | 0 | 0 | 0
305 | HVAC | Chiller | Grocery | New | HE Water Cooled Chiller - Centrifugal Compressor - 500 Tons | 5.2122 | 0 |  | 18380 | 1 | 0 | 3526.3542 | 23 |  | 19806 | 3799.944 | Per Unit | GS | 1.0063 | 0.98564 | 1.0265 | 1.0441 | 1.0994 | 1.0901 | 1.0679 | 1.0965 | 1.0642 | 1.0547 | 1.0277 | 1.0297 | CgrNgs305 | CgrN | gs | 305 | [32 empty] | 0 | 0 | 0
305 | HVAC | Chiller | Healthcare | Turnover | HE Water Cooled Chiller - Centrifugal Compressor - 500 Tons | 14.6792 | 0 |  | 72400 | 1 | 0 | 4932.1338 | 23 |  | 19806 | 1349.252 | Per Unit | GS | 1.0063 | 0.98564 | 1.0265 | 1.0441 | 1.0994 | 1.0901 | 1.0679 | 1.0965 | 1.0642 | 1.0547 | 1.0277 | 1.0297 | CheTgs305 | CheT | gs | 305 | [32 empty] | 0.06167 | 0.012504 | 0
305 | HVAC | Chiller | Healthcare | New | HE Water Cooled Chiller - Centrifugal Compressor - 500 Tons | 14.6792 | 0 |  | 72400 | 1 | 0 | 4932.1338 | 23 |  | 19806 | 1349.252 | Per Unit | GS | 1.0063 | 0.98564 | 1.0265 | 1.0441 | 1.0994 | 1.0901 | 1.0679 | 1.0965 | 1.0642 | 1.0547 | 1.0277 | 1.0297 | CheNgs305 | CheN | gs | 305 | [32 empty] | 0.00061005 | 0.00012369 | 0
305 | HVAC | Chiller | Hospitals | Turnover | HE Water Cooled Chiller - Centrifugal Compressor - 500 Tons | 13.9047 | 0 |  | 68580 | 1 | 0 | 4932.1338 | 23 |  | 19806 | 1424.4072 | Per Unit | GS | 1.0063 | 0.98564 | 1.0265 | 1.0441 | 1.0994 | 1.0901 | 1.0679 | 1.0965 | 1.0642 | 1.0547 | 1.0277 | 1.0297 | ChoTgs305 | ChoT | gs | 305 | [32 empty] | 7.2541 | 1.4708 | 0
305 | HVAC | Chiller | Hospitals | New | HE Water Cooled Chiller - Centrifugal Compressor - 500 Tons | 13.9047 | 0 |  | 68580 | 1 | 0 | 4932.1338 | 23 |  | 19806 | 1424.4072 | Per Unit | GS | 1.0063 | 0.98564 | 1.0265 | 1.0441 | 1.0994 | 1.0901 | 1.0679 | 1.0965 | 1.0642 | 1.0547 | 1.0277 | 1.0297 | ChoNgs305 | ChoN | gs | 305 | [32 empty] | 0.071757 | 0.014549 | 0
305 | HVAC | Chiller | Institutional | Turnover | HE Water Cooled Chiller - Centrifugal Compressor - 500 Tons | 3.6455 | 0 |  | 17980 | 1 | 0 | 4932.1338 | 23 |  | 19806 | 5433.028 | Per Unit | GS | 1.0063 | 0.98564 | 1.0265 | 1.0441 | 1.0994 | 1.0901 | 1.0679 | 1.0965 | 1.0642 | 1.0547 | 1.0277 | 1.0297 | CinTgs305 | CinT | gs | 305 | [32 empty] | 0.1438 | 0.029155 | 0
305 | HVAC | Chiller | Institutional | New | HE Water Cooled Chiller - Centrifugal Compressor - 500 Tons | 3.6455 | 0 |  | 17980 | 1 | 0 | 4932.1338 | 23 |  | 19806 | 5433.028 | Per Unit | GS | 1.0063 | 0.98564 | 1.0265 | 1.0441 | 1.0994 | 1.0901 | 1.0679 | 1.0965 | 1.0642 | 1.0547 | 1.0277 | 1.0297 | CinNgs305 | CinN | gs | 305 | [32 empty] | 0.0014225 | 0.00028841 | 0
305 | HVAC | Chiller | Lodging/Hospitality | Turnover | HE Water Cooled Chiller - Centrifugal Compressor - 500 Tons | 10.5254 | 0 |  | 54960 | 1 | 0 | 5221.6594 | 23 |  | 19806 | 1881.7356 | Per Unit | GS | 1.0063 | 0.98564 | 1.0265 | 1.0441 | 1.0994 | 1.0901 | 1.0679 | 1.0965 | 1.0642 | 1.0547 | 1.0277 | 1.0297 | CloTgs305 | CloT | gs | 305 | [32 empty] | 1.1626 | 0.22265 | 0
305 | HVAC | Chiller | Lodging/Hospitality | New | HE Water Cooled Chiller - Centrifugal Compressor - 500 Tons | 10.5254 | 0 |  | 54960 | 1 | 0 | 5221.6594 | 23 |  | 19806 | 1881.7356 | Per Unit | GS | 1.0063 | 0.98564 | 1.0265 | 1.0441 | 1.0994 | 1.0901 | 1.0679 | 1.0965 | 1.0642 | 1.0547 | 1.0277 | 1.0297 | CloNgs305 | CloN | gs | 305 | [32 empty] | 0.011501 | 0.0022025 | 0
305 | HVAC | Chiller | Miscellaneous | Turnover | HE Water Cooled Chiller - Centrifugal Compressor - 500 Tons | 6.1883 | 0 |  | 18580 | 1 | 0 | 3002.444 | 23 |  | 19806 | 3200.56 | Per Unit | GS | 1.0063 | 0.98564 | 1.0265 | 1.0441 | 1.0994 | 1.0901 | 1.0679 | 1.0965 | 1.0642 | 1.0547 | 1.0277 | 1.0297 | CmiTgs305 | CmiT | gs | 305 | [32 empty] | 11.5368 | 3.8425 | 0
305 | HVAC | Chiller | Miscellaneous | New | HE Water Cooled Chiller - Centrifugal Compressor - 500 Tons | 6.1883 | 0 |  | 18580 | 1 | 0 | 3002.444 | 23 |  | 19806 | 3200.56 | Per Unit | GS | 1.0063 | 0.98564 | 1.0265 | 1.0441 | 1.0994 | 1.0901 | 1.0679 | 1.0965 | 1.0642 | 1.0547 | 1.0277 | 1.0297 | CmiNgs305 | CmiN | gs | 305 | [32 empty] | 0.11412 | 0.03801 | 0
305 | HVAC | Chiller | Offices | Turnover | HE Water Cooled Chiller - Centrifugal Compressor - 500 Tons | 12.4698 | 0 |  | 37440 | 1 | 0 | 3002.444 | 23 |  | 19806 | 1588.3121 | Per Unit | GS | 1.0063 | 0.98564 | 1.0265 | 1.0441 | 1.0994 | 1.0901 | 1.0679 | 1.0965 | 1.0642 | 1.0547 | 1.0277 | 1.0297 | CofTgs305 | CofT | gs | 305 | [32 empty] | 7.1978 | 2.3973 | 0
305 | HVAC | Chiller | Offices | New | HE Water Cooled Chiller - Centrifugal Compressor - 500 Tons | 12.4698 | 0 |  | 37440 | 1 | 0 | 3002.444 | 23 |  | 19806 | 1588.3121 | Per Unit | GS | 1.0063 | 0.98564 | 1.0265 | 1.0441 | 1.0994 | 1.0901 | 1.0679 | 1.0965 | 1.0642 | 1.0547 | 1.0277 | 1.0297 | CofNgs305 | CofN | gs | 305 | [32 empty] | 0.0712 | 0.023714 | 0
305 | HVAC | Chiller | Restaurants | Turnover | HE Water Cooled Chiller - Centrifugal Compressor - 500 Tons | 15.2906 | 0 |  | 53920 | 1 | 0 | 3526.3542 | 23 |  | 19806 | 1295.3073 | Per Unit | GS | 1.0063 | 0.98564 | 1.0265 | 1.0441 | 1.0994 | 1.0901 | 1.0679 | 1.0965 | 1.0642 | 1.0547 | 1.0277 | 1.0297 | CreTgs305 | CreT | gs | 305 | [32 empty] | 0.18051 | 0.051188 | 0
305 | HVAC | Chiller | Restaurants | New | HE Water Cooled Chiller - Centrifugal Compressor - 500 Tons | 15.2906 | 0 |  | 53920 | 1 | 0 | 3526.3542 | 23 |  | 19806 | 1295.3073 | Per Unit | GS | 1.0063 | 0.98564 | 1.0265 | 1.0441 | 1.0994 | 1.0901 | 1.0679 | 1.0965 | 1.0642 | 1.0547 | 1.0277 | 1.0297 | CreNgs305 | CreN | gs | 305 | [32 empty] | 0.0017856 | 0.00050635 | 0
305 | HVAC | Chiller | Retail | Turnover | HE Water Cooled Chiller - Centrifugal Compressor - 500 Tons | 14.0752 | 0 |  | 42260 | 1 | 0 | 3002.444 | 23 |  | 19806 | 1407.1558 | Per Unit | GS | 1.0063 | 0.98564 | 1.0265 | 1.0441 | 1.0994 | 1.0901 | 1.0679 | 1.0965 | 1.0642 | 1.0547 | 1.0277 | 1.0297 | CrtTgs305 | CrtT | gs | 305 | [32 empty] | 0.014003 | 0.004664 | 0
305 | HVAC | Chiller | Retail | New | HE Water Cooled Chiller - Centrifugal Compressor - 500 Tons | 14.0752 | 0 |  | 42260 | 1 | 0 | 3002.444 | 23 |  | 19806 | 1407.1558 | Per Unit | GS | 1.0063 | 0.98564 | 1.0265 | 1.0441 | 1.0994 | 1.0901 | 1.0679 | 1.0965 | 1.0642 | 1.0547 | 1.0277 | 1.0297 | CrtNgs305 | CrtN | gs | 305 | [32 empty] | 0.00013852 | 4.6137e-05 | 0
305 | HVAC | Chiller | Schools K-12 | Turnover | HE Water Cooled Chiller - Centrifugal Compressor - 500 Tons | 12.2367 | 0 |  | 36740 | 1 | 0 | 3002.444 | 23 |  | 19806 | 1618.5739 | Per Unit | GS | 1.0063 | 0.98564 | 1.0265 | 1.0441 | 1.0994 | 1.0901 | 1.0679 | 1.0965 | 1.0642 | 1.0547 | 1.0277 | 1.0297 | CscTgs305 | CscT | gs | 305 | [32 empty] | 1.3122 | 0.43704 | 0
305 | HVAC | Chiller | Schools K-12 | New | HE Water Cooled Chiller - Centrifugal Compressor - 500 Tons | 12.2367 | 0 |  | 36740 | 1 | 0 | 3002.444 | 23 |  | 19806 | 1618.5739 | Per Unit | GS | 1.0063 | 0.98564 | 1.0265 | 1.0441 | 1.0994 | 1.0901 | 1.0679 | 1.0965 | 1.0642 | 1.0547 | 1.0277 | 1.0297 | CscNgs305 | CscN | gs | 305 | [32 empty] | 0.01298 | 0.0043232 | 0
305 | HVAC | Chiller | Warehouse | Turnover | HE Water Cooled Chiller - Centrifugal Compressor - 500 Tons | 2.6845 | 0 |  | 8060 | 1 | 0 | 3002.444 | 23 |  | 19806 | 7377.966 | Per Unit | GS | 1.0063 | 0.98564 | 1.0265 | 1.0441 | 1.0994 | 1.0901 | 1.0679 | 1.0965 | 1.0642 | 1.0547 | 1.0277 | 1.0297 | CwaTgs305 | CwaT | gs | 305 | [32 empty] | 0.027766 | 0.0092477 | 0
305 | HVAC | Chiller | Warehouse | New | HE Water Cooled Chiller - Centrifugal Compressor - 500 Tons | 2.6845 | 0 |  | 8060 | 1 | 0 | 3002.444 | 23 |  | 19806 | 7377.966 | Per Unit | GS | 1.0063 | 0.98564 | 1.0265 | 1.0441 | 1.0994 | 1.0901 | 1.0679 | 1.0965 | 1.0642 | 1.0547 | 1.0277 | 1.0297 | CwaNgs305 | CwaN | gs | 305 | [32 empty] | 0.00027466 | 9.1478e-05 | 0
306 | HVAC | Chiller | Assembly | Turnover | HE Water Cooled Chiller - Rotary or Screw Compressor - 175 Tons | 3.8772 | 0 |  | 11641 | 1 | 0 | 3002.444 | 23 |  | 16475 | 4249.2281 | Per Unit | GS | 1.0063 | 0.98564 | 1.0265 | 1.0441 | 1.0994 | 1.0901 | 1.0679 | 1.0965 | 1.0642 | 1.0547 | 1.0277 | 1.0297 | CasTgs306 | CasT | gs | 306 | [32 empty] | 5.2951 | 1.7636 | 0
306 | HVAC | Chiller | Assembly | New | HE Water Cooled Chiller - Rotary or Screw Compressor - 175 Tons | 3.8772 | 0 |  | 11641 | 1 | 0 | 3002.444 | 23 |  | 16475 | 4249.2281 | Per Unit | GS | 1.0063 | 0.98564 | 1.0265 | 1.0441 | 1.0994 | 1.0901 | 1.0679 | 1.0965 | 1.0642 | 1.0547 | 1.0277 | 1.0297 | CasNgs306 | CasN | gs | 306 | [32 empty] | 0.052379 | 0.017445 | 0
306 | HVAC | Chiller | College and University | Turnover | HE Water Cooled Chiller - Rotary or Screw Compressor - 175 Tons | 2.6185 | 0 |  | 12915 | 1 | 0 | 4932.1338 | 23 |  | 16475 | 6291.669 | Per Unit | GS | 1.0063 | 0.98564 | 1.0265 | 1.0441 | 1.0994 | 1.0901 | 1.0679 | 1.0965 | 1.0642 | 1.0547 | 1.0277 | 1.0297 | CcoTgs306 | CcoT | gs | 306 | [32 empty] | 1.5876 | 0.3219 | 0
306 | HVAC | Chiller | College and University | New | HE Water Cooled Chiller - Rotary or Screw Compressor - 175 Tons | 2.6185 | 0 |  | 12915 | 1 | 0 | 4932.1338 | 23 |  | 16475 | 6291.669 | Per Unit | GS | 1.0063 | 0.98564 | 1.0265 | 1.0441 | 1.0994 | 1.0901 | 1.0679 | 1.0965 | 1.0642 | 1.0547 | 1.0277 | 1.0297 | CcoNgs306 | CcoN | gs | 306 | [32 empty] | 0.015705 | 0.0031842 | 0
306 | HVAC | Chiller | Data Center | Turnover | HE Water Cooled Chiller - Rotary or Screw Compressor - 175 Tons | 4.8667 | 0 |  | 24003 | 1 | 0 | 4932.1338 | 23 |  | 16475 | 3385.2812 | Per Unit | GS | 1.0063 | 0.98564 | 1.0265 | 1.0441 | 1.0994 | 1.0901 | 1.0679 | 1.0965 | 1.0642 | 1.0547 | 1.0277 | 1.0297 | CdaTgs306 | CdaT | gs | 306 | [32 empty] | 0.067066 | 0.013598 | 0
306 | HVAC | Chiller | Data Center | New | HE Water Cooled Chiller - Rotary or Screw Compressor - 175 Tons | 4.8667 | 0 |  | 24003 | 1 | 0 | 4932.1338 | 23 |  | 16475 | 3385.2812 | Per Unit | GS | 1.0063 | 0.98564 | 1.0265 | 1.0441 | 1.0994 | 1.0901 | 1.0679 | 1.0965 | 1.0642 | 1.0547 | 1.0277 | 1.0297 | CdaNgs306 | CdaN | gs | 306 | [32 empty] | 0.00066342 | 0.00013451 | 0
306 | HVAC | Chiller | Grocery | Turnover | HE Water Cooled Chiller - Rotary or Screw Compressor - 175 Tons | 1.8243 | 0 |  | 6433 | 1 | 0 | 3526.3542 | 23 |  | 16475 | 9031.0408 | Per Unit | GS | 1.0063 | 0.98564 | 1.0265 | 1.0441 | 1.0994 | 1.0901 | 1.0679 | 1.0965 | 1.0642 | 1.0547 | 1.0277 | 1.0297 | CgrTgs306 | CgrT | gs | 306 | [32 empty] | 0 | 0 | 0
306 | HVAC | Chiller | Grocery | New | HE Water Cooled Chiller - Rotary or Screw Compressor - 175 Tons | 1.8243 | 0 |  | 6433 | 1 | 0 | 3526.3542 | 23 |  | 16475 | 9031.0408 | Per Unit | GS | 1.0063 | 0.98564 | 1.0265 | 1.0441 | 1.0994 | 1.0901 | 1.0679 | 1.0965 | 1.0642 | 1.0547 | 1.0277 | 1.0297 | CgrNgs306 | CgrN | gs | 306 | [32 empty] | 0 | 0 | 0
306 | HVAC | Chiller | Healthcare | Turnover | HE Water Cooled Chiller - Rotary or Screw Compressor - 175 Tons | 5.1377 | 0 |  | 25340 | 1 | 0 | 4932.1338 | 23 |  | 16475 | 3206.6655 | Per Unit | GS | 1.0063 | 0.98564 | 1.0265 | 1.0441 | 1.0994 | 1.0901 | 1.0679 | 1.0965 | 1.0642 | 1.0547 | 1.0277 | 1.0297 | CheTgs306 | CheT | gs | 306 | [32 empty] | 0.054227 | 0.010995 | 0
306 | HVAC | Chiller | Healthcare | New | HE Water Cooled Chiller - Rotary or Screw Compressor - 175 Tons | 5.1377 | 0 |  | 25340 | 1 | 0 | 4932.1338 | 23 |  | 16475 | 3206.6655 | Per Unit | GS | 1.0063 | 0.98564 | 1.0265 | 1.0441 | 1.0994 | 1.0901 | 1.0679 | 1.0965 | 1.0642 | 1.0547 | 1.0277 | 1.0297 | CheNgs306 | CheN | gs | 306 | [32 empty] | 0.00053642 | 0.00010876 | 0
306 | HVAC | Chiller | Hospitals | Turnover | HE Water Cooled Chiller - Rotary or Screw Compressor - 175 Tons | 4.8667 | 0 |  | 24003 | 1 | 0 | 4932.1338 | 23 |  | 16475 | 3385.2812 | Per Unit | GS | 1.0063 | 0.98564 | 1.0265 | 1.0441 | 1.0994 | 1.0901 | 1.0679 | 1.0965 | 1.0642 | 1.0547 | 1.0277 | 1.0297 | ChoTgs306 | ChoT | gs | 306 | [32 empty] | 6.3786 | 1.2933 | 0
306 | HVAC | Chiller | Hospitals | New | HE Water Cooled Chiller - Rotary or Screw Compressor - 175 Tons | 4.8667 | 0 |  | 24003 | 1 | 0 | 4932.1338 | 23 |  | 16475 | 3385.2812 | Per Unit | GS | 1.0063 | 0.98564 | 1.0265 | 1.0441 | 1.0994 | 1.0901 | 1.0679 | 1.0965 | 1.0642 | 1.0547 | 1.0277 | 1.0297 | ChoNgs306 | ChoN | gs | 306 | [32 empty] | 0.063097 | 0.012793 | 0
306 | HVAC | Chiller | Institutional | Turnover | HE Water Cooled Chiller - Rotary or Screw Compressor - 175 Tons | 1.2759 | 0 |  | 6293 | 1 | 0 | 4932.1338 | 23 |  | 16475 | 12912.2684 | Per Unit | GS | 1.0063 | 0.98564 | 1.0265 | 1.0441 | 1.0994 | 1.0901 | 1.0679 | 1.0965 | 1.0642 | 1.0547 | 1.0277 | 1.0297 | CinTgs306 | CinT | gs | 306 | [32 empty] | 0.12644 | 0.025637 | 0
306 | HVAC | Chiller | Institutional | New | HE Water Cooled Chiller - Rotary or Screw Compressor - 175 Tons | 1.2759 | 0 |  | 6293 | 1 | 0 | 4932.1338 | 23 |  | 16475 | 12912.2684 | Per Unit | GS | 1.0063 | 0.98564 | 1.0265 | 1.0441 | 1.0994 | 1.0901 | 1.0679 | 1.0965 | 1.0642 | 1.0547 | 1.0277 | 1.0297 | CinNgs306 | CinN | gs | 306 | [32 empty] | 0.0012508 | 0.0002536 | 0
306 | HVAC | Chiller | Lodging/Hospitality | Turnover | HE Water Cooled Chiller - Rotary or Screw Compressor - 175 Tons | 3.6839 | 0 |  | 19236 | 1 | 0 | 5221.6594 | 23 |  | 16475 | 4472.1792 | Per Unit | GS | 1.0063 | 0.98564 | 1.0265 | 1.0441 | 1.0994 | 1.0901 | 1.0679 | 1.0965 | 1.0642 | 1.0547 | 1.0277 | 1.0297 | CloTgs306 | CloT | gs | 306 | [32 empty] | 1.0223 | 0.19578 | 0
306 | HVAC | Chiller | Lodging/Hospitality | New | HE Water Cooled Chiller - Rotary or Screw Compressor - 175 Tons | 3.6839 | 0 |  | 19236 | 1 | 0 | 5221.6594 | 23 |  | 16475 | 4472.1792 | Per Unit | GS | 1.0063 | 0.98564 | 1.0265 | 1.0441 | 1.0994 | 1.0901 | 1.0679 | 1.0965 | 1.0642 | 1.0547 | 1.0277 | 1.0297 | CloNgs306 | CloN | gs | 306 | [32 empty] | 0.010113 | 0.0019367 | 0
306 | HVAC | Chiller | Miscellaneous | Turnover | HE Water Cooled Chiller - Rotary or Screw Compressor - 175 Tons | 2.1659 | 0 |  | 6503 | 1 | 0 | 3002.444 | 23 |  | 16475 | 7606.53 | Per Unit | GS | 1.0063 | 0.98564 | 1.0265 | 1.0441 | 1.0994 | 1.0901 | 1.0679 | 1.0965 | 1.0642 | 1.0547 | 1.0277 | 1.0297 | CmiTgs306 | CmiT | gs | 306 | [32 empty] | 10.1445 | 3.3787 | 0
306 | HVAC | Chiller | Miscellaneous | New | HE Water Cooled Chiller - Rotary or Screw Compressor - 175 Tons | 2.1659 | 0 |  | 6503 | 1 | 0 | 3002.444 | 23 |  | 16475 | 7606.53 | Per Unit | GS | 1.0063 | 0.98564 | 1.0265 | 1.0441 | 1.0994 | 1.0901 | 1.0679 | 1.0965 | 1.0642 | 1.0547 | 1.0277 | 1.0297 | CmiNgs306 | CmiN | gs | 306 | [32 empty] | 0.10035 | 0.033423 | 0
306 | HVAC | Chiller | Offices | Turnover | HE Water Cooled Chiller - Rotary or Screw Compressor - 175 Tons | 4.3644 | 0 |  | 13104 | 1 | 0 | 3002.444 | 23 |  | 16475 | 3774.8218 | Per Unit | GS | 1.0063 | 0.98564 | 1.0265 | 1.0441 | 1.0994 | 1.0901 | 1.0679 | 1.0965 | 1.0642 | 1.0547 | 1.0277 | 1.0297 | CofTgs306 | CofT | gs | 306 | [32 empty] | 6.3291 | 2.108 | 0
306 | HVAC | Chiller | Offices | New | HE Water Cooled Chiller - Rotary or Screw Compressor - 175 Tons | 4.3644 | 0 |  | 13104 | 1 | 0 | 3002.444 | 23 |  | 16475 | 3774.8218 | Per Unit | GS | 1.0063 | 0.98564 | 1.0265 | 1.0441 | 1.0994 | 1.0901 | 1.0679 | 1.0965 | 1.0642 | 1.0547 | 1.0277 | 1.0297 | CofNgs306 | CofN | gs | 306 | [32 empty] | 0.062607 | 0.020852 | 0
306 | HVAC | Chiller | Restaurants | Turnover | HE Water Cooled Chiller - Rotary or Screw Compressor - 175 Tons | 5.3517 | 0 |  | 18872 | 1 | 0 | 3526.3542 | 23 |  | 16475 | 3078.4594 | Per Unit | GS | 1.0063 | 0.98564 | 1.0265 | 1.0441 | 1.0994 | 1.0901 | 1.0679 | 1.0965 | 1.0642 | 1.0547 | 1.0277 | 1.0297 | CreTgs306 | CreT | gs | 306 | [32 empty] | 0.15872 | 0.04501 | 0
306 | HVAC | Chiller | Restaurants | New | HE Water Cooled Chiller - Rotary or Screw Compressor - 175 Tons | 5.3517 | 0 |  | 18872 | 1 | 0 | 3526.3542 | 23 |  | 16475 | 3078.4594 | Per Unit | GS | 1.0063 | 0.98564 | 1.0265 | 1.0441 | 1.0994 | 1.0901 | 1.0679 | 1.0965 | 1.0642 | 1.0547 | 1.0277 | 1.0297 | CreNgs306 | CreN | gs | 306 | [32 empty] | 0.0015701 | 0.00044524 | 0
306 | HVAC | Chiller | Retail | Turnover | HE Water Cooled Chiller - Rotary or Screw Compressor - 175 Tons | 4.9263 | 0 |  | 14791 | 1 | 0 | 3002.444 | 23 |  | 16475 | 3344.2813 | Per Unit | GS | 1.0063 | 0.98564 | 1.0265 | 1.0441 | 1.0994 | 1.0901 | 1.0679 | 1.0965 | 1.0642 | 1.0547 | 1.0277 | 1.0297 | CrtTgs306 | CrtT | gs | 306 | [32 empty] | 0.012313 | 0.0041011 | 0
306 | HVAC | Chiller | Retail | New | HE Water Cooled Chiller - Rotary or Screw Compressor - 175 Tons | 4.9263 | 0 |  | 14791 | 1 | 0 | 3002.444 | 23 |  | 16475 | 3344.2813 | Per Unit | GS | 1.0063 | 0.98564 | 1.0265 | 1.0441 | 1.0994 | 1.0901 | 1.0679 | 1.0965 | 1.0642 | 1.0547 | 1.0277 | 1.0297 | CrtNgs306 | CrtN | gs | 306 | [32 empty] | 0.0001218 | 4.0568e-05 | 0
306 | HVAC | Chiller | Schools K-12 | Turnover | HE Water Cooled Chiller - Rotary or Screw Compressor - 175 Tons | 4.2828 | 0 |  | 12859 | 1 | 0 | 3002.444 | 23 |  | 16475 | 3846.7427 | Per Unit | GS | 1.0063 | 0.98564 | 1.0265 | 1.0441 | 1.0994 | 1.0901 | 1.0679 | 1.0965 | 1.0642 | 1.0547 | 1.0277 | 1.0297 | CscTgs306 | CscT | gs | 306 | [32 empty] | 1.1538 | 0.38429 | 0
306 | HVAC | Chiller | Schools K-12 | New | HE Water Cooled Chiller - Rotary or Screw Compressor - 175 Tons | 4.2828 | 0 |  | 12859 | 1 | 0 | 3002.444 | 23 |  | 16475 | 3846.7427 | Per Unit | GS | 1.0063 | 0.98564 | 1.0265 | 1.0441 | 1.0994 | 1.0901 | 1.0679 | 1.0965 | 1.0642 | 1.0547 | 1.0277 | 1.0297 | CscNgs306 | CscN | gs | 306 | [32 empty] | 0.011414 | 0.0038014 | 0
306 | HVAC | Chiller | Warehouse | Turnover | HE Water Cooled Chiller - Rotary or Screw Compressor - 175 Tons | 0.93957 | 0 |  | 2821 | 1 | 0 | 3002.444 | 23 |  | 16475 | 17534.6561 | Per Unit | GS | 1.0063 | 0.98564 | 1.0265 | 1.0441 | 1.0994 | 1.0901 | 1.0679 | 1.0965 | 1.0642 | 1.0547 | 1.0277 | 1.0297 | CwaTgs306 | CwaT | gs | 306 | [32 empty] | 0.024415 | 0.0081316 | 0
306 | HVAC | Chiller | Warehouse | New | HE Water Cooled Chiller - Rotary or Screw Compressor - 175 Tons | 0.93957 | 0 |  | 2821 | 1 | 0 | 3002.444 | 23 |  | 16475 | 17534.6561 | Per Unit | GS | 1.0063 | 0.98564 | 1.0265 | 1.0441 | 1.0994 | 1.0901 | 1.0679 | 1.0965 | 1.0642 | 1.0547 | 1.0277 | 1.0297 | CwaNgs306 | CwaN | gs | 306 | [32 empty] | 0.00024151 | 8.0438e-05 | 0
307 | HVAC | Chiller | Assembly | Turnover | HE Water Cooled Chiller - Rotary or Screw Compressor - 50 Tons | 0.83082 | 0 |  | 2494.5 | 1 | 0 | 3002.444 | 23 |  | 7151 | 8607.1265 | Per Unit | GS | 1.0063 | 0.98564 | 1.0265 | 1.0441 | 1.0994 | 1.0901 | 1.0679 | 1.0965 | 1.0642 | 1.0547 | 1.0277 | 1.0297 | CasTgs307 | CasT | gs | 307 | [32 empty] | 3.467 | 1.1547 | 0
307 | HVAC | Chiller | Assembly | New | HE Water Cooled Chiller - Rotary or Screw Compressor - 50 Tons | 0.83082 | 0 |  | 2494.5 | 1 | 0 | 3002.444 | 23 |  | 7151 | 8607.1265 | Per Unit | GS | 1.0063 | 0.98564 | 1.0265 | 1.0441 | 1.0994 | 1.0901 | 1.0679 | 1.0965 | 1.0642 | 1.0547 | 1.0277 | 1.0297 | CasNgs307 | CasN | gs | 307 | [32 empty] | 0.033032 | 0.011002 | 0
307 | HVAC | Chiller | College and University | Turnover | HE Water Cooled Chiller - Rotary or Screw Compressor - 50 Tons | 0.56112 | 0 |  | 2767.5 | 1 | 0 | 4932.1338 | 23 |  | 7151 | 12744.2418 | Per Unit | GS | 1.0063 | 0.98564 | 1.0265 | 1.0441 | 1.0994 | 1.0901 | 1.0679 | 1.0965 | 1.0642 | 1.0547 | 1.0277 | 1.0297 | CcoTgs307 | CcoT | gs | 307 | [32 empty] | 1.0395 | 0.21077 | 0
307 | HVAC | Chiller | College and University | New | HE Water Cooled Chiller - Rotary or Screw Compressor - 50 Tons | 0.56112 | 0 |  | 2767.5 | 1 | 0 | 4932.1338 | 23 |  | 7151 | 12744.2418 | Per Unit | GS | 1.0063 | 0.98564 | 1.0265 | 1.0441 | 1.0994 | 1.0901 | 1.0679 | 1.0965 | 1.0642 | 1.0547 | 1.0277 | 1.0297 | CcoNgs307 | CcoN | gs | 307 | [32 empty] | 0.0099041 | 0.0020081 | 0
307 | HVAC | Chiller | Data Center | Turnover | HE Water Cooled Chiller - Rotary or Screw Compressor - 50 Tons | 1.0429 | 0 |  | 5143.5 | 1 | 0 | 4932.1338 | 23 |  | 7151 | 6857.138 | Per Unit | GS | 1.0063 | 0.98564 | 1.0265 | 1.0441 | 1.0994 | 1.0901 | 1.0679 | 1.0965 | 1.0642 | 1.0547 | 1.0277 | 1.0297 | CdaTgs307 | CdaT | gs | 307 | [32 empty] | 0.043912 | 0.0089033 | 0
307 | HVAC | Chiller | Data Center | New | HE Water Cooled Chiller - Rotary or Screw Compressor - 50 Tons | 1.0429 | 0 |  | 5143.5 | 1 | 0 | 4932.1338 | 23 |  | 7151 | 6857.138 | Per Unit | GS | 1.0063 | 0.98564 | 1.0265 | 1.0441 | 1.0994 | 1.0901 | 1.0679 | 1.0965 | 1.0642 | 1.0547 | 1.0277 | 1.0297 | CdaNgs307 | CdaN | gs | 307 | [32 empty] | 0.00041837 | 8.4826e-05 | 0
307 | HVAC | Chiller | Grocery | Turnover | HE Water Cooled Chiller - Rotary or Screw Compressor - 50 Tons | 0.39091 | 0 |  | 1378.5 | 1 | 0 | 3526.3542 | 23 |  | 7151 | 18293.0424 | Per Unit | GS | 1.0063 | 0.98564 | 1.0265 | 1.0441 | 1.0994 | 1.0901 | 1.0679 | 1.0965 | 1.0642 | 1.0547 | 1.0277 | 1.0297 | CgrTgs307 | CgrT | gs | 307 | [32 empty] | 0 | 0 | 0
307 | HVAC | Chiller | Grocery | New | HE Water Cooled Chiller - Rotary or Screw Compressor - 50 Tons | 0.39091 | 0 |  | 1378.5 | 1 | 0 | 3526.3542 | 23 |  | 7151 | 18293.0424 | Per Unit | GS | 1.0063 | 0.98564 | 1.0265 | 1.0441 | 1.0994 | 1.0901 | 1.0679 | 1.0965 | 1.0642 | 1.0547 | 1.0277 | 1.0297 | CgrNgs307 | CgrN | gs | 307 | [32 empty] | 0 | 0 | 0
307 | HVAC | Chiller | Healthcare | Turnover | HE Water Cooled Chiller - Rotary or Screw Compressor - 50 Tons | 1.1009 | 0 |  | 5430 | 1 | 0 | 4932.1338 | 23 |  | 7151 | 6495.3387 | Per Unit | GS | 1.0063 | 0.98564 | 1.0265 | 1.0441 | 1.0994 | 1.0901 | 1.0679 | 1.0965 | 1.0642 | 1.0547 | 1.0277 | 1.0297 | CheTgs307 | CheT | gs | 307 | [32 empty] | 0.035506 | 0.0071989 | 0
307 | HVAC | Chiller | Healthcare | New | HE Water Cooled Chiller - Rotary or Screw Compressor - 50 Tons | 1.1009 | 0 |  | 5430 | 1 | 0 | 4932.1338 | 23 |  | 7151 | 6495.3387 | Per Unit | GS | 1.0063 | 0.98564 | 1.0265 | 1.0441 | 1.0994 | 1.0901 | 1.0679 | 1.0965 | 1.0642 | 1.0547 | 1.0277 | 1.0297 | CheNgs307 | CheN | gs | 307 | [32 empty] | 0.00033828 | 6.8587e-05 | 0
307 | HVAC | Chiller | Hospitals | Turnover | HE Water Cooled Chiller - Rotary or Screw Compressor - 50 Tons | 1.0429 | 0 |  | 5143.5 | 1 | 0 | 4932.1338 | 23 |  | 7151 | 6857.138 | Per Unit | GS | 1.0063 | 0.98564 | 1.0265 | 1.0441 | 1.0994 | 1.0901 | 1.0679 | 1.0965 | 1.0642 | 1.0547 | 1.0277 | 1.0297 | ChoTgs307 | ChoT | gs | 307 | [32 empty] | 4.1764 | 0.84678 | 0
307 | HVAC | Chiller | Hospitals | New | HE Water Cooled Chiller - Rotary or Screw Compressor - 50 Tons | 1.0429 | 0 |  | 5143.5 | 1 | 0 | 4932.1338 | 23 |  | 7151 | 6857.138 | Per Unit | GS | 1.0063 | 0.98564 | 1.0265 | 1.0441 | 1.0994 | 1.0901 | 1.0679 | 1.0965 | 1.0642 | 1.0547 | 1.0277 | 1.0297 | ChoNgs307 | ChoN | gs | 307 | [32 empty] | 0.039791 | 0.0080677 | 0
307 | HVAC | Chiller | Institutional | Turnover | HE Water Cooled Chiller - Rotary or Screw Compressor - 50 Tons | 0.27341 | 0 |  | 1348.5 | 1 | 0 | 4932.1338 | 23 |  | 7151 | 26154.7565 | Per Unit | GS | 1.0063 | 0.98564 | 1.0265 | 1.0441 | 1.0994 | 1.0901 | 1.0679 | 1.0965 | 1.0642 | 1.0547 | 1.0277 | 1.0297 | CinTgs307 | CinT | gs | 307 | [32 empty] | 0.08279 | 0.016786 | 0
307 | HVAC | Chiller | Institutional | New | HE Water Cooled Chiller - Rotary or Screw Compressor - 50 Tons | 0.27341 | 0 |  | 1348.5 | 1 | 0 | 4932.1338 | 23 |  | 7151 | 26154.7565 | Per Unit | GS | 1.0063 | 0.98564 | 1.0265 | 1.0441 | 1.0994 | 1.0901 | 1.0679 | 1.0965 | 1.0642 | 1.0547 | 1.0277 | 1.0297 | CinNgs307 | CinN | gs | 307 | [32 empty] | 0.00078878 | 0.00015993 | 0
307 | HVAC | Chiller | Lodging/Hospitality | Turnover | HE Water Cooled Chiller - Rotary or Screw Compressor - 50 Tons | 0.7894 | 0 |  | 4122 | 1 | 0 | 5221.6594 | 23 |  | 7151 | 9058.7304 | Per Unit | GS | 1.0063 | 0.98564 | 1.0265 | 1.0441 | 1.0994 | 1.0901 | 1.0679 | 1.0965 | 1.0642 | 1.0547 | 1.0277 | 1.0297 | CloTgs307 | CloT | gs | 307 | [32 empty] | 0.66937 | 0.12819 | 0
307 | HVAC | Chiller | Lodging/Hospitality | New | HE Water Cooled Chiller - Rotary or Screw Compressor - 50 Tons | 0.7894 | 0 |  | 4122 | 1 | 0 | 5221.6594 | 23 |  | 7151 | 9058.7304 | Per Unit | GS | 1.0063 | 0.98564 | 1.0265 | 1.0441 | 1.0994 | 1.0901 | 1.0679 | 1.0965 | 1.0642 | 1.0547 | 1.0277 | 1.0297 | CloNgs307 | CloN | gs | 307 | [32 empty] | 0.0063774 | 0.0012213 | 0
307 | HVAC | Chiller | Miscellaneous | Turnover | HE Water Cooled Chiller - Rotary or Screw Compressor - 50 Tons | 0.46412 | 0 |  | 1393.5 | 1 | 0 | 3002.444 | 23 |  | 7151 | 15407.5902 | Per Unit | GS | 1.0063 | 0.98564 | 1.0265 | 1.0441 | 1.0994 | 1.0901 | 1.0679 | 1.0965 | 1.0642 | 1.0547 | 1.0277 | 1.0297 | CmiTgs307 | CmiT | gs | 307 | [32 empty] | 6.6422 | 2.2123 | 0
307 | HVAC | Chiller | Miscellaneous | New | HE Water Cooled Chiller - Rotary or Screw Compressor - 50 Tons | 0.46412 | 0 |  | 1393.5 | 1 | 0 | 3002.444 | 23 |  | 7151 | 15407.5902 | Per Unit | GS | 1.0063 | 0.98564 | 1.0265 | 1.0441 | 1.0994 | 1.0901 | 1.0679 | 1.0965 | 1.0642 | 1.0547 | 1.0277 | 1.0297 | CmiNgs307 | CmiN | gs | 307 | [32 empty] | 0.063283 | 0.021077 | 0
307 | HVAC | Chiller | Offices | Turnover | HE Water Cooled Chiller - Rotary or Screw Compressor - 50 Tons | 0.93524 | 0 |  | 2808 | 1 | 0 | 3002.444 | 23 |  | 7151 | 7646.1813 | Per Unit | GS | 1.0063 | 0.98564 | 1.0265 | 1.0441 | 1.0994 | 1.0901 | 1.0679 | 1.0965 | 1.0642 | 1.0547 | 1.0277 | 1.0297 | CofTgs307 | CofT | gs | 307 | [32 empty] | 4.144 | 1.3802 | 0
307 | HVAC | Chiller | Offices | New | HE Water Cooled Chiller - Rotary or Screw Compressor - 50 Tons | 0.93524 | 0 |  | 2808 | 1 | 0 | 3002.444 | 23 |  | 7151 | 7646.1813 | Per Unit | GS | 1.0063 | 0.98564 | 1.0265 | 1.0441 | 1.0994 | 1.0901 | 1.0679 | 1.0965 | 1.0642 | 1.0547 | 1.0277 | 1.0297 | CofNgs307 | CofN | gs | 307 | [32 empty] | 0.039482 | 0.01315 | 0
307 | HVAC | Chiller | Restaurants | Turnover | HE Water Cooled Chiller - Rotary or Screw Compressor - 50 Tons | 1.1468 | 0 |  | 4044 | 1 | 0 | 3526.3542 | 23 |  | 7151 | 6235.6476 | Per Unit | GS | 1.0063 | 0.98564 | 1.0265 | 1.0441 | 1.0994 | 1.0901 | 1.0679 | 1.0965 | 1.0642 | 1.0547 | 1.0277 | 1.0297 | CreTgs307 | CreT | gs | 307 | [32 empty] | 0.10392 | 0.029471 | 0
307 | HVAC | Chiller | Restaurants | New | HE Water Cooled Chiller - Rotary or Screw Compressor - 50 Tons | 1.1468 | 0 |  | 4044 | 1 | 0 | 3526.3542 | 23 |  | 7151 | 6235.6476 | Per Unit | GS | 1.0063 | 0.98564 | 1.0265 | 1.0441 | 1.0994 | 1.0901 | 1.0679 | 1.0965 | 1.0642 | 1.0547 | 1.0277 | 1.0297 | CreNgs307 | CreN | gs | 307 | [32 empty] | 0.00099013 | 0.00028078 | 0
307 | HVAC | Chiller | Retail | Turnover | HE Water Cooled Chiller - Rotary or Screw Compressor - 50 Tons | 1.0556 | 0 |  | 3169.5 | 1 | 0 | 3002.444 | 23 |  | 7151 | 6774.0896 | Per Unit | GS | 1.0063 | 0.98564 | 1.0265 | 1.0441 | 1.0994 | 1.0901 | 1.0679 | 1.0965 | 1.0642 | 1.0547 | 1.0277 | 1.0297 | CrtTgs307 | CrtT | gs | 307 | [32 empty] | 0.0080623 | 0.0026853 | 0
307 | HVAC | Chiller | Retail | New | HE Water Cooled Chiller - Rotary or Screw Compressor - 50 Tons | 1.0556 | 0 |  | 3169.5 | 1 | 0 | 3002.444 | 23 |  | 7151 | 6774.0896 | Per Unit | GS | 1.0063 | 0.98564 | 1.0265 | 1.0441 | 1.0994 | 1.0901 | 1.0679 | 1.0965 | 1.0642 | 1.0547 | 1.0277 | 1.0297 | CrtNgs307 | CrtN | gs | 307 | [32 empty] | 7.6814e-05 | 2.5584e-05 | 0
307 | HVAC | Chiller | Schools K-12 | Turnover | HE Water Cooled Chiller - Rotary or Screw Compressor - 50 Tons | 0.91775 | 0 |  | 2755.5 | 1 | 0 | 3002.444 | 23 |  | 7151 | 7791.8624 | Per Unit | GS | 1.0063 | 0.98564 | 1.0265 | 1.0441 | 1.0994 | 1.0901 | 1.0679 | 1.0965 | 1.0642 | 1.0547 | 1.0277 | 1.0297 | CscTgs307 | CscT | gs | 307 | [32 empty] | 0.75548 | 0.25162 | 0
307 | HVAC | Chiller | Schools K-12 | New | HE Water Cooled Chiller - Rotary or Screw Compressor - 50 Tons | 0.91775 | 0 |  | 2755.5 | 1 | 0 | 3002.444 | 23 |  | 7151 | 7791.8624 | Per Unit | GS | 1.0063 | 0.98564 | 1.0265 | 1.0441 | 1.0994 | 1.0901 | 1.0679 | 1.0965 | 1.0642 | 1.0547 | 1.0277 | 1.0297 | CscNgs307 | CscN | gs | 307 | [32 empty] | 0.0071978 | 0.0023973 | 0
307 | HVAC | Chiller | Warehouse | Turnover | HE Water Cooled Chiller - Rotary or Screw Compressor - 50 Tons | 0.20134 | 0 |  | 604.5 | 1 | 0 | 3002.444 | 23 |  | 7151 | 35517.7452 | Per Unit | GS | 1.0063 | 0.98564 | 1.0265 | 1.0441 | 1.0994 | 1.0901 | 1.0679 | 1.0965 | 1.0642 | 1.0547 | 1.0277 | 1.0297 | CwaTgs307 | CwaT | gs | 307 | [32 empty] | 0.015986 | 0.0053242 | 0
307 | HVAC | Chiller | Warehouse | New | HE Water Cooled Chiller - Rotary or Screw Compressor - 50 Tons | 0.20134 | 0 |  | 604.5 | 1 | 0 | 3002.444 | 23 |  | 7151 | 35517.7452 | Per Unit | GS | 1.0063 | 0.98564 | 1.0265 | 1.0441 | 1.0994 | 1.0901 | 1.0679 | 1.0965 | 1.0642 | 1.0547 | 1.0277 | 1.0297 | CwaNgs307 | CwaN | gs | 307 | [32 empty] | 0.0001523 | 5.0727e-05 | 0
308 | HVAC | Chiller | Assembly | Existing | VFD on Cooling Tower Fans | 1.8693 | 0 |  | 5612.54 | 1 | 0 | 3002.444 | 15 |  | 1669 | 892.8362 | Per End Use Consumption | GS | 1.0063 | 0.98564 | 1.0265 | 1.0441 | 1.0994 | 1.0901 | 1.0679 | 1.0965 | 1.0642 | 1.0547 | 1.0277 | 1.0297 | CasEgs308 | CasE | gs | 308 | [32 empty] | 4.0293 | 1.342 | 0
308 | HVAC | Chiller | Assembly | New | VFD on Cooling Tower Fans | 1.8693 | 0 |  | 5612.54 | 1 | 0 | 3002.444 | 15 |  | 1669 | 892.8362 | Per End Use Consumption | GS | 1.0063 | 0.98564 | 1.0265 | 1.0441 | 1.0994 | 1.0901 | 1.0679 | 1.0965 | 1.0642 | 1.0547 | 1.0277 | 1.0297 | CasNgs308 | CasN | gs | 308 | [32 empty] | 0.035388 | 0.011787 | 0
308 | HVAC | Chiller | College and University | Existing | VFD on Cooling Tower Fans | 2.1515 | 0 |  | 10611.62 | 1 | 0 | 4932.1338 | 15 |  | 1669 | 775.7281 | Per End Use Consumption | GS | 1.0063 | 0.98564 | 1.0265 | 1.0441 | 1.0994 | 1.0901 | 1.0679 | 1.0965 | 1.0642 | 1.0547 | 1.0277 | 1.0297 | CcoEgs308 | CcoE | gs | 308 | [32 empty] | 1.2081 | 0.24495 | 0
308 | HVAC | Chiller | College and University | New | VFD on Cooling Tower Fans | 2.1515 | 0 |  | 10611.62 | 1 | 0 | 4932.1338 | 15 |  | 1669 | 775.7281 | Per End Use Consumption | GS | 1.0063 | 0.98564 | 1.0265 | 1.0441 | 1.0994 | 1.0901 | 1.0679 | 1.0965 | 1.0642 | 1.0547 | 1.0277 | 1.0297 | CcoNgs308 | CcoN | gs | 308 | [32 empty] | 0.010611 | 0.0021513 | 0
308 | HVAC | Chiller | Data Center | Existing | VFD on Cooling Tower Fans | 4.6365 | 0 |  | 22867.83 | 1 | 0 | 4932.1338 | 15 |  | 1669 | 359.9699 | Per End Use Consumption | GS | 1.0063 | 0.98564 | 1.0265 | 1.0441 | 1.0994 | 1.0901 | 1.0679 | 1.0965 | 1.0642 | 1.0547 | 1.0277 | 1.0297 | CdaEgs308 | CdaE | gs | 308 | [32 empty] | 0.051034 | 0.010347 | 0
308 | HVAC | Chiller | Data Center | New | VFD on Cooling Tower Fans | 4.6365 | 0 |  | 22867.83 | 1 | 0 | 4932.1338 | 15 |  | 1669 | 359.9699 | Per End Use Consumption | GS | 1.0063 | 0.98564 | 1.0265 | 1.0441 | 1.0994 | 1.0901 | 1.0679 | 1.0965 | 1.0642 | 1.0547 | 1.0277 | 1.0297 | CdaNgs308 | CdaN | gs | 308 | [32 empty] | 0.00044822 | 9.0877e-05 | 0
308 | HVAC | Chiller | Grocery | Existing | VFD on Cooling Tower Fans | 4.0493 | 0 |  | 14279.35 | 1 | 0 | 3526.3542 | 15 |  | 1669 | 412.1676 | Per End Use Consumption | GS | 1.0063 | 0.98564 | 1.0265 | 1.0441 | 1.0994 | 1.0901 | 1.0679 | 1.0965 | 1.0642 | 1.0547 | 1.0277 | 1.0297 | CgrEgs308 | CgrE | gs | 308 | [32 empty] | 0 | 0 | 0
308 | HVAC | Chiller | Grocery | New | VFD on Cooling Tower Fans | 4.0493 | 0 |  | 14279.35 | 1 | 0 | 3526.3542 | 15 |  | 1669 | 412.1676 | Per End Use Consumption | GS | 1.0063 | 0.98564 | 1.0265 | 1.0441 | 1.0994 | 1.0901 | 1.0679 | 1.0965 | 1.0642 | 1.0547 | 1.0277 | 1.0297 | CgrNgs308 | CgrN | gs | 308 | [32 empty] | 0 | 0 | 0
308 | HVAC | Chiller | Healthcare | Existing | VFD on Cooling Tower Fans | 3.3683 | 0 |  | 16613.12 | 1 | 0 | 4932.1338 | 15 |  | 1669 | 495.4958 | Per End Use Consumption | GS | 1.0063 | 0.98564 | 1.0265 | 1.0441 | 1.0994 | 1.0901 | 1.0679 | 1.0965 | 1.0642 | 1.0547 | 1.0277 | 1.0297 | CheEgs308 | CheE | gs | 308 | [32 empty] | 0.041264 | 0.0083664 | 0
308 | HVAC | Chiller | Healthcare | New | VFD on Cooling Tower Fans | 3.3683 | 0 |  | 16613.12 | 1 | 0 | 4932.1338 | 15 |  | 1669 | 495.4958 | Per End Use Consumption | GS | 1.0063 | 0.98564 | 1.0265 | 1.0441 | 1.0994 | 1.0901 | 1.0679 | 1.0965 | 1.0642 | 1.0547 | 1.0277 | 1.0297 | CheNgs308 | CheN | gs | 308 | [32 empty] | 0.00036242 | 7.348e-05 | 0
308 | HVAC | Chiller | Hospitals | Existing | VFD on Cooling Tower Fans | 2.6189 | 0 |  | 12916.68 | 1 | 0 | 4932.1338 | 15 |  | 1669 | 637.2947 | Per End Use Consumption | GS | 1.0063 | 0.98564 | 1.0265 | 1.0441 | 1.0994 | 1.0901 | 1.0679 | 1.0965 | 1.0642 | 1.0547 | 1.0277 | 1.0297 | ChoEgs308 | ChoE | gs | 308 | [32 empty] | 4.8538 | 0.98411 | 0
308 | HVAC | Chiller | Hospitals | New | VFD on Cooling Tower Fans | 2.6189 | 0 |  | 12916.68 | 1 | 0 | 4932.1338 | 15 |  | 1669 | 637.2947 | Per End Use Consumption | GS | 1.0063 | 0.98564 | 1.0265 | 1.0441 | 1.0994 | 1.0901 | 1.0679 | 1.0965 | 1.0642 | 1.0547 | 1.0277 | 1.0297 | ChoNgs308 | ChoN | gs | 308 | [32 empty] | 0.04263 | 0.0086432 | 0
308 | HVAC | Chiller | Institutional | Existing | VFD on Cooling Tower Fans | 2.3145 | 0 |  | 11415.64 | 1 | 0 | 4932.1338 | 15 |  | 1669 | 721.0924 | Per End Use Consumption | GS | 1.0063 | 0.98564 | 1.0265 | 1.0441 | 1.0994 | 1.0901 | 1.0679 | 1.0965 | 1.0642 | 1.0547 | 1.0277 | 1.0297 | CinEgs308 | CinE | gs | 308 | [32 empty] | 0.096217 | 0.019508 | 0
308 | HVAC | Chiller | Institutional | New | VFD on Cooling Tower Fans | 2.3145 | 0 |  | 11415.64 | 1 | 0 | 4932.1338 | 15 |  | 1669 | 721.0924 | Per End Use Consumption | GS | 1.0063 | 0.98564 | 1.0265 | 1.0441 | 1.0994 | 1.0901 | 1.0679 | 1.0965 | 1.0642 | 1.0547 | 1.0277 | 1.0297 | CinNgs308 | CinN | gs | 308 | [32 empty] | 0.00084505 | 0.00017134 | 0
308 | HVAC | Chiller | Lodging/Hospitality | Existing | VFD on Cooling Tower Fans | 3.1131 | 0 |  | 16255.48 | 1 | 0 | 5221.6594 | 15 |  | 1669 | 536.1238 | Per End Use Consumption | GS | 1.0063 | 0.98564 | 1.0265 | 1.0441 | 1.0994 | 1.0901 | 1.0679 | 1.0965 | 1.0642 | 1.0547 | 1.0277 | 1.0297 | CloEgs308 | CloE | gs | 308 | [32 empty] | 0.77792 | 0.14898 | 0
308 | HVAC | Chiller | Lodging/Hospitality | New | VFD on Cooling Tower Fans | 3.1131 | 0 |  | 16255.48 | 1 | 0 | 5221.6594 | 15 |  | 1669 | 536.1238 | Per End Use Consumption | GS | 1.0063 | 0.98564 | 1.0265 | 1.0441 | 1.0994 | 1.0901 | 1.0679 | 1.0965 | 1.0642 | 1.0547 | 1.0277 | 1.0297 | CloNgs308 | CloN | gs | 308 | [32 empty] | 0.0068323 | 0.0013085 | 0
308 | HVAC | Chiller | Miscellaneous | Existing | VFD on Cooling Tower Fans | 2.5971 | 0 |  | 7797.51 | 1 | 0 | 3002.444 | 15 |  | 1669 | 642.6512 | Per End Use Consumption | GS | 1.0063 | 0.98564 | 1.0265 | 1.0441 | 1.0994 | 1.0901 | 1.0679 | 1.0965 | 1.0642 | 1.0547 | 1.0277 | 1.0297 | CmiEgs308 | CmiE | gs | 308 | [32 empty] | 7.7194 | 2.5711 | 0
308 | HVAC | Chiller | Miscellaneous | New | VFD on Cooling Tower Fans | 2.5971 | 0 |  | 7797.51 | 1 | 0 | 3002.444 | 15 |  | 1669 | 642.6512 | Per End Use Consumption | GS | 1.0063 | 0.98564 | 1.0265 | 1.0441 | 1.0994 | 1.0901 | 1.0679 | 1.0965 | 1.0642 | 1.0547 | 1.0277 | 1.0297 | CmiNgs308 | CmiN | gs | 308 | [32 empty] | 0.067798 | 0.022581 | 0
308 | HVAC | Chiller | Offices | Existing | VFD on Cooling Tower Fans | 5.2593 | 0 |  | 15790.82 | 1 | 0 | 3002.444 | 15 |  | 1669 | 317.3413 | Per End Use Consumption | GS | 1.0063 | 0.98564 | 1.0265 | 1.0441 | 1.0994 | 1.0901 | 1.0679 | 1.0965 | 1.0642 | 1.0547 | 1.0277 | 1.0297 | CofEgs308 | CofE | gs | 308 | [32 empty] | 4.8161 | 1.6041 | 0
308 | HVAC | Chiller | Offices | New | VFD on Cooling Tower Fans | 5.2593 | 0 |  | 15790.82 | 1 | 0 | 3002.444 | 15 |  | 1669 | 317.3413 | Per End Use Consumption | GS | 1.0063 | 0.98564 | 1.0265 | 1.0441 | 1.0994 | 1.0901 | 1.0679 | 1.0965 | 1.0642 | 1.0547 | 1.0277 | 1.0297 | CofNgs308 | CofN | gs | 308 | [32 empty] | 0.042299 | 0.014088 | 0
308 | HVAC | Chiller | Restaurants | Existing | VFD on Cooling Tower Fans | 1.7063 | 0 |  | 6017.16 | 1 | 0 | 3526.3542 | 15 |  | 1669 | 978.1168 | Per End Use Consumption | GS | 1.0063 | 0.98564 | 1.0265 | 1.0441 | 1.0994 | 1.0901 | 1.0679 | 1.0965 | 1.0642 | 1.0547 | 1.0277 | 1.0297 | CreEgs308 | CreE | gs | 308 | [32 empty] | 0.12078 | 0.03425 | 0
308 | HVAC | Chiller | Restaurants | New | VFD on Cooling Tower Fans | 1.7063 | 0 |  | 6017.16 | 1 | 0 | 3526.3542 | 15 |  | 1669 | 978.1168 | Per End Use Consumption | GS | 1.0063 | 0.98564 | 1.0265 | 1.0441 | 1.0994 | 1.0901 | 1.0679 | 1.0965 | 1.0642 | 1.0547 | 1.0277 | 1.0297 | CreNgs308 | CreN | gs | 308 | [32 empty] | 0.0010608 | 0.00030081 | 0
308 | HVAC | Chiller | Retail | Existing | VFD on Cooling Tower Fans | 1.9702 | 0 |  | 5915.36 | 1 | 0 | 3002.444 | 15 |  | 1669 | 847.13 | Per End Use Consumption | GS | 1.0063 | 0.98564 | 1.0265 | 1.0441 | 1.0994 | 1.0901 | 1.0679 | 1.0965 | 1.0642 | 1.0547 | 1.0277 | 1.0297 | CrtEgs308 | CrtE | gs | 308 | [32 empty] | 0.0093699 | 0.0031208 | 0
308 | HVAC | Chiller | Retail | New | VFD on Cooling Tower Fans | 1.9702 | 0 |  | 5915.36 | 1 | 0 | 3002.444 | 15 |  | 1669 | 847.13 | Per End Use Consumption | GS | 1.0063 | 0.98564 | 1.0265 | 1.0441 | 1.0994 | 1.0901 | 1.0679 | 1.0965 | 1.0642 | 1.0547 | 1.0277 | 1.0297 | CrtNgs308 | CrtN | gs | 308 | [32 empty] | 8.2293e-05 | 2.7409e-05 | 0
308 | HVAC | Chiller | Schools K-12 | Existing | VFD on Cooling Tower Fans | 2.3032 | 0 |  | 6915.17 | 1 | 0 | 3002.444 | 15 |  | 1669 | 724.6502 | Per End Use Consumption | GS | 1.0063 | 0.98564 | 1.0265 | 1.0441 | 1.0994 | 1.0901 | 1.0679 | 1.0965 | 1.0642 | 1.0547 | 1.0277 | 1.0297 | CscEgs308 | CscE | gs | 308 | [32 empty] | 0.878 | 0.29243 | 0
308 | HVAC | Chiller | Schools K-12 | New | VFD on Cooling Tower Fans | 2.3032 | 0 |  | 6915.17 | 1 | 0 | 3002.444 | 15 |  | 1669 | 724.6502 | Per End Use Consumption | GS | 1.0063 | 0.98564 | 1.0265 | 1.0441 | 1.0994 | 1.0901 | 1.0679 | 1.0965 | 1.0642 | 1.0547 | 1.0277 | 1.0297 | CscNgs308 | CscN | gs | 308 | [32 empty] | 0.0077113 | 0.0025683 | 0
308 | HVAC | Chiller | Warehouse | Existing | VFD on Cooling Tower Fans | 0.66948 | 0 |  | 2010.07 | 1 | 0 | 3002.444 | 15 |  | 1669 | 2492.9873 | Per End Use Consumption | GS | 1.0063 | 0.98564 | 1.0265 | 1.0441 | 1.0994 | 1.0901 | 1.0679 | 1.0965 | 1.0642 | 1.0547 | 1.0277 | 1.0297 | CwaEgs308 | CwaE | gs | 308 | [32 empty] | 0.018578 | 0.0061877 | 0
308 | HVAC | Chiller | Warehouse | New | VFD on Cooling Tower Fans | 0.66948 | 0 |  | 2010.07 | 1 | 0 | 3002.444 | 15 |  | 1669 | 2492.9873 | Per End Use Consumption | GS | 1.0063 | 0.98564 | 1.0265 | 1.0441 | 1.0994 | 1.0901 | 1.0679 | 1.0965 | 1.0642 | 1.0547 | 1.0277 | 1.0297 | CwaNgs308 | CwaN | gs | 308 | [32 empty] | 0.00016317 | 5.4345e-05 | 0
309 | HVAC | Chiller | Assembly | Existing | VFD on HVAC Pump | 0.3021 | 4.6979 |  | 2969.2 | 1 | 15.5506 | 9828.4071 | 15 |  | 1669 | 5524.5896 | Per End Use Consumption | GS | 1.0063 | 0.98564 | 1.0265 | 1.0441 | 1.0994 | 1.0901 | 1.0679 | 1.0965 | 1.0642 | 1.0547 | 1.0277 | 1.0297 | CasEgs309 | CasE | gs | 309 | [32 empty] | 4.4049 | 0.94217 | 3.5905
309 | HVAC | Chiller | Assembly | New | VFD on HVAC Pump | 0.3021 | 4.6979 |  | 2969.2 | 1 | 15.5506 | 9828.4071 | 15 |  | 1669 | 5524.5896 | Per End Use Consumption | GS | 1.0063 | 0.98564 | 1.0265 | 1.0441 | 1.0994 | 1.0901 | 1.0679 | 1.0965 | 1.0642 | 1.0547 | 1.0277 | 1.0297 | CasNgs309 | CasN | gs | 309 | [32 empty] | 0.041341 | 0.0079793 | 0.039602
309 | HVAC | Chiller | College and University | Existing | VFD on HVAC Pump | 0.34771 | 0.56856 |  | 4670.21 | 1 | 1.6352 | 13431.4324 | 15 |  | 1669 | 4800.0113 | Per End Use Consumption | GS | 1.0063 | 0.98564 | 1.0265 | 1.0441 | 1.0994 | 1.0901 | 1.0679 | 1.0965 | 1.0642 | 1.0547 | 1.0277 | 1.0297 | CcoEgs309 | CcoE | gs | 309 | [32 empty] | 0.84816 | 0.17197 | 0
309 | HVAC | Chiller | College and University | New | VFD on HVAC Pump | 0.34771 | 0.56856 |  | 4670.21 | 1 | 1.6352 | 13431.4324 | 15 |  | 1669 | 4800.0113 | Per End Use Consumption | GS | 1.0063 | 0.98564 | 1.0265 | 1.0441 | 1.0994 | 1.0901 | 1.0679 | 1.0965 | 1.0642 | 1.0547 | 1.0277 | 1.0297 | CcoNgs309 | CcoN | gs | 309 | [32 empty] | 0.0071832 | 0.0014564 | 0
309 | HVAC | Chiller | Data Center | Existing | VFD on HVAC Pump | 0.74931 | 0.71101 |  | 7391.36 | 1 | 0.94889 | 9864.2677 | 15 |  | 1669 | 2227.3929 | Per End Use Consumption | GS | 1.0063 | 0.98564 | 1.0265 | 1.0441 | 1.0994 | 1.0901 | 1.0679 | 1.0965 | 1.0642 | 1.0547 | 1.0277 | 1.0297 | CdaEgs309 | CdaE | gs | 309 | [32 empty] | 0.048751 | 0.0072643 | 0.0024861
309 | HVAC | Chiller | Data Center | New | VFD on HVAC Pump | 0.74931 | 0.71101 |  | 7391.36 | 1 | 0.94889 | 9864.2677 | 15 |  | 1669 | 2227.3929 | Per End Use Consumption | GS | 1.0063 | 0.98564 | 1.0265 | 1.0441 | 1.0994 | 1.0901 | 1.0679 | 1.0965 | 1.0642 | 1.0547 | 1.0277 | 1.0297 | CdaNgs309 | CdaN | gs | 309 | [32 empty] | 0.00044597 | 6.1522e-05 | 2.7421e-05
309 | HVAC | Chiller | Grocery | Existing | VFD on HVAC Pump | 0.65441 | 2.4162 |  | 5451.54 | 1 | 3.6921 | 8330.4348 | 15 |  | 1669 | 2550.3795 | Per End Use Consumption | GS | 1.0063 | 0.98564 | 1.0265 | 1.0441 | 1.0994 | 1.0901 | 1.0679 | 1.0965 | 1.0642 | 1.0547 | 1.0277 | 1.0297 | CgrEgs309 | CgrE | gs | 309 | [32 empty] | 0 | 0 | 0
309 | HVAC | Chiller | Grocery | New | VFD on HVAC Pump | 0.65441 | 2.4162 |  | 5451.54 | 1 | 3.6921 | 8330.4348 | 15 |  | 1669 | 2550.3795 | Per End Use Consumption | GS | 1.0063 | 0.98564 | 1.0265 | 1.0441 | 1.0994 | 1.0901 | 1.0679 | 1.0965 | 1.0642 | 1.0547 | 1.0277 | 1.0297 | CgrNgs309 | CgrN | gs | 309 | [32 empty] | 0 | 0 | 0
309 | HVAC | Chiller | Healthcare | Existing | VFD on HVAC Pump | 0.54436 | 0.71101 |  | 6380.53 | 1 | 1.3061 | 11721.1866 | 15 |  | 1669 | 3065.993 | Per End Use Consumption | GS | 1.0063 | 0.98564 | 1.0265 | 1.0441 | 1.0994 | 1.0901 | 1.0679 | 1.0965 | 1.0642 | 1.0547 | 1.0277 | 1.0297 | CheEgs309 | CheE | gs | 309 | [32 empty] | 0.04862 | 0.0058737 | 0.0037806
309 | HVAC | Chiller | Healthcare | New | VFD on HVAC Pump | 0.54436 | 0.71101 |  | 6380.53 | 1 | 1.3061 | 11721.1866 | 15 |  | 1669 | 3065.993 | Per End Use Consumption | GS | 1.0063 | 0.98564 | 1.0265 | 1.0441 | 1.0994 | 1.0901 | 1.0679 | 1.0965 | 1.0642 | 1.0547 | 1.0277 | 1.0297 | CheNgs309 | CheN | gs | 309 | [32 empty] | 0.00046209 | 4.9745e-05 | 4.1698e-05
309 | HVAC | Chiller | Hospitals | Existing | VFD on HVAC Pump | 0.42324 | 0.23757 |  | 3322.31 | 1 | 0.56132 | 7849.7308 | 15 |  | 1669 | 3943.401 | Per End Use Consumption | GS | 1.0063 | 0.98564 | 1.0265 | 1.0441 | 1.0994 | 1.0901 | 1.0679 | 1.0965 | 1.0642 | 1.0547 | 1.0277 | 1.0297 | ChoEgs309 | ChoE | gs | 309 | [32 empty] | 4.9566 | 0.6909 | 0.29801
309 | HVAC | Chiller | Hospitals | New | VFD on HVAC Pump | 0.42324 | 0.23757 |  | 3322.31 | 1 | 0.56132 | 7849.7308 | 15 |  | 1669 | 3943.401 | Per End Use Consumption | GS | 1.0063 | 0.98564 | 1.0265 | 1.0441 | 1.0994 | 1.0901 | 1.0679 | 1.0965 | 1.0642 | 1.0547 | 1.0277 | 1.0297 | ChoNgs309 | ChoN | gs | 309 | [32 empty] | 0.045944 | 0.0058513 | 0.0032869
309 | HVAC | Chiller | Institutional | Existing | VFD on HVAC Pump | 0.37406 | 0.38237 |  | 3832.37 | 1 | 1.0222 | 10245.4682 | 15 |  | 1669 | 4461.909 | Per End Use Consumption | GS | 1.0063 | 0.98564 | 1.0265 | 1.0441 | 1.0994 | 1.0901 | 1.0679 | 1.0965 | 1.0642 | 1.0547 | 1.0277 | 1.0297 | CinEgs309 | CinE | gs | 309 | [32 empty] | 0.32462 | 0.013696 | 0.049457
309 | HVAC | Chiller | Institutional | New | VFD on HVAC Pump | 0.37406 | 0.38237 |  | 3832.37 | 1 | 1.0222 | 10245.4682 | 15 |  | 1669 | 4461.909 | Per End Use Consumption | GS | 1.0063 | 0.98564 | 1.0265 | 1.0441 | 1.0994 | 1.0901 | 1.0679 | 1.0965 | 1.0642 | 1.0547 | 1.0277 | 1.0297 | CinNgs309 | CinN | gs | 309 | [32 empty] | 0.0034074 | 0.00011599 | 0.00054549
309 | HVAC | Chiller | Lodging/Hospitality | Existing | VFD on HVAC Pump | 0.50311 | 1.7619 |  | 5301.78 | 1 | 3.502 | 10538.0901 | 15 |  | 1669 | 3317.3901 | Per End Use Consumption | GS | 1.0063 | 0.98564 | 1.0265 | 1.0441 | 1.0994 | 1.0901 | 1.0679 | 1.0965 | 1.0642 | 1.0547 | 1.0277 | 1.0297 | CloEgs309 | CloE | gs | 309 | [32 empty] | 0.75676 | 0.10459 | 0.13873
309 | HVAC | Chiller | Lodging/Hospitality | New | VFD on HVAC Pump | 0.50311 | 1.7619 |  | 5301.78 | 1 | 3.502 | 10538.0901 | 15 |  | 1669 | 3317.3901 | Per End Use Consumption | GS | 1.0063 | 0.98564 | 1.0265 | 1.0441 | 1.0994 | 1.0901 | 1.0679 | 1.0965 | 1.0642 | 1.0547 | 1.0277 | 1.0297 | CloNgs309 | CloN | gs | 309 | [32 empty] | 0.0069483 | 0.0008858 | 0.0015302
309 | HVAC | Chiller | Miscellaneous | Existing | VFD on HVAC Pump | 0.41971 | 4.8421 |  | 3385.59 | 1 | 11.5366 | 8066.4712 | 15 |  | 1669 | 3976.5419 | Per End Use Consumption | GS | 1.0063 | 0.98564 | 1.0265 | 1.0441 | 1.0994 | 1.0901 | 1.0679 | 1.0965 | 1.0642 | 1.0547 | 1.0277 | 1.0297 | CmiEgs309 | CmiE | gs | 309 | [32 empty] | 5.4195 | 1.805 | 0
309 | HVAC | Chiller | Miscellaneous | New | VFD on HVAC Pump | 0.41971 | 4.8421 |  | 3385.59 | 1 | 11.5366 | 8066.4712 | 15 |  | 1669 | 3976.5419 | Per End Use Consumption | GS | 1.0063 | 0.98564 | 1.0265 | 1.0441 | 1.0994 | 1.0901 | 1.0679 | 1.0965 | 1.0642 | 1.0547 | 1.0277 | 1.0297 | CmiNgs309 | CmiN | gs | 309 | [32 empty] | 0.045898 | 0.015287 | 0
309 | HVAC | Chiller | Offices | Existing | VFD on HVAC Pump | 0.84996 | 4.0386 |  | 4324.71 | 1 | 4.7515 | 5088.1282 | 15 |  | 1669 | 1963.6197 | Per End Use Consumption | GS | 1.0063 | 0.98564 | 1.0265 | 1.0441 | 1.0994 | 1.0901 | 1.0679 | 1.0965 | 1.0642 | 1.0547 | 1.0277 | 1.0297 | CofEgs309 | CofE | gs | 309 | [32 empty] | 4.4995 | 1.1261 | 2.5477
309 | HVAC | Chiller | Offices | New | VFD on HVAC Pump | 0.84996 | 4.0386 |  | 4324.71 | 1 | 4.7515 | 5088.1282 | 15 |  | 1669 | 1963.6197 | Per End Use Consumption | GS | 1.0063 | 0.98564 | 1.0265 | 1.0441 | 1.0994 | 1.0901 | 1.0679 | 1.0965 | 1.0642 | 1.0547 | 1.0277 | 1.0297 | CofNgs309 | CofN | gs | 309 | [32 empty] | 0.04097 | 0.0095374 | 0.0281
309 | HVAC | Chiller | Restaurants | Existing | VFD on HVAC Pump | 0.27576 | 1.127 |  | 2438.9 | 1 | 4.0869 | 8844.1706 | 15 |  | 1669 | 6052.2862 | Per End Use Consumption | GS | 1.0063 | 0.98564 | 1.0265 | 1.0441 | 1.0994 | 1.0901 | 1.0679 | 1.0965 | 1.0642 | 1.0547 | 1.0277 | 1.0297 | CreEgs309 | CreE | gs | 309 | [32 empty] | 0.16443 | 0.024046 | 0.061205
309 | HVAC | Chiller | Restaurants | New | VFD on HVAC Pump | 0.27576 | 1.127 |  | 2438.9 | 1 | 4.0869 | 8844.1706 | 15 |  | 1669 | 6052.2862 | Per End Use Consumption | GS | 1.0063 | 0.98564 | 1.0265 | 1.0441 | 1.0994 | 1.0901 | 1.0679 | 1.0965 | 1.0642 | 1.0547 | 1.0277 | 1.0297 | CreNgs309 | CreN | gs | 309 | [32 empty] | 0.0015965 | 0.00020364 | 0.00067507
309 | HVAC | Chiller | Retail | Existing | VFD on HVAC Pump | 0.3184 | 4.301 |  | 2843.9 | 1 | 13.508 | 8931.8296 | 15 |  | 1669 | 5241.8241 | Per End Use Consumption | GS | 1.0063 | 0.98564 | 1.0265 | 1.0441 | 1.0994 | 1.0901 | 1.0679 | 1.0965 | 1.0642 | 1.0547 | 1.0277 | 1.0297 | CrtEgs309 | CrtE | gs | 309 | [32 empty] | 0.0065781 | 0.0021909 | 0
309 | HVAC | Chiller | Retail | New | VFD on HVAC Pump | 0.3184 | 4.301 |  | 2843.9 | 1 | 13.508 | 8931.8296 | 15 |  | 1669 | 5241.8241 | Per End Use Consumption | GS | 1.0063 | 0.98564 | 1.0265 | 1.0441 | 1.0994 | 1.0901 | 1.0679 | 1.0965 | 1.0642 | 1.0547 | 1.0277 | 1.0297 | CrtNgs309 | CrtN | gs | 309 | [32 empty] | 5.5711e-05 | 1.8555e-05 | 0
309 | HVAC | Chiller | Schools K-12 | Existing | VFD on HVAC Pump | 0.37222 | 5.7936 |  | 3660.66 | 1 | 15.565 | 9834.753 | 15 |  | 1669 | 4483.9463 | Per End Use Consumption | GS | 1.0063 | 0.98564 | 1.0265 | 1.0441 | 1.0994 | 1.0901 | 1.0679 | 1.0965 | 1.0642 | 1.0547 | 1.0277 | 1.0297 | CscEgs309 | CscE | gs | 309 | [32 empty] | 0.69165 | 0.2053 | 0.17144
309 | HVAC | Chiller | Schools K-12 | New | VFD on HVAC Pump | 0.37222 | 5.7936 |  | 3660.66 | 1 | 15.565 | 9834.753 | 15 |  | 1669 | 4483.9463 | Per End Use Consumption | GS | 1.0063 | 0.98564 | 1.0265 | 1.0441 | 1.0994 | 1.0901 | 1.0679 | 1.0965 | 1.0642 | 1.0547 | 1.0277 | 1.0297 | CscNgs309 | CscN | gs | 309 | [32 empty] | 0.0060504 | 0.0017387 | 0.0018909
309 | HVAC | Chiller | Warehouse | Existing | VFD on HVAC Pump | 0.1082 | 4.4269 |  | 2268.03 | 1 | 40.9155 | 20962.3919 | 15 |  | 1669 | 15425.8242 | Per End Use Consumption | GS | 1.0063 | 0.98564 | 1.0265 | 1.0441 | 1.0994 | 1.0901 | 1.0679 | 1.0965 | 1.0642 | 1.0547 | 1.0277 | 1.0297 | CwaEgs309 | CwaE | gs | 309 | [32 empty] | 0.013043 | 0.0043441 | 0
309 | HVAC | Chiller | Warehouse | New | VFD on HVAC Pump | 0.1082 | 4.4269 |  | 2268.03 | 1 | 40.9155 | 20962.3919 | 15 |  | 1669 | 15425.8242 | Per End Use Consumption | GS | 1.0063 | 0.98564 | 1.0265 | 1.0441 | 1.0994 | 1.0901 | 1.0679 | 1.0965 | 1.0642 | 1.0547 | 1.0277 | 1.0297 | CwaNgs309 | CwaN | gs | 309 | [32 empty] | 0.00011046 | 3.6791e-05 | 0
310 | HVAC | Controls | Assembly | Existing | Advanced Rooftop Controller | 0.62807 | 0.44725 |  | 2226.87 | 1 | 0.7121 | 3545.5611 | 15 |  | 2480 | 3948.5877 | Per End Use Consumption | GS | 1 | 1 | 1 | 1 | 1 | 1 | 1 | 1 | 1 | 1 | 1 | 1 | CasEgs310 | CasE | gs | 310 | [32 empty] | 45.6398 | 12.8724 | 9.1664
310 | HVAC | Controls | Assembly | New | Advanced Rooftop Controller | 0.62807 | 0.44725 |  | 2226.87 | 1 | 0.7121 | 3545.5611 | 15 |  | 2480 | 3948.5877 | Per End Use Consumption | GS | 1 | 1 | 1 | 1 | 1 | 1 | 1 | 1 | 1 | 1 | 1 | 1 | CasNgs310 | CasN | gs | 310 | [32 empty] | 0.50339 | 0.14198 | 0.1011
310 | HVAC | Controls | College and University | Existing | Advanced Rooftop Controller | 0.32501 | 0.25662 |  | 2226.87 | 1 | 0.7896 | 6851.7404 | 15 |  | 2480 | 7630.583 | Per End Use Consumption | GS | 1 | 1 | 1 | 1 | 1 | 1 | 1 | 1 | 1 | 1 | 1 | 1 | CcoEgs310 | CcoE | gs | 310 | [32 empty] | 4.4917 | 0.65556 | 0.51763
310 | HVAC | Controls | College and University | New | Advanced Rooftop Controller | 0.32501 | 0.25662 |  | 2226.87 | 1 | 0.7896 | 6851.7404 | 15 |  | 2480 | 7630.583 | Per End Use Consumption | GS | 1 | 1 | 1 | 1 | 1 | 1 | 1 | 1 | 1 | 1 | 1 | 1 | CcoNgs310 | CcoN | gs | 310 | [32 empty] | 0.049586 | 0.0072371 | 0.0057143
310 | HVAC | Controls | Data Center | Existing | Advanced Rooftop Controller | 0.32501 | 0.25662 |  | 2226.87 | 1 | 0.7896 | 6851.7404 | 15 |  | 2480 | 7630.583 | Per End Use Consumption | GS | 1 | 1 | 1 | 1 | 1 | 1 | 1 | 1 | 1 | 1 | 1 | 1 | CdaEgs310 | CdaE | gs | 310 | [32 empty] | 0.04574 | 0.0066756 | 0.005271
310 | HVAC | Controls | Data Center | New | Advanced Rooftop Controller | 0.32501 | 0.25662 |  | 2226.87 | 1 | 0.7896 | 6851.7404 | 15 |  | 2480 | 7630.583 | Per End Use Consumption | GS | 1 | 1 | 1 | 1 | 1 | 1 | 1 | 1 | 1 | 1 | 1 | 1 | CdaNgs310 | CdaN | gs | 310 | [32 empty] | 0.00054092 | 7.8946e-05 | 6.2336e-05
310 | HVAC | Controls | Grocery | Existing | Advanced Rooftop Controller | 0.49413 | 0.36803 |  | 2226.88 | 1 | 0.74481 | 4506.7038 | 15 |  | 2480 | 5018.9617 | Per End Use Consumption | GS | 1 | 1 | 1 | 1 | 1 | 1 | 1 | 1 | 1 | 1 | 1 | 1 | CgrEgs310 | CgrE | gs | 310 | [32 empty] | 45.9611 | 10.1984 | 7.5959
310 | HVAC | Controls | Grocery | New | Advanced Rooftop Controller | 0.49413 | 0.36803 |  | 2226.88 | 1 | 0.74481 | 4506.7038 | 15 |  | 2480 | 5018.9617 | Per End Use Consumption | GS | 1 | 1 | 1 | 1 | 1 | 1 | 1 | 1 | 1 | 1 | 1 | 1 | CgrNgs310 | CgrN | gs | 310 | [32 empty] | 0.50693 | 0.11248 | 0.08378
310 | HVAC | Controls | Healthcare | Existing | Advanced Rooftop Controller | 0.32501 | 0.25662 |  | 2226.87 | 1 | 0.7896 | 6851.7404 | 15 |  | 2480 | 7630.583 | Per End Use Consumption | GS | 1 | 1 | 1 | 1 | 1 | 1 | 1 | 1 | 1 | 1 | 1 | 1 | CheEgs310 | CheE | gs | 310 | [32 empty] | 22.0743 | 3.2217 | 2.5438
310 | HVAC | Controls | Healthcare | New | Advanced Rooftop Controller | 0.32501 | 0.25662 |  | 2226.87 | 1 | 0.7896 | 6851.7404 | 15 |  | 2480 | 7630.583 | Per End Use Consumption | GS | 1 | 1 | 1 | 1 | 1 | 1 | 1 | 1 | 1 | 1 | 1 | 1 | CheNgs310 | CheN | gs | 310 | [32 empty] | 0.24362 | 0.035556 | 0.028075
310 | HVAC | Controls | Hospitals | Existing | Advanced Rooftop Controller | 0.32501 | 0.25662 |  | 2226.87 | 1 | 0.7896 | 6851.7404 | 15 |  | 2480 | 7630.583 | Per End Use Consumption | GS | 1 | 1 | 1 | 1 | 1 | 1 | 1 | 1 | 1 | 1 | 1 | 1 | ChoEgs310 | ChoE | gs | 310 | [32 empty] | 0.31432 | 0.045875 | 0.036223
310 | HVAC | Controls | Hospitals | New | Advanced Rooftop Controller | 0.32501 | 0.25662 |  | 2226.87 | 1 | 0.7896 | 6851.7404 | 15 |  | 2480 | 7630.583 | Per End Use Consumption | GS | 1 | 1 | 1 | 1 | 1 | 1 | 1 | 1 | 1 | 1 | 1 | 1 | ChoNgs310 | ChoN | gs | 310 | [32 empty] | 0.0036657 | 0.00053501 | 0.00042244
310 | HVAC | Controls | Institutional | Existing | Advanced Rooftop Controller | 0.32501 | 0.25663 |  | 2226.88 | 1 | 0.7896 | 6851.7404 | 15 |  | 2480 | 7630.5487 | Per End Use Consumption | GS | 1 | 1 | 1 | 1 | 1 | 1 | 1 | 1 | 1 | 1 | 1 | 1 | CinEgs310 | CinE | gs | 310 | [32 empty] | 26.03 | 3.799 | 2.9997
310 | HVAC | Controls | Institutional | New | Advanced Rooftop Controller | 0.32501 | 0.25663 |  | 2226.88 | 1 | 0.7896 | 6851.7404 | 15 |  | 2480 | 7630.5487 | Per End Use Consumption | GS | 1 | 1 | 1 | 1 | 1 | 1 | 1 | 1 | 1 | 1 | 1 | 1 | CinNgs310 | CinN | gs | 310 | [32 empty] | 0.2871 | 0.041902 | 0.033086
310 | HVAC | Controls | Lodging/Hospitality | Existing | Advanced Rooftop Controller | 0.40322 | 0.16554 |  | 2226.88 | 1 | 0.41054 | 5522.7016 | 15 |  | 2480 | 6150.4436 | Per End Use Consumption | GS | 1 | 1 | 1 | 1 | 1 | 1 | 1 | 1 | 1 | 1 | 1 | 1 | CloEgs310 | CloE | gs | 310 | [32 empty] | 6.8762 | 1.2451 | 0.51115
310 | HVAC | Controls | Lodging/Hospitality | New | Advanced Rooftop Controller | 0.40322 | 0.16554 |  | 2226.88 | 1 | 0.41054 | 5522.7016 | 15 |  | 2480 | 6150.4436 | Per End Use Consumption | GS | 1 | 1 | 1 | 1 | 1 | 1 | 1 | 1 | 1 | 1 | 1 | 1 | CloNgs310 | CloN | gs | 310 | [32 empty] | 0.07591 | 0.013745 | 0.0056429
310 | HVAC | Controls | Miscellaneous | Existing | Advanced Rooftop Controller | 0.62807 | 0.44725 |  | 2226.87 | 1 | 0.7121 | 3545.5611 | 15 |  | 2480 | 3948.5877 | Per End Use Consumption | GS | 1 | 1 | 1 | 1 | 1 | 1 | 1 | 1 | 1 | 1 | 1 | 1 | CmiEgs310 | CmiE | gs | 310 | [32 empty] | 24.4757 | 6.9032 | 4.9157
310 | HVAC | Controls | Miscellaneous | New | Advanced Rooftop Controller | 0.62807 | 0.44725 |  | 2226.87 | 1 | 0.7121 | 3545.5611 | 15 |  | 2480 | 3948.5877 | Per End Use Consumption | GS | 1 | 1 | 1 | 1 | 1 | 1 | 1 | 1 | 1 | 1 | 1 | 1 | CmiNgs310 | CmiN | gs | 310 | [32 empty] | 0.27981 | 0.078918 | 0.056197
310 | HVAC | Controls | Offices | Existing | Advanced Rooftop Controller | 0.62807 | 0.44725 |  | 2226.87 | 1 | 0.7121 | 3545.5611 | 15 |  | 2480 | 3948.5877 | Per End Use Consumption | GS | 1 | 1 | 1 | 1 | 1 | 1 | 1 | 1 | 1 | 1 | 1 | 1 | CofEgs310 | CofE | gs | 310 | [32 empty] | 115.8257 | 32.6678 | 23.2626
310 | HVAC | Controls | Offices | New | Advanced Rooftop Controller | 0.62807 | 0.44725 |  | 2226.87 | 1 | 0.7121 | 3545.5611 | 15 |  | 2480 | 3948.5877 | Per End Use Consumption | GS | 1 | 1 | 1 | 1 | 1 | 1 | 1 | 1 | 1 | 1 | 1 | 1 | CofNgs310 | CofN | gs | 310 | [32 empty] | 1.3698 | 0.38633 | 0.27511
310 | HVAC | Controls | Restaurants | Existing | Advanced Rooftop Controller | 0.49412 | 0.36803 |  | 2226.87 | 1 | 0.74481 | 4506.7038 | 15 |  | 2480 | 5018.9843 | Per End Use Consumption | GS | 1 | 1 | 1 | 1 | 1 | 1 | 1 | 1 | 1 | 1 | 1 | 1 | CreEgs310 | CreE | gs | 310 | [32 empty] | 24.4015 | 5.4145 | 4.0328
310 | HVAC | Controls | Restaurants | New | Advanced Rooftop Controller | 0.49412 | 0.36803 |  | 2226.87 | 1 | 0.74481 | 4506.7038 | 15 |  | 2480 | 5018.9843 | Per End Use Consumption | GS | 1 | 1 | 1 | 1 | 1 | 1 | 1 | 1 | 1 | 1 | 1 | 1 | CreNgs310 | CreN | gs | 310 | [32 empty] | 0.2409 | 0.053455 | 0.039814
310 | HVAC | Controls | Retail | Existing | Advanced Rooftop Controller | 0.62808 | 0.44725 |  | 2226.88 | 1 | 0.7121 | 3545.5611 | 15 |  | 2480 | 3948.57 | Per End Use Consumption | GS | 1 | 1 | 1 | 1 | 1 | 1 | 1 | 1 | 1 | 1 | 1 | 1 | CrtEgs310 | CrtE | gs | 310 | [32 empty] | 29.6189 | 8.3538 | 5.9487
310 | HVAC | Controls | Retail | New | Advanced Rooftop Controller | 0.62808 | 0.44725 |  | 2226.88 | 1 | 0.7121 | 3545.5611 | 15 |  | 2480 | 3948.57 | Per End Use Consumption | GS | 1 | 1 | 1 | 1 | 1 | 1 | 1 | 1 | 1 | 1 | 1 | 1 | CrtNgs310 | CrtN | gs | 310 | [32 empty] | 0.33862 | 0.095504 | 0.068008
310 | HVAC | Controls | Schools K-12 | Existing | Advanced Rooftop Controller | 0.62807 | 0.44725 |  | 2226.87 | 1 | 0.7121 | 3545.5611 | 15 |  | 2480 | 3948.5877 | Per End Use Consumption | GS | 1 | 1 | 1 | 1 | 1 | 1 | 1 | 1 | 1 | 1 | 1 | 1 | CscEgs310 | CscE | gs | 310 | [32 empty] | 3.4255 | 0.96614 | 0.68799
310 | HVAC | Controls | Schools K-12 | New | Advanced Rooftop Controller | 0.62807 | 0.44725 |  | 2226.87 | 1 | 0.7121 | 3545.5611 | 15 |  | 2480 | 3948.5877 | Per End Use Consumption | GS | 1 | 1 | 1 | 1 | 1 | 1 | 1 | 1 | 1 | 1 | 1 | 1 | CscNgs310 | CscN | gs | 310 | [32 empty] | 0.037816 | 0.010666 | 0.007595
310 | HVAC | Controls | Warehouse | Existing | Advanced Rooftop Controller | 0.62808 | 0.44725 |  | 2226.88 | 1 | 0.7121 | 3545.5611 | 15 |  | 2480 | 3948.57 | Per End Use Consumption | GS | 1 | 1 | 1 | 1 | 1 | 1 | 1 | 1 | 1 | 1 | 1 | 1 | CwaEgs310 | CwaE | gs | 310 | [32 empty] | 19.2182 | 5.4203 | 3.8598
310 | HVAC | Controls | Warehouse | New | Advanced Rooftop Controller | 0.62808 | 0.44725 |  | 2226.88 | 1 | 0.7121 | 3545.5611 | 15 |  | 2480 | 3948.57 | Per End Use Consumption | GS | 1 | 1 | 1 | 1 | 1 | 1 | 1 | 1 | 1 | 1 | 1 | 1 | CwaNgs310 | CwaN | gs | 310 | [32 empty] | 0.21197 | 0.059785 | 0.042572
311 | HVAC | Controls | Assembly | Existing | Facility Commissioning_SC | 6.6525 | 0 |  | 19973.74 | 1 | 0 | 3002.444 | 10 |  | 22379.903 | 3364.1374 | Per End Use Consumption | GS | 1 | 1 | 1 | 1 | 1 | 1 | 1 | 1 | 1 | 1 | 1 | 1 | CasEgs311 | CasE | gs | 311 | [32 empty] | 4.3513 | 1.4492 | 0
311 | HVAC | Controls | Assembly | New | Facility Commissioning_SC | 6.6525 | 0 |  | 19973.74 | 1 | 0 | 3002.444 | 10 |  | 22379.903 | 3364.1374 | Per End Use Consumption | GS | 1 | 1 | 1 | 1 | 1 | 1 | 1 | 1 | 1 | 1 | 1 | 1 | CasNgs311 | CasN | gs | 311 | [32 empty] | 0.015662 | 0.0052166 | 0
311 | HVAC | Controls | College and University | Existing | Facility Commissioning_SC | 1.6298 | 0 |  | 8038.28 | 1 | 0 | 4932.1338 | 10 |  | 23363.9484 | 14335.6689 | Per End Use Consumption | GS | 1 | 1 | 1 | 1 | 1 | 1 | 1 | 1 | 1 | 1 | 1 | 1 | CcoEgs311 | CcoE | gs | 311 | [32 empty] | 0.39237 | 0.079553 | 0
311 | HVAC | Controls | College and University | New | Facility Commissioning_SC | 1.6298 | 0 |  | 8038.28 | 1 | 0 | 4932.1338 | 10 |  | 23363.9484 | 14335.6689 | Per End Use Consumption | GS | 1 | 1 | 1 | 1 | 1 | 1 | 1 | 1 | 1 | 1 | 1 | 1 | CcoNgs311 | CcoN | gs | 311 | [32 empty] | 0.002843 | 0.00057641 | 0
311 | HVAC | Controls | Data Center | Existing | Facility Commissioning_SC | 7.9994 | 0 |  | 39454.29 | 1 | 0 | 4932.1338 | 10 |  | 86707.2244 | 10839.1669 | Per End Use Consumption | GS | 1 | 1 | 1 | 1 | 1 | 1 | 1 | 1 | 1 | 1 | 1 | 1 | CdaEgs311 | CdaE | gs | 311 | [32 empty] | 0.055876 | 0.011329 | 0
311 | HVAC | Controls | Data Center | New | Facility Commissioning_SC | 7.9994 | 0 |  | 39454.29 | 1 | 0 | 4932.1338 | 10 |  | 86707.2244 | 10839.1669 | Per End Use Consumption | GS | 1 | 1 | 1 | 1 | 1 | 1 | 1 | 1 | 1 | 1 | 1 | 1 | CdaNgs311 | CdaN | gs | 311 | [32 empty] | 0.00020285 | 4.1127e-05 | 0
311 | HVAC | Controls | Grocery | Existing | Facility Commissioning_SC | 0.46035 | 0 |  | 1623.36 | 1 | 0 | 3526.3542 | 10 |  | 1691.0002 | 3673.286 | Per End Use Consumption | GS | 1 | 1 | 1 | 1 | 1 | 1 | 1 | 1 | 1 | 1 | 1 | 1 | CgrEgs311 | CgrE | gs | 311 | [32 empty] | 1.2669 | 0.35927 | 0
311 | HVAC | Controls | Grocery | New | Facility Commissioning_SC | 0.46035 | 0 |  | 1623.36 | 1 | 0 | 3526.3542 | 10 |  | 1691.0002 | 3673.286 | Per End Use Consumption | GS | 1 | 1 | 1 | 1 | 1 | 1 | 1 | 1 | 1 | 1 | 1 | 1 | CgrNgs311 | CgrN | gs | 311 | [32 empty] | 0.0069481 | 0.0019703 | 0
311 | HVAC | Controls | Healthcare | Existing | Facility Commissioning_SC | 0.68331 | 0 |  | 3370.16 | 1 | 0 | 4932.1338 | 10 |  | 5047.0719 | 7386.2469 | Per End Use Consumption | GS | 1 | 1 | 1 | 1 | 1 | 1 | 1 | 1 | 1 | 1 | 1 | 1 | CheEgs311 | CheE | gs | 311 | [32 empty] | 0 | 0 | 0
311 | HVAC | Controls | Healthcare | New | Facility Commissioning_SC | 0.68331 | 0 |  | 3370.16 | 1 | 0 | 4932.1338 | 10 |  | 5047.0719 | 7386.2469 | Per End Use Consumption | GS | 1 | 1 | 1 | 1 | 1 | 1 | 1 | 1 | 1 | 1 | 1 | 1 | CheNgs311 | CheN | gs | 311 | [32 empty] | 0 | 0 | 0
311 | HVAC | Controls | Hospitals | Existing | Facility Commissioning_SC | 60.1242 | 0 |  | 296540.43 | 1 | 0 | 4932.1338 | 10 |  | 173974.1395 | 2893.581 | Per End Use Consumption | GS | 1 | 1 | 1 | 1 | 1 | 1 | 1 | 1 | 1 | 1 | 1 | 1 | ChoEgs311 | ChoE | gs | 311 | [32 empty] | 0 | 0 | 0
311 | HVAC | Controls | Hospitals | New | Facility Commissioning_SC | 60.1242 | 0 |  | 296540.43 | 1 | 0 | 4932.1338 | 10 |  | 173974.1395 | 2893.581 | Per End Use Consumption | GS | 1 | 1 | 1 | 1 | 1 | 1 | 1 | 1 | 1 | 1 | 1 | 1 | ChoNgs311 | ChoN | gs | 311 | [32 empty] | 0 | 0 | 0
311 | HVAC | Controls | Institutional | Existing | Facility Commissioning_SC | 0.79956 | 0 |  | 3943.53 | 1 | 0 | 4932.1338 | 10 |  | 13493.4842 | 16876.1668 | Per End Use Consumption | GS | 1 | 1 | 1 | 1 | 1 | 1 | 1 | 1 | 1 | 1 | 1 | 1 | CinEgs311 | CinE | gs | 311 | [32 empty] | 2.6394 | 0.53515 | 0
311 | HVAC | Controls | Institutional | New | Facility Commissioning_SC | 0.79956 | 0 |  | 3943.53 | 1 | 0 | 4932.1338 | 10 |  | 13493.4842 | 16876.1668 | Per End Use Consumption | GS | 1 | 1 | 1 | 1 | 1 | 1 | 1 | 1 | 1 | 1 | 1 | 1 | CinNgs311 | CinN | gs | 311 | [32 empty] | 0.0094909 | 0.0019243 | 0
311 | HVAC | Controls | Lodging/Hospitality | Existing | Facility Commissioning_SC | 6.1484 | 0 |  | 32104.93 | 1 | 0 | 5221.6594 | 10 |  | 43391.8273 | 7057.4004 | Per End Use Consumption | GS | 1 | 1 | 1 | 1 | 1 | 1 | 1 | 1 | 1 | 1 | 1 | 1 | CloEgs311 | CloE | gs | 311 | [32 empty] | 2.8932 | 0.55408 | 0
311 | HVAC | Controls | Lodging/Hospitality | New | Facility Commissioning_SC | 6.1484 | 0 |  | 32104.93 | 1 | 0 | 5221.6594 | 10 |  | 43391.8273 | 7057.4004 | Per End Use Consumption | GS | 1 | 1 | 1 | 1 | 1 | 1 | 1 | 1 | 1 | 1 | 1 | 1 | CloNgs311 | CloN | gs | 311 | [32 empty] | 0.02079 | 0.0039815 | 0
311 | HVAC | Controls | Miscellaneous | Existing | Facility Commissioning_SC | 2.3779 | 0 |  | 7139.62 | 1 | 0 | 3002.444 | 10 |  | 28697.826 | 12068.3755 | Per End Use Consumption | GS | 1 | 1 | 1 | 1 | 1 | 1 | 1 | 1 | 1 | 1 | 1 | 1 | CmiEgs311 | CmiE | gs | 311 | [32 empty] | 0 | 0 | 0
311 | HVAC | Controls | Miscellaneous | New | Facility Commissioning_SC | 2.3779 | 0 |  | 7139.62 | 1 | 0 | 3002.444 | 10 |  | 28697.826 | 12068.3755 | Per End Use Consumption | GS | 1 | 1 | 1 | 1 | 1 | 1 | 1 | 1 | 1 | 1 | 1 | 1 | CmiNgs311 | CmiN | gs | 311 | [32 empty] | 0 | 0 | 0
311 | HVAC | Controls | Offices | Existing | Facility Commissioning_SC | 3.013 | 0 |  | 9046.33 | 1 | 0 | 3002.444 | 10 |  | 12989.8362 | 4311.2794 | Per End Use Consumption | GS | 1 | 1 | 1 | 1 | 1 | 1 | 1 | 1 | 1 | 1 | 1 | 1 | CofEgs311 | CofE | gs | 311 | [32 empty] | 23.066 | 7.6824 | 0
311 | HVAC | Controls | Offices | New | Facility Commissioning_SC | 3.013 | 0 |  | 9046.33 | 1 | 0 | 3002.444 | 10 |  | 12989.8362 | 4311.2794 | Per End Use Consumption | GS | 1 | 1 | 1 | 1 | 1 | 1 | 1 | 1 | 1 | 1 | 1 | 1 | CofNgs311 | CofN | gs | 311 | [32 empty] | 0.082942 | 0.027625 | 0
311 | HVAC | Controls | Restaurants | Existing | Facility Commissioning_SC | 2.2007 | 0 |  | 7760.45 | 1 | 0 | 3526.3542 | 10 |  | 4451.4518 | 2022.743 | Per End Use Consumption | GS | 1 | 1 | 1 | 1 | 1 | 1 | 1 | 1 | 1 | 1 | 1 | 1 | CreEgs311 | CreE | gs | 311 | [32 empty] | 2.1536 | 0.61072 | 0
311 | HVAC | Controls | Restaurants | New | Facility Commissioning_SC | 2.2007 | 0 |  | 7760.45 | 1 | 0 | 3526.3542 | 10 |  | 4451.4518 | 2022.743 | Per End Use Consumption | GS | 1 | 1 | 1 | 1 | 1 | 1 | 1 | 1 | 1 | 1 | 1 | 1 | CreNgs311 | CreN | gs | 311 | [32 empty] | 0.015481 | 0.0043901 | 0
311 | HVAC | Controls | Retail | Existing | Facility Commissioning_SC | 3.8174 | 0 |  | 11461.66 | 1 | 0 | 3002.444 | 10 |  | 19455.1355 | 5096.3783 | Per End Use Consumption | GS | 1 | 1 | 1 | 1 | 1 | 1 | 1 | 1 | 1 | 1 | 1 | 1 | CrtEgs311 | CrtE | gs | 311 | [32 empty] | 7.8165 | 2.6034 | 0
311 | HVAC | Controls | Retail | New | Facility Commissioning_SC | 3.8174 | 0 |  | 11461.66 | 1 | 0 | 3002.444 | 10 |  | 19455.1355 | 5096.3783 | Per End Use Consumption | GS | 1 | 1 | 1 | 1 | 1 | 1 | 1 | 1 | 1 | 1 | 1 | 1 | CrtNgs311 | CrtN | gs | 311 | [32 empty] | 0.043297 | 0.014421 | 0
311 | HVAC | Controls | Schools K-12 | Existing | Facility Commissioning_SC | 8.5585 | 0 |  | 25696.46 | 1 | 0 | 3002.444 | 10 |  | 36130.4307 | 4221.5774 | Per End Use Consumption | GS | 1 | 1 | 1 | 1 | 1 | 1 | 1 | 1 | 1 | 1 | 1 | 1 | CscEgs311 | CscE | gs | 311 | [32 empty] | 1.211 | 0.40335 | 0
311 | HVAC | Controls | Schools K-12 | New | Facility Commissioning_SC | 8.5585 | 0 |  | 25696.46 | 1 | 0 | 3002.444 | 10 |  | 36130.4307 | 4221.5774 | Per End Use Consumption | GS | 1 | 1 | 1 | 1 | 1 | 1 | 1 | 1 | 1 | 1 | 1 | 1 | CscNgs311 | CscN | gs | 311 | [32 empty] | 0.0087022 | 0.0028984 | 0
311 | HVAC | Controls | Warehouse | Existing | Facility Commissioning_SC | 1.0341 | 0 |  | 3104.95 | 1 | 0 | 3002.444 | 10 |  | 20346.8237 | 19675.0989 | Per End Use Consumption | GS | 1 | 1 | 1 | 1 | 1 | 1 | 1 | 1 | 1 | 1 | 1 | 1 | CwaEgs311 | CwaE | gs | 311 | [32 empty] | 0.039822 | 0.013263 | 0
311 | HVAC | Controls | Warehouse | New | Facility Commissioning_SC | 1.0341 | 0 |  | 3104.95 | 1 | 0 | 3002.444 | 10 |  | 20346.8237 | 19675.0989 | Per End Use Consumption | GS | 1 | 1 | 1 | 1 | 1 | 1 | 1 | 1 | 1 | 1 | 1 | 1 | CwaNgs311 | CwaN | gs | 311 | [32 empty] | 0.00021856 | 7.2795e-05 | 0
312 | HVAC | Controls | Assembly | Existing | Facility Commissioning_SH | 0 | 5.7944 |  | 2543.47 | 0 | 5.7944 | 2543.47 | 10 |  | 2849.8725 | 2849.8725 | Per End Use Consumption | GS | 1 | 1 | 1 | 1 | 1 | 1 | 1 | 1 | 1 | 1 | 1 | 1 | CasEgs312 | CasE | gs | 312 | [32 empty] | 14.6348 | 0 | 33.3403
312 | HVAC | Controls | Assembly | New | Facility Commissioning_SH | 0 | 5.7944 |  | 2543.47 | 0 | 5.7944 | 2543.47 | 10 |  | 2849.8725 | 2849.8725 | Per End Use Consumption | GS | 1 | 1 | 1 | 1 | 1 | 1 | 1 | 1 | 1 | 1 | 1 | 1 | CasNgs312 | CasN | gs | 312 | [32 empty] | 0.10586 | 0 | 0.24115
312 | HVAC | Controls | College and University | Existing | Facility Commissioning_SH | 0 | 0.24023 |  | 1248.67 | 0 | 0.24023 | 1248.67 | 10 |  | 3629.3662 | 3629.3662 | Per End Use Consumption | GS | 1 | 1 | 1 | 1 | 1 | 1 | 1 | 1 | 1 | 1 | 1 | 1 | CcoEgs312 | CcoE | gs | 312 | [32 empty] | 0 | 0 | 0
312 | HVAC | Controls | College and University | New | Facility Commissioning_SH | 0 | 0.24023 |  | 1248.67 | 0 | 0.24023 | 1248.67 | 10 |  | 3629.3662 | 3629.3662 | Per End Use Consumption | GS | 1 | 1 | 1 | 1 | 1 | 1 | 1 | 1 | 1 | 1 | 1 | 1 | CcoNgs312 | CcoN | gs | 312 | [32 empty] | 0 | 0 | 0
312 | HVAC | Controls | Data Center | Existing | Facility Commissioning_SH | 0 | 1.8333 |  | 9529.21 | 0 | 1.8333 | 9529.21 | 10 |  | 20941.9901 | 20941.9901 | Per End Use Consumption | GS | 1 | 1 | 1 | 1 | 1 | 1 | 1 | 1 | 1 | 1 | 1 | 1 | CdaEgs312 | CdaE | gs | 312 | [32 empty] | 0 | 0 | 0
312 | HVAC | Controls | Data Center | New | Facility Commissioning_SH | 0 | 1.8333 |  | 9529.21 | 0 | 1.8333 | 9529.21 | 10 |  | 20941.9901 | 20941.9901 | Per End Use Consumption | GS | 1 | 1 | 1 | 1 | 1 | 1 | 1 | 1 | 1 | 1 | 1 | 1 | CdaNgs312 | CdaN | gs | 312 | [32 empty] | 0 | 0 | 0
312 | HVAC | Controls | Grocery | Existing | Facility Commissioning_SH | 0 | 0.84812 |  | 1103.55 | 0 | 0.84812 | 1103.55 | 10 |  | 1149.5314 | 1149.5314 | Per End Use Consumption | GS | 1 | 1 | 1 | 1 | 1 | 1 | 1 | 1 | 1 | 1 | 1 | 1 | CgrEgs312 | CgrE | gs | 312 | [32 empty] | 1.2688 | 0 | 0.97508
312 | HVAC | Controls | Grocery | New | Facility Commissioning_SH | 0 | 0.84812 |  | 1103.55 | 0 | 0.84812 | 1103.55 | 10 |  | 1149.5314 | 1149.5314 | Per End Use Consumption | GS | 1 | 1 | 1 | 1 | 1 | 1 | 1 | 1 | 1 | 1 | 1 | 1 | CgrNgs312 | CgrN | gs | 312 | [32 empty] | 0.013994 | 0 | 0.010755
312 | HVAC | Controls | Healthcare | Existing | Facility Commissioning_SH | 0 | 0.32859 |  | 1707.96 | 0 | 0.32859 | 1707.96 | 10 |  | 2557.8005 | 2557.8005 | Per End Use Consumption | GS | 1 | 1 | 1 | 1 | 1 | 1 | 1 | 1 | 1 | 1 | 1 | 1 | CheEgs312 | CheE | gs | 312 | [32 empty] | 0.16178 | 0 | 0.031125
312 | HVAC | Controls | Healthcare | New | Facility Commissioning_SH | 0 | 0.32859 |  | 1707.96 | 0 | 0.32859 | 1707.96 | 10 |  | 2557.8005 | 2557.8005 | Per End Use Consumption | GS | 1 | 1 | 1 | 1 | 1 | 1 | 1 | 1 | 1 | 1 | 1 | 1 | CheNgs312 | CheN | gs | 312 | [32 empty] | 0.0023404 | 0 | 0.00045026
312 | HVAC | Controls | Hospitals | Existing | Facility Commissioning_SH | 0 | 6.7324 |  | 34993.58 | 0 | 6.7324 | 34993.58 | 10 |  | 20530.0099 | 20530.0099 | Per End Use Consumption | GS | 1 | 1 | 1 | 1 | 1 | 1 | 1 | 1 | 1 | 1 | 1 | 1 | ChoEgs312 | ChoE | gs | 312 | [32 empty] | 0 | 0 | 0
312 | HVAC | Controls | Hospitals | New | Facility Commissioning_SH | 0 | 6.7324 |  | 34993.58 | 0 | 6.7324 | 34993.58 | 10 |  | 20530.0099 | 20530.0099 | Per End Use Consumption | GS | 1 | 1 | 1 | 1 | 1 | 1 | 1 | 1 | 1 | 1 | 1 | 1 | ChoNgs312 | ChoN | gs | 312 | [32 empty] | 0 | 0 | 0
312 | HVAC | Controls | Institutional | Existing | Facility Commissioning_SH | 0 | 0.22608 |  | 1175.09 | 0 | 0.22608 | 1175.09 | 10 |  | 4020.7779 | 4020.7779 | Per End Use Consumption | GS | 1 | 1 | 1 | 1 | 1 | 1 | 1 | 1 | 1 | 1 | 1 | 1 | CinEgs312 | CinE | gs | 312 | [32 empty] | 0.78074 | 0 | 0.15021
312 | HVAC | Controls | Institutional | New | Facility Commissioning_SH | 0 | 0.22608 |  | 1175.09 | 0 | 0.22608 | 1175.09 | 10 |  | 4020.7779 | 4020.7779 | Per End Use Consumption | GS | 1 | 1 | 1 | 1 | 1 | 1 | 1 | 1 | 1 | 1 | 1 | 1 | CinNgs312 | CinN | gs | 312 | [32 empty] | 0.0056472 | 0 | 0.0010865
312 | HVAC | Controls | Lodging/Hospitality | Existing | Facility Commissioning_SH | 0 | 2.426 |  | 3683.03 | 0 | 2.426 | 3683.03 | 10 |  | 4977.8461 | 4977.8461 | Per End Use Consumption | GS | 1 | 1 | 1 | 1 | 1 | 1 | 1 | 1 | 1 | 1 | 1 | 1 | CloEgs312 | CloE | gs | 312 | [32 empty] | 0.0056052 | 0 | 0.0036922
312 | HVAC | Controls | Lodging/Hospitality | New | Facility Commissioning_SH | 0 | 2.426 |  | 3683.03 | 0 | 2.426 | 3683.03 | 10 |  | 4977.8461 | 4977.8461 | Per End Use Consumption | GS | 1 | 1 | 1 | 1 | 1 | 1 | 1 | 1 | 1 | 1 | 1 | 1 | CloNgs312 | CloN | gs | 312 | [32 empty] | 8.1087e-05 | 0 | 5.3412e-05
312 | HVAC | Controls | Miscellaneous | Existing | Facility Commissioning_SH | 0 | 9.1183 |  | 4002.51 | 0 | 9.1183 | 4002.51 | 10 |  | 16088.1581 | 16088.1581 | Per End Use Consumption | GS | 1 | 1 | 1 | 1 | 1 | 1 | 1 | 1 | 1 | 1 | 1 | 1 | CmiEgs312 | CmiE | gs | 312 | [32 empty] | 0 | 0 | 0
312 | HVAC | Controls | Miscellaneous | New | Facility Commissioning_SH | 0 | 9.1183 |  | 4002.51 | 0 | 9.1183 | 4002.51 | 10 |  | 16088.1581 | 16088.1581 | Per End Use Consumption | GS | 1 | 1 | 1 | 1 | 1 | 1 | 1 | 1 | 1 | 1 | 1 | 1 | CmiNgs312 | CmiN | gs | 312 | [32 empty] | 0 | 0 | 0
312 | HVAC | Controls | Offices | Existing | Facility Commissioning_SH | 0 | 10.466 |  | 4594.06 | 0 | 10.466 | 4594.06 | 10 |  | 6596.7179 | 6596.7179 | Per End Use Consumption | GS | 1 | 1 | 1 | 1 | 1 | 1 | 1 | 1 | 1 | 1 | 1 | 1 | CofEgs312 | CofE | gs | 312 | [32 empty] | 11.7171 | 0 | 26.6933
312 | HVAC | Controls | Offices | New | Facility Commissioning_SH | 0 | 10.466 |  | 4594.06 | 0 | 10.466 | 4594.06 | 10 |  | 6596.7179 | 6596.7179 | Per End Use Consumption | GS | 1 | 1 | 1 | 1 | 1 | 1 | 1 | 1 | 1 | 1 | 1 | 1 | CofNgs312 | CofN | gs | 312 | [32 empty] | 0.084751 | 0 | 0.19308
312 | HVAC | Controls | Restaurants | Existing | Facility Commissioning_SH | 0 | 2.1783 |  | 2834.32 | 0 | 2.1783 | 2834.32 | 10 |  | 1625.787 | 1625.787 | Per End Use Consumption | GS | 1 | 1 | 1 | 1 | 1 | 1 | 1 | 1 | 1 | 1 | 1 | 1 | CreEgs312 | CreE | gs | 312 | [32 empty] | 0 | 0 | 0
312 | HVAC | Controls | Restaurants | New | Facility Commissioning_SH | 0 | 2.1783 |  | 2834.32 | 0 | 2.1783 | 2834.32 | 10 |  | 1625.787 | 1625.787 | Per End Use Consumption | GS | 1 | 1 | 1 | 1 | 1 | 1 | 1 | 1 | 1 | 1 | 1 | 1 | CreNgs312 | CreN | gs | 312 | [32 empty] | 0 | 0 | 0
312 | HVAC | Controls | Retail | Existing | Facility Commissioning_SH | 0 | 9.2708 |  | 4069.45 | 0 | 9.2708 | 4069.45 | 10 |  | 6907.5249 | 6907.5249 | Per End Use Consumption | GS | 1 | 1 | 1 | 1 | 1 | 1 | 1 | 1 | 1 | 1 | 1 | 1 | CrtEgs312 | CrtE | gs | 312 | [32 empty] | 0 | 0 | 0
312 | HVAC | Controls | Retail | New | Facility Commissioning_SH | 0 | 9.2708 |  | 4069.45 | 0 | 9.2708 | 4069.45 | 10 |  | 6907.5249 | 6907.5249 | Per End Use Consumption | GS | 1 | 1 | 1 | 1 | 1 | 1 | 1 | 1 | 1 | 1 | 1 | 1 | CrtNgs312 | CrtN | gs | 312 | [32 empty] | 0 | 0 | 0
312 | HVAC | Controls | Schools K-12 | Existing | Facility Commissioning_SH | 0 | 18.226 |  | 8000.34 | 0 | 18.226 | 8000.34 | 10 |  | 11248.8541 | 11248.8541 | Per End Use Consumption | GS | 1 | 1 | 1 | 1 | 1 | 1 | 1 | 1 | 1 | 1 | 1 | 1 | CscEgs312 | CscE | gs | 312 | [32 empty] | 4.0676 | 0 | 9.2667
312 | HVAC | Controls | Schools K-12 | New | Facility Commissioning_SH | 0 | 18.226 |  | 8000.34 | 0 | 18.226 | 8000.34 | 10 |  | 11248.8541 | 11248.8541 | Per End Use Consumption | GS | 1 | 1 | 1 | 1 | 1 | 1 | 1 | 1 | 1 | 1 | 1 | 1 | CscNgs312 | CscN | gs | 312 | [32 empty] | 0.058844 | 0 | 0.13405
312 | HVAC | Controls | Warehouse | Existing | Facility Commissioning_SH | 0 | 3.1037 |  | 1362.38 | 0 | 3.1037 | 1362.38 | 10 |  | 8927.714 | 8927.714 | Per End Use Consumption | GS | 1 | 1 | 1 | 1 | 1 | 1 | 1 | 1 | 1 | 1 | 1 | 1 | CwaEgs312 | CwaE | gs | 312 | [32 empty] | 0.58666 | 0 | 1.3365
312 | HVAC | Controls | Warehouse | New | Facility Commissioning_SH | 0 | 3.1037 |  | 1362.38 | 0 | 3.1037 | 1362.38 | 10 |  | 8927.714 | 8927.714 | Per End Use Consumption | GS | 1 | 1 | 1 | 1 | 1 | 1 | 1 | 1 | 1 | 1 | 1 | 1 | CwaNgs312 | CwaN | gs | 312 | [32 empty] | 0.0064707 | 0 | 0.014741
313 | HVAC | Controls | Assembly | Existing | Facility Commissioning_VT | 0.43605 | 0.31051 |  | 1546.03 | 1 | 0.7121 | 3545.5611 | 10 |  | 1732.2745 | 3972.6818 | Per End Use Consumption | GS | 1 | 1 | 1 | 1 | 1 | 1 | 1 | 1 | 1 | 1 | 1 | 1 | CasEgs313 | CasE | gs | 313 | [32 empty] | 13.3855 | 3.7753 | 2.6884
313 | HVAC | Controls | Assembly | New | Facility Commissioning_VT | 0.43605 | 0.31051 |  | 1546.03 | 1 | 0.7121 | 3545.5611 | 10 |  | 1732.2745 | 3972.6818 | Per End Use Consumption | GS | 1 | 1 | 1 | 1 | 1 | 1 | 1 | 1 | 1 | 1 | 1 | 1 | CasNgs313 | CasN | gs | 313 | [32 empty] | 0.096819 | 0.027307 | 0.019445
313 | HVAC | Controls | College and University | Existing | Facility Commissioning_VT | 0.76313 | 0.60257 |  | 5228.79 | 1 | 0.7896 | 6851.7404 | 10 |  | 15197.9254 | 19915.1697 | Per End Use Consumption | GS | 1 | 1 | 1 | 1 | 1 | 1 | 1 | 1 | 1 | 1 | 1 | 1 | CcoEgs313 | CcoE | gs | 313 | [32 empty] | 6.5847 | 0.96103 | 0.75883
313 | HVAC | Controls | College and University | New | Facility Commissioning_VT | 0.76313 | 0.60257 |  | 5228.79 | 1 | 0.7896 | 6851.7404 | 10 |  | 15197.9254 | 19915.1697 | Per End Use Consumption | GS | 1 | 1 | 1 | 1 | 1 | 1 | 1 | 1 | 1 | 1 | 1 | 1 | CcoNgs313 | CcoN | gs | 313 | [32 empty] | 0.095257 | 0.013903 | 0.010977
313 | HVAC | Controls | Data Center | Existing | Facility Commissioning_VT | 4.8555 | 3.8339 |  | 33268.66 | 1 | 0.7896 | 6851.7404 | 10 |  | 73113.2956 | 15057.8149 | Per End Use Consumption | GS | 1 | 1 | 1 | 1 | 1 | 1 | 1 | 1 | 1 | 1 | 1 | 1 | CdaEgs313 | CdaE | gs | 313 | [32 empty] | 0.42786 | 0.062446 | 0.049307
313 | HVAC | Controls | Data Center | New | Facility Commissioning_VT | 4.8555 | 3.8339 |  | 33268.66 | 1 | 0.7896 | 6851.7404 | 10 |  | 73113.2956 | 15057.8149 | Per End Use Consumption | GS | 1 | 1 | 1 | 1 | 1 | 1 | 1 | 1 | 1 | 1 | 1 | 1 | CdaNgs313 | CdaN | gs | 313 | [32 empty] | 0.0030948 | 0.00045168 | 0.00035664
313 | HVAC | Controls | Grocery | Existing | Facility Commissioning_VT | 0.37628 | 0.28026 |  | 1695.8 | 1 | 0.74481 | 4506.7038 | 10 |  | 1766.4585 | 4694.4836 | Per End Use Consumption | GS | 1 | 1 | 1 | 1 | 1 | 1 | 1 | 1 | 1 | 1 | 1 | 1 | CgrEgs313 | CgrE | gs | 313 | [32 empty] | 14.8331 | 3.2913 | 2.4514
313 | HVAC | Controls | Grocery | New | Facility Commissioning_VT | 0.37628 | 0.28026 |  | 1695.8 | 1 | 0.74481 | 4506.7038 | 10 |  | 1766.4585 | 4694.4836 | Per End Use Consumption | GS | 1 | 1 | 1 | 1 | 1 | 1 | 1 | 1 | 1 | 1 | 1 | 1 | CgrNgs313 | CgrN | gs | 313 | [32 empty] | 0.1636 | 0.036302 | 0.027038
313 | HVAC | Controls | Healthcare | Existing | Facility Commissioning_VT | 0.86578 | 0.68361 |  | 5932.09 | 1 | 0.7896 | 6851.7404 | 10 |  | 8883.7576 | 10261.0044 | Per End Use Consumption | GS | 1 | 1 | 1 | 1 | 1 | 1 | 1 | 1 | 1 | 1 | 1 | 1 | CheEgs313 | CheE | gs | 313 | [32 empty] | 36.703 | 5.3567 | 4.2297
313 | HVAC | Controls | Healthcare | New | Facility Commissioning_VT | 0.86578 | 0.68361 |  | 5932.09 | 1 | 0.7896 | 6851.7404 | 10 |  | 8883.7576 | 10261.0044 | Per End Use Consumption | GS | 1 | 1 | 1 | 1 | 1 | 1 | 1 | 1 | 1 | 1 | 1 | 1 | CheNgs313 | CheN | gs | 313 | [32 empty] | 0.53095 | 0.077492 | 0.061187
313 | HVAC | Controls | Hospitals | Existing | Facility Commissioning_VT | 32.7569 | 25.8647 |  | 224441.59 | 1 | 0.7896 | 6851.7404 | 10 |  | 131675.2406 | 4019.7745 | Per End Use Consumption | GS | 1 | 1 | 1 | 1 | 1 | 1 | 1 | 1 | 1 | 1 | 1 | 1 | ChoEgs313 | ChoE | gs | 313 | [32 empty] | 19.8961 | 2.9038 | 2.2928
313 | HVAC | Controls | Hospitals | New | Facility Commissioning_VT | 32.7569 | 25.8647 |  | 224441.59 | 1 | 0.7896 | 6851.7404 | 10 |  | 131675.2406 | 4019.7745 | Per End Use Consumption | GS | 1 | 1 | 1 | 1 | 1 | 1 | 1 | 1 | 1 | 1 | 1 | 1 | ChoNgs313 | ChoN | gs | 313 | [32 empty] | 0.14391 | 0.021004 | 0.016584
313 | HVAC | Controls | Institutional | Existing | Facility Commissioning_VT | 0.1715 | 0.13542 |  | 1175.09 | 1 | 0.7896 | 6851.7404 | 10 |  | 4020.7779 | 23444.4397 | Per End Use Consumption | GS | 1 | 1 | 1 | 1 | 1 | 1 | 1 | 1 | 1 | 1 | 1 | 1 | CinEgs313 | CinE | gs | 313 | [32 empty] | 5.254 | 0.76681 | 0.60547
313 | HVAC | Controls | Institutional | New | Facility Commissioning_VT | 0.1715 | 0.13542 |  | 1175.09 | 1 | 0.7896 | 6851.7404 | 10 |  | 4020.7779 | 23444.4397 | Per End Use Consumption | GS | 1 | 1 | 1 | 1 | 1 | 1 | 1 | 1 | 1 | 1 | 1 | 1 | CinNgs313 | CinN | gs | 313 | [32 empty] | 0.038003 | 0.0055464 | 0.0043794
313 | HVAC | Controls | Lodging/Hospitality | Existing | Facility Commissioning_VT | 3.5861 | 1.4722 |  | 19804.99 | 1 | 0.41054 | 5522.7016 | 10 |  | 26767.6866 | 7464.2777 | Per End Use Consumption | GS | 1 | 1 | 1 | 1 | 1 | 1 | 1 | 1 | 1 | 1 | 1 | 1 | CloEgs313 | CloE | gs | 313 | [32 empty] | 38.1809 | 6.9135 | 2.8382
313 | HVAC | Controls | Lodging/Hospitality | New | Facility Commissioning_VT | 3.5861 | 1.4722 |  | 19804.99 | 1 | 0.41054 | 5522.7016 | 10 |  | 26767.6866 | 7464.2777 | Per End Use Consumption | GS | 1 | 1 | 1 | 1 | 1 | 1 | 1 | 1 | 1 | 1 | 1 | 1 | CloNgs313 | CloN | gs | 313 | [32 empty] | 0.55234 | 0.10001 | 0.041059
313 | HVAC | Controls | Miscellaneous | Existing | Facility Commissioning_VT | 0.96107 | 0.68438 |  | 3407.54 | 1 | 0.7121 | 3545.5611 | 10 |  | 13696.6659 | 14251.4442 | Per End Use Consumption | GS | 1 | 1 | 1 | 1 | 1 | 1 | 1 | 1 | 1 | 1 | 1 | 1 | CmiEgs313 | CmiE | gs | 313 | [32 empty] | 22.9809 | 6.4816 | 4.6155
313 | HVAC | Controls | Miscellaneous | New | Facility Commissioning_VT | 0.96107 | 0.68438 |  | 3407.54 | 1 | 0.7121 | 3545.5611 | 10 |  | 13696.6659 | 14251.4442 | Per End Use Consumption | GS | 1 | 1 | 1 | 1 | 1 | 1 | 1 | 1 | 1 | 1 | 1 | 1 | CmiNgs313 | CmiN | gs | 313 | [32 empty] | 0.25347 | 0.07149 | 0.050908
313 | HVAC | Controls | Offices | Existing | Facility Commissioning_VT | 2.1755 | 1.5492 |  | 7713.48 | 1 | 0.7121 | 3545.5611 | 10 |  | 11075.9658 | 5091.1539 | Per End Use Consumption | GS | 1 | 1 | 1 | 1 | 1 | 1 | 1 | 1 | 1 | 1 | 1 | 1 | CofEgs313 | CofE | gs | 313 | [32 empty] | 251.2066 | 70.851 | 50.4528
313 | HVAC | Controls | Offices | New | Facility Commissioning_VT | 2.1755 | 1.5492 |  | 7713.48 | 1 | 0.7121 | 3545.5611 | 10 |  | 11075.9658 | 5091.1539 | Per End Use Consumption | GS | 1 | 1 | 1 | 1 | 1 | 1 | 1 | 1 | 1 | 1 | 1 | 1 | CofNgs313 | CofN | gs | 313 | [32 empty] | 1.817 | 0.51247 | 0.36493
313 | HVAC | Controls | Restaurants | Existing | Facility Commissioning_VT | 0.98854 | 0.73628 |  | 4455.07 | 1 | 0.74481 | 4506.7038 | 10 |  | 2555.4612 | 2585.0788 | Per End Use Consumption | GS | 1 | 1 | 1 | 1 | 1 | 1 | 1 | 1 | 1 | 1 | 1 | 1 | CreEgs313 | CreE | gs | 313 | [32 empty] | 30.4703 | 6.7611 | 5.0358
313 | HVAC | Controls | Restaurants | New | Facility Commissioning_VT | 0.98854 | 0.73628 |  | 4455.07 | 1 | 0.74481 | 4506.7038 | 10 |  | 2555.4612 | 2585.0788 | Per End Use Consumption | GS | 1 | 1 | 1 | 1 | 1 | 1 | 1 | 1 | 1 | 1 | 1 | 1 | CreNgs313 | CreN | gs | 313 | [32 empty] | 0.44079 | 0.097808 | 0.072849
313 | HVAC | Controls | Retail | Existing | Facility Commissioning_VT | 2.3271 | 1.6571 |  | 8250.9 | 1 | 0.7121 | 3545.5611 | 10 |  | 14005.1596 | 6018.2707 | Per End Use Consumption | GS | 1 | 1 | 1 | 1 | 1 | 1 | 1 | 1 | 1 | 1 | 1 | 1 | CrtEgs313 | CrtE | gs | 313 | [32 empty] | 67.1218 | 18.9312 | 13.4809
313 | HVAC | Controls | Retail | New | Facility Commissioning_VT | 2.3271 | 1.6571 |  | 8250.9 | 1 | 0.7121 | 3545.5611 | 10 |  | 14005.1596 | 6018.2707 | Per End Use Consumption | GS | 1 | 1 | 1 | 1 | 1 | 1 | 1 | 1 | 1 | 1 | 1 | 1 | CrtNgs313 | CrtN | gs | 313 | [32 empty] | 0.74033 | 0.2088 | 0.14869
313 | HVAC | Controls | Schools K-12 | Existing | Facility Commissioning_VT | 1.9875 | 1.4153 |  | 7046.66 | 1 | 0.7121 | 3545.5611 | 10 |  | 9907.9352 | 4985.2256 | Per End Use Consumption | GS | 1 | 1 | 1 | 1 | 1 | 1 | 1 | 1 | 1 | 1 | 1 | 1 | CscEgs313 | CscE | gs | 313 | [32 empty] | 6.7675 | 1.9087 | 1.3592
313 | HVAC | Controls | Schools K-12 | New | Facility Commissioning_VT | 1.9875 | 1.4153 |  | 7046.66 | 1 | 0.7121 | 3545.5611 | 10 |  | 9907.9352 | 4985.2256 | Per End Use Consumption | GS | 1 | 1 | 1 | 1 | 1 | 1 | 1 | 1 | 1 | 1 | 1 | 1 | CscNgs313 | CscN | gs | 313 | [32 empty] | 0.097901 | 0.027612 | 0.019663
313 | HVAC | Controls | Warehouse | Existing | Facility Commissioning_VT | 0.21447 | 0.15272 |  | 760.4 | 1 | 0.7121 | 3545.5611 | 10 |  | 4982.9223 | 23234.1606 | Per End Use Consumption | GS | 1 | 1 | 1 | 1 | 1 | 1 | 1 | 1 | 1 | 1 | 1 | 1 | CwaEgs313 | CwaE | gs | 313 | [32 empty] | 1.8711 | 0.52773 | 0.3758
313 | HVAC | Controls | Warehouse | New | Facility Commissioning_VT | 0.21447 | 0.15272 |  | 760.4 | 1 | 0.7121 | 3545.5611 | 10 |  | 4982.9223 | 23234.1606 | Per End Use Consumption | GS | 1 | 1 | 1 | 1 | 1 | 1 | 1 | 1 | 1 | 1 | 1 | 1 | CwaNgs313 | CwaN | gs | 313 | [32 empty] | 0.020638 | 0.0058207 | 0.0041449
314 | HVAC | Controls | Assembly | Existing | Facility Energy Management System_SC | 6.2367 | 0 |  | 18725.38 | 1 | 0 | 3002.444 | 15 |  | 14876.8115 | 2385.3611 | Per End Use | GS | 1 | 1 | 1 | 1 | 1 | 1 | 1 | 1 | 1 | 1 | 1 | 1 | CasEgs314 | CasE | gs | 314 | [32 empty] | 0.29424 | 0.098002 | 0
314 | HVAC | Controls | Assembly | New | Facility Energy Management System_SC | 6.2367 | 0 |  | 18725.38 | 1 | 0 | 3002.444 | 15 |  | 14876.8115 | 2385.3611 | Per End Use | GS | 1 | 1 | 1 | 1 | 1 | 1 | 1 | 1 | 1 | 1 | 1 | 1 | CasNgs314 | CasN | gs | 314 | [32 empty] | 0.001376 | 0.0004583 | 0
314 | HVAC | Controls | College and University | Existing | Facility Energy Management System_SC | 1.5279 | 0 |  | 7535.89 | 1 | 0 | 4932.1338 | 15 |  | 15530.9607 | 10164.795 | Per End Use | GS | 1 | 1 | 1 | 1 | 1 | 1 | 1 | 1 | 1 | 1 | 1 | 1 | CcoEgs314 | CcoE | gs | 314 | [32 empty] | 0.0035377 | 0.00071728 | 0
314 | HVAC | Controls | College and University | New | Facility Energy Management System_SC | 1.5279 | 0 |  | 7535.89 | 1 | 0 | 4932.1338 | 15 |  | 15530.9607 | 10164.795 | Per End Use | GS | 1 | 1 | 1 | 1 | 1 | 1 | 1 | 1 | 1 | 1 | 1 | 1 | CcoNgs314 | CcoN | gs | 314 | [32 empty] | 0.00011725 | 2.3772e-05 | 0
314 | HVAC | Controls | Data Center | Existing | Facility Energy Management System_SC | 7.4995 | 0 |  | 36988.4 | 1 | 0 | 4932.1338 | 15 |  | 57637.7477 | 7685.574 | Per End Use | GS | 1 | 1 | 1 | 1 | 1 | 1 | 1 | 1 | 1 | 1 | 1 | 1 | CdaEgs314 | CdaE | gs | 314 | [32 empty] | 0.002116 | 0.00042902 | 0
314 | HVAC | Controls | Data Center | New | Facility Energy Management System_SC | 7.4995 | 0 |  | 36988.4 | 1 | 0 | 4932.1338 | 15 |  | 57637.7477 | 7685.574 | Per End Use | GS | 1 | 1 | 1 | 1 | 1 | 1 | 1 | 1 | 1 | 1 | 1 | 1 | CdaNgs314 | CdaN | gs | 314 | [32 empty] | 8.3163e-06 | 1.6862e-06 | 0
314 | HVAC | Controls | Grocery | Existing | Facility Energy Management System_SC | 0.43158 | 0 |  | 1521.9 | 1 | 0 | 3526.3542 | 15 |  | 1124.0754 | 2604.5654 | Per End Use | GS | 1 | 1 | 1 | 1 | 1 | 1 | 1 | 1 | 1 | 1 | 1 | 1 | CgrEgs314 | CgrE | gs | 314 | [32 empty] | 0.11713 | 0.033216 | 0
314 | HVAC | Controls | Grocery | New | Facility Energy Management System_SC | 0.43158 | 0 |  | 1521.9 | 1 | 0 | 3526.3542 | 15 |  | 1124.0754 | 2604.5654 | Per End Use | GS | 1 | 1 | 1 | 1 | 1 | 1 | 1 | 1 | 1 | 1 | 1 | 1 | CgrNgs314 | CgrN | gs | 314 | [32 empty] | 0.0003973 | 0.00011266 | 0
314 | HVAC | Controls | Healthcare | Existing | Facility Energy Management System_SC | 0.6406 | 0 |  | 3159.53 | 1 | 0 | 4932.1338 | 15 |  | 3354.9926 | 5237.2577 | Per End Use | GS | 1 | 1 | 1 | 1 | 1 | 1 | 1 | 1 | 1 | 1 | 1 | 1 | CheEgs314 | CheE | gs | 314 | [32 empty] | 0 | 0 | 0
314 | HVAC | Controls | Healthcare | New | Facility Energy Management System_SC | 0.6406 | 0 |  | 3159.53 | 1 | 0 | 4932.1338 | 15 |  | 3354.9926 | 5237.2577 | Per End Use | GS | 1 | 1 | 1 | 1 | 1 | 1 | 1 | 1 | 1 | 1 | 1 | 1 | CheNgs314 | CheN | gs | 314 | [32 empty] | 0 | 0 | 0
314 | HVAC | Controls | Hospitals | Existing | Facility Energy Management System_SC | 56.3664 | 0 |  | 278006.65 | 1 | 0 | 4932.1338 | 15 |  | 115647.5492 | 2051.7106 | Per End Use | GS | 1 | 1 | 1 | 1 | 1 | 1 | 1 | 1 | 1 | 1 | 1 | 1 | ChoEgs314 | ChoE | gs | 314 | [32 empty] | 0 | 0 | 0
314 | HVAC | Controls | Hospitals | New | Facility Energy Management System_SC | 56.3664 | 0 |  | 278006.65 | 1 | 0 | 4932.1338 | 15 |  | 115647.5492 | 2051.7106 | Per End Use | GS | 1 | 1 | 1 | 1 | 1 | 1 | 1 | 1 | 1 | 1 | 1 | 1 | ChoNgs314 | ChoN | gs | 314 | [32 empty] | 0 | 0 | 0
314 | HVAC | Controls | Institutional | Existing | Facility Energy Management System_SC | 0.74959 | 0 |  | 3697.06 | 1 | 0 | 4932.1338 | 15 |  | 8969.6482 | 11966.1313 | Per End Use | GS | 1 | 1 | 1 | 1 | 1 | 1 | 1 | 1 | 1 | 1 | 1 | 1 | CinEgs314 | CinE | gs | 314 | [32 empty] | 0.17848 | 0.036188 | 0
314 | HVAC | Controls | Institutional | New | Facility Energy Management System_SC | 0.74959 | 0 |  | 3697.06 | 1 | 0 | 4932.1338 | 15 |  | 8969.6482 | 11966.1313 | Per End Use | GS | 1 | 1 | 1 | 1 | 1 | 1 | 1 | 1 | 1 | 1 | 1 | 1 | CinNgs314 | CinN | gs | 314 | [32 empty] | 0.00038911 | 7.8893e-05 | 0
314 | HVAC | Controls | Lodging/Hospitality | Existing | Facility Energy Management System_SC | 5.7641 | 0 |  | 30098.38 | 1 | 0 | 5221.6594 | 15 |  | 28844.2808 | 5004.0903 | Per End Use | GS | 1 | 1 | 1 | 1 | 1 | 1 | 1 | 1 | 1 | 1 | 1 | 1 | CloEgs314 | CloE | gs | 314 | [32 empty] | 0.02609 | 0.0049966 | 0
314 | HVAC | Controls | Lodging/Hospitality | New | Facility Energy Management System_SC | 5.7641 | 0 |  | 30098.38 | 1 | 0 | 5221.6594 | 15 |  | 28844.2808 | 5004.0903 | Per End Use | GS | 1 | 1 | 1 | 1 | 1 | 1 | 1 | 1 | 1 | 1 | 1 | 1 | CloNgs314 | CloN | gs | 314 | [32 empty] | 0.00085742 | 0.0001642 | 0
314 | HVAC | Controls | Miscellaneous | Existing | Facility Energy Management System_SC | 2.2293 | 0 |  | 6693.39 | 1 | 0 | 3002.444 | 15 |  | 19076.5867 | 8557.1561 | Per End Use | GS | 1 | 1 | 1 | 1 | 1 | 1 | 1 | 1 | 1 | 1 | 1 | 1 | CmiEgs314 | CmiE | gs | 314 | [32 empty] | 0 | 0 | 0
314 | HVAC | Controls | Miscellaneous | New | Facility Energy Management System_SC | 2.2293 | 0 |  | 6693.39 | 1 | 0 | 3002.444 | 15 |  | 19076.5867 | 8557.1561 | Per End Use | GS | 1 | 1 | 1 | 1 | 1 | 1 | 1 | 1 | 1 | 1 | 1 | 1 | CmiNgs314 | CmiN | gs | 314 | [32 empty] | 0 | 0 | 0
314 | HVAC | Controls | Offices | Existing | Facility Energy Management System_SC | 2.8247 | 0 |  | 8480.93 | 1 | 0 | 3002.444 | 15 |  | 8634.8591 | 3056.9384 | Per End Use | GS | 1 | 1 | 1 | 1 | 1 | 1 | 1 | 1 | 1 | 1 | 1 | 1 | CofEgs314 | CofE | gs | 314 | [32 empty] | 0.87361 | 0.29097 | 0
314 | HVAC | Controls | Offices | New | Facility Energy Management System_SC | 2.8247 | 0 |  | 8480.93 | 1 | 0 | 3002.444 | 15 |  | 8634.8591 | 3056.9384 | Per End Use | GS | 1 | 1 | 1 | 1 | 1 | 1 | 1 | 1 | 1 | 1 | 1 | 1 | CofNgs314 | CofN | gs | 314 | [32 empty] | 0.0034005 | 0.0011326 | 0
314 | HVAC | Controls | Restaurants | Existing | Facility Energy Management System_SC | 2.0632 | 0 |  | 7275.42 | 1 | 0 | 3526.3542 | 15 |  | 2959.0557 | 1434.2373 | Per End Use | GS | 1 | 1 | 1 | 1 | 1 | 1 | 1 | 1 | 1 | 1 | 1 | 1 | CreEgs314 | CreE | gs | 314 | [32 empty] | 0.013666 | 0.0038755 | 0
314 | HVAC | Controls | Restaurants | New | Facility Energy Management System_SC | 2.0632 | 0 |  | 7275.42 | 1 | 0 | 3526.3542 | 15 |  | 2959.0557 | 1434.2373 | Per End Use | GS | 1 | 1 | 1 | 1 | 1 | 1 | 1 | 1 | 1 | 1 | 1 | 1 | CreNgs314 | CreN | gs | 314 | [32 empty] | 0.00063846 | 0.00018106 | 0
314 | HVAC | Controls | Retail | Existing | Facility Energy Management System_SC | 3.5789 | 0 |  | 10745.31 | 1 | 0 | 3002.444 | 15 |  | 12932.6058 | 3613.616 | Per End Use | GS | 1 | 1 | 1 | 1 | 1 | 1 | 1 | 1 | 1 | 1 | 1 | 1 | CrtEgs314 | CrtE | gs | 314 | [32 empty] | 0.40104 | 0.13357 | 0
314 | HVAC | Controls | Retail | New | Facility Energy Management System_SC | 3.5789 | 0 |  | 10745.31 | 1 | 0 | 3002.444 | 15 |  | 12932.6058 | 3613.616 | Per End Use | GS | 1 | 1 | 1 | 1 | 1 | 1 | 1 | 1 | 1 | 1 | 1 | 1 | CrtNgs314 | CrtN | gs | 314 | [32 empty] | 0.0022895 | 0.00076255 | 0
314 | HVAC | Controls | Schools K-12 | Existing | Facility Energy Management System_SC | 8.0236 | 0 |  | 24090.44 | 1 | 0 | 3002.444 | 15 |  | 24017.3431 | 2993.3338 | Per End Use | GS | 1 | 1 | 1 | 1 | 1 | 1 | 1 | 1 | 1 | 1 | 1 | 1 | CscEgs314 | CscE | gs | 314 | [32 empty] | 0.010921 | 0.0036373 | 0
314 | HVAC | Controls | Schools K-12 | New | Facility Energy Management System_SC | 8.0236 | 0 |  | 24090.44 | 1 | 0 | 3002.444 | 15 |  | 24017.3431 | 2993.3338 | Per End Use | GS | 1 | 1 | 1 | 1 | 1 | 1 | 1 | 1 | 1 | 1 | 1 | 1 | CscNgs314 | CscN | gs | 314 | [32 empty] | 0.00035889 | 0.00011953 | 0
314 | HVAC | Controls | Warehouse | Existing | Facility Energy Management System_SC | 0.96951 | 0 |  | 2910.89 | 1 | 0 | 3002.444 | 15 |  | 13525.3613 | 13950.7641 | Per End Use | GS | 1 | 1 | 1 | 1 | 1 | 1 | 1 | 1 | 1 | 1 | 1 | 1 | CwaEgs314 | CwaE | gs | 314 | [32 empty] | 0.0020398 | 0.00067938 | 0
314 | HVAC | Controls | Warehouse | New | Facility Energy Management System_SC | 0.96951 | 0 |  | 2910.89 | 1 | 0 | 3002.444 | 15 |  | 13525.3613 | 13950.7641 | Per End Use | GS | 1 | 1 | 1 | 1 | 1 | 1 | 1 | 1 | 1 | 1 | 1 | 1 | CwaNgs314 | CwaN | gs | 314 | [32 empty] | 1.1539e-05 | 3.8431e-06 | 0
315 | HVAC | Controls | Assembly | Existing | Facility Energy Management System_SH | 0 | 5.4323 |  | 2384.51 | 0 | 5.4323 | 2384.51 | 15 |  | 1894.4292 | 1894.4292 | Per End Use | GS | 1 | 1 | 1 | 1 | 1 | 1 | 1 | 1 | 1 | 1 | 1 | 1 | CasEgs315 | CasE | gs | 315 | [32 empty] | 1.813 | 0 | 4.1304
315 | HVAC | Controls | Assembly | New | Facility Energy Management System_SH | 0 | 5.4323 |  | 2384.51 | 0 | 5.4323 | 2384.51 | 15 |  | 1894.4292 | 1894.4292 | Per End Use | GS | 1 | 1 | 1 | 1 | 1 | 1 | 1 | 1 | 1 | 1 | 1 | 1 | CasNgs315 | CasN | gs | 315 | [32 empty] | 0.0093328 | 0 | 0.021261
315 | HVAC | Controls | College and University | Existing | Facility Energy Management System_SH | 0 | 0.22522 |  | 1170.62 | 0 | 0.22522 | 1170.62 | 15 |  | 2412.5688 | 2412.5688 | Per End Use | GS | 1 | 1 | 1 | 1 | 1 | 1 | 1 | 1 | 1 | 1 | 1 | 1 | CcoEgs315 | CcoE | gs | 315 | [32 empty] | 0.0020135 | 0 | 0.00038738
315 | HVAC | Controls | College and University | New | Facility Energy Management System_SH | 0 | 0.22522 |  | 1170.62 | 0 | 0.22522 | 1170.62 | 15 |  | 2412.5688 | 2412.5688 | Per End Use | GS | 1 | 1 | 1 | 1 | 1 | 1 | 1 | 1 | 1 | 1 | 1 | 1 | CcoNgs315 | CcoN | gs | 315 | [32 empty] | 7.7683e-05 | 0 | 1.4945e-05
315 | HVAC | Controls | Data Center | Existing | Facility Energy Management System_SH | 0 | 1.7187 |  | 8933.64 | 0 | 1.7187 | 8933.64 | 15 |  | 13920.983 | 13920.983 | Per End Use | GS | 1 | 1 | 1 | 1 | 1 | 1 | 1 | 1 | 1 | 1 | 1 | 1 | CdaEgs315 | CdaE | gs | 315 | [32 empty] | 0.0013894 | 0 | 0.0002673
315 | HVAC | Controls | Data Center | New | Facility Energy Management System_SH | 0 | 1.7187 |  | 8933.64 | 0 | 1.7187 | 8933.64 | 15 |  | 13920.983 | 13920.983 | Per End Use | GS | 1 | 1 | 1 | 1 | 1 | 1 | 1 | 1 | 1 | 1 | 1 | 1 | CdaNgs315 | CdaN | gs | 315 | [32 empty] | 5.964e-06 | 0 | 1.1474e-06
315 | HVAC | Controls | Grocery | Existing | Facility Energy Management System_SH | 0 | 0.79512 |  | 1034.58 | 0 | 0.79512 | 1034.58 | 15 |  | 764.1408 | 764.1408 | Per End Use | GS | 1 | 1 | 1 | 1 | 1 | 1 | 1 | 1 | 1 | 1 | 1 | 1 | CgrEgs315 | CgrE | gs | 315 | [32 empty] | 0.37088 | 0 | 0.28503
315 | HVAC | Controls | Grocery | New | Facility Energy Management System_SH | 0 | 0.79512 |  | 1034.58 | 0 | 0.79512 | 1034.58 | 15 |  | 764.1408 | 764.1408 | Per End Use | GS | 1 | 1 | 1 | 1 | 1 | 1 | 1 | 1 | 1 | 1 | 1 | 1 | CgrNgs315 | CgrN | gs | 315 | [32 empty] | 0.0014313 | 0 | 0.0011
315 | HVAC | Controls | Healthcare | Existing | Facility Energy Management System_SH | 0 | 0.30806 |  | 1601.21 | 0 | 0.30806 | 1601.21 | 15 |  | 1700.268 | 1700.268 | Per End Use | GS | 1 | 1 | 1 | 1 | 1 | 1 | 1 | 1 | 1 | 1 | 1 | 1 | CheEgs315 | CheE | gs | 315 | [32 empty] | 0.030409 | 0 | 0.0058505
315 | HVAC | Controls | Healthcare | New | Facility Energy Management System_SH | 0 | 0.30806 |  | 1601.21 | 0 | 0.30806 | 1601.21 | 15 |  | 1700.268 | 1700.268 | Per End Use | GS | 1 | 1 | 1 | 1 | 1 | 1 | 1 | 1 | 1 | 1 | 1 | 1 | CheNgs315 | CheN | gs | 315 | [32 empty] | 0.0016666 | 0 | 0.00032065
315 | HVAC | Controls | Hospitals | Existing | Facility Energy Management System_SH | 0 | 6.3116 |  | 32806.48 | 0 | 6.3116 | 32806.48 | 15 |  | 13647.116 | 13647.116 | Per End Use | GS | 1 | 1 | 1 | 1 | 1 | 1 | 1 | 1 | 1 | 1 | 1 | 1 | ChoEgs315 | ChoE | gs | 315 | [32 empty] | 0.10821 | 0 | 0.020819
315 | HVAC | Controls | Hospitals | New | Facility Energy Management System_SH | 0 | 6.3116 |  | 32806.48 | 0 | 6.3116 | 32806.48 | 15 |  | 13647.116 | 13647.116 | Per End Use | GS | 1 | 1 | 1 | 1 | 1 | 1 | 1 | 1 | 1 | 1 | 1 | 1 | ChoNgs315 | ChoN | gs | 315 | [32 empty] | 0.00055647 | 0 | 0.00010706
315 | HVAC | Controls | Institutional | Existing | Facility Energy Management System_SH | 0 | 0.21195 |  | 1101.65 | 0 | 0.21195 | 1101.65 | 15 |  | 2672.7759 | 2672.7759 | Per End Use | GS | 1 | 1 | 1 | 1 | 1 | 1 | 1 | 1 | 1 | 1 | 1 | 1 | CinEgs315 | CinE | gs | 315 | [32 empty] | 0.19228 | 0 | 0.036992
315 | HVAC | Controls | Institutional | New | Facility Energy Management System_SH | 0 | 0.21195 |  | 1101.65 | 0 | 0.21195 | 1101.65 | 15 |  | 2672.7759 | 2672.7759 | Per End Use | GS | 1 | 1 | 1 | 1 | 1 | 1 | 1 | 1 | 1 | 1 | 1 | 1 | CinNgs315 | CinN | gs | 315 | [32 empty] | 0.00046143 | 0 | 8.8774e-05
315 | HVAC | Controls | Lodging/Hospitality | Existing | Facility Energy Management System_SH | 0 | 2.2744 |  | 3452.84 | 0 | 2.2744 | 3452.84 | 15 |  | 3308.9717 | 3308.9717 | Per End Use | GS | 1 | 1 | 1 | 1 | 1 | 1 | 1 | 1 | 1 | 1 | 1 | 1 | CloEgs315 | CloE | gs | 315 | [32 empty] | 0.026192 | 0 | 0.017253
315 | HVAC | Controls | Lodging/Hospitality | New | Facility Energy Management System_SH | 0 | 2.2744 |  | 3452.84 | 0 | 2.2744 | 3452.84 | 15 |  | 3308.9717 | 3308.9717 | Per End Use | GS | 1 | 1 | 1 | 1 | 1 | 1 | 1 | 1 | 1 | 1 | 1 | 1 | CloNgs315 | CloN | gs | 315 | [32 empty] | 0.0010101 | 0 | 0.00066539
315 | HVAC | Controls | Miscellaneous | Existing | Facility Energy Management System_SH | 0 | 8.5484 |  | 3752.35 | 0 | 8.5484 | 3752.35 | 15 |  | 10694.4359 | 10694.4359 | Per End Use | GS | 1 | 1 | 1 | 1 | 1 | 1 | 1 | 1 | 1 | 1 | 1 | 1 | CmiEgs315 | CmiE | gs | 315 | [32 empty] | 1.1988 | 0 | 2.7311
315 | HVAC | Controls | Miscellaneous | New | Facility Energy Management System_SH | 0 | 8.5484 |  | 3752.35 | 0 | 8.5484 | 3752.35 | 15 |  | 10694.4359 | 10694.4359 | Per End Use | GS | 1 | 1 | 1 | 1 | 1 | 1 | 1 | 1 | 1 | 1 | 1 | 1 | CmiNgs315 | CmiN | gs | 315 | [32 empty] | 0.0077564 | 0 | 0.01767
315 | HVAC | Controls | Offices | Existing | Facility Energy Management System_SH | 0 | 9.8118 |  | 4306.93 | 0 | 9.8118 | 4306.93 | 15 |  | 4385.1009 | 4385.1009 | Per End Use | GS | 1 | 1 | 1 | 1 | 1 | 1 | 1 | 1 | 1 | 1 | 1 | 1 | CofEgs315 | CofE | gs | 315 | [32 empty] | 2.2775 | 0 | 5.1884
315 | HVAC | Controls | Offices | New | Facility Energy Management System_SH | 0 | 9.8118 |  | 4306.93 | 0 | 9.8118 | 4306.93 | 15 |  | 4385.1009 | 4385.1009 | Per End Use | GS | 1 | 1 | 1 | 1 | 1 | 1 | 1 | 1 | 1 | 1 | 1 | 1 | CofNgs315 | CofN | gs | 315 | [32 empty] | 0.0097596 | 0 | 0.022234
315 | HVAC | Controls | Restaurants | Existing | Facility Energy Management System_SH | 0 | 2.0421 |  | 2657.18 | 0 | 2.0421 | 2657.18 | 15 |  | 1080.7271 | 1080.7271 | Per End Use | GS | 1 | 1 | 1 | 1 | 1 | 1 | 1 | 1 | 1 | 1 | 1 | 1 | CreEgs315 | CreE | gs | 315 | [32 empty] | 0.092255 | 0 | 0.070902
315 | HVAC | Controls | Restaurants | New | Facility Energy Management System_SH | 0 | 2.0421 |  | 2657.18 | 0 | 2.0421 | 2657.18 | 15 |  | 1080.7271 | 1080.7271 | Per End Use | GS | 1 | 1 | 1 | 1 | 1 | 1 | 1 | 1 | 1 | 1 | 1 | 1 | CreNgs315 | CreN | gs | 315 | [32 empty] | 0.0050562 | 0 | 0.0038859
315 | HVAC | Controls | Retail | Existing | Facility Energy Management System_SH | 0 | 8.6914 |  | 3815.11 | 0 | 8.6914 | 3815.11 | 15 |  | 4591.7069 | 4591.7069 | Per End Use | GS | 1 | 1 | 1 | 1 | 1 | 1 | 1 | 1 | 1 | 1 | 1 | 1 | CrtEgs315 | CrtE | gs | 315 | [32 empty] | 1.1874 | 0 | 2.705
315 | HVAC | Controls | Retail | New | Facility Energy Management System_SH | 0 | 8.6914 |  | 3815.11 | 0 | 8.6914 | 3815.11 | 15 |  | 4591.7069 | 4591.7069 | Per End Use | GS | 1 | 1 | 1 | 1 | 1 | 1 | 1 | 1 | 1 | 1 | 1 | 1 | CrtNgs315 | CrtN | gs | 315 | [32 empty] | 0.0076393 | 0 | 0.017404
315 | HVAC | Controls | Schools K-12 | Existing | Facility Energy Management System_SH | 0 | 17.0869 |  | 7500.32 | 0 | 17.0869 | 7500.32 | 15 |  | 7477.562 | 7477.562 | Per End Use | GS | 1 | 1 | 1 | 1 | 1 | 1 | 1 | 1 | 1 | 1 | 1 | 1 | CscEgs315 | CscE | gs | 315 | [32 empty] | 0.011056 | 0 | 0.025187
315 | HVAC | Controls | Schools K-12 | New | Facility Energy Management System_SH | 0 | 17.0869 |  | 7500.32 | 0 | 17.0869 | 7500.32 | 15 |  | 7477.562 | 7477.562 | Per End Use | GS | 1 | 1 | 1 | 1 | 1 | 1 | 1 | 1 | 1 | 1 | 1 | 1 | CscNgs315 | CscN | gs | 315 | [32 empty] | 0.00042639 | 0 | 0.00097139
315 | HVAC | Controls | Warehouse | Existing | Facility Energy Management System_SH | 0 | 2.9097 |  | 1277.23 | 0 | 2.9097 | 1277.23 | 15 |  | 5934.6101 | 5934.6101 | Per End Use | GS | 1 | 1 | 1 | 1 | 1 | 1 | 1 | 1 | 1 | 1 | 1 | 1 | CwaEgs315 | CwaE | gs | 315 | [32 empty] | 0.029993 | 0 | 0.068329
315 | HVAC | Controls | Warehouse | New | Facility Energy Management System_SH | 0 | 2.9097 |  | 1277.23 | 0 | 2.9097 | 1277.23 | 15 |  | 5934.6101 | 5934.6101 | Per End Use | GS | 1 | 1 | 1 | 1 | 1 | 1 | 1 | 1 | 1 | 1 | 1 | 1 | CwaNgs315 | CwaN | gs | 315 | [32 empty] | 0.00019297 | 0 | 0.00043961
316 | HVAC | Controls | Assembly | Existing | Facility Energy Management System_VT | 0.16813 | 0.16813 |  | 1449.4 | 1 | 1 | 8620.6897 | 15 |  | 1151.5094 | 6848.9064 | Per End Use | GS | 1 | 1 | 1 | 1 | 1 | 1 | 1 | 1 | 1 | 1 | 1 | 1 | CasEgs316 | CasE | gs | 316 | [32 empty] | 0.9053 | 0.10462 | 0.10502
316 | HVAC | Controls | Assembly | New | Facility Energy Management System_VT | 0.16813 | 0.16813 |  | 1449.4 | 1 | 1 | 8620.6897 | 15 |  | 1151.5094 | 6848.9064 | Per End Use | GS | 1 | 1 | 1 | 1 | 1 | 1 | 1 | 1 | 1 | 1 | 1 | 1 | CasNgs316 | CasN | gs | 316 | [32 empty] | 0.0085059 | 0.000983 | 0.00098678
316 | HVAC | Controls | College and University | Existing | Facility Energy Management System_VT | 0.56863 | 0.56863 |  | 4901.99 | 1 | 1 | 8620.6897 | 15 |  | 10102.6705 | 17766.6595 | Per End Use | GS | 1 | 1 | 1 | 1 | 1 | 1 | 1 | 1 | 1 | 1 | 1 | 1 | CcoEgs316 | CcoE | gs | 316 | [32 empty] | 0.059379 | 0.0068623 | 0.0068887
316 | HVAC | Controls | College and University | New | Facility Energy Management System_VT | 0.56863 | 0.56863 |  | 4901.99 | 1 | 1 | 8620.6897 | 15 |  | 10102.6705 | 17766.6595 | Per End Use | GS | 1 | 1 | 1 | 1 | 1 | 1 | 1 | 1 | 1 | 1 | 1 | 1 | CcoNgs316 | CcoN | gs | 316 | [32 empty] | 0.0039286 | 0.00045401 | 0.00045576
316 | HVAC | Controls | Data Center | Existing | Facility Energy Management System_VT | 5.7077 | 4.0546 |  | 31189.37 | 1 | 0.71038 | 5464.4809 | 15 |  | 48601.3193 | 8515.112 | Per End Use | GS | 1 | 1 | 1 | 1 | 1 | 1 | 1 | 1 | 1 | 1 | 1 | 1 | CdaEgs316 | CdaE | gs | 316 | [32 empty] | 0.016205 | 0.0029653 | 0.0021016
316 | HVAC | Controls | Data Center | New | Facility Energy Management System_VT | 5.7077 | 4.0546 |  | 31189.37 | 1 | 0.71038 | 5464.4809 | 15 |  | 48601.3193 | 8515.112 | Per End Use | GS | 1 | 1 | 1 | 1 | 1 | 1 | 1 | 1 | 1 | 1 | 1 | 1 | CdaNgs316 | CdaN | gs | 316 | [32 empty] | 0.00012688 | 2.3217e-05 | 1.6455e-05
316 | HVAC | Controls | Grocery | Existing | Facility Energy Management System_VT | 0.27981 | 0.14944 |  | 1589.81 | 1 | 0.53409 | 5681.8182 | 15 |  | 1174.2337 | 4196.5912 | Per End Use | GS | 1 | 1 | 1 | 1 | 1 | 1 | 1 | 1 | 1 | 1 | 1 | 1 | CgrEgs316 | CgrE | gs | 316 | [32 empty] | 1.3716 | 0.2419 | 0.12924
316 | HVAC | Controls | Grocery | New | Facility Energy Management System_VT | 0.27981 | 0.14944 |  | 1589.81 | 1 | 0.53409 | 5681.8182 | 15 |  | 1174.2337 | 4196.5912 | Per End Use | GS | 1 | 1 | 1 | 1 | 1 | 1 | 1 | 1 | 1 | 1 | 1 | 1 | CgrNgs316 | CgrN | gs | 316 | [32 empty] | 0.009355 | 0.00165 | 0.00088148
316 | HVAC | Controls | Healthcare | Existing | Facility Energy Management System_VT | 0.81752 | 0.71741 |  | 5561.34 | 1 | 0.87755 | 6802.7211 | 15 |  | 5905.3893 | 7223.5678 | Per End Use | GS | 1 | 1 | 1 | 1 | 1 | 1 | 1 | 1 | 1 | 1 | 1 | 1 | CheEgs316 | CheE | gs | 316 | [32 empty] | 0.23291 | 0.034175 | 0.030156
316 | HVAC | Controls | Healthcare | New | Facility Energy Management System_VT | 0.81752 | 0.71741 |  | 5561.34 | 1 | 0.87755 | 6802.7211 | 15 |  | 5905.3893 | 7223.5678 | Per End Use | GS | 1 | 1 | 1 | 1 | 1 | 1 | 1 | 1 | 1 | 1 | 1 | 1 | CheNgs316 | CheN | gs | 316 | [32 empty] | 0.021898 | 0.003213 | 0.0028352
316 | HVAC | Controls | Hospitals | Existing | Facility Energy Management System_VT | 24.408 | 24.408 |  | 210413.99 | 1 | 1 | 8620.6897 | 15 |  | 87529.7848 | 3586.1071 | Per End Use | GS | 1 | 1 | 1 | 1 | 1 | 1 | 1 | 1 | 1 | 1 | 1 | 1 | ChoEgs316 | ChoE | gs | 316 | [32 empty] | 1.3456 | 0.15551 | 0.15611
316 | HVAC | Controls | Hospitals | New | Facility Energy Management System_VT | 24.408 | 24.408 |  | 210413.99 | 1 | 1 | 8620.6897 | 15 |  | 87529.7848 | 3586.1071 | Per End Use | GS | 1 | 1 | 1 | 1 | 1 | 1 | 1 | 1 | 1 | 1 | 1 | 1 | ChoNgs316 | ChoN | gs | 316 | [32 empty] | 0.012643 | 0.0014611 | 0.0014667
316 | HVAC | Controls | Institutional | Existing | Facility Energy Management System_VT | 0.18067 | 0.14101 |  | 1101.65 | 1 | 0.78049 | 6097.561 | 15 |  | 2672.7759 | 14793.6405 | Per End Use | GS | 1 | 1 | 1 | 1 | 1 | 1 | 1 | 1 | 1 | 1 | 1 | 1 | CinEgs316 | CinE | gs | 316 | [32 empty] | 0.35534 | 0.058281 | 0.045432
316 | HVAC | Controls | Institutional | New | Facility Energy Management System_VT | 0.18067 | 0.14101 |  | 1101.65 | 1 | 0.78049 | 6097.561 | 15 |  | 2672.7759 | 14793.6405 | Per End Use | GS | 1 | 1 | 1 | 1 | 1 | 1 | 1 | 1 | 1 | 1 | 1 | 1 | CinNgs316 | CinN | gs | 316 | [32 empty] | 0.001558 | 0.00025554 | 0.0001992
316 | HVAC | Controls | Lodging/Hospitality | Existing | Facility Energy Management System_VT | 2.488 | 2.0424 |  | 18567.18 | 1 | 0.8209 | 7462.6866 | 15 |  | 17793.5475 | 7151.7413 | Per End Use | GS | 1 | 1 | 1 | 1 | 1 | 1 | 1 | 1 | 1 | 1 | 1 | 1 | CloEgs316 | CloE | gs | 316 | [32 empty] | 0.3443 | 0.046076 | 0.038015
316 | HVAC | Controls | Lodging/Hospitality | New | Facility Energy Management System_VT | 2.488 | 2.0424 |  | 18567.18 | 1 | 0.8209 | 7462.6866 | 15 |  | 17793.5475 | 7151.7413 | Per End Use | GS | 1 | 1 | 1 | 1 | 1 | 1 | 1 | 1 | 1 | 1 | 1 | 1 | CloNgs316 | CloN | gs | 316 | [32 empty] | 0.022779 | 0.0030484 | 0.0025151
316 | HVAC | Controls | Miscellaneous | Existing | Facility Energy Management System_VT | 0.58461 | 0.41529 |  | 3194.57 | 1 | 0.71038 | 5464.4809 | 15 |  | 9104.7274 | 15574.1176 | Per End Use | GS | 1 | 1 | 1 | 1 | 1 | 1 | 1 | 1 | 1 | 1 | 1 | 1 | CmiEgs316 | CmiE | gs | 316 | [32 empty] | 2.0285 | 0.37118 | 0.26307
316 | HVAC | Controls | Miscellaneous | New | Facility Energy Management System_VT | 0.58461 | 0.41529 |  | 3194.57 | 1 | 0.71038 | 5464.4809 | 15 |  | 9104.7274 | 15574.1176 | Per End Use | GS | 1 | 1 | 1 | 1 | 1 | 1 | 1 | 1 | 1 | 1 | 1 | 1 | CmiNgs316 | CmiN | gs | 316 | [32 empty] | 0.02319 | 0.0042434 | 0.0030074
316 | HVAC | Controls | Offices | Existing | Facility Energy Management System_VT | 1.3233 | 0.94008 |  | 7231.39 | 1 | 0.71038 | 5464.4809 | 15 |  | 7362.6399 | 5563.6614 | Per End Use | GS | 1 | 1 | 1 | 1 | 1 | 1 | 1 | 1 | 1 | 1 | 1 | 1 | CofEgs316 | CofE | gs | 316 | [32 empty] | 9.5143 | 1.741 | 1.2339
316 | HVAC | Controls | Offices | New | Facility Energy Management System_VT | 1.3233 | 0.94008 |  | 7231.39 | 1 | 0.71038 | 5464.4809 | 15 |  | 7362.6399 | 5563.6614 | Per End Use | GS | 1 | 1 | 1 | 1 | 1 | 1 | 1 | 1 | 1 | 1 | 1 | 1 | CofNgs316 | CofN | gs | 316 | [32 empty] | 0.074494 | 0.013631 | 0.0096611
316 | HVAC | Controls | Restaurants | Existing | Facility Energy Management System_VT | 0.63902 | 0.48867 |  | 4176.63 | 1 | 0.76471 | 6535.9477 | 15 |  | 1698.7172 | 2658.2979 | Per End Use | GS | 1 | 1 | 1 | 1 | 1 | 1 | 1 | 1 | 1 | 1 | 1 | 1 | CreEgs316 | CreE | gs | 316 | [32 empty] | 0.19336 | 0.029507 | 0.022637
316 | HVAC | Controls | Restaurants | New | Facility Energy Management System_VT | 0.63902 | 0.48867 |  | 4176.63 | 1 | 0.76471 | 6535.9477 | 15 |  | 1698.7172 | 2658.2979 | Per End Use | GS | 1 | 1 | 1 | 1 | 1 | 1 | 1 | 1 | 1 | 1 | 1 | 1 | CreNgs316 | CreN | gs | 316 | [32 empty] | 0.018179 | 0.0027741 | 0.0021282
316 | HVAC | Controls | Retail | Existing | Facility Energy Management System_VT | 0.89729 | 0.89729 |  | 7735.22 | 1 | 1 | 8620.6897 | 15 |  | 9309.7873 | 10375.5016 | Per End Use | GS | 1 | 1 | 1 | 1 | 1 | 1 | 1 | 1 | 1 | 1 | 1 | 1 | CrtEgs316 | CrtE | gs | 316 | [32 empty] | 3.7239 | 0.43036 | 0.43202
316 | HVAC | Controls | Retail | New | Facility Energy Management System_VT | 0.89729 | 0.89729 |  | 7735.22 | 1 | 1 | 8620.6897 | 15 |  | 9309.7873 | 10375.5016 | Per End Use | GS | 1 | 1 | 1 | 1 | 1 | 1 | 1 | 1 | 1 | 1 | 1 | 1 | CrtNgs316 | CrtN | gs | 316 | [32 empty] | 0.042333 | 0.0048923 | 0.0049111
316 | HVAC | Controls | Schools K-12 | Existing | Facility Energy Management System_VT | 1.2089 | 0.85881 |  | 6606.24 | 1 | 0.71038 | 5464.4809 | 15 |  | 6586.1949 | 5447.9002 | Per End Use | GS | 1 | 1 | 1 | 1 | 1 | 1 | 1 | 1 | 1 | 1 | 1 | 1 | CscEgs316 | CscE | gs | 316 | [32 empty] | 0.061028 | 0.011167 | 0.0079146
316 | HVAC | Controls | Schools K-12 | New | Facility Energy Management System_VT | 1.2089 | 0.85881 |  | 6606.24 | 1 | 0.71038 | 5464.4809 | 15 |  | 6586.1949 | 5447.9002 | Per End Use | GS | 1 | 1 | 1 | 1 | 1 | 1 | 1 | 1 | 1 | 1 | 1 | 1 | CscNgs316 | CscN | gs | 316 | [32 empty] | 0.0040376 | 0.00073883 | 0.00052364
316 | HVAC | Controls | Warehouse | Existing | Facility Energy Management System_VT | 0.13046 | 0.092673 |  | 712.87 | 1 | 0.71038 | 5464.4809 | 15 |  | 3312.3286 | 25390.5431 | Per End Use | GS | 1 | 1 | 1 | 1 | 1 | 1 | 1 | 1 | 1 | 1 | 1 | 1 | CwaEgs316 | CwaE | gs | 316 | [32 empty] | 0.10381 | 0.018995 | 0.013463
316 | HVAC | Controls | Warehouse | New | Facility Energy Management System_VT | 0.13046 | 0.092673 |  | 712.87 | 1 | 0.71038 | 5464.4809 | 15 |  | 3312.3286 | 25390.5431 | Per End Use | GS | 1 | 1 | 1 | 1 | 1 | 1 | 1 | 1 | 1 | 1 | 1 | 1 | CwaNgs316 | CwaN | gs | 316 | [32 empty] | 0.0011801 | 0.00021594 | 0.00015304
317 | HVAC | Controls | Assembly | Existing | Hotel Card Energy Control Systems | 0.28181 | 0.36717 |  | 1007.29 | 1 | 1.3029 | 3574.3533 | 8 |  | 361 | 1281.003 | Per End Use Consumption | GS | 1 | 1 | 1 | 1 | 1 | 1 | 1 | 1 | 1 | 1 | 1 | 1 | CasEgs317 | CasE | gs | 317 | [32 empty] | 0 | 0 | 0
317 | HVAC | Controls | Assembly | New | Hotel Card Energy Control Systems | 0.28181 | 0.36717 |  | 1007.29 | 1 | 1.3029 | 3574.3533 | 8 |  | 361 | 1281.003 | Per End Use Consumption | GS | 1 | 1 | 1 | 1 | 1 | 1 | 1 | 1 | 1 | 1 | 1 | 1 | CasNgs317 | CasN | gs | 317 | [32 empty] | 0 | 0 | 0
317 | HVAC | Controls | College and University | Existing | Hotel Card Energy Control Systems | 0.17155 | 0.031007 |  | 1007.29 | 1 | 0.18075 | 5871.6129 | 8 |  | 361 | 2104.3118 | Per End Use Consumption | GS | 1 | 1 | 1 | 1 | 1 | 1 | 1 | 1 | 1 | 1 | 1 | 1 | CcoEgs317 | CcoE | gs | 317 | [32 empty] | 0 | 0 | 0
317 | HVAC | Controls | College and University | New | Hotel Card Energy Control Systems | 0.17155 | 0.031007 |  | 1007.29 | 1 | 0.18075 | 5871.6129 | 8 |  | 361 | 2104.3118 | Per End Use Consumption | GS | 1 | 1 | 1 | 1 | 1 | 1 | 1 | 1 | 1 | 1 | 1 | 1 | CcoNgs317 | CcoN | gs | 317 | [32 empty] | 0 | 0 | 0
317 | HVAC | Controls | Data Center | Existing | Hotel Card Energy Control Systems | 0.17155 | 0.031007 |  | 1007.29 | 1 | 0.18075 | 5871.6129 | 8 |  | 361 | 2104.3118 | Per End Use Consumption | GS | 1 | 1 | 1 | 1 | 1 | 1 | 1 | 1 | 1 | 1 | 1 | 1 | CdaEgs317 | CdaE | gs | 317 | [32 empty] | 0 | 0 | 0
317 | HVAC | Controls | Data Center | New | Hotel Card Energy Control Systems | 0.17155 | 0.031007 |  | 1007.29 | 1 | 0.18075 | 5871.6129 | 8 |  | 361 | 2104.3118 | Per End Use Consumption | GS | 1 | 1 | 1 | 1 | 1 | 1 | 1 | 1 | 1 | 1 | 1 | 1 | CdaNgs317 | CdaN | gs | 317 | [32 empty] | 0 | 0 | 0
317 | HVAC | Controls | Grocery | Existing | Hotel Card Energy Control Systems | 0.23994 | 0.12387 |  | 1007.29 | 1 | 0.51623 | 4198.0586 | 8 |  | 361 | 1504.5311 | Per End Use Consumption | GS | 1 | 1 | 1 | 1 | 1 | 1 | 1 | 1 | 1 | 1 | 1 | 1 | CgrEgs317 | CgrE | gs | 317 | [32 empty] | 0 | 0 | 0
317 | HVAC | Controls | Grocery | New | Hotel Card Energy Control Systems | 0.23994 | 0.12387 |  | 1007.29 | 1 | 0.51623 | 4198.0586 | 8 |  | 361 | 1504.5311 | Per End Use Consumption | GS | 1 | 1 | 1 | 1 | 1 | 1 | 1 | 1 | 1 | 1 | 1 | 1 | CgrNgs317 | CgrN | gs | 317 | [32 empty] | 0 | 0 | 0
317 | HVAC | Controls | Healthcare | Existing | Hotel Card Energy Control Systems | 0.17155 | 0.031007 |  | 1007.29 | 1 | 0.18075 | 5871.6129 | 8 |  | 361 | 2104.3118 | Per End Use Consumption | GS | 1 | 1 | 1 | 1 | 1 | 1 | 1 | 1 | 1 | 1 | 1 | 1 | CheEgs317 | CheE | gs | 317 | [32 empty] | 0 | 0 | 0
317 | HVAC | Controls | Healthcare | New | Hotel Card Energy Control Systems | 0.17155 | 0.031007 |  | 1007.29 | 1 | 0.18075 | 5871.6129 | 8 |  | 361 | 2104.3118 | Per End Use Consumption | GS | 1 | 1 | 1 | 1 | 1 | 1 | 1 | 1 | 1 | 1 | 1 | 1 | CheNgs317 | CheN | gs | 317 | [32 empty] | 0 | 0 | 0
317 | HVAC | Controls | Hospitals | Existing | Hotel Card Energy Control Systems | 0.17155 | 0.031007 |  | 1007.29 | 1 | 0.18075 | 5871.6129 | 8 |  | 361 | 2104.3118 | Per End Use Consumption | GS | 1 | 1 | 1 | 1 | 1 | 1 | 1 | 1 | 1 | 1 | 1 | 1 | ChoEgs317 | ChoE | gs | 317 | [32 empty] | 0 | 0 | 0
317 | HVAC | Controls | Hospitals | New | Hotel Card Energy Control Systems | 0.17155 | 0.031007 |  | 1007.29 | 1 | 0.18075 | 5871.6129 | 8 |  | 361 | 2104.3118 | Per End Use Consumption | GS | 1 | 1 | 1 | 1 | 1 | 1 | 1 | 1 | 1 | 1 | 1 | 1 | ChoNgs317 | ChoN | gs | 317 | [32 empty] | 0 | 0 | 0
317 | HVAC | Controls | Institutional | Existing | Hotel Card Energy Control Systems | 0.17155 | 0.031007 |  | 1007.29 | 1 | 0.18075 | 5871.6129 | 8 |  | 361 | 2104.3118 | Per End Use Consumption | GS | 1 | 1 | 1 | 1 | 1 | 1 | 1 | 1 | 1 | 1 | 1 | 1 | CinEgs317 | CinE | gs | 317 | [32 empty] | 0 | 0 | 0
317 | HVAC | Controls | Institutional | New | Hotel Card Energy Control Systems | 0.17155 | 0.031007 |  | 1007.29 | 1 | 0.18075 | 5871.6129 | 8 |  | 361 | 2104.3118 | Per End Use Consumption | GS | 1 | 1 | 1 | 1 | 1 | 1 | 1 | 1 | 1 | 1 | 1 | 1 | CinNgs317 | CinN | gs | 317 | [32 empty] | 0 | 0 | 0
317 | HVAC | Controls | Lodging/Hospitality | Existing | Hotel Card Energy Control Systems | 0.16204 | 0.10616 |  | 1007.29 | 1 | 0.65517 | 6216.2877 | 8 |  | 361 | 2227.8389 | Per End Use Consumption | GS | 1 | 1 | 1 | 1 | 1 | 1 | 1 | 1 | 1 | 1 | 1 | 1 | CloEgs317 | CloE | gs | 317 | [32 empty] | 0.036983 | 0.0070826 | 0
317 | HVAC | Controls | Lodging/Hospitality | New | Hotel Card Energy Control Systems | 0.16204 | 0.10616 |  | 1007.29 | 1 | 0.65517 | 6216.2877 | 8 |  | 361 | 2227.8389 | Per End Use Consumption | GS | 1 | 1 | 1 | 1 | 1 | 1 | 1 | 1 | 1 | 1 | 1 | 1 | CloNgs317 | CloN | gs | 317 | [32 empty] | 0.00026148 | 5.0075e-05 | 0
317 | HVAC | Controls | Miscellaneous | Existing | Hotel Card Energy Control Systems | 0.28181 | 0.36717 |  | 1007.29 | 1 | 1.3029 | 3574.3533 | 8 |  | 361 | 1281.003 | Per End Use Consumption | GS | 1 | 1 | 1 | 1 | 1 | 1 | 1 | 1 | 1 | 1 | 1 | 1 | CmiEgs317 | CmiE | gs | 317 | [32 empty] | 0 | 0 | 0
317 | HVAC | Controls | Miscellaneous | New | Hotel Card Energy Control Systems | 0.28181 | 0.36717 |  | 1007.29 | 1 | 1.3029 | 3574.3533 | 8 |  | 361 | 1281.003 | Per End Use Consumption | GS | 1 | 1 | 1 | 1 | 1 | 1 | 1 | 1 | 1 | 1 | 1 | 1 | CmiNgs317 | CmiN | gs | 317 | [32 empty] | 0 | 0 | 0
317 | HVAC | Controls | Offices | Existing | Hotel Card Energy Control Systems | 0.28181 | 0.36717 |  | 1007.29 | 1 | 1.3029 | 3574.3533 | 8 |  | 361 | 1281.003 | Per End Use Consumption | GS | 1 | 1 | 1 | 1 | 1 | 1 | 1 | 1 | 1 | 1 | 1 | 1 | CofEgs317 | CofE | gs | 317 | [32 empty] | 0 | 0 | 0
317 | HVAC | Controls | Offices | New | Hotel Card Energy Control Systems | 0.28181 | 0.36717 |  | 1007.29 | 1 | 1.3029 | 3574.3533 | 8 |  | 361 | 1281.003 | Per End Use Consumption | GS | 1 | 1 | 1 | 1 | 1 | 1 | 1 | 1 | 1 | 1 | 1 | 1 | CofNgs317 | CofN | gs | 317 | [32 empty] | 0 | 0 | 0
317 | HVAC | Controls | Restaurants | Existing | Hotel Card Energy Control Systems | 0.23994 | 0.12387 |  | 1007.29 | 1 | 0.51623 | 4198.0586 | 8 |  | 361 | 1504.5311 | Per End Use Consumption | GS | 1 | 1 | 1 | 1 | 1 | 1 | 1 | 1 | 1 | 1 | 1 | 1 | CreEgs317 | CreE | gs | 317 | [32 empty] | 0 | 0 | 0
317 | HVAC | Controls | Restaurants | New | Hotel Card Energy Control Systems | 0.23994 | 0.12387 |  | 1007.29 | 1 | 0.51623 | 4198.0586 | 8 |  | 361 | 1504.5311 | Per End Use Consumption | GS | 1 | 1 | 1 | 1 | 1 | 1 | 1 | 1 | 1 | 1 | 1 | 1 | CreNgs317 | CreN | gs | 317 | [32 empty] | 0 | 0 | 0
317 | HVAC | Controls | Retail | Existing | Hotel Card Energy Control Systems | 0.28181 | 0.36717 |  | 1007.29 | 1 | 1.3029 | 3574.3533 | 8 |  | 361 | 1281.003 | Per End Use Consumption | GS | 1 | 1 | 1 | 1 | 1 | 1 | 1 | 1 | 1 | 1 | 1 | 1 | CrtEgs317 | CrtE | gs | 317 | [32 empty] | 0 | 0 | 0
317 | HVAC | Controls | Retail | New | Hotel Card Energy Control Systems | 0.28181 | 0.36717 |  | 1007.29 | 1 | 1.3029 | 3574.3533 | 8 |  | 361 | 1281.003 | Per End Use Consumption | GS | 1 | 1 | 1 | 1 | 1 | 1 | 1 | 1 | 1 | 1 | 1 | 1 | CrtNgs317 | CrtN | gs | 317 | [32 empty] | 0 | 0 | 0
317 | HVAC | Controls | Schools K-12 | Existing | Hotel Card Energy Control Systems | 0.28181 | 0.36717 |  | 1007.29 | 1 | 1.3029 | 3574.3533 | 8 |  | 361 | 1281.003 | Per End Use Consumption | GS | 1 | 1 | 1 | 1 | 1 | 1 | 1 | 1 | 1 | 1 | 1 | 1 | CscEgs317 | CscE | gs | 317 | [32 empty] | 0 | 0 | 0
317 | HVAC | Controls | Schools K-12 | New | Hotel Card Energy Control Systems | 0.28181 | 0.36717 |  | 1007.29 | 1 | 1.3029 | 3574.3533 | 8 |  | 361 | 1281.003 | Per End Use Consumption | GS | 1 | 1 | 1 | 1 | 1 | 1 | 1 | 1 | 1 | 1 | 1 | 1 | CscNgs317 | CscN | gs | 317 | [32 empty] | 0 | 0 | 0
317 | HVAC | Controls | Warehouse | Existing | Hotel Card Energy Control Systems | 0.28181 | 0.36717 |  | 1007.29 | 1 | 1.3029 | 3574.3533 | 8 |  | 361 | 1281.003 | Per End Use Consumption | GS | 1 | 1 | 1 | 1 | 1 | 1 | 1 | 1 | 1 | 1 | 1 | 1 | CwaEgs317 | CwaE | gs | 317 | [32 empty] | 0 | 0 | 0
317 | HVAC | Controls | Warehouse | New | Hotel Card Energy Control Systems | 0.28181 | 0.36717 |  | 1007.29 | 1 | 1.3029 | 3574.3533 | 8 |  | 361 | 1281.003 | Per End Use Consumption | GS | 1 | 1 | 1 | 1 | 1 | 1 | 1 | 1 | 1 | 1 | 1 | 1 | CwaNgs317 | CwaN | gs | 317 | [32 empty] | 0 | 0 | 0
318 | HVAC | Controls | Assembly | Existing | Programmable thermostat | 0.83156 | 1.3037 |  | 3069 | 1 | 1.5678 | 3690.6424 | 11 |  | 79.84 | 96.012 | Per End Use Consumption | GS | 1 | 1 | 1 | 1 | 1 | 1 | 1 | 1 | 1 | 1 | 1 | 1 | CasEgs318 | CasE | gs | 318 | [32 empty] | 2.1991 | 0.054957 | 4.6341
318 | HVAC | Controls | Assembly | New | Programmable thermostat | 0.83156 | 1.3037 |  | 3069 | 1 | 1.5678 | 3690.6424 | 11 |  | 79.84 | 96.012 | Per End Use Consumption | GS | 1 | 1 | 1 | 1 | 1 | 1 | 1 | 1 | 1 | 1 | 1 | 1 | CasNgs318 | CasN | gs | 318 | [32 empty] | 0.013311 | 0.00024485 | 0.028649
318 | HVAC | Controls | College and University | Existing | Programmable thermostat | 0.20372 | 0.054052 |  | 1285.74 | 1 | 0.26532 | 6311.2111 | 11 |  | 304.39 | 1494.1353 | Per End Use Consumption | GS | 1 | 1 | 1 | 1 | 1 | 1 | 1 | 1 | 1 | 1 | 1 | 1 | CcoEgs318 | CcoE | gs | 318 | [32 empty] | 0.045038 | 0.0041427 | 0.004734
318 | HVAC | Controls | College and University | New | Programmable thermostat | 0.20372 | 0.054052 |  | 1285.74 | 1 | 0.26532 | 6311.2111 | 11 |  | 304.39 | 1494.1353 | Per End Use Consumption | GS | 1 | 1 | 1 | 1 | 1 | 1 | 1 | 1 | 1 | 1 | 1 | 1 | CcoNgs318 | CcoN | gs | 318 | [32 empty] | 0.00023539 | 1.7242e-05 | 2.8925e-05
318 | HVAC | Controls | Data Center | Existing | Programmable thermostat | 0.99993 | 0.4125 |  | 7075.86 | 1 | 0.41253 | 7076.3533 | 11 |  | 1152.69 | 1152.7704 | Per End Use Consumption | GS | 1 | 1 | 1 | 1 | 1 | 1 | 1 | 1 | 1 | 1 | 1 | 1 | CdaEgs318 | CdaE | gs | 318 | [32 empty] | 0.0071049 | 0.00059155 | 0.00080559
318 | HVAC | Controls | Data Center | New | Programmable thermostat | 0.99993 | 0.4125 |  | 7075.86 | 1 | 0.41253 | 7076.3533 | 11 |  | 1152.69 | 1152.7704 | Per End Use Consumption | GS | 1 | 1 | 1 | 1 | 1 | 1 | 1 | 1 | 1 | 1 | 1 | 1 | CdaNgs318 | CdaN | gs | 318 | [32 empty] | 3.8947e-05 | 2.6449e-06 | 4.9832e-06
318 | HVAC | Controls | Grocery | Existing | Programmable thermostat | 0.057544 | 0.19083 |  | 451.22 | 1 | 3.3162 | 7841.3243 | 11 |  | 19.96 | 346.8659 | Per End Use Consumption | GS | 1 | 1 | 1 | 1 | 1 | 1 | 1 | 1 | 1 | 1 | 1 | 1 | CgrEgs318 | CgrE | gs | 318 | [32 empty] | 0.36321 | 0.01516 | 0.23805
318 | HVAC | Controls | Grocery | New | Programmable thermostat | 0.057544 | 0.19083 |  | 451.22 | 1 | 3.3162 | 7841.3243 | 11 |  | 19.96 | 346.8659 | Per End Use Consumption | GS | 1 | 1 | 1 | 1 | 1 | 1 | 1 | 1 | 1 | 1 | 1 | 1 | CgrNgs318 | CgrN | gs | 318 | [32 empty] | 0.002147 | 6.4791e-05 | 0.0014745
318 | HVAC | Controls | Healthcare | Existing | Programmable thermostat | 0.085413 | 0.073934 |  | 805.56 | 1 | 0.8656 | 9431.3142 | 11 |  | 84.83 | 993.1704 | Per End Use Consumption | GS | 1 | 1 | 1 | 1 | 1 | 1 | 1 | 1 | 1 | 1 | 1 | 1 | CheEgs318 | CheE | gs | 318 | [32 empty] | 0.53695 | 0 | 0.1033
318 | HVAC | Controls | Healthcare | New | Programmable thermostat | 0.085413 | 0.073934 |  | 805.56 | 1 | 0.8656 | 9431.3142 | 11 |  | 84.83 | 993.1704 | Per End Use Consumption | GS | 1 | 1 | 1 | 1 | 1 | 1 | 1 | 1 | 1 | 1 | 1 | 1 | CheNgs318 | CheN | gs | 318 | [32 empty] | 0.0032958 | 0 | 0.00063409
318 | HVAC | Controls | Hospitals | Existing | Programmable thermostat | 7.5155 | 1.5148 |  | 44941.11 | 1 | 0.20156 | 5979.7739 | 11 |  | 838.32 | 111.5452 | Per End Use Consumption | GS | 1 | 1 | 1 | 1 | 1 | 1 | 1 | 1 | 1 | 1 | 1 | 1 | ChoEgs318 | ChoE | gs | 318 | [32 empty] | 0.12605 | 0 | 0.02425
318 | HVAC | Controls | Hospitals | New | Programmable thermostat | 7.5155 | 1.5148 |  | 44941.11 | 1 | 0.20156 | 5979.7739 | 11 |  | 838.32 | 111.5452 | Per End Use Consumption | GS | 1 | 1 | 1 | 1 | 1 | 1 | 1 | 1 | 1 | 1 | 1 | 1 | ChoNgs318 | ChoN | gs | 318 | [32 empty] | 0.00077846 | 0 | 0.00014977
318 | HVAC | Controls | Institutional | Existing | Programmable thermostat | 0.099945 | 0.050868 |  | 757.34 | 1 | 0.50896 | 7577.6002 | 11 |  | 84.83 | 848.7705 | Per End Use Consumption | GS | 1 | 1 | 1 | 1 | 1 | 1 | 1 | 1 | 1 | 1 | 1 | 1 | CinEgs318 | CinE | gs | 318 | [32 empty] | 0.32647 | 0.021697 | 0.042221
318 | HVAC | Controls | Institutional | New | Programmable thermostat | 0.099945 | 0.050868 |  | 757.34 | 1 | 0.50896 | 7577.6002 | 11 |  | 84.83 | 848.7705 | Per End Use Consumption | GS | 1 | 1 | 1 | 1 | 1 | 1 | 1 | 1 | 1 | 1 | 1 | 1 | CinNgs318 | CinN | gs | 318 | [32 empty] | 0.0018331 | 9.6077e-05 | 0.00026151
318 | HVAC | Controls | Lodging/Hospitality | Existing | Programmable thermostat | 0.76855 | 0.54586 |  | 4841.8 | 1 | 0.71024 | 6299.894 | 11 |  | 134.73 | 175.3035 | Per End Use Consumption | GS | 1 | 1 | 1 | 1 | 1 | 1 | 1 | 1 | 1 | 1 | 1 | 1 | CloEgs318 | CloE | gs | 318 | [32 empty] | 0.47166 | 0.029421 | 0.20949
318 | HVAC | Controls | Lodging/Hospitality | New | Programmable thermostat | 0.76855 | 0.54586 |  | 4841.8 | 1 | 0.71024 | 6299.894 | 11 |  | 134.73 | 175.3035 | Per End Use Consumption | GS | 1 | 1 | 1 | 1 | 1 | 1 | 1 | 1 | 1 | 1 | 1 | 1 | CloNgs318 | CloN | gs | 318 | [32 empty] | 0.002591 | 0.00012226 | 0.0012862
318 | HVAC | Controls | Miscellaneous | Existing | Programmable thermostat | 0.29724 | 2.0516 |  | 1793.02 | 1 | 6.9023 | 6032.2059 | 11 |  | 1152.69 | 3877.962 | Per End Use Consumption | GS | 1 | 1 | 1 | 1 | 1 | 1 | 1 | 1 | 1 | 1 | 1 | 1 | CmiEgs318 | CmiE | gs | 318 | [32 empty] | 0.75406 | 0 | 1.7179
318 | HVAC | Controls | Miscellaneous | New | Programmable thermostat | 0.29724 | 2.0516 |  | 1793.02 | 1 | 6.9023 | 6032.2059 | 11 |  | 1152.69 | 3877.962 | Per End Use Consumption | GS | 1 | 1 | 1 | 1 | 1 | 1 | 1 | 1 | 1 | 1 | 1 | 1 | CmiNgs318 | CmiN | gs | 318 | [32 empty] | 0.0046546 | 0 | 0.010604
318 | HVAC | Controls | Offices | Existing | Programmable thermostat | 0.37662 | 2.3548 |  | 2164.45 | 1 | 6.2525 | 5746.9909 | 11 |  | 64.87 | 172.2411 | Per End Use Consumption | GS | 1 | 1 | 1 | 1 | 1 | 1 | 1 | 1 | 1 | 1 | 1 | 1 | CofEgs318 | CofE | gs | 318 | [32 empty] | 8.6475 | 0.44229 | 16.675
318 | HVAC | Controls | Offices | New | Programmable thermostat | 0.37662 | 2.3548 |  | 2164.45 | 1 | 6.2525 | 5746.9909 | 11 |  | 64.87 | 172.2411 | Per End Use Consumption | GS | 1 | 1 | 1 | 1 | 1 | 1 | 1 | 1 | 1 | 1 | 1 | 1 | CofNgs318 | CofN | gs | 318 | [32 empty] | 0.047923 | 0.0018294 | 0.096662
318 | HVAC | Controls | Restaurants | Existing | Programmable thermostat | 0.27509 | 0.49011 |  | 1607.78 | 1 | 1.7817 | 5844.5888 | 11 |  | 24.95 | 90.698 | Per End Use Consumption | GS | 1 | 1 | 1 | 1 | 1 | 1 | 1 | 1 | 1 | 1 | 1 | 1 | CreEgs318 | CreE | gs | 318 | [32 empty] | 1.8488 | 0.038266 | 1.3172
318 | HVAC | Controls | Restaurants | New | Programmable thermostat | 0.27509 | 0.49011 |  | 1607.78 | 1 | 1.7817 | 5844.5888 | 11 |  | 24.95 | 90.698 | Per End Use Consumption | GS | 1 | 1 | 1 | 1 | 1 | 1 | 1 | 1 | 1 | 1 | 1 | 1 | CreNgs318 | CreN | gs | 318 | [32 empty] | 0.010396 | 0.00014763 | 0.0075897
318 | HVAC | Controls | Retail | Existing | Programmable thermostat | 0.47718 | 2.0859 |  | 2348.34 | 1 | 4.3714 | 4921.2746 | 11 |  | 49.9 | 104.5724 | Per End Use Consumption | GS | 1 | 1 | 1 | 1 | 1 | 1 | 1 | 1 | 1 | 1 | 1 | 1 | CrtEgs318 | CrtE | gs | 318 | [32 empty] | 2.1583 | 0.10278 | 4.214
318 | HVAC | Controls | Retail | New | Programmable thermostat | 0.47718 | 2.0859 |  | 2348.34 | 1 | 4.3714 | 4921.2746 | 11 |  | 49.9 | 104.5724 | Per End Use Consumption | GS | 1 | 1 | 1 | 1 | 1 | 1 | 1 | 1 | 1 | 1 | 1 | 1 | CrtNgs318 | CrtN | gs | 318 | [32 empty] | 0.011952 | 0.00041055 | 0.024419
318 | HVAC | Controls | Schools K-12 | Existing | Programmable thermostat | 1.0698 | 4.1009 |  | 5012.14 | 1 | 3.8332 | 4685.0525 | 11 |  | 209.58 | 195.903 | Per End Use Consumption | GS | 1 | 1 | 1 | 1 | 1 | 1 | 1 | 1 | 1 | 1 | 1 | 1 | CscEgs318 | CscE | gs | 318 | [32 empty] | 0.19883 | 0.020127 | 0.31529
318 | HVAC | Controls | Schools K-12 | New | Programmable thermostat | 1.0698 | 4.1009 |  | 5012.14 | 1 | 3.8332 | 4685.0525 | 11 |  | 209.58 | 195.903 | Per End Use Consumption | GS | 1 | 1 | 1 | 1 | 1 | 1 | 1 | 1 | 1 | 1 | 1 | 1 | CscNgs318 | CscN | gs | 318 | [32 empty] | 0.0011006 | 8.3559e-05 | 0.0019358
318 | HVAC | Controls | Warehouse | Existing | Programmable thermostat | 0.12927 | 0.69832 |  | 694.65 | 1 | 5.4021 | 5373.7188 | 11 |  | 64.87 | 501.8256 | Per End Use Consumption | GS | 1 | 1 | 1 | 1 | 1 | 1 | 1 | 1 | 1 | 1 | 1 | 1 | CwaEgs318 | CwaE | gs | 318 | [32 empty] | 0.043375 | 0.00044437 | 0.095776
318 | HVAC | Controls | Warehouse | New | Programmable thermostat | 0.12927 | 0.69832 |  | 694.65 | 1 | 5.4021 | 5373.7188 | 11 |  | 64.87 | 501.8256 | Per End Use Consumption | GS | 1 | 1 | 1 | 1 | 1 | 1 | 1 | 1 | 1 | 1 | 1 | 1 | CwaNgs318 | CwaN | gs | 318 | [32 empty] | 0.00026142 | 1.859e-06 | 0.00058285
319 | HVAC | Controls | Assembly | Existing | Smart thermostat | 2.9105 | 2.5351 |  | 9851.28 | 1 | 0.87101 | 3384.7755 | 11 |  | 2880 | 989.5317 | Per End Use Consumption | GS | 1 | 1 | 1 | 1 | 1 | 1 | 1 | 1 | 1 | 1 | 1 | 1 | CasEgs319 | CasE | gs | 319 | [32 empty] | 4.6487 | 0.20615 | 9.1804
319 | HVAC | Controls | Assembly | New | Smart thermostat | 2.9105 | 2.5351 |  | 9851.28 | 1 | 0.87101 | 3384.7755 | 11 |  | 2880 | 989.5317 | Per End Use Consumption | GS | 1 | 1 | 1 | 1 | 1 | 1 | 1 | 1 | 1 | 1 | 1 | 1 | CasNgs319 | CasN | gs | 319 | [32 empty] | 0.028197 | 0.0010938 | 0.056755
319 | HVAC | Controls | College and University | Existing | Smart thermostat | 0.71303 | 0.1051 |  | 4063.04 | 1 | 0.1474 | 5698.3023 | 11 |  | 10980 | 15399.1491 | Per End Use Consumption | GS | 1 | 1 | 1 | 1 | 1 | 1 | 1 | 1 | 1 | 1 | 1 | 1 | CcoEgs319 | CcoE | gs | 319 | [32 empty] | 0.12967 | 0.016083 | 0.0096864
319 | HVAC | Controls | College and University | New | Smart thermostat | 0.71303 | 0.1051 |  | 4063.04 | 1 | 0.1474 | 5698.3023 | 11 |  | 10980 | 15399.1491 | Per End Use Consumption | GS | 1 | 1 | 1 | 1 | 1 | 1 | 1 | 1 | 1 | 1 | 1 | 1 | CcoNgs319 | CcoN | gs | 319 | [32 empty] | 0.0007048 | 8.0202e-05 | 5.9492e-05
319 | HVAC | Controls | Data Center | Existing | Smart thermostat | 3.4997 | 0.80208 |  | 21430.28 | 1 | 0.22918 | 6123.3838 | 11 |  | 41580 | 11880.8667 | Per End Use Consumption | GS | 1 | 1 | 1 | 1 | 1 | 1 | 1 | 1 | 1 | 1 | 1 | 1 | CdaEgs319 | CdaE | gs | 319 | [32 empty] | 0.020356 | 0.0023943 | 0.0016442
319 | HVAC | Controls | Data Center | New | Smart thermostat | 3.4997 | 0.80208 |  | 21430.28 | 1 | 0.22918 | 6123.3838 | 11 |  | 41580 | 11880.8667 | Per End Use Consumption | GS | 1 | 1 | 1 | 1 | 1 | 1 | 1 | 1 | 1 | 1 | 1 | 1 | CdaNgs319 | CdaN | gs | 319 | [32 empty] | 0.00011608 | 1.2817e-05 | 1.0171e-05
319 | HVAC | Controls | Grocery | Existing | Smart thermostat | 0.2014 | 0.37105 |  | 1193.02 | 1 | 1.8423 | 5923.5338 | 11 |  | 720 | 3574.9144 | Per End Use Consumption | GS | 1 | 1 | 1 | 1 | 1 | 1 | 1 | 1 | 1 | 1 | 1 | 1 | CgrEgs319 | CgrE | gs | 319 | [32 empty] | 0.81523 | 0.057172 | 0.47159
319 | HVAC | Controls | Grocery | New | Smart thermostat | 0.2014 | 0.37105 |  | 1193.02 | 1 | 1.8423 | 5923.5338 | 11 |  | 720 | 3574.9144 | Per End Use Consumption | GS | 1 | 1 | 1 | 1 | 1 | 1 | 1 | 1 | 1 | 1 | 1 | 1 | CgrNgs319 | CgrN | gs | 319 | [32 empty] | 0.0048414 | 0.0002951 | 0.002921
319 | HVAC | Controls | Healthcare | Existing | Smart thermostat | 0.29895 | 0.14376 |  | 2221.68 | 1 | 0.48089 | 7431.6857 | 11 |  | 3060 | 10235.9288 | Per End Use Consumption | GS | 1 | 1 | 1 | 1 | 1 | 1 | 1 | 1 | 1 | 1 | 1 | 1 | CheEgs319 | CheE | gs | 319 | [32 empty] | 1.0725 | 0 | 0.20635
319 | HVAC | Controls | Healthcare | New | Smart thermostat | 0.29895 | 0.14376 |  | 2221.68 | 1 | 0.48089 | 7431.6857 | 11 |  | 3060 | 10235.9288 | Per End Use Consumption | GS | 1 | 1 | 1 | 1 | 1 | 1 | 1 | 1 | 1 | 1 | 1 | 1 | CheNgs319 | CheN | gs | 319 | [32 empty] | 0.0065833 | 0 | 0.0012666
319 | HVAC | Controls | Hospitals | Existing | Smart thermostat | 26.3043 | 2.9454 |  | 145046.13 | 1 | 0.11198 | 5514.1687 | 11 |  | 30240 | 1149.6237 | Per End Use Consumption | GS | 1 | 1 | 1 | 1 | 1 | 1 | 1 | 1 | 1 | 1 | 1 | 1 | ChoEgs319 | ChoE | gs | 319 | [32 empty] | 0.24971 | 0 | 0.048041
319 | HVAC | Controls | Hospitals | New | Smart thermostat | 26.3043 | 2.9454 |  | 145046.13 | 1 | 0.11198 | 5514.1687 | 11 |  | 30240 | 1149.6237 | Per End Use Consumption | GS | 1 | 1 | 1 | 1 | 1 | 1 | 1 | 1 | 1 | 1 | 1 | 1 | ChoNgs319 | ChoN | gs | 319 | [32 empty] | 0.0015422 | 0 | 0.0002967
319 | HVAC | Controls | Institutional | Existing | Smart thermostat | 0.34981 | 0.098908 |  | 2239.39 | 1 | 0.28275 | 6401.8208 | 11 |  | 3060 | 8747.7266 | Per End Use Consumption | GS | 1 | 1 | 1 | 1 | 1 | 1 | 1 | 1 | 1 | 1 | 1 | 1 | CinEgs319 | CinE | gs | 319 | [32 empty] | 0.83903 | 0.080157 | 0.085361
319 | HVAC | Controls | Institutional | New | Smart thermostat | 0.34981 | 0.098908 |  | 2239.39 | 1 | 0.28275 | 6401.8208 | 11 |  | 3060 | 8747.7266 | Per End Use Consumption | GS | 1 | 1 | 1 | 1 | 1 | 1 | 1 | 1 | 1 | 1 | 1 | 1 | CinNgs319 | CinN | gs | 319 | [32 empty] | 0.0048604 | 0.00042828 | 0.0005287
319 | HVAC | Controls | Lodging/Hospitality | Existing | Smart thermostat | 2.6899 | 1.0614 |  | 15657.24 | 1 | 0.39458 | 5820.6952 | 11 |  | 4860 | 1806.7411 | Per End Use Consumption | GS | 1 | 1 | 1 | 1 | 1 | 1 | 1 | 1 | 1 | 1 | 1 | 1 | CloEgs319 | CloE | gs | 319 | [32 empty] | 1.2469 | 0.11337 | 0.4314
319 | HVAC | Controls | Lodging/Hospitality | New | Smart thermostat | 2.6899 | 1.0614 |  | 15657.24 | 1 | 0.39458 | 5820.6952 | 11 |  | 4860 | 1806.7411 | Per End Use Consumption | GS | 1 | 1 | 1 | 1 | 1 | 1 | 1 | 1 | 1 | 1 | 1 | 1 | CloNgs319 | CloN | gs | 319 | [32 empty] | 0.0069523 | 0.00056137 | 0.0026486
319 | HVAC | Controls | Miscellaneous | Existing | Smart thermostat | 1.0403 | 3.9893 |  | 4874.68 | 1 | 3.8346 | 4685.6309 | 11 |  | 41580 | 39967.451 | Per End Use Consumption | GS | 1 | 1 | 1 | 1 | 1 | 1 | 1 | 1 | 1 | 1 | 1 | 1 | CmiEgs319 | CmiE | gs | 319 | [32 empty] | 1.5383 | 0 | 3.5045
319 | HVAC | Controls | Miscellaneous | New | Smart thermostat | 1.0403 | 3.9893 |  | 4874.68 | 1 | 3.8346 | 4685.6309 | 11 |  | 41580 | 39967.451 | Per End Use Consumption | GS | 1 | 1 | 1 | 1 | 1 | 1 | 1 | 1 | 1 | 1 | 1 | 1 | CmiNgs319 | CmiN | gs | 319 | [32 empty] | 0.0094956 | 0 | 0.021632
319 | HVAC | Controls | Offices | Existing | Smart thermostat | 1.3182 | 4.5789 |  | 5967.67 | 1 | 3.4736 | 4527.1913 | 11 |  | 2340 | 1775.1698 | Per End Use Consumption | GS | 1 | 1 | 1 | 1 | 1 | 1 | 1 | 1 | 1 | 1 | 1 | 1 | CofEgs319 | CofE | gs | 319 | [32 empty] | 19.8581 | 1.6435 | 33.9982
319 | HVAC | Controls | Offices | New | Smart thermostat | 1.3182 | 4.5789 |  | 5967.67 | 1 | 3.4736 | 4527.1913 | 11 |  | 2340 | 1775.1698 | Per End Use Consumption | GS | 1 | 1 | 1 | 1 | 1 | 1 | 1 | 1 | 1 | 1 | 1 | 1 | CofNgs319 | CofN | gs | 319 | [32 empty] | 0.1112 | 0.0082222 | 0.19708
319 | HVAC | Controls | Restaurants | Existing | Smart thermostat | 0.96281 | 0.953 |  | 4635.21 | 1 | 0.98981 | 4814.2662 | 11 |  | 900 | 934.7666 | Per End Use Consumption | GS | 1 | 1 | 1 | 1 | 1 | 1 | 1 | 1 | 1 | 1 | 1 | 1 | CreEgs319 | CreE | gs | 319 | [32 empty] | 3.9845 | 0.13939 | 2.6845
319 | HVAC | Controls | Restaurants | New | Smart thermostat | 0.96281 | 0.953 |  | 4635.21 | 1 | 0.98981 | 4814.2662 | 11 |  | 900 | 934.7666 | Per End Use Consumption | GS | 1 | 1 | 1 | 1 | 1 | 1 | 1 | 1 | 1 | 1 | 1 | 1 | CreNgs319 | CreN | gs | 319 | [32 empty] | 0.022413 | 0.0006484 | 0.015468
319 | HVAC | Controls | Retail | Existing | Smart thermostat | 1.6701 | 4.056 |  | 6794.86 | 1 | 2.4285 | 4068.4521 | 11 |  | 1800 | 1077.7579 | Per End Use Consumption | GS | 1 | 1 | 1 | 1 | 1 | 1 | 1 | 1 | 1 | 1 | 1 | 1 | CrtEgs319 | CrtE | gs | 319 | [32 empty] | 4.9805 | 0.39799 | 8.6242
319 | HVAC | Controls | Retail | New | Smart thermostat | 1.6701 | 4.056 |  | 6794.86 | 1 | 2.4285 | 4068.4521 | 11 |  | 1800 | 1077.7579 | Per End Use Consumption | GS | 1 | 1 | 1 | 1 | 1 | 1 | 1 | 1 | 1 | 1 | 1 | 1 | CrtNgs319 | CrtN | gs | 319 | [32 empty] | 0.027744 | 0.0019342 | 0.049976
319 | HVAC | Controls | Schools K-12 | Existing | Smart thermostat | 3.7444 | 7.9739 |  | 14742.35 | 1 | 2.1296 | 3937.223 | 11 |  | 7560 | 2019.0408 | Per End Use Consumption | GS | 1 | 1 | 1 | 1 | 1 | 1 | 1 | 1 | 1 | 1 | 1 | 1 | CscEgs319 | CscE | gs | 319 | [32 empty] | 0.49987 | 0.074413 | 0.62979
319 | HVAC | Controls | Schools K-12 | New | Smart thermostat | 3.7444 | 7.9739 |  | 14742.35 | 1 | 2.1296 | 3937.223 | 11 |  | 7560 | 2019.0408 | Per End Use Consumption | GS | 1 | 1 | 1 | 1 | 1 | 1 | 1 | 1 | 1 | 1 | 1 | 1 | CscNgs319 | CscN | gs | 319 | [32 empty] | 0.0028064 | 0.00036939 | 0.0038667
319 | HVAC | Controls | Warehouse | Existing | Smart thermostat | 0.45244 | 1.3579 |  | 1954.46 | 1 | 3.0012 | 4319.8366 | 11 |  | 2340 | 5171.9747 | Per End Use Consumption | GS | 1 | 1 | 1 | 1 | 1 | 1 | 1 | 1 | 1 | 1 | 1 | 1 | CwaEgs319 | CwaE | gs | 319 | [32 empty] | 0.091575 | 0.001647 | 0.19736
319 | HVAC | Controls | Warehouse | New | Smart thermostat | 0.45244 | 1.3579 |  | 1954.46 | 1 | 3.0012 | 4319.8366 | 11 |  | 2340 | 5171.9747 | Per End Use Consumption | GS | 1 | 1 | 1 | 1 | 1 | 1 | 1 | 1 | 1 | 1 | 1 | 1 | CwaNgs319 | CwaN | gs | 319 | [32 empty] | 0.00055941 | 8.2088e-06 | 0.0012183
320 | HVAC | DX | Assembly | Existing | DX Coil Cleaning | 0.045733 | 0 |  | 137.31 | 1 | 0 | 3002.444 | 3 |  | 52.5 | 1147.974 | Per Unit | GS | 1.0063 | 0.98564 | 1.0265 | 1.0441 | 1.0994 | 1.0901 | 1.0679 | 1.0965 | 1.0642 | 1.0547 | 1.0277 | 1.0297 | CasEgs320 | CasE | gs | 320 | [32 empty] | 57.646 | 19.1997 | 0
320 | HVAC | DX | Assembly | New | DX Coil Cleaning | 0.045733 | 0 |  | 137.31 | 1 | 0 | 3002.444 | 3 |  | 52.5 | 1147.974 | Per Unit | GS | 1.0063 | 0.98564 | 1.0265 | 1.0441 | 1.0994 | 1.0901 | 1.0679 | 1.0965 | 1.0642 | 1.0547 | 1.0277 | 1.0297 | CasNgs320 | CasN | gs | 320 | [32 empty] | 0.42513 | 0.1416 | 0
320 | HVAC | DX | College and University | Existing | DX Coil Cleaning | 0.030887 | 0 |  | 152.34 | 1 | 0 | 4932.1338 | 3 |  | 52.5 | 1699.731 | Per Unit | GS | 1.0063 | 0.98564 | 1.0265 | 1.0441 | 1.0994 | 1.0901 | 1.0679 | 1.0965 | 1.0642 | 1.0547 | 1.0277 | 1.0297 | CcoEgs320 | CcoE | gs | 320 | [32 empty] | 3.5545 | 0.72068 | 0
320 | HVAC | DX | College and University | New | DX Coil Cleaning | 0.030887 | 0 |  | 152.34 | 1 | 0 | 4932.1338 | 3 |  | 52.5 | 1699.731 | Per Unit | GS | 1.0063 | 0.98564 | 1.0265 | 1.0441 | 1.0994 | 1.0901 | 1.0679 | 1.0965 | 1.0642 | 1.0547 | 1.0277 | 1.0297 | CcoNgs320 | CcoN | gs | 320 | [32 empty] | 0.025211 | 0.0051115 | 0
320 | HVAC | DX | Data Center | Existing | DX Coil Cleaning | 0.057405 | 0 |  | 283.13 | 1 | 0 | 4932.1338 | 3 |  | 52.5 | 914.5517 | Per Unit | GS | 1.0063 | 0.98564 | 1.0265 | 1.0441 | 1.0994 | 1.0901 | 1.0679 | 1.0965 | 1.0642 | 1.0547 | 1.0277 | 1.0297 | CdaEgs320 | CdaE | gs | 320 | [32 empty] | 0.085417 | 0.017318 | 0
320 | HVAC | DX | Data Center | New | DX Coil Cleaning | 0.057405 | 0 |  | 283.13 | 1 | 0 | 4932.1338 | 3 |  | 52.5 | 914.5517 | Per Unit | GS | 1.0063 | 0.98564 | 1.0265 | 1.0441 | 1.0994 | 1.0901 | 1.0679 | 1.0965 | 1.0642 | 1.0547 | 1.0277 | 1.0297 | CdaNgs320 | CdaN | gs | 320 | [32 empty] | 0.00062441 | 0.0001266 | 0
320 | HVAC | DX | Grocery | Existing | DX Coil Cleaning | 0.021518 | 0 |  | 75.88 | 1 | 0 | 3526.3541 | 3 |  | 52.5 | 2439.8207 | Per Unit | GS | 1.0063 | 0.98564 | 1.0265 | 1.0441 | 1.0994 | 1.0901 | 1.0679 | 1.0965 | 1.0642 | 1.0547 | 1.0277 | 1.0297 | CgrEgs320 | CgrE | gs | 320 | [32 empty] | 8.7972 | 2.4947 | 0
320 | HVAC | DX | Grocery | New | DX Coil Cleaning | 0.021518 | 0 |  | 75.88 | 1 | 0 | 3526.3541 | 3 |  | 52.5 | 2439.8207 | Per Unit | GS | 1.0063 | 0.98564 | 1.0265 | 1.0441 | 1.0994 | 1.0901 | 1.0679 | 1.0965 | 1.0642 | 1.0547 | 1.0277 | 1.0297 | CgrNgs320 | CgrN | gs | 320 | [32 empty] | 0.064878 | 0.018398 | 0
320 | HVAC | DX | Healthcare | Existing | DX Coil Cleaning | 0.060603 | 0 |  | 298.9 | 1 | 0 | 4932.1338 | 3 |  | 52.5 | 866.2999 | Per Unit | GS | 1.0063 | 0.98564 | 1.0265 | 1.0441 | 1.0994 | 1.0901 | 1.0679 | 1.0965 | 1.0642 | 1.0547 | 1.0277 | 1.0297 | CheEgs320 | CheE | gs | 320 | [32 empty] | 9.8958 | 2.0064 | 0
320 | HVAC | DX | Healthcare | New | DX Coil Cleaning | 0.060603 | 0 |  | 298.9 | 1 | 0 | 4932.1338 | 3 |  | 52.5 | 866.2999 | Per Unit | GS | 1.0063 | 0.98564 | 1.0265 | 1.0441 | 1.0994 | 1.0901 | 1.0679 | 1.0965 | 1.0642 | 1.0547 | 1.0277 | 1.0297 | CheNgs320 | CheN | gs | 320 | [32 empty] | 0.067781 | 0.013743 | 0
320 | HVAC | DX | Hospitals | Existing | DX Coil Cleaning | 0.057405 | 0 |  | 283.13 | 1 | 0 | 4932.1338 | 3 |  | 52.5 | 914.5517 | Per Unit | GS | 1.0063 | 0.98564 | 1.0265 | 1.0441 | 1.0994 | 1.0901 | 1.0679 | 1.0965 | 1.0642 | 1.0547 | 1.0277 | 1.0297 | ChoEgs320 | ChoE | gs | 320 | [32 empty] | 6.8957 | 1.3981 | 0
320 | HVAC | DX | Hospitals | New | DX Coil Cleaning | 0.057405 | 0 |  | 283.13 | 1 | 0 | 4932.1338 | 3 |  | 52.5 | 914.5517 | Per Unit | GS | 1.0063 | 0.98564 | 1.0265 | 1.0441 | 1.0994 | 1.0901 | 1.0679 | 1.0965 | 1.0642 | 1.0547 | 1.0277 | 1.0297 | ChoNgs320 | ChoN | gs | 320 | [32 empty] | 0.050855 | 0.010311 | 0
320 | HVAC | DX | Institutional | Existing | DX Coil Cleaning | 0.01505 | 0 |  | 74.23 | 1 | 0 | 4932.1338 | 3 |  | 52.5 | 3488.307 | Per Unit | GS | 1.0063 | 0.98564 | 1.0265 | 1.0441 | 1.0994 | 1.0901 | 1.0679 | 1.0965 | 1.0642 | 1.0547 | 1.0277 | 1.0297 | CinEgs320 | CinE | gs | 320 | [32 empty] | 8.0121 | 1.6245 | 0
320 | HVAC | DX | Institutional | New | DX Coil Cleaning | 0.01505 | 0 |  | 74.23 | 1 | 0 | 4932.1338 | 3 |  | 52.5 | 3488.307 | Per Unit | GS | 1.0063 | 0.98564 | 1.0265 | 1.0441 | 1.0994 | 1.0901 | 1.0679 | 1.0965 | 1.0642 | 1.0547 | 1.0277 | 1.0297 | CinNgs320 | CinN | gs | 320 | [32 empty] | 0.054352 | 0.01102 | 0
320 | HVAC | DX | Lodging/Hospitality | Existing | DX Coil Cleaning | 0.043454 | 0 |  | 226.9 | 1 | 0 | 5221.6594 | 3 |  | 52.5 | 1208.1848 | Per Unit | GS | 1.0063 | 0.98564 | 1.0265 | 1.0441 | 1.0994 | 1.0901 | 1.0679 | 1.0965 | 1.0642 | 1.0547 | 1.0277 | 1.0297 | CloEgs320 | CloE | gs | 320 | [32 empty] | 1.0539 | 0.20183 | 0
320 | HVAC | DX | Lodging/Hospitality | New | DX Coil Cleaning | 0.043454 | 0 |  | 226.9 | 1 | 0 | 5221.6594 | 3 |  | 52.5 | 1208.1848 | Per Unit | GS | 1.0063 | 0.98564 | 1.0265 | 1.0441 | 1.0994 | 1.0901 | 1.0679 | 1.0965 | 1.0642 | 1.0547 | 1.0277 | 1.0297 | CloNgs320 | CloN | gs | 320 | [32 empty] | 0.0077724 | 0.0014885 | 0
320 | HVAC | DX | Miscellaneous | Existing | DX Coil Cleaning | 0.025549 | 0 |  | 76.71 | 1 | 0 | 3002.444 | 3 |  | 52.5 | 2054.86 | Per Unit | GS | 1.0063 | 0.98564 | 1.0265 | 1.0441 | 1.0994 | 1.0901 | 1.0679 | 1.0965 | 1.0642 | 1.0547 | 1.0277 | 1.0297 | CmiEgs320 | CmiE | gs | 320 | [32 empty] | 25.9816 | 8.6535 | 0
320 | HVAC | DX | Miscellaneous | New | DX Coil Cleaning | 0.025549 | 0 |  | 76.71 | 1 | 0 | 3002.444 | 3 |  | 52.5 | 2054.86 | Per Unit | GS | 1.0063 | 0.98564 | 1.0265 | 1.0441 | 1.0994 | 1.0901 | 1.0679 | 1.0965 | 1.0642 | 1.0547 | 1.0277 | 1.0297 | CmiNgs320 | CmiN | gs | 320 | [32 empty] | 0.19161 | 0.063819 | 0
320 | HVAC | DX | Offices | Existing | DX Coil Cleaning | 0.051481 | 0 |  | 154.57 | 1 | 0 | 3002.444 | 3 |  | 52.5 | 1019.7859 | Per Unit | GS | 1.0063 | 0.98564 | 1.0265 | 1.0441 | 1.0994 | 1.0901 | 1.0679 | 1.0965 | 1.0642 | 1.0547 | 1.0277 | 1.0297 | CofEgs320 | CofE | gs | 320 | [32 empty] | 105.9202 | 35.278 | 0
320 | HVAC | DX | Offices | New | DX Coil Cleaning | 0.051481 | 0 |  | 154.57 | 1 | 0 | 3002.444 | 3 |  | 52.5 | 1019.7859 | Per Unit | GS | 1.0063 | 0.98564 | 1.0265 | 1.0441 | 1.0994 | 1.0901 | 1.0679 | 1.0965 | 1.0642 | 1.0547 | 1.0277 | 1.0297 | CofNgs320 | CofN | gs | 320 | [32 empty] | 0.75126 | 0.25022 | 0
320 | HVAC | DX | Restaurants | Existing | DX Coil Cleaning | 0.063128 | 0 |  | 222.61 | 1 | 0 | 3526.3542 | 3 |  | 52.5 | 831.65 | Per Unit | GS | 1.0063 | 0.98564 | 1.0265 | 1.0441 | 1.0994 | 1.0901 | 1.0679 | 1.0965 | 1.0642 | 1.0547 | 1.0277 | 1.0297 | CreEgs320 | CreE | gs | 320 | [32 empty] | 29.8842 | 8.4745 | 0
320 | HVAC | DX | Restaurants | New | DX Coil Cleaning | 0.063128 | 0 |  | 222.61 | 1 | 0 | 3526.3542 | 3 |  | 52.5 | 831.65 | Per Unit | GS | 1.0063 | 0.98564 | 1.0265 | 1.0441 | 1.0994 | 1.0901 | 1.0679 | 1.0965 | 1.0642 | 1.0547 | 1.0277 | 1.0297 | CreNgs320 | CreN | gs | 320 | [32 empty] | 0.22039 | 0.062499 | 0
320 | HVAC | DX | Retail | Existing | DX Coil Cleaning | 0.058109 | 0 |  | 174.47 | 1 | 0 | 3002.444 | 3 |  | 52.5 | 903.4694 | Per Unit | GS | 1.0063 | 0.98564 | 1.0265 | 1.0441 | 1.0994 | 1.0901 | 1.0679 | 1.0965 | 1.0642 | 1.0547 | 1.0277 | 1.0297 | CrtEgs320 | CrtE | gs | 320 | [32 empty] | 49.3265 | 16.4288 | 0
320 | HVAC | DX | Retail | New | DX Coil Cleaning | 0.058109 | 0 |  | 174.47 | 1 | 0 | 3002.444 | 3 |  | 52.5 | 903.4694 | Per Unit | GS | 1.0063 | 0.98564 | 1.0265 | 1.0441 | 1.0994 | 1.0901 | 1.0679 | 1.0965 | 1.0642 | 1.0547 | 1.0277 | 1.0297 | CrtNgs320 | CrtN | gs | 320 | [32 empty] | 0.36378 | 0.12116 | 0
320 | HVAC | DX | Schools K-12 | Existing | DX Coil Cleaning | 0.050519 | 0 |  | 151.68 | 1 | 0 | 3002.444 | 3 |  | 52.5 | 1039.2162 | Per Unit | GS | 1.0063 | 0.98564 | 1.0265 | 1.0441 | 1.0994 | 1.0901 | 1.0679 | 1.0965 | 1.0642 | 1.0547 | 1.0277 | 1.0297 | CscEgs320 | CscE | gs | 320 | [32 empty] | 6.9777 | 2.324 | 0
320 | HVAC | DX | Schools K-12 | New | DX Coil Cleaning | 0.050519 | 0 |  | 151.68 | 1 | 0 | 3002.444 | 3 |  | 52.5 | 1039.2162 | Per Unit | GS | 1.0063 | 0.98564 | 1.0265 | 1.0441 | 1.0994 | 1.0901 | 1.0679 | 1.0965 | 1.0642 | 1.0547 | 1.0277 | 1.0297 | CscNgs320 | CscN | gs | 320 | [32 empty] | 0.050844 | 0.016934 | 0
320 | HVAC | DX | Warehouse | Existing | DX Coil Cleaning | 0.011081 | 0 |  | 33.27 | 1 | 0 | 3002.4439 | 3 |  | 52.5 | 4737.8511 | Per Unit | GS | 1.0063 | 0.98564 | 1.0265 | 1.0441 | 1.0994 | 1.0901 | 1.0679 | 1.0965 | 1.0642 | 1.0547 | 1.0277 | 1.0297 | CwaEgs320 | CwaE | gs | 320 | [32 empty] | 5.7863 | 1.9272 | 0
320 | HVAC | DX | Warehouse | New | DX Coil Cleaning | 0.011081 | 0 |  | 33.27 | 1 | 0 | 3002.4439 | 3 |  | 52.5 | 4737.8511 | Per Unit | GS | 1.0063 | 0.98564 | 1.0265 | 1.0441 | 1.0994 | 1.0901 | 1.0679 | 1.0965 | 1.0642 | 1.0547 | 1.0277 | 1.0297 | CwaNgs320 | CwaN | gs | 320 | [32 empty] | 0.042673 | 0.014213 | 0
321 | HVAC | DX | Assembly | Turnover | HE DX 11.25-20.0 Tons Elec Heat | 0.39407 | 0.050074 |  | 1205.14 | 1 | 0.12707 | 3058.2215 | 15 |  | 1965 | 4986.479 | Per Unit | GS | 1 | 1 | 1 | 1 | 1 | 1 | 1 | 1 | 1 | 1 | 1 | 1 | CasTgs321 | CasT | gs | 321 | [32 empty] | 6.2143 | 0.67994 | 9.5063
321 | HVAC | DX | Assembly | New | HE DX 11.25-20.0 Tons Elec Heat | 0.39407 | 0.050074 |  | 1205.14 | 1 | 0.12707 | 3058.2215 | 15 |  | 1965 | 4986.479 | Per Unit | GS | 1 | 1 | 1 | 1 | 1 | 1 | 1 | 1 | 1 | 1 | 1 | 1 | CasNgs321 | CasN | gs | 321 | [32 empty] | 0.049464 | 0.0020283 | 0.098812
321 | HVAC | DX | College and University | Turnover | HE DX 11.25-20.0 Tons Elec Heat | 0.26614 | 0.0042287 |  | 1334.63 | 1 | 0.015889 | 5014.7212 | 15 |  | 1965 | 7383.2651 | Per Unit | GS | 1 | 1 | 1 | 1 | 1 | 1 | 1 | 1 | 1 | 1 | 1 | 1 | CcoTgs321 | CcoT | gs | 321 | [32 empty] | 0.16337 | 0.033123 | 0
321 | HVAC | DX | College and University | New | HE DX 11.25-20.0 Tons Elec Heat | 0.26614 | 0.0042287 |  | 1334.63 | 1 | 0.015889 | 5014.7212 | 15 |  | 1965 | 7383.2651 | Per Unit | GS | 1 | 1 | 1 | 1 | 1 | 1 | 1 | 1 | 1 | 1 | 1 | 1 | CcoNgs321 | CcoN | gs | 321 | [32 empty] | 0.00051287 | 0.00010398 | 0
321 | HVAC | DX | Data Center | Turnover | HE DX 11.25-20.0 Tons Elec Heat | 0.49464 | 0.0075936 |  | 2479.08 | 1 | 0.015352 | 5011.9299 | 15 |  | 1965 | 3972.6198 | Per Unit | GS | 1 | 1 | 1 | 1 | 1 | 1 | 1 | 1 | 1 | 1 | 1 | 1 | CdaTgs321 | CdaT | gs | 321 | [32 empty] | 0.017221 | 0.0034915 | 0
321 | HVAC | DX | Data Center | New | HE DX 11.25-20.0 Tons Elec Heat | 0.49464 | 0.0075936 |  | 2479.08 | 1 | 0.015352 | 5011.9299 | 15 |  | 1965 | 3972.6198 | Per Unit | GS | 1 | 1 | 1 | 1 | 1 | 1 | 1 | 1 | 1 | 1 | 1 | 1 | CdaNgs321 | CdaN | gs | 321 | [32 empty] | 8.074e-05 | 1.637e-05 | 0
321 | HVAC | DX | Grocery | Turnover | HE DX 11.25-20.0 Tons Elec Heat | 0.18541 | 0.029181 |  | 691.8 | 1 | 0.15739 | 3731.1409 | 15 |  | 1965 | 10597.9934 | Per Unit | GS | 1 | 1 | 1 | 1 | 1 | 1 | 1 | 1 | 1 | 1 | 1 | 1 | CgrTgs321 | CgrT | gs | 321 | [32 empty] | 2.1756 | 0.51199 | 0.2845
321 | HVAC | DX | Grocery | New | HE DX 11.25-20.0 Tons Elec Heat | 0.18541 | 0.029181 |  | 691.8 | 1 | 0.15739 | 3731.1409 | 15 |  | 1965 | 10597.9934 | Per Unit | GS | 1 | 1 | 1 | 1 | 1 | 1 | 1 | 1 | 1 | 1 | 1 | 1 | CgrNgs321 | CgrN | gs | 321 | [32 empty] | 0.0056569 | 0.00054573 | 0.0028685
321 | HVAC | DX | Healthcare | Turnover | HE DX 11.25-20.0 Tons Elec Heat | 0.52219 | 0.0066317 |  | 2609.96 | 1 | 0.0127 | 4998.1448 | 15 |  | 1965 | 3763.0288 | Per Unit | GS | 1 | 1 | 1 | 1 | 1 | 1 | 1 | 1 | 1 | 1 | 1 | 1 | CheTgs321 | CheT | gs | 321 | [32 empty] | 1.6567 | 0.32655 | 0.008875
321 | HVAC | DX | Healthcare | New | HE DX 11.25-20.0 Tons Elec Heat | 0.52219 | 0.0066317 |  | 2609.96 | 1 | 0.0127 | 4998.1448 | 15 |  | 1965 | 3763.0288 | Per Unit | GS | 1 | 1 | 1 | 1 | 1 | 1 | 1 | 1 | 1 | 1 | 1 | 1 | CheNgs321 | CheN | gs | 321 | [32 empty] | 0.00045019 | 0 | 8.6612e-05
321 | HVAC | DX | Hospitals | Turnover | HE DX 11.25-20.0 Tons Elec Heat | 0.49464 | 0.0075936 |  | 2479.08 | 1 | 0.015352 | 5011.9299 | 15 |  | 1965 | 3972.6198 | Per Unit | GS | 1 | 1 | 1 | 1 | 1 | 1 | 1 | 1 | 1 | 1 | 1 | 1 | ChoTgs321 | ChoT | gs | 321 | [32 empty] | 0 | 0 | 0
321 | HVAC | DX | Hospitals | New | HE DX 11.25-20.0 Tons Elec Heat | 0.49464 | 0.0075936 |  | 2479.08 | 1 | 0.015352 | 5011.9299 | 15 |  | 1965 | 3972.6198 | Per Unit | GS | 1 | 1 | 1 | 1 | 1 | 1 | 1 | 1 | 1 | 1 | 1 | 1 | ChoNgs321 | ChoN | gs | 321 | [32 empty] | 0 | 0 | 0
321 | HVAC | DX | Institutional | Turnover | HE DX 11.25-20.0 Tons Elec Heat | 0.12968 | 0.0036535 |  | 658.6 | 1 | 0.028173 | 5078.5687 | 15 |  | 1965 | 15152.4257 | Per Unit | GS | 1 | 1 | 1 | 1 | 1 | 1 | 1 | 1 | 1 | 1 | 1 | 1 | CinTgs321 | CinT | gs | 321 | [32 empty] | 2.3624 | 0.43382 | 0.042845
321 | HVAC | DX | Institutional | New | HE DX 11.25-20.0 Tons Elec Heat | 0.12968 | 0.0036535 |  | 658.6 | 1 | 0.028173 | 5078.5687 | 15 |  | 1965 | 15152.4257 | Per Unit | GS | 1 | 1 | 1 | 1 | 1 | 1 | 1 | 1 | 1 | 1 | 1 | 1 | CinNgs321 | CinN | gs | 321 | [32 empty] | 0.0062971 | 0.00080742 | 0.00044534
321 | HVAC | DX | Lodging/Hospitality | Turnover | HE DX 11.25-20.0 Tons Elec Heat | 0.37442 | 0.015137 |  | 1978.08 | 1 | 0.040428 | 5283.0342 | 15 |  | 1965 | 5248.1003 | Per Unit | GS | 1 | 1 | 1 | 1 | 1 | 1 | 1 | 1 | 1 | 1 | 1 | 1 | CloTgs321 | CloT | gs | 321 | [32 empty] | 0.885 | 0.16918 | 0.0010528
321 | HVAC | DX | Lodging/Hospitality | New | HE DX 11.25-20.0 Tons Elec Heat | 0.37442 | 0.015137 |  | 1978.08 | 1 | 0.040428 | 5283.0342 | 15 |  | 1965 | 5248.1003 | Per Unit | GS | 1 | 1 | 1 | 1 | 1 | 1 | 1 | 1 | 1 | 1 | 1 | 1 | CloNgs321 | CloN | gs | 321 | [32 empty] | 0.0038007 | 0.00072488 | 1.0274e-05
321 | HVAC | DX | Miscellaneous | Turnover | HE DX 11.25-20.0 Tons Elec Heat | 0.22014 | 0.027315 |  | 672.94 | 1 | 0.12408 | 3056.91 | 15 |  | 1965 | 8926.2462 | Per Unit | GS | 1 | 1 | 1 | 1 | 1 | 1 | 1 | 1 | 1 | 1 | 1 | 1 | CmiTgs321 | CmiT | gs | 321 | [32 empty] | 0 | 0 | 0
321 | HVAC | DX | Miscellaneous | New | HE DX 11.25-20.0 Tons Elec Heat | 0.22014 | 0.027315 |  | 672.94 | 1 | 0.12408 | 3056.91 | 15 |  | 1965 | 8926.2462 | Per Unit | GS | 1 | 1 | 1 | 1 | 1 | 1 | 1 | 1 | 1 | 1 | 1 | 1 | CmiNgs321 | CmiN | gs | 321 | [32 empty] | 0 | 0 | 0
321 | HVAC | DX | Offices | Turnover | HE DX 11.25-20.0 Tons Elec Heat | 0.44359 | 0.02957 |  | 1344.84 | 1 | 0.066661 | 3031.7051 | 15 |  | 1965 | 4429.7467 | Per Unit | GS | 1 | 1 | 1 | 1 | 1 | 1 | 1 | 1 | 1 | 1 | 1 | 1 | CofTgs321 | CofT | gs | 321 | [32 empty] | 12.3747 | 3.0095 | 7.6065
321 | HVAC | DX | Offices | New | HE DX 11.25-20.0 Tons Elec Heat | 0.44359 | 0.02957 |  | 1344.84 | 1 | 0.066661 | 3031.7051 | 15 |  | 1965 | 4429.7467 | Per Unit | GS | 1 | 1 | 1 | 1 | 1 | 1 | 1 | 1 | 1 | 1 | 1 | 1 | CofNgs321 | CofN | gs | 321 | [32 empty] | 0.06735 | 0.010873 | 0.079065
321 | HVAC | DX | Restaurants | Turnover | HE DX 11.25-20.0 Tons Elec Heat | 0.54393 | 0.062198 |  | 1999.03 | 1 | 0.11435 | 3675.1409 | 15 |  | 1965 | 3612.5781 | Per Unit | GS | 1 | 1 | 1 | 1 | 1 | 1 | 1 | 1 | 1 | 1 | 1 | 1 | CreTgs321 | CreT | gs | 321 | [32 empty] | 1.1886 | 0.33707 | 0
321 | HVAC | DX | Restaurants | New | HE DX 11.25-20.0 Tons Elec Heat | 0.54393 | 0.062198 |  | 1999.03 | 1 | 0.11435 | 3675.1409 | 15 |  | 1965 | 3612.5781 | Per Unit | GS | 1 | 1 | 1 | 1 | 1 | 1 | 1 | 1 | 1 | 1 | 1 | 1 | CreNgs321 | CreN | gs | 321 | [32 empty] | 0.0030213 | 0.00085678 | 0
321 | HVAC | DX | Retail | Turnover | HE DX 11.25-20.0 Tons Elec Heat | 0.5007 | 0.11609 |  | 1554.28 | 1 | 0.23187 | 3104.2218 | 15 |  | 1965 | 3924.5154 | Per Unit | GS | 1 | 1 | 1 | 1 | 1 | 1 | 1 | 1 | 1 | 1 | 1 | 1 | CrtTgs321 | CrtT | gs | 321 | [32 empty] | 3.067 | 1.0215 | 0
321 | HVAC | DX | Retail | New | HE DX 11.25-20.0 Tons Elec Heat | 0.5007 | 0.11609 |  | 1554.28 | 1 | 0.23187 | 3104.2218 | 15 |  | 1965 | 3924.5154 | Per Unit | GS | 1 | 1 | 1 | 1 | 1 | 1 | 1 | 1 | 1 | 1 | 1 | 1 | CrtNgs321 | CrtN | gs | 321 | [32 empty] | 0.010784 | 0.0035919 | 0
321 | HVAC | DX | Schools K-12 | Turnover | HE DX 11.25-20.0 Tons Elec Heat | 0.4353 | 0.10698 |  | 1353.92 | 1 | 0.24577 | 3110.3239 | 15 |  | 1965 | 4514.1415 | Per Unit | GS | 1 | 1 | 1 | 1 | 1 | 1 | 1 | 1 | 1 | 1 | 1 | 1 | CscTgs321 | CscT | gs | 321 | [32 empty] | 1.5297 | 0.12316 | 2.6424
321 | HVAC | DX | Schools K-12 | New | HE DX 11.25-20.0 Tons Elec Heat | 0.4353 | 0.10698 |  | 1353.92 | 1 | 0.24577 | 3110.3239 | 15 |  | 1965 | 4514.1415 | Per Unit | GS | 1 | 1 | 1 | 1 | 1 | 1 | 1 | 1 | 1 | 1 | 1 | 1 | CscNgs321 | CscN | gs | 321 | [32 empty] | 0.012785 | 0.0004881 | 0.025787
321 | HVAC | DX | Warehouse | Turnover | HE DX 11.25-20.0 Tons Elec Heat | 0.095496 | 0.027315 |  | 298.71 | 1 | 0.28603 | 3127.9996 | 15 |  | 1965 | 20576.8778 | Per Unit | GS | 1 | 1 | 1 | 1 | 1 | 1 | 1 | 1 | 1 | 1 | 1 | 1 | CwaTgs321 | CwaT | gs | 321 | [32 empty] | 0.22797 | 0.01892 | 0.38994
321 | HVAC | DX | Warehouse | New | HE DX 11.25-20.0 Tons Elec Heat | 0.095496 | 0.027315 |  | 298.71 | 1 | 0.28603 | 3127.9996 | 15 |  | 1965 | 20576.8778 | Per Unit | GS | 1 | 1 | 1 | 1 | 1 | 1 | 1 | 1 | 1 | 1 | 1 | 1 | CwaNgs321 | CwaN | gs | 321 | [32 empty] | 0.001773 | 1.5709e-05 | 0.0039317
322 | HVAC | DX | Assembly | Turnover | HE DX 11.25-20.0 Tons Other Heat | 0.39407 | 0 |  | 1183.16 | 1 | 0 | 3002.444 | 15 |  | 1965 | 4986.479 | Per Unit | GS | 1 | 1 | 1 | 1 | 1 | 1 | 1 | 1 | 1 | 1 | 1 | 1 | CasTgs322 | CasT | gs | 322 | [32 empty] | 33.5173 | 11.1633 | 0
322 | HVAC | DX | Assembly | New | HE DX 11.25-20.0 Tons Other Heat | 0.39407 | 0 |  | 1183.16 | 1 | 0 | 3002.444 | 15 |  | 1965 | 4986.479 | Per Unit | GS | 1 | 1 | 1 | 1 | 1 | 1 | 1 | 1 | 1 | 1 | 1 | 1 | CasNgs322 | CasN | gs | 322 | [32 empty] | 0.35212 | 0.11728 | 0
322 | HVAC | DX | College and University | Turnover | HE DX 11.25-20.0 Tons Other Heat | 0.26614 | 0 |  | 1312.65 | 1 | 0 | 4932.1338 | 15 |  | 1965 | 7383.2651 | Per Unit | GS | 1 | 1 | 1 | 1 | 1 | 1 | 1 | 1 | 1 | 1 | 1 | 1 | CcoTgs322 | CcoT | gs | 322 | [32 empty] | 1.9876 | 0.40298 | 0
322 | HVAC | DX | College and University | New | HE DX 11.25-20.0 Tons Other Heat | 0.26614 | 0 |  | 1312.65 | 1 | 0 | 4932.1338 | 15 |  | 1965 | 7383.2651 | Per Unit | GS | 1 | 1 | 1 | 1 | 1 | 1 | 1 | 1 | 1 | 1 | 1 | 1 | CcoNgs322 | CcoN | gs | 322 | [32 empty] | 0.020881 | 0.0042337 | 0
322 | HVAC | DX | Data Center | Turnover | HE DX 11.25-20.0 Tons Other Heat | 0.49464 | 0 |  | 2439.61 | 1 | 0 | 4932.1338 | 15 |  | 1965 | 3972.6198 | Per Unit | GS | 1 | 1 | 1 | 1 | 1 | 1 | 1 | 1 | 1 | 1 | 1 | 1 | CdaTgs322 | CdaT | gs | 322 | [32 empty] | 0.049228 | 0.009981 | 0
322 | HVAC | DX | Data Center | New | HE DX 11.25-20.0 Tons Other Heat | 0.49464 | 0 |  | 2439.61 | 1 | 0 | 4932.1338 | 15 |  | 1965 | 3972.6198 | Per Unit | GS | 1 | 1 | 1 | 1 | 1 | 1 | 1 | 1 | 1 | 1 | 1 | 1 | CdaNgs322 | CdaN | gs | 322 | [32 empty] | 0.00051717 | 0.00010486 | 0
322 | HVAC | DX | Grocery | Turnover | HE DX 11.25-20.0 Tons Other Heat | 0.18541 | 0 |  | 653.83 | 1 | 0 | 3526.3542 | 15 |  | 1965 | 10597.9934 | Per Unit | GS | 1 | 1 | 1 | 1 | 1 | 1 | 1 | 1 | 1 | 1 | 1 | 1 | CgrTgs322 | CgrT | gs | 322 | [32 empty] | 5.1149 | 1.4505 | 0
322 | HVAC | DX | Grocery | New | HE DX 11.25-20.0 Tons Other Heat | 0.18541 | 0 |  | 653.83 | 1 | 0 | 3526.3542 | 15 |  | 1965 | 10597.9934 | Per Unit | GS | 1 | 1 | 1 | 1 | 1 | 1 | 1 | 1 | 1 | 1 | 1 | 1 | CgrNgs322 | CgrN | gs | 322 | [32 empty] | 0.053736 | 0.015238 | 0
322 | HVAC | DX | Healthcare | Turnover | HE DX 11.25-20.0 Tons Other Heat | 0.52219 | 0 |  | 2575.49 | 1 | 0 | 4932.1338 | 15 |  | 1965 | 3763.0288 | Per Unit | GS | 1 | 1 | 1 | 1 | 1 | 1 | 1 | 1 | 1 | 1 | 1 | 1 | CheTgs322 | CheT | gs | 322 | [32 empty] | 5.3437 | 1.0834 | 0
322 | HVAC | DX | Healthcare | New | HE DX 11.25-20.0 Tons Other Heat | 0.52219 | 0 |  | 2575.49 | 1 | 0 | 4932.1338 | 15 |  | 1965 | 3763.0288 | Per Unit | GS | 1 | 1 | 1 | 1 | 1 | 1 | 1 | 1 | 1 | 1 | 1 | 1 | CheNgs322 | CheN | gs | 322 | [32 empty] | 0.05614 | 0.011382 | 0
322 | HVAC | DX | Hospitals | Turnover | HE DX 11.25-20.0 Tons Other Heat | 0.49464 | 0 |  | 2439.61 | 1 | 0 | 4932.1338 | 15 |  | 1965 | 3972.6198 | Per Unit | GS | 1 | 1 | 1 | 1 | 1 | 1 | 1 | 1 | 1 | 1 | 1 | 1 | ChoTgs322 | ChoT | gs | 322 | [32 empty] | 4.0093 | 0.8129 | 0
322 | HVAC | DX | Hospitals | New | HE DX 11.25-20.0 Tons Other Heat | 0.49464 | 0 |  | 2439.61 | 1 | 0 | 4932.1338 | 15 |  | 1965 | 3972.6198 | Per Unit | GS | 1 | 1 | 1 | 1 | 1 | 1 | 1 | 1 | 1 | 1 | 1 | 1 | ChoNgs322 | ChoN | gs | 322 | [32 empty] | 0.042121 | 0.0085401 | 0
322 | HVAC | DX | Institutional | Turnover | HE DX 11.25-20.0 Tons Other Heat | 0.12968 | 0 |  | 639.61 | 1 | 0 | 4932.1338 | 15 |  | 1965 | 15152.4257 | Per Unit | GS | 1 | 1 | 1 | 1 | 1 | 1 | 1 | 1 | 1 | 1 | 1 | 1 | CinTgs322 | CinT | gs | 322 | [32 empty] | 4.2851 | 0.86881 | 0
322 | HVAC | DX | Institutional | New | HE DX 11.25-20.0 Tons Other Heat | 0.12968 | 0 |  | 639.61 | 1 | 0 | 4932.1338 | 15 |  | 1965 | 15152.4257 | Per Unit | GS | 1 | 1 | 1 | 1 | 1 | 1 | 1 | 1 | 1 | 1 | 1 | 1 | CinNgs322 | CinN | gs | 322 | [32 empty] | 0.045018 | 0.0091275 | 0
322 | HVAC | DX | Lodging/Hospitality | Turnover | HE DX 11.25-20.0 Tons Other Heat | 0.37442 | 0 |  | 1955.1 | 1 | 0 | 5221.6594 | 15 |  | 1965 | 5248.1003 | Per Unit | GS | 1 | 1 | 1 | 1 | 1 | 1 | 1 | 1 | 1 | 1 | 1 | 1 | CloTgs322 | CloT | gs | 322 | [32 empty] | 0.61277 | 0.11735 | 0
322 | HVAC | DX | Lodging/Hospitality | New | HE DX 11.25-20.0 Tons Other Heat | 0.37442 | 0 |  | 1955.1 | 1 | 0 | 5221.6594 | 15 |  | 1965 | 5248.1003 | Per Unit | GS | 1 | 1 | 1 | 1 | 1 | 1 | 1 | 1 | 1 | 1 | 1 | 1 | CloNgs322 | CloN | gs | 322 | [32 empty] | 0.0064376 | 0.0012329 | 0
322 | HVAC | DX | Miscellaneous | Turnover | HE DX 11.25-20.0 Tons Other Heat | 0.22014 | 0 |  | 660.95 | 1 | 0 | 3002.444 | 15 |  | 1965 | 8926.2462 | Per Unit | GS | 1 | 1 | 1 | 1 | 1 | 1 | 1 | 1 | 1 | 1 | 1 | 1 | CmiTgs322 | CmiT | gs | 322 | [32 empty] | 15.1058 | 5.0312 | 0
322 | HVAC | DX | Miscellaneous | New | HE DX 11.25-20.0 Tons Other Heat | 0.22014 | 0 |  | 660.95 | 1 | 0 | 3002.444 | 15 |  | 1965 | 8926.2462 | Per Unit | GS | 1 | 1 | 1 | 1 | 1 | 1 | 1 | 1 | 1 | 1 | 1 | 1 | CmiNgs322 | CmiN | gs | 322 | [32 empty] | 0.1587 | 0.052856 | 0
322 | HVAC | DX | Offices | Turnover | HE DX 11.25-20.0 Tons Other Heat | 0.44359 | 0 |  | 1331.86 | 1 | 0 | 3002.444 | 15 |  | 1965 | 4429.7467 | Per Unit | GS | 1 | 1 | 1 | 1 | 1 | 1 | 1 | 1 | 1 | 1 | 1 | 1 | CofTgs322 | CofT | gs | 322 | [32 empty] | 59.2283 | 19.7267 | 0
322 | HVAC | DX | Offices | New | HE DX 11.25-20.0 Tons Other Heat | 0.44359 | 0 |  | 1331.86 | 1 | 0 | 3002.444 | 15 |  | 1965 | 4429.7467 | Per Unit | GS | 1 | 1 | 1 | 1 | 1 | 1 | 1 | 1 | 1 | 1 | 1 | 1 | CofNgs322 | CofN | gs | 322 | [32 empty] | 0.62224 | 0.20724 | 0
322 | HVAC | DX | Restaurants | Turnover | HE DX 11.25-20.0 Tons Other Heat | 0.54393 | 0 |  | 1918.1 | 1 | 0 | 3526.3542 | 15 |  | 1965 | 3612.5781 | Per Unit | GS | 1 | 1 | 1 | 1 | 1 | 1 | 1 | 1 | 1 | 1 | 1 | 1 | CreTgs322 | CreT | gs | 322 | [32 empty] | 17.3751 | 4.9272 | 0
322 | HVAC | DX | Restaurants | New | HE DX 11.25-20.0 Tons Other Heat | 0.54393 | 0 |  | 1918.1 | 1 | 0 | 3526.3542 | 15 |  | 1965 | 3612.5781 | Per Unit | GS | 1 | 1 | 1 | 1 | 1 | 1 | 1 | 1 | 1 | 1 | 1 | 1 | CreNgs322 | CreN | gs | 322 | [32 empty] | 0.18254 | 0.051764 | 0
322 | HVAC | DX | Retail | Turnover | HE DX 11.25-20.0 Tons Other Heat | 0.5007 | 0 |  | 1503.32 | 1 | 0 | 3002.444 | 15 |  | 1965 | 3924.5154 | Per Unit | GS | 1 | 1 | 1 | 1 | 1 | 1 | 1 | 1 | 1 | 1 | 1 | 1 | CrtTgs322 | CrtT | gs | 322 | [32 empty] | 28.6794 | 9.552 | 0
322 | HVAC | DX | Retail | New | HE DX 11.25-20.0 Tons Other Heat | 0.5007 | 0 |  | 1503.32 | 1 | 0 | 3002.444 | 15 |  | 1965 | 3924.5154 | Per Unit | GS | 1 | 1 | 1 | 1 | 1 | 1 | 1 | 1 | 1 | 1 | 1 | 1 | CrtNgs322 | CrtN | gs | 322 | [32 empty] | 0.3013 | 0.10035 | 0
322 | HVAC | DX | Schools K-12 | Turnover | HE DX 11.25-20.0 Tons Other Heat | 0.4353 | 0 |  | 1306.96 | 1 | 0 | 3002.444 | 15 |  | 1965 | 4514.1415 | Per Unit | GS | 1 | 1 | 1 | 1 | 1 | 1 | 1 | 1 | 1 | 1 | 1 | 1 | CscTgs322 | CscT | gs | 322 | [32 empty] | 4.0084 | 1.3351 | 0
322 | HVAC | DX | Schools K-12 | New | HE DX 11.25-20.0 Tons Other Heat | 0.4353 | 0 |  | 1306.96 | 1 | 0 | 3002.444 | 15 |  | 1965 | 4514.1415 | Per Unit | GS | 1 | 1 | 1 | 1 | 1 | 1 | 1 | 1 | 1 | 1 | 1 | 1 | CscNgs322 | CscN | gs | 322 | [32 empty] | 0.042112 | 0.014026 | 0
322 | HVAC | DX | Warehouse | Turnover | HE DX 11.25-20.0 Tons Other Heat | 0.095496 | 0 |  | 286.72 | 1 | 0 | 3002.444 | 15 |  | 1965 | 20576.8778 | Per Unit | GS | 1 | 1 | 1 | 1 | 1 | 1 | 1 | 1 | 1 | 1 | 1 | 1 | CwaTgs322 | CwaT | gs | 322 | [32 empty] | 3.3648 | 1.1207 | 0
322 | HVAC | DX | Warehouse | New | HE DX 11.25-20.0 Tons Other Heat | 0.095496 | 0 |  | 286.72 | 1 | 0 | 3002.444 | 15 |  | 1965 | 20576.8778 | Per Unit | GS | 1 | 1 | 1 | 1 | 1 | 1 | 1 | 1 | 1 | 1 | 1 | 1 | CwaNgs322 | CwaN | gs | 322 | [32 empty] | 0.03535 | 0.011774 | 0
323 | HVAC | DX | Assembly | Turnover | HE DX 5.4-11.25 Tons Elect Heat | 0.29672 | 0.023556 |  | 901.23 | 1 | 0.079388 | 3037.2915 | 15 |  | 982.5 | 3311.1846 | Per Unit | GS | 1 | 1 | 1 | 1 | 1 | 1 | 1 | 1 | 1 | 1 | 1 | 1 | CasTgs323 | CasT | gs | 323 | [32 empty] | 7.5129 | 1.1926 | 8.958
323 | HVAC | DX | Assembly | New | HE DX 5.4-11.25 Tons Elect Heat | 0.29672 | 0.023556 |  | 901.23 | 1 | 0.079388 | 3037.2915 | 15 |  | 982.5 | 3311.1846 | Per Unit | GS | 1 | 1 | 1 | 1 | 1 | 1 | 1 | 1 | 1 | 1 | 1 | 1 | CasNgs323 | CasN | gs | 323 | [32 empty] | 0.051919 | 0.0036793 | 0.093113
323 | HVAC | DX | College and University | Turnover | HE DX 5.4-11.25 Tons Elect Heat | 0.2004 | 0.0019893 |  | 998.73 | 1 | 0.0099268 | 4983.7312 | 15 |  | 982.5 | 4902.7423 | Per Unit | GS | 1 | 1 | 1 | 1 | 1 | 1 | 1 | 1 | 1 | 1 | 1 | 1 | CcoTgs323 | CcoT | gs | 323 | [32 empty] | 0.28655 | 0.058099 | 0
323 | HVAC | DX | College and University | New | HE DX 5.4-11.25 Tons Elect Heat | 0.2004 | 0.0019893 |  | 998.73 | 1 | 0.0099268 | 4983.7312 | 15 |  | 982.5 | 4902.7423 | Per Unit | GS | 1 | 1 | 1 | 1 | 1 | 1 | 1 | 1 | 1 | 1 | 1 | 1 | CcoNgs323 | CcoN | gs | 323 | [32 empty] | 0.00091876 | 0.00018628 | 0
323 | HVAC | DX | Data Center | Turnover | HE DX 5.4-11.25 Tons Elect Heat | 0.37245 | 0.0035727 |  | 1855.53 | 1 | 0.0095924 | 4981.9932 | 15 |  | 982.5 | 2637.957 | Per Unit | GS | 1 | 1 | 1 | 1 | 1 | 1 | 1 | 1 | 1 | 1 | 1 | 1 | CdaTgs323 | CdaT | gs | 323 | [32 empty] | 0.030205 | 0.0061241 | 0
323 | HVAC | DX | Data Center | New | HE DX 5.4-11.25 Tons Elect Heat | 0.37245 | 0.0035727 |  | 1855.53 | 1 | 0.0095924 | 4981.9932 | 15 |  | 982.5 | 2637.957 | Per Unit | GS | 1 | 1 | 1 | 1 | 1 | 1 | 1 | 1 | 1 | 1 | 1 | 1 | CdaNgs323 | CdaN | gs | 323 | [32 empty] | 0.00014181 | 2.8753e-05 | 0
323 | HVAC | DX | Grocery | Turnover | HE DX 5.4-11.25 Tons Elect Heat | 0.13961 | 0.013734 |  | 510.19 | 1 | 0.098371 | 3654.3522 | 15 |  | 982.5 | 7037.3802 | Per Unit | GS | 1 | 1 | 1 | 1 | 1 | 1 | 1 | 1 | 1 | 1 | 1 | 1 | CgrTgs323 | CgrT | gs | 323 | [32 empty] | 3.5158 | 0.89804 | 0.26821
323 | HVAC | DX | Grocery | New | HE DX 5.4-11.25 Tons Elect Heat | 0.13961 | 0.013734 |  | 510.19 | 1 | 0.098371 | 3654.3522 | 15 |  | 982.5 | 7037.3802 | Per Unit | GS | 1 | 1 | 1 | 1 | 1 | 1 | 1 | 1 | 1 | 1 | 1 | 1 | CgrNgs323 | CgrN | gs | 323 | [32 empty] | 0.0070192 | 0.00099266 | 0.0027043
323 | HVAC | DX | Healthcare | Turnover | HE DX 5.4-11.25 Tons Elect Heat | 0.39319 | 0.0031206 |  | 1955.51 | 1 | 0.0079364 | 4973.3856 | 15 |  | 982.5 | 2498.7606 | Per Unit | GS | 1 | 1 | 1 | 1 | 1 | 1 | 1 | 1 | 1 | 1 | 1 | 1 | CheTgs323 | CheT | gs | 323 | [32 empty] | 2.8685 | 0.57278 | 0.0083654
323 | HVAC | DX | Healthcare | New | HE DX 5.4-11.25 Tons Elect Heat | 0.39319 | 0.0031206 |  | 1955.51 | 1 | 0.0079364 | 4973.3856 | 15 |  | 982.5 | 2498.7606 | Per Unit | GS | 1 | 1 | 1 | 1 | 1 | 1 | 1 | 1 | 1 | 1 | 1 | 1 | CheNgs323 | CheN | gs | 323 | [32 empty] | 0.00042434 | 0 | 8.1638e-05
323 | HVAC | DX | Hospitals | Turnover | HE DX 5.4-11.25 Tons Elect Heat | 0.37245 | 0.0035727 |  | 1855.53 | 1 | 0.0095924 | 4981.9932 | 15 |  | 982.5 | 2637.957 | Per Unit | GS | 1 | 1 | 1 | 1 | 1 | 1 | 1 | 1 | 1 | 1 | 1 | 1 | ChoTgs323 | ChoT | gs | 323 | [32 empty] | 0 | 0 | 0
323 | HVAC | DX | Hospitals | New | HE DX 5.4-11.25 Tons Elect Heat | 0.37245 | 0.0035727 |  | 1855.53 | 1 | 0.0095924 | 4981.9932 | 15 |  | 982.5 | 2637.957 | Per Unit | GS | 1 | 1 | 1 | 1 | 1 | 1 | 1 | 1 | 1 | 1 | 1 | 1 | ChoNgs323 | ChoN | gs | 323 | [32 empty] | 0 | 0 | 0
323 | HVAC | DX | Institutional | Turnover | HE DX 5.4-11.25 Tons Elect Heat | 0.097647 | 0.001718 |  | 490.54 | 1 | 0.017594 | 5023.5853 | 15 |  | 982.5 | 10061.7128 | Per Unit | GS | 1 | 1 | 1 | 1 | 1 | 1 | 1 | 1 | 1 | 1 | 1 | 1 | CinTgs323 | CinT | gs | 323 | [32 empty] | 3.9628 | 0.76093 | 0.040358
323 | HVAC | DX | Institutional | New | HE DX 5.4-11.25 Tons Elect Heat | 0.097647 | 0.001718 |  | 490.54 | 1 | 0.017594 | 5023.5853 | 15 |  | 982.5 | 10061.7128 | Per Unit | GS | 1 | 1 | 1 | 1 | 1 | 1 | 1 | 1 | 1 | 1 | 1 | 1 | CinNgs323 | CinN | gs | 323 | [32 empty] | 0.009286 | 0.0014407 | 0.0004195
323 | HVAC | DX | Lodging/Hospitality | Turnover | HE DX 5.4-11.25 Tons Elect Heat | 0.28193 | 0.0071272 |  | 1482.96 | 1 | 0.02528 | 5260.0378 | 15 |  | 982.5 | 3484.9134 | Per Unit | GS | 1 | 1 | 1 | 1 | 1 | 1 | 1 | 1 | 1 | 1 | 1 | 1 | CloTgs323 | CloT | gs | 323 | [32 empty] | 1.551 | 0.29674 | 0.00099296
323 | HVAC | DX | Lodging/Hospitality | New | HE DX 5.4-11.25 Tons Elect Heat | 0.28193 | 0.0071272 |  | 1482.96 | 1 | 0.02528 | 5260.0378 | 15 |  | 982.5 | 3484.9134 | Per Unit | GS | 1 | 1 | 1 | 1 | 1 | 1 | 1 | 1 | 1 | 1 | 1 | 1 | CloNgs323 | CloN | gs | 323 | [32 empty] | 0.006823 | 0.0013039 | 9.6903e-06
323 | HVAC | DX | Miscellaneous | Turnover | HE DX 5.4-11.25 Tons Elect Heat | 0.16576 | 0.012872 |  | 503.33 | 1 | 0.077653 | 3036.5298 | 15 |  | 982.5 | 5927.3051 | Per Unit | GS | 1 | 1 | 1 | 1 | 1 | 1 | 1 | 1 | 1 | 1 | 1 | 1 | CmiTgs323 | CmiT | gs | 323 | [32 empty] | 0 | 0 | 0
323 | HVAC | DX | Miscellaneous | New | HE DX 5.4-11.25 Tons Elect Heat | 0.16576 | 0.012872 |  | 503.33 | 1 | 0.077653 | 3036.5298 | 15 |  | 982.5 | 5927.3051 | Per Unit | GS | 1 | 1 | 1 | 1 | 1 | 1 | 1 | 1 | 1 | 1 | 1 | 1 | CmiNgs323 | CmiN | gs | 323 | [32 empty] | 0 | 0 | 0
323 | HVAC | DX | Offices | Turnover | HE DX 5.4-11.25 Tons Elect Heat | 0.33401 | 0.01392 |  | 1008.97 | 1 | 0.041673 | 3020.7366 | 15 |  | 982.5 | 2941.4886 | Per Unit | GS | 1 | 1 | 1 | 1 | 1 | 1 | 1 | 1 | 1 | 1 | 1 | 1 | CofTgs323 | CofT | gs | 323 | [32 empty] | 18.9974 | 5.2787 | 7.1725
323 | HVAC | DX | Offices | New | HE DX 5.4-11.25 Tons Elect Heat | 0.33401 | 0.01392 |  | 1008.97 | 1 | 0.041673 | 3020.7366 | 15 |  | 982.5 | 2941.4886 | Per Unit | GS | 1 | 1 | 1 | 1 | 1 | 1 | 1 | 1 | 1 | 1 | 1 | 1 | CofNgs323 | CofN | gs | 323 | [32 empty] | 0.090064 | 0.019097 | 0.074554
323 | HVAC | DX | Restaurants | Turnover | HE DX 5.4-11.25 Tons Elect Heat | 0.40957 | 0.029274 |  | 1482.38 | 1 | 0.071474 | 3619.3541 | 15 |  | 982.5 | 2398.8555 | Per Unit | GS | 1 | 1 | 1 | 1 | 1 | 1 | 1 | 1 | 1 | 1 | 1 | 1 | CreTgs323 | CreT | gs | 323 | [32 empty] | 2.0849 | 0.59124 | 0
323 | HVAC | DX | Restaurants | New | HE DX 5.4-11.25 Tons Elect Heat | 0.40957 | 0.029274 |  | 1482.38 | 1 | 0.071474 | 3619.3541 | 15 |  | 982.5 | 2398.8555 | Per Unit | GS | 1 | 1 | 1 | 1 | 1 | 1 | 1 | 1 | 1 | 1 | 1 | 1 | CreNgs323 | CreN | gs | 323 | [32 empty] | 0.0053107 | 0.001506 | 0
323 | HVAC | DX | Retail | Turnover | HE DX 5.4-11.25 Tons Elect Heat | 0.37701 | 0.05463 |  | 1155.94 | 1 | 0.1449 | 3066.0492 | 15 |  | 982.5 | 2606.0119 | Per Unit | GS | 1 | 1 | 1 | 1 | 1 | 1 | 1 | 1 | 1 | 1 | 1 | 1 | CrtTgs323 | CrtT | gs | 323 | [32 empty] | 5.3795 | 1.7917 | 0
323 | HVAC | DX | Retail | New | HE DX 5.4-11.25 Tons Elect Heat | 0.37701 | 0.05463 |  | 1155.94 | 1 | 0.1449 | 3066.0492 | 15 |  | 982.5 | 2606.0119 | Per Unit | GS | 1 | 1 | 1 | 1 | 1 | 1 | 1 | 1 | 1 | 1 | 1 | 1 | CrtNgs323 | CrtN | gs | 323 | [32 empty] | 0.019535 | 0.0065062 | 0
323 | HVAC | DX | Schools K-12 | Turnover | HE DX 5.4-11.25 Tons Elect Heat | 0.32777 | 0.050347 |  | 1006.21 | 1 | 0.15361 | 3069.8694 | 15 |  | 982.5 | 2997.532 | Per Unit | GS | 1 | 1 | 1 | 1 | 1 | 1 | 1 | 1 | 1 | 1 | 1 | 1 | CscTgs323 | CscT | gs | 323 | [32 empty] | 1.742 | 0.21602 | 2.491
323 | HVAC | DX | Schools K-12 | New | HE DX 5.4-11.25 Tons Elect Heat | 0.32777 | 0.050347 |  | 1006.21 | 1 | 0.15361 | 3069.8694 | 15 |  | 982.5 | 2997.532 | Per Unit | GS | 1 | 1 | 1 | 1 | 1 | 1 | 1 | 1 | 1 | 1 | 1 | 1 | CscNgs323 | CscN | gs | 323 | [32 empty] | 0.013247 | 0.00085796 | 0.024309
323 | HVAC | DX | Warehouse | Turnover | HE DX 5.4-11.25 Tons Elect Heat | 0.071905 | 0.012872 |  | 221.54 | 1 | 0.17901 | 3081.0202 | 15 |  | 982.5 | 13663.9086 | Per Unit | GS | 1 | 1 | 1 | 1 | 1 | 1 | 1 | 1 | 1 | 1 | 1 | 1 | CwaTgs323 | CwaT | gs | 323 | [32 empty] | 0.2612 | 0.033186 | 0.36806
323 | HVAC | DX | Warehouse | New | HE DX 5.4-11.25 Tons Elect Heat | 0.071905 | 0.012872 |  | 221.54 | 1 | 0.17901 | 3081.0202 | 15 |  | 982.5 | 13663.9086 | Per Unit | GS | 1 | 1 | 1 | 1 | 1 | 1 | 1 | 1 | 1 | 1 | 1 | 1 | CwaNgs323 | CwaN | gs | 323 | [32 empty] | 0.0017119 | 2.7612e-05 | 0.0037111
324 | HVAC | DX | Assembly | Turnover | HE DX 5.4-11.25 Tons Other Heat | 0.29672 | 0 |  | 890.89 | 1 | 0 | 3002.444 | 15 |  | 982.5 | 3311.1846 | Per Unit | GS | 1 | 1 | 1 | 1 | 1 | 1 | 1 | 1 | 1 | 1 | 1 | 1 | CasTgs324 | CasT | gs | 324 | [32 empty] | 54.8681 | 18.2745 | 0
324 | HVAC | DX | Assembly | New | HE DX 5.4-11.25 Tons Other Heat | 0.29672 | 0 |  | 890.89 | 1 | 0 | 3002.444 | 15 |  | 982.5 | 3311.1846 | Per Unit | GS | 1 | 1 | 1 | 1 | 1 | 1 | 1 | 1 | 1 | 1 | 1 | 1 | CasNgs324 | CasN | gs | 324 | [32 empty] | 0.60518 | 0.20156 | 0
324 | HVAC | DX | College and University | Turnover | HE DX 5.4-11.25 Tons Other Heat | 0.2004 | 0 |  | 988.39 | 1 | 0 | 4932.1338 | 15 |  | 982.5 | 4902.7423 | Per Unit | GS | 1 | 1 | 1 | 1 | 1 | 1 | 1 | 1 | 1 | 1 | 1 | 1 | CcoTgs324 | CcoT | gs | 324 | [32 empty] | 3.2537 | 0.65969 | 0
324 | HVAC | DX | College and University | New | HE DX 5.4-11.25 Tons Other Heat | 0.2004 | 0 |  | 988.39 | 1 | 0 | 4932.1338 | 15 |  | 982.5 | 4902.7423 | Per Unit | GS | 1 | 1 | 1 | 1 | 1 | 1 | 1 | 1 | 1 | 1 | 1 | 1 | CcoNgs324 | CcoN | gs | 324 | [32 empty] | 0.035887 | 0.0072761 | 0
324 | HVAC | DX | Data Center | Turnover | HE DX 5.4-11.25 Tons Other Heat | 0.37245 | 0 |  | 1836.96 | 1 | 0 | 4932.1338 | 15 |  | 982.5 | 2637.957 | Per Unit | GS | 1 | 1 | 1 | 1 | 1 | 1 | 1 | 1 | 1 | 1 | 1 | 1 | CdaTgs324 | CdaT | gs | 324 | [32 empty] | 0.081299 | 0.016484 | 0
324 | HVAC | DX | Data Center | New | HE DX 5.4-11.25 Tons Other Heat | 0.37245 | 0 |  | 1836.96 | 1 | 0 | 4932.1338 | 15 |  | 982.5 | 2637.957 | Per Unit | GS | 1 | 1 | 1 | 1 | 1 | 1 | 1 | 1 | 1 | 1 | 1 | 1 | CdaNgs324 | CdaN | gs | 324 | [32 empty] | 0.0008967 | 0.00018181 | 0
324 | HVAC | DX | Grocery | Turnover | HE DX 5.4-11.25 Tons Other Heat | 0.13961 | 0 |  | 492.32 | 1 | 0 | 3526.3542 | 15 |  | 982.5 | 7037.3802 | Per Unit | GS | 1 | 1 | 1 | 1 | 1 | 1 | 1 | 1 | 1 | 1 | 1 | 1 | CgrTgs324 | CgrT | gs | 324 | [32 empty] | 8.3732 | 2.3745 | 0
324 | HVAC | DX | Grocery | New | HE DX 5.4-11.25 Tons Other Heat | 0.13961 | 0 |  | 492.32 | 1 | 0 | 3526.3542 | 15 |  | 982.5 | 7037.3802 | Per Unit | GS | 1 | 1 | 1 | 1 | 1 | 1 | 1 | 1 | 1 | 1 | 1 | 1 | CgrNgs324 | CgrN | gs | 324 | [32 empty] | 0.092354 | 0.02619 | 0
324 | HVAC | DX | Healthcare | Turnover | HE DX 5.4-11.25 Tons Other Heat | 0.39319 | 0 |  | 1939.29 | 1 | 0 | 4932.1338 | 15 |  | 982.5 | 2498.7606 | Per Unit | GS | 1 | 1 | 1 | 1 | 1 | 1 | 1 | 1 | 1 | 1 | 1 | 1 | CheTgs324 | CheT | gs | 324 | [32 empty] | 8.7478 | 1.7736 | 0
324 | HVAC | DX | Healthcare | New | HE DX 5.4-11.25 Tons Other Heat | 0.39319 | 0 |  | 1939.29 | 1 | 0 | 4932.1338 | 15 |  | 982.5 | 2498.7606 | Per Unit | GS | 1 | 1 | 1 | 1 | 1 | 1 | 1 | 1 | 1 | 1 | 1 | 1 | CheNgs324 | CheN | gs | 324 | [32 empty] | 0.096485 | 0.019562 | 0
324 | HVAC | DX | Hospitals | Turnover | HE DX 5.4-11.25 Tons Other Heat | 0.37245 | 0 |  | 1836.96 | 1 | 0 | 4932.1338 | 15 |  | 982.5 | 2637.957 | Per Unit | GS | 1 | 1 | 1 | 1 | 1 | 1 | 1 | 1 | 1 | 1 | 1 | 1 | ChoTgs324 | ChoT | gs | 324 | [32 empty] | 6.5633 | 1.3307 | 0
324 | HVAC | DX | Hospitals | New | HE DX 5.4-11.25 Tons Other Heat | 0.37245 | 0 |  | 1836.96 | 1 | 0 | 4932.1338 | 15 |  | 982.5 | 2637.957 | Per Unit | GS | 1 | 1 | 1 | 1 | 1 | 1 | 1 | 1 | 1 | 1 | 1 | 1 | ChoNgs324 | ChoN | gs | 324 | [32 empty] | 0.072391 | 0.014677 | 0
324 | HVAC | DX | Institutional | Turnover | HE DX 5.4-11.25 Tons Other Heat | 0.097647 | 0 |  | 481.61 | 1 | 0 | 4932.1338 | 15 |  | 982.5 | 10061.7128 | Per Unit | GS | 1 | 1 | 1 | 1 | 1 | 1 | 1 | 1 | 1 | 1 | 1 | 1 | CinTgs324 | CinT | gs | 324 | [32 empty] | 7.0147 | 1.4222 | 0
324 | HVAC | DX | Institutional | New | HE DX 5.4-11.25 Tons Other Heat | 0.097647 | 0 |  | 481.61 | 1 | 0 | 4932.1338 | 15 |  | 982.5 | 10061.7128 | Per Unit | GS | 1 | 1 | 1 | 1 | 1 | 1 | 1 | 1 | 1 | 1 | 1 | 1 | CinNgs324 | CinN | gs | 324 | [32 empty] | 0.07737 | 0.015687 | 0
324 | HVAC | DX | Lodging/Hospitality | Turnover | HE DX 5.4-11.25 Tons Other Heat | 0.28193 | 0 |  | 1472.14 | 1 | 0 | 5221.6595 | 15 |  | 982.5 | 3484.9134 | Per Unit | GS | 1 | 1 | 1 | 1 | 1 | 1 | 1 | 1 | 1 | 1 | 1 | 1 | CloTgs324 | CloT | gs | 324 | [32 empty] | 1.0031 | 0.1921 | 0
324 | HVAC | DX | Lodging/Hospitality | New | HE DX 5.4-11.25 Tons Other Heat | 0.28193 | 0 |  | 1472.14 | 1 | 0 | 5221.6595 | 15 |  | 982.5 | 3484.9134 | Per Unit | GS | 1 | 1 | 1 | 1 | 1 | 1 | 1 | 1 | 1 | 1 | 1 | 1 | CloNgs324 | CloN | gs | 324 | [32 empty] | 0.011064 | 0.0021188 | 0
324 | HVAC | DX | Miscellaneous | Turnover | HE DX 5.4-11.25 Tons Other Heat | 0.16576 | 0 |  | 497.68 | 1 | 0 | 3002.444 | 15 |  | 982.5 | 5927.3051 | Per Unit | GS | 1 | 1 | 1 | 1 | 1 | 1 | 1 | 1 | 1 | 1 | 1 | 1 | CmiTgs324 | CmiT | gs | 324 | [32 empty] | 24.7284 | 8.2361 | 0
324 | HVAC | DX | Miscellaneous | New | HE DX 5.4-11.25 Tons Other Heat | 0.16576 | 0 |  | 497.68 | 1 | 0 | 3002.444 | 15 |  | 982.5 | 5927.3051 | Per Unit | GS | 1 | 1 | 1 | 1 | 1 | 1 | 1 | 1 | 1 | 1 | 1 | 1 | CmiNgs324 | CmiN | gs | 324 | [32 empty] | 0.27275 | 0.090841 | 0
324 | HVAC | DX | Offices | Turnover | HE DX 5.4-11.25 Tons Other Heat | 0.33401 | 0 |  | 1002.86 | 1 | 0 | 3002.444 | 15 |  | 982.5 | 2941.4886 | Per Unit | GS | 1 | 1 | 1 | 1 | 1 | 1 | 1 | 1 | 1 | 1 | 1 | 1 | CofTgs324 | CofT | gs | 324 | [32 empty] | 96.9575 | 32.2929 | 0
324 | HVAC | DX | Offices | New | HE DX 5.4-11.25 Tons Other Heat | 0.33401 | 0 |  | 1002.86 | 1 | 0 | 3002.444 | 15 |  | 982.5 | 2941.4886 | Per Unit | GS | 1 | 1 | 1 | 1 | 1 | 1 | 1 | 1 | 1 | 1 | 1 | 1 | CofNgs324 | CofN | gs | 324 | [32 empty] | 1.0694 | 0.35618 | 0
324 | HVAC | DX | Restaurants | Turnover | HE DX 5.4-11.25 Tons Other Heat | 0.40957 | 0 |  | 1444.29 | 1 | 0 | 3526.3542 | 15 |  | 982.5 | 2398.8555 | Per Unit | GS | 1 | 1 | 1 | 1 | 1 | 1 | 1 | 1 | 1 | 1 | 1 | 1 | CreTgs324 | CreT | gs | 324 | [32 empty] | 28.4434 | 8.0659 | 0
324 | HVAC | DX | Restaurants | New | HE DX 5.4-11.25 Tons Other Heat | 0.40957 | 0 |  | 1444.29 | 1 | 0 | 3526.3542 | 15 |  | 982.5 | 2398.8555 | Per Unit | GS | 1 | 1 | 1 | 1 | 1 | 1 | 1 | 1 | 1 | 1 | 1 | 1 | CreNgs324 | CreN | gs | 324 | [32 empty] | 0.31372 | 0.088964 | 0
324 | HVAC | DX | Retail | Turnover | HE DX 5.4-11.25 Tons Other Heat | 0.37701 | 0 |  | 1131.96 | 1 | 0 | 3002.444 | 15 |  | 982.5 | 2606.0119 | Per Unit | GS | 1 | 1 | 1 | 1 | 1 | 1 | 1 | 1 | 1 | 1 | 1 | 1 | CrtTgs324 | CrtT | gs | 324 | [32 empty] | 46.9483 | 15.6367 | 0
324 | HVAC | DX | Retail | New | HE DX 5.4-11.25 Tons Other Heat | 0.37701 | 0 |  | 1131.96 | 1 | 0 | 3002.444 | 15 |  | 982.5 | 2606.0119 | Per Unit | GS | 1 | 1 | 1 | 1 | 1 | 1 | 1 | 1 | 1 | 1 | 1 | 1 | CrtNgs324 | CrtN | gs | 324 | [32 empty] | 0.51782 | 0.17247 | 0
324 | HVAC | DX | Schools K-12 | Turnover | HE DX 5.4-11.25 Tons Other Heat | 0.32777 | 0 |  | 984.11 | 1 | 0 | 3002.444 | 15 |  | 982.5 | 2997.532 | Per Unit | GS | 1 | 1 | 1 | 1 | 1 | 1 | 1 | 1 | 1 | 1 | 1 | 1 | CscTgs324 | CscT | gs | 324 | [32 empty] | 6.5619 | 2.1855 | 0
324 | HVAC | DX | Schools K-12 | New | HE DX 5.4-11.25 Tons Other Heat | 0.32777 | 0 |  | 984.11 | 1 | 0 | 3002.444 | 15 |  | 982.5 | 2997.532 | Per Unit | GS | 1 | 1 | 1 | 1 | 1 | 1 | 1 | 1 | 1 | 1 | 1 | 1 | CscNgs324 | CscN | gs | 324 | [32 empty] | 0.072375 | 0.024105 | 0
324 | HVAC | DX | Warehouse | Turnover | HE DX 5.4-11.25 Tons Other Heat | 0.071905 | 0 |  | 215.89 | 1 | 0 | 3002.444 | 15 |  | 982.5 | 13663.9086 | Per Unit | GS | 1 | 1 | 1 | 1 | 1 | 1 | 1 | 1 | 1 | 1 | 1 | 1 | CwaTgs324 | CwaT | gs | 324 | [32 empty] | 5.5082 | 1.8346 | 0
324 | HVAC | DX | Warehouse | New | HE DX 5.4-11.25 Tons Other Heat | 0.071905 | 0 |  | 215.89 | 1 | 0 | 3002.444 | 15 |  | 982.5 | 13663.9086 | Per Unit | GS | 1 | 1 | 1 | 1 | 1 | 1 | 1 | 1 | 1 | 1 | 1 | 1 | CwaNgs324 | CwaN | gs | 324 | [32 empty] | 0.060753 | 0.020235 | 0
325 | HVAC | DX | Assembly | Turnover | HE DX Less than 5.4 Tons Elect Heat | 0.26445 | 0.10038 |  | 838.06 | 1 | 0.37956 | 3169.0532 | 15 |  | 655 | 2476.8272 | Per Unit | GS | 1 | 1 | 1 | 1 | 1 | 1 | 1 | 1 | 1 | 1 | 1 | 1 | CasTgs325 | CasT | gs | 325 | [32 empty] | 27.8245 | 2.0523 | 49.3506
325 | HVAC | DX | Assembly | New | HE DX Less than 5.4 Tons Elect Heat | 0.26445 | 0.10038 |  | 838.06 | 1 | 0.37956 | 3169.0532 | 15 |  | 655 | 2476.8272 | Per Unit | GS | 1 | 1 | 1 | 1 | 1 | 1 | 1 | 1 | 1 | 1 | 1 | 1 | CasNgs325 | CasN | gs | 325 | [32 empty] | 0.24796 | 0.0075918 | 0.51297
325 | HVAC | DX | College and University | Turnover | HE DX Less than 5.4 Tons Elect Heat | 0.1786 | 0.0084767 |  | 924.96 | 1 | 0.047461 | 5178.8245 | 15 |  | 655 | 3667.3262 | Per Unit | GS | 1 | 1 | 1 | 1 | 1 | 1 | 1 | 1 | 1 | 1 | 1 | 1 | CcoTgs325 | CcoT | gs | 325 | [32 empty] | 0.49311 | 0.099979 | 0
325 | HVAC | DX | College and University | New | HE DX Less than 5.4 Tons Elect Heat | 0.1786 | 0.0084767 |  | 924.96 | 1 | 0.047461 | 5178.8245 | 15 |  | 655 | 3667.3262 | Per Unit | GS | 1 | 1 | 1 | 1 | 1 | 1 | 1 | 1 | 1 | 1 | 1 | 1 | CcoNgs325 | CcoN | gs | 325 | [32 empty] | 0.0017417 | 0.00035314 | 0
325 | HVAC | DX | Data Center | Turnover | HE DX Less than 5.4 Tons Elect Heat | 0.33194 | 0.015218 |  | 1716.28 | 1 | 0.045846 | 5170.4288 | 15 |  | 655 | 1973.2391 | Per Unit | GS | 1 | 1 | 1 | 1 | 1 | 1 | 1 | 1 | 1 | 1 | 1 | 1 | CdaTgs325 | CdaT | gs | 325 | [32 empty] | 0.051978 | 0.010539 | 0
325 | HVAC | DX | Data Center | New | HE DX Less than 5.4 Tons Elect Heat | 0.33194 | 0.015218 |  | 1716.28 | 1 | 0.045846 | 5170.4288 | 15 |  | 655 | 1973.2391 | Per Unit | GS | 1 | 1 | 1 | 1 | 1 | 1 | 1 | 1 | 1 | 1 | 1 | 1 | CdaNgs325 | CdaN | gs | 325 | [32 empty] | 0.00029606 | 6.0026e-05 | 0
325 | HVAC | DX | Grocery | Turnover | HE DX Less than 5.4 Tons Elect Heat | 0.12443 | 0.058486 |  | 514.88 | 1 | 0.47003 | 4137.949 | 15 |  | 655 | 5264.0549 | Per Unit | GS | 1 | 1 | 1 | 1 | 1 | 1 | 1 | 1 | 1 | 1 | 1 | 1 | CgrTgs325 | CgrT | gs | 325 | [32 empty] | 7.371 | 1.5454 | 1.4767
325 | HVAC | DX | Grocery | New | HE DX Less than 5.4 Tons Elect Heat | 0.12443 | 0.058486 |  | 514.88 | 1 | 0.47003 | 4137.949 | 15 |  | 655 | 5264.0549 | Per Unit | GS | 1 | 1 | 1 | 1 | 1 | 1 | 1 | 1 | 1 | 1 | 1 | 1 | CgrNgs325 | CgrN | gs | 325 | [32 empty] | 0.025954 | 0.0018664 | 0.014889
325 | HVAC | DX | Healthcare | Turnover | HE DX Less than 5.4 Tons Elect Heat | 0.35043 | 0.013292 |  | 1797.47 | 1 | 0.037931 | 5129.2902 | 15 |  | 655 | 1869.1189 | Per Unit | GS | 1 | 1 | 1 | 1 | 1 | 1 | 1 | 1 | 1 | 1 | 1 | 1 | CheTgs325 | CheT | gs | 325 | [32 empty] | 5.1009 | 0.98567 | 0.046068
325 | HVAC | DX | Healthcare | New | HE DX Less than 5.4 Tons Elect Heat | 0.35043 | 0.013292 |  | 1797.47 | 1 | 0.037931 | 5129.2902 | 15 |  | 655 | 1869.1189 | Per Unit | GS | 1 | 1 | 1 | 1 | 1 | 1 | 1 | 1 | 1 | 1 | 1 | 1 | CheNgs325 | CheN | gs | 325 | [32 empty] | 0.0023368 | 0 | 0.00044958
325 | HVAC | DX | Hospitals | Turnover | HE DX Less than 5.4 Tons Elect Heat | 0.33194 | 0.015218 |  | 1716.28 | 1 | 0.045846 | 5170.4288 | 15 |  | 655 | 1973.2391 | Per Unit | GS | 1 | 1 | 1 | 1 | 1 | 1 | 1 | 1 | 1 | 1 | 1 | 1 | ChoTgs325 | ChoT | gs | 325 | [32 empty] | 0 | 0 | 0
325 | HVAC | DX | Hospitals | New | HE DX Less than 5.4 Tons Elect Heat | 0.33194 | 0.015218 |  | 1716.28 | 1 | 0.045846 | 5170.4288 | 15 |  | 655 | 1973.2391 | Per Unit | GS | 1 | 1 | 1 | 1 | 1 | 1 | 1 | 1 | 1 | 1 | 1 | 1 | ChoNgs325 | ChoN | gs | 325 | [32 empty] | 0 | 0 | 0
325 | HVAC | DX | Institutional | Turnover | HE DX Less than 5.4 Tons Elect Heat | 0.087027 | 0.0073204 |  | 467.28 | 1 | 0.084117 | 5369.3533 | 15 |  | 655 | 7526.379 | Per Unit | GS | 1 | 1 | 1 | 1 | 1 | 1 | 1 | 1 | 1 | 1 | 1 | 1 | CinTgs325 | CinT | gs | 325 | [32 empty] | 7.6139 | 1.3094 | 0.22232
325 | HVAC | DX | Institutional | New | HE DX Less than 5.4 Tons Elect Heat | 0.087027 | 0.0073204 |  | 467.28 | 1 | 0.084117 | 5369.3533 | 15 |  | 655 | 7526.379 | Per Unit | GS | 1 | 1 | 1 | 1 | 1 | 1 | 1 | 1 | 1 | 1 | 1 | 1 | CinNgs325 | CinN | gs | 325 | [32 empty] | 0.025864 | 0.0028086 | 0.0023109
325 | HVAC | DX | Lodging/Hospitality | Turnover | HE DX Less than 5.4 Tons Elect Heat | 0.25127 | 0.03034 |  | 1358.11 | 1 | 0.12075 | 5404.9677 | 15 |  | 655 | 2606.7505 | Per Unit | GS | 1 | 1 | 1 | 1 | 1 | 1 | 1 | 1 | 1 | 1 | 1 | 1 | CloTgs325 | CloT | gs | 325 | [32 empty] | 2.6748 | 0.51065 | 0.0054648
325 | HVAC | DX | Lodging/Hospitality | New | HE DX Less than 5.4 Tons Elect Heat | 0.25127 | 0.03034 |  | 1358.11 | 1 | 0.12075 | 5404.9677 | 15 |  | 655 | 2606.7505 | Per Unit | GS | 1 | 1 | 1 | 1 | 1 | 1 | 1 | 1 | 1 | 1 | 1 | 1 | CloNgs325 | CloN | gs | 325 | [32 empty] | 0.014285 | 0.0027201 | 5.3331e-05
325 | HVAC | DX | Miscellaneous | Turnover | HE DX Less than 5.4 Tons Elect Heat | 0.14773 | 0.054744 |  | 467.58 | 1 | 0.37057 | 3165.106 | 15 |  | 655 | 4433.7748 | Per Unit | GS | 1 | 1 | 1 | 1 | 1 | 1 | 1 | 1 | 1 | 1 | 1 | 1 | CmiTgs325 | CmiT | gs | 325 | [32 empty] | 0 | 0 | 0
325 | HVAC | DX | Miscellaneous | New | HE DX Less than 5.4 Tons Elect Heat | 0.14773 | 0.054744 |  | 467.58 | 1 | 0.37057 | 3165.106 | 15 |  | 655 | 4433.7748 | Per Unit | GS | 1 | 1 | 1 | 1 | 1 | 1 | 1 | 1 | 1 | 1 | 1 | 1 | CmiNgs325 | CmiN | gs | 325 | [32 empty] | 0 | 0 | 0
325 | HVAC | DX | Offices | Turnover | HE DX Less than 5.4 Tons Elect Heat | 0.29769 | 0.0593 |  | 919.82 | 1 | 0.1992 | 3089.8847 | 15 |  | 655 | 2200.294 | Per Unit | GS | 1 | 1 | 1 | 1 | 1 | 1 | 1 | 1 | 1 | 1 | 1 | 1 | CofTgs325 | CofT | gs | 325 | [32 empty] | 44.6139 | 9.0838 | 39.504
325 | HVAC | DX | Offices | New | HE DX Less than 5.4 Tons Elect Heat | 0.29769 | 0.0593 |  | 919.82 | 1 | 0.1992 | 3089.8847 | 15 |  | 655 | 2200.294 | Per Unit | GS | 1 | 1 | 1 | 1 | 1 | 1 | 1 | 1 | 1 | 1 | 1 | 1 | CofNgs325 | CofN | gs | 325 | [32 empty] | 0.29304 | 0.037568 | 0.41062
325 | HVAC | DX | Restaurants | Turnover | HE DX Less than 5.4 Tons Elect Heat | 0.36503 | 0.12466 |  | 1449.43 | 1 | 0.34152 | 3970.7304 | 15 |  | 655 | 1794.3801 | Per Unit | GS | 1 | 1 | 1 | 1 | 1 | 1 | 1 | 1 | 1 | 1 | 1 | 1 | CreTgs325 | CreT | gs | 325 | [32 empty] | 3.5878 | 1.0174 | 0
325 | HVAC | DX | Restaurants | New | HE DX Less than 5.4 Tons Elect Heat | 0.36503 | 0.12466 |  | 1449.43 | 1 | 0.34152 | 3970.7304 | 15 |  | 655 | 1794.3801 | Per Unit | GS | 1 | 1 | 1 | 1 | 1 | 1 | 1 | 1 | 1 | 1 | 1 | 1 | CreNgs325 | CreN | gs | 325 | [32 empty] | 0.010577 | 0.0029993 | 0
325 | HVAC | DX | Retail | Turnover | HE DX Less than 5.4 Tons Elect Heat | 0.33601 | 0.23267 |  | 1110.99 | 1 | 0.69244 | 3306.3906 | 15 |  | 655 | 1949.3298 | Per Unit | GS | 1 | 1 | 1 | 1 | 1 | 1 | 1 | 1 | 1 | 1 | 1 | 1 | CrtTgs325 | CrtT | gs | 325 | [32 empty] | 9.2574 | 3.0833 | 0
325 | HVAC | DX | Retail | New | HE DX Less than 5.4 Tons Elect Heat | 0.33601 | 0.23267 |  | 1110.99 | 1 | 0.69244 | 3306.3906 | 15 |  | 655 | 1949.3298 | Per Unit | GS | 1 | 1 | 1 | 1 | 1 | 1 | 1 | 1 | 1 | 1 | 1 | 1 | CrtNgs325 | CrtN | gs | 325 | [32 empty] | 0.037927 | 0.012632 | 0
325 | HVAC | DX | Schools K-12 | Turnover | HE DX Less than 5.4 Tons Elect Heat | 0.29212 | 0.21442 |  | 971.2 | 1 | 0.73401 | 3324.6381 | 15 |  | 655 | 2242.2137 | Per Unit | GS | 1 | 1 | 1 | 1 | 1 | 1 | 1 | 1 | 1 | 1 | 1 | 1 | CscTgs325 | CscT | gs | 325 | [32 empty] | 7.1365 | 0.37173 | 13.7155
325 | HVAC | DX | Schools K-12 | New | HE DX Less than 5.4 Tons Elect Heat | 0.29212 | 0.21442 |  | 971.2 | 1 | 0.73401 | 3324.6381 | 15 |  | 655 | 2242.2137 | Per Unit | GS | 1 | 1 | 1 | 1 | 1 | 1 | 1 | 1 | 1 | 1 | 1 | 1 | CscNgs325 | CscN | gs | 325 | [32 empty] | 0.064243 | 0.0018284 | 0.13385
325 | HVAC | DX | Warehouse | Turnover | HE DX Less than 5.4 Tons Elect Heat | 0.064084 | 0.054744 |  | 216.44 | 1 | 0.85425 | 3377.4179 | 15 |  | 655 | 10220.8868 | Per Unit | GS | 1 | 1 | 1 | 1 | 1 | 1 | 1 | 1 | 1 | 1 | 1 | 1 | CwaTgs325 | CwaT | gs | 325 | [32 empty] | 1.0598 | 0.057107 | 2.0239
325 | HVAC | DX | Warehouse | New | HE DX Less than 5.4 Tons Elect Heat | 0.064084 | 0.054744 |  | 216.44 | 1 | 0.85425 | 3377.4179 | 15 |  | 655 | 10220.8868 | Per Unit | GS | 1 | 1 | 1 | 1 | 1 | 1 | 1 | 1 | 1 | 1 | 1 | 1 | CwaNgs325 | CwaN | gs | 325 | [32 empty] | 0.0091133 | 5.1915e-05 | 0.020406
326 | HVAC | DX | Assembly | Turnover | HE DX Less than 5.4 Tons Other Heat | 0.26445 | 0 |  | 794 | 1 | 0 | 3002.444 | 15 |  | 655 | 2476.8272 | Per Unit | GS | 1 | 1 | 1 | 1 | 1 | 1 | 1 | 1 | 1 | 1 | 1 | 1 | CasTgs326 | CasT | gs | 326 | [32 empty] | 94.419 | 31.4474 | 0
326 | HVAC | DX | Assembly | New | HE DX Less than 5.4 Tons Other Heat | 0.26445 | 0 |  | 794 | 1 | 0 | 3002.444 | 15 |  | 655 | 2476.8272 | Per Unit | GS | 1 | 1 | 1 | 1 | 1 | 1 | 1 | 1 | 1 | 1 | 1 | 1 | CasNgs326 | CasN | gs | 326 | [32 empty] | 1.0414 | 0.34685 | 0
326 | HVAC | DX | College and University | Turnover | HE DX Less than 5.4 Tons Other Heat | 0.1786 | 0 |  | 880.9 | 1 | 0 | 4932.1338 | 15 |  | 655 | 3667.3262 | Per Unit | GS | 1 | 1 | 1 | 1 | 1 | 1 | 1 | 1 | 1 | 1 | 1 | 1 | CcoTgs326 | CcoT | gs | 326 | [32 empty] | 5.5991 | 1.1352 | 0
326 | HVAC | DX | College and University | New | HE DX Less than 5.4 Tons Other Heat | 0.1786 | 0 |  | 880.9 | 1 | 0 | 4932.1338 | 15 |  | 655 | 3667.3262 | Per Unit | GS | 1 | 1 | 1 | 1 | 1 | 1 | 1 | 1 | 1 | 1 | 1 | 1 | CcoNgs326 | CcoN | gs | 326 | [32 empty] | 0.061756 | 0.012521 | 0
326 | HVAC | DX | Data Center | Turnover | HE DX Less than 5.4 Tons Other Heat | 0.33194 | 0 |  | 1637.18 | 1 | 0 | 4932.1338 | 15 |  | 655 | 1973.2391 | Per Unit | GS | 1 | 1 | 1 | 1 | 1 | 1 | 1 | 1 | 1 | 1 | 1 | 1 | CdaTgs326 | CdaT | gs | 326 | [32 empty] | 0.1399 | 0.028365 | 0
326 | HVAC | DX | Data Center | New | HE DX Less than 5.4 Tons Other Heat | 0.33194 | 0 |  | 1637.18 | 1 | 0 | 4932.1338 | 15 |  | 655 | 1973.2391 | Per Unit | GS | 1 | 1 | 1 | 1 | 1 | 1 | 1 | 1 | 1 | 1 | 1 | 1 | CdaNgs326 | CdaN | gs | 326 | [32 empty] | 0.0015431 | 0.00031286 | 0
326 | HVAC | DX | Grocery | Turnover | HE DX Less than 5.4 Tons Other Heat | 0.12443 | 0 |  | 438.78 | 1 | 0 | 3526.3542 | 15 |  | 655 | 5264.0549 | Per Unit | GS | 1 | 1 | 1 | 1 | 1 | 1 | 1 | 1 | 1 | 1 | 1 | 1 | CgrTgs326 | CgrT | gs | 326 | [32 empty] | 14.409 | 4.0861 | 0
326 | HVAC | DX | Grocery | New | HE DX Less than 5.4 Tons Other Heat | 0.12443 | 0 |  | 438.78 | 1 | 0 | 3526.3542 | 15 |  | 655 | 5264.0549 | Per Unit | GS | 1 | 1 | 1 | 1 | 1 | 1 | 1 | 1 | 1 | 1 | 1 | 1 | CgrNgs326 | CgrN | gs | 326 | [32 empty] | 0.15893 | 0.045068 | 0
326 | HVAC | DX | Healthcare | Turnover | HE DX Less than 5.4 Tons Other Heat | 0.35043 | 0 |  | 1728.38 | 1 | 0 | 4932.1338 | 15 |  | 655 | 1869.1189 | Per Unit | GS | 1 | 1 | 1 | 1 | 1 | 1 | 1 | 1 | 1 | 1 | 1 | 1 | CheTgs326 | CheT | gs | 326 | [32 empty] | 15.0535 | 3.0521 | 0
326 | HVAC | DX | Healthcare | New | HE DX Less than 5.4 Tons Other Heat | 0.35043 | 0 |  | 1728.38 | 1 | 0 | 4932.1338 | 15 |  | 655 | 1869.1189 | Per Unit | GS | 1 | 1 | 1 | 1 | 1 | 1 | 1 | 1 | 1 | 1 | 1 | 1 | CheNgs326 | CheN | gs | 326 | [32 empty] | 0.16603 | 0.033664 | 0
326 | HVAC | DX | Hospitals | Turnover | HE DX Less than 5.4 Tons Other Heat | 0.33194 | 0 |  | 1637.18 | 1 | 0 | 4932.1338 | 15 |  | 655 | 1973.2391 | Per Unit | GS | 1 | 1 | 1 | 1 | 1 | 1 | 1 | 1 | 1 | 1 | 1 | 1 | ChoTgs326 | ChoT | gs | 326 | [32 empty] | 11.2943 | 2.2899 | 0
326 | HVAC | DX | Hospitals | New | HE DX Less than 5.4 Tons Other Heat | 0.33194 | 0 |  | 1637.18 | 1 | 0 | 4932.1338 | 15 |  | 655 | 1973.2391 | Per Unit | GS | 1 | 1 | 1 | 1 | 1 | 1 | 1 | 1 | 1 | 1 | 1 | 1 | ChoNgs326 | ChoN | gs | 326 | [32 empty] | 0.12457 | 0.025257 | 0
326 | HVAC | DX | Institutional | Turnover | HE DX Less than 5.4 Tons Other Heat | 0.087027 | 0 |  | 429.23 | 1 | 0 | 4932.1338 | 15 |  | 655 | 7526.379 | Per Unit | GS | 1 | 1 | 1 | 1 | 1 | 1 | 1 | 1 | 1 | 1 | 1 | 1 | CinTgs326 | CinT | gs | 326 | [32 empty] | 12.0711 | 2.4474 | 0
326 | HVAC | DX | Institutional | New | HE DX Less than 5.4 Tons Other Heat | 0.087027 | 0 |  | 429.23 | 1 | 0 | 4932.1338 | 15 |  | 655 | 7526.379 | Per Unit | GS | 1 | 1 | 1 | 1 | 1 | 1 | 1 | 1 | 1 | 1 | 1 | 1 | CinNgs326 | CinN | gs | 326 | [32 empty] | 0.13314 | 0.026994 | 0
326 | HVAC | DX | Lodging/Hospitality | Turnover | HE DX Less than 5.4 Tons Other Heat | 0.25127 | 0 |  | 1312.05 | 1 | 0 | 5221.6595 | 15 |  | 655 | 2606.7505 | Per Unit | GS | 1 | 1 | 1 | 1 | 1 | 1 | 1 | 1 | 1 | 1 | 1 | 1 | CloTgs326 | CloT | gs | 326 | [32 empty] | 1.7262 | 0.33058 | 0
326 | HVAC | DX | Lodging/Hospitality | New | HE DX Less than 5.4 Tons Other Heat | 0.25127 | 0 |  | 1312.05 | 1 | 0 | 5221.6595 | 15 |  | 655 | 2606.7505 | Per Unit | GS | 1 | 1 | 1 | 1 | 1 | 1 | 1 | 1 | 1 | 1 | 1 | 1 | CloNgs326 | CloN | gs | 326 | [32 empty] | 0.019039 | 0.0036462 | 0
326 | HVAC | DX | Miscellaneous | Turnover | HE DX Less than 5.4 Tons Other Heat | 0.14773 | 0 |  | 443.55 | 1 | 0 | 3002.444 | 15 |  | 655 | 4433.7748 | Per Unit | GS | 1 | 1 | 1 | 1 | 1 | 1 | 1 | 1 | 1 | 1 | 1 | 1 | CmiTgs326 | CmiT | gs | 326 | [32 empty] | 42.553 | 14.1728 | 0
326 | HVAC | DX | Miscellaneous | New | HE DX Less than 5.4 Tons Other Heat | 0.14773 | 0 |  | 443.55 | 1 | 0 | 3002.444 | 15 |  | 655 | 4433.7748 | Per Unit | GS | 1 | 1 | 1 | 1 | 1 | 1 | 1 | 1 | 1 | 1 | 1 | 1 | CmiNgs326 | CmiN | gs | 326 | [32 empty] | 0.46935 | 0.15632 | 0
326 | HVAC | DX | Offices | Turnover | HE DX Less than 5.4 Tons Other Heat | 0.29769 | 0 |  | 893.79 | 1 | 0 | 3002.444 | 15 |  | 655 | 2200.294 | Per Unit | GS | 1 | 1 | 1 | 1 | 1 | 1 | 1 | 1 | 1 | 1 | 1 | 1 | CofTgs326 | CofT | gs | 326 | [32 empty] | 166.8474 | 55.5706 | 0
326 | HVAC | DX | Offices | New | HE DX Less than 5.4 Tons Other Heat | 0.29769 | 0 |  | 893.79 | 1 | 0 | 3002.444 | 15 |  | 655 | 2200.294 | Per Unit | GS | 1 | 1 | 1 | 1 | 1 | 1 | 1 | 1 | 1 | 1 | 1 | 1 | CofNgs326 | CofN | gs | 326 | [32 empty] | 1.8403 | 0.61292 | 0
326 | HVAC | DX | Restaurants | Turnover | HE DX Less than 5.4 Tons Other Heat | 0.36503 | 0 |  | 1287.22 | 1 | 0 | 3526.3542 | 15 |  | 655 | 1794.3801 | Per Unit | GS | 1 | 1 | 1 | 1 | 1 | 1 | 1 | 1 | 1 | 1 | 1 | 1 | CreTgs326 | CreT | gs | 326 | [32 empty] | 48.9466 | 13.8802 | 0
326 | HVAC | DX | Restaurants | New | HE DX Less than 5.4 Tons Other Heat | 0.36503 | 0 |  | 1287.22 | 1 | 0 | 3526.3542 | 15 |  | 655 | 1794.3801 | Per Unit | GS | 1 | 1 | 1 | 1 | 1 | 1 | 1 | 1 | 1 | 1 | 1 | 1 | CreNgs326 | CreN | gs | 326 | [32 empty] | 0.53986 | 0.15309 | 0
326 | HVAC | DX | Retail | Turnover | HE DX Less than 5.4 Tons Other Heat | 0.33601 | 0 |  | 1008.86 | 1 | 0 | 3002.444 | 15 |  | 655 | 1949.3298 | Per Unit | GS | 1 | 1 | 1 | 1 | 1 | 1 | 1 | 1 | 1 | 1 | 1 | 1 | CrtTgs326 | CrtT | gs | 326 | [32 empty] | 80.7909 | 26.9084 | 0
326 | HVAC | DX | Retail | New | HE DX Less than 5.4 Tons Other Heat | 0.33601 | 0 |  | 1008.86 | 1 | 0 | 3002.444 | 15 |  | 655 | 1949.3298 | Per Unit | GS | 1 | 1 | 1 | 1 | 1 | 1 | 1 | 1 | 1 | 1 | 1 | 1 | CrtNgs326 | CrtN | gs | 326 | [32 empty] | 0.8911 | 0.29679 | 0
326 | HVAC | DX | Schools K-12 | Turnover | HE DX Less than 5.4 Tons Other Heat | 0.29212 | 0 |  | 877.08 | 1 | 0 | 3002.444 | 15 |  | 655 | 2242.2137 | Per Unit | GS | 1 | 1 | 1 | 1 | 1 | 1 | 1 | 1 | 1 | 1 | 1 | 1 | CscTgs326 | CscT | gs | 326 | [32 empty] | 11.4287 | 3.8065 | 0
326 | HVAC | DX | Schools K-12 | New | HE DX Less than 5.4 Tons Other Heat | 0.29212 | 0 |  | 877.08 | 1 | 0 | 3002.444 | 15 |  | 655 | 2242.2137 | Per Unit | GS | 1 | 1 | 1 | 1 | 1 | 1 | 1 | 1 | 1 | 1 | 1 | 1 | CscNgs326 | CscN | gs | 326 | [32 empty] | 0.12605 | 0.041984 | 0
326 | HVAC | DX | Warehouse | Turnover | HE DX Less than 5.4 Tons Other Heat | 0.064084 | 0 |  | 192.41 | 1 | 0 | 3002.444 | 15 |  | 655 | 10220.8868 | Per Unit | GS | 1 | 1 | 1 | 1 | 1 | 1 | 1 | 1 | 1 | 1 | 1 | 1 | CwaTgs326 | CwaT | gs | 326 | [32 empty] | 9.4786 | 3.157 | 0
326 | HVAC | DX | Warehouse | New | HE DX Less than 5.4 Tons Other Heat | 0.064084 | 0 |  | 192.41 | 1 | 0 | 3002.444 | 15 |  | 655 | 10220.8868 | Per Unit | GS | 1 | 1 | 1 | 1 | 1 | 1 | 1 | 1 | 1 | 1 | 1 | 1 | CwaNgs326 | CwaN | gs | 326 | [32 empty] | 0.10455 | 0.03482 | 0
327 | HVAC | Economizer | Assembly | Existing | Airside Economizer | 2.3099 | 0 |  | 6935.33 | 1 | 0 | 3002.4418 | 10 |  | 7160.52 | 3099.931 | Per End Use Consumption | GS | 1 | 1 | 1 | 1 | 1 | 1 | 1 | 1 | 1 | 1 | 1 | 1 | CasEgs327 | CasE | gs | 327 | [32 empty] | 0.06742 | 0.022455 | 0
327 | HVAC | Economizer | Assembly | New | Airside Economizer | 2.3099 | 0 |  | 6935.33 | 1 | 0 | 3002.4418 | 10 |  | 7160.52 | 3099.931 | Per End Use Consumption | GS | 1 | 1 | 1 | 1 | 1 | 1 | 1 | 1 | 1 | 1 | 1 | 1 | CasNgs327 | CasN | gs | 327 | [32 empty] | 0.00032932 | 0.00010968 | 0
327 | HVAC | Economizer | College and University | Existing | Airside Economizer | 0.56589 | 0 |  | 2791.07 | 1 | 0 | 4932.1455 | 10 |  | 7160.52 | 12653.4722 | Per End Use Consumption | GS | 1 | 1 | 1 | 1 | 1 | 1 | 1 | 1 | 1 | 1 | 1 | 1 | CcoEgs327 | CcoE | gs | 327 | [32 empty] | 0.0060439 | 0.0012254 | 0
327 | HVAC | Economizer | College and University | New | Airside Economizer | 0.56589 | 0 |  | 2791.07 | 1 | 0 | 4932.1455 | 10 |  | 7160.52 | 12653.4722 | Per End Use Consumption | GS | 1 | 1 | 1 | 1 | 1 | 1 | 1 | 1 | 1 | 1 | 1 | 1 | CcoNgs327 | CcoN | gs | 327 | [32 empty] | 2.7733e-05 | 5.623e-06 | 0
327 | HVAC | Economizer | Data Center | Existing | Airside Economizer | 2.7776 | 0 |  | 13699.41 | 1 | 0 | 4932.1455 | 10 |  | 7160.52 | 2577.9743 | Per End Use Consumption | GS | 1 | 1 | 1 | 1 | 1 | 1 | 1 | 1 | 1 | 1 | 1 | 1 | CdaEgs327 | CdaE | gs | 327 | [32 empty] | 0.00057572 | 0.00011673 | 0
327 | HVAC | Economizer | Data Center | New | Airside Economizer | 2.7776 | 0 |  | 13699.41 | 1 | 0 | 4932.1455 | 10 |  | 7160.52 | 2577.9743 | Per End Use Consumption | GS | 1 | 1 | 1 | 1 | 1 | 1 | 1 | 1 | 1 | 1 | 1 | 1 | CdaNgs327 | CdaN | gs | 327 | [32 empty] | 2.8358e-06 | 5.7497e-07 | 0
327 | HVAC | Economizer | Grocery | Existing | Airside Economizer | 0.15984 | 0 |  | 563.67 | 1 | 0 | 3526.3551 | 10 |  | 7160.52 | 44796.6653 | Per End Use Consumption | GS | 1 | 1 | 1 | 1 | 1 | 1 | 1 | 1 | 1 | 1 | 1 | 1 | CgrEgs327 | CgrE | gs | 327 | [32 empty] | 0.022488 | 0.0063772 | 0
327 | HVAC | Economizer | Grocery | New | Airside Economizer | 0.15984 | 0 |  | 563.67 | 1 | 0 | 3526.3551 | 10 |  | 7160.52 | 44796.6653 | Per End Use Consumption | GS | 1 | 1 | 1 | 1 | 1 | 1 | 1 | 1 | 1 | 1 | 1 | 1 | CgrNgs327 | CgrN | gs | 327 | [32 empty] | 0.00010659 | 3.0225e-05 | 0
327 | HVAC | Economizer | Healthcare | Existing | Airside Economizer | 0.23726 | 0 |  | 1170.2 | 1 | 0 | 4932.1455 | 10 |  | 7160.52 | 30180.0774 | Per End Use Consumption | GS | 1 | 1 | 1 | 1 | 1 | 1 | 1 | 1 | 1 | 1 | 1 | 1 | CheEgs327 | CheE | gs | 327 | [32 empty] | 0 | 0 | 0
327 | HVAC | Economizer | Healthcare | New | Airside Economizer | 0.23726 | 0 |  | 1170.2 | 1 | 0 | 4932.1455 | 10 |  | 7160.52 | 30180.0774 | Per End Use Consumption | GS | 1 | 1 | 1 | 1 | 1 | 1 | 1 | 1 | 1 | 1 | 1 | 1 | CheNgs327 | CheN | gs | 327 | [32 empty] | 0 | 0 | 0
327 | HVAC | Economizer | Hospitals | Existing | Airside Economizer | 20.8764 | 0 |  | 102965.43 | 1 | 0 | 4932.1455 | 10 |  | 7160.52 | 342.996 | Per End Use Consumption | GS | 1 | 1 | 1 | 1 | 1 | 1 | 1 | 1 | 1 | 1 | 1 | 1 | ChoEgs327 | ChoE | gs | 327 | [32 empty] | 0 | 0 | 0
327 | HVAC | Economizer | Hospitals | New | Airside Economizer | 20.8764 | 0 |  | 102965.43 | 1 | 0 | 4932.1455 | 10 |  | 7160.52 | 342.996 | Per End Use Consumption | GS | 1 | 1 | 1 | 1 | 1 | 1 | 1 | 1 | 1 | 1 | 1 | 1 | ChoNgs327 | ChoN | gs | 327 | [32 empty] | 0 | 0 | 0
327 | HVAC | Economizer | Institutional | Existing | Airside Economizer | 0.27762 | 0 |  | 1369.28 | 1 | 0 | 4932.1455 | 10 |  | 7160.52 | 25792.1876 | Per End Use Consumption | GS | 1 | 1 | 1 | 1 | 1 | 1 | 1 | 1 | 1 | 1 | 1 | 1 | CinEgs327 | CinE | gs | 327 | [32 empty] | 0.044461 | 0.0090145 | 0
327 | HVAC | Economizer | Institutional | New | Airside Economizer | 0.27762 | 0 |  | 1369.28 | 1 | 0 | 4932.1455 | 10 |  | 7160.52 | 25792.1876 | Per End Use Consumption | GS | 1 | 1 | 1 | 1 | 1 | 1 | 1 | 1 | 1 | 1 | 1 | 1 | CinNgs327 | CinN | gs | 327 | [32 empty] | 0.0002186 | 4.4321e-05 | 0
327 | HVAC | Economizer | Lodging/Hospitality | Existing | Airside Economizer | 2.1349 | 0 |  | 11147.55 | 1 | 0 | 5221.6713 | 10 |  | 7160.52 | 3354.0896 | Per End Use Consumption | GS | 1 | 1 | 1 | 1 | 1 | 1 | 1 | 1 | 1 | 1 | 1 | 1 | CloEgs327 | CloE | gs | 327 | [32 empty] | 0.045906 | 0.0087914 | 0
327 | HVAC | Economizer | Lodging/Hospitality | New | Airside Economizer | 2.1349 | 0 |  | 11147.55 | 1 | 0 | 5221.6713 | 10 |  | 7160.52 | 3354.0896 | Per End Use Consumption | GS | 1 | 1 | 1 | 1 | 1 | 1 | 1 | 1 | 1 | 1 | 1 | 1 | CloNgs327 | CloN | gs | 327 | [32 empty] | 0.00020945 | 4.0112e-05 | 0
327 | HVAC | Economizer | Miscellaneous | Existing | Airside Economizer | 0.82567 | 0 |  | 2479.03 | 1 | 0 | 3002.4418 | 10 |  | 7160.52 | 8672.3616 | Per End Use Consumption | GS | 1 | 1 | 1 | 1 | 1 | 1 | 1 | 1 | 1 | 1 | 1 | 1 | CmiEgs327 | CmiE | gs | 327 | [32 empty] | 0 | 0 | 0
327 | HVAC | Economizer | Miscellaneous | New | Airside Economizer | 0.82567 | 0 |  | 2479.03 | 1 | 0 | 3002.4418 | 10 |  | 7160.52 | 8672.3616 | Per End Use Consumption | GS | 1 | 1 | 1 | 1 | 1 | 1 | 1 | 1 | 1 | 1 | 1 | 1 | CmiNgs327 | CmiN | gs | 327 | [32 empty] | 0 | 0 | 0
327 | HVAC | Economizer | Offices | Existing | Airside Economizer | 1.0462 | 0 |  | 3141.09 | 1 | 0 | 3002.4418 | 10 |  | 7160.52 | 6844.4536 | Per End Use Consumption | GS | 1 | 1 | 1 | 1 | 1 | 1 | 1 | 1 | 1 | 1 | 1 | 1 | CofEgs327 | CofE | gs | 327 | [32 empty] | 0.24906 | 0.082952 | 0
327 | HVAC | Economizer | Offices | New | Airside Economizer | 1.0462 | 0 |  | 3141.09 | 1 | 0 | 3002.4418 | 10 |  | 7160.52 | 6844.4536 | Per End Use Consumption | GS | 1 | 1 | 1 | 1 | 1 | 1 | 1 | 1 | 1 | 1 | 1 | 1 | CofNgs327 | CofN | gs | 327 | [32 empty] | 0.0011466 | 0.00038188 | 0
327 | HVAC | Economizer | Restaurants | Existing | Airside Economizer | 0.76413 | 0 |  | 2694.6 | 1 | 0 | 3526.3551 | 10 |  | 7160.52 | 9370.7921 | Per End Use Consumption | GS | 1 | 1 | 1 | 1 | 1 | 1 | 1 | 1 | 1 | 1 | 1 | 1 | CreEgs327 | CreE | gs | 327 | [32 empty] | 0.038135 | 0.010814 | 0
327 | HVAC | Economizer | Restaurants | New | Airside Economizer | 0.76413 | 0 |  | 2694.6 | 1 | 0 | 3526.3551 | 10 |  | 7160.52 | 9370.7921 | Per End Use Consumption | GS | 1 | 1 | 1 | 1 | 1 | 1 | 1 | 1 | 1 | 1 | 1 | 1 | CreNgs327 | CreN | gs | 327 | [32 empty] | 0.00016338 | 4.6331e-05 | 0
327 | HVAC | Economizer | Retail | Existing | Airside Economizer | 1.3255 | 0 |  | 3979.74 | 1 | 0 | 3002.4418 | 10 |  | 7160.52 | 5402.1229 | Per End Use Consumption | GS | 1 | 1 | 1 | 1 | 1 | 1 | 1 | 1 | 1 | 1 | 1 | 1 | CrtEgs327 | CrtE | gs | 327 | [32 empty] | 0.1304 | 0.043432 | 0
327 | HVAC | Economizer | Retail | New | Airside Economizer | 1.3255 | 0 |  | 3979.74 | 1 | 0 | 3002.4418 | 10 |  | 7160.52 | 5402.1229 | Per End Use Consumption | GS | 1 | 1 | 1 | 1 | 1 | 1 | 1 | 1 | 1 | 1 | 1 | 1 | CrtNgs327 | CrtN | gs | 327 | [32 empty] | 0.00058317 | 0.00019423 | 0
327 | HVAC | Economizer | Schools K-12 | Existing | Airside Economizer | 2.9717 | 0 |  | 8922.38 | 1 | 0 | 3002.4418 | 10 |  | 7160.52 | 2409.5639 | Per End Use Consumption | GS | 1 | 1 | 1 | 1 | 1 | 1 | 1 | 1 | 1 | 1 | 1 | 1 | CscEgs327 | CscE | gs | 327 | [32 empty] | 0.017349 | 0.0057783 | 0
327 | HVAC | Economizer | Schools K-12 | New | Airside Economizer | 2.9717 | 0 |  | 8922.38 | 1 | 0 | 3002.4418 | 10 |  | 7160.52 | 2409.5639 | Per End Use Consumption | GS | 1 | 1 | 1 | 1 | 1 | 1 | 1 | 1 | 1 | 1 | 1 | 1 | CscNgs327 | CscN | gs | 327 | [32 empty] | 7.9247e-05 | 2.6394e-05 | 0
327 | HVAC | Economizer | Warehouse | Existing | Airside Economizer | 0.35908 | 0 |  | 1078.11 | 1 | 0 | 3002.4418 | 10 |  | 7160.52 | 19941.4203 | Per End Use Consumption | GS | 1 | 1 | 1 | 1 | 1 | 1 | 1 | 1 | 1 | 1 | 1 | 1 | CwaEgs327 | CwaE | gs | 327 | [32 empty] | 0.0005561 | 0.00018522 | 0
327 | HVAC | Economizer | Warehouse | New | Airside Economizer | 0.35908 | 0 |  | 1078.11 | 1 | 0 | 3002.4418 | 10 |  | 7160.52 | 19941.4203 | Per End Use Consumption | GS | 1 | 1 | 1 | 1 | 1 | 1 | 1 | 1 | 1 | 1 | 1 | 1 | CwaNgs327 | CwaN | gs | 327 | [32 empty] | 2.5505e-06 | 8.4948e-07 | 0
328 | HVAC | Economizer | Assembly | Existing | Dual Enthalpy Economizer | 0.09185 | 0.065406 |  | 325.66 | 1 | 0.7121 | 3545.5611 | 10 |  | 1692 | 18421.3272 | Per End Use Consumption | GS | 1 | 1 | 1 | 1 | 1 | 1 | 1 | 1 | 1 | 1 | 1 | 1 | CasEgs328 | CasE | gs | 328 | [32 empty] | 0.0053286 | 0.0015029 | 0.0010702
328 | HVAC | Economizer | Assembly | New | Dual Enthalpy Economizer | 0.09185 | 0.065406 |  | 325.66 | 1 | 0.7121 | 3545.5611 | 10 |  | 1692 | 18421.3272 | Per End Use Consumption | GS | 1 | 1 | 1 | 1 | 1 | 1 | 1 | 1 | 1 | 1 | 1 | 1 | CasNgs328 | CasN | gs | 328 | [32 empty] | 6.2142e-05 | 1.7527e-05 | 1.2481e-05
328 | HVAC | Economizer | College and University | Existing | Dual Enthalpy Economizer | 0.020227 | 0.015971 |  | 138.59 | 1 | 0.7896 | 6851.7404 | 10 |  | 1692 | 83650.6589 | Per End Use Consumption | GS | 1 | 1 | 1 | 1 | 1 | 1 | 1 | 1 | 1 | 1 | 1 | 1 | CcoEgs328 | CcoE | gs | 328 | [32 empty] | 0.0023205 | 0.00033867 | 0.00026742
328 | HVAC | Economizer | College and University | New | Dual Enthalpy Economizer | 0.020227 | 0.015971 |  | 138.59 | 1 | 0.7896 | 6851.7404 | 10 |  | 1692 | 83650.6589 | Per End Use Consumption | GS | 1 | 1 | 1 | 1 | 1 | 1 | 1 | 1 | 1 | 1 | 1 | 1 | CcoNgs328 | CcoN | gs | 328 | [32 empty] | 1.3373e-05 | 1.9517e-06 | 1.5411e-06
328 | HVAC | Economizer | Data Center | Existing | Dual Enthalpy Economizer | 0.081484 | 0.06434 |  | 558.31 | 1 | 0.7896 | 6851.7404 | 10 |  | 1692 | 20764.7092 | Per End Use Consumption | GS | 1 | 1 | 1 | 1 | 1 | 1 | 1 | 1 | 1 | 1 | 1 | 1 | CdaEgs328 | CdaE | gs | 328 | [32 empty] | 0.00010985 | 1.6033e-05 | 1.2659e-05
328 | HVAC | Economizer | Data Center | New | Dual Enthalpy Economizer | 0.081484 | 0.06434 |  | 558.31 | 1 | 0.7896 | 6851.7404 | 10 |  | 1692 | 20764.7092 | Per End Use Consumption | GS | 1 | 1 | 1 | 1 | 1 | 1 | 1 | 1 | 1 | 1 | 1 | 1 | CdaNgs328 | CdaN | gs | 328 | [32 empty] | 1.2764e-06 | 1.8629e-07 | 1.471e-07
328 | HVAC | Economizer | Grocery | Existing | Dual Enthalpy Economizer | 0.0058735 | 0.0043746 |  | 26.47 | 1 | 0.74481 | 4506.7038 | 10 |  | 1692 | 288074.91 | Per End Use Consumption | GS | 1 | 1 | 1 | 1 | 1 | 1 | 1 | 1 | 1 | 1 | 1 | 1 | CgrEgs328 | CgrE | gs | 328 | [32 empty] | 0.0057058 | 0.0012661 | 0.00094299
328 | HVAC | Economizer | Grocery | New | Dual Enthalpy Economizer | 0.0058735 | 0.0043746 |  | 26.47 | 1 | 0.74481 | 4506.7038 | 10 |  | 1692 | 288074.91 | Per End Use Consumption | GS | 1 | 1 | 1 | 1 | 1 | 1 | 1 | 1 | 1 | 1 | 1 | 1 | CgrNgs328 | CgrN | gs | 328 | [32 empty] | 0.00013526 | 3.0013e-05 | 2.2354e-05
328 | HVAC | Economizer | Healthcare | Existing | Dual Enthalpy Economizer | 0.0065297 | 0.0051558 |  | 44.74 | 1 | 0.7896 | 6851.7404 | 10 |  | 1692 | 259122.5932 | Per End Use Consumption | GS | 1 | 1 | 1 | 1 | 1 | 1 | 1 | 1 | 1 | 1 | 1 | 1 | CheEgs328 | CheE | gs | 328 | [32 empty] | 0.013051 | 0.0019048 | 0.001504
328 | HVAC | Economizer | Healthcare | New | Dual Enthalpy Economizer | 0.0065297 | 0.0051558 |  | 44.74 | 1 | 0.7896 | 6851.7404 | 10 |  | 1692 | 259122.5932 | Per End Use Consumption | GS | 1 | 1 | 1 | 1 | 1 | 1 | 1 | 1 | 1 | 1 | 1 | 1 | CheNgs328 | CheN | gs | 328 | [32 empty] | 7.519e-05 | 1.0974e-05 | 8.6649e-06
328 | HVAC | Economizer | Hospitals | Existing | Dual Enthalpy Economizer | 0.57451 | 0.45363 |  | 3936.38 | 1 | 0.7896 | 6851.7404 | 10 |  | 1692 | 2945.1285 | Per End Use Consumption | GS | 1 | 1 | 1 | 1 | 1 | 1 | 1 | 1 | 1 | 1 | 1 | 1 | ChoEgs328 | ChoE | gs | 328 | [32 empty] | 0.0074803 | 0.0010917 | 0.00086203
328 | HVAC | Economizer | Hospitals | New | Dual Enthalpy Economizer | 0.57451 | 0.45363 |  | 3936.38 | 1 | 0.7896 | 6851.7404 | 10 |  | 1692 | 2945.1285 | Per End Use Consumption | GS | 1 | 1 | 1 | 1 | 1 | 1 | 1 | 1 | 1 | 1 | 1 | 1 | ChoNgs328 | ChoN | gs | 328 | [32 empty] | 4.6184e-05 | 6.7404e-06 | 5.3222e-06
328 | HVAC | Economizer | Institutional | Existing | Dual Enthalpy Economizer | 0.0081454 | 0.0064315 |  | 55.81 | 1 | 0.7896 | 6851.7404 | 10 |  | 1692 | 207725.2252 | Per End Use Consumption | GS | 1 | 1 | 1 | 1 | 1 | 1 | 1 | 1 | 1 | 1 | 1 | 1 | CinEgs328 | CinE | gs | 328 | [32 empty] | 0.0020917 | 0.00030528 | 0.00024105
328 | HVAC | Economizer | Institutional | New | Dual Enthalpy Economizer | 0.0081454 | 0.0064315 |  | 55.81 | 1 | 0.7896 | 6851.7404 | 10 |  | 1692 | 207725.2252 | Per End Use Consumption | GS | 1 | 1 | 1 | 1 | 1 | 1 | 1 | 1 | 1 | 1 | 1 | 1 | CinNgs328 | CinN | gs | 328 | [32 empty] | 2.4378e-05 | 3.5579e-06 | 2.8093e-06
328 | HVAC | Economizer | Lodging/Hospitality | Existing | Dual Enthalpy Economizer | 0.094782 | 0.038911 |  | 523.45 | 1 | 0.41054 | 5522.7016 | 10 |  | 1692 | 17851.5828 | Per End Use Consumption | GS | 1 | 1 | 1 | 1 | 1 | 1 | 1 | 1 | 1 | 1 | 1 | 1 | CloEgs328 | CloE | gs | 328 | [32 empty] | 0.01418 | 0.0025675 | 0.0010541
328 | HVAC | Economizer | Lodging/Hospitality | New | Dual Enthalpy Economizer | 0.094782 | 0.038911 |  | 523.45 | 1 | 0.41054 | 5522.7016 | 10 |  | 1692 | 17851.5828 | Per End Use Consumption | GS | 1 | 1 | 1 | 1 | 1 | 1 | 1 | 1 | 1 | 1 | 1 | 1 | CloNgs328 | CloN | gs | 328 | [32 empty] | 8.1713e-05 | 1.4796e-05 | 6.0742e-06
328 | HVAC | Economizer | Miscellaneous | Existing | Dual Enthalpy Economizer | 0.030822 | 0.021948 |  | 109.28 | 1 | 0.7121 | 3545.5611 | 10 |  | 1692 | 54896.4991 | Per End Use Consumption | GS | 1 | 1 | 1 | 1 | 1 | 1 | 1 | 1 | 1 | 1 | 1 | 1 | CmiEgs328 | CmiE | gs | 328 | [32 empty] | 0.0054497 | 0.001537 | 0.0010945
328 | HVAC | Economizer | Miscellaneous | New | Dual Enthalpy Economizer | 0.030822 | 0.021948 |  | 109.28 | 1 | 0.7121 | 3545.5611 | 10 |  | 1692 | 54896.4991 | Per End Use Consumption | GS | 1 | 1 | 1 | 1 | 1 | 1 | 1 | 1 | 1 | 1 | 1 | 1 | CmiNgs328 | CmiN | gs | 328 | [32 empty] | 6.1214e-05 | 1.7265e-05 | 1.2294e-05
328 | HVAC | Economizer | Offices | Existing | Dual Enthalpy Economizer | 0.036107 | 0.025712 |  | 128.02 | 1 | 0.7121 | 3545.5611 | 10 |  | 1692 | 46860.5641 | Per End Use Consumption | GS | 1 | 1 | 1 | 1 | 1 | 1 | 1 | 1 | 1 | 1 | 1 | 1 | CofEgs328 | CofE | gs | 328 | [32 empty] | 0.062186 | 0.017539 | 0.01249
328 | HVAC | Economizer | Offices | New | Dual Enthalpy Economizer | 0.036107 | 0.025712 |  | 128.02 | 1 | 0.7121 | 3545.5611 | 10 |  | 1692 | 46860.5641 | Per End Use Consumption | GS | 1 | 1 | 1 | 1 | 1 | 1 | 1 | 1 | 1 | 1 | 1 | 1 | CofNgs328 | CofN | gs | 328 | [32 empty] | 0.00072259 | 0.0002038 | 0.00014513
328 | HVAC | Economizer | Restaurants | Existing | Dual Enthalpy Economizer | 0.027774 | 0.020687 |  | 125.17 | 1 | 0.74481 | 4506.7038 | 10 |  | 1692 | 60919.8919 | Per End Use Consumption | GS | 1 | 1 | 1 | 1 | 1 | 1 | 1 | 1 | 1 | 1 | 1 | 1 | CreEgs328 | CreE | gs | 328 | [32 empty] | 0.010605 | 0.0023531 | 0.0017526
328 | HVAC | Economizer | Restaurants | New | Dual Enthalpy Economizer | 0.027774 | 0.020687 |  | 125.17 | 1 | 0.74481 | 4506.7038 | 10 |  | 1692 | 60919.8919 | Per End Use Consumption | GS | 1 | 1 | 1 | 1 | 1 | 1 | 1 | 1 | 1 | 1 | 1 | 1 | CreNgs328 | CreN | gs | 328 | [32 empty] | 0.00021861 | 4.8508e-05 | 3.6129e-05
328 | HVAC | Economizer | Retail | Existing | Dual Enthalpy Economizer | 0.05842 | 0.0416 |  | 207.13 | 1 | 0.7121 | 3545.5611 | 10 |  | 1692 | 28962.919 | Per End Use Consumption | GS | 1 | 1 | 1 | 1 | 1 | 1 | 1 | 1 | 1 | 1 | 1 | 1 | CrtEgs328 | CrtE | gs | 328 | [32 empty] | 0.024791 | 0.0069922 | 0.0049792
328 | HVAC | Economizer | Retail | New | Dual Enthalpy Economizer | 0.05842 | 0.0416 |  | 207.13 | 1 | 0.7121 | 3545.5611 | 10 |  | 1692 | 28962.919 | Per End Use Consumption | GS | 1 | 1 | 1 | 1 | 1 | 1 | 1 | 1 | 1 | 1 | 1 | 1 | CrtNgs328 | CrtN | gs | 328 | [32 empty] | 0.00014795 | 4.1729e-05 | 2.9715e-05
328 | HVAC | Economizer | Schools K-12 | Existing | Dual Enthalpy Economizer | 0.12496 | 0.088981 |  | 443.04 | 1 | 0.7121 | 3545.5611 | 10 |  | 1692 | 13540.7399 | Per End Use Consumption | GS | 1 | 1 | 1 | 1 | 1 | 1 | 1 | 1 | 1 | 1 | 1 | 1 | CscEgs328 | CscE | gs | 328 | [32 empty] | 0.0024299 | 0.00068535 | 0.00048803
328 | HVAC | Economizer | Schools K-12 | New | Dual Enthalpy Economizer | 0.12496 | 0.088981 |  | 443.04 | 1 | 0.7121 | 3545.5611 | 10 |  | 1692 | 13540.7399 | Per End Use Consumption | GS | 1 | 1 | 1 | 1 | 1 | 1 | 1 | 1 | 1 | 1 | 1 | 1 | CscNgs328 | CscN | gs | 328 | [32 empty] | 1.4003e-05 | 3.9495e-06 | 2.8124e-06
328 | HVAC | Economizer | Warehouse | Existing | Dual Enthalpy Economizer | 0.018764 | 0.013362 |  | 66.53 | 1 | 0.7121 | 3545.5611 | 10 |  | 1692 | 90171.1922 | Per End Use Consumption | GS | 1 | 1 | 1 | 1 | 1 | 1 | 1 | 1 | 1 | 1 | 1 | 1 | CwaEgs328 | CwaE | gs | 328 | [32 empty] | 0.00076474 | 0.00021569 | 0.00015359
328 | HVAC | Economizer | Warehouse | New | Dual Enthalpy Economizer | 0.018764 | 0.013362 |  | 66.53 | 1 | 0.7121 | 3545.5611 | 10 |  | 1692 | 90171.1922 | Per End Use Consumption | GS | 1 | 1 | 1 | 1 | 1 | 1 | 1 | 1 | 1 | 1 | 1 | 1 | CwaNgs328 | CwaN | gs | 328 | [32 empty] | 8.5903e-06 | 2.4228e-06 | 1.7253e-06
329 | HVAC | Economizer | Assembly | Existing | Waterside Economizer | 3.6926 | 0 |  | 11086.67 | 1 | 0 | 3002.4418 | 10 |  | 7160.52 | 1939.1796 | Per End Use Consumption | GS | 1 | 1 | 1 | 1 | 1 | 1 | 1 | 1 | 1 | 1 | 1 | 1 | CasEgs329 | CasE | gs | 329 | [32 empty] | 3.263 | 1.0868 | 0
329 | HVAC | Economizer | Assembly | New | Waterside Economizer | 3.6926 | 0 |  | 11086.67 | 1 | 0 | 3002.4418 | 10 |  | 7160.52 | 1939.1796 | Per End Use Consumption | GS | 1 | 1 | 1 | 1 | 1 | 1 | 1 | 1 | 1 | 1 | 1 | 1 | CasNgs329 | CasN | gs | 329 | [32 empty] | 0.017321 | 0.0057688 | 0
329 | HVAC | Economizer | College and University | Existing | Waterside Economizer | 2.4938 | 0 |  | 12300 | 1 | 0 | 4932.1455 | 10 |  | 7160.52 | 2871.2786 | Per End Use Consumption | GS | 1 | 1 | 1 | 1 | 1 | 1 | 1 | 1 | 1 | 1 | 1 | 1 | CcoEgs329 | CcoE | gs | 329 | [32 empty] | 1.1182 | 0.22671 | 0
329 | HVAC | Economizer | College and University | New | Waterside Economizer | 2.4938 | 0 |  | 12300 | 1 | 0 | 4932.1455 | 10 |  | 7160.52 | 2871.2786 | Per End Use Consumption | GS | 1 | 1 | 1 | 1 | 1 | 1 | 1 | 1 | 1 | 1 | 1 | 1 | CcoNgs329 | CcoN | gs | 329 | [32 empty] | 0.0065196 | 0.0013219 | 0
329 | HVAC | Economizer | Data Center | Existing | Waterside Economizer | 4.6349 | 0 |  | 22860 | 1 | 0 | 4932.1455 | 10 |  | 7160.52 | 1544.9137 | Per End Use Consumption | GS | 1 | 1 | 1 | 1 | 1 | 1 | 1 | 1 | 1 | 1 | 1 | 1 | CdaEgs329 | CdaE | gs | 329 | [32 empty] | 0.047045 | 0.0095385 | 0
329 | HVAC | Economizer | Data Center | New | Waterside Economizer | 4.6349 | 0 |  | 22860 | 1 | 0 | 4932.1455 | 10 |  | 7160.52 | 1544.9137 | Per End Use Consumption | GS | 1 | 1 | 1 | 1 | 1 | 1 | 1 | 1 | 1 | 1 | 1 | 1 | CdaNgs329 | CdaN | gs | 329 | [32 empty] | 0.00025183 | 5.1059e-05 | 0
329 | HVAC | Economizer | Grocery | Existing | Waterside Economizer | 1.7374 | 0 |  | 6126.67 | 1 | 0 | 3526.3551 | 10 |  | 7160.52 | 4121.4128 | Per End Use Consumption | GS | 1 | 1 | 1 | 1 | 1 | 1 | 1 | 1 | 1 | 1 | 1 | 1 | CgrEgs329 | CgrE | gs | 329 | [32 empty] | 40.6692 | 11.5329 | 0
329 | HVAC | Economizer | Grocery | New | Waterside Economizer | 1.7374 | 0 |  | 6126.67 | 1 | 0 | 3526.3551 | 10 |  | 7160.52 | 4121.4128 | Per End Use Consumption | GS | 1 | 1 | 1 | 1 | 1 | 1 | 1 | 1 | 1 | 1 | 1 | 1 | CgrNgs329 | CgrN | gs | 329 | [32 empty] | 0.44857 | 0.1272 | 0
329 | HVAC | Economizer | Healthcare | Existing | Waterside Economizer | 4.8931 | 0 |  | 24133.33 | 1 | 0 | 4932.1455 | 10 |  | 7160.52 | 1463.4005 | Per End Use Consumption | GS | 1 | 1 | 1 | 1 | 1 | 1 | 1 | 1 | 1 | 1 | 1 | 1 | CheEgs329 | CheE | gs | 329 | [32 empty] | 68.838 | 13.957 | 0
329 | HVAC | Economizer | Healthcare | New | Waterside Economizer | 4.8931 | 0 |  | 24133.33 | 1 | 0 | 4932.1455 | 10 |  | 7160.52 | 1463.4005 | Per End Use Consumption | GS | 1 | 1 | 1 | 1 | 1 | 1 | 1 | 1 | 1 | 1 | 1 | 1 | CheNgs329 | CheN | gs | 329 | [32 empty] | 0.75926 | 0.15394 | 0
329 | HVAC | Economizer | Hospitals | Existing | Waterside Economizer | 4.6349 | 0 |  | 22860 | 1 | 0 | 4932.1455 | 10 |  | 7160.52 | 1544.9137 | Per End Use Consumption | GS | 1 | 1 | 1 | 1 | 1 | 1 | 1 | 1 | 1 | 1 | 1 | 1 | ChoEgs329 | ChoE | gs | 329 | [32 empty] | 0 | 0 | 0
329 | HVAC | Economizer | Hospitals | New | Waterside Economizer | 4.6349 | 0 |  | 22860 | 1 | 0 | 4932.1455 | 10 |  | 7160.52 | 1544.9137 | Per End Use Consumption | GS | 1 | 1 | 1 | 1 | 1 | 1 | 1 | 1 | 1 | 1 | 1 | 1 | ChoNgs329 | ChoN | gs | 329 | [32 empty] | 0 | 0 | 0
329 | HVAC | Economizer | Institutional | Existing | Waterside Economizer | 1.2152 | 0 |  | 5993.33 | 1 | 0 | 4932.1455 | 10 |  | 7160.52 | 5892.6718 | Per End Use Consumption | GS | 1 | 1 | 1 | 1 | 1 | 1 | 1 | 1 | 1 | 1 | 1 | 1 | CinEgs329 | CinE | gs | 329 | [32 empty] | 6.7029 | 1.359 | 0
329 | HVAC | Economizer | Institutional | New | Waterside Economizer | 1.2152 | 0 |  | 5993.33 | 1 | 0 | 4932.1455 | 10 |  | 7160.52 | 5892.6718 | Per End Use Consumption | GS | 1 | 1 | 1 | 1 | 1 | 1 | 1 | 1 | 1 | 1 | 1 | 1 | CinNgs329 | CinN | gs | 329 | [32 empty] | 0.0391 | 0.0079276 | 0
329 | HVAC | Economizer | Lodging/Hospitality | Existing | Waterside Economizer | 3.5085 | 0 |  | 18320 | 1 | 0 | 5221.6713 | 10 |  | 7160.52 | 2040.9324 | Per End Use Consumption | GS | 1 | 1 | 1 | 1 | 1 | 1 | 1 | 1 | 1 | 1 | 1 | 1 | CloEgs329 | CloE | gs | 329 | [32 empty] | 2.4064 | 0.46084 | 0
329 | HVAC | Economizer | Lodging/Hospitality | New | Waterside Economizer | 3.5085 | 0 |  | 18320 | 1 | 0 | 5221.6713 | 10 |  | 7160.52 | 2040.9324 | Per End Use Consumption | GS | 1 | 1 | 1 | 1 | 1 | 1 | 1 | 1 | 1 | 1 | 1 | 1 | CloNgs329 | CloN | gs | 329 | [32 empty] | 0.011899 | 0.0022787 | 0
329 | HVAC | Economizer | Miscellaneous | Existing | Waterside Economizer | 2.0628 | 0 |  | 6193.33 | 1 | 0 | 3002.4418 | 10 |  | 7160.52 | 3471.3223 | Per End Use Consumption | GS | 1 | 1 | 1 | 1 | 1 | 1 | 1 | 1 | 1 | 1 | 1 | 1 | CmiEgs329 | CmiE | gs | 329 | [32 empty] | 0 | 0 | 0
329 | HVAC | Economizer | Miscellaneous | New | Waterside Economizer | 2.0628 | 0 |  | 6193.33 | 1 | 0 | 3002.4418 | 10 |  | 7160.52 | 3471.3223 | Per End Use Consumption | GS | 1 | 1 | 1 | 1 | 1 | 1 | 1 | 1 | 1 | 1 | 1 | 1 | CmiNgs329 | CmiN | gs | 329 | [32 empty] | 0 | 0 | 0
329 | HVAC | Economizer | Offices | Existing | Waterside Economizer | 4.1566 | 0 |  | 12480 | 1 | 0 | 3002.4418 | 10 |  | 7160.52 | 1722.6799 | Per End Use Consumption | GS | 1 | 1 | 1 | 1 | 1 | 1 | 1 | 1 | 1 | 1 | 1 | 1 | CofEgs329 | CofE | gs | 329 | [32 empty] | 74.3858 | 24.7751 | 0
329 | HVAC | Economizer | Offices | New | Waterside Economizer | 4.1566 | 0 |  | 12480 | 1 | 0 | 3002.4418 | 10 |  | 7160.52 | 1722.6799 | Per End Use Consumption | GS | 1 | 1 | 1 | 1 | 1 | 1 | 1 | 1 | 1 | 1 | 1 | 1 | CofNgs329 | CofN | gs | 329 | [32 empty] | 0.43392 | 0.14452 | 0
329 | HVAC | Economizer | Restaurants | Existing | Waterside Economizer | 5.0969 | 0 |  | 17973.33 | 1 | 0 | 3526.3551 | 10 |  | 7160.52 | 1404.8892 | Per End Use Consumption | GS | 1 | 1 | 1 | 1 | 1 | 1 | 1 | 1 | 1 | 1 | 1 | 1 | CreEgs329 | CreE | gs | 329 | [32 empty] | 16.431 | 4.6595 | 0
329 | HVAC | Economizer | Restaurants | New | Waterside Economizer | 5.0969 | 0 |  | 17973.33 | 1 | 0 | 3526.3551 | 10 |  | 7160.52 | 1404.8892 | Per End Use Consumption | GS | 1 | 1 | 1 | 1 | 1 | 1 | 1 | 1 | 1 | 1 | 1 | 1 | CreNgs329 | CreN | gs | 329 | [32 empty] | 0.18123 | 0.051393 | 0
329 | HVAC | Economizer | Retail | Existing | Waterside Economizer | 4.6917 | 0 |  | 14086.67 | 1 | 0 | 3002.4418 | 10 |  | 7160.52 | 1526.1978 | Per End Use Consumption | GS | 1 | 1 | 1 | 1 | 1 | 1 | 1 | 1 | 1 | 1 | 1 | 1 | CrtEgs329 | CrtE | gs | 329 | [32 empty] | 22.2879 | 7.4232 | 0
329 | HVAC | Economizer | Retail | New | Waterside Economizer | 4.6917 | 0 |  | 14086.67 | 1 | 0 | 3002.4418 | 10 |  | 7160.52 | 1526.1978 | Per End Use Consumption | GS | 1 | 1 | 1 | 1 | 1 | 1 | 1 | 1 | 1 | 1 | 1 | 1 | CrtNgs329 | CrtN | gs | 329 | [32 empty] | 0.13134 | 0.043744 | 0
329 | HVAC | Economizer | Schools K-12 | Existing | Waterside Economizer | 4.0789 | 0 |  | 12246.67 | 1 | 0 | 3002.4418 | 10 |  | 7160.52 | 1755.5013 | Per End Use Consumption | GS | 1 | 1 | 1 | 1 | 1 | 1 | 1 | 1 | 1 | 1 | 1 | 1 | CscEgs329 | CscE | gs | 329 | [32 empty] | 0.72153 | 0.24032 | 0
329 | HVAC | Economizer | Schools K-12 | New | Waterside Economizer | 4.0789 | 0 |  | 12246.67 | 1 | 0 | 3002.4418 | 10 |  | 7160.52 | 1755.5013 | Per End Use Consumption | GS | 1 | 1 | 1 | 1 | 1 | 1 | 1 | 1 | 1 | 1 | 1 | 1 | CscNgs329 | CscN | gs | 329 | [32 empty] | 0.0035817 | 0.0011929 | 0
329 | HVAC | Economizer | Warehouse | Existing | Waterside Economizer | 0.89483 | 0 |  | 2686.67 | 1 | 0 | 3002.4418 | 10 |  | 7160.52 | 8002.1159 | Per End Use Consumption | GS | 1 | 1 | 1 | 1 | 1 | 1 | 1 | 1 | 1 | 1 | 1 | 1 | CwaEgs329 | CwaE | gs | 329 | [32 empty] | 0.052014 | 0.017324 | 0
329 | HVAC | Economizer | Warehouse | New | Waterside Economizer | 0.89483 | 0 |  | 2686.67 | 1 | 0 | 3002.4418 | 10 |  | 7160.52 | 8002.1159 | Per End Use Consumption | GS | 1 | 1 | 1 | 1 | 1 | 1 | 1 | 1 | 1 | 1 | 1 | 1 | CwaNgs329 | CwaN | gs | 329 | [32 empty] | 0.00029591 | 9.8555e-05 | 0
330 | HVAC | Heating | Assembly | Existing | ECM Motors on Furnaces | 0 | 0.90215 |  | 396 | 0 | 0.90215 | 396 | 15 |  | 313 | 313 | Per End Use Consumption | GS | 1 | 1 | 1 | 1 | 1 | 1 | 1 | 1 | 1 | 1 | 1 | 1 | CasEgs330 | CasE | gs | 330 | [32 empty] | 1.7402 | 0 | 3.9644
330 | HVAC | Heating | Assembly | New | ECM Motors on Furnaces | 0 | 0.90215 |  | 396 | 0 | 0.90215 | 396 | 15 |  | 313 | 313 | Per End Use Consumption | GS | 1 | 1 | 1 | 1 | 1 | 1 | 1 | 1 | 1 | 1 | 1 | 1 | CasNgs330 | CasN | gs | 330 | [32 empty] | 0.010758 | 0 | 0.024509
330 | HVAC | Heating | College and University | Existing | ECM Motors on Furnaces | 0 | 0.076186 |  | 396 | 0 | 0.076186 | 396 | 15 |  | 313 | 313 | Per End Use Consumption | GS | 1 | 1 | 1 | 1 | 1 | 1 | 1 | 1 | 1 | 1 | 1 | 1 | CcoEgs330 | CcoE | gs | 330 | [32 empty] | 0.014732 | 0 | 0.0028342
330 | HVAC | Heating | College and University | New | ECM Motors on Furnaces | 0 | 0.076186 |  | 396 | 0 | 0.076186 | 396 | 15 |  | 313 | 313 | Per End Use Consumption | GS | 1 | 1 | 1 | 1 | 1 | 1 | 1 | 1 | 1 | 1 | 1 | 1 | CcoNgs330 | CcoN | gs | 330 | [32 empty] | 9.0115e-05 | 0 | 1.7337e-05
330 | HVAC | Heating | Data Center | Existing | ECM Motors on Furnaces | 0 | 0.13679 |  | 711 | 0 | 0.13679 | 711 | 15 |  | 313 | 313 | Per End Use Consumption | GS | 1 | 1 | 1 | 1 | 1 | 1 | 1 | 1 | 1 | 1 | 1 | 1 | CdaEgs330 | CdaE | gs | 330 | [32 empty] | 0.0024847 | 0 | 0.00047803
330 | HVAC | Heating | Data Center | New | ECM Motors on Furnaces | 0 | 0.13679 |  | 711 | 0 | 0.13679 | 711 | 15 |  | 313 | 313 | Per End Use Consumption | GS | 1 | 1 | 1 | 1 | 1 | 1 | 1 | 1 | 1 | 1 | 1 | 1 | CdaNgs330 | CdaN | gs | 330 | [32 empty] | 1.5366e-05 | 0 | 2.9563e-06
330 | HVAC | Heating | Grocery | Existing | ECM Motors on Furnaces | 0 | 0.52568 |  | 684 | 0 | 0.52568 | 684 | 15 |  | 313 | 313 | Per End Use Consumption | GS | 1 | 1 | 1 | 1 | 1 | 1 | 1 | 1 | 1 | 1 | 1 | 1 | CgrEgs330 | CgrE | gs | 330 | [32 empty] | 0.26779 | 0 | 0.20581
330 | HVAC | Heating | Grocery | New | ECM Motors on Furnaces | 0 | 0.52568 |  | 684 | 0 | 0.52568 | 684 | 15 |  | 313 | 313 | Per End Use Consumption | GS | 1 | 1 | 1 | 1 | 1 | 1 | 1 | 1 | 1 | 1 | 1 | 1 | CgrNgs330 | CgrN | gs | 330 | [32 empty] | 0.0016587 | 0 | 0.0012748
330 | HVAC | Heating | Healthcare | Existing | ECM Motors on Furnaces | 0 | 0.11947 |  | 621 | 0 | 0.11947 | 621 | 15 |  | 313 | 313 | Per End Use Consumption | GS | 1 | 1 | 1 | 1 | 1 | 1 | 1 | 1 | 1 | 1 | 1 | 1 | CheEgs330 | CheE | gs | 330 | [32 empty] | 0.31972 | 0 | 0.06151
330 | HVAC | Heating | Healthcare | New | ECM Motors on Furnaces | 0 | 0.11947 |  | 621 | 0 | 0.11947 | 621 | 15 |  | 313 | 313 | Per End Use Consumption | GS | 1 | 1 | 1 | 1 | 1 | 1 | 1 | 1 | 1 | 1 | 1 | 1 | CheNgs330 | CheN | gs | 330 | [32 empty] | 0.0019624 | 0 | 0.00037755
330 | HVAC | Heating | Hospitals | Existing | ECM Motors on Furnaces | 0 | 0.13679 |  | 711 | 0 | 0.13679 | 711 | 15 |  | 313 | 313 | Per End Use Consumption | GS | 1 | 1 | 1 | 1 | 1 | 1 | 1 | 1 | 1 | 1 | 1 | 1 | ChoEgs330 | ChoE | gs | 330 | [32 empty] | 0.10897 | 0 | 0.020966
330 | HVAC | Heating | Hospitals | New | ECM Motors on Furnaces | 0 | 0.13679 |  | 711 | 0 | 0.13679 | 711 | 15 |  | 313 | 313 | Per End Use Consumption | GS | 1 | 1 | 1 | 1 | 1 | 1 | 1 | 1 | 1 | 1 | 1 | 1 | ChoNgs330 | ChoN | gs | 330 | [32 empty] | 0.00067302 | 0 | 0.00012948
330 | HVAC | Heating | Institutional | Existing | ECM Motors on Furnaces | 0 | 0.065797 |  | 342 | 0 | 0.065797 | 342 | 15 |  | 313 | 313 | Per End Use Consumption | GS | 1 | 1 | 1 | 1 | 1 | 1 | 1 | 1 | 1 | 1 | 1 | 1 | CinEgs330 | CinE | gs | 330 | [32 empty] | 0.189 | 0 | 0.036362
330 | HVAC | Heating | Institutional | New | ECM Motors on Furnaces | 0 | 0.065797 |  | 342 | 0 | 0.065797 | 342 | 15 |  | 313 | 313 | Per End Use Consumption | GS | 1 | 1 | 1 | 1 | 1 | 1 | 1 | 1 | 1 | 1 | 1 | 1 | CinNgs330 | CinN | gs | 330 | [32 empty] | 0.0011639 | 0 | 0.00022392
330 | HVAC | Heating | Lodging/Hospitality | Existing | ECM Motors on Furnaces | 0 | 0.2727 |  | 414 | 0 | 0.2727 | 414 | 15 |  | 313 | 313 | Per End Use Consumption | GS | 1 | 1 | 1 | 1 | 1 | 1 | 1 | 1 | 1 | 1 | 1 | 1 | CloEgs330 | CloE | gs | 330 | [32 empty] | 0.18919 | 0 | 0.12462
330 | HVAC | Heating | Lodging/Hospitality | New | ECM Motors on Furnaces | 0 | 0.2727 |  | 414 | 0 | 0.2727 | 414 | 15 |  | 313 | 313 | Per End Use Consumption | GS | 1 | 1 | 1 | 1 | 1 | 1 | 1 | 1 | 1 | 1 | 1 | 1 | CloNgs330 | CloN | gs | 330 | [32 empty] | 0.0011628 | 0 | 0.00076593
330 | HVAC | Heating | Miscellaneous | Existing | ECM Motors on Furnaces | 0 | 0.49208 |  | 216 | 0 | 0.49208 | 216 | 15 |  | 313 | 313 | Per End Use Consumption | GS | 1 | 1 | 1 | 1 | 1 | 1 | 1 | 1 | 1 | 1 | 1 | 1 | CmiEgs330 | CmiE | gs | 330 | [32 empty] | 0.90567 | 0 | 2.0632
330 | HVAC | Heating | Miscellaneous | New | ECM Motors on Furnaces | 0 | 0.49208 |  | 216 | 0 | 0.49208 | 216 | 15 |  | 313 | 313 | Per End Use Consumption | GS | 1 | 1 | 1 | 1 | 1 | 1 | 1 | 1 | 1 | 1 | 1 | 1 | CmiNgs330 | CmiN | gs | 330 | [32 empty] | 0.0055905 | 0 | 0.012736
330 | HVAC | Heating | Offices | Existing | ECM Motors on Furnaces | 0 | 0.53309 |  | 234 | 0 | 0.53309 | 234 | 15 |  | 313 | 313 | Per End Use Consumption | GS | 1 | 1 | 1 | 1 | 1 | 1 | 1 | 1 | 1 | 1 | 1 | 1 | CofEgs330 | CofE | gs | 330 | [32 empty] | 4.4313 | 0 | 10.0951
330 | HVAC | Heating | Offices | New | ECM Motors on Furnaces | 0 | 0.53309 |  | 234 | 0 | 0.53309 | 234 | 15 |  | 313 | 313 | Per End Use Consumption | GS | 1 | 1 | 1 | 1 | 1 | 1 | 1 | 1 | 1 | 1 | 1 | 1 | CofNgs330 | CofN | gs | 330 | [32 empty] | 0.025432 | 0 | 0.057937
330 | HVAC | Heating | Restaurants | Existing | ECM Motors on Furnaces | 0 | 1.1205 |  | 1458 | 0 | 1.1205 | 1458 | 15 |  | 313 | 313 | Per End Use Consumption | GS | 1 | 1 | 1 | 1 | 1 | 1 | 1 | 1 | 1 | 1 | 1 | 1 | CreEgs330 | CreE | gs | 330 | [32 empty] | 1.0376 | 0 | 0.79744
330 | HVAC | Heating | Restaurants | New | ECM Motors on Furnaces | 0 | 1.1205 |  | 1458 | 0 | 1.1205 | 1458 | 15 |  | 313 | 313 | Per End Use Consumption | GS | 1 | 1 | 1 | 1 | 1 | 1 | 1 | 1 | 1 | 1 | 1 | 1 | CreNgs330 | CreN | gs | 330 | [32 empty] | 0.0059192 | 0 | 0.0045491
330 | HVAC | Heating | Retail | Existing | ECM Motors on Furnaces | 0 | 2.0913 |  | 918 | 0 | 2.0913 | 918 | 15 |  | 313 | 313 | Per End Use Consumption | GS | 1 | 1 | 1 | 1 | 1 | 1 | 1 | 1 | 1 | 1 | 1 | 1 | CrtEgs330 | CrtE | gs | 330 | [32 empty] | 1.5864 | 0 | 3.6141
330 | HVAC | Heating | Retail | New | ECM Motors on Furnaces | 0 | 2.0913 |  | 918 | 0 | 2.0913 | 918 | 15 |  | 313 | 313 | Per End Use Consumption | GS | 1 | 1 | 1 | 1 | 1 | 1 | 1 | 1 | 1 | 1 | 1 | 1 | CrtNgs330 | CrtN | gs | 330 | [32 empty] | 0.0090754 | 0 | 0.020675
330 | HVAC | Heating | Schools K-12 | Existing | ECM Motors on Furnaces | 0 | 1.9273 |  | 846 | 0 | 1.9273 | 846 | 15 |  | 313 | 313 | Per End Use Consumption | GS | 1 | 1 | 1 | 1 | 1 | 1 | 1 | 1 | 1 | 1 | 1 | 1 | CscEgs330 | CscE | gs | 330 | [32 empty] | 0.081462 | 0 | 0.18558
330 | HVAC | Heating | Schools K-12 | New | ECM Motors on Furnaces | 0 | 1.9273 |  | 846 | 0 | 1.9273 | 846 | 15 |  | 313 | 313 | Per End Use Consumption | GS | 1 | 1 | 1 | 1 | 1 | 1 | 1 | 1 | 1 | 1 | 1 | 1 | CscNgs330 | CscN | gs | 330 | [32 empty] | 0.00050015 | 0 | 0.0011394
330 | HVAC | Heating | Warehouse | Existing | ECM Motors on Furnaces | 0 | 0.49208 |  | 216 | 0 | 0.49208 | 216 | 15 |  | 313 | 313 | Per End Use Consumption | GS | 1 | 1 | 1 | 1 | 1 | 1 | 1 | 1 | 1 | 1 | 1 | 1 | CwaEgs330 | CwaE | gs | 330 | [32 empty] | 0.036347 | 0 | 0.082804
330 | HVAC | Heating | Warehouse | New | ECM Motors on Furnaces | 0 | 0.49208 |  | 216 | 0 | 0.49208 | 216 | 15 |  | 313 | 313 | Per End Use Consumption | GS | 1 | 1 | 1 | 1 | 1 | 1 | 1 | 1 | 1 | 1 | 1 | 1 | CwaNgs330 | CwaN | gs | 330 | [32 empty] | 0.00022119 | 0 | 0.00050391
331 | HVAC | Heating | Assembly | Turnover | Geothermal Heat Pump | 0.44263 | 0.031325 |  | 1342.72 | 1 | 0.070769 | 3033.5084 | 25 |  | 95690 | 216185.3657 | Per Unit | GS | 1 | 1 | 1 | 1 | 1 | 1 | 1 | 1 | 1 | 1 | 1 | 1 | CasTgs331 | CasT | gs | 331 | [32 empty] | 1.5528 | 0.31025 | 1.4154
331 | HVAC | Heating | Assembly | New | Geothermal Heat Pump | 0.44263 | 0.031325 |  | 1342.72 | 1 | 0.070769 | 3033.5084 | 25 |  | 95690 | 216185.3657 | Per Unit | GS | 1 | 1 | 1 | 1 | 1 | 1 | 1 | 1 | 1 | 1 | 1 | 1 | CasNgs331 | CasN | gs | 331 | [32 empty] | 0.0096372 | 0.00092749 | 0.015611
331 | HVAC | Heating | College and University | Turnover | Geothermal Heat Pump | 0.29894 | 0.0026454 |  | 1488.17 | 1 | 0.0088491 | 4978.1294 | 25 |  | 95690 | 320095.9609 | Per Unit | GS | 1 | 1 | 1 | 1 | 1 | 1 | 1 | 1 | 1 | 1 | 1 | 1 | CcoTgs331 | CcoT | gs | 331 | [32 empty] | 0.2734 | 0.015114 | 0.038258
331 | HVAC | Heating | College and University | New | Geothermal Heat Pump | 0.29894 | 0.0026454 |  | 1488.17 | 1 | 0.0088491 | 4978.1294 | 25 |  | 95690 | 320095.9609 | Per Unit | GS | 1 | 1 | 1 | 1 | 1 | 1 | 1 | 1 | 1 | 1 | 1 | 1 | CcoNgs331 | CcoN | gs | 331 | [32 empty] | 0.0024278 | 4.7549e-05 | 0.00042197
331 | HVAC | Heating | Data Center | Turnover | Geothermal Heat Pump | 0.55559 | 0.0047482 |  | 2764.93 | 1 | 0.0085462 | 4976.555 | 25 |  | 95690 | 172230.9596 | Per Unit | GS | 1 | 1 | 1 | 1 | 1 | 1 | 1 | 1 | 1 | 1 | 1 | 1 | CdaTgs331 | CdaT | gs | 331 | [32 empty] | 0.010504 | 0.0015932 | 0.00050916
331 | HVAC | Heating | Data Center | New | Geothermal Heat Pump | 0.55559 | 0.0047482 |  | 2764.93 | 1 | 0.0085462 | 4976.555 | 25 |  | 95690 | 172230.9596 | Per Unit | GS | 1 | 1 | 1 | 1 | 1 | 1 | 1 | 1 | 1 | 1 | 1 | 1 | CdaNgs331 | CdaN | gs | 331 | [32 empty] | 6.6082e-05 | 7.4799e-06 | 5.6159e-06
331 | HVAC | Heating | Grocery | Turnover | Geothermal Heat Pump | 0.20826 | 0.018245 |  | 758.15 | 1 | 0.087606 | 3640.3446 | 25 |  | 95690 | 459466.5579 | Per Unit | GS | 1 | 1 | 1 | 1 | 1 | 1 | 1 | 1 | 1 | 1 | 1 | 1 | CgrTgs331 | CgrT | gs | 331 | [32 empty] | 0.90789 | 0.23362 | 0.064612
331 | HVAC | Heating | Grocery | New | Geothermal Heat Pump | 0.20826 | 0.018245 |  | 758.15 | 1 | 0.087606 | 3640.3446 | 25 |  | 95690 | 459466.5579 | Per Unit | GS | 1 | 1 | 1 | 1 | 1 | 1 | 1 | 1 | 1 | 1 | 1 | 1 | CgrNgs331 | CgrN | gs | 331 | [32 empty] | 0.0018286 | 0.00025559 | 0.00071265
331 | HVAC | Heating | Healthcare | Turnover | Geothermal Heat Pump | 0.58654 | 0.0041479 |  | 2914.45 | 1 | 0.0070719 | 4968.8918 | 25 |  | 95690 | 163143.392 | Per Unit | GS | 1 | 1 | 1 | 1 | 1 | 1 | 1 | 1 | 1 | 1 | 1 | 1 | CheTgs331 | CheT | gs | 331 | [32 empty] | 0.86393 | 0.14901 | 0.024822
331 | HVAC | Heating | Healthcare | New | Geothermal Heat Pump | 0.58654 | 0.0041479 |  | 2914.45 | 1 | 0.0070719 | 4968.8918 | 25 |  | 95690 | 163143.392 | Per Unit | GS | 1 | 1 | 1 | 1 | 1 | 1 | 1 | 1 | 1 | 1 | 1 | 1 | CheNgs331 | CheN | gs | 331 | [32 empty] | 0.001423 | 0 | 0.00027377
331 | HVAC | Heating | Hospitals | Turnover | Geothermal Heat Pump | 0.55559 | 0.0047482 |  | 2764.93 | 1 | 0.0085462 | 4976.555 | 25 |  | 95690 | 172230.9596 | Per Unit | GS | 1 | 1 | 1 | 1 | 1 | 1 | 1 | 1 | 1 | 1 | 1 | 1 | ChoTgs331 | ChoT | gs | 331 | [32 empty] | 0 | 0 | 0
331 | HVAC | Heating | Hospitals | New | Geothermal Heat Pump | 0.55559 | 0.0047482 |  | 2764.93 | 1 | 0.0085462 | 4976.555 | 25 |  | 95690 | 172230.9596 | Per Unit | GS | 1 | 1 | 1 | 1 | 1 | 1 | 1 | 1 | 1 | 1 | 1 | 1 | ChoNgs331 | ChoN | gs | 331 | [32 empty] | 0 | 0 | 0
331 | HVAC | Heating | Institutional | Turnover | Geothermal Heat Pump | 0.14566 | 0.0022837 |  | 730.29 | 1 | 0.015678 | 5013.6244 | 25 |  | 95690 | 656935.8961 | Per Unit | GS | 1 | 1 | 1 | 1 | 1 | 1 | 1 | 1 | 1 | 1 | 1 | 1 | CinTgs331 | CinT | gs | 331 | [32 empty] | 1.1587 | 0.19795 | 0.035082
331 | HVAC | Heating | Institutional | New | Geothermal Heat Pump | 0.14566 | 0.0022837 |  | 730.29 | 1 | 0.015678 | 5013.6244 | 25 |  | 95690 | 656935.8961 | Per Unit | GS | 1 | 1 | 1 | 1 | 1 | 1 | 1 | 1 | 1 | 1 | 1 | 1 | CinNgs331 | CinN | gs | 331 | [32 empty] | 0.0038597 | 0.00037477 | 0.00038694
331 | HVAC | Heating | Lodging/Hospitality | Turnover | Geothermal Heat Pump | 0.42056 | 0.0094656 |  | 2210.41 | 1 | 0.022507 | 5255.8279 | 25 |  | 95690 | 227528.0016 | Per Unit | GS | 1 | 1 | 1 | 1 | 1 | 1 | 1 | 1 | 1 | 1 | 1 | 1 | CloTgs331 | CloT | gs | 331 | [32 empty] | 0.475 | 0.077196 | 0.047368
331 | HVAC | Heating | Lodging/Hospitality | New | Geothermal Heat Pump | 0.42056 | 0.0094656 |  | 2210.41 | 1 | 0.022507 | 5255.8279 | 25 |  | 95690 | 227528.0016 | Per Unit | GS | 1 | 1 | 1 | 1 | 1 | 1 | 1 | 1 | 1 | 1 | 1 | 1 | CloNgs331 | CloN | gs | 331 | [32 empty] | 0.0025643 | 0.00033919 | 0.00052246
331 | HVAC | Heating | Miscellaneous | Turnover | Geothermal Heat Pump | 0.24727 | 0.017063 |  | 749.89 | 1 | 0.069008 | 3032.7353 | 25 |  | 95690 | 386993.3528 | Per Unit | GS | 1 | 1 | 1 | 1 | 1 | 1 | 1 | 1 | 1 | 1 | 1 | 1 | CmiTgs331 | CmiT | gs | 331 | [32 empty] | 0 | 0 | 0
331 | HVAC | Heating | Miscellaneous | New | Geothermal Heat Pump | 0.24727 | 0.017063 |  | 749.89 | 1 | 0.069008 | 3032.7353 | 25 |  | 95690 | 386993.3528 | Per Unit | GS | 1 | 1 | 1 | 1 | 1 | 1 | 1 | 1 | 1 | 1 | 1 | 1 | CmiNgs331 | CmiN | gs | 331 | [32 empty] | 0 | 0 | 0
331 | HVAC | Heating | Offices | Turnover | Geothermal Heat Pump | 0.49826 | 0.018499 |  | 1504.11 | 1 | 0.037127 | 3018.7408 | 25 |  | 95690 | 192049.3222 | Per Unit | GS | 1 | 1 | 1 | 1 | 1 | 1 | 1 | 1 | 1 | 1 | 1 | 1 | CofTgs331 | CofT | gs | 331 | [32 empty] | 5.1926 | 1.3732 | 2.4366
331 | HVAC | Heating | Offices | New | Geothermal Heat Pump | 0.49826 | 0.018499 |  | 1504.11 | 1 | 0.037127 | 3018.7408 | 25 |  | 95690 | 192049.3222 | Per Unit | GS | 1 | 1 | 1 | 1 | 1 | 1 | 1 | 1 | 1 | 1 | 1 | 1 | CofNgs331 | CofN | gs | 331 | [32 empty] | 0.026713 | 0.004968 | 0.026875
331 | HVAC | Heating | Restaurants | Turnover | Geothermal Heat Pump | 0.61097 | 0.038896 |  | 2205.1 | 1 | 0.063663 | 3609.19 | 25 |  | 95690 | 156620.2832 | Per Unit | GS | 1 | 1 | 1 | 1 | 1 | 1 | 1 | 1 | 1 | 1 | 1 | 1 | CreTgs331 | CreT | gs | 331 | [32 empty] | 0.63642 | 0.15381 | 0.072279
331 | HVAC | Heating | Restaurants | New | Geothermal Heat Pump | 0.61097 | 0.038896 |  | 2205.1 | 1 | 0.063663 | 3609.19 | 25 |  | 95690 | 156620.2832 | Per Unit | GS | 1 | 1 | 1 | 1 | 1 | 1 | 1 | 1 | 1 | 1 | 1 | 1 | CreNgs331 | CreN | gs | 331 | [32 empty] | 0.0024189 | 0.00039178 | 0.00079722
331 | HVAC | Heating | Retail | Turnover | Geothermal Heat Pump | 0.56241 | 0.072582 |  | 1720.45 | 1 | 0.12906 | 3059.0935 | 25 |  | 95690 | 170144.2417 | Per Unit | GS | 1 | 1 | 1 | 1 | 1 | 1 | 1 | 1 | 1 | 1 | 1 | 1 | CrtTgs331 | CrtT | gs | 331 | [32 empty] | 1.8041 | 0.46611 | 0.92192
331 | HVAC | Heating | Retail | New | Geothermal Heat Pump | 0.56241 | 0.072582 |  | 1720.45 | 1 | 0.12906 | 3059.0935 | 25 |  | 95690 | 170144.2417 | Per Unit | GS | 1 | 1 | 1 | 1 | 1 | 1 | 1 | 1 | 1 | 1 | 1 | 1 | CrtNgs331 | CrtN | gs | 331 | [32 empty] | 0.0093948 | 0.0016424 | 0.010168
331 | HVAC | Heating | Schools K-12 | Turnover | Geothermal Heat Pump | 0.48895 | 0.066909 |  | 1497.4 | 1 | 0.13684 | 3062.5121 | 25 |  | 95690 | 195707.0804 | Per Unit | GS | 1 | 1 | 1 | 1 | 1 | 1 | 1 | 1 | 1 | 1 | 1 | 1 | CscTgs331 | CscT | gs | 331 | [32 empty] | 0.23769 | 0.056196 | 0.15712
331 | HVAC | Heating | Schools K-12 | New | Geothermal Heat Pump | 0.48895 | 0.066909 |  | 1497.4 | 1 | 0.13684 | 3062.5121 | 25 |  | 95690 | 195707.0804 | Per Unit | GS | 1 | 1 | 1 | 1 | 1 | 1 | 1 | 1 | 1 | 1 | 1 | 1 | CscNgs331 | CscN | gs | 331 | [32 empty] | 0.0014308 | 0.00022319 | 0.001733
331 | HVAC | Heating | Warehouse | Turnover | Geothermal Heat Pump | 0.10727 | 0.017063 |  | 329.55 | 1 | 0.15908 | 3072.2704 | 25 |  | 95690 | 892081.8003 | Per Unit | GS | 1 | 1 | 1 | 1 | 1 | 1 | 1 | 1 | 1 | 1 | 1 | 1 | CwaTgs331 | CwaT | gs | 331 | [32 empty] | 0.048549 | 0.0086333 | 0.051551
331 | HVAC | Heating | Warehouse | New | Geothermal Heat Pump | 0.10727 | 0.017063 |  | 329.55 | 1 | 0.15908 | 3072.2704 | 25 |  | 95690 | 892081.8003 | Per Unit | GS | 1 | 1 | 1 | 1 | 1 | 1 | 1 | 1 | 1 | 1 | 1 | 1 | CwaNgs331 | CwaN | gs | 331 | [32 empty] | 0.00027115 | 7.1834e-06 | 0.00056859
332 | HVAC | Heating | Assembly | Turnover | Water source heat pump | 0.34618 | 0.0046702 |  | 1041.43 | 1 | 0.013491 | 3008.3658 | 15 |  | 322.5 | 931.6017 | Per End Use Consumption | GS | 1 | 1 | 1 | 1 | 1 | 1 | 1 | 1 | 1 | 1 | 1 | 1 | CasTgs332 | CasT | gs | 332 | [32 empty] | 10.0801 | 3.1015 | 1.7496
332 | HVAC | Heating | Assembly | New | Water source heat pump | 0.34618 | 0.0046702 |  | 1041.43 | 1 | 0.013491 | 3008.3658 | 15 |  | 322.5 | 931.6017 | Per End Use Consumption | GS | 1 | 1 | 1 | 1 | 1 | 1 | 1 | 1 | 1 | 1 | 1 | 1 | CasNgs332 | CasN | gs | 332 | [32 empty] | 0.048855 | 0.013451 | 0.019297
332 | HVAC | Heating | College and University | Turnover | Water source heat pump | 0.2338 | 0.0003944 |  | 1155.17 | 1 | 0.0016869 | 4940.9021 | 15 |  | 322.5 | 1379.3995 | Per End Use Consumption | GS | 1 | 1 | 1 | 1 | 1 | 1 | 1 | 1 | 1 | 1 | 1 | 1 | CcoTgs332 | CcoT | gs | 332 | [32 empty] | 0.991 | 0.15109 | 0.047292
332 | HVAC | Heating | College and University | New | Water source heat pump | 0.2338 | 0.0003944 |  | 1155.17 | 1 | 0.0016869 | 4940.9021 | 15 |  | 322.5 | 1379.3995 | Per End Use Consumption | GS | 1 | 1 | 1 | 1 | 1 | 1 | 1 | 1 | 1 | 1 | 1 | 1 | CcoNgs332 | CcoN | gs | 332 | [32 empty] | 0.0076678 | 0.001005 | 0.00052161
332 | HVAC | Heating | Data Center | Turnover | Water source heat pump | 0.43452 | 0.00070607 |  | 2146.79 | 1 | 0.0016249 | 4940.5799 | 15 |  | 322.5 | 742.1951 | Per End Use Consumption | GS | 1 | 1 | 1 | 1 | 1 | 1 | 1 | 1 | 1 | 1 | 1 | 1 | CdaTgs332 | CdaT | gs | 332 | [32 empty] | 0.081813 | 0.015926 | 0.00062779
332 | HVAC | Heating | Data Center | New | Water source heat pump | 0.43452 | 0.00070607 |  | 2146.79 | 1 | 0.0016249 | 4940.5799 | 15 |  | 322.5 | 742.1951 | Per End Use Consumption | GS | 1 | 1 | 1 | 1 | 1 | 1 | 1 | 1 | 1 | 1 | 1 | 1 | CdaNgs332 | CdaN | gs | 332 | [32 empty] | 0.00055901 | 0.00010604 | 6.9243e-06
332 | HVAC | Heating | Grocery | Turnover | Water source heat pump | 0.16288 | 0.0027129 |  | 577.91 | 1 | 0.016656 | 3548.0263 | 15 |  | 322.5 | 1979.9597 | Per End Use Consumption | GS | 1 | 1 | 1 | 1 | 1 | 1 | 1 | 1 | 1 | 1 | 1 | 1 | CgrTgs332 | CgrT | gs | 332 | [32 empty] | 8.3392 | 2.3354 | 0.079661
332 | HVAC | Heating | Grocery | New | Water source heat pump | 0.16288 | 0.0027129 |  | 577.91 | 1 | 0.016656 | 3548.0263 | 15 |  | 322.5 | 1979.9597 | Per End Use Consumption | GS | 1 | 1 | 1 | 1 | 1 | 1 | 1 | 1 | 1 | 1 | 1 | 1 | CgrNgs332 | CgrN | gs | 332 | [32 empty] | 0.013164 | 0.0034088 | 0.00087864
332 | HVAC | Heating | Healthcare | Turnover | Water source heat pump | 0.45873 | 0.00061757 |  | 2265.71 | 1 | 0.0013463 | 4939.1315 | 15 |  | 322.5 | 703.0334 | Per End Use Consumption | GS | 1 | 1 | 1 | 1 | 1 | 1 | 1 | 1 | 1 | 1 | 1 | 1 | CheTgs332 | CheT | gs | 332 | [32 empty] | 7.506 | 1.4896 | 0.030641
332 | HVAC | Heating | Healthcare | New | Water source heat pump | 0.45873 | 0.00061757 |  | 2265.71 | 1 | 0.0013463 | 4939.1315 | 15 |  | 322.5 | 703.0334 | Per End Use Consumption | GS | 1 | 1 | 1 | 1 | 1 | 1 | 1 | 1 | 1 | 1 | 1 | 1 | CheNgs332 | CheN | gs | 332 | [32 empty] | 0.0017567 | 0 | 0.00033796
332 | HVAC | Heating | Hospitals | Turnover | Water source heat pump | 0.43452 | 0.00070607 |  | 2146.79 | 1 | 0.0016249 | 4940.5799 | 15 |  | 322.5 | 742.1951 | Per End Use Consumption | GS | 1 | 1 | 1 | 1 | 1 | 1 | 1 | 1 | 1 | 1 | 1 | 1 | ChoTgs332 | ChoT | gs | 332 | [32 empty] | 0 | 0 | 0
332 | HVAC | Heating | Hospitals | New | Water source heat pump | 0.43452 | 0.00070607 |  | 2146.79 | 1 | 0.0016249 | 4940.5799 | 15 |  | 322.5 | 742.1951 | Per End Use Consumption | GS | 1 | 1 | 1 | 1 | 1 | 1 | 1 | 1 | 1 | 1 | 1 | 1 | ChoNgs332 | ChoN | gs | 332 | [32 empty] | 0 | 0 | 0
332 | HVAC | Heating | Institutional | Turnover | Water source heat pump | 0.11392 | 0.00034053 |  | 563.65 | 1 | 0.0029891 | 4947.6707 | 15 |  | 322.5 | 2830.877 | Per End Use Consumption | GS | 1 | 1 | 1 | 1 | 1 | 1 | 1 | 1 | 1 | 1 | 1 | 1 | CinTgs332 | CinT | gs | 332 | [32 empty] | 9.9854 | 1.9789 | 0.043372
332 | HVAC | Heating | Institutional | New | Water source heat pump | 0.11392 | 0.00034053 |  | 563.65 | 1 | 0.0029891 | 4947.6707 | 15 |  | 322.5 | 2830.877 | Per End Use Consumption | GS | 1 | 1 | 1 | 1 | 1 | 1 | 1 | 1 | 1 | 1 | 1 | 1 | CinNgs332 | CinN | gs | 332 | [32 empty] | 0.032417 | 0.0060684 | 0.00047838
332 | HVAC | Heating | Lodging/Hospitality | Turnover | Water source heat pump | 0.32892 | 0.0014096 |  | 1719.64 | 1 | 0.0042856 | 5228.1656 | 15 |  | 322.5 | 980.4863 | Per End Use Consumption | GS | 1 | 1 | 1 | 1 | 1 | 1 | 1 | 1 | 1 | 1 | 1 | 1 | CloTgs332 | CloT | gs | 332 | [32 empty] | 4.1184 | 0.7717 | 0.058488
332 | HVAC | Heating | Lodging/Hospitality | New | Water source heat pump | 0.32892 | 0.0014096 |  | 1719.64 | 1 | 0.0042856 | 5228.1656 | 15 |  | 322.5 | 980.4863 | Per End Use Consumption | GS | 1 | 1 | 1 | 1 | 1 | 1 | 1 | 1 | 1 | 1 | 1 | 1 | CloNgs332 | CloN | gs | 332 | [32 empty] | 0.027782 | 0.0051329 | 0.0006451
332 | HVAC | Heating | Miscellaneous | Turnover | Water source heat pump | 0.19338 | 0.0025515 |  | 581.74 | 1 | 0.013194 | 3008.2356 | 15 |  | 322.5 | 1667.6797 | Per End Use Consumption | GS | 1 | 1 | 1 | 1 | 1 | 1 | 1 | 1 | 1 | 1 | 1 | 1 | CmiTgs332 | CmiT | gs | 332 | [32 empty] | 0 | 0 | 0
332 | HVAC | Heating | Miscellaneous | New | Water source heat pump | 0.19338 | 0.0025515 |  | 581.74 | 1 | 0.013194 | 3008.2356 | 15 |  | 322.5 | 1667.6797 | Per End Use Consumption | GS | 1 | 1 | 1 | 1 | 1 | 1 | 1 | 1 | 1 | 1 | 1 | 1 | CmiNgs332 | CmiN | gs | 332 | [32 empty] | 0 | 0 | 0
332 | HVAC | Heating | Offices | Turnover | Water source heat pump | 0.38968 | 0.0027566 |  | 1171.21 | 1 | 0.0070739 | 3005.5491 | 15 |  | 322.5 | 827.5967 | Per End Use Consumption | GS | 1 | 1 | 1 | 1 | 1 | 1 | 1 | 1 | 1 | 1 | 1 | 1 | CofTgs332 | CofT | gs | 332 | [32 empty] | 42.5377 | 13.7276 | 3.0105
332 | HVAC | Heating | Offices | New | Water source heat pump | 0.38968 | 0.0027566 |  | 1171.21 | 1 | 0.0070739 | 3005.5491 | 15 |  | 322.5 | 827.5967 | Per End Use Consumption | GS | 1 | 1 | 1 | 1 | 1 | 1 | 1 | 1 | 1 | 1 | 1 | 1 | CofNgs332 | CofN | gs | 332 | [32 empty] | 0.28901 | 0.091403 | 0.033205
332 | HVAC | Heating | Restaurants | Turnover | Water source heat pump | 0.47783 | 0.0057871 |  | 1692.53 | 1 | 0.012111 | 3542.1129 | 15 |  | 322.5 | 674.9254 | Per End Use Consumption | GS | 1 | 1 | 1 | 1 | 1 | 1 | 1 | 1 | 1 | 1 | 1 | 1 | CreTgs332 | CreT | gs | 332 | [32 empty] | 5.538 | 1.5375 | 0.089167
332 | HVAC | Heating | Restaurants | New | Water source heat pump | 0.47783 | 0.0057871 |  | 1692.53 | 1 | 0.012111 | 3542.1129 | 15 |  | 322.5 | 674.9254 | Per End Use Consumption | GS | 1 | 1 | 1 | 1 | 1 | 1 | 1 | 1 | 1 | 1 | 1 | 1 | CreNgs332 | CreN | gs | 332 | [32 empty] | 0.02399 | 0.0064402 | 0.00098348
332 | HVAC | Heating | Retail | Turnover | Water source heat pump | 0.43985 | 0.010798 |  | 1325.36 | 1 | 0.02455 | 3013.2204 | 15 |  | 322.5 | 733.2073 | Per End Use Consumption | GS | 1 | 1 | 1 | 1 | 1 | 1 | 1 | 1 | 1 | 1 | 1 | 1 | CrtTgs332 | CrtT | gs | 332 | [32 empty] | 14.489 | 4.6595 | 1.1373
332 | HVAC | Heating | Retail | New | Water source heat pump | 0.43985 | 0.010798 |  | 1325.36 | 1 | 0.02455 | 3013.2204 | 15 |  | 322.5 | 733.2073 | Per End Use Consumption | GS | 1 | 1 | 1 | 1 | 1 | 1 | 1 | 1 | 1 | 1 | 1 | 1 | CrtNgs332 | CrtN | gs | 332 | [32 empty] | 0.098746 | 0.031055 | 0.012543
332 | HVAC | Heating | Schools K-12 | Turnover | Water source heat pump | 0.3824 | 0.0099555 |  | 1152.49 | 1 | 0.026035 | 3013.872 | 15 |  | 322.5 | 843.3685 | Per End Use Consumption | GS | 1 | 1 | 1 | 1 | 1 | 1 | 1 | 1 | 1 | 1 | 1 | 1 | CscTgs332 | CscT | gs | 332 | [32 empty] | 1.7718 | 0.56177 | 0.19384
332 | HVAC | Heating | Schools K-12 | New | Water source heat pump | 0.3824 | 0.0099555 |  | 1152.49 | 1 | 0.026035 | 3013.872 | 15 |  | 322.5 | 843.3685 | Per End Use Consumption | GS | 1 | 1 | 1 | 1 | 1 | 1 | 1 | 1 | 1 | 1 | 1 | 1 | CscNgs332 | CscN | gs | 332 | [32 empty] | 0.012157 | 0.0037366 | 0.002138
332 | HVAC | Heating | Warehouse | Turnover | Water source heat pump | 0.083892 | 0.0025515 |  | 253 | 1 | 0.030415 | 3015.7945 | 15 |  | 322.5 | 3844.244 | Per End Use Consumption | GS | 1 | 1 | 1 | 1 | 1 | 1 | 1 | 1 | 1 | 1 | 1 | 1 | CwaTgs332 | CwaT | gs | 332 | [32 empty] | 0.28718 | 0.086304 | 0.063909
332 | HVAC | Heating | Warehouse | New | Water source heat pump | 0.083892 | 0.0025515 |  | 253 | 1 | 0.030415 | 3015.7945 | 15 |  | 322.5 | 3844.244 | Per End Use Consumption | GS | 1 | 1 | 1 | 1 | 1 | 1 | 1 | 1 | 1 | 1 | 1 | 1 | CwaNgs332 | CwaN | gs | 332 | [32 empty] | 0.00068755 | 0.00012594 | 0.00070489
333 | HVAC | Insulation | Assembly | Existing | Commercial Duct Sealing | 4.9894 | 4.3458 |  | 16887.9 | 1 | 0.87101 | 3384.7769 | 20 |  | 6234 | 1249.4567 | Per End Use | GS | 0.57723 | 0.60437 | 0.83705 | 1.097 | 1.2026 | 1.2026 | 1.289 | 1.2891 | 1.2453 | 1.1192 | 0.77553 | 0.85362 | CasEgs333 | CasE | gs | 333 | [32 empty] | 27.9072 | 1.2979 | 54.6994
333 | HVAC | Insulation | Assembly | New | Commercial Duct Sealing | 4.9894 | 4.3458 |  | 16887.9 | 1 | 0.87101 | 3384.7769 | 20 |  | 6234 | 1249.4567 | Per End Use | GS | 0.57723 | 0.60437 | 0.83705 | 1.097 | 1.2026 | 1.2026 | 1.289 | 1.2891 | 1.2453 | 1.1192 | 0.77553 | 0.85362 | CasNgs333 | CasN | gs | 333 | [32 empty] | 0.17852 | 0.0076402 | 0.35445
333 | HVAC | Insulation | College and University | Existing | Commercial Duct Sealing | 1.2223 | 0.18017 |  | 6965.21 | 1 | 0.1474 | 5698.2917 | 20 |  | 9755.2 | 7980.8039 | Per End Use | GS | 0.57723 | 0.60437 | 0.83705 | 1.097 | 1.2026 | 1.2026 | 1.289 | 1.2891 | 1.2453 | 1.1192 | 0.77553 | 0.85362 | CcoEgs333 | CcoE | gs | 333 | [32 empty] | 0.51813 | 0.064263 | 0.038703
333 | HVAC | Insulation | College and University | New | Commercial Duct Sealing | 1.2223 | 0.18017 |  | 6965.21 | 1 | 0.1474 | 5698.2917 | 20 |  | 9755.2 | 7980.8039 | Per End Use | GS | 0.57723 | 0.60437 | 0.83705 | 1.097 | 1.2026 | 1.2026 | 1.289 | 1.2891 | 1.2453 | 1.1192 | 0.77553 | 0.85362 | CcoNgs333 | CcoN | gs | 333 | [32 empty] | 0.0030479 | 0.00035538 | 0.00024915
333 | HVAC | Insulation | Data Center | Existing | Commercial Duct Sealing | 5.9996 | 1.375 |  | 36737.63 | 1 | 0.22918 | 6123.3694 | 20 |  | 41794.8 | 6966.2904 | Per End Use | GS | 0.57723 | 0.60437 | 0.83705 | 1.097 | 1.2026 | 1.2026 | 1.289 | 1.2891 | 1.2453 | 1.1192 | 0.77553 | 0.85362 | CdaEgs333 | CdaE | gs | 333 | [32 empty] | 0.083145 | 0.010176 | 0.0063403
333 | HVAC | Insulation | Data Center | New | Commercial Duct Sealing | 5.9996 | 1.375 |  | 36737.63 | 1 | 0.22918 | 6123.3694 | 20 |  | 41794.8 | 6966.2904 | Per End Use | GS | 0.57723 | 0.60437 | 0.83705 | 1.097 | 1.2026 | 1.2026 | 1.289 | 1.2891 | 1.2453 | 1.1192 | 0.77553 | 0.85362 | CdaNgs333 | CdaN | gs | 333 | [32 empty] | 0.00051161 | 6.0408e-05 | 4.1108e-05
333 | HVAC | Insulation | Grocery | Existing | Commercial Duct Sealing | 0.34526 | 0.63609 |  | 2045.18 | 1 | 1.8423 | 5923.5406 | 20 |  | 1065.2 | 3085.1834 | Per End Use | GS | 0.57723 | 0.60437 | 0.83705 | 1.097 | 1.2026 | 1.2026 | 1.289 | 1.2891 | 1.2453 | 1.1192 | 0.77553 | 0.85362 | CgrEgs333 | CgrE | gs | 333 | [32 empty] | 4.8361 | 0.32917 | 2.8247
333 | HVAC | Insulation | Grocery | New | Commercial Duct Sealing | 0.34526 | 0.63609 |  | 2045.18 | 1 | 1.8423 | 5923.5406 | 20 |  | 1065.2 | 3085.1834 | Per End Use | GS | 0.57723 | 0.60437 | 0.83705 | 1.097 | 1.2026 | 1.2026 | 1.289 | 1.2891 | 1.2453 | 1.1192 | 0.77553 | 0.85362 | CgrNgs333 | CgrN | gs | 333 | [32 empty] | 0.030484 | 0.0018782 | 0.018338
333 | HVAC | Insulation | Healthcare | Existing | Commercial Duct Sealing | 0.51248 | 0.24645 |  | 3808.59 | 1 | 0.48089 | 7431.685 | 20 |  | 3812.4 | 7439.1194 | Per End Use | GS | 0.57723 | 0.60437 | 0.83705 | 1.097 | 1.2026 | 1.2026 | 1.289 | 1.2891 | 1.2453 | 1.1192 | 0.77553 | 0.85362 | CheEgs333 | CheE | gs | 333 | [32 empty] | 4.3186 | 0 | 0.83086
333 | HVAC | Insulation | Healthcare | New | Commercial Duct Sealing | 0.51248 | 0.24645 |  | 3808.59 | 1 | 0.48089 | 7431.685 | 20 |  | 3812.4 | 7439.1194 | Per End Use | GS | 0.57723 | 0.60437 | 0.83705 | 1.097 | 1.2026 | 1.2026 | 1.289 | 1.2891 | 1.2453 | 1.1192 | 0.77553 | 0.85362 | CheNgs333 | CheN | gs | 333 | [32 empty] | 0.027784 | 0 | 0.0053454
333 | HVAC | Insulation | Hospitals | Existing | Commercial Duct Sealing | 45.0931 | 5.0493 |  | 248650.51 | 1 | 0.11198 | 5514.1558 | 20 |  | 75417.2 | 1672.4767 | Per End Use | GS | 0.57723 | 0.60437 | 0.83705 | 1.097 | 1.2026 | 1.2026 | 1.289 | 1.2891 | 1.2453 | 1.1192 | 0.77553 | 0.85362 | ChoEgs333 | ChoE | gs | 333 | [32 empty] | 1.4331 | 0 | 0.27572
333 | HVAC | Insulation | Hospitals | New | Commercial Duct Sealing | 45.0931 | 5.0493 |  | 248650.51 | 1 | 0.11198 | 5514.1558 | 20 |  | 75417.2 | 1672.4767 | Per End Use | GS | 0.57723 | 0.60437 | 0.83705 | 1.097 | 1.2026 | 1.2026 | 1.289 | 1.2891 | 1.2453 | 1.1192 | 0.77553 | 0.85362 | ChoNgs333 | ChoN | gs | 333 | [32 empty] | 0.0092769 | 0 | 0.0017848
333 | HVAC | Insulation | Institutional | Existing | Commercial Duct Sealing | 0.59967 | 0.16956 |  | 3838.96 | 1 | 0.28275 | 6401.8151 | 20 |  | 4979.2 | 8303.2691 | Per End Use | GS | 0.57723 | 0.60437 | 0.83705 | 1.097 | 1.2026 | 1.2026 | 1.289 | 1.2891 | 1.2453 | 1.1192 | 0.77553 | 0.85362 | CinEgs333 | CinE | gs | 333 | [32 empty] | 4.9101 | 0.47925 | 0.4899
333 | HVAC | Insulation | Institutional | New | Commercial Duct Sealing | 0.59967 | 0.16956 |  | 3838.96 | 1 | 0.28275 | 6401.8151 | 20 |  | 4979.2 | 8303.2691 | Per End Use | GS | 0.57723 | 0.60437 | 0.83705 | 1.097 | 1.2026 | 1.2026 | 1.289 | 1.2891 | 1.2453 | 1.1192 | 0.77553 | 0.85362 | CinNgs333 | CinN | gs | 333 | [32 empty] | 0.030471 | 0.0028264 | 0.0031804
333 | HVAC | Insulation | Lodging/Hospitality | Existing | Commercial Duct Sealing | 4.6113 | 1.8195 |  | 26840.98 | 1 | 0.39458 | 5820.682 | 20 |  | 17372.8 | 3767.4312 | Per End Use | GS | 0.57723 | 0.60437 | 0.83705 | 1.097 | 1.2026 | 1.2026 | 1.289 | 1.2891 | 1.2453 | 1.1192 | 0.77553 | 0.85362 | CloEgs333 | CloE | gs | 333 | [32 empty] | 5.2235 | 0.49921 | 1.7237
333 | HVAC | Insulation | Lodging/Hospitality | New | Commercial Duct Sealing | 4.6113 | 1.8195 |  | 26840.98 | 1 | 0.39458 | 5820.682 | 20 |  | 17372.8 | 3767.4312 | Per End Use | GS | 0.57723 | 0.60437 | 0.83705 | 1.097 | 1.2026 | 1.2026 | 1.289 | 1.2891 | 1.2453 | 1.1192 | 0.77553 | 0.85362 | CloNgs333 | CloN | gs | 333 | [32 empty] | 0.031134 | 0.0027374 | 0.011093
333 | HVAC | Insulation | Miscellaneous | Existing | Commercial Duct Sealing | 1.7835 | 6.8387 |  | 8356.59 | 1 | 3.8346 | 4685.6307 | 20 |  | 13522 | 7581.9321 | Per End Use | GS | 0.57723 | 0.60437 | 0.83705 | 1.097 | 1.2026 | 1.2026 | 1.289 | 1.2891 | 1.2453 | 1.1192 | 0.77553 | 0.85362 | CmiEgs333 | CmiE | gs | 333 | [32 empty] | 12.4506 | 0 | 28.3644
333 | HVAC | Insulation | Miscellaneous | New | Commercial Duct Sealing | 1.7835 | 6.8387 |  | 8356.59 | 1 | 3.8346 | 4685.6307 | 20 |  | 13522 | 7581.9321 | Per End Use | GS | 0.57723 | 0.60437 | 0.83705 | 1.097 | 1.2026 | 1.2026 | 1.289 | 1.2891 | 1.2453 | 1.1192 | 0.77553 | 0.85362 | CmiNgs333 | CmiN | gs | 333 | [32 empty] | 0.080556 | 0 | 0.18352
333 | HVAC | Insulation | Offices | Existing | Commercial Duct Sealing | 2.2597 | 7.8495 |  | 10230.3 | 1 | 3.4736 | 4527.1974 | 20 |  | 7089.6 | 3137.3487 | Per End Use | GS | 0.57723 | 0.60437 | 0.83705 | 1.097 | 1.2026 | 1.2026 | 1.289 | 1.2891 | 1.2453 | 1.1192 | 0.77553 | 0.85362 | CofEgs333 | CofE | gs | 333 | [32 empty] | 24.897 | 2.1749 | 41.8427
333 | HVAC | Insulation | Offices | New | Commercial Duct Sealing | 2.2597 | 7.8495 |  | 10230.3 | 1 | 3.4736 | 4527.1974 | 20 |  | 7089.6 | 3137.3487 | Per End Use | GS | 0.57723 | 0.60437 | 0.83705 | 1.097 | 1.2026 | 1.2026 | 1.289 | 1.2891 | 1.2453 | 1.1192 | 0.77553 | 0.85362 | CofNgs333 | CofN | gs | 333 | [32 empty] | 0.46316 | 0.037807 | 0.79656
333 | HVAC | Insulation | Restaurants | Existing | Commercial Duct Sealing | 1.6505 | 1.6337 |  | 7946.08 | 1 | 0.98981 | 4814.2708 | 20 |  | 1996 | 1209.3113 | Per End Use | GS | 0.57723 | 0.60437 | 0.83705 | 1.097 | 1.2026 | 1.2026 | 1.289 | 1.2891 | 1.2453 | 1.1192 | 0.77553 | 0.85362 | CreEgs333 | CreE | gs | 333 | [32 empty] | 5.1144 | 0.18713 | 3.4235
333 | HVAC | Insulation | Restaurants | New | Commercial Duct Sealing | 1.6505 | 1.6337 |  | 7946.08 | 1 | 0.98981 | 4814.2708 | 20 |  | 1996 | 1209.3113 | Per End Use | GS | 0.57723 | 0.60437 | 0.83705 | 1.097 | 1.2026 | 1.2026 | 1.289 | 1.2891 | 1.2453 | 1.1192 | 0.77553 | 0.85362 | CreNgs333 | CreN | gs | 333 | [32 empty] | 0.094935 | 0.0030183 | 0.064781
333 | HVAC | Insulation | Retail | Existing | Commercial Duct Sealing | 2.8631 | 6.9531 |  | 11648.34 | 1 | 2.4285 | 4068.4587 | 20 |  | 9333.6 | 3259.9809 | Per End Use | GS | 0.57723 | 0.60437 | 0.83705 | 1.097 | 1.2026 | 1.2026 | 1.289 | 1.2891 | 1.2453 | 1.1192 | 0.77553 | 0.85362 | CrtEgs333 | CrtE | gs | 333 | [32 empty] | 8.9524 | 0.75281 | 15.2457
333 | HVAC | Insulation | Retail | New | Commercial Duct Sealing | 2.8631 | 6.9531 |  | 11648.34 | 1 | 2.4285 | 4068.4587 | 20 |  | 9333.6 | 3259.9809 | Per End Use | GS | 0.57723 | 0.60437 | 0.83705 | 1.097 | 1.2026 | 1.2026 | 1.289 | 1.2891 | 1.2453 | 1.1192 | 0.77553 | 0.85362 | CrtNgs333 | CrtN | gs | 333 | [32 empty] | 0.16552 | 0.012712 | 0.29013
333 | HVAC | Insulation | Schools K-12 | Existing | Commercial Duct Sealing | 6.4189 | 13.6695 |  | 25272.61 | 1 | 2.1296 | 3937.2259 | 20 |  | 13245.6 | 2063.5352 | Per End Use | GS | 0.57723 | 0.60437 | 0.83705 | 1.097 | 1.2026 | 1.2026 | 1.289 | 1.2891 | 1.2453 | 1.1192 | 0.77553 | 0.85362 | CscEgs333 | CscE | gs | 333 | [32 empty] | 2.1957 | 0.3634 | 2.5164
333 | HVAC | Insulation | Schools K-12 | New | Commercial Duct Sealing | 6.4189 | 13.6695 |  | 25272.61 | 1 | 2.1296 | 3937.2259 | 20 |  | 13245.6 | 2063.5352 | Per End Use | GS | 0.57723 | 0.60437 | 0.83705 | 1.097 | 1.2026 | 1.2026 | 1.289 | 1.2891 | 1.2453 | 1.1192 | 0.77553 | 0.85362 | CscNgs333 | CscN | gs | 333 | [32 empty] | 0.013091 | 0.0019927 | 0.016194
333 | HVAC | Insulation | Warehouse | Existing | Commercial Duct Sealing | 0.77561 | 2.3278 |  | 3350.5 | 1 | 3.0012 | 4319.836 | 20 |  | 7920.8 | 10212.3735 | Per End Use | GS | 0.57723 | 0.60437 | 0.83705 | 1.097 | 1.2026 | 1.2026 | 1.289 | 1.2891 | 1.2453 | 1.1192 | 0.77553 | 0.85362 | CwaEgs333 | CwaE | gs | 333 | [32 empty] | 0.52632 | 0.0097028 | 1.1327
333 | HVAC | Insulation | Warehouse | New | Commercial Duct Sealing | 0.77561 | 2.3278 |  | 3350.5 | 1 | 3.0012 | 4319.836 | 20 |  | 7920.8 | 10212.3735 | Per End Use | GS | 0.57723 | 0.60437 | 0.83705 | 1.097 | 1.2026 | 1.2026 | 1.289 | 1.2891 | 1.2453 | 1.1192 | 0.77553 | 0.85362 | CwaNgs333 | CwaN | gs | 333 | [32 empty] | 0.0033827 | 5.5198e-05 | 0.0073287
334 | HVAC | Insulation | Assembly | Existing | Duct Insulation | 0.83156 | 0.72429 |  | 2814.65 | 1 | 0.871 | 3384.7724 | 20 |  | 23065.8 | 27737.9011 | Per End Use Consumption | GS | 1 | 1 | 1 | 1 | 1 | 1 | 1 | 1 | 1 | 1 | 1 | 1 | CasEgs334 | CasE | gs | 334 | [32 empty] | 3.6223 | 0.15843 | 7.1684
334 | HVAC | Insulation | Assembly | New | Duct Insulation | 0.83156 | 0.72429 |  | 2814.65 | 1 | 0.871 | 3384.7724 | 20 |  | 23065.8 | 27737.9011 | Per End Use Consumption | GS | 1 | 1 | 1 | 1 | 1 | 1 | 1 | 1 | 1 | 1 | 1 | 1 | CasNgs334 | CasN | gs | 334 | [32 empty] | 0.021573 | 0.00070618 | 0.044317
334 | HVAC | Insulation | College and University | Existing | Duct Insulation | 0.20372 | 0.030028 |  | 1160.87 | 1 | 0.1474 | 5698.2715 | 20 |  | 36094.24 | 177172.964 | Per End Use Consumption | GS | 1 | 1 | 1 | 1 | 1 | 1 | 1 | 1 | 1 | 1 | 1 | 1 | CcoEgs334 | CcoE | gs | 334 | [32 empty] | 0.067665 | 0.0083184 | 0.0051248
334 | HVAC | Insulation | College and University | New | Duct Insulation | 0.20372 | 0.030028 |  | 1160.87 | 1 | 0.1474 | 5698.2715 | 20 |  | 36094.24 | 177172.964 | Per End Use Consumption | GS | 1 | 1 | 1 | 1 | 1 | 1 | 1 | 1 | 1 | 1 | 1 | 1 | CcoNgs334 | CcoN | gs | 334 | [32 empty] | 0.00033371 | 3.4622e-05 | 3.1349e-05
334 | HVAC | Insulation | Data Center | Existing | Duct Insulation | 0.99993 | 0.22917 |  | 6122.94 | 1 | 0.22918 | 6123.3669 | 20 |  | 154640.76 | 154651.5414 | Per End Use Consumption | GS | 1 | 1 | 1 | 1 | 1 | 1 | 1 | 1 | 1 | 1 | 1 | 1 | CdaEgs334 | CdaE | gs | 334 | [32 empty] | 0.010352 | 0.0011878 | 0.00086461
334 | HVAC | Insulation | Data Center | New | Duct Insulation | 0.99993 | 0.22917 |  | 6122.94 | 1 | 0.22918 | 6123.3669 | 20 |  | 154640.76 | 154651.5414 | Per End Use Consumption | GS | 1 | 1 | 1 | 1 | 1 | 1 | 1 | 1 | 1 | 1 | 1 | 1 | CdaNgs334 | CdaN | gs | 334 | [32 empty] | 5.398e-05 | 5.3109e-06 | 5.3457e-06
334 | HVAC | Insulation | Grocery | Existing | Duct Insulation | 0.057544 | 0.10601 |  | 340.86 | 1 | 1.8423 | 5923.4826 | 20 |  | 3941.24 | 68491.0713 | Per End Use Consumption | GS | 1 | 1 | 1 | 1 | 1 | 1 | 1 | 1 | 1 | 1 | 1 | 1 | CgrEgs334 | CgrE | gs | 334 | [32 empty] | 0.6384 | 0.043725 | 0.37214
334 | HVAC | Insulation | Grocery | New | Duct Insulation | 0.057544 | 0.10601 |  | 340.86 | 1 | 1.8423 | 5923.4826 | 20 |  | 3941.24 | 68491.0713 | Per End Use Consumption | GS | 1 | 1 | 1 | 1 | 1 | 1 | 1 | 1 | 1 | 1 | 1 | 1 | CgrNgs334 | CgrN | gs | 334 | [32 empty] | 0.0036581 | 0.00018687 | 0.002305
334 | HVAC | Insulation | Healthcare | Existing | Duct Insulation | 0.085413 | 0.041073 |  | 634.76 | 1 | 0.48088 | 7431.6265 | 20 |  | 14105.88 | 165148.4514 | Per End Use Consumption | GS | 1 | 1 | 1 | 1 | 1 | 1 | 1 | 1 | 1 | 1 | 1 | 1 | CheEgs334 | CheE | gs | 334 | [32 empty] | 0.5781 | 0 | 0.11122
334 | HVAC | Insulation | Healthcare | New | Duct Insulation | 0.085413 | 0.041073 |  | 634.76 | 1 | 0.48088 | 7431.6265 | 20 |  | 14105.88 | 165148.4514 | Per End Use Consumption | GS | 1 | 1 | 1 | 1 | 1 | 1 | 1 | 1 | 1 | 1 | 1 | 1 | CheNgs334 | CheN | gs | 334 | [32 empty] | 0.0035484 | 0 | 0.00068268
334 | HVAC | Insulation | Hospitals | Existing | Duct Insulation | 7.5155 | 0.84155 |  | 41441.75 | 1 | 0.11198 | 5514.1561 | 20 |  | 279043.64 | 37128.9869 | Per End Use Consumption | GS | 1 | 1 | 1 | 1 | 1 | 1 | 1 | 1 | 1 | 1 | 1 | 1 | ChoEgs334 | ChoE | gs | 334 | [32 empty] | 0.19705 | 0 | 0.03791
334 | HVAC | Insulation | Hospitals | New | Duct Insulation | 7.5155 | 0.84155 |  | 41441.75 | 1 | 0.11198 | 5514.1561 | 20 |  | 279043.64 | 37128.9869 | Per End Use Consumption | GS | 1 | 1 | 1 | 1 | 1 | 1 | 1 | 1 | 1 | 1 | 1 | 1 | ChoNgs334 | ChoN | gs | 334 | [32 empty] | 0.001217 | 0 | 0.00023413
334 | HVAC | Insulation | Institutional | Existing | Duct Insulation | 0.099945 | 0.02826 |  | 639.83 | 1 | 0.28276 | 6401.8485 | 20 |  | 18423.04 | 184332.5737 | Per End Use Consumption | GS | 1 | 1 | 1 | 1 | 1 | 1 | 1 | 1 | 1 | 1 | 1 | 1 | CinEgs334 | CinE | gs | 334 | [32 empty] | 0.6504 | 0.062578 | 0.065751
334 | HVAC | Insulation | Institutional | New | Duct Insulation | 0.099945 | 0.02826 |  | 639.83 | 1 | 0.28276 | 6401.8485 | 20 |  | 18423.04 | 184332.5737 | Per End Use Consumption | GS | 1 | 1 | 1 | 1 | 1 | 1 | 1 | 1 | 1 | 1 | 1 | 1 | CinNgs334 | CinN | gs | 334 | [32 empty] | 0.0034713 | 0.0002771 | 0.0004049
334 | HVAC | Insulation | Lodging/Hospitality | Existing | Duct Insulation | 0.76855 | 0.30325 |  | 4473.5 | 1 | 0.39458 | 5820.6815 | 20 |  | 64279.36 | 83636.9028 | Per End Use Consumption | GS | 1 | 1 | 1 | 1 | 1 | 1 | 1 | 1 | 1 | 1 | 1 | 1 | CloEgs334 | CloE | gs | 334 | [32 empty] | 0.65058 | 0.059077 | 0.22534
334 | HVAC | Insulation | Lodging/Hospitality | New | Duct Insulation | 0.76855 | 0.30325 |  | 4473.5 | 1 | 0.39458 | 5820.6815 | 20 |  | 64279.36 | 83636.9028 | Per End Use Consumption | GS | 1 | 1 | 1 | 1 | 1 | 1 | 1 | 1 | 1 | 1 | 1 | 1 | CloNgs334 | CloN | gs | 334 | [32 empty] | 0.0033844 | 0.00024549 | 0.001385
334 | HVAC | Insulation | Miscellaneous | Existing | Duct Insulation | 0.29724 | 1.1398 |  | 1392.76 | 1 | 3.8345 | 4685.6226 | 20 |  | 50031.4 | 168319.2069 | Per End Use Consumption | GS | 1 | 1 | 1 | 1 | 1 | 1 | 1 | 1 | 1 | 1 | 1 | 1 | CmiEgs334 | CmiE | gs | 334 | [32 empty] | 1.6376 | 0 | 3.7308
334 | HVAC | Insulation | Miscellaneous | New | Duct Insulation | 0.29724 | 1.1398 |  | 1392.76 | 1 | 3.8345 | 4685.6226 | 20 |  | 50031.4 | 168319.2069 | Per End Use Consumption | GS | 1 | 1 | 1 | 1 | 1 | 1 | 1 | 1 | 1 | 1 | 1 | 1 | CmiNgs334 | CmiN | gs | 334 | [32 empty] | 0.010109 | 0 | 0.023029
334 | HVAC | Insulation | Offices | Existing | Duct Insulation | 0.37662 | 1.3083 |  | 1705.05 | 1 | 3.4736 | 4527.2041 | 20 |  | 26231.52 | 69649.2448 | Per End Use Consumption | GS | 1 | 1 | 1 | 1 | 1 | 1 | 1 | 1 | 1 | 1 | 1 | 1 | CofEgs334 | CofE | gs | 334 | [32 empty] | 3.5948 | 0.29895 | 6.1447
334 | HVAC | Insulation | Offices | New | Duct Insulation | 0.37662 | 1.3083 |  | 1705.05 | 1 | 3.4736 | 4527.2041 | 20 |  | 26231.52 | 69649.2448 | Per End Use Consumption | GS | 1 | 1 | 1 | 1 | 1 | 1 | 1 | 1 | 1 | 1 | 1 | 1 | CofNgs334 | CofN | gs | 334 | [32 empty] | 0.057015 | 0.0036734 | 0.10476
334 | HVAC | Insulation | Restaurants | Existing | Duct Insulation | 0.27509 | 0.27229 |  | 1324.35 | 1 | 0.98981 | 4814.2663 | 20 |  | 7385.2 | 26846.6188 | Per End Use Consumption | GS | 1 | 1 | 1 | 1 | 1 | 1 | 1 | 1 | 1 | 1 | 1 | 1 | CreEgs334 | CreE | gs | 334 | [32 empty] | 0.72277 | 0.025865 | 0.48538
334 | HVAC | Insulation | Restaurants | New | Duct Insulation | 0.27509 | 0.27229 |  | 1324.35 | 1 | 0.98981 | 4814.2663 | 20 |  | 7385.2 | 26846.6188 | Per End Use Consumption | GS | 1 | 1 | 1 | 1 | 1 | 1 | 1 | 1 | 1 | 1 | 1 | 1 | CreNgs334 | CreN | gs | 334 | [32 empty] | 0.011748 | 0.00029644 | 0.0082258
334 | HVAC | Insulation | Retail | Existing | Duct Insulation | 0.47718 | 1.1588 |  | 1941.39 | 1 | 2.4285 | 4068.454 | 20 |  | 34534.32 | 72371.4928 | Per End Use Consumption | GS | 1 | 1 | 1 | 1 | 1 | 1 | 1 | 1 | 1 | 1 | 1 | 1 | CrtEgs334 | CrtE | gs | 334 | [32 empty] | 1.2652 | 0.099782 | 2.1998
334 | HVAC | Insulation | Retail | New | Duct Insulation | 0.47718 | 1.1588 |  | 1941.39 | 1 | 2.4285 | 4068.454 | 20 |  | 34534.32 | 72371.4928 | Per End Use Consumption | GS | 1 | 1 | 1 | 1 | 1 | 1 | 1 | 1 | 1 | 1 | 1 | 1 | CrtNgs334 | CrtN | gs | 334 | [32 empty] | 0.019965 | 0.0011841 | 0.037385
334 | HVAC | Insulation | Schools K-12 | Existing | Duct Insulation | 1.0698 | 2.2782 |  | 4212.1 | 1 | 2.1296 | 3937.2223 | 20 |  | 49008.72 | 45810.4571 | Per End Use Consumption | GS | 1 | 1 | 1 | 1 | 1 | 1 | 1 | 1 | 1 | 1 | 1 | 1 | CscEgs334 | CscE | gs | 334 | [32 empty] | 0.26864 | 0.040413 | 0.33557
334 | HVAC | Insulation | Schools K-12 | New | Duct Insulation | 1.0698 | 2.2782 |  | 4212.1 | 1 | 2.1296 | 3937.2223 | 20 |  | 49008.72 | 45810.4571 | Per End Use Consumption | GS | 1 | 1 | 1 | 1 | 1 | 1 | 1 | 1 | 1 | 1 | 1 | 1 | CscNgs334 | CscN | gs | 334 | [32 empty] | 0.0014081 | 0.00016778 | 0.0020603
334 | HVAC | Insulation | Warehouse | Existing | Duct Insulation | 0.12927 | 0.38797 |  | 558.42 | 1 | 3.0013 | 4319.8618 | 20 |  | 29306.96 | 226714.6918 | Per End Use Consumption | GS | 1 | 1 | 1 | 1 | 1 | 1 | 1 | 1 | 1 | 1 | 1 | 1 | CwaEgs334 | CwaE | gs | 334 | [32 empty] | 0.069572 | 0.0012816 | 0.14973
334 | HVAC | Insulation | Warehouse | New | Duct Insulation | 0.12927 | 0.38797 |  | 558.42 | 1 | 3.0013 | 4319.8618 | 20 |  | 29306.96 | 226714.6918 | Per End Use Consumption | GS | 1 | 1 | 1 | 1 | 1 | 1 | 1 | 1 | 1 | 1 | 1 | 1 | CwaNgs334 | CwaN | gs | 334 | [32 empty] | 0.00041606 | 5.3617e-06 | 0.00091118
335 | HVAC | Insulation | Assembly | Existing | Thermal Energy Storage | 1 | 0 |  | -309.2 | 1 | 0 | -309.2 | 30 |  | 2781.66 | 2781.66 | Per summer kW saved | GS | 0.57723 | 0.60437 | 0.83705 | 1.097 | 1.2026 | 1.2026 | 1.289 | 1.2891 | 1.2453 | 1.1192 | 0.77553 | 0.85362 | CasEgs335 | CasE | gs | 335 | [32 empty] | -0.089731 | 0.2902 | 0
335 | HVAC | Insulation | Assembly | New | Thermal Energy Storage | 1 | 0 |  | -309.2 | 1 | 0 | -309.2 | 30 |  | 2781.66 | 2781.66 | Per summer kW saved | GS | 0.57723 | 0.60437 | 0.83705 | 1.097 | 1.2026 | 1.2026 | 1.289 | 1.2891 | 1.2453 | 1.1192 | 0.77553 | 0.85362 | CasNgs335 | CasN | gs | 335 | [32 empty] | -0.0010748 | 0.0034762 | 0
335 | HVAC | Insulation | College and University | Existing | Thermal Energy Storage | 1 | 0 |  | -309.2 | 1 | 0 | -309.2 | 30 |  | 2781.66 | 2781.66 | Per summer kW saved | GS | 0.57723 | 0.60437 | 0.83705 | 1.097 | 1.2026 | 1.2026 | 1.289 | 1.2891 | 1.2453 | 1.1192 | 0.77553 | 0.85362 | CcoEgs335 | CcoE | gs | 335 | [32 empty] | -0.089141 | 0.2883 | 0
335 | HVAC | Insulation | College and University | New | Thermal Energy Storage | 1 | 0 |  | -309.2 | 1 | 0 | -309.2 | 30 |  | 2781.66 | 2781.66 | Per summer kW saved | GS | 0.57723 | 0.60437 | 0.83705 | 1.097 | 1.2026 | 1.2026 | 1.289 | 1.2891 | 1.2453 | 1.1192 | 0.77553 | 0.85362 | CcoNgs335 | CcoN | gs | 335 | [32 empty] | -0.0010678 | 0.0034534 | 0
335 | HVAC | Insulation | Data Center | Existing | Thermal Energy Storage | 1 | 0 |  | -309.2 | 1 | 0 | -309.2 | 30 |  | 2781.66 | 2781.66 | Per summer kW saved | GS | 0.57723 | 0.60437 | 0.83705 | 1.097 | 1.2026 | 1.2026 | 1.289 | 1.2891 | 1.2453 | 1.1192 | 0.77553 | 0.85362 | CdaEgs335 | CdaE | gs | 335 | [32 empty] | -0.00038353 | 0.0012404 | 0
335 | HVAC | Insulation | Data Center | New | Thermal Energy Storage | 1 | 0 |  | -309.2 | 1 | 0 | -309.2 | 30 |  | 2781.66 | 2781.66 | Per summer kW saved | GS | 0.57723 | 0.60437 | 0.83705 | 1.097 | 1.2026 | 1.2026 | 1.289 | 1.2891 | 1.2453 | 1.1192 | 0.77553 | 0.85362 | CdaNgs335 | CdaN | gs | 335 | [32 empty] | -4.5942e-06 | 1.4858e-05 | 0
335 | HVAC | Insulation | Grocery | Existing | Thermal Energy Storage | 1 | 0 |  | -309.2 | 1 | 0 | -309.2 | 30 |  | 2781.66 | 2781.66 | Per summer kW saved | GS | 0.57723 | 0.60437 | 0.83705 | 1.097 | 1.2026 | 1.2026 | 1.289 | 1.2891 | 1.2453 | 1.1192 | 0.77553 | 0.85362 | CgrEgs335 | CgrE | gs | 335 | [32 empty] | 0 | 0 | 0
335 | HVAC | Insulation | Grocery | New | Thermal Energy Storage | 1 | 0 |  | -309.2 | 1 | 0 | -309.2 | 30 |  | 2781.66 | 2781.66 | Per summer kW saved | GS | 0.57723 | 0.60437 | 0.83705 | 1.097 | 1.2026 | 1.2026 | 1.289 | 1.2891 | 1.2453 | 1.1192 | 0.77553 | 0.85362 | CgrNgs335 | CgrN | gs | 335 | [32 empty] | 0 | 0 | 0
335 | HVAC | Insulation | Healthcare | Existing | Thermal Energy Storage | 1 | 0 |  | -309.2 | 1 | 0 | -309.2 | 30 |  | 2781.66 | 2781.66 | Per summer kW saved | GS | 0.57723 | 0.60437 | 0.83705 | 1.097 | 1.2026 | 1.2026 | 1.289 | 1.2891 | 1.2453 | 1.1192 | 0.77553 | 0.85362 | CheEgs335 | CheE | gs | 335 | [32 empty] | -0.0021785 | 0.0070456 | 0
335 | HVAC | Insulation | Healthcare | New | Thermal Energy Storage | 1 | 0 |  | -309.2 | 1 | 0 | -309.2 | 30 |  | 2781.66 | 2781.66 | Per summer kW saved | GS | 0.57723 | 0.60437 | 0.83705 | 1.097 | 1.2026 | 1.2026 | 1.289 | 1.2891 | 1.2453 | 1.1192 | 0.77553 | 0.85362 | CheNgs335 | CheN | gs | 335 | [32 empty] | -2.6096e-05 | 8.4398e-05 | 0
335 | HVAC | Insulation | Hospitals | Existing | Thermal Energy Storage | 1 | 0 |  | -309.2 | 1 | 0 | -309.2 | 30 |  | 2781.66 | 2781.66 | Per summer kW saved | GS | 0.57723 | 0.60437 | 0.83705 | 1.097 | 1.2026 | 1.2026 | 1.289 | 1.2891 | 1.2453 | 1.1192 | 0.77553 | 0.85362 | ChoEgs335 | ChoE | gs | 335 | [32 empty] | -0.0097079 | 0.031397 | 0
335 | HVAC | Insulation | Hospitals | New | Thermal Energy Storage | 1 | 0 |  | -309.2 | 1 | 0 | -309.2 | 30 |  | 2781.66 | 2781.66 | Per summer kW saved | GS | 0.57723 | 0.60437 | 0.83705 | 1.097 | 1.2026 | 1.2026 | 1.289 | 1.2891 | 1.2453 | 1.1192 | 0.77553 | 0.85362 | ChoNgs335 | ChoN | gs | 335 | [32 empty] | -0.00011629 | 0.00037609 | 0
335 | HVAC | Insulation | Institutional | Existing | Thermal Energy Storage | 1 | 0 |  | -309.2 | 1 | 0 | -309.2 | 30 |  | 2781.66 | 2781.66 | Per summer kW saved | GS | 0.57723 | 0.60437 | 0.83705 | 1.097 | 1.2026 | 1.2026 | 1.289 | 1.2891 | 1.2453 | 1.1192 | 0.77553 | 0.85362 | CinEgs335 | CinE | gs | 335 | [32 empty] | -0.0072344 | 0.023397 | 0
335 | HVAC | Insulation | Institutional | New | Thermal Energy Storage | 1 | 0 |  | -309.2 | 1 | 0 | -309.2 | 30 |  | 2781.66 | 2781.66 | Per summer kW saved | GS | 0.57723 | 0.60437 | 0.83705 | 1.097 | 1.2026 | 1.2026 | 1.289 | 1.2891 | 1.2453 | 1.1192 | 0.77553 | 0.85362 | CinNgs335 | CinN | gs | 335 | [32 empty] | -8.6659e-05 | 0.00028027 | 0
335 | HVAC | Insulation | Lodging/Hospitality | Existing | Thermal Energy Storage | 1 | 0 |  | -309.2 | 1 | 0 | -309.2 | 30 |  | 2781.66 | 2781.66 | Per summer kW saved | GS | 0.57723 | 0.60437 | 0.83705 | 1.097 | 1.2026 | 1.2026 | 1.289 | 1.2891 | 1.2453 | 1.1192 | 0.77553 | 0.85362 | CloEgs335 | CloE | gs | 335 | [32 empty] | -0.0071846 | 0.023236 | 0
335 | HVAC | Insulation | Lodging/Hospitality | New | Thermal Energy Storage | 1 | 0 |  | -309.2 | 1 | 0 | -309.2 | 30 |  | 2781.66 | 2781.66 | Per summer kW saved | GS | 0.57723 | 0.60437 | 0.83705 | 1.097 | 1.2026 | 1.2026 | 1.289 | 1.2891 | 1.2453 | 1.1192 | 0.77553 | 0.85362 | CloNgs335 | CloN | gs | 335 | [32 empty] | -8.606e-05 | 0.00027833 | 0
335 | HVAC | Insulation | Miscellaneous | Existing | Thermal Energy Storage | 1 | 0 |  | -309.2 | 1 | 0 | -309.2 | 30 |  | 2781.66 | 2781.66 | Per summer kW saved | GS | 0.57723 | 0.60437 | 0.83705 | 1.097 | 1.2026 | 1.2026 | 1.289 | 1.2891 | 1.2453 | 1.1192 | 0.77553 | 0.85362 | CmiEgs335 | CmiE | gs | 335 | [32 empty] | -0.48093 | 1.5554 | 0
335 | HVAC | Insulation | Miscellaneous | New | Thermal Energy Storage | 1 | 0 |  | -309.2 | 1 | 0 | -309.2 | 30 |  | 2781.66 | 2781.66 | Per summer kW saved | GS | 0.57723 | 0.60437 | 0.83705 | 1.097 | 1.2026 | 1.2026 | 1.289 | 1.2891 | 1.2453 | 1.1192 | 0.77553 | 0.85362 | CmiNgs335 | CmiN | gs | 335 | [32 empty] | -0.0057608 | 0.018631 | 0
335 | HVAC | Insulation | Offices | Existing | Thermal Energy Storage | 1 | 0 |  | -309.2 | 1 | 0 | -309.2 | 30 |  | 2781.66 | 2781.66 | Per summer kW saved | GS | 0.57723 | 0.60437 | 0.83705 | 1.097 | 1.2026 | 1.2026 | 1.289 | 1.2891 | 1.2453 | 1.1192 | 0.77553 | 0.85362 | CofEgs335 | CofE | gs | 335 | [32 empty] | -0.15786 | 0.51053 | 0
335 | HVAC | Insulation | Offices | New | Thermal Energy Storage | 1 | 0 |  | -309.2 | 1 | 0 | -309.2 | 30 |  | 2781.66 | 2781.66 | Per summer kW saved | GS | 0.57723 | 0.60437 | 0.83705 | 1.097 | 1.2026 | 1.2026 | 1.289 | 1.2891 | 1.2453 | 1.1192 | 0.77553 | 0.85362 | CofNgs335 | CofN | gs | 335 | [32 empty] | -0.0018909 | 0.0061154 | 0
335 | HVAC | Insulation | Restaurants | Existing | Thermal Energy Storage | 1 | 0 |  | -309.2 | 1 | 0 | -309.2 | 30 |  | 2781.66 | 2781.66 | Per summer kW saved | GS | 0.57723 | 0.60437 | 0.83705 | 1.097 | 1.2026 | 1.2026 | 1.289 | 1.2891 | 1.2453 | 1.1192 | 0.77553 | 0.85362 | CreEgs335 | CreE | gs | 335 | [32 empty] | 0 | 0 | 0
335 | HVAC | Insulation | Restaurants | New | Thermal Energy Storage | 1 | 0 |  | -309.2 | 1 | 0 | -309.2 | 30 |  | 2781.66 | 2781.66 | Per summer kW saved | GS | 0.57723 | 0.60437 | 0.83705 | 1.097 | 1.2026 | 1.2026 | 1.289 | 1.2891 | 1.2453 | 1.1192 | 0.77553 | 0.85362 | CreNgs335 | CreN | gs | 335 | [32 empty] | 0 | 0 | 0
335 | HVAC | Insulation | Retail | Existing | Thermal Energy Storage | 1 | 0 |  | -309.2 | 1 | 0 | -309.2 | 30 |  | 2781.66 | 2781.66 | Per summer kW saved | GS | 0.57723 | 0.60437 | 0.83705 | 1.097 | 1.2026 | 1.2026 | 1.289 | 1.2891 | 1.2453 | 1.1192 | 0.77553 | 0.85362 | CrtEgs335 | CrtE | gs | 335 | [32 empty] | -0.00014545 | 0.00047041 | 0
335 | HVAC | Insulation | Retail | New | Thermal Energy Storage | 1 | 0 |  | -309.2 | 1 | 0 | -309.2 | 30 |  | 2781.66 | 2781.66 | Per summer kW saved | GS | 0.57723 | 0.60437 | 0.83705 | 1.097 | 1.2026 | 1.2026 | 1.289 | 1.2891 | 1.2453 | 1.1192 | 0.77553 | 0.85362 | CrtNgs335 | CrtN | gs | 335 | [32 empty] | -1.7419e-06 | 5.6335e-06 | 0
335 | HVAC | Insulation | Schools K-12 | Existing | Thermal Energy Storage | 1 | 0 |  | -309.2 | 1 | 0 | -309.2 | 30 |  | 2781.66 | 2781.66 | Per summer kW saved | GS | 0.57723 | 0.60437 | 0.83705 | 1.097 | 1.2026 | 1.2026 | 1.289 | 1.2891 | 1.2453 | 1.1192 | 0.77553 | 0.85362 | CscEgs335 | CscE | gs | 335 | [32 empty] | -0.010131 | 0.032766 | 0
335 | HVAC | Insulation | Schools K-12 | New | Thermal Energy Storage | 1 | 0 |  | -309.2 | 1 | 0 | -309.2 | 30 |  | 2781.66 | 2781.66 | Per summer kW saved | GS | 0.57723 | 0.60437 | 0.83705 | 1.097 | 1.2026 | 1.2026 | 1.289 | 1.2891 | 1.2453 | 1.1192 | 0.77553 | 0.85362 | CscNgs335 | CscN | gs | 335 | [32 empty] | -0.00012136 | 0.00039248 | 0
335 | HVAC | Insulation | Warehouse | Existing | Thermal Energy Storage | 1 | 0 |  | -309.2 | 1 | 0 | -309.2 | 30 |  | 2781.66 | 2781.66 | Per summer kW saved | GS | 0.57723 | 0.60437 | 0.83705 | 1.097 | 1.2026 | 1.2026 | 1.289 | 1.2891 | 1.2453 | 1.1192 | 0.77553 | 0.85362 | CwaEgs335 | CwaE | gs | 335 | [32 empty] | 0 | 0 | 0
335 | HVAC | Insulation | Warehouse | New | Thermal Energy Storage | 1 | 0 |  | -309.2 | 1 | 0 | -309.2 | 30 |  | 2781.66 | 2781.66 | Per summer kW saved | GS | 0.57723 | 0.60437 | 0.83705 | 1.097 | 1.2026 | 1.2026 | 1.289 | 1.2891 | 1.2453 | 1.1192 | 0.77553 | 0.85362 | CwaNgs335 | CwaN | gs | 335 | [32 empty] | 0 | 0 | 0
336 | HVAC | Mini-Split | Assembly | Turnover | Ductless Mini-Split AC | 0.23738 | 0 |  | 712.71 | 1 | 0 | 3002.444 | 18 |  | 1504 | 6335.9231 | Per Unit | GS | 0.57723 | 0.60437 | 0.83705 | 1.097 | 1.2026 | 1.2026 | 1.289 | 1.2891 | 1.2453 | 1.1192 | 0.77553 | 0.85362 | CasTgs336 | CasT | gs | 336 | [32 empty] | 66.4402 | 22.1287 | 0
336 | HVAC | Mini-Split | Assembly | New | Ductless Mini-Split AC | 0.23738 | 0 |  | 712.71 | 1 | 0 | 3002.444 | 18 |  | 1504 | 6335.9231 | Per Unit | GS | 0.57723 | 0.60437 | 0.83705 | 1.097 | 1.2026 | 1.2026 | 1.289 | 1.2891 | 1.2453 | 1.1192 | 0.77553 | 0.85362 | CasNgs336 | CasN | gs | 336 | [32 empty] | 0.73281 | 0.24407 | 0
336 | HVAC | Mini-Split | College and University | Turnover | Ductless Mini-Split AC | 0.16032 | 0 |  | 790.71 | 1 | 0 | 4932.1338 | 18 |  | 1504 | 9381.3526 | Per Unit | GS | 0.57723 | 0.60437 | 0.83705 | 1.097 | 1.2026 | 1.2026 | 1.289 | 1.2891 | 1.2453 | 1.1192 | 0.77553 | 0.85362 | CcoTgs336 | CcoT | gs | 336 | [32 empty] | 0 | 0 | 0
336 | HVAC | Mini-Split | College and University | New | Ductless Mini-Split AC | 0.16032 | 0 |  | 790.71 | 1 | 0 | 4932.1338 | 18 |  | 1504 | 9381.3526 | Per Unit | GS | 0.57723 | 0.60437 | 0.83705 | 1.097 | 1.2026 | 1.2026 | 1.289 | 1.2891 | 1.2453 | 1.1192 | 0.77553 | 0.85362 | CcoNgs336 | CcoN | gs | 336 | [32 empty] | 0 | 0 | 0
336 | HVAC | Mini-Split | Data Center | Turnover | Ductless Mini-Split AC | 0.29796 | 0 |  | 1469.57 | 1 | 0 | 4932.1338 | 18 |  | 1504 | 5047.6869 | Per Unit | GS | 0.57723 | 0.60437 | 0.83705 | 1.097 | 1.2026 | 1.2026 | 1.289 | 1.2891 | 1.2453 | 1.1192 | 0.77553 | 0.85362 | CdaTgs336 | CdaT | gs | 336 | [32 empty] | 0.14523 | 0.029445 | 0
336 | HVAC | Mini-Split | Data Center | New | Ductless Mini-Split AC | 0.29796 | 0 |  | 1469.57 | 1 | 0 | 4932.1338 | 18 |  | 1504 | 5047.6869 | Per Unit | GS | 0.57723 | 0.60437 | 0.83705 | 1.097 | 1.2026 | 1.2026 | 1.289 | 1.2891 | 1.2453 | 1.1192 | 0.77553 | 0.85362 | CdaNgs336 | CdaN | gs | 336 | [32 empty] | 0.0016018 | 0.00032477 | 0
336 | HVAC | Mini-Split | Grocery | Turnover | Ductless Mini-Split AC | 0.11169 | 0 |  | 393.86 | 1 | 0 | 3526.3542 | 18 |  | 1504 | 13465.7917 | Per Unit | GS | 0.57723 | 0.60437 | 0.83705 | 1.097 | 1.2026 | 1.2026 | 1.289 | 1.2891 | 1.2453 | 1.1192 | 0.77553 | 0.85362 | CgrTgs336 | CgrT | gs | 336 | [32 empty] | 2.9183 | 0.82757 | 0
336 | HVAC | Mini-Split | Grocery | New | Ductless Mini-Split AC | 0.11169 | 0 |  | 393.86 | 1 | 0 | 3526.3542 | 18 |  | 1504 | 13465.7917 | Per Unit | GS | 0.57723 | 0.60437 | 0.83705 | 1.097 | 1.2026 | 1.2026 | 1.289 | 1.2891 | 1.2453 | 1.1192 | 0.77553 | 0.85362 | CgrNgs336 | CgrN | gs | 336 | [32 empty] | 0.032188 | 0.0091278 | 0
336 | HVAC | Mini-Split | Healthcare | Turnover | Ductless Mini-Split AC | 0.31456 | 0 |  | 1551.43 | 1 | 0 | 4932.1338 | 18 |  | 1504 | 4781.3497 | Per Unit | GS | 0.57723 | 0.60437 | 0.83705 | 1.097 | 1.2026 | 1.2026 | 1.289 | 1.2891 | 1.2453 | 1.1192 | 0.77553 | 0.85362 | CheTgs336 | CheT | gs | 336 | [32 empty] | 1.8355 | 0.37215 | 0
336 | HVAC | Mini-Split | Healthcare | New | Ductless Mini-Split AC | 0.31456 | 0 |  | 1551.43 | 1 | 0 | 4932.1338 | 18 |  | 1504 | 4781.3497 | Per Unit | GS | 0.57723 | 0.60437 | 0.83705 | 1.097 | 1.2026 | 1.2026 | 1.289 | 1.2891 | 1.2453 | 1.1192 | 0.77553 | 0.85362 | CheNgs336 | CheN | gs | 336 | [32 empty] | 0.020245 | 0.0041047 | 0
336 | HVAC | Mini-Split | Hospitals | Turnover | Ductless Mini-Split AC | 0.29796 | 0 |  | 1469.57 | 1 | 0 | 4932.1338 | 18 |  | 1504 | 5047.6869 | Per Unit | GS | 0.57723 | 0.60437 | 0.83705 | 1.097 | 1.2026 | 1.2026 | 1.289 | 1.2891 | 1.2453 | 1.1192 | 0.77553 | 0.85362 | ChoTgs336 | ChoT | gs | 336 | [32 empty] | 0 | 0 | 0
336 | HVAC | Mini-Split | Hospitals | New | Ductless Mini-Split AC | 0.29796 | 0 |  | 1469.57 | 1 | 0 | 4932.1338 | 18 |  | 1504 | 5047.6869 | Per Unit | GS | 0.57723 | 0.60437 | 0.83705 | 1.097 | 1.2026 | 1.2026 | 1.289 | 1.2891 | 1.2453 | 1.1192 | 0.77553 | 0.85362 | ChoNgs336 | ChoN | gs | 336 | [32 empty] | 0 | 0 | 0
336 | HVAC | Mini-Split | Institutional | Turnover | Ductless Mini-Split AC | 0.078118 | 0 |  | 385.29 | 1 | 0 | 4932.1338 | 18 |  | 1504 | 19252.8467 | Per Unit | GS | 0.57723 | 0.60437 | 0.83705 | 1.097 | 1.2026 | 1.2026 | 1.289 | 1.2891 | 1.2453 | 1.1192 | 0.77553 | 0.85362 | CinTgs336 | CinT | gs | 336 | [32 empty] | 3.277 | 0.66441 | 0
336 | HVAC | Mini-Split | Institutional | New | Ductless Mini-Split AC | 0.078118 | 0 |  | 385.29 | 1 | 0 | 4932.1338 | 18 |  | 1504 | 19252.8467 | Per Unit | GS | 0.57723 | 0.60437 | 0.83705 | 1.097 | 1.2026 | 1.2026 | 1.289 | 1.2891 | 1.2453 | 1.1192 | 0.77553 | 0.85362 | CinNgs336 | CinN | gs | 336 | [32 empty] | 0.036144 | 0.0073283 | 0
336 | HVAC | Mini-Split | Lodging/Hospitality | Turnover | Ductless Mini-Split AC | 0.22554 | 0 |  | 1177.71 | 1 | 0 | 5221.6594 | 18 |  | 1504 | 6668.3443 | Per Unit | GS | 0.57723 | 0.60437 | 0.83705 | 1.097 | 1.2026 | 1.2026 | 1.289 | 1.2891 | 1.2453 | 1.1192 | 0.77553 | 0.85362 | CloTgs336 | CloT | gs | 336 | [32 empty] | 0.49439 | 0.09468 | 0
336 | HVAC | Mini-Split | Lodging/Hospitality | New | Ductless Mini-Split AC | 0.22554 | 0 |  | 1177.71 | 1 | 0 | 5221.6594 | 18 |  | 1504 | 6668.3443 | Per Unit | GS | 0.57723 | 0.60437 | 0.83705 | 1.097 | 1.2026 | 1.2026 | 1.289 | 1.2891 | 1.2453 | 1.1192 | 0.77553 | 0.85362 | CloNgs336 | CloN | gs | 336 | [32 empty] | 0.0054529 | 0.0010443 | 0
336 | HVAC | Mini-Split | Miscellaneous | Turnover | Ductless Mini-Split AC | 0.13261 | 0 |  | 398.14 | 1 | 0 | 3002.444 | 18 |  | 1504 | 11341.9293 | Per Unit | GS | 0.57723 | 0.60437 | 0.83705 | 1.097 | 1.2026 | 1.2026 | 1.289 | 1.2891 | 1.2453 | 1.1192 | 0.77553 | 0.85362 | CmiTgs336 | CmiT | gs | 336 | [32 empty] | 0 | 0 | 0
336 | HVAC | Mini-Split | Miscellaneous | New | Ductless Mini-Split AC | 0.13261 | 0 |  | 398.14 | 1 | 0 | 3002.444 | 18 |  | 1504 | 11341.9293 | Per Unit | GS | 0.57723 | 0.60437 | 0.83705 | 1.097 | 1.2026 | 1.2026 | 1.289 | 1.2891 | 1.2453 | 1.1192 | 0.77553 | 0.85362 | CmiNgs336 | CmiN | gs | 336 | [32 empty] | 0 | 0 | 0
336 | HVAC | Mini-Split | Offices | Turnover | Ductless Mini-Split AC | 0.26721 | 0 |  | 802.29 | 1 | 0 | 3002.444 | 18 |  | 1504 | 5628.4832 | Per Unit | GS | 0.57723 | 0.60437 | 0.83705 | 1.097 | 1.2026 | 1.2026 | 1.289 | 1.2891 | 1.2453 | 1.1192 | 0.77553 | 0.85362 | CofTgs336 | CofT | gs | 336 | [32 empty] | 88.6101 | 29.5127 | 0
336 | HVAC | Mini-Split | Offices | New | Ductless Mini-Split AC | 0.26721 | 0 |  | 802.29 | 1 | 0 | 3002.444 | 18 |  | 1504 | 5628.4832 | Per Unit | GS | 0.57723 | 0.60437 | 0.83705 | 1.097 | 1.2026 | 1.2026 | 1.289 | 1.2891 | 1.2453 | 1.1192 | 0.77553 | 0.85362 | CofNgs336 | CofN | gs | 336 | [32 empty] | 0.97734 | 0.32551 | 0
336 | HVAC | Mini-Split | Restaurants | Turnover | Ductless Mini-Split AC | 0.32766 | 0 |  | 1155.43 | 1 | 0 | 3526.3542 | 18 |  | 1504 | 4590.1844 | Per Unit | GS | 0.57723 | 0.60437 | 0.83705 | 1.097 | 1.2026 | 1.2026 | 1.289 | 1.2891 | 1.2453 | 1.1192 | 0.77553 | 0.85362 | CreTgs336 | CreT | gs | 336 | [32 empty] | 1.4269 | 0.40464 | 0
336 | HVAC | Mini-Split | Restaurants | New | Ductless Mini-Split AC | 0.32766 | 0 |  | 1155.43 | 1 | 0 | 3526.3542 | 18 |  | 1504 | 4590.1844 | Per Unit | GS | 0.57723 | 0.60437 | 0.83705 | 1.097 | 1.2026 | 1.2026 | 1.289 | 1.2891 | 1.2453 | 1.1192 | 0.77553 | 0.85362 | CreNgs336 | CreN | gs | 336 | [32 empty] | 0.015738 | 0.0044631 | 0
336 | HVAC | Mini-Split | Retail | Turnover | Ductless Mini-Split AC | 0.30161 | 0 |  | 905.57 | 1 | 0 | 3002.444 | 18 |  | 1504 | 4986.5563 | Per Unit | GS | 0.57723 | 0.60437 | 0.83705 | 1.097 | 1.2026 | 1.2026 | 1.289 | 1.2891 | 1.2453 | 1.1192 | 0.77553 | 0.85362 | CrtTgs336 | CrtT | gs | 336 | [32 empty] | 2.9438 | 0.98048 | 0
336 | HVAC | Mini-Split | Retail | New | Ductless Mini-Split AC | 0.30161 | 0 |  | 905.57 | 1 | 0 | 3002.444 | 18 |  | 1504 | 4986.5563 | Per Unit | GS | 0.57723 | 0.60437 | 0.83705 | 1.097 | 1.2026 | 1.2026 | 1.289 | 1.2891 | 1.2453 | 1.1192 | 0.77553 | 0.85362 | CrtNgs336 | CrtN | gs | 336 | [32 empty] | 0.032469 | 0.010814 | 0
336 | HVAC | Mini-Split | Schools K-12 | Turnover | Ductless Mini-Split AC | 0.26222 | 0 |  | 787.29 | 1 | 0 | 3002.444 | 18 |  | 1504 | 5735.721 | Per Unit | GS | 0.57723 | 0.60437 | 0.83705 | 1.097 | 1.2026 | 1.2026 | 1.289 | 1.2891 | 1.2453 | 1.1192 | 0.77553 | 0.85362 | CscTgs336 | CscT | gs | 336 | [32 empty] | 7.7356 | 2.5765 | 0
336 | HVAC | Mini-Split | Schools K-12 | New | Ductless Mini-Split AC | 0.26222 | 0 |  | 787.29 | 1 | 0 | 3002.444 | 18 |  | 1504 | 5735.721 | Per Unit | GS | 0.57723 | 0.60437 | 0.83705 | 1.097 | 1.2026 | 1.2026 | 1.289 | 1.2891 | 1.2453 | 1.1192 | 0.77553 | 0.85362 | CscNgs336 | CscN | gs | 336 | [32 empty] | 0.085321 | 0.028417 | 0
336 | HVAC | Mini-Split | Warehouse | Turnover | Ductless Mini-Split AC | 0.057523 | 0 |  | 172.71 | 1 | 0 | 3002.444 | 18 |  | 1504 | 26146.0006 | Per Unit | GS | 0.57723 | 0.60437 | 0.83705 | 1.097 | 1.2026 | 1.2026 | 1.289 | 1.2891 | 1.2453 | 1.1192 | 0.77553 | 0.85362 | CwaTgs336 | CwaT | gs | 336 | [32 empty] | 3.2076 | 1.0683 | 0
336 | HVAC | Mini-Split | Warehouse | New | Ductless Mini-Split AC | 0.057523 | 0 |  | 172.71 | 1 | 0 | 3002.444 | 18 |  | 1504 | 26146.0006 | Per Unit | GS | 0.57723 | 0.60437 | 0.83705 | 1.097 | 1.2026 | 1.2026 | 1.289 | 1.2891 | 1.2453 | 1.1192 | 0.77553 | 0.85362 | CwaNgs336 | CwaN | gs | 336 | [32 empty] | 0.035378 | 0.011783 | 0
337 | HVAC | Misc | Assembly | Turnover | Custom measure - Non-lighting | 2.0789 | 1.8108 |  | 7036.63 | 1 | 0.87102 | 3384.7802 | 15 |  | 2673.92 | 1286.2168 | Per End Use Consumption | GS | 1 | 1 | 1 | 1 | 1 | 1 | 1 | 1 | 1 | 1 | 1 | 1 | CasTgs337 | CasT | gs | 337 | [32 empty] | 6.2575 | 0.8664 | 8.3293
337 | HVAC | Misc | Assembly | New | Custom measure - Non-lighting | 2.0789 | 1.8108 |  | 7036.63 | 1 | 0.87102 | 3384.7802 | 15 |  | 2673.92 | 1286.2168 | Per End Use Consumption | GS | 1 | 1 | 1 | 1 | 1 | 1 | 1 | 1 | 1 | 1 | 1 | 1 | CasNgs337 | CasN | gs | 337 | [32 empty] | 0.048087 | 0.0025846 | 0.09187
337 | HVAC | Misc | College and University | Turnover | Custom measure - Non-lighting | 0.5093 | 0.075073 |  | 2902.17 | 1 | 0.1474 | 5698.2957 | 15 |  | 1102.83 | 2165.363 | Per End Use Consumption | GS | 1 | 1 | 1 | 1 | 1 | 1 | 1 | 1 | 1 | 1 | 1 | 1 | CcoTgs337 | CcoT | gs | 337 | [32 empty] | 1.3784 | 0.042207 | 0.22515
337 | HVAC | Misc | College and University | New | Custom measure - Non-lighting | 0.5093 | 0.075073 |  | 2902.17 | 1 | 0.1474 | 5698.2957 | 15 |  | 1102.83 | 2165.363 | Per End Use Consumption | GS | 1 | 1 | 1 | 1 | 1 | 1 | 1 | 1 | 1 | 1 | 1 | 1 | CcoNgs337 | CcoN | gs | 337 | [32 empty] | 0.013561 | 0.0001325 | 0.0024833
337 | HVAC | Misc | Data Center | Turnover | Custom measure - Non-lighting | 2.4998 | 0.57291 |  | 15307.35 | 1 | 0.22918 | 6123.3694 | 15 |  | 5816.79 | 2326.8792 | Per End Use Consumption | GS | 1 | 1 | 1 | 1 | 1 | 1 | 1 | 1 | 1 | 1 | 1 | 1 | CdaTgs337 | CdaT | gs | 337 | [32 empty] | 0.037522 | 0.004449 | 0.0029973
337 | HVAC | Misc | Data Center | New | Custom measure - Non-lighting | 2.4998 | 0.57291 |  | 15307.35 | 1 | 0.22918 | 6123.3694 | 15 |  | 5816.79 | 2326.8792 | Per End Use Consumption | GS | 1 | 1 | 1 | 1 | 1 | 1 | 1 | 1 | 1 | 1 | 1 | 1 | CdaNgs337 | CdaN | gs | 337 | [32 empty] | 0.00027471 | 2.0859e-05 | 3.3059e-05
337 | HVAC | Misc | Grocery | Turnover | Custom measure - Non-lighting | 0.14386 | 0.26504 |  | 852.16 | 1 | 1.8423 | 5923.5521 | 15 |  | 323.82 | 2250.9442 | Per End Use Consumption | GS | 1 | 1 | 1 | 1 | 1 | 1 | 1 | 1 | 1 | 1 | 1 | 1 | CgrTgs337 | CgrT | gs | 337 | [32 empty] | 2.7955 | 0.65239 | 0.3804
337 | HVAC | Misc | Grocery | New | Custom measure - Non-lighting | 0.14386 | 0.26504 |  | 852.16 | 1 | 1.8423 | 5923.5521 | 15 |  | 323.82 | 2250.9442 | Per End Use Consumption | GS | 1 | 1 | 1 | 1 | 1 | 1 | 1 | 1 | 1 | 1 | 1 | 1 | CgrNgs337 | CgrN | gs | 337 | [32 empty] | 0.0079709 | 0.00071223 | 0.0041957
337 | HVAC | Misc | Healthcare | Turnover | Custom measure - Non-lighting | 0.21353 | 0.10269 |  | 1586.92 | 1 | 0.48089 | 7431.6848 | 15 |  | 603.03 | 2824.0421 | Per End Use Consumption | GS | 1 | 1 | 1 | 1 | 1 | 1 | 1 | 1 | 1 | 1 | 1 | 1 | CheTgs337 | CheT | gs | 337 | [32 empty] | 2.8117 | 0.41611 | 0.14609
337 | HVAC | Misc | Healthcare | New | Custom measure - Non-lighting | 0.21353 | 0.10269 |  | 1586.92 | 1 | 0.48089 | 7431.6848 | 15 |  | 603.03 | 2824.0421 | Per End Use Consumption | GS | 1 | 1 | 1 | 1 | 1 | 1 | 1 | 1 | 1 | 1 | 1 | 1 | CheNgs337 | CheN | gs | 337 | [32 empty] | 0.0083754 | 0 | 0.0016113
337 | HVAC | Misc | Hospitals | Turnover | Custom measure - Non-lighting | 18.7888 | 2.1039 |  | 103604.37 | 1 | 0.11198 | 5514.1556 | 15 |  | 39369.66 | 2095.3791 | Per End Use Consumption | GS | 1 | 1 | 1 | 1 | 1 | 1 | 1 | 1 | 1 | 1 | 1 | 1 | ChoTgs337 | ChoT | gs | 337 | [32 empty] | 0 | 0 | 0
337 | HVAC | Misc | Hospitals | New | Custom measure - Non-lighting | 18.7888 | 2.1039 |  | 103604.37 | 1 | 0.11198 | 5514.1556 | 15 |  | 39369.66 | 2095.3791 | Per End Use Consumption | GS | 1 | 1 | 1 | 1 | 1 | 1 | 1 | 1 | 1 | 1 | 1 | 1 | ChoNgs337 | ChoN | gs | 337 | [32 empty] | 0 | 0 | 0
337 | HVAC | Misc | Institutional | Turnover | Custom measure - Non-lighting | 0.24986 | 0.070649 |  | 1599.57 | 1 | 0.28275 | 6401.8285 | 15 |  | 607.84 | 2432.7084 | Per End Use Consumption | GS | 1 | 1 | 1 | 1 | 1 | 1 | 1 | 1 | 1 | 1 | 1 | 1 | CinTgs337 | CinT | gs | 337 | [32 empty] | 3.8 | 0.55279 | 0.20654
337 | HVAC | Misc | Institutional | New | Custom measure - Non-lighting | 0.24986 | 0.070649 |  | 1599.57 | 1 | 0.28275 | 6401.8285 | 15 |  | 607.84 | 2432.7084 | Per End Use Consumption | GS | 1 | 1 | 1 | 1 | 1 | 1 | 1 | 1 | 1 | 1 | 1 | 1 | CinNgs337 | CinN | gs | 337 | [32 empty] | 0.016992 | 0.0010444 | 0.0022781
337 | HVAC | Misc | Lodging/Hospitality | Turnover | Custom measure - Non-lighting | 1.9214 | 0.75814 |  | 11183.74 | 1 | 0.39458 | 5820.6821 | 15 |  | 4249.82 | 2211.8586 | Per End Use Consumption | GS | 1 | 1 | 1 | 1 | 1 | 1 | 1 | 1 | 1 | 1 | 1 | 1 | CloTgs337 | CloT | gs | 337 | [32 empty] | 1.549 | 0.21557 | 0.27886
337 | HVAC | Misc | Lodging/Hospitality | New | Custom measure - Non-lighting | 1.9214 | 0.75814 |  | 11183.74 | 1 | 0.39458 | 5820.6821 | 15 |  | 4249.82 | 2211.8586 | Per End Use Consumption | GS | 1 | 1 | 1 | 1 | 1 | 1 | 1 | 1 | 1 | 1 | 1 | 1 | CloNgs337 | CloN | gs | 337 | [32 empty] | 0.0096048 | 0.00094521 | 0.0030757
337 | HVAC | Misc | Miscellaneous | Turnover | Custom measure - Non-lighting | 0.7431 | 2.8495 |  | 3481.91 | 1 | 3.8345 | 4685.6256 | 15 |  | 1323.13 | 1780.5434 | Per End Use Consumption | GS | 1 | 1 | 1 | 1 | 1 | 1 | 1 | 1 | 1 | 1 | 1 | 1 | CmiTgs337 | CmiT | gs | 337 | [32 empty] | 0 | 0 | 0
337 | HVAC | Misc | Miscellaneous | New | Custom measure - Non-lighting | 0.7431 | 2.8495 |  | 3481.91 | 1 | 3.8345 | 4685.6256 | 15 |  | 1323.13 | 1780.5434 | Per End Use Consumption | GS | 1 | 1 | 1 | 1 | 1 | 1 | 1 | 1 | 1 | 1 | 1 | 1 | CmiNgs337 | CmiN | gs | 337 | [32 empty] | 0 | 0 | 0
337 | HVAC | Misc | Offices | Turnover | Custom measure - Non-lighting | 0.94156 | 3.2706 |  | 4262.62 | 1 | 3.4736 | 4527.1908 | 15 |  | 1619.8 | 1720.3372 | Per End Use Consumption | GS | 1 | 1 | 1 | 1 | 1 | 1 | 1 | 1 | 1 | 1 | 1 | 1 | CofTgs337 | CofT | gs | 337 | [32 empty] | 17.812 | 3.8348 | 14.3483
337 | HVAC | Misc | Offices | New | Custom measure - Non-lighting | 0.94156 | 3.2706 |  | 4262.62 | 1 | 3.4736 | 4527.1908 | 15 |  | 1619.8 | 1720.3372 | Per End Use Consumption | GS | 1 | 1 | 1 | 1 | 1 | 1 | 1 | 1 | 1 | 1 | 1 | 1 | CofNgs337 | CofN | gs | 337 | [32 empty] | 0.11106 | 0.013854 | 0.15826
337 | HVAC | Misc | Restaurants | Turnover | Custom measure - Non-lighting | 0.68772 | 0.68072 |  | 3310.87 | 1 | 0.98982 | 4814.2789 | 15 |  | 1258.13 | 1829.4251 | Per End Use Consumption | GS | 1 | 1 | 1 | 1 | 1 | 1 | 1 | 1 | 1 | 1 | 1 | 1 | CreTgs337 | CreT | gs | 337 | [32 empty] | 2.0682 | 0.42951 | 0.42549
337 | HVAC | Misc | Restaurants | New | Custom measure - Non-lighting | 0.68772 | 0.68072 |  | 3310.87 | 1 | 0.98982 | 4814.2789 | 15 |  | 1258.13 | 1829.4251 | Per End Use Consumption | GS | 1 | 1 | 1 | 1 | 1 | 1 | 1 | 1 | 1 | 1 | 1 | 1 | CreNgs337 | CreN | gs | 337 | [32 empty] | 0.0099562 | 0.0010917 | 0.004693
337 | HVAC | Misc | Retail | Turnover | Custom measure - Non-lighting | 1.193 | 2.8971 |  | 4853.47 | 1 | 2.4285 | 4068.4555 | 15 |  | 1844.32 | 1546.0143 | Per End Use Consumption | GS | 1 | 1 | 1 | 1 | 1 | 1 | 1 | 1 | 1 | 1 | 1 | 1 | CrtTgs337 | CrtT | gs | 337 | [32 empty] | 6.2907 | 1.3016 | 5.4279
337 | HVAC | Misc | Retail | New | Custom measure - Non-lighting | 1.193 | 2.8971 |  | 4853.47 | 1 | 2.4285 | 4068.4555 | 15 |  | 1844.32 | 1546.0143 | Per End Use Consumption | GS | 1 | 1 | 1 | 1 | 1 | 1 | 1 | 1 | 1 | 1 | 1 | 1 | CrtNgs337 | CrtN | gs | 337 | [32 empty] | 0.040021 | 0.0045769 | 0.059868
337 | HVAC | Misc | Schools K-12 | Turnover | Custom measure - Non-lighting | 2.6745 | 5.6956 |  | 10530.26 | 1 | 2.1296 | 3937.2261 | 15 |  | 4001.5 | 1496.1464 | Per End Use Consumption | GS | 1 | 1 | 1 | 1 | 1 | 1 | 1 | 1 | 1 | 1 | 1 | 1 | CscTgs337 | CscT | gs | 337 | [32 empty] | 0.87711 | 0.15693 | 0.9248
337 | HVAC | Misc | Schools K-12 | New | Custom measure - Non-lighting | 2.6745 | 5.6956 |  | 10530.26 | 1 | 2.1296 | 3937.2261 | 15 |  | 4001.5 | 1496.1464 | Per End Use Consumption | GS | 1 | 1 | 1 | 1 | 1 | 1 | 1 | 1 | 1 | 1 | 1 | 1 | CscNgs337 | CscN | gs | 337 | [32 empty] | 0.0063448 | 0.00062196 | 0.0102
337 | HVAC | Misc | Warehouse | Turnover | Custom measure - Non-lighting | 0.32317 | 0.9699 |  | 1396.04 | 1 | 3.0012 | 4319.8309 | 15 |  | 530.5 | 1641.5506 | Per End Use Consumption | GS | 1 | 1 | 1 | 1 | 1 | 1 | 1 | 1 | 1 | 1 | 1 | 1 | CwaTgs337 | CwaT | gs | 337 | [32 empty] | 0.20573 | 0.024109 | 0.30377
337 | HVAC | Misc | Warehouse | New | Custom measure - Non-lighting | 0.32317 | 0.9699 |  | 1396.04 | 1 | 3.0012 | 4319.8309 | 15 |  | 530.5 | 1641.5506 | Per End Use Consumption | GS | 1 | 1 | 1 | 1 | 1 | 1 | 1 | 1 | 1 | 1 | 1 | 1 | CwaNgs337 | CwaN | gs | 337 | [32 empty] | 0.0015308 | 2.0017e-05 | 0.0033505
338 | HVAC | Misc | Assembly | Turnover | Dedicated Outside Air System (DOAS) | 7.2762 | 6.3376 |  | 24628.19 | 1 | 0.87101 | 3384.7774 | 15 |  | 86964.3 | 11951.946 | Per Unit | GS | 1.4643 | 1.391 | 1.4253 | 1.4319 | 1.4238 | 1.3901 | 1.2504 | 1.3782 | 1.4309 | 1.4735 | 1.4117 | 1.4938 | CasTgs338 | CasT | gs | 338 | [32 empty] | 20.1045 | 1.3336 | 36.6794
338 | HVAC | Misc | Assembly | New | Dedicated Outside Air System (DOAS) | 7.2762 | 6.3376 |  | 24628.19 | 1 | 0.87101 | 3384.7774 | 15 |  | 86964.3 | 11951.946 | Per Unit | GS | 1.4643 | 1.391 | 1.4253 | 1.4319 | 1.4238 | 1.3901 | 1.2504 | 1.3782 | 1.4309 | 1.4735 | 1.4117 | 1.4938 | CasNgs338 | CasN | gs | 338 | [32 empty] | 0.12835 | 0.0057833 | 0.25285
338 | HVAC | Misc | College and University | Turnover | Dedicated Outside Air System (DOAS) | 1.7826 | 0.26275 |  | 10157.6 | 1 | 0.1474 | 5698.292 | 15 |  | 136085.04 | 76342.0786 | Per Unit | GS | 1.4643 | 1.391 | 1.4253 | 1.4319 | 1.4238 | 1.3901 | 1.2504 | 1.3782 | 1.4309 | 1.4735 | 1.4117 | 1.4938 | CcoTgs338 | CcoT | gs | 338 | [32 empty] | 0.46809 | 0.064965 | 0.028411
338 | HVAC | Misc | College and University | New | Dedicated Outside Air System (DOAS) | 1.7826 | 0.26275 |  | 10157.6 | 1 | 0.1474 | 5698.292 | 15 |  | 136085.04 | 76342.0786 | Per Unit | GS | 1.4643 | 1.391 | 1.4253 | 1.4319 | 1.4238 | 1.3901 | 1.2504 | 1.3782 | 1.4309 | 1.4735 | 1.4117 | 1.4938 | CcoNgs338 | CcoN | gs | 338 | [32 empty] | 0.0024998 | 0.00031952 | 0.00017774
338 | HVAC | Misc | Data Center | Turnover | Dedicated Outside Air System (DOAS) | 8.7494 | 2.0052 |  | 53575.71 | 1 | 0.22918 | 6123.3698 | 15 |  | 583037.46 | 66637.5483 | Per Unit | GS | 1.4643 | 1.391 | 1.4253 | 1.4319 | 1.4238 | 1.3901 | 1.2504 | 1.3782 | 1.4309 | 1.4735 | 1.4117 | 1.4938 | CdaTgs338 | CdaT | gs | 338 | [32 empty] | 0.055804 | 0.0068479 | 0.0042382
338 | HVAC | Misc | Data Center | New | Dedicated Outside Air System (DOAS) | 8.7494 | 2.0052 |  | 53575.71 | 1 | 0.22918 | 6123.3698 | 15 |  | 583037.46 | 66637.5483 | Per Unit | GS | 1.4643 | 1.391 | 1.4253 | 1.4319 | 1.4238 | 1.3901 | 1.2504 | 1.3782 | 1.4309 | 1.4735 | 1.4117 | 1.4938 | CdaNgs338 | CdaN | gs | 338 | [32 empty] | 0.00037687 | 4.5596e-05 | 2.9241e-05
338 | HVAC | Misc | Grocery | Turnover | Dedicated Outside Air System (DOAS) | 0.50351 | 0.92763 |  | 2982.56 | 1 | 1.8423 | 5923.5188 | 15 |  | 14859.54 | 29511.8168 | Per Unit | GS | 1.4643 | 1.391 | 1.4253 | 1.4319 | 1.4238 | 1.3901 | 1.2504 | 1.3782 | 1.4309 | 1.4735 | 1.4117 | 1.4938 | CgrTgs338 | CgrT | gs | 338 | [32 empty] | 6.0114 | 1.0042 | 1.8986
338 | HVAC | Misc | Grocery | New | Dedicated Outside Air System (DOAS) | 0.50351 | 0.92763 |  | 2982.56 | 1 | 1.8423 | 5923.5188 | 15 |  | 14859.54 | 29511.8168 | Per Unit | GS | 1.4643 | 1.391 | 1.4253 | 1.4319 | 1.4238 | 1.3901 | 1.2504 | 1.3782 | 1.4309 | 1.4735 | 1.4117 | 1.4938 | CgrNgs338 | CgrN | gs | 338 | [32 empty] | 0.02219 | 0.0014657 | 0.013082
338 | HVAC | Misc | Healthcare | Turnover | Dedicated Outside Air System (DOAS) | 0.74737 | 0.3594 |  | 5554.19 | 1 | 0.48089 | 7431.685 | 15 |  | 53182.98 | 71160.5392 | Per Unit | GS | 1.4643 | 1.391 | 1.4253 | 1.4319 | 1.4238 | 1.3901 | 1.2504 | 1.3782 | 1.4309 | 1.4735 | 1.4117 | 1.4938 | CheTgs338 | CheT | gs | 338 | [32 empty] | 6.0366 | 0.64047 | 0.55364
338 | HVAC | Misc | Healthcare | New | Dedicated Outside Air System (DOAS) | 0.74737 | 0.3594 |  | 5554.19 | 1 | 0.48089 | 7431.685 | 15 |  | 53182.98 | 71160.5392 | Per Unit | GS | 1.4643 | 1.391 | 1.4253 | 1.4319 | 1.4238 | 1.3901 | 1.2504 | 1.3782 | 1.4309 | 1.4735 | 1.4117 | 1.4938 | CheNgs338 | CheN | gs | 338 | [32 empty] | 0.01982 | 0 | 0.0038132
338 | HVAC | Misc | Hospitals | Turnover | Dedicated Outside Air System (DOAS) | 65.7608 | 7.3636 |  | 362615.33 | 1 | 0.11198 | 5514.1557 | 15 |  | 1052069.94 | 15998.4342 | Per Unit | GS | 1.4643 | 1.391 | 1.4253 | 1.4319 | 1.4238 | 1.3901 | 1.2504 | 1.3782 | 1.4309 | 1.4735 | 1.4117 | 1.4938 | ChoTgs338 | ChoT | gs | 338 | [32 empty] | 0.96083 | 0 | 0.18485
338 | HVAC | Misc | Hospitals | New | Dedicated Outside Air System (DOAS) | 65.7608 | 7.3636 |  | 362615.33 | 1 | 0.11198 | 5514.1557 | 15 |  | 1052069.94 | 15998.4342 | Per Unit | GS | 1.4643 | 1.391 | 1.4253 | 1.4319 | 1.4238 | 1.3901 | 1.2504 | 1.3782 | 1.4309 | 1.4735 | 1.4117 | 1.4938 | ChoNgs338 | ChoN | gs | 338 | [32 empty] | 0.0066178 | 0 | 0.0012732
338 | HVAC | Misc | Institutional | Turnover | Dedicated Outside Air System (DOAS) | 0.87452 | 0.24727 |  | 5598.49 | 1 | 0.28275 | 6401.8153 | 15 |  | 69459.84 | 79426.6077 | Per Unit | GS | 1.4643 | 1.391 | 1.4253 | 1.4319 | 1.4238 | 1.3901 | 1.2504 | 1.3782 | 1.4309 | 1.4735 | 1.4117 | 1.4938 | CinTgs338 | CinT | gs | 338 | [32 empty] | 6.0422 | 0.85085 | 0.3551
338 | HVAC | Misc | Institutional | New | Dedicated Outside Air System (DOAS) | 0.87452 | 0.24727 |  | 5598.49 | 1 | 0.28275 | 6401.8153 | 15 |  | 69459.84 | 79426.6077 | Per Unit | GS | 1.4643 | 1.391 | 1.4253 | 1.4319 | 1.4238 | 1.3901 | 1.2504 | 1.3782 | 1.4309 | 1.4735 | 1.4117 | 1.4938 | CinNgs338 | CinN | gs | 338 | [32 empty] | 0.023235 | 0.0021334 | 0.0024458
338 | HVAC | Misc | Lodging/Hospitality | Turnover | Dedicated Outside Air System (DOAS) | 6.7248 | 2.6535 |  | 39143.09 | 1 | 0.39458 | 5820.6813 | 15 |  | 242350.56 | 36038.1711 | Per Unit | GS | 1.4643 | 1.391 | 1.4253 | 1.4319 | 1.4238 | 1.3901 | 1.2504 | 1.3782 | 1.4309 | 1.4735 | 1.4117 | 1.4938 | CloTgs338 | CloT | gs | 338 | [32 empty] | 3.4768 | 0.33181 | 1.1489
338 | HVAC | Misc | Lodging/Hospitality | New | Dedicated Outside Air System (DOAS) | 6.7248 | 2.6535 |  | 39143.09 | 1 | 0.39458 | 5820.6813 | 15 |  | 242350.56 | 36038.1711 | Per Unit | GS | 1.4643 | 1.391 | 1.4253 | 1.4319 | 1.4238 | 1.3901 | 1.2504 | 1.3782 | 1.4309 | 1.4735 | 1.4117 | 1.4938 | CloNgs338 | CloN | gs | 338 | [32 empty] | 0.023537 | 0.002207 | 0.0079131
338 | HVAC | Misc | Miscellaneous | Turnover | Dedicated Outside Air System (DOAS) | 2.6009 | 9.9732 |  | 12186.71 | 1 | 3.8346 | 4685.6322 | 15 |  | 188631.9 | 72526.5226 | Per Unit | GS | 1.4643 | 1.391 | 1.4253 | 1.4319 | 1.4238 | 1.3901 | 1.2504 | 1.3782 | 1.4309 | 1.4735 | 1.4117 | 1.4938 | CmiTgs338 | CmiT | gs | 338 | [32 empty] | 8.3706 | 0 | 19.0694
338 | HVAC | Misc | Miscellaneous | New | Dedicated Outside Air System (DOAS) | 2.6009 | 9.9732 |  | 12186.71 | 1 | 3.8346 | 4685.6322 | 15 |  | 188631.9 | 72526.5226 | Per Unit | GS | 1.4643 | 1.391 | 1.4253 | 1.4319 | 1.4238 | 1.3901 | 1.2504 | 1.3782 | 1.4309 | 1.4735 | 1.4117 | 1.4938 | CmiNgs338 | CmiN | gs | 338 | [32 empty] | 0.057653 | 0 | 0.13134
338 | HVAC | Misc | Offices | Turnover | Dedicated Outside Air System (DOAS) | 3.2955 | 11.4471 |  | 14919.17 | 1 | 3.4736 | 4527.1954 | 15 |  | 98899.92 | 30011.0032 | Per Unit | GS | 1.4643 | 1.391 | 1.4253 | 1.4319 | 1.4238 | 1.3901 | 1.2504 | 1.3782 | 1.4309 | 1.4735 | 1.4117 | 1.4938 | CofTgs338 | CofT | gs | 338 | [32 empty] | 53.8319 | 5.9025 | 82.2639
338 | HVAC | Misc | Offices | New | Dedicated Outside Air System (DOAS) | 3.2955 | 11.4471 |  | 14919.17 | 1 | 3.4736 | 4527.1954 | 15 |  | 98899.92 | 30011.0032 | Per Unit | GS | 1.4643 | 1.391 | 1.4253 | 1.4319 | 1.4238 | 1.3901 | 1.2504 | 1.3782 | 1.4309 | 1.4735 | 1.4117 | 1.4938 | CofNgs338 | CofN | gs | 338 | [32 empty] | 0.34067 | 0.030626 | 0.5666
338 | HVAC | Misc | Restaurants | Turnover | Dedicated Outside Air System (DOAS) | 2.407 | 2.3825 |  | 11588.03 | 1 | 0.98982 | 4814.2727 | 15 |  | 27844.2 | 11567.9344 | Per Unit | GS | 1.4643 | 1.391 | 1.4253 | 1.4319 | 1.4238 | 1.3901 | 1.2504 | 1.3782 | 1.4309 | 1.4735 | 1.4117 | 1.4938 | CreTgs338 | CreT | gs | 338 | [32 empty] | 11.0615 | 0.66111 | 6.7095
338 | HVAC | Misc | Restaurants | New | Dedicated Outside Air System (DOAS) | 2.407 | 2.3825 |  | 11588.03 | 1 | 0.98982 | 4814.2727 | 15 |  | 27844.2 | 11567.9344 | Per Unit | GS | 1.4643 | 1.391 | 1.4253 | 1.4319 | 1.4238 | 1.3901 | 1.2504 | 1.3782 | 1.4309 | 1.4735 | 1.4117 | 1.4938 | CreNgs338 | CreN | gs | 338 | [32 empty] | 0.069895 | 0.0027691 | 0.046212
338 | HVAC | Misc | Retail | Turnover | Dedicated Outside Air System (DOAS) | 4.1753 | 10.14 |  | 16987.15 | 1 | 2.4285 | 4068.4583 | 15 |  | 130203.72 | 31184.066 | Per Unit | GS | 1.4643 | 1.391 | 1.4253 | 1.4319 | 1.4238 | 1.3901 | 1.2504 | 1.3782 | 1.4309 | 1.4735 | 1.4117 | 1.4938 | CrtTgs338 | CrtT | gs | 338 | [32 empty] | 19.1937 | 2.0035 | 30.0223
338 | HVAC | Misc | Retail | New | Dedicated Outside Air System (DOAS) | 4.1753 | 10.14 |  | 16987.15 | 1 | 2.4285 | 4068.4583 | 15 |  | 130203.72 | 31184.066 | Per Unit | GS | 1.4643 | 1.391 | 1.4253 | 1.4319 | 1.4238 | 1.3901 | 1.2504 | 1.3782 | 1.4309 | 1.4735 | 1.4117 | 1.4938 | CrtNgs338 | CrtN | gs | 338 | [32 empty] | 0.12306 | 0.010727 | 0.20697
338 | HVAC | Misc | Schools K-12 | Turnover | Dedicated Outside Air System (DOAS) | 9.3609 | 19.9347 |  | 36855.88 | 1 | 2.1296 | 3937.225 | 15 |  | 184776.12 | 19739.1882 | Per Unit | GS | 1.4643 | 1.391 | 1.4253 | 1.4319 | 1.4238 | 1.3901 | 1.2504 | 1.3782 | 1.4309 | 1.4735 | 1.4117 | 1.4938 | CscTgs338 | CscT | gs | 338 | [32 empty] | 1.4615 | 0.24155 | 1.6772
338 | HVAC | Misc | Schools K-12 | New | Dedicated Outside Air System (DOAS) | 9.3609 | 19.9347 |  | 36855.88 | 1 | 2.1296 | 3937.225 | 15 |  | 184776.12 | 19739.1882 | Per Unit | GS | 1.4643 | 1.391 | 1.4253 | 1.4319 | 1.4238 | 1.3901 | 1.2504 | 1.3782 | 1.4309 | 1.4735 | 1.4117 | 1.4938 | CscNgs338 | CscN | gs | 338 | [32 empty] | 0.0098947 | 0.0016066 | 0.011552
338 | HVAC | Misc | Warehouse | Turnover | Dedicated Outside Air System (DOAS) | 1.1311 | 3.3947 |  | 4886.14 | 1 | 3.0012 | 4319.8436 | 15 |  | 110495.16 | 97688.9345 | Per Unit | GS | 1.4643 | 1.391 | 1.4253 | 1.4319 | 1.4238 | 1.3901 | 1.2504 | 1.3782 | 1.4309 | 1.4735 | 1.4117 | 1.4938 | CwaTgs338 | CwaT | gs | 338 | [32 empty] | 1.076 | 0.037108 | 2.1974
338 | HVAC | Misc | Warehouse | New | Dedicated Outside Air System (DOAS) | 1.1311 | 3.3947 |  | 4886.14 | 1 | 3.0012 | 4319.8436 | 15 |  | 110495.16 | 97688.9345 | Per Unit | GS | 1.4643 | 1.391 | 1.4253 | 1.4319 | 1.4238 | 1.3901 | 1.2504 | 1.3782 | 1.4309 | 1.4735 | 1.4117 | 1.4938 | CwaNgs338 | CwaN | gs | 338 | [32 empty] | 0.0026688 | 5.4151e-05 | 0.0057096
339 | HVAC | Room | Assembly | Turnover | Ductless Mini-Split HP | 0.23738 | 0.012143 |  | 718.04 | 1 | 0.051153 | 3024.8978 | 18 |  | 1504 | 6335.9231 | Per Unit | GS | 0.57723 | 0.60437 | 0.83705 | 1.097 | 1.2026 | 1.2026 | 1.289 | 1.2891 | 1.2453 | 1.1192 | 0.77553 | 0.85362 | CasTgs339 | CasT | gs | 339 | [32 empty] | 63.1116 | 20.7733 | 1.6877
339 | HVAC | Room | Assembly | New | Ductless Mini-Split HP | 0.23738 | 0.012143 |  | 718.04 | 1 | 0.051153 | 3024.8978 | 18 |  | 1504 | 6335.9231 | Per Unit | GS | 0.57723 | 0.60437 | 0.83705 | 1.097 | 1.2026 | 1.2026 | 1.289 | 1.2891 | 1.2453 | 1.1192 | 0.77553 | 0.85362 | CasNgs339 | CasN | gs | 339 | [32 empty] | 0.6961 | 0.22912 | 0.018615
339 | HVAC | Room | College and University | Turnover | Ductless Mini-Split HP | 0.16032 | 0.0010254 |  | 796.04 | 1 | 0.0063963 | 4965.3803 | 18 |  | 1504 | 9381.3526 | Per Unit | GS | 0.57723 | 0.60437 | 0.83705 | 1.097 | 1.2026 | 1.2026 | 1.289 | 1.2891 | 1.2453 | 1.1192 | 0.77553 | 0.85362 | CcoTgs339 | CcoT | gs | 339 | [32 empty] | 0.23712 | 0 | 0.04562
339 | HVAC | Room | College and University | New | Ductless Mini-Split HP | 0.16032 | 0.0010254 |  | 796.04 | 1 | 0.0063963 | 4965.3803 | 18 |  | 1504 | 9381.3526 | Per Unit | GS | 0.57723 | 0.60437 | 0.83705 | 1.097 | 1.2026 | 1.2026 | 1.289 | 1.2891 | 1.2453 | 1.1192 | 0.77553 | 0.85362 | CcoNgs339 | CcoN | gs | 339 | [32 empty] | 0.0026154 | 0 | 0.00050317
339 | HVAC | Room | Data Center | Turnover | Ductless Mini-Split HP | 0.29796 | 0.0018431 |  | 1479.15 | 1 | 0.0061858 | 4964.286 | 18 |  | 1504 | 5047.6869 | Per Unit | GS | 0.57723 | 0.60437 | 0.83705 | 1.097 | 1.2026 | 1.2026 | 1.289 | 1.2891 | 1.2453 | 1.1192 | 0.77553 | 0.85362 | CdaTgs339 | CdaT | gs | 339 | [32 empty] | 0.13949 | 0.027642 | 0.00060799
339 | HVAC | Room | Data Center | New | Ductless Mini-Split HP | 0.29796 | 0.0018431 |  | 1479.15 | 1 | 0.0061858 | 4964.286 | 18 |  | 1504 | 5047.6869 | Per Unit | GS | 0.57723 | 0.60437 | 0.83705 | 1.097 | 1.2026 | 1.2026 | 1.289 | 1.2891 | 1.2453 | 1.1192 | 0.77553 | 0.85362 | CdaNgs339 | CdaN | gs | 339 | [32 empty] | 0.0015386 | 0.00030488 | 6.7059e-06
339 | HVAC | Room | Grocery | Turnover | Ductless Mini-Split HP | 0.11169 | 0.0070859 |  | 403.08 | 1 | 0.063443 | 3608.9038 | 18 |  | 1504 | 13465.7917 | Per Unit | GS | 0.57723 | 0.60437 | 0.83705 | 1.097 | 1.2026 | 1.2026 | 1.289 | 1.2891 | 1.2453 | 1.1192 | 0.77553 | 0.85362 | CgrTgs339 | CgrT | gs | 339 | [32 empty] | 2.84 | 0.77688 | 0.077194
339 | HVAC | Room | Grocery | New | Ductless Mini-Split HP | 0.11169 | 0.0070859 |  | 403.08 | 1 | 0.063443 | 3608.9038 | 18 |  | 1504 | 13465.7917 | Per Unit | GS | 0.57723 | 0.60437 | 0.83705 | 1.097 | 1.2026 | 1.2026 | 1.289 | 1.2891 | 1.2453 | 1.1192 | 0.77553 | 0.85362 | CgrNgs339 | CgrN | gs | 339 | [32 empty] | 0.031324 | 0.0085687 | 0.00085142
339 | HVAC | Room | Healthcare | Turnover | Ductless Mini-Split HP | 0.31456 | 0.0016084 |  | 1559.79 | 1 | 0.0051132 | 4958.711 | 18 |  | 1504 | 4781.3497 | Per Unit | GS | 0.57723 | 0.60437 | 0.83705 | 1.097 | 1.2026 | 1.2026 | 1.289 | 1.2891 | 1.2453 | 1.1192 | 0.77553 | 0.85362 | CheTgs339 | CheT | gs | 339 | [32 empty] | 1.877 | 0.34936 | 0.029608
339 | HVAC | Room | Healthcare | New | Ductless Mini-Split HP | 0.31456 | 0.0016084 |  | 1559.79 | 1 | 0.0051132 | 4958.711 | 18 |  | 1504 | 4781.3497 | Per Unit | GS | 0.57723 | 0.60437 | 0.83705 | 1.097 | 1.2026 | 1.2026 | 1.289 | 1.2891 | 1.2453 | 1.1192 | 0.77553 | 0.85362 | CheNgs339 | CheN | gs | 339 | [32 empty] | 0.020702 | 0.0038533 | 0.00032657
339 | HVAC | Room | Hospitals | Turnover | Ductless Mini-Split HP | 0.29796 | 0.0018431 |  | 1479.15 | 1 | 0.0061858 | 4964.286 | 18 |  | 1504 | 5047.6869 | Per Unit | GS | 0.57723 | 0.60437 | 0.83705 | 1.097 | 1.2026 | 1.2026 | 1.289 | 1.2891 | 1.2453 | 1.1192 | 0.77553 | 0.85362 | ChoTgs339 | ChoT | gs | 339 | [32 empty] | 0 | 0 | 0
339 | HVAC | Room | Hospitals | New | Ductless Mini-Split HP | 0.29796 | 0.0018431 |  | 1479.15 | 1 | 0.0061858 | 4964.286 | 18 |  | 1504 | 5047.6869 | Per Unit | GS | 0.57723 | 0.60437 | 0.83705 | 1.097 | 1.2026 | 1.2026 | 1.289 | 1.2891 | 1.2453 | 1.1192 | 0.77553 | 0.85362 | ChoNgs339 | ChoN | gs | 339 | [32 empty] | 0 | 0 | 0
339 | HVAC | Room | Institutional | Turnover | Ductless Mini-Split HP | 0.078118 | 0.00088499 |  | 389.89 | 1 | 0.011329 | 4991.0189 | 18 |  | 1504 | 19252.8467 | Per Unit | GS | 0.57723 | 0.60437 | 0.83705 | 1.097 | 1.2026 | 1.2026 | 1.289 | 1.2891 | 1.2453 | 1.1192 | 0.77553 | 0.85362 | CinTgs339 | CinT | gs | 339 | [32 empty] | 3.2937 | 0.62372 | 0.041821
339 | HVAC | Room | Institutional | New | Ductless Mini-Split HP | 0.078118 | 0.00088499 |  | 389.89 | 1 | 0.011329 | 4991.0189 | 18 |  | 1504 | 19252.8467 | Per Unit | GS | 0.57723 | 0.60437 | 0.83705 | 1.097 | 1.2026 | 1.2026 | 1.289 | 1.2891 | 1.2453 | 1.1192 | 0.77553 | 0.85362 | CinNgs339 | CinN | gs | 339 | [32 empty] | 0.036328 | 0.0068794 | 0.00046128
339 | HVAC | Room | Lodging/Hospitality | Turnover | Ductless Mini-Split HP | 0.22554 | 0.0036756 |  | 1183.29 | 1 | 0.016297 | 5246.3997 | 18 |  | 1504 | 6668.3443 | Per Unit | GS | 0.57723 | 0.60437 | 0.83705 | 1.097 | 1.2026 | 1.2026 | 1.289 | 1.2891 | 1.2453 | 1.1192 | 0.77553 | 0.85362 | CloTgs339 | CloT | gs | 339 | [32 empty] | 0.55 | 0.088881 | 0.056582
339 | HVAC | Room | Lodging/Hospitality | New | Ductless Mini-Split HP | 0.22554 | 0.0036756 |  | 1183.29 | 1 | 0.016297 | 5246.3997 | 18 |  | 1504 | 6668.3443 | Per Unit | GS | 0.57723 | 0.60437 | 0.83705 | 1.097 | 1.2026 | 1.2026 | 1.289 | 1.2891 | 1.2453 | 1.1192 | 0.77553 | 0.85362 | CloNgs339 | CloN | gs | 339 | [32 empty] | 0.0060664 | 0.00098032 | 0.00062408
339 | HVAC | Room | Miscellaneous | Turnover | Ductless Mini-Split HP | 0.13261 | 0.0066294 |  | 401.05 | 1 | 0.049994 | 3024.3888 | 18 |  | 1504 | 11341.9293 | Per Unit | GS | 0.57723 | 0.60437 | 0.83705 | 1.097 | 1.2026 | 1.2026 | 1.289 | 1.2891 | 1.2453 | 1.1192 | 0.77553 | 0.85362 | CmiTgs339 | CmiT | gs | 339 | [32 empty] | 0 | 0 | 0
339 | HVAC | Room | Miscellaneous | New | Ductless Mini-Split HP | 0.13261 | 0.0066294 |  | 401.05 | 1 | 0.049994 | 3024.3888 | 18 |  | 1504 | 11341.9293 | Per Unit | GS | 0.57723 | 0.60437 | 0.83705 | 1.097 | 1.2026 | 1.2026 | 1.289 | 1.2891 | 1.2453 | 1.1192 | 0.77553 | 0.85362 | CmiNgs339 | CmiN | gs | 339 | [32 empty] | 0 | 0 | 0
339 | HVAC | Room | Offices | Turnover | Ductless Mini-Split HP | 0.26721 | 0.0071762 |  | 805.44 | 1 | 0.026856 | 3014.2324 | 18 |  | 1504 | 5628.4832 | Per Unit | GS | 0.57723 | 0.60437 | 0.83705 | 1.097 | 1.2026 | 1.2026 | 1.289 | 1.2891 | 1.2453 | 1.1192 | 0.77553 | 0.85362 | CofTgs339 | CofT | gs | 339 | [32 empty] | 84.4591 | 27.705 | 2.9078
339 | HVAC | Room | Offices | New | Ductless Mini-Split HP | 0.26721 | 0.0071762 |  | 805.44 | 1 | 0.026856 | 3014.2324 | 18 |  | 1504 | 5628.4832 | Per Unit | GS | 0.57723 | 0.60437 | 0.83705 | 1.097 | 1.2026 | 1.2026 | 1.289 | 1.2891 | 1.2453 | 1.1192 | 0.77553 | 0.85362 | CofNgs339 | CofN | gs | 339 | [32 empty] | 0.93155 | 0.30558 | 0.032072
339 | HVAC | Room | Restaurants | Turnover | Ductless Mini-Split HP | 0.32766 | 0.015094 |  | 1175.07 | 1 | 0.046067 | 3586.2952 | 18 |  | 1504 | 4590.1844 | Per Unit | GS | 0.57723 | 0.60437 | 0.83705 | 1.097 | 1.2026 | 1.2026 | 1.289 | 1.2891 | 1.2453 | 1.1192 | 0.77553 | 0.85362 | CreTgs339 | CreT | gs | 339 | [32 empty] | 1.4518 | 0.37986 | 0.086286
339 | HVAC | Room | Restaurants | New | Ductless Mini-Split HP | 0.32766 | 0.015094 |  | 1175.07 | 1 | 0.046067 | 3586.2952 | 18 |  | 1504 | 4590.1844 | Per Unit | GS | 0.57723 | 0.60437 | 0.83705 | 1.097 | 1.2026 | 1.2026 | 1.289 | 1.2891 | 1.2453 | 1.1192 | 0.77553 | 0.85362 | CreNgs339 | CreN | gs | 339 | [32 empty] | 0.016013 | 0.0041897 | 0.0009517
339 | HVAC | Room | Retail | Turnover | Ductless Mini-Split HP | 0.30161 | 0.028158 |  | 917.93 | 1 | 0.093358 | 3043.4239 | 18 |  | 1504 | 4986.5563 | Per Unit | GS | 0.57723 | 0.60437 | 0.83705 | 1.097 | 1.2026 | 1.2026 | 1.289 | 1.2891 | 1.2453 | 1.1192 | 0.77553 | 0.85362 | CrtTgs339 | CrtT | gs | 339 | [32 empty] | 3.2465 | 0.92042 | 1.1002
339 | HVAC | Room | Retail | New | Ductless Mini-Split HP | 0.30161 | 0.028158 |  | 917.93 | 1 | 0.093358 | 3043.4239 | 18 |  | 1504 | 4986.5563 | Per Unit | GS | 0.57723 | 0.60437 | 0.83705 | 1.097 | 1.2026 | 1.2026 | 1.289 | 1.2891 | 1.2453 | 1.1192 | 0.77553 | 0.85362 | CrtNgs339 | CrtN | gs | 339 | [32 empty] | 0.035807 | 0.010152 | 0.012135
339 | HVAC | Room | Schools K-12 | Turnover | Ductless Mini-Split HP | 0.26222 | 0.025971 |  | 798.69 | 1 | 0.099044 | 3045.9195 | 18 |  | 1504 | 5735.721 | Per Unit | GS | 0.57723 | 0.60437 | 0.83705 | 1.097 | 1.2026 | 1.2026 | 1.289 | 1.2891 | 1.2453 | 1.1192 | 0.77553 | 0.85362 | CscTgs339 | CscT | gs | 339 | [32 empty] | 7.3442 | 2.4186 | 0.18761
339 | HVAC | Room | Schools K-12 | New | Ductless Mini-Split HP | 0.26222 | 0.025971 |  | 798.69 | 1 | 0.099044 | 3045.9195 | 18 |  | 1504 | 5735.721 | Per Unit | GS | 0.57723 | 0.60437 | 0.83705 | 1.097 | 1.2026 | 1.2026 | 1.289 | 1.2891 | 1.2453 | 1.1192 | 0.77553 | 0.85362 | CscNgs339 | CscN | gs | 339 | [32 empty] | 0.081004 | 0.026677 | 0.0020692
339 | HVAC | Room | Warehouse | Turnover | Ductless Mini-Split HP | 0.057523 | 0.0066294 |  | 175.62 | 1 | 0.11525 | 3053.0323 | 18 |  | 1504 | 26146.0006 | Per Unit | GS | 0.57723 | 0.60437 | 0.83705 | 1.097 | 1.2026 | 1.2026 | 1.289 | 1.2891 | 1.2453 | 1.1192 | 0.77553 | 0.85362 | CwaTgs339 | CwaT | gs | 339 | [32 empty] | 3.0381 | 1.0029 | 0.061609
339 | HVAC | Room | Warehouse | New | Ductless Mini-Split HP | 0.057523 | 0.0066294 |  | 175.62 | 1 | 0.11525 | 3053.0323 | 18 |  | 1504 | 26146.0006 | Per Unit | GS | 0.57723 | 0.60437 | 0.83705 | 1.097 | 1.2026 | 1.2026 | 1.289 | 1.2891 | 1.2453 | 1.1192 | 0.77553 | 0.85362 | CwaNgs339 | CwaN | gs | 339 | [32 empty] | 0.03351 | 0.011061 | 0.00067952
340 | HVAC | Room | Assembly | Turnover | Energy Star room AC | 0.047205 | 0 |  | 141.73 | 1 | 0 | 3002.444 | 12 |  | 41.15 | 871.732 | Per Unit | GS | 0.57723 | 0.60437 | 0.83705 | 1.097 | 1.2026 | 1.2026 | 1.289 | 1.2891 | 1.2453 | 1.1192 | 0.77553 | 0.85362 | CasTgs340 | CasT | gs | 340 | [32 empty] | 7.7824 | 2.592 | 0
340 | HVAC | Room | Assembly | New | Energy Star room AC | 0.047205 | 0 |  | 141.73 | 1 | 0 | 3002.444 | 12 |  | 41.15 | 871.732 | Per Unit | GS | 0.57723 | 0.60437 | 0.83705 | 1.097 | 1.2026 | 1.2026 | 1.289 | 1.2891 | 1.2453 | 1.1192 | 0.77553 | 0.85362 | CasNgs340 | CasN | gs | 340 | [32 empty] | 0.085837 | 0.028589 | 0
340 | HVAC | Room | College and University | Turnover | Energy Star room AC | 0.031883 | 0 |  | 157.25 | 1 | 0 | 4932.1338 | 12 |  | 41.15 | 1290.6665 | Per Unit | GS | 0.57723 | 0.60437 | 0.83705 | 1.097 | 1.2026 | 1.2026 | 1.289 | 1.2891 | 1.2453 | 1.1192 | 0.77553 | 0.85362 | CcoTgs340 | CcoT | gs | 340 | [32 empty] | 0 | 0 | 0
340 | HVAC | Room | College and University | New | Energy Star room AC | 0.031883 | 0 |  | 157.25 | 1 | 0 | 4932.1338 | 12 |  | 41.15 | 1290.6665 | Per Unit | GS | 0.57723 | 0.60437 | 0.83705 | 1.097 | 1.2026 | 1.2026 | 1.289 | 1.2891 | 1.2453 | 1.1192 | 0.77553 | 0.85362 | CcoNgs340 | CcoN | gs | 340 | [32 empty] | 0 | 0 | 0
340 | HVAC | Room | Data Center | Turnover | Energy Star room AC | 0.059254 | 0 |  | 292.25 | 1 | 0 | 4932.1338 | 12 |  | 41.15 | 694.4647 | Per Unit | GS | 0.57723 | 0.60437 | 0.83705 | 1.097 | 1.2026 | 1.2026 | 1.289 | 1.2891 | 1.2453 | 1.1192 | 0.77553 | 0.85362 | CdaTgs340 | CdaT | gs | 340 | [32 empty] | 0.027408 | 0.005557 | 0
340 | HVAC | Room | Data Center | New | Energy Star room AC | 0.059254 | 0 |  | 292.25 | 1 | 0 | 4932.1338 | 12 |  | 41.15 | 694.4647 | Per Unit | GS | 0.57723 | 0.60437 | 0.83705 | 1.097 | 1.2026 | 1.2026 | 1.289 | 1.2891 | 1.2453 | 1.1192 | 0.77553 | 0.85362 | CdaNgs340 | CdaN | gs | 340 | [32 empty] | 0.0003023 | 6.1291e-05 | 0
340 | HVAC | Room | Grocery | Turnover | Energy Star room AC | 0.02221 | 0 |  | 78.32 | 1 | 0 | 3526.3543 | 12 |  | 41.15 | 1852.7768 | Per Unit | GS | 0.57723 | 0.60437 | 0.83705 | 1.097 | 1.2026 | 1.2026 | 1.289 | 1.2891 | 1.2453 | 1.1192 | 0.77553 | 0.85362 | CgrTgs340 | CgrT | gs | 340 | [32 empty] | 0 | 0 | 0
340 | HVAC | Room | Grocery | New | Energy Star room AC | 0.02221 | 0 |  | 78.32 | 1 | 0 | 3526.3543 | 12 |  | 41.15 | 1852.7768 | Per Unit | GS | 0.57723 | 0.60437 | 0.83705 | 1.097 | 1.2026 | 1.2026 | 1.289 | 1.2891 | 1.2453 | 1.1192 | 0.77553 | 0.85362 | CgrNgs340 | CgrN | gs | 340 | [32 empty] | 0 | 0 | 0
340 | HVAC | Room | Healthcare | Turnover | Energy Star room AC | 0.062553 | 0 |  | 308.52 | 1 | 0 | 4932.1338 | 12 |  | 41.15 | 657.8417 | Per Unit | GS | 0.57723 | 0.60437 | 0.83705 | 1.097 | 1.2026 | 1.2026 | 1.289 | 1.2891 | 1.2453 | 1.1192 | 0.77553 | 0.85362 | CheTgs340 | CheT | gs | 340 | [32 empty] | 0 | 0 | 0
340 | HVAC | Room | Healthcare | New | Energy Star room AC | 0.062553 | 0 |  | 308.52 | 1 | 0 | 4932.1338 | 12 |  | 41.15 | 657.8417 | Per Unit | GS | 0.57723 | 0.60437 | 0.83705 | 1.097 | 1.2026 | 1.2026 | 1.289 | 1.2891 | 1.2453 | 1.1192 | 0.77553 | 0.85362 | CheNgs340 | CheN | gs | 340 | [32 empty] | 0 | 0 | 0
340 | HVAC | Room | Hospitals | Turnover | Energy Star room AC | 0.059254 | 0 |  | 292.25 | 1 | 0 | 4932.1338 | 12 |  | 41.15 | 694.4647 | Per Unit | GS | 0.57723 | 0.60437 | 0.83705 | 1.097 | 1.2026 | 1.2026 | 1.289 | 1.2891 | 1.2453 | 1.1192 | 0.77553 | 0.85362 | ChoTgs340 | ChoT | gs | 340 | [32 empty] | 3.8379 | 0.77813 | 0
340 | HVAC | Room | Hospitals | New | Energy Star room AC | 0.059254 | 0 |  | 292.25 | 1 | 0 | 4932.1338 | 12 |  | 41.15 | 694.4647 | Per Unit | GS | 0.57723 | 0.60437 | 0.83705 | 1.097 | 1.2026 | 1.2026 | 1.289 | 1.2891 | 1.2453 | 1.1192 | 0.77553 | 0.85362 | ChoNgs340 | ChoN | gs | 340 | [32 empty] | 0.04233 | 0.0085825 | 0
340 | HVAC | Room | Institutional | Turnover | Energy Star room AC | 0.015535 | 0 |  | 76.62 | 1 | 0 | 4932.1339 | 12 |  | 41.15 | 2648.8816 | Per Unit | GS | 0.57723 | 0.60437 | 0.83705 | 1.097 | 1.2026 | 1.2026 | 1.289 | 1.2891 | 1.2453 | 1.1192 | 0.77553 | 0.85362 | CinTgs340 | CinT | gs | 340 | [32 empty] | 1.5693 | 0.31818 | 0
340 | HVAC | Room | Institutional | New | Energy Star room AC | 0.015535 | 0 |  | 76.62 | 1 | 0 | 4932.1339 | 12 |  | 41.15 | 2648.8816 | Per Unit | GS | 0.57723 | 0.60437 | 0.83705 | 1.097 | 1.2026 | 1.2026 | 1.289 | 1.2891 | 1.2453 | 1.1192 | 0.77553 | 0.85362 | CinNgs340 | CinN | gs | 340 | [32 empty] | 0.017309 | 0.0035094 | 0
340 | HVAC | Room | Lodging/Hospitality | Turnover | Energy Star room AC | 0.044852 | 0 |  | 234.2 | 1 | 0 | 5221.6594 | 12 |  | 41.15 | 917.4692 | Per Unit | GS | 0.57723 | 0.60437 | 0.83705 | 1.097 | 1.2026 | 1.2026 | 1.289 | 1.2891 | 1.2453 | 1.1192 | 0.77553 | 0.85362 | CloTgs340 | CloT | gs | 340 | [32 empty] | 52.5806 | 10.0697 | 0
340 | HVAC | Room | Lodging/Hospitality | New | Energy Star room AC | 0.044852 | 0 |  | 234.2 | 1 | 0 | 5221.6594 | 12 |  | 41.15 | 917.4692 | Per Unit | GS | 0.57723 | 0.60437 | 0.83705 | 1.097 | 1.2026 | 1.2026 | 1.289 | 1.2891 | 1.2453 | 1.1192 | 0.77553 | 0.85362 | CloNgs340 | CloN | gs | 340 | [32 empty] | 0.57995 | 0.11107 | 0
340 | HVAC | Room | Miscellaneous | Turnover | Energy Star room AC | 0.026372 | 0 |  | 79.18 | 1 | 0 | 3002.444 | 12 |  | 41.15 | 1560.376 | Per Unit | GS | 0.57723 | 0.60437 | 0.83705 | 1.097 | 1.2026 | 1.2026 | 1.289 | 1.2891 | 1.2453 | 1.1192 | 0.77553 | 0.85362 | CmiTgs340 | CmiT | gs | 340 | [32 empty] | 9.5628 | 3.185 | 0
340 | HVAC | Room | Miscellaneous | New | Energy Star room AC | 0.026372 | 0 |  | 79.18 | 1 | 0 | 3002.444 | 12 |  | 41.15 | 1560.376 | Per Unit | GS | 0.57723 | 0.60437 | 0.83705 | 1.097 | 1.2026 | 1.2026 | 1.289 | 1.2891 | 1.2453 | 1.1192 | 0.77553 | 0.85362 | CmiNgs340 | CmiN | gs | 340 | [32 empty] | 0.10547 | 0.03513 | 0
340 | HVAC | Room | Offices | Turnover | Energy Star room AC | 0.05314 | 0 |  | 159.55 | 1 | 0 | 3002.444 | 12 |  | 41.15 | 774.369 | Per Unit | GS | 0.57723 | 0.60437 | 0.83705 | 1.097 | 1.2026 | 1.2026 | 1.289 | 1.2891 | 1.2453 | 1.1192 | 0.77553 | 0.85362 | CofTgs340 | CofT | gs | 340 | [32 empty] | 9.1862 | 3.0596 | 0
340 | HVAC | Room | Offices | New | Energy Star room AC | 0.05314 | 0 |  | 159.55 | 1 | 0 | 3002.444 | 12 |  | 41.15 | 774.369 | Per Unit | GS | 0.57723 | 0.60437 | 0.83705 | 1.097 | 1.2026 | 1.2026 | 1.289 | 1.2891 | 1.2453 | 1.1192 | 0.77553 | 0.85362 | CofNgs340 | CofN | gs | 340 | [32 empty] | 0.10132 | 0.033746 | 0
340 | HVAC | Room | Restaurants | Turnover | Energy Star room AC | 0.065158 | 0 |  | 229.77 | 1 | 0 | 3526.3542 | 12 |  | 41.15 | 631.5423 | Per Unit | GS | 0.57723 | 0.60437 | 0.83705 | 1.097 | 1.2026 | 1.2026 | 1.289 | 1.2891 | 1.2453 | 1.1192 | 0.77553 | 0.85362 | CreTgs340 | CreT | gs | 340 | [32 empty] | 2.4616 | 0.69806 | 0
340 | HVAC | Room | Restaurants | New | Energy Star room AC | 0.065158 | 0 |  | 229.77 | 1 | 0 | 3526.3542 | 12 |  | 41.15 | 631.5423 | Per Unit | GS | 0.57723 | 0.60437 | 0.83705 | 1.097 | 1.2026 | 1.2026 | 1.289 | 1.2891 | 1.2453 | 1.1192 | 0.77553 | 0.85362 | CreNgs340 | CreN | gs | 340 | [32 empty] | 0.027151 | 0.0076994 | 0
340 | HVAC | Room | Retail | Turnover | Energy Star room AC | 0.059981 | 0 |  | 180.09 | 1 | 0 | 3002.444 | 12 |  | 41.15 | 686.049 | Per Unit | GS | 0.57723 | 0.60437 | 0.83705 | 1.097 | 1.2026 | 1.2026 | 1.289 | 1.2891 | 1.2453 | 1.1192 | 0.77553 | 0.85362 | CrtTgs340 | CrtT | gs | 340 | [32 empty] | 2.664 | 0.88727 | 0
340 | HVAC | Room | Retail | New | Energy Star room AC | 0.059981 | 0 |  | 180.09 | 1 | 0 | 3002.444 | 12 |  | 41.15 | 686.049 | Per Unit | GS | 0.57723 | 0.60437 | 0.83705 | 1.097 | 1.2026 | 1.2026 | 1.289 | 1.2891 | 1.2453 | 1.1192 | 0.77553 | 0.85362 | CrtNgs340 | CrtN | gs | 340 | [32 empty] | 0.029383 | 0.0097863 | 0
340 | HVAC | Room | Schools K-12 | Turnover | Energy Star room AC | 0.052148 | 0 |  | 156.57 | 1 | 0 | 3002.444 | 12 |  | 41.15 | 789.1076 | Per Unit | GS | 0.57723 | 0.60437 | 0.83705 | 1.097 | 1.2026 | 1.2026 | 1.289 | 1.2891 | 1.2453 | 1.1192 | 0.77553 | 0.85362 | CscTgs340 | CscT | gs | 340 | [32 empty] | 0.6985 | 0.23265 | 0
340 | HVAC | Room | Schools K-12 | New | Energy Star room AC | 0.052148 | 0 |  | 156.57 | 1 | 0 | 3002.444 | 12 |  | 41.15 | 789.1076 | Per Unit | GS | 0.57723 | 0.60437 | 0.83705 | 1.097 | 1.2026 | 1.2026 | 1.289 | 1.2891 | 1.2453 | 1.1192 | 0.77553 | 0.85362 | CscNgs340 | CscN | gs | 340 | [32 empty] | 0.0077043 | 0.002566 | 0
340 | HVAC | Room | Warehouse | Turnover | Energy Star room AC | 0.011437 | 0 |  | 34.34 | 1 | 0 | 3002.444 | 12 |  | 41.15 | 3597.8617 | Per Unit | GS | 0.57723 | 0.60437 | 0.83705 | 1.097 | 1.2026 | 1.2026 | 1.289 | 1.2891 | 1.2453 | 1.1192 | 0.77553 | 0.85362 | CwaTgs340 | CwaT | gs | 340 | [32 empty] | 1.9391 | 0.64586 | 0
340 | HVAC | Room | Warehouse | New | Energy Star room AC | 0.011437 | 0 |  | 34.34 | 1 | 0 | 3002.444 | 12 |  | 41.15 | 3597.8617 | Per Unit | GS | 0.57723 | 0.60437 | 0.83705 | 1.097 | 1.2026 | 1.2026 | 1.289 | 1.2891 | 1.2453 | 1.1192 | 0.77553 | 0.85362 | CwaNgs340 | CwaN | gs | 340 | [32 empty] | 0.021388 | 0.0071236 | 0
341 | HVAC | Room | Assembly | Turnover | High Efficiency PTAC | 0.20254 | 0 |  | 608.1 | 1 | 0 | 3002.444 | 8 |  | 129 | 636.9269 | Per Unit | GS | 0.57723 | 0.60437 | 0.83705 | 1.097 | 1.2026 | 1.2026 | 1.289 | 1.2891 | 1.2453 | 1.1192 | 0.77553 | 0.85362 | CasTgs341 | CasT | gs | 341 | [32 empty] | 116.9302 | 38.945 | 0
341 | HVAC | Room | Assembly | New | High Efficiency PTAC | 0.20254 | 0 |  | 608.1 | 1 | 0 | 3002.444 | 8 |  | 129 | 636.9269 | Per Unit | GS | 0.57723 | 0.60437 | 0.83705 | 1.097 | 1.2026 | 1.2026 | 1.289 | 1.2891 | 1.2453 | 1.1192 | 0.77553 | 0.85362 | CasNgs341 | CasN | gs | 341 | [32 empty] | 1.2897 | 0.42955 | 0
341 | HVAC | Room | College and University | Turnover | High Efficiency PTAC | 0.13679 | 0 |  | 674.65 | 1 | 0 | 4932.1338 | 8 |  | 129 | 943.0746 | Per Unit | GS | 0.57723 | 0.60437 | 0.83705 | 1.097 | 1.2026 | 1.2026 | 1.289 | 1.2891 | 1.2453 | 1.1192 | 0.77553 | 0.85362 | CcoTgs341 | CcoT | gs | 341 | [32 empty] | 6.9339 | 1.4059 | 0
341 | HVAC | Room | College and University | New | High Efficiency PTAC | 0.13679 | 0 |  | 674.65 | 1 | 0 | 4932.1338 | 8 |  | 129 | 943.0746 | Per Unit | GS | 0.57723 | 0.60437 | 0.83705 | 1.097 | 1.2026 | 1.2026 | 1.289 | 1.2891 | 1.2453 | 1.1192 | 0.77553 | 0.85362 | CcoNgs341 | CcoN | gs | 341 | [32 empty] | 0.076479 | 0.015506 | 0
341 | HVAC | Room | Data Center | Turnover | High Efficiency PTAC | 0.25422 | 0 |  | 1253.86 | 1 | 0 | 4932.1338 | 8 |  | 129 | 507.4293 | Per Unit | GS | 0.57723 | 0.60437 | 0.83705 | 1.097 | 1.2026 | 1.2026 | 1.289 | 1.2891 | 1.2453 | 1.1192 | 0.77553 | 0.85362 | CdaTgs341 | CdaT | gs | 341 | [32 empty] | 0.17326 | 0.035128 | 0
341 | HVAC | Room | Data Center | New | High Efficiency PTAC | 0.25422 | 0 |  | 1253.86 | 1 | 0 | 4932.1338 | 8 |  | 129 | 507.4293 | Per Unit | GS | 0.57723 | 0.60437 | 0.83705 | 1.097 | 1.2026 | 1.2026 | 1.289 | 1.2891 | 1.2453 | 1.1192 | 0.77553 | 0.85362 | CdaNgs341 | CdaN | gs | 341 | [32 empty] | 0.001911 | 0.00038745 | 0
341 | HVAC | Room | Grocery | Turnover | High Efficiency PTAC | 0.095294 | 0 |  | 336.04 | 1 | 0 | 3526.3542 | 8 |  | 129 | 1353.707 | Per Unit | GS | 0.57723 | 0.60437 | 0.83705 | 1.097 | 1.2026 | 1.2026 | 1.289 | 1.2891 | 1.2453 | 1.1192 | 0.77553 | 0.85362 | CgrTgs341 | CgrT | gs | 341 | [32 empty] | 17.844 | 5.0602 | 0
341 | HVAC | Room | Grocery | New | High Efficiency PTAC | 0.095294 | 0 |  | 336.04 | 1 | 0 | 3526.3542 | 8 |  | 129 | 1353.707 | Per Unit | GS | 0.57723 | 0.60437 | 0.83705 | 1.097 | 1.2026 | 1.2026 | 1.289 | 1.2891 | 1.2453 | 1.1192 | 0.77553 | 0.85362 | CgrNgs341 | CgrN | gs | 341 | [32 empty] | 0.19681 | 0.055812 | 0
341 | HVAC | Room | Healthcare | Turnover | High Efficiency PTAC | 0.26838 | 0 |  | 1323.69 | 1 | 0 | 4932.1338 | 8 |  | 129 | 480.6603 | Per Unit | GS | 0.57723 | 0.60437 | 0.83705 | 1.097 | 1.2026 | 1.2026 | 1.289 | 1.2891 | 1.2453 | 1.1192 | 0.77553 | 0.85362 | CheTgs341 | CheT | gs | 341 | [32 empty] | 18.6422 | 3.7797 | 0
341 | HVAC | Room | Healthcare | New | High Efficiency PTAC | 0.26838 | 0 |  | 1323.69 | 1 | 0 | 4932.1338 | 8 |  | 129 | 480.6603 | Per Unit | GS | 0.57723 | 0.60437 | 0.83705 | 1.097 | 1.2026 | 1.2026 | 1.289 | 1.2891 | 1.2453 | 1.1192 | 0.77553 | 0.85362 | CheNgs341 | CheN | gs | 341 | [32 empty] | 0.20562 | 0.041689 | 0
341 | HVAC | Room | Hospitals | Turnover | High Efficiency PTAC | 0.25422 | 0 |  | 1253.86 | 1 | 0 | 4932.1338 | 8 |  | 129 | 507.4293 | Per Unit | GS | 0.57723 | 0.60437 | 0.83705 | 1.097 | 1.2026 | 1.2026 | 1.289 | 1.2891 | 1.2453 | 1.1192 | 0.77553 | 0.85362 | ChoTgs341 | ChoT | gs | 341 | [32 empty] | 13.987 | 2.8359 | 0
341 | HVAC | Room | Hospitals | New | High Efficiency PTAC | 0.25422 | 0 |  | 1253.86 | 1 | 0 | 4932.1338 | 8 |  | 129 | 507.4293 | Per Unit | GS | 0.57723 | 0.60437 | 0.83705 | 1.097 | 1.2026 | 1.2026 | 1.289 | 1.2891 | 1.2453 | 1.1192 | 0.77553 | 0.85362 | ChoNgs341 | ChoN | gs | 341 | [32 empty] | 0.15427 | 0.031279 | 0
341 | HVAC | Room | Institutional | Turnover | High Efficiency PTAC | 0.066651 | 0 |  | 328.73 | 1 | 0 | 4932.1338 | 8 |  | 129 | 1935.4646 | Per Unit | GS | 0.57723 | 0.60437 | 0.83705 | 1.097 | 1.2026 | 1.2026 | 1.289 | 1.2891 | 1.2453 | 1.1192 | 0.77553 | 0.85362 | CinTgs341 | CinT | gs | 341 | [32 empty] | 14.9489 | 3.0309 | 0
341 | HVAC | Room | Institutional | New | High Efficiency PTAC | 0.066651 | 0 |  | 328.73 | 1 | 0 | 4932.1338 | 8 |  | 129 | 1935.4646 | Per Unit | GS | 0.57723 | 0.60437 | 0.83705 | 1.097 | 1.2026 | 1.2026 | 1.289 | 1.2891 | 1.2453 | 1.1192 | 0.77553 | 0.85362 | CinNgs341 | CinN | gs | 341 | [32 empty] | 0.16488 | 0.03343 | 0
341 | HVAC | Room | Lodging/Hospitality | Turnover | High Efficiency PTAC | 0.19244 | 0 |  | 1004.84 | 1 | 0 | 5221.6595 | 8 |  | 129 | 670.3496 | Per Unit | GS | 0.57723 | 0.60437 | 0.83705 | 1.097 | 1.2026 | 1.2026 | 1.289 | 1.2891 | 1.2453 | 1.1192 | 0.77553 | 0.85362 | CloTgs341 | CloT | gs | 341 | [32 empty] | 2.1377 | 0.40939 | 0
341 | HVAC | Room | Lodging/Hospitality | New | High Efficiency PTAC | 0.19244 | 0 |  | 1004.84 | 1 | 0 | 5221.6595 | 8 |  | 129 | 670.3496 | Per Unit | GS | 0.57723 | 0.60437 | 0.83705 | 1.097 | 1.2026 | 1.2026 | 1.289 | 1.2891 | 1.2453 | 1.1192 | 0.77553 | 0.85362 | CloNgs341 | CloN | gs | 341 | [32 empty] | 0.023578 | 0.0045155 | 0
341 | HVAC | Room | Miscellaneous | Turnover | High Efficiency PTAC | 0.11314 | 0 |  | 339.7 | 1 | 0 | 3002.444 | 8 |  | 129 | 1140.1686 | Per Unit | GS | 0.57723 | 0.60437 | 0.83705 | 1.097 | 1.2026 | 1.2026 | 1.289 | 1.2891 | 1.2453 | 1.1192 | 0.77553 | 0.85362 | CmiTgs341 | CmiT | gs | 341 | [32 empty] | 52.6982 | 17.5518 | 0
341 | HVAC | Room | Miscellaneous | New | High Efficiency PTAC | 0.11314 | 0 |  | 339.7 | 1 | 0 | 3002.444 | 8 |  | 129 | 1140.1686 | Per Unit | GS | 0.57723 | 0.60437 | 0.83705 | 1.097 | 1.2026 | 1.2026 | 1.289 | 1.2891 | 1.2453 | 1.1192 | 0.77553 | 0.85362 | CmiNgs341 | CmiN | gs | 341 | [32 empty] | 0.58124 | 0.19359 | 0
341 | HVAC | Room | Offices | Turnover | High Efficiency PTAC | 0.22799 | 0 |  | 684.52 | 1 | 0 | 3002.444 | 8 |  | 129 | 565.8202 | Per Unit | GS | 0.57723 | 0.60437 | 0.83705 | 1.097 | 1.2026 | 1.2026 | 1.289 | 1.2891 | 1.2453 | 1.1192 | 0.77553 | 0.85362 | CofTgs341 | CofT | gs | 341 | [32 empty] | 206.6249 | 68.8189 | 0
341 | HVAC | Room | Offices | New | High Efficiency PTAC | 0.22799 | 0 |  | 684.52 | 1 | 0 | 3002.444 | 8 |  | 129 | 565.8202 | Per Unit | GS | 0.57723 | 0.60437 | 0.83705 | 1.097 | 1.2026 | 1.2026 | 1.289 | 1.2891 | 1.2453 | 1.1192 | 0.77553 | 0.85362 | CofNgs341 | CofN | gs | 341 | [32 empty] | 2.279 | 0.75905 | 0
341 | HVAC | Room | Restaurants | Turnover | High Efficiency PTAC | 0.27956 | 0 |  | 985.82 | 1 | 0 | 3526.3542 | 8 |  | 129 | 461.443 | Per Unit | GS | 0.57723 | 0.60437 | 0.83705 | 1.097 | 1.2026 | 1.2026 | 1.289 | 1.2891 | 1.2453 | 1.1192 | 0.77553 | 0.85362 | CreTgs341 | CreT | gs | 341 | [32 empty] | 60.615 | 17.1891 | 0
341 | HVAC | Room | Restaurants | New | High Efficiency PTAC | 0.27956 | 0 |  | 985.82 | 1 | 0 | 3526.3542 | 8 |  | 129 | 461.443 | Per Unit | GS | 0.57723 | 0.60437 | 0.83705 | 1.097 | 1.2026 | 1.2026 | 1.289 | 1.2891 | 1.2453 | 1.1192 | 0.77553 | 0.85362 | CreNgs341 | CreN | gs | 341 | [32 empty] | 0.66856 | 0.18959 | 0
341 | HVAC | Room | Retail | Turnover | High Efficiency PTAC | 0.25734 | 0 |  | 772.65 | 1 | 0 | 3002.444 | 8 |  | 129 | 501.2817 | Per Unit | GS | 0.57723 | 0.60437 | 0.83705 | 1.097 | 1.2026 | 1.2026 | 1.289 | 1.2891 | 1.2453 | 1.1192 | 0.77553 | 0.85362 | CrtTgs341 | CrtT | gs | 341 | [32 empty] | 100.0525 | 33.3237 | 0
341 | HVAC | Room | Retail | New | High Efficiency PTAC | 0.25734 | 0 |  | 772.65 | 1 | 0 | 3002.444 | 8 |  | 129 | 501.2817 | Per Unit | GS | 0.57723 | 0.60437 | 0.83705 | 1.097 | 1.2026 | 1.2026 | 1.289 | 1.2891 | 1.2453 | 1.1192 | 0.77553 | 0.85362 | CrtNgs341 | CrtN | gs | 341 | [32 empty] | 1.1035 | 0.36755 | 0
341 | HVAC | Room | Schools K-12 | Turnover | High Efficiency PTAC | 0.22372 | 0 |  | 671.72 | 1 | 0 | 3002.444 | 8 |  | 129 | 576.6023 | Per Unit | GS | 0.57723 | 0.60437 | 0.83705 | 1.097 | 1.2026 | 1.2026 | 1.289 | 1.2891 | 1.2453 | 1.1192 | 0.77553 | 0.85362 | CscTgs341 | CscT | gs | 341 | [32 empty] | 14.1533 | 4.7139 | 0
341 | HVAC | Room | Schools K-12 | New | High Efficiency PTAC | 0.22372 | 0 |  | 671.72 | 1 | 0 | 3002.444 | 8 |  | 129 | 576.6023 | Per Unit | GS | 0.57723 | 0.60437 | 0.83705 | 1.097 | 1.2026 | 1.2026 | 1.289 | 1.2891 | 1.2453 | 1.1192 | 0.77553 | 0.85362 | CscNgs341 | CscN | gs | 341 | [32 empty] | 0.15611 | 0.051993 | 0
341 | HVAC | Room | Warehouse | Turnover | High Efficiency PTAC | 0.04908 | 0 |  | 147.36 | 1 | 0 | 3002.444 | 8 |  | 129 | 2628.361 | Per Unit | GS | 0.57723 | 0.60437 | 0.83705 | 1.097 | 1.2026 | 1.2026 | 1.289 | 1.2891 | 1.2453 | 1.1192 | 0.77553 | 0.85362 | CwaTgs341 | CwaT | gs | 341 | [32 empty] | 11.7385 | 3.9096 | 0
341 | HVAC | Room | Warehouse | New | High Efficiency PTAC | 0.04908 | 0 |  | 147.36 | 1 | 0 | 3002.444 | 8 |  | 129 | 2628.361 | Per Unit | GS | 0.57723 | 0.60437 | 0.83705 | 1.097 | 1.2026 | 1.2026 | 1.289 | 1.2891 | 1.2453 | 1.1192 | 0.77553 | 0.85362 | CwaNgs341 | CwaN | gs | 341 | [32 empty] | 0.12947 | 0.043122 | 0
342 | HVAC | Room | Assembly | Turnover | High Efficiency PTHP | 0.211 | 0.058321 |  | 659.13 | 1 | 0.2764 | 3123.7683 | 8 |  | 129 | 611.3606 | Per Unit | GS | 1.0063 | 0.98564 | 1.0265 | 1.0441 | 1.0994 | 1.0901 | 1.0679 | 1.0965 | 1.0642 | 1.0547 | 1.0277 | 1.0297 | CasTgs342 | CasT | gs | 342 | [32 empty] | 147.507 | 45.2719 | 26.3828
342 | HVAC | Room | Assembly | New | High Efficiency PTHP | 0.211 | 0.058321 |  | 659.13 | 1 | 0.2764 | 3123.7683 | 8 |  | 129 | 611.3606 | Per Unit | GS | 1.0063 | 0.98564 | 1.0265 | 1.0441 | 1.0994 | 1.0901 | 1.0679 | 1.0965 | 1.0642 | 1.0547 | 1.0277 | 1.0297 | CasNgs342 | CasN | gs | 342 | [32 empty] | 1.5715 | 0.49933 | 0.16461
342 | HVAC | Room | College and University | Turnover | High Efficiency PTHP | 0.14251 | 0.0049252 |  | 728.46 | 1 | 0.034561 | 5111.775 | 8 |  | 129 | 905.2233 | Per Unit | GS | 1.0063 | 0.98564 | 1.0265 | 1.0441 | 1.0994 | 1.0901 | 1.0679 | 1.0965 | 1.0642 | 1.0547 | 1.0277 | 1.0297 | CcoTgs342 | CcoT | gs | 342 | [32 empty] | 8.1666 | 1.6343 | 0.020435
342 | HVAC | Room | College and University | New | High Efficiency PTHP | 0.14251 | 0.0049252 |  | 728.46 | 1 | 0.034561 | 5111.775 | 8 |  | 129 | 905.2233 | Per Unit | GS | 1.0063 | 0.98564 | 1.0265 | 1.0441 | 1.0994 | 1.0901 | 1.0679 | 1.0965 | 1.0642 | 1.0547 | 1.0277 | 1.0297 | CcoNgs342 | CcoN | gs | 342 | [32 empty] | 0.089504 | 0.018025 | 0.00011571
342 | HVAC | Room | Data Center | Turnover | High Efficiency PTHP | 0.26485 | 0.0088422 |  | 1352.25 | 1 | 0.033385 | 5105.6641 | 8 |  | 129 | 487.0628 | Per Unit | GS | 1.0063 | 0.98564 | 1.0265 | 1.0441 | 1.0994 | 1.0901 | 1.0679 | 1.0965 | 1.0642 | 1.0547 | 1.0277 | 1.0297 | CdaTgs342 | CdaT | gs | 342 | [32 empty] | 0.21725 | 0.040835 | 0.0030482
342 | HVAC | Room | Data Center | New | High Efficiency PTHP | 0.26485 | 0.0088422 |  | 1352.25 | 1 | 0.033385 | 5105.6641 | 8 |  | 129 | 487.0628 | Per Unit | GS | 1.0063 | 0.98564 | 1.0265 | 1.0441 | 1.0994 | 1.0901 | 1.0679 | 1.0965 | 1.0642 | 1.0547 | 1.0277 | 1.0297 | CdaNgs342 | CdaN | gs | 342 | [32 empty] | 0.0023206 | 0.00045039 | 1.909e-05
342 | HVAC | Room | Grocery | Turnover | High Efficiency PTHP | 0.099281 | 0.033985 |  | 394.32 | 1 | 0.34231 | 3971.7566 | 8 |  | 129 | 1299.3422 | Per Unit | GS | 1.0063 | 0.98564 | 1.0265 | 1.0441 | 1.0994 | 1.0901 | 1.0679 | 1.0965 | 1.0642 | 1.0547 | 1.0277 | 1.0297 | CgrTgs342 | CgrT | gs | 342 | [32 empty] | 22.5202 | 5.8824 | 1.3657
342 | HVAC | Room | Grocery | New | High Efficiency PTHP | 0.099281 | 0.033985 |  | 394.32 | 1 | 0.34231 | 3971.7566 | 8 |  | 129 | 1299.3422 | Per Unit | GS | 1.0063 | 0.98564 | 1.0265 | 1.0441 | 1.0994 | 1.0901 | 1.0679 | 1.0965 | 1.0642 | 1.0547 | 1.0277 | 1.0297 | CgrNgs342 | CgrN | gs | 342 | [32 empty] | 0.23987 | 0.06488 | 0.0085169
342 | HVAC | Room | Healthcare | Turnover | High Efficiency PTHP | 0.2796 | 0.0077264 |  | 1419.2 | 1 | 0.027633 | 5075.766 | 8 |  | 129 | 461.3682 | Per Unit | GS | 1.0063 | 0.98564 | 1.0265 | 1.0441 | 1.0994 | 1.0901 | 1.0679 | 1.0965 | 1.0642 | 1.0547 | 1.0277 | 1.0297 | CheTgs342 | CheT | gs | 342 | [32 empty] | 23.7412 | 4.3937 | 0.39836
342 | HVAC | Room | Healthcare | New | High Efficiency PTHP | 0.2796 | 0.0077264 |  | 1419.2 | 1 | 0.027633 | 5075.766 | 8 |  | 129 | 461.3682 | Per Unit | GS | 1.0063 | 0.98564 | 1.0265 | 1.0441 | 1.0994 | 1.0901 | 1.0679 | 1.0965 | 1.0642 | 1.0547 | 1.0277 | 1.0297 | CheNgs342 | CheN | gs | 342 | [32 empty] | 0.25193 | 0.048461 | 0.0024834
342 | HVAC | Room | Hospitals | Turnover | High Efficiency PTHP | 0.26485 | 0.0088422 |  | 1352.25 | 1 | 0.033385 | 5105.6641 | 8 |  | 129 | 487.0628 | Per Unit | GS | 1.0063 | 0.98564 | 1.0265 | 1.0441 | 1.0994 | 1.0901 | 1.0679 | 1.0965 | 1.0642 | 1.0547 | 1.0277 | 1.0297 | ChoTgs342 | ChoT | gs | 342 | [32 empty] | 16.9503 | 3.2966 | 0.13295
342 | HVAC | Room | Hospitals | New | High Efficiency PTHP | 0.26485 | 0.0088422 |  | 1352.25 | 1 | 0.033385 | 5105.6641 | 8 |  | 129 | 487.0628 | Per Unit | GS | 1.0063 | 0.98564 | 1.0265 | 1.0441 | 1.0994 | 1.0901 | 1.0679 | 1.0965 | 1.0642 | 1.0547 | 1.0277 | 1.0297 | ChoNgs342 | ChoN | gs | 342 | [32 empty] | 0.18364 | 0.03636 | 0.00082883
342 | HVAC | Room | Institutional | Turnover | High Efficiency PTHP | 0.069436 | 0.0042537 |  | 364.58 | 1 | 0.061261 | 5250.5544 | 8 |  | 129 | 1857.8131 | Per Unit | GS | 1.0063 | 0.98564 | 1.0265 | 1.0441 | 1.0994 | 1.0901 | 1.0679 | 1.0965 | 1.0642 | 1.0547 | 1.0277 | 1.0297 | CinTgs342 | CinT | gs | 342 | [32 empty] | 18.7048 | 3.5232 | 0.25543
342 | HVAC | Room | Institutional | New | High Efficiency PTHP | 0.069436 | 0.0042537 |  | 364.58 | 1 | 0.061261 | 5250.5544 | 8 |  | 129 | 1857.8131 | Per Unit | GS | 1.0063 | 0.98564 | 1.0265 | 1.0441 | 1.0994 | 1.0901 | 1.0679 | 1.0965 | 1.0642 | 1.0547 | 1.0277 | 1.0297 | CinNgs342 | CinN | gs | 342 | [32 empty] | 0.19934 | 0.03886 | 0.0014771
342 | HVAC | Room | Lodging/Hospitality | Turnover | High Efficiency PTHP | 0.20048 | 0.017634 |  | 1073.63 | 1 | 0.087955 | 5355.1862 | 8 |  | 129 | 643.4424 | Per Unit | GS | 1.0063 | 0.98564 | 1.0265 | 1.0441 | 1.0994 | 1.0901 | 1.0679 | 1.0965 | 1.0642 | 1.0547 | 1.0277 | 1.0297 | CloTgs342 | CloT | gs | 342 | [32 empty] | 3.7398 | 0.4759 | 0.82656
342 | HVAC | Room | Lodging/Hospitality | New | High Efficiency PTHP | 0.20048 | 0.017634 |  | 1073.63 | 1 | 0.087955 | 5355.1862 | 8 |  | 129 | 643.4424 | Per Unit | GS | 1.0063 | 0.98564 | 1.0265 | 1.0441 | 1.0994 | 1.0901 | 1.0679 | 1.0965 | 1.0642 | 1.0547 | 1.0277 | 1.0297 | CloNgs342 | CloN | gs | 342 | [32 empty] | 0.035231 | 0.005249 | 0.0051528
342 | HVAC | Room | Miscellaneous | Turnover | High Efficiency PTHP | 0.11787 | 0.031826 |  | 367.87 | 1 | 0.27001 | 3120.9637 | 8 |  | 129 | 1094.4201 | Per Unit | GS | 1.0063 | 0.98564 | 1.0265 | 1.0441 | 1.0994 | 1.0901 | 1.0679 | 1.0965 | 1.0642 | 1.0547 | 1.0277 | 1.0297 | CmiTgs342 | CmiT | gs | 342 | [32 empty] | 67.2817 | 20.4029 | 13.7219
342 | HVAC | Room | Miscellaneous | New | High Efficiency PTHP | 0.11787 | 0.031826 |  | 367.87 | 1 | 0.27001 | 3120.9637 | 8 |  | 129 | 1094.4201 | Per Unit | GS | 1.0063 | 0.98564 | 1.0265 | 1.0441 | 1.0994 | 1.0901 | 1.0679 | 1.0965 | 1.0642 | 1.0547 | 1.0277 | 1.0297 | CmiNgs342 | CmiN | gs | 342 | [32 empty] | 0.71309 | 0.22504 | 0.085266
342 | HVAC | Room | Offices | Turnover | High Efficiency PTHP | 0.23752 | 0.034468 |  | 728.27 | 1 | 0.14512 | 3066.1439 | 8 |  | 129 | 543.1125 | Per Unit | GS | 1.0063 | 0.98564 | 1.0265 | 1.0441 | 1.0994 | 1.0901 | 1.0679 | 1.0965 | 1.0642 | 1.0547 | 1.0277 | 1.0297 | CofTgs342 | CofT | gs | 342 | [32 empty] | 266.168 | 79.9984 | 59.1805
342 | HVAC | Room | Offices | New | High Efficiency PTHP | 0.23752 | 0.034468 |  | 728.27 | 1 | 0.14512 | 3066.1439 | 8 |  | 129 | 543.1125 | Per Unit | GS | 1.0063 | 0.98564 | 1.0265 | 1.0441 | 1.0994 | 1.0901 | 1.0679 | 1.0965 | 1.0642 | 1.0547 | 1.0277 | 1.0297 | CofNgs342 | CofN | gs | 342 | [32 empty] | 2.8116 | 0.88235 | 0.37
342 | HVAC | Room | Restaurants | Turnover | High Efficiency PTHP | 0.29125 | 0.07245 |  | 1121.31 | 1 | 0.24876 | 3850.0314 | 8 |  | 129 | 442.9231 | Per Unit | GS | 1.0063 | 0.98564 | 1.0265 | 1.0441 | 1.0994 | 1.0901 | 1.0679 | 1.0965 | 1.0642 | 1.0547 | 1.0277 | 1.0297 | CreTgs342 | CreT | gs | 342 | [32 empty] | 76.7423 | 19.9815 | 4.8267
342 | HVAC | Room | Restaurants | New | High Efficiency PTHP | 0.29125 | 0.07245 |  | 1121.31 | 1 | 0.24876 | 3850.0314 | 8 |  | 129 | 442.9231 | Per Unit | GS | 1.0063 | 0.98564 | 1.0265 | 1.0441 | 1.0994 | 1.0901 | 1.0679 | 1.0965 | 1.0642 | 1.0547 | 1.0277 | 1.0297 | CreNgs342 | CreN | gs | 342 | [32 empty] | 0.81632 | 0.22039 | 0.03009
342 | HVAC | Room | Retail | Turnover | High Efficiency PTHP | 0.2681 | 0.13521 |  | 864.31 | 1 | 0.50432 | 3223.8153 | 8 |  | 129 | 481.1609 | Per Unit | GS | 1.0063 | 0.98564 | 1.0265 | 1.0441 | 1.0994 | 1.0901 | 1.0679 | 1.0965 | 1.0642 | 1.0547 | 1.0277 | 1.0297 | CrtTgs342 | CrtT | gs | 342 | [32 empty] | 125.7861 | 38.7373 | 21.596
342 | HVAC | Room | Retail | New | High Efficiency PTHP | 0.2681 | 0.13521 |  | 864.31 | 1 | 0.50432 | 3223.8153 | 8 |  | 129 | 481.1609 | Per Unit | GS | 1.0063 | 0.98564 | 1.0265 | 1.0441 | 1.0994 | 1.0901 | 1.0679 | 1.0965 | 1.0642 | 1.0547 | 1.0277 | 1.0297 | CrtNgs342 | CrtN | gs | 342 | [32 empty] | 1.342 | 0.42726 | 0.13475
342 | HVAC | Room | Schools K-12 | Turnover | High Efficiency PTHP | 0.23308 | 0.12461 |  | 754.51 | 1 | 0.53464 | 3237.1272 | 8 |  | 129 | 553.4578 | Per Unit | GS | 1.0063 | 0.98564 | 1.0265 | 1.0441 | 1.0994 | 1.0901 | 1.0679 | 1.0965 | 1.0642 | 1.0547 | 1.0277 | 1.0297 | CscTgs342 | CscT | gs | 342 | [32 empty] | 16.9822 | 5.4797 | 1.2066
342 | HVAC | Room | Schools K-12 | New | High Efficiency PTHP | 0.23308 | 0.12461 |  | 754.51 | 1 | 0.53464 | 3237.1272 | 8 |  | 129 | 553.4578 | Per Unit | GS | 1.0063 | 0.98564 | 1.0265 | 1.0441 | 1.0994 | 1.0901 | 1.0679 | 1.0965 | 1.0642 | 1.0547 | 1.0277 | 1.0297 | CscNgs342 | CscN | gs | 342 | [32 empty] | 0.18477 | 0.060439 | 0.007522
342 | HVAC | Room | Warehouse | Turnover | High Efficiency PTHP | 0.051135 | 0.031826 |  | 167.5 | 1 | 0.62239 | 3275.6423 | 8 |  | 129 | 2522.7335 | Per Unit | GS | 1.0063 | 0.98564 | 1.0265 | 1.0441 | 1.0994 | 1.0901 | 1.0679 | 1.0965 | 1.0642 | 1.0547 | 1.0277 | 1.0297 | CwaTgs342 | CwaT | gs | 342 | [32 empty] | 14.3401 | 4.545 | 1.5812
342 | HVAC | Room | Warehouse | New | High Efficiency PTHP | 0.051135 | 0.031826 |  | 167.5 | 1 | 0.62239 | 3275.6423 | 8 |  | 129 | 2522.7335 | Per Unit | GS | 1.0063 | 0.98564 | 1.0265 | 1.0441 | 1.0994 | 1.0901 | 1.0679 | 1.0965 | 1.0642 | 1.0547 | 1.0277 | 1.0297 | CwaNgs342 | CwaN | gs | 342 | [32 empty] | 0.15201 | 0.050129 | 0.003405
343 | HVAC | Room | Assembly | Turnover | Variable Refrigerant Flow (VRF) HVAC Systems | 0.97067 | 0.22782 |  | 3014.37 | 1 | 0.2347 | 3105.466 | 15 |  | 3855.24 | 3971.7476 | Per Unit | GS | 0.57723 | 0.60437 | 0.83705 | 1.097 | 1.2026 | 1.2026 | 1.289 | 1.2891 | 1.2453 | 1.1192 | 0.77553 | 0.85362 | CasTgs343 | CasT | gs | 343 | [32 empty] | 0.54896 | 0.04583 | 0.93714
343 | HVAC | Room | Assembly | New | Variable Refrigerant Flow (VRF) HVAC Systems | 0.97067 | 0.22782 |  | 3014.37 | 1 | 0.2347 | 3105.466 | 15 |  | 3855.24 | 3971.7476 | Per Unit | GS | 0.57723 | 0.60437 | 0.83705 | 1.097 | 1.2026 | 1.2026 | 1.289 | 1.2891 | 1.2453 | 1.1192 | 0.77553 | 0.85362 | CasNgs343 | CasN | gs | 343 | [32 empty] | 0.43338 | 0.032896 | 0.7623
343 | HVAC | Room | College and University | Turnover | Variable Refrigerant Flow (VRF) HVAC Systems | 0.65556 | 0.019239 |  | 3333.32 | 1 | 0.029347 | 5084.6747 | 15 |  | 3855.24 | 5880.8159 | Per Unit | GS | 0.57723 | 0.60437 | 0.83705 | 1.097 | 1.2026 | 1.2026 | 1.289 | 1.2891 | 1.2453 | 1.1192 | 0.77553 | 0.85362 | CcoTgs343 | CcoT | gs | 343 | [32 empty] | 0.014784 | 0.0022326 | 0.00072587
343 | HVAC | Room | College and University | New | Variable Refrigerant Flow (VRF) HVAC Systems | 0.65556 | 0.019239 |  | 3333.32 | 1 | 0.029347 | 5084.6747 | 15 |  | 3855.24 | 5880.8159 | Per Unit | GS | 0.57723 | 0.60437 | 0.83705 | 1.097 | 1.2026 | 1.2026 | 1.289 | 1.2891 | 1.2453 | 1.1192 | 0.77553 | 0.85362 | CcoNgs343 | CcoN | gs | 343 | [32 empty] | 0.015214 | 0.0024625 | 0.00059045
343 | HVAC | Room | Data Center | Turnover | Variable Refrigerant Flow (VRF) HVAC Systems | 1.2184 | 0.034544 |  | 6188.79 | 1 | 0.028352 | 5079.501 | 15 |  | 3855.24 | 3164.2204 | Per Unit | GS | 0.57723 | 0.60437 | 0.83705 | 1.097 | 1.2026 | 1.2026 | 1.289 | 1.2891 | 1.2453 | 1.1192 | 0.77553 | 0.85362 | CdaTgs343 | CdaT | gs | 343 | [32 empty] | 0.0017236 | 0.00023534 | 0.00010828
343 | HVAC | Room | Data Center | New | Variable Refrigerant Flow (VRF) HVAC Systems | 1.2184 | 0.034544 |  | 6188.79 | 1 | 0.028352 | 5079.501 | 15 |  | 3855.24 | 3164.2204 | Per Unit | GS | 0.57723 | 0.60437 | 0.83705 | 1.097 | 1.2026 | 1.2026 | 1.289 | 1.2891 | 1.2453 | 1.1192 | 0.77553 | 0.85362 | CdaNgs343 | CdaN | gs | 343 | [32 empty] | 0.0017381 | 0.00025957 | 8.8083e-05
343 | HVAC | Room | Grocery | Turnover | Variable Refrigerant Flow (VRF) HVAC Systems | 0.45671 | 0.13275 |  | 1783.25 | 1 | 0.29067 | 3904.5595 | 15 |  | 3855.24 | 8441.3368 | Per Unit | GS | 0.57723 | 0.60437 | 0.83705 | 1.097 | 1.2026 | 1.2026 | 1.289 | 1.2891 | 1.2453 | 1.1192 | 0.77553 | 0.85362 | CgrTgs343 | CgrT | gs | 343 | [32 empty] | 0.18481 | 0.034509 | 0.048508
343 | HVAC | Room | Grocery | New | Variable Refrigerant Flow (VRF) HVAC Systems | 0.45671 | 0.13275 |  | 1783.25 | 1 | 0.29067 | 3904.5595 | 15 |  | 3855.24 | 8441.3368 | Per Unit | GS | 0.57723 | 0.60437 | 0.83705 | 1.097 | 1.2026 | 1.2026 | 1.289 | 1.2891 | 1.2453 | 1.1192 | 0.77553 | 0.85362 | CgrNgs343 | CgrN | gs | 343 | [32 empty] | 0.080771 | 0.0083455 | 0.039458
343 | HVAC | Room | Healthcare | Turnover | Variable Refrigerant Flow (VRF) HVAC Systems | 1.2863 | 0.030171 |  | 6500.78 | 1 | 0.023456 | 5054.0541 | 15 |  | 3855.24 | 2997.2698 | Per Unit | GS | 0.57723 | 0.60437 | 0.83705 | 1.097 | 1.2026 | 1.2026 | 1.289 | 1.2891 | 1.2453 | 1.1192 | 0.77553 | 0.85362 | CheTgs343 | CheT | gs | 343 | [32 empty] | 0.18208 | 0.022011 | 0.014145
343 | HVAC | Room | Healthcare | New | Variable Refrigerant Flow (VRF) HVAC Systems | 1.2863 | 0.030171 |  | 6500.78 | 1 | 0.023456 | 5054.0541 | 15 |  | 3855.24 | 2997.2698 | Per Unit | GS | 0.57723 | 0.60437 | 0.83705 | 1.097 | 1.2026 | 1.2026 | 1.289 | 1.2891 | 1.2453 | 1.1192 | 0.77553 | 0.85362 | CheNgs343 | CheN | gs | 343 | [32 empty] | 0.059807 | 0 | 0.011506
343 | HVAC | Room | Hospitals | Turnover | Variable Refrigerant Flow (VRF) HVAC Systems | 1.2184 | 0.034544 |  | 6188.79 | 1 | 0.028352 | 5079.501 | 15 |  | 3855.24 | 3164.2204 | Per Unit | GS | 0.57723 | 0.60437 | 0.83705 | 1.097 | 1.2026 | 1.2026 | 1.289 | 1.2891 | 1.2453 | 1.1192 | 0.77553 | 0.85362 | ChoTgs343 | ChoT | gs | 343 | [32 empty] | 0.024549 | 0 | 0.004723
343 | HVAC | Room | Hospitals | New | Variable Refrigerant Flow (VRF) HVAC Systems | 1.2184 | 0.034544 |  | 6188.79 | 1 | 0.028352 | 5079.501 | 15 |  | 3855.24 | 3164.2204 | Per Unit | GS | 0.57723 | 0.60437 | 0.83705 | 1.097 | 1.2026 | 1.2026 | 1.289 | 1.2891 | 1.2453 | 1.1192 | 0.77553 | 0.85362 | ChoNgs343 | ChoN | gs | 343 | [32 empty] | 0.019969 | 0 | 0.0038419
343 | HVAC | Room | Institutional | Turnover | Variable Refrigerant Flow (VRF) HVAC Systems | 0.31943 | 0.016615 |  | 1661.84 | 1 | 0.052014 | 5202.489 | 15 |  | 3855.24 | 12069.0581 | Per Unit | GS | 0.57723 | 0.60437 | 0.83705 | 1.097 | 1.2026 | 1.2026 | 1.289 | 1.2891 | 1.2453 | 1.1192 | 0.77553 | 0.85362 | CinTgs343 | CinT | gs | 343 | [32 empty] | 0.19138 | 0.029241 | 0.0090723
343 | HVAC | Room | Institutional | New | Variable Refrigerant Flow (VRF) HVAC Systems | 0.31943 | 0.016615 |  | 1661.84 | 1 | 0.052014 | 5202.489 | 15 |  | 3855.24 | 12069.0581 | Per Unit | GS | 0.57723 | 0.60437 | 0.83705 | 1.097 | 1.2026 | 1.2026 | 1.289 | 1.2891 | 1.2453 | 1.1192 | 0.77553 | 0.85362 | CinNgs343 | CinN | gs | 343 | [32 empty] | 0.12434 | 0.017433 | 0.0073798
343 | HVAC | Room | Lodging/Hospitality | Turnover | Variable Refrigerant Flow (VRF) HVAC Systems | 0.92227 | 0.068868 |  | 4920.35 | 1 | 0.074672 | 5335.0206 | 15 |  | 3855.24 | 4180.1467 | Per Unit | GS | 0.57723 | 0.60437 | 0.83705 | 1.097 | 1.2026 | 1.2026 | 1.289 | 1.2891 | 1.2453 | 1.1192 | 0.77553 | 0.85362 | CloTgs343 | CloT | gs | 343 | [32 empty] | 0.10411 | 0.011403 | 0.029354
343 | HVAC | Room | Lodging/Hospitality | New | Variable Refrigerant Flow (VRF) HVAC Systems | 0.92227 | 0.068868 |  | 4920.35 | 1 | 0.074672 | 5335.0206 | 15 |  | 3855.24 | 4180.1467 | Per Unit | GS | 0.57723 | 0.60437 | 0.83705 | 1.097 | 1.2026 | 1.2026 | 1.289 | 1.2891 | 1.2453 | 1.1192 | 0.77553 | 0.85362 | CloNgs343 | CloN | gs | 343 | [32 empty] | 0.10192 | 0.012577 | 0.023878
343 | HVAC | Room | Miscellaneous | Turnover | Variable Refrigerant Flow (VRF) HVAC Systems | 0.54224 | 0.12427 |  | 1682.6 | 1 | 0.22918 | 3103.0449 | 15 |  | 3855.24 | 7109.8198 | Per Unit | GS | 0.57723 | 0.60437 | 0.83705 | 1.097 | 1.2026 | 1.2026 | 1.289 | 1.2891 | 1.2453 | 1.1192 | 0.77553 | 0.85362 | CmiTgs343 | CmiT | gs | 343 | [32 empty] | 0.21387 | 0 | 0.48724
343 | HVAC | Room | Miscellaneous | New | Variable Refrigerant Flow (VRF) HVAC Systems | 0.54224 | 0.12427 |  | 1682.6 | 1 | 0.22918 | 3103.0449 | 15 |  | 3855.24 | 7109.8198 | Per Unit | GS | 0.57723 | 0.60437 | 0.83705 | 1.097 | 1.2026 | 1.2026 | 1.289 | 1.2891 | 1.2453 | 1.1192 | 0.77553 | 0.85362 | CmiNgs343 | CmiN | gs | 343 | [32 empty] | 0.17397 | 0 | 0.39634
343 | HVAC | Room | Offices | Turnover | Variable Refrigerant Flow (VRF) HVAC Systems | 1.0927 | 0.13462 |  | 3339.72 | 1 | 0.1232 | 3056.5234 | 15 |  | 3855.24 | 3528.3291 | Per Unit | GS | 0.57723 | 0.60437 | 0.83705 | 1.097 | 1.2026 | 1.2026 | 1.289 | 1.2891 | 1.2453 | 1.1192 | 0.77553 | 0.85362 | CofTgs343 | CofT | gs | 343 | [32 empty] | 1.5316 | 0.20285 | 2.1018
343 | HVAC | Room | Offices | New | Variable Refrigerant Flow (VRF) HVAC Systems | 1.0927 | 0.13462 |  | 3339.72 | 1 | 0.1232 | 3056.5234 | 15 |  | 3855.24 | 3528.3291 | Per Unit | GS | 0.57723 | 0.60437 | 0.83705 | 1.097 | 1.2026 | 1.2026 | 1.289 | 1.2891 | 1.2453 | 1.1192 | 0.77553 | 0.85362 | CofNgs343 | CofN | gs | 343 | [32 empty] | 1.4222 | 0.22373 | 1.7097
343 | HVAC | Room | Restaurants | Turnover | Variable Refrigerant Flow (VRF) HVAC Systems | 1.3398 | 0.28296 |  | 5092.85 | 1 | 0.21119 | 3801.1529 | 15 |  | 3855.24 | 2877.4373 | Per Unit | GS | 0.57723 | 0.60437 | 0.83705 | 1.097 | 1.2026 | 1.2026 | 1.289 | 1.2891 | 1.2453 | 1.1192 | 0.77553 | 0.85362 | CreTgs343 | CreT | gs | 343 | [32 empty] | 0.30317 | 0.02272 | 0.17142
343 | HVAC | Room | Restaurants | New | Variable Refrigerant Flow (VRF) HVAC Systems | 1.3398 | 0.28296 |  | 5092.85 | 1 | 0.21119 | 3801.1529 | 15 |  | 3855.24 | 2877.4373 | Per Unit | GS | 0.57723 | 0.60437 | 0.83705 | 1.097 | 1.2026 | 1.2026 | 1.289 | 1.2891 | 1.2453 | 1.1192 | 0.77553 | 0.85362 | CreNgs343 | CreN | gs | 343 | [32 empty] | 0.23706 | 0.015773 | 0.13944
343 | HVAC | Room | Retail | Turnover | Variable Refrigerant Flow (VRF) HVAC Systems | 1.2333 | 0.52812 |  | 3934.8 | 1 | 0.42821 | 3190.4079 | 15 |  | 3855.24 | 3125.8992 | Per Unit | GS | 0.57723 | 0.60437 | 0.83705 | 1.097 | 1.2026 | 1.2026 | 1.289 | 1.2891 | 1.2453 | 1.1192 | 0.77553 | 0.85362 | CrtTgs343 | CrtT | gs | 343 | [32 empty] | 0.54342 | 0.068852 | 0.76705
343 | HVAC | Room | Retail | New | Variable Refrigerant Flow (VRF) HVAC Systems | 1.2333 | 0.52812 |  | 3934.8 | 1 | 0.42821 | 3190.4079 | 15 |  | 3855.24 | 3125.8992 | Per Unit | GS | 0.57723 | 0.60437 | 0.83705 | 1.097 | 1.2026 | 1.2026 | 1.289 | 1.2891 | 1.2453 | 1.1192 | 0.77553 | 0.85362 | CrtNgs343 | CrtN | gs | 343 | [32 empty] | 0.50189 | 0.075941 | 0.62395
343 | HVAC | Room | Schools K-12 | Turnover | Variable Refrigerant Flow (VRF) HVAC Systems | 1.0722 | 0.4867 |  | 3432.94 | 1 | 0.45392 | 3201.6929 | 15 |  | 3855.24 | 3595.5463 | Per Unit | GS | 0.57723 | 0.60437 | 0.83705 | 1.097 | 1.2026 | 1.2026 | 1.289 | 1.2891 | 1.2453 | 1.1192 | 0.77553 | 0.85362 | CscTgs343 | CscT | gs | 343 | [32 empty] | 0.043734 | 0.0083011 | 0.042853
343 | HVAC | Room | Schools K-12 | New | Variable Refrigerant Flow (VRF) HVAC Systems | 1.0722 | 0.4867 |  | 3432.94 | 1 | 0.45392 | 3201.6929 | 15 |  | 3855.24 | 3595.5463 | Per Unit | GS | 0.57723 | 0.60437 | 0.83705 | 1.097 | 1.2026 | 1.2026 | 1.289 | 1.2891 | 1.2453 | 1.1192 | 0.77553 | 0.85362 | CscNgs343 | CscN | gs | 343 | [32 empty] | 0.042791 | 0.0091558 | 0.034858
343 | HVAC | Room | Warehouse | Turnover | Variable Refrigerant Flow (VRF) HVAC Systems | 0.23523 | 0.12427 |  | 760.8 | 1 | 0.52832 | 3234.3496 | 15 |  | 3855.24 | 16389.5818 | Per Unit | GS | 0.57723 | 0.60437 | 0.83705 | 1.097 | 1.2026 | 1.2026 | 1.289 | 1.2891 | 1.2453 | 1.1192 | 0.77553 | 0.85362 | CwaTgs343 | CwaT | gs | 343 | [32 empty] | 0.028474 | 0.0012753 | 0.056145
343 | HVAC | Room | Warehouse | New | Variable Refrigerant Flow (VRF) HVAC Systems | 0.23523 | 0.12427 |  | 760.8 | 1 | 0.52832 | 3234.3496 | 15 |  | 3855.24 | 16389.5818 | Per Unit | GS | 0.57723 | 0.60437 | 0.83705 | 1.097 | 1.2026 | 1.2026 | 1.289 | 1.2891 | 1.2453 | 1.1192 | 0.77553 | 0.85362 | CwaNgs343 | CwaN | gs | 343 | [32 empty] | 0.0084807 | 0.00030797 | 0.017214
344 | HVAC | Sealing | Assembly | Existing | Air Curtains | 0.0010258 | 0.1777 |  | 81.08 | 1 | 173.2213 | 79038.3601 | 15 |  | 3704 | 3610731.2023 | Per End Use Consumption | GS | 0.536 | 0.638 | 0.811 | 0.882 | 1.033 | 1.022 | 1.038 | 1.051 | 1.035 | 1.017 | 0.878 | 0.562 | CasEgs344 | CasE | gs | 344 | [32 empty] | 0.27542 | 6.9442e-05 | 0.62696
344 | HVAC | Sealing | Assembly | New | Air Curtains | 0.0010258 | 0.1777 |  | 81.08 | 1 | 173.2213 | 79038.3601 | 15 |  | 3704 | 3610731.2023 | Per End Use Consumption | GS | 0.536 | 0.638 | 0.811 | 0.882 | 1.033 | 1.022 | 1.038 | 1.051 | 1.035 | 1.017 | 0.878 | 0.562 | CasNgs344 | CasN | gs | 344 | [32 empty] | 0.0016975 | 3.0864e-07 | 0.003865
344 | HVAC | Sealing | College and University | Existing | Air Curtains | 0.00062448 | 0.015006 |  | 81.08 | 1 | 24.0304 | 129836.8552 | 15 |  | 3704 | 5931372.863 | Per End Use Consumption | GS | 0.536 | 0.638 | 0.811 | 0.882 | 1.033 | 1.022 | 1.038 | 1.051 | 1.035 | 1.017 | 0.878 | 0.562 | CcoEgs344 | CcoE | gs | 344 | [32 empty] | 0.0048368 | 9.2688e-06 | 0.00092176
344 | HVAC | Sealing | College and University | New | Air Curtains | 0.00062448 | 0.015006 |  | 81.08 | 1 | 24.0304 | 129836.8552 | 15 |  | 3704 | 5931372.863 | Per End Use Consumption | GS | 0.536 | 0.638 | 0.811 | 0.882 | 1.033 | 1.022 | 1.038 | 1.051 | 1.035 | 1.017 | 0.878 | 0.562 | CcoNgs344 | CcoN | gs | 344 | [32 empty] | 2.5019e-05 | 3.2721e-08 | 4.7824e-06
344 | HVAC | Sealing | Data Center | Existing | Air Curtains | 0.00062448 | 0.015006 |  | 81.08 | 1 | 24.0304 | 129836.8552 | 15 |  | 3704 | 5931372.863 | Per End Use Consumption | GS | 0.536 | 0.638 | 0.811 | 0.882 | 1.033 | 1.022 | 1.038 | 1.051 | 1.035 | 1.017 | 0.878 | 0.562 | CdaEgs344 | CdaE | gs | 344 | [32 empty] | 0 | 0 | 0
344 | HVAC | Sealing | Data Center | New | Air Curtains | 0.00062448 | 0.015006 |  | 81.08 | 1 | 24.0304 | 129836.8552 | 15 |  | 3704 | 5931372.863 | Per End Use Consumption | GS | 0.536 | 0.638 | 0.811 | 0.882 | 1.033 | 1.022 | 1.038 | 1.051 | 1.035 | 1.017 | 0.878 | 0.562 | CdaNgs344 | CdaN | gs | 344 | [32 empty] | 0 | 0 | 0
344 | HVAC | Sealing | Grocery | Existing | Air Curtains | 0.00087342 | 0.059946 |  | 81.08 | 1 | 68.6335 | 92830.1636 | 15 |  | 3704 | 4240785.9651 | Per End Use Consumption | GS | 0.536 | 0.638 | 0.811 | 0.882 | 1.033 | 1.022 | 1.038 | 1.051 | 1.035 | 1.017 | 0.878 | 0.562 | CgrEgs344 | CgrE | gs | 344 | [32 empty] | 0.083207 | 0.00020095 | 0.063403
344 | HVAC | Sealing | Grocery | New | Air Curtains | 0.00087342 | 0.059946 |  | 81.08 | 1 | 68.6335 | 92830.1636 | 15 |  | 3704 | 4240785.9651 | Per End Use Consumption | GS | 0.536 | 0.638 | 0.811 | 0.882 | 1.033 | 1.022 | 1.038 | 1.051 | 1.035 | 1.017 | 0.878 | 0.562 | CgrNgs344 | CgrN | gs | 344 | [32 empty] | 0.00087194 | 1.4568e-06 | 0.00066617
344 | HVAC | Sealing | Healthcare | Existing | Air Curtains | 0.00062448 | 0.015006 |  | 81.08 | 1 | 24.0304 | 129836.8552 | 15 |  | 3704 | 5931372.863 | Per End Use Consumption | GS | 0.536 | 0.638 | 0.811 | 0.882 | 1.033 | 1.022 | 1.038 | 1.051 | 1.035 | 1.017 | 0.878 | 0.562 | CheEgs344 | CheE | gs | 344 | [32 empty] | 0.075909 | 0 | 0.014604
344 | HVAC | Sealing | Healthcare | New | Air Curtains | 0.00062448 | 0.015006 |  | 81.08 | 1 | 24.0304 | 129836.8552 | 15 |  | 3704 | 5931372.863 | Per End Use Consumption | GS | 0.536 | 0.638 | 0.811 | 0.882 | 1.033 | 1.022 | 1.038 | 1.051 | 1.035 | 1.017 | 0.878 | 0.562 | CheNgs344 | CheN | gs | 344 | [32 empty] | 0.0003949 | 0 | 7.5975e-05
344 | HVAC | Sealing | Hospitals | Existing | Air Curtains | 0.00062448 | 0.015006 |  | 81.08 | 1 | 24.0304 | 129836.8552 | 15 |  | 3704 | 5931372.863 | Per End Use Consumption | GS | 0.536 | 0.638 | 0.811 | 0.882 | 1.033 | 1.022 | 1.038 | 1.051 | 1.035 | 1.017 | 0.878 | 0.562 | ChoEgs344 | ChoE | gs | 344 | [32 empty] | 0.0012462 | 0 | 0.00023975
344 | HVAC | Sealing | Hospitals | New | Air Curtains | 0.00062448 | 0.015006 |  | 81.08 | 1 | 24.0304 | 129836.8552 | 15 |  | 3704 | 5931372.863 | Per End Use Consumption | GS | 0.536 | 0.638 | 0.811 | 0.882 | 1.033 | 1.022 | 1.038 | 1.051 | 1.035 | 1.017 | 0.878 | 0.562 | ChoNgs344 | ChoN | gs | 344 | [32 empty] | 6.5197e-06 | 0 | 1.2543e-06
344 | HVAC | Sealing | Institutional | Existing | Air Curtains | 0.00062448 | 0.015006 |  | 81.08 | 1 | 24.0304 | 129836.8552 | 15 |  | 3704 | 5931372.863 | Per End Use Consumption | GS | 0.536 | 0.638 | 0.811 | 0.882 | 1.033 | 1.022 | 1.038 | 1.051 | 1.035 | 1.017 | 0.878 | 0.562 | CinEgs344 | CinE | gs | 344 | [32 empty] | 0 | 0 | 0
344 | HVAC | Sealing | Institutional | New | Air Curtains | 0.00062448 | 0.015006 |  | 81.08 | 1 | 24.0304 | 129836.8552 | 15 |  | 3704 | 5931372.863 | Per End Use Consumption | GS | 0.536 | 0.638 | 0.811 | 0.882 | 1.033 | 1.022 | 1.038 | 1.051 | 1.035 | 1.017 | 0.878 | 0.562 | CinNgs344 | CinN | gs | 344 | [32 empty] | 0 | 0 | 0
344 | HVAC | Sealing | Lodging/Hospitality | Existing | Air Curtains | 0.00058985 | 0.051379 |  | 81.08 | 1 | 87.105 | 137458.4429 | 15 |  | 3704 | 6279551.9546 | Per End Use Consumption | GS | 0.536 | 0.638 | 0.811 | 0.882 | 1.033 | 1.022 | 1.038 | 1.051 | 1.035 | 1.017 | 0.878 | 0.562 | CloEgs344 | CloE | gs | 344 | [32 empty] | 0.020896 | 1.6165e-05 | 0.013709
344 | HVAC | Sealing | Lodging/Hospitality | New | Air Curtains | 0.00058985 | 0.051379 |  | 81.08 | 1 | 87.105 | 137458.4429 | 15 |  | 3704 | 6279551.9546 | Per End Use Consumption | GS | 0.536 | 0.638 | 0.811 | 0.882 | 1.033 | 1.022 | 1.038 | 1.051 | 1.035 | 1.017 | 0.878 | 0.562 | CloNgs344 | CloN | gs | 344 | [32 empty] | 0.00010875 | 5.6991e-08 | 7.1436e-05
344 | HVAC | Sealing | Miscellaneous | Existing | Air Curtains | 0.0010258 | 0.1777 |  | 81.08 | 1 | 173.2213 | 79038.3601 | 15 |  | 3704 | 3610731.2023 | Per End Use Consumption | GS | 0.536 | 0.638 | 0.811 | 0.882 | 1.033 | 1.022 | 1.038 | 1.051 | 1.035 | 1.017 | 0.878 | 0.562 | CmiEgs344 | CmiE | gs | 344 | [32 empty] | 0 | 0 | 0
344 | HVAC | Sealing | Miscellaneous | New | Air Curtains | 0.0010258 | 0.1777 |  | 81.08 | 1 | 173.2213 | 79038.3601 | 15 |  | 3704 | 3610731.2023 | Per End Use Consumption | GS | 0.536 | 0.638 | 0.811 | 0.882 | 1.033 | 1.022 | 1.038 | 1.051 | 1.035 | 1.017 | 0.878 | 0.562 | CmiNgs344 | CmiN | gs | 344 | [32 empty] | 0 | 0 | 0
344 | HVAC | Sealing | Offices | Existing | Air Curtains | 0.0010258 | 0.1777 |  | 81.08 | 1 | 173.2213 | 79038.3601 | 15 |  | 3704 | 3610731.2023 | Per End Use Consumption | GS | 0.536 | 0.638 | 0.811 | 0.882 | 1.033 | 1.022 | 1.038 | 1.051 | 1.035 | 1.017 | 0.878 | 0.562 | CofEgs344 | CofE | gs | 344 | [32 empty] | 0 | 0 | 0
344 | HVAC | Sealing | Offices | New | Air Curtains | 0.0010258 | 0.1777 |  | 81.08 | 1 | 173.2213 | 79038.3601 | 15 |  | 3704 | 3610731.2023 | Per End Use Consumption | GS | 0.536 | 0.638 | 0.811 | 0.882 | 1.033 | 1.022 | 1.038 | 1.051 | 1.035 | 1.017 | 0.878 | 0.562 | CofNgs344 | CofN | gs | 344 | [32 empty] | 0 | 0 | 0
344 | HVAC | Sealing | Restaurants | Existing | Air Curtains | 0.00087342 | 0.059946 |  | 81.08 | 1 | 68.6335 | 92830.1636 | 15 |  | 3704 | 4240785.9651 | Per End Use Consumption | GS | 0.536 | 0.638 | 0.811 | 0.882 | 1.033 | 1.022 | 1.038 | 1.051 | 1.035 | 1.017 | 0.878 | 0.562 | CreEgs344 | CreE | gs | 344 | [32 empty] | 0.14071 | 8.2547e-05 | 0.10792
344 | HVAC | Sealing | Restaurants | New | Air Curtains | 0.00087342 | 0.059946 |  | 81.08 | 1 | 68.6335 | 92830.1636 | 15 |  | 3704 | 4240785.9651 | Per End Use Consumption | GS | 0.536 | 0.638 | 0.811 | 0.882 | 1.033 | 1.022 | 1.038 | 1.051 | 1.035 | 1.017 | 0.878 | 0.562 | CreNgs344 | CreN | gs | 344 | [32 empty] | 0.0006803 | 2.6983e-07 | 0.0005221
344 | HVAC | Sealing | Retail | Existing | Air Curtains | 0.0010258 | 0.1777 |  | 81.08 | 1 | 173.2213 | 79038.3601 | 15 |  | 3704 | 3610731.2023 | Per End Use Consumption | GS | 0.536 | 0.638 | 0.811 | 0.882 | 1.033 | 1.022 | 1.038 | 1.051 | 1.035 | 1.017 | 0.878 | 0.562 | CrtEgs344 | CrtE | gs | 344 | [32 empty] | 0.15825 | 0.00023218 | 0.35893
344 | HVAC | Sealing | Retail | New | Air Curtains | 0.0010258 | 0.1777 |  | 81.08 | 1 | 173.2213 | 79038.3601 | 15 |  | 3704 | 3610731.2023 | Per End Use Consumption | GS | 0.536 | 0.638 | 0.811 | 0.882 | 1.033 | 1.022 | 1.038 | 1.051 | 1.035 | 1.017 | 0.878 | 0.562 | CrtNgs344 | CrtN | gs | 344 | [32 empty] | 0.00076682 | 7.8665e-07 | 0.0017416
344 | HVAC | Sealing | Schools K-12 | Existing | Air Curtains | 0.0010258 | 0.1777 |  | 81.08 | 1 | 173.2213 | 79038.3601 | 15 |  | 3704 | 3610731.2023 | Per End Use Consumption | GS | 0.536 | 0.638 | 0.811 | 0.882 | 1.033 | 1.022 | 1.038 | 1.051 | 1.035 | 1.017 | 0.878 | 0.562 | CscEgs344 | CscE | gs | 344 | [32 empty] | 0.0041397 | 1.384e-05 | 0.0093362
344 | HVAC | Sealing | Schools K-12 | New | Air Curtains | 0.0010258 | 0.1777 |  | 81.08 | 1 | 173.2213 | 79038.3601 | 15 |  | 3704 | 3610731.2023 | Per End Use Consumption | GS | 0.536 | 0.638 | 0.811 | 0.882 | 1.033 | 1.022 | 1.038 | 1.051 | 1.035 | 1.017 | 0.878 | 0.562 | CscNgs344 | CscN | gs | 344 | [32 empty] | 2.1473e-05 | 4.8735e-08 | 4.8586e-05
344 | HVAC | Sealing | Warehouse | Existing | Air Curtains | 0.0010258 | 0.1777 |  | 81.08 | 1 | 173.2213 | 79038.3601 | 15 |  | 3704 | 3610731.2023 | Per End Use Consumption | GS | 0.536 | 0.638 | 0.811 | 0.882 | 1.033 | 1.022 | 1.038 | 1.051 | 1.035 | 1.017 | 0.878 | 0.562 | CwaEgs344 | CwaE | gs | 344 | [32 empty] | 0 | 0 | 0
344 | HVAC | Sealing | Warehouse | New | Air Curtains | 0.0010258 | 0.1777 |  | 81.08 | 1 | 173.2213 | 79038.3601 | 15 |  | 3704 | 3610731.2023 | Per End Use Consumption | GS | 0.536 | 0.638 | 0.811 | 0.882 | 1.033 | 1.022 | 1.038 | 1.051 | 1.035 | 1.017 | 0.878 | 0.562 | CwaNgs344 | CwaN | gs | 344 | [32 empty] | 0 | 0 | 0
345 | HVAC | Space Cooling | Data Center | Existing | Data Center Hot Cold Aisle | 0.20646 | 0.21948 |  | 1860 | 1 | 1.0631 | 9009.009 | 15 |  | 5000 | 24217.7662 | per server room | GS | 1 | 1 | 1 | 1 | 1 | 1 | 1 | 1 | 1 | 1 | 1 | 1 | CdaEgs345 | CdaE | gs | 345 | [32 empty] | 0.078359 | 0.0087154 | 0.0092309
345 | HVAC | Space Cooling | Data Center | New | Data Center Hot Cold Aisle | 0.20646 | 0.21948 |  | 1860 | 1 | 1.0631 | 9009.009 | 15 |  | 5000 | 24217.7662 | per server room | GS | 1 | 1 | 1 | 1 | 1 | 1 | 1 | 1 | 1 | 1 | 1 | 1 | CdaNgs345 | CdaN | gs | 345 | [32 empty] | 0.00051388 | 5.7156e-05 | 6.0536e-05
346 | HVAC | Space Cooling | Assembly | Turnover | High Efficiency Data Center Cooling | 4.4943 | 0 |  | 13494 | 1 | 0 | 3002.444 | 15 |  | 21860.28 | 4863.9593 | Per End Use Consumption | GS | 1 | 1 | 1 | 1 | 1 | 1 | 1 | 1 | 1 | 1 | 1 | 1 | CasTgs346 | CasT | gs | 346 | [32 empty] | 0 | 0 | 0
346 | HVAC | Space Cooling | Assembly | New | High Efficiency Data Center Cooling | 4.4943 | 0 |  | 13494 | 1 | 0 | 3002.444 | 15 |  | 21860.28 | 4863.9593 | Per End Use Consumption | GS | 1 | 1 | 1 | 1 | 1 | 1 | 1 | 1 | 1 | 1 | 1 | 1 | CasNgs346 | CasN | gs | 346 | [32 empty] | 0 | 0 | 0
346 | HVAC | Space Cooling | College and University | Turnover | High Efficiency Data Center Cooling | 2.7359 | 0 |  | 13494 | 1 | 0 | 4932.1338 | 15 |  | 21860.28 | 7990.0568 | Per End Use Consumption | GS | 1 | 1 | 1 | 1 | 1 | 1 | 1 | 1 | 1 | 1 | 1 | 1 | CcoTgs346 | CcoT | gs | 346 | [32 empty] | 2.8642 | 0.58071 | 0
346 | HVAC | Space Cooling | College and University | New | High Efficiency Data Center Cooling | 2.7359 | 0 |  | 13494 | 1 | 0 | 4932.1338 | 15 |  | 21860.28 | 7990.0568 | Per End Use Consumption | GS | 1 | 1 | 1 | 1 | 1 | 1 | 1 | 1 | 1 | 1 | 1 | 1 | CcoNgs346 | CcoN | gs | 346 | [32 empty] | 0.031591 | 0.006405 | 0
346 | HVAC | Space Cooling | Data Center | Turnover | High Efficiency Data Center Cooling | 2.7359 | 0 |  | 13494 | 1 | 0 | 4932.1338 | 15 |  | 21860.28 | 7990.0568 | Per End Use Consumption | GS | 1 | 1 | 1 | 1 | 1 | 1 | 1 | 1 | 1 | 1 | 1 | 1 | CdaTgs346 | CdaT | gs | 346 | [32 empty] | 0.010548 | 0.0021386 | 0
346 | HVAC | Space Cooling | Data Center | New | High Efficiency Data Center Cooling | 2.7359 | 0 |  | 13494 | 1 | 0 | 4932.1338 | 15 |  | 21860.28 | 7990.0568 | Per End Use Consumption | GS | 1 | 1 | 1 | 1 | 1 | 1 | 1 | 1 | 1 | 1 | 1 | 1 | CdaNgs346 | CdaN | gs | 346 | [32 empty] | 0.00011634 | 2.3588e-05 | 0
346 | HVAC | Space Cooling | Grocery | Turnover | High Efficiency Data Center Cooling | 1.4386 | 0 |  | 5073.01 | 1 | 0 | 3526.3542 | 15 |  | 8218.28 | 5712.6965 | Per End Use Consumption | GS | 1 | 1 | 1 | 1 | 1 | 1 | 1 | 1 | 1 | 1 | 1 | 1 | CgrTgs346 | CgrT | gs | 346 | [32 empty] | 0 | 0 | 0
346 | HVAC | Space Cooling | Grocery | New | High Efficiency Data Center Cooling | 1.4386 | 0 |  | 5073.01 | 1 | 0 | 3526.3542 | 15 |  | 8218.28 | 5712.6965 | Per End Use Consumption | GS | 1 | 1 | 1 | 1 | 1 | 1 | 1 | 1 | 1 | 1 | 1 | 1 | CgrNgs346 | CgrN | gs | 346 | [32 empty] | 0 | 0 | 0
346 | HVAC | Space Cooling | Healthcare | Turnover | High Efficiency Data Center Cooling | 2.1353 | 0 |  | 10531.76 | 1 | 0 | 4932.1338 | 15 |  | 17061.44 | 7990.0516 | Per End Use Consumption | GS | 1 | 1 | 1 | 1 | 1 | 1 | 1 | 1 | 1 | 1 | 1 | 1 | CheTgs346 | CheT | gs | 346 | [32 empty] | 14.8437 | 3.0096 | 0
346 | HVAC | Space Cooling | Healthcare | New | High Efficiency Data Center Cooling | 2.1353 | 0 |  | 10531.76 | 1 | 0 | 4932.1338 | 15 |  | 17061.44 | 7990.0516 | Per End Use Consumption | GS | 1 | 1 | 1 | 1 | 1 | 1 | 1 | 1 | 1 | 1 | 1 | 1 | CheNgs346 | CheN | gs | 346 | [32 empty] | 0.16372 | 0.033195 | 0
346 | HVAC | Space Cooling | Hospitals | Turnover | High Efficiency Data Center Cooling | 2.7359 | 0 |  | 13494 | 1 | 0 | 4932.1338 | 15 |  | 21860.28 | 7990.0568 | Per End Use Consumption | GS | 1 | 1 | 1 | 1 | 1 | 1 | 1 | 1 | 1 | 1 | 1 | 1 | ChoTgs346 | ChoT | gs | 346 | [32 empty] | 0.10862 | 0.022022 | 0
346 | HVAC | Space Cooling | Hospitals | New | High Efficiency Data Center Cooling | 2.7359 | 0 |  | 13494 | 1 | 0 | 4932.1338 | 15 |  | 21860.28 | 7990.0568 | Per End Use Consumption | GS | 1 | 1 | 1 | 1 | 1 | 1 | 1 | 1 | 1 | 1 | 1 | 1 | ChoNgs346 | ChoN | gs | 346 | [32 empty] | 0.0011411 | 0.00023136 | 0
346 | HVAC | Space Cooling | Institutional | Turnover | High Efficiency Data Center Cooling | 2.4986 | 0 |  | 12323.52 | 1 | 0 | 4932.1338 | 15 |  | 19964.1 | 7990.0559 | Per End Use Consumption | GS | 1 | 1 | 1 | 1 | 1 | 1 | 1 | 1 | 1 | 1 | 1 | 1 | CinTgs346 | CinT | gs | 346 | [32 empty] | 13.5204 | 2.7413 | 0
346 | HVAC | Space Cooling | Institutional | New | High Efficiency Data Center Cooling | 2.4986 | 0 |  | 12323.52 | 1 | 0 | 4932.1338 | 15 |  | 19964.1 | 7990.0559 | Per End Use Consumption | GS | 1 | 1 | 1 | 1 | 1 | 1 | 1 | 1 | 1 | 1 | 1 | 1 | CinNgs346 | CinN | gs | 346 | [32 empty] | 0.14913 | 0.030235 | 0
346 | HVAC | Space Cooling | Lodging/Hospitality | Turnover | High Efficiency Data Center Cooling | 2.5842 | 0 |  | 13494 | 1 | 0 | 5221.6594 | 15 |  | 21860.28 | 8459.0883 | Per End Use Consumption | GS | 1 | 1 | 1 | 1 | 1 | 1 | 1 | 1 | 1 | 1 | 1 | 1 | CloTgs346 | CloT | gs | 346 | [32 empty] | 0 | 0 | 0
346 | HVAC | Space Cooling | Lodging/Hospitality | New | High Efficiency Data Center Cooling | 2.5842 | 0 |  | 13494 | 1 | 0 | 5221.6594 | 15 |  | 21860.28 | 8459.0883 | Per End Use Consumption | GS | 1 | 1 | 1 | 1 | 1 | 1 | 1 | 1 | 1 | 1 | 1 | 1 | CloNgs346 | CloN | gs | 346 | [32 empty] | 0 | 0 | 0
346 | HVAC | Space Cooling | Miscellaneous | Turnover | High Efficiency Data Center Cooling | 4.4943 | 0 |  | 13494 | 1 | 0 | 3002.444 | 15 |  | 21860.28 | 4863.9593 | Per End Use Consumption | GS | 1 | 1 | 1 | 1 | 1 | 1 | 1 | 1 | 1 | 1 | 1 | 1 | CmiTgs346 | CmiT | gs | 346 | [32 empty] | 0 | 0 | 0
346 | HVAC | Space Cooling | Miscellaneous | New | High Efficiency Data Center Cooling | 4.4943 | 0 |  | 13494 | 1 | 0 | 3002.444 | 15 |  | 21860.28 | 4863.9593 | Per End Use Consumption | GS | 1 | 1 | 1 | 1 | 1 | 1 | 1 | 1 | 1 | 1 | 1 | 1 | CmiNgs346 | CmiN | gs | 346 | [32 empty] | 0 | 0 | 0
346 | HVAC | Space Cooling | Offices | Turnover | High Efficiency Data Center Cooling | 4.4943 | 0 |  | 13494 | 1 | 0 | 3002.444 | 15 |  | 21860.28 | 4863.9593 | Per End Use Consumption | GS | 1 | 1 | 1 | 1 | 1 | 1 | 1 | 1 | 1 | 1 | 1 | 1 | CofTgs346 | CofT | gs | 346 | [32 empty] | 85.3175 | 28.416 | 0
346 | HVAC | Space Cooling | Offices | New | High Efficiency Data Center Cooling | 4.4943 | 0 |  | 13494 | 1 | 0 | 3002.444 | 15 |  | 21860.28 | 4863.9593 | Per End Use Consumption | GS | 1 | 1 | 1 | 1 | 1 | 1 | 1 | 1 | 1 | 1 | 1 | 1 | CofNgs346 | CofN | gs | 346 | [32 empty] | 0.94102 | 0.31342 | 0
346 | HVAC | Space Cooling | Restaurants | Turnover | High Efficiency Data Center Cooling | 3.8266 | 0 |  | 13494 | 1 | 0 | 3526.3542 | 15 |  | 21860.28 | 5712.6938 | Per End Use Consumption | GS | 1 | 1 | 1 | 1 | 1 | 1 | 1 | 1 | 1 | 1 | 1 | 1 | CreTgs346 | CreT | gs | 346 | [32 empty] | 0 | 0 | 0
346 | HVAC | Space Cooling | Restaurants | New | High Efficiency Data Center Cooling | 3.8266 | 0 |  | 13494 | 1 | 0 | 3526.3542 | 15 |  | 21860.28 | 5712.6938 | Per End Use Consumption | GS | 1 | 1 | 1 | 1 | 1 | 1 | 1 | 1 | 1 | 1 | 1 | 1 | CreNgs346 | CreN | gs | 346 | [32 empty] | 0 | 0 | 0
346 | HVAC | Space Cooling | Retail | Turnover | High Efficiency Data Center Cooling | 4.4943 | 0 |  | 13494 | 1 | 0 | 3002.444 | 15 |  | 21860.28 | 4863.9593 | Per End Use Consumption | GS | 1 | 1 | 1 | 1 | 1 | 1 | 1 | 1 | 1 | 1 | 1 | 1 | CrtTgs346 | CrtT | gs | 346 | [32 empty] | 0 | 0 | 0
346 | HVAC | Space Cooling | Retail | New | High Efficiency Data Center Cooling | 4.4943 | 0 |  | 13494 | 1 | 0 | 3002.444 | 15 |  | 21860.28 | 4863.9593 | Per End Use Consumption | GS | 1 | 1 | 1 | 1 | 1 | 1 | 1 | 1 | 1 | 1 | 1 | 1 | CrtNgs346 | CrtN | gs | 346 | [32 empty] | 0 | 0 | 0
346 | HVAC | Space Cooling | Schools K-12 | Turnover | High Efficiency Data Center Cooling | 4.4943 | 0 |  | 13494 | 1 | 0 | 3002.444 | 15 |  | 21860.28 | 4863.9593 | Per End Use Consumption | GS | 1 | 1 | 1 | 1 | 1 | 1 | 1 | 1 | 1 | 1 | 1 | 1 | CscTgs346 | CscT | gs | 346 | [32 empty] | 1.2555 | 0.41817 | 0
346 | HVAC | Space Cooling | Schools K-12 | New | High Efficiency Data Center Cooling | 4.4943 | 0 |  | 13494 | 1 | 0 | 3002.444 | 15 |  | 21860.28 | 4863.9593 | Per End Use Consumption | GS | 1 | 1 | 1 | 1 | 1 | 1 | 1 | 1 | 1 | 1 | 1 | 1 | CscNgs346 | CscN | gs | 346 | [32 empty] | 0.013848 | 0.0046123 | 0
346 | HVAC | Space Cooling | Warehouse | Turnover | High Efficiency Data Center Cooling | 3.2317 | 0 |  | 9702.98 | 1 | 0 | 3002.444 | 15 |  | 15718.83 | 4863.96 | Per End Use Consumption | GS | 1 | 1 | 1 | 1 | 1 | 1 | 1 | 1 | 1 | 1 | 1 | 1 | CwaTgs346 | CwaT | gs | 346 | [32 empty] | 0 | 0 | 0
346 | HVAC | Space Cooling | Warehouse | New | High Efficiency Data Center Cooling | 3.2317 | 0 |  | 9702.98 | 1 | 0 | 3002.444 | 15 |  | 15718.83 | 4863.96 | Per End Use Consumption | GS | 1 | 1 | 1 | 1 | 1 | 1 | 1 | 1 | 1 | 1 | 1 | 1 | CwaNgs346 | CwaN | gs | 346 | [32 empty] | 0 | 0 | 0
347 | HVAC | Ventilation | Assembly | Existing | Demand Controlled Ventilation | 1.3626 | 0.97034 |  | 4831.35 | 1 | 0.7121 | 3545.5611 | 10 |  | 5789.57 | 4248.7657 | Per End Use Consumption | GS | 1 | 1 | 1 | 1 | 1 | 1 | 1 | 1 | 1 | 1 | 1 | 1 | CasEgs347 | CasE | gs | 347 | [32 empty] | 18.3023 | 5.162 | 3.6759
347 | HVAC | Ventilation | Assembly | New | Demand Controlled Ventilation | 1.3626 | 0.97034 |  | 4831.35 | 1 | 0.7121 | 3545.5611 | 10 |  | 5789.57 | 4248.7657 | Per End Use Consumption | GS | 1 | 1 | 1 | 1 | 1 | 1 | 1 | 1 | 1 | 1 | 1 | 1 | CasNgs347 | CasN | gs | 347 | [32 empty] | 0.20187 | 0.056936 | 0.040544
347 | HVAC | Ventilation | College and University | Existing | Demand Controlled Ventilation | 1.6055 | 1.2677 |  | 11000.51 | 1 | 0.7896 | 6851.7404 | 10 |  | 9059.74 | 5642.919 | Per End Use Consumption | GS | 1 | 1 | 1 | 1 | 1 | 1 | 1 | 1 | 1 | 1 | 1 | 1 | CcoEgs347 | CcoE | gs | 347 | [32 empty] | 6.161 | 0.89919 | 0.70999
347 | HVAC | Ventilation | College and University | New | Demand Controlled Ventilation | 1.6055 | 1.2677 |  | 11000.51 | 1 | 0.7896 | 6851.7404 | 10 |  | 9059.74 | 5642.919 | Per End Use Consumption | GS | 1 | 1 | 1 | 1 | 1 | 1 | 1 | 1 | 1 | 1 | 1 | 1 | CcoNgs347 | CcoN | gs | 347 | [32 empty] | 0.067954 | 0.0099177 | 0.007831
347 | HVAC | Ventilation | Data Center | Existing | Demand Controlled Ventilation | 6.8786 | 5.4313 |  | 47130.17 | 1 | 0.7896 | 6851.7404 | 10 |  | 38815.18 | 5642.9149 | Per End Use Consumption | GS | 1 | 1 | 1 | 1 | 1 | 1 | 1 | 1 | 1 | 1 | 1 | 1 | CdaEgs347 | CdaE | gs | 347 | [32 empty] | 0 | 0 | 0
347 | HVAC | Ventilation | Data Center | New | Demand Controlled Ventilation | 6.8786 | 5.4313 |  | 47130.17 | 1 | 0.7896 | 6851.7404 | 10 |  | 38815.18 | 5642.9149 | Per End Use Consumption | GS | 1 | 1 | 1 | 1 | 1 | 1 | 1 | 1 | 1 | 1 | 1 | 1 | CdaNgs347 | CdaN | gs | 347 | [32 empty] | 0 | 0 | 0
347 | HVAC | Ventilation | Grocery | Existing | Demand Controlled Ventilation | 0.26653 | 0.19852 |  | 1201.18 | 1 | 0.74481 | 4506.7038 | 10 |  | 989.26 | 3711.6018 | Per End Use Consumption | GS | 1 | 1 | 1 | 1 | 1 | 1 | 1 | 1 | 1 | 1 | 1 | 1 | CgrEgs347 | CgrE | gs | 347 | [32 empty] | 0 | 0 | 0
347 | HVAC | Ventilation | Grocery | New | Demand Controlled Ventilation | 0.26653 | 0.19852 |  | 1201.18 | 1 | 0.74481 | 4506.7038 | 10 |  | 989.26 | 3711.6018 | Per End Use Consumption | GS | 1 | 1 | 1 | 1 | 1 | 1 | 1 | 1 | 1 | 1 | 1 | 1 | CgrNgs347 | CgrN | gs | 347 | [32 empty] | 0 | 0 | 0
347 | HVAC | Ventilation | Healthcare | Existing | Demand Controlled Ventilation | 0.62744 | 0.49543 |  | 4299.08 | 1 | 0.7896 | 6851.7404 | 10 |  | 3540.61 | 5642.9145 | Per End Use Consumption | GS | 1 | 1 | 1 | 1 | 1 | 1 | 1 | 1 | 1 | 1 | 1 | 1 | CheEgs347 | CheE | gs | 347 | [32 empty] | 0 | 0 | 0
347 | HVAC | Ventilation | Healthcare | New | Demand Controlled Ventilation | 0.62744 | 0.49543 |  | 4299.08 | 1 | 0.7896 | 6851.7404 | 10 |  | 3540.61 | 5642.9145 | Per End Use Consumption | GS | 1 | 1 | 1 | 1 | 1 | 1 | 1 | 1 | 1 | 1 | 1 | 1 | CheNgs347 | CheN | gs | 347 | [32 empty] | 0 | 0 | 0
347 | HVAC | Ventilation | Hospitals | Existing | Demand Controlled Ventilation | 12.4121 | 9.8006 |  | 85044.68 | 1 | 0.7896 | 6851.7404 | 10 |  | 70040.58 | 5642.9147 | Per End Use Consumption | GS | 1 | 1 | 1 | 1 | 1 | 1 | 1 | 1 | 1 | 1 | 1 | 1 | ChoEgs347 | ChoE | gs | 347 | [32 empty] | 0 | 0 | 0
347 | HVAC | Ventilation | Hospitals | New | Demand Controlled Ventilation | 12.4121 | 9.8006 |  | 85044.68 | 1 | 0.7896 | 6851.7404 | 10 |  | 70040.58 | 5642.9147 | Per End Use Consumption | GS | 1 | 1 | 1 | 1 | 1 | 1 | 1 | 1 | 1 | 1 | 1 | 1 | ChoNgs347 | ChoN | gs | 347 | [32 empty] | 0 | 0 | 0
347 | HVAC | Ventilation | Institutional | Existing | Demand Controlled Ventilation | 0.53595 | 0.42318 |  | 3672.16 | 1 | 0.7896 | 6851.7404 | 10 |  | 4624.22 | 8628.1521 | Per End Use Consumption | GS | 1 | 1 | 1 | 1 | 1 | 1 | 1 | 1 | 1 | 1 | 1 | 1 | CinEgs347 | CinE | gs | 347 | [32 empty] | 4.6803 | 0.68308 | 0.53936
347 | HVAC | Ventilation | Institutional | New | Demand Controlled Ventilation | 0.53595 | 0.42318 |  | 3672.16 | 1 | 0.7896 | 6851.7404 | 10 |  | 4624.22 | 8628.1521 | Per End Use Consumption | GS | 1 | 1 | 1 | 1 | 1 | 1 | 1 | 1 | 1 | 1 | 1 | 1 | CinNgs347 | CinN | gs | 347 | [32 empty] | 0.051622 | 0.0075342 | 0.0059489
347 | HVAC | Ventilation | Lodging/Hospitality | Existing | Demand Controlled Ventilation | 3.5473 | 1.4563 |  | 19590.55 | 1 | 0.41054 | 5522.7016 | 10 |  | 16134.26 | 4548.3513 | Per End Use Consumption | GS | 1 | 1 | 1 | 1 | 1 | 1 | 1 | 1 | 1 | 1 | 1 | 1 | CloEgs347 | CloE | gs | 347 | [32 empty] | 0 | 0 | 0
347 | HVAC | Ventilation | Lodging/Hospitality | New | Demand Controlled Ventilation | 3.5473 | 1.4563 |  | 19590.55 | 1 | 0.41054 | 5522.7016 | 10 |  | 16134.26 | 4548.3513 | Per End Use Consumption | GS | 1 | 1 | 1 | 1 | 1 | 1 | 1 | 1 | 1 | 1 | 1 | 1 | CloNgs347 | CloN | gs | 347 | [32 empty] | 0 | 0 | 0
347 | HVAC | Ventilation | Miscellaneous | Existing | Demand Controlled Ventilation | 3.0034 | 2.1387 |  | 10648.57 | 1 | 0.7121 | 3545.5611 | 10 |  | 12557.99 | 4181.324 | Per End Use Consumption | GS | 1 | 1 | 1 | 1 | 1 | 1 | 1 | 1 | 1 | 1 | 1 | 1 | CmiEgs347 | CmiE | gs | 347 | [32 empty] | 61.9802 | 17.4811 | 12.4482
347 | HVAC | Ventilation | Miscellaneous | New | Demand Controlled Ventilation | 3.0034 | 2.1387 |  | 10648.57 | 1 | 0.7121 | 3545.5611 | 10 |  | 12557.99 | 4181.324 | Per End Use Consumption | GS | 1 | 1 | 1 | 1 | 1 | 1 | 1 | 1 | 1 | 1 | 1 | 1 | CmiNgs347 | CmiN | gs | 347 | [32 empty] | 0.68362 | 0.19281 | 0.1373
347 | HVAC | Ventilation | Offices | Existing | Demand Controlled Ventilation | 2.2548 | 1.6057 |  | 7994.63 | 1 | 0.7121 | 3545.5611 | 10 |  | 6584.17 | 2920.0322 | Per End Use Consumption | GS | 1 | 1 | 1 | 1 | 1 | 1 | 1 | 1 | 1 | 1 | 1 | 1 | CofEgs347 | CofE | gs | 347 | [32 empty] | 0 | 0 | 0
347 | HVAC | Ventilation | Offices | New | Demand Controlled Ventilation | 2.2548 | 1.6057 |  | 7994.63 | 1 | 0.7121 | 3545.5611 | 10 |  | 6584.17 | 2920.0322 | Per End Use Consumption | GS | 1 | 1 | 1 | 1 | 1 | 1 | 1 | 1 | 1 | 1 | 1 | 1 | CofNgs347 | CofN | gs | 347 | [32 empty] | 0 | 0 | 0
347 | HVAC | Ventilation | Restaurants | Existing | Demand Controlled Ventilation | 0.49943 | 0.37198 |  | 2250.8 | 1 | 0.74481 | 4506.7038 | 10 |  | 1853.7 | 3711.6034 | Per End Use Consumption | GS | 1 | 1 | 1 | 1 | 1 | 1 | 1 | 1 | 1 | 1 | 1 | 1 | CreEgs347 | CreE | gs | 347 | [32 empty] | 0 | 0 | 0
347 | HVAC | Ventilation | Restaurants | New | Demand Controlled Ventilation | 0.49943 | 0.37198 |  | 2250.8 | 1 | 0.74481 | 4506.7038 | 10 |  | 1853.7 | 3711.6034 | Per End Use Consumption | GS | 1 | 1 | 1 | 1 | 1 | 1 | 1 | 1 | 1 | 1 | 1 | 1 | CreNgs347 | CreN | gs | 347 | [32 empty] | 0 | 0 | 0
347 | HVAC | Ventilation | Retail | Existing | Demand Controlled Ventilation | 2.9685 | 2.1139 |  | 10525.09 | 1 | 0.7121 | 3545.5611 | 10 |  | 8668.19 | 2920.0318 | Per End Use Consumption | GS | 1 | 1 | 1 | 1 | 1 | 1 | 1 | 1 | 1 | 1 | 1 | 1 | CrtEgs347 | CrtE | gs | 347 | [32 empty] | 0 | 0 | 0
347 | HVAC | Ventilation | Retail | New | Demand Controlled Ventilation | 2.9685 | 2.1139 |  | 10525.09 | 1 | 0.7121 | 3545.5611 | 10 |  | 8668.19 | 2920.0318 | Per End Use Consumption | GS | 1 | 1 | 1 | 1 | 1 | 1 | 1 | 1 | 1 | 1 | 1 | 1 | CrtNgs347 | CrtN | gs | 347 | [32 empty] | 0 | 0 | 0
347 | HVAC | Ventilation | Schools K-12 | Existing | Demand Controlled Ventilation | 4.2127 | 2.9999 |  | 14936.48 | 1 | 0.7121 | 3545.5611 | 10 |  | 12301.3 | 2920.0328 | Per End Use Consumption | GS | 1 | 1 | 1 | 1 | 1 | 1 | 1 | 1 | 1 | 1 | 1 | 1 | CscEgs347 | CscE | gs | 347 | [32 empty] | 4.9679 | 1.4012 | 0.99777
347 | HVAC | Ventilation | Schools K-12 | New | Demand Controlled Ventilation | 4.2127 | 2.9999 |  | 14936.48 | 1 | 0.7121 | 3545.5611 | 10 |  | 12301.3 | 2920.0328 | Per End Use Consumption | GS | 1 | 1 | 1 | 1 | 1 | 1 | 1 | 1 | 1 | 1 | 1 | 1 | CscNgs347 | CscN | gs | 347 | [32 empty] | 0.054795 | 0.015454 | 0.011005
347 | HVAC | Ventilation | Warehouse | Existing | Demand Controlled Ventilation | 0.6702 | 0.47725 |  | 2376.24 | 1 | 0.7121 | 3545.5611 | 10 |  | 7356.11 | 10975.9694 | Per End Use Consumption | GS | 1 | 1 | 1 | 1 | 1 | 1 | 1 | 1 | 1 | 1 | 1 | 1 | CwaEgs347 | CwaE | gs | 347 | [32 empty] | 0.58657 | 0.16544 | 0.11781
347 | HVAC | Ventilation | Warehouse | New | Demand Controlled Ventilation | 0.6702 | 0.47725 |  | 2376.24 | 1 | 0.7121 | 3545.5611 | 10 |  | 7356.11 | 10975.9694 | Per End Use Consumption | GS | 1 | 1 | 1 | 1 | 1 | 1 | 1 | 1 | 1 | 1 | 1 | 1 | CwaNgs347 | CwaN | gs | 347 | [32 empty] | 0.0064697 | 0.0018247 | 0.0012994
348 | HVAC | Ventilation | Assembly | Existing | Destratification Fans | 0 | 21.8474 |  | 9589.97 | 0 | 21.8474 | 9589.97 | 10 |  | 6919 | 6919 | Per Fan | GS | 1 | 1 | 1 | 1 | 1 | 1 | 1 | 1 | 1 | 1 | 1 | 1 | CasEgs348 | CasE | gs | 348 | [32 empty] | 0 | 0 | 0
348 | HVAC | Ventilation | Assembly | New | Destratification Fans | 0 | 21.8474 |  | 9589.97 | 0 | 21.8474 | 9589.97 | 10 |  | 6919 | 6919 | Per Fan | GS | 1 | 1 | 1 | 1 | 1 | 1 | 1 | 1 | 1 | 1 | 1 | 1 | CasNgs348 | CasN | gs | 348 | [32 empty] | 0 | 0 | 0
348 | HVAC | Ventilation | College and University | Existing | Destratification Fans | 0 | 1.845 |  | 9589.97 | 0 | 1.845 | 9589.97 | 10 |  | 6919 | 6919 | Per Fan | GS | 1 | 1 | 1 | 1 | 1 | 1 | 1 | 1 | 1 | 1 | 1 | 1 | CcoEgs348 | CcoE | gs | 348 | [32 empty] | 0 | 0 | 0
348 | HVAC | Ventilation | College and University | New | Destratification Fans | 0 | 1.845 |  | 9589.97 | 0 | 1.845 | 9589.97 | 10 |  | 6919 | 6919 | Per Fan | GS | 1 | 1 | 1 | 1 | 1 | 1 | 1 | 1 | 1 | 1 | 1 | 1 | CcoNgs348 | CcoN | gs | 348 | [32 empty] | 0 | 0 | 0
348 | HVAC | Ventilation | Data Center | Existing | Destratification Fans | 0 | 1.845 |  | 9589.97 | 0 | 1.845 | 9589.97 | 10 |  | 6919 | 6919 | Per Fan | GS | 1 | 1 | 1 | 1 | 1 | 1 | 1 | 1 | 1 | 1 | 1 | 1 | CdaEgs348 | CdaE | gs | 348 | [32 empty] | 0 | 0 | 0
348 | HVAC | Ventilation | Data Center | New | Destratification Fans | 0 | 1.845 |  | 9589.97 | 0 | 1.845 | 9589.97 | 10 |  | 6919 | 6919 | Per Fan | GS | 1 | 1 | 1 | 1 | 1 | 1 | 1 | 1 | 1 | 1 | 1 | 1 | CdaNgs348 | CdaN | gs | 348 | [32 empty] | 0 | 0 | 0
348 | HVAC | Ventilation | Grocery | Existing | Destratification Fans | 0 | 7.3703 |  | 9589.97 | 0 | 7.3703 | 9589.97 | 10 |  | 6919 | 6919 | Per Fan | GS | 1 | 1 | 1 | 1 | 1 | 1 | 1 | 1 | 1 | 1 | 1 | 1 | CgrEgs348 | CgrE | gs | 348 | [32 empty] | 0 | 0 | 0
348 | HVAC | Ventilation | Grocery | New | Destratification Fans | 0 | 7.3703 |  | 9589.97 | 0 | 7.3703 | 9589.97 | 10 |  | 6919 | 6919 | Per Fan | GS | 1 | 1 | 1 | 1 | 1 | 1 | 1 | 1 | 1 | 1 | 1 | 1 | CgrNgs348 | CgrN | gs | 348 | [32 empty] | 0 | 0 | 0
348 | HVAC | Ventilation | Healthcare | Existing | Destratification Fans | 0 | 1.845 |  | 9589.97 | 0 | 1.845 | 9589.97 | 10 |  | 6919 | 6919 | Per Fan | GS | 1 | 1 | 1 | 1 | 1 | 1 | 1 | 1 | 1 | 1 | 1 | 1 | CheEgs348 | CheE | gs | 348 | [32 empty] | 0 | 0 | 0
348 | HVAC | Ventilation | Healthcare | New | Destratification Fans | 0 | 1.845 |  | 9589.97 | 0 | 1.845 | 9589.97 | 10 |  | 6919 | 6919 | Per Fan | GS | 1 | 1 | 1 | 1 | 1 | 1 | 1 | 1 | 1 | 1 | 1 | 1 | CheNgs348 | CheN | gs | 348 | [32 empty] | 0 | 0 | 0
348 | HVAC | Ventilation | Hospitals | Existing | Destratification Fans | 0 | 1.845 |  | 9589.97 | 0 | 1.845 | 9589.97 | 10 |  | 6919 | 6919 | Per Fan | GS | 1 | 1 | 1 | 1 | 1 | 1 | 1 | 1 | 1 | 1 | 1 | 1 | ChoEgs348 | ChoE | gs | 348 | [32 empty] | 0 | 0 | 0
348 | HVAC | Ventilation | Hospitals | New | Destratification Fans | 0 | 1.845 |  | 9589.97 | 0 | 1.845 | 9589.97 | 10 |  | 6919 | 6919 | Per Fan | GS | 1 | 1 | 1 | 1 | 1 | 1 | 1 | 1 | 1 | 1 | 1 | 1 | ChoNgs348 | ChoN | gs | 348 | [32 empty] | 0 | 0 | 0
348 | HVAC | Ventilation | Institutional | Existing | Destratification Fans | 0 | 1.845 |  | 9589.97 | 0 | 1.845 | 9589.97 | 10 |  | 6919 | 6919 | Per Fan | GS | 1 | 1 | 1 | 1 | 1 | 1 | 1 | 1 | 1 | 1 | 1 | 1 | CinEgs348 | CinE | gs | 348 | [32 empty] | 0 | 0 | 0
348 | HVAC | Ventilation | Institutional | New | Destratification Fans | 0 | 1.845 |  | 9589.97 | 0 | 1.845 | 9589.97 | 10 |  | 6919 | 6919 | Per Fan | GS | 1 | 1 | 1 | 1 | 1 | 1 | 1 | 1 | 1 | 1 | 1 | 1 | CinNgs348 | CinN | gs | 348 | [32 empty] | 0 | 0 | 0
348 | HVAC | Ventilation | Lodging/Hospitality | Existing | Destratification Fans | 0 | 6.317 |  | 9589.97 | 0 | 6.317 | 9589.97 | 10 |  | 6919 | 6919 | Per Fan | GS | 1 | 1 | 1 | 1 | 1 | 1 | 1 | 1 | 1 | 1 | 1 | 1 | CloEgs348 | CloE | gs | 348 | [32 empty] | 0 | 0 | 0
348 | HVAC | Ventilation | Lodging/Hospitality | New | Destratification Fans | 0 | 6.317 |  | 9589.97 | 0 | 6.317 | 9589.97 | 10 |  | 6919 | 6919 | Per Fan | GS | 1 | 1 | 1 | 1 | 1 | 1 | 1 | 1 | 1 | 1 | 1 | 1 | CloNgs348 | CloN | gs | 348 | [32 empty] | 0 | 0 | 0
348 | HVAC | Ventilation | Miscellaneous | Existing | Destratification Fans | 0 | 21.8474 |  | 9589.97 | 0 | 21.8474 | 9589.97 | 10 |  | 6919 | 6919 | Per Fan | GS | 1 | 1 | 1 | 1 | 1 | 1 | 1 | 1 | 1 | 1 | 1 | 1 | CmiEgs348 | CmiE | gs | 348 | [32 empty] | 0 | 0 | 0
348 | HVAC | Ventilation | Miscellaneous | New | Destratification Fans | 0 | 21.8474 |  | 9589.97 | 0 | 21.8474 | 9589.97 | 10 |  | 6919 | 6919 | Per Fan | GS | 1 | 1 | 1 | 1 | 1 | 1 | 1 | 1 | 1 | 1 | 1 | 1 | CmiNgs348 | CmiN | gs | 348 | [32 empty] | 0 | 0 | 0
348 | HVAC | Ventilation | Offices | Existing | Destratification Fans | 0 | 21.8474 |  | 9589.97 | 0 | 21.8474 | 9589.97 | 10 |  | 6919 | 6919 | Per Fan | GS | 1 | 1 | 1 | 1 | 1 | 1 | 1 | 1 | 1 | 1 | 1 | 1 | CofEgs348 | CofE | gs | 348 | [32 empty] | 0 | 0 | 0
348 | HVAC | Ventilation | Offices | New | Destratification Fans | 0 | 21.8474 |  | 9589.97 | 0 | 21.8474 | 9589.97 | 10 |  | 6919 | 6919 | Per Fan | GS | 1 | 1 | 1 | 1 | 1 | 1 | 1 | 1 | 1 | 1 | 1 | 1 | CofNgs348 | CofN | gs | 348 | [32 empty] | 0 | 0 | 0
348 | HVAC | Ventilation | Restaurants | Existing | Destratification Fans | 0 | 7.3703 |  | 9589.97 | 0 | 7.3703 | 9589.97 | 10 |  | 6919 | 6919 | Per Fan | GS | 1 | 1 | 1 | 1 | 1 | 1 | 1 | 1 | 1 | 1 | 1 | 1 | CreEgs348 | CreE | gs | 348 | [32 empty] | 0 | 0 | 0
348 | HVAC | Ventilation | Restaurants | New | Destratification Fans | 0 | 7.3703 |  | 9589.97 | 0 | 7.3703 | 9589.97 | 10 |  | 6919 | 6919 | Per Fan | GS | 1 | 1 | 1 | 1 | 1 | 1 | 1 | 1 | 1 | 1 | 1 | 1 | CreNgs348 | CreN | gs | 348 | [32 empty] | 0 | 0 | 0
348 | HVAC | Ventilation | Retail | Existing | Destratification Fans | 0 | 21.8474 |  | 9589.97 | 0 | 21.8474 | 9589.97 | 10 |  | 6919 | 6919 | Per Fan | GS | 1 | 1 | 1 | 1 | 1 | 1 | 1 | 1 | 1 | 1 | 1 | 1 | CrtEgs348 | CrtE | gs | 348 | [32 empty] | 0 | 0 | 0
348 | HVAC | Ventilation | Retail | New | Destratification Fans | 0 | 21.8474 |  | 9589.97 | 0 | 21.8474 | 9589.97 | 10 |  | 6919 | 6919 | Per Fan | GS | 1 | 1 | 1 | 1 | 1 | 1 | 1 | 1 | 1 | 1 | 1 | 1 | CrtNgs348 | CrtN | gs | 348 | [32 empty] | 0 | 0 | 0
348 | HVAC | Ventilation | Schools K-12 | Existing | Destratification Fans | 0 | 21.8474 |  | 9589.97 | 0 | 21.8474 | 9589.97 | 10 |  | 6919 | 6919 | Per Fan | GS | 1 | 1 | 1 | 1 | 1 | 1 | 1 | 1 | 1 | 1 | 1 | 1 | CscEgs348 | CscE | gs | 348 | [32 empty] | 0 | 0 | 0
348 | HVAC | Ventilation | Schools K-12 | New | Destratification Fans | 0 | 21.8474 |  | 9589.97 | 0 | 21.8474 | 9589.97 | 10 |  | 6919 | 6919 | Per Fan | GS | 1 | 1 | 1 | 1 | 1 | 1 | 1 | 1 | 1 | 1 | 1 | 1 | CscNgs348 | CscN | gs | 348 | [32 empty] | 0 | 0 | 0
348 | HVAC | Ventilation | Warehouse | Existing | Destratification Fans | 0 | 21.8474 |  | 9589.97 | 0 | 21.8474 | 9589.97 | 10 |  | 6919 | 6919 | Per Fan | GS | 1 | 1 | 1 | 1 | 1 | 1 | 1 | 1 | 1 | 1 | 1 | 1 | CwaEgs348 | CwaE | gs | 348 | [32 empty] | 10.0279 | 0 | 22.845
348 | HVAC | Ventilation | Warehouse | New | Destratification Fans | 0 | 21.8474 |  | 9589.97 | 0 | 21.8474 | 9589.97 | 10 |  | 6919 | 6919 | Per Fan | GS | 1 | 1 | 1 | 1 | 1 | 1 | 1 | 1 | 1 | 1 | 1 | 1 | CwaNgs348 | CwaN | gs | 348 | [32 empty] | 0.1106 | 0 | 0.25197
349 | HVAC | Ventilation | Assembly | Existing | Energy Recovery Ventilation System (ERV) | 1.5527 | 0 |  | 4662 | 1 | 0 | 3002.4418 | 15 |  | 11580 | 7457.8027 | Per End Use Consumption | GS | 1.4643 | 1.391 | 1.4253 | 1.4319 | 1.4238 | 1.3901 | 1.2504 | 1.3782 | 1.4309 | 1.4735 | 1.4117 | 1.4938 | CasEgs349 | CasE | gs | 349 | [32 empty] | 26.5952 | 8.8579 | 0
349 | HVAC | Ventilation | Assembly | New | Energy Recovery Ventilation System (ERV) | 1.5527 | 0 |  | 4662 | 1 | 0 | 3002.4418 | 15 |  | 11580 | 7457.8027 | Per End Use Consumption | GS | 1.4643 | 1.391 | 1.4253 | 1.4319 | 1.4238 | 1.3901 | 1.2504 | 1.3782 | 1.4309 | 1.4735 | 1.4117 | 1.4938 | CasNgs349 | CasN | gs | 349 | [32 empty] | 0.29334 | 0.097699 | 0
349 | HVAC | Ventilation | College and University | Existing | Energy Recovery Ventilation System (ERV) | 0.94523 | 0 |  | 4662 | 1 | 0 | 4932.1455 | 15 |  | 11580 | 12251.0178 | Per End Use Consumption | GS | 1.4643 | 1.391 | 1.4253 | 1.4319 | 1.4238 | 1.3901 | 1.2504 | 1.3782 | 1.4309 | 1.4735 | 1.4117 | 1.4938 | CcoEgs349 | CcoE | gs | 349 | [32 empty] | 0.40552 | 0.082221 | 0
349 | HVAC | Ventilation | College and University | New | Energy Recovery Ventilation System (ERV) | 0.94523 | 0 |  | 4662 | 1 | 0 | 4932.1455 | 15 |  | 11580 | 12251.0178 | Per End Use Consumption | GS | 1.4643 | 1.391 | 1.4253 | 1.4319 | 1.4238 | 1.3901 | 1.2504 | 1.3782 | 1.4309 | 1.4735 | 1.4117 | 1.4938 | CcoNgs349 | CcoN | gs | 349 | [32 empty] | 0.0022426 | 0.00045469 | 0
349 | HVAC | Ventilation | Data Center | Existing | Energy Recovery Ventilation System (ERV) | 0.94523 | 0 |  | 4662 | 1 | 0 | 4932.1455 | 15 |  | 11580 | 12251.0178 | Per End Use Consumption | GS | 1.4643 | 1.391 | 1.4253 | 1.4319 | 1.4238 | 1.3901 | 1.2504 | 1.3782 | 1.4309 | 1.4735 | 1.4117 | 1.4938 | CdaEgs349 | CdaE | gs | 349 | [32 empty] | 0.006443 | 0.0013063 | 0
349 | HVAC | Ventilation | Data Center | New | Energy Recovery Ventilation System (ERV) | 0.94523 | 0 |  | 4662 | 1 | 0 | 4932.1455 | 15 |  | 11580 | 12251.0178 | Per End Use Consumption | GS | 1.4643 | 1.391 | 1.4253 | 1.4319 | 1.4238 | 1.3901 | 1.2504 | 1.3782 | 1.4309 | 1.4735 | 1.4117 | 1.4938 | CdaNgs349 | CdaN | gs | 349 | [32 empty] | 2.8808e-05 | 5.8408e-06 | 0
349 | HVAC | Ventilation | Grocery | Existing | Energy Recovery Ventilation System (ERV) | 1.322 | 0 |  | 4662 | 1 | 0 | 3526.3551 | 15 |  | 11580 | 8759.1575 | Per End Use Consumption | GS | 1.4643 | 1.391 | 1.4253 | 1.4319 | 1.4238 | 1.3901 | 1.2504 | 1.3782 | 1.4309 | 1.4735 | 1.4117 | 1.4938 | CgrEgs349 | CgrE | gs | 349 | [32 empty] | 8.4948 | 2.4089 | 0
349 | HVAC | Ventilation | Grocery | New | Energy Recovery Ventilation System (ERV) | 1.322 | 0 |  | 4662 | 1 | 0 | 3526.3551 | 15 |  | 11580 | 8759.1575 | Per End Use Consumption | GS | 1.4643 | 1.391 | 1.4253 | 1.4319 | 1.4238 | 1.3901 | 1.2504 | 1.3782 | 1.4309 | 1.4735 | 1.4117 | 1.4938 | CgrNgs349 | CgrN | gs | 349 | [32 empty] | 0.093694 | 0.02657 | 0
349 | HVAC | Ventilation | Healthcare | Existing | Energy Recovery Ventilation System (ERV) | 0.94523 | 0 |  | 4662 | 1 | 0 | 4932.1455 | 15 |  | 11580 | 12251.0178 | Per End Use Consumption | GS | 1.4643 | 1.391 | 1.4253 | 1.4319 | 1.4238 | 1.3901 | 1.2504 | 1.3782 | 1.4309 | 1.4735 | 1.4117 | 1.4938 | CheEgs349 | CheE | gs | 349 | [32 empty] | 0 | 0 | 0
349 | HVAC | Ventilation | Healthcare | New | Energy Recovery Ventilation System (ERV) | 0.94523 | 0 |  | 4662 | 1 | 0 | 4932.1455 | 15 |  | 11580 | 12251.0178 | Per End Use Consumption | GS | 1.4643 | 1.391 | 1.4253 | 1.4319 | 1.4238 | 1.3901 | 1.2504 | 1.3782 | 1.4309 | 1.4735 | 1.4117 | 1.4938 | CheNgs349 | CheN | gs | 349 | [32 empty] | 0 | 0 | 0
349 | HVAC | Ventilation | Hospitals | Existing | Energy Recovery Ventilation System (ERV) | 0.94523 | 0 |  | 4662 | 1 | 0 | 4932.1455 | 15 |  | 11580 | 12251.0178 | Per End Use Consumption | GS | 1.4643 | 1.391 | 1.4253 | 1.4319 | 1.4238 | 1.3901 | 1.2504 | 1.3782 | 1.4309 | 1.4735 | 1.4117 | 1.4938 | ChoEgs349 | ChoE | gs | 349 | [32 empty] | 0 | 0 | 0
349 | HVAC | Ventilation | Hospitals | New | Energy Recovery Ventilation System (ERV) | 0.94523 | 0 |  | 4662 | 1 | 0 | 4932.1455 | 15 |  | 11580 | 12251.0178 | Per End Use Consumption | GS | 1.4643 | 1.391 | 1.4253 | 1.4319 | 1.4238 | 1.3901 | 1.2504 | 1.3782 | 1.4309 | 1.4735 | 1.4117 | 1.4938 | ChoNgs349 | ChoN | gs | 349 | [32 empty] | 0 | 0 | 0
349 | HVAC | Ventilation | Institutional | Existing | Energy Recovery Ventilation System (ERV) | 0.94523 | 0 |  | 4662 | 1 | 0 | 4932.1455 | 15 |  | 11580 | 12251.0178 | Per End Use Consumption | GS | 1.4643 | 1.391 | 1.4253 | 1.4319 | 1.4238 | 1.3901 | 1.2504 | 1.3782 | 1.4309 | 1.4735 | 1.4117 | 1.4938 | CinEgs349 | CinE | gs | 349 | [32 empty] | 36.6734 | 7.4356 | 0
349 | HVAC | Ventilation | Institutional | New | Energy Recovery Ventilation System (ERV) | 0.94523 | 0 |  | 4662 | 1 | 0 | 4932.1455 | 15 |  | 11580 | 12251.0178 | Per End Use Consumption | GS | 1.4643 | 1.391 | 1.4253 | 1.4319 | 1.4238 | 1.3901 | 1.2504 | 1.3782 | 1.4309 | 1.4735 | 1.4117 | 1.4938 | CinNgs349 | CinN | gs | 349 | [32 empty] | 0.40449 | 0.082012 | 0
349 | HVAC | Ventilation | Lodging/Hospitality | Existing | Energy Recovery Ventilation System (ERV) | 0.89282 | 0 |  | 4662 | 1 | 0 | 5221.6713 | 15 |  | 11580 | 12970.1745 | Per End Use Consumption | GS | 1.4643 | 1.391 | 1.4253 | 1.4319 | 1.4238 | 1.3901 | 1.2504 | 1.3782 | 1.4309 | 1.4735 | 1.4117 | 1.4938 | CloEgs349 | CloE | gs | 349 | [32 empty] | 0.57636 | 0.11038 | 0
349 | HVAC | Ventilation | Lodging/Hospitality | New | Energy Recovery Ventilation System (ERV) | 0.89282 | 0 |  | 4662 | 1 | 0 | 5221.6713 | 15 |  | 11580 | 12970.1745 | Per End Use Consumption | GS | 1.4643 | 1.391 | 1.4253 | 1.4319 | 1.4238 | 1.3901 | 1.2504 | 1.3782 | 1.4309 | 1.4735 | 1.4117 | 1.4938 | CloNgs349 | CloN | gs | 349 | [32 empty] | 0.002395 | 0.00045867 | 0
349 | HVAC | Ventilation | Miscellaneous | Existing | Energy Recovery Ventilation System (ERV) | 1.5527 | 0 |  | 4662 | 1 | 0 | 3002.4418 | 15 |  | 11580 | 7457.8027 | Per End Use Consumption | GS | 1.4643 | 1.391 | 1.4253 | 1.4319 | 1.4238 | 1.3901 | 1.2504 | 1.3782 | 1.4309 | 1.4735 | 1.4117 | 1.4938 | CmiEgs349 | CmiE | gs | 349 | [32 empty] | 0 | 0 | 0
349 | HVAC | Ventilation | Miscellaneous | New | Energy Recovery Ventilation System (ERV) | 1.5527 | 0 |  | 4662 | 1 | 0 | 3002.4418 | 15 |  | 11580 | 7457.8027 | Per End Use Consumption | GS | 1.4643 | 1.391 | 1.4253 | 1.4319 | 1.4238 | 1.3901 | 1.2504 | 1.3782 | 1.4309 | 1.4735 | 1.4117 | 1.4938 | CmiNgs349 | CmiN | gs | 349 | [32 empty] | 0 | 0 | 0
349 | HVAC | Ventilation | Offices | Existing | Energy Recovery Ventilation System (ERV) | 1.5527 | 0 |  | 4662 | 1 | 0 | 3002.4418 | 15 |  | 11580 | 7457.8027 | Per End Use Consumption | GS | 1.4643 | 1.391 | 1.4253 | 1.4319 | 1.4238 | 1.3901 | 1.2504 | 1.3782 | 1.4309 | 1.4735 | 1.4117 | 1.4938 | CofEgs349 | CofE | gs | 349 | [32 empty] | 14.4802 | 4.8228 | 0
349 | HVAC | Ventilation | Offices | New | Energy Recovery Ventilation System (ERV) | 1.5527 | 0 |  | 4662 | 1 | 0 | 3002.4418 | 15 |  | 11580 | 7457.8027 | Per End Use Consumption | GS | 1.4643 | 1.391 | 1.4253 | 1.4319 | 1.4238 | 1.3901 | 1.2504 | 1.3782 | 1.4309 | 1.4735 | 1.4117 | 1.4938 | CofNgs349 | CofN | gs | 349 | [32 empty] | 0.072443 | 0.024128 | 0
349 | HVAC | Ventilation | Restaurants | Existing | Energy Recovery Ventilation System (ERV) | 1.322 | 0 |  | 4662 | 1 | 0 | 3526.3551 | 15 |  | 11580 | 8759.1575 | Per End Use Consumption | GS | 1.4643 | 1.391 | 1.4253 | 1.4319 | 1.4238 | 1.3901 | 1.2504 | 1.3782 | 1.4309 | 1.4735 | 1.4117 | 1.4938 | CreEgs349 | CreE | gs | 349 | [32 empty] | 3.3813 | 0.95888 | 0
349 | HVAC | Ventilation | Restaurants | New | Energy Recovery Ventilation System (ERV) | 1.322 | 0 |  | 4662 | 1 | 0 | 3526.3551 | 15 |  | 11580 | 8759.1575 | Per End Use Consumption | GS | 1.4643 | 1.391 | 1.4253 | 1.4319 | 1.4238 | 1.3901 | 1.2504 | 1.3782 | 1.4309 | 1.4735 | 1.4117 | 1.4938 | CreNgs349 | CreN | gs | 349 | [32 empty] | 0.018532 | 0.0052553 | 0
349 | HVAC | Ventilation | Retail | Existing | Energy Recovery Ventilation System (ERV) | 1.5527 | 0 |  | 4662 | 1 | 0 | 3002.4418 | 15 |  | 11580 | 7457.8027 | Per End Use Consumption | GS | 1.4643 | 1.391 | 1.4253 | 1.4319 | 1.4238 | 1.3901 | 1.2504 | 1.3782 | 1.4309 | 1.4735 | 1.4117 | 1.4938 | CrtEgs349 | CrtE | gs | 349 | [32 empty] | 4.6856 | 1.5606 | 0
349 | HVAC | Ventilation | Retail | New | Energy Recovery Ventilation System (ERV) | 1.5527 | 0 |  | 4662 | 1 | 0 | 3002.4418 | 15 |  | 11580 | 7457.8027 | Per End Use Consumption | GS | 1.4643 | 1.391 | 1.4253 | 1.4319 | 1.4238 | 1.3901 | 1.2504 | 1.3782 | 1.4309 | 1.4735 | 1.4117 | 1.4938 | CrtNgs349 | CrtN | gs | 349 | [32 empty] | 0.022772 | 0.0075845 | 0
349 | HVAC | Ventilation | Schools K-12 | Existing | Energy Recovery Ventilation System (ERV) | 1.5527 | 0 |  | 4662 | 1 | 0 | 3002.4418 | 15 |  | 11580 | 7457.8027 | Per End Use Consumption | GS | 1.4643 | 1.391 | 1.4253 | 1.4319 | 1.4238 | 1.3901 | 1.2504 | 1.3782 | 1.4309 | 1.4735 | 1.4117 | 1.4938 | CscEgs349 | CscE | gs | 349 | [32 empty] | 0.84529 | 0.28154 | 0
349 | HVAC | Ventilation | Schools K-12 | New | Energy Recovery Ventilation System (ERV) | 1.5527 | 0 |  | 4662 | 1 | 0 | 3002.4418 | 15 |  | 11580 | 7457.8027 | Per End Use Consumption | GS | 1.4643 | 1.391 | 1.4253 | 1.4319 | 1.4238 | 1.3901 | 1.2504 | 1.3782 | 1.4309 | 1.4735 | 1.4117 | 1.4938 | CscNgs349 | CscN | gs | 349 | [32 empty] | 0.0046352 | 0.0015438 | 0
349 | HVAC | Ventilation | Warehouse | Existing | Energy Recovery Ventilation System (ERV) | 1.5527 | 0 |  | 4662 | 1 | 0 | 3002.4418 | 15 |  | 11580 | 7457.8027 | Per End Use Consumption | GS | 1.4643 | 1.391 | 1.4253 | 1.4319 | 1.4238 | 1.3901 | 1.2504 | 1.3782 | 1.4309 | 1.4735 | 1.4117 | 1.4938 | CwaEgs349 | CwaE | gs | 349 | [32 empty] | 1.5046 | 0.50114 | 0
349 | HVAC | Ventilation | Warehouse | New | Energy Recovery Ventilation System (ERV) | 1.5527 | 0 |  | 4662 | 1 | 0 | 3002.4418 | 15 |  | 11580 | 7457.8027 | Per End Use Consumption | GS | 1.4643 | 1.391 | 1.4253 | 1.4319 | 1.4238 | 1.3901 | 1.2504 | 1.3782 | 1.4309 | 1.4735 | 1.4117 | 1.4938 | CwaNgs349 | CwaN | gs | 349 | [32 empty] | 0.016596 | 0.0055274 | 0
350 | HVAC | Ventilation | Assembly | Existing | VAV System | 15.9122 | 11.331 |  | 56417.7 | 1 | 0.7121 | 3545.5611 | 10 |  | 21507.3 | 1351.6227 | Per End Use Consumption | GS | 1.4643 | 1.391 | 1.4253 | 1.4319 | 1.4238 | 1.3901 | 1.2504 | 1.3782 | 1.4309 | 1.4735 | 1.4117 | 1.4938 | CasEgs350 | CasE | gs | 350 | [32 empty] | 0 | 0 | 0
350 | HVAC | Ventilation | Assembly | New | VAV System | 15.9122 | 11.331 |  | 56417.7 | 1 | 0.7121 | 3545.5611 | 10 |  | 21507.3 | 1351.6227 | Per End Use Consumption | GS | 1.4643 | 1.391 | 1.4253 | 1.4319 | 1.4238 | 1.3901 | 1.2504 | 1.3782 | 1.4309 | 1.4735 | 1.4117 | 1.4938 | CasNgs350 | CasN | gs | 350 | [32 empty] | 0 | 0 | 0
350 | HVAC | Ventilation | College and University | Existing | VAV System | 12.885 | 10.1739 |  | 88284.56 | 1 | 0.7896 | 6851.7404 | 10 |  | 33655.44 | 2611.9894 | Per End Use Consumption | GS | 1.4643 | 1.391 | 1.4253 | 1.4319 | 1.4238 | 1.3901 | 1.2504 | 1.3782 | 1.4309 | 1.4735 | 1.4117 | 1.4938 | CcoEgs350 | CcoE | gs | 350 | [32 empty] | 0 | 0 | 0
350 | HVAC | Ventilation | College and University | New | VAV System | 12.885 | 10.1739 |  | 88284.56 | 1 | 0.7896 | 6851.7404 | 10 |  | 33655.44 | 2611.9894 | Per End Use Consumption | GS | 1.4643 | 1.391 | 1.4253 | 1.4319 | 1.4238 | 1.3901 | 1.2504 | 1.3782 | 1.4309 | 1.4735 | 1.4117 | 1.4938 | CcoNgs350 | CcoN | gs | 350 | [32 empty] | 0 | 0 | 0
350 | HVAC | Ventilation | Data Center | Existing | VAV System | 55.2039 | 43.5887 |  | 378242.94 | 1 | 0.7896 | 6851.7404 | 10 |  | 144192.06 | 2611.9894 | Per End Use Consumption | GS | 1.4643 | 1.391 | 1.4253 | 1.4319 | 1.4238 | 1.3901 | 1.2504 | 1.3782 | 1.4309 | 1.4735 | 1.4117 | 1.4938 | CdaEgs350 | CdaE | gs | 350 | [32 empty] | 0.64546 | 0.094204 | 0.074383
350 | HVAC | Ventilation | Data Center | New | VAV System | 55.2039 | 43.5887 |  | 378242.94 | 1 | 0.7896 | 6851.7404 | 10 |  | 144192.06 | 2611.9894 | Per End Use Consumption | GS | 1.4643 | 1.391 | 1.4253 | 1.4319 | 1.4238 | 1.3901 | 1.2504 | 1.3782 | 1.4309 | 1.4735 | 1.4117 | 1.4938 | CdaNgs350 | CdaN | gs | 350 | [32 empty] | 0.0071192 | 0.001039 | 0.00082042
350 | HVAC | Ventilation | Grocery | Existing | VAV System | 2.139 | 1.5932 |  | 9640.06 | 1 | 0.74481 | 4506.7038 | 10 |  | 3674.94 | 1718.0252 | Per End Use Consumption | GS | 1.4643 | 1.391 | 1.4253 | 1.4319 | 1.4238 | 1.3901 | 1.2504 | 1.3782 | 1.4309 | 1.4735 | 1.4117 | 1.4938 | CgrEgs350 | CgrE | gs | 350 | [32 empty] | 8.8775 | 1.9698 | 1.4672
350 | HVAC | Ventilation | Grocery | New | VAV System | 2.139 | 1.5932 |  | 9640.06 | 1 | 0.74481 | 4506.7038 | 10 |  | 3674.94 | 1718.0252 | Per End Use Consumption | GS | 1.4643 | 1.391 | 1.4253 | 1.4319 | 1.4238 | 1.3901 | 1.2504 | 1.3782 | 1.4309 | 1.4735 | 1.4117 | 1.4938 | CgrNgs350 | CgrN | gs | 350 | [32 empty] | 0.097915 | 0.021727 | 0.016182
350 | HVAC | Ventilation | Healthcare | Existing | VAV System | 5.0355 | 3.976 |  | 34502.22 | 1 | 0.7896 | 6851.7404 | 10 |  | 13152.78 | 2611.9894 | Per End Use Consumption | GS | 1.4643 | 1.391 | 1.4253 | 1.4319 | 1.4238 | 1.3901 | 1.2504 | 1.3782 | 1.4309 | 1.4735 | 1.4117 | 1.4938 | CheEgs350 | CheE | gs | 350 | [32 empty] | 9.6186 | 1.4038 | 1.1084
350 | HVAC | Ventilation | Healthcare | New | VAV System | 5.0355 | 3.976 |  | 34502.22 | 1 | 0.7896 | 6851.7404 | 10 |  | 13152.78 | 2611.9894 | Per End Use Consumption | GS | 1.4643 | 1.391 | 1.4253 | 1.4319 | 1.4238 | 1.3901 | 1.2504 | 1.3782 | 1.4309 | 1.4735 | 1.4117 | 1.4938 | CheNgs350 | CheN | gs | 350 | [32 empty] | 0.10609 | 0.015484 | 0.012226
350 | HVAC | Ventilation | Hospitals | Existing | VAV System | 99.6135 | 78.6543 |  | 682525.66 | 1 | 0.7896 | 6851.7404 | 10 |  | 260189.34 | 2611.9894 | Per End Use Consumption | GS | 1.4643 | 1.391 | 1.4253 | 1.4319 | 1.4238 | 1.3901 | 1.2504 | 1.3782 | 1.4309 | 1.4735 | 1.4117 | 1.4938 | ChoEgs350 | ChoE | gs | 350 | [32 empty] | 50.4844 | 7.3681 | 5.8178
350 | HVAC | Ventilation | Hospitals | New | VAV System | 99.6135 | 78.6543 |  | 682525.66 | 1 | 0.7896 | 6851.7404 | 10 |  | 260189.34 | 2611.9894 | Per End Use Consumption | GS | 1.4643 | 1.391 | 1.4253 | 1.4319 | 1.4238 | 1.3901 | 1.2504 | 1.3782 | 1.4309 | 1.4735 | 1.4117 | 1.4938 | ChoNgs350 | ChoN | gs | 350 | [32 empty] | 0.55683 | 0.081268 | 0.064169
350 | HVAC | Ventilation | Institutional | Existing | VAV System | 6.5767 | 5.1929 |  | 45061.76 | 1 | 0.7896 | 6851.7404 | 10 |  | 17178.24 | 2611.9894 | Per End Use Consumption | GS | 1.4643 | 1.391 | 1.4253 | 1.4319 | 1.4238 | 1.3901 | 1.2504 | 1.3782 | 1.4309 | 1.4735 | 1.4117 | 1.4938 | CinEgs350 | CinE | gs | 350 | [32 empty] | 0 | 0 | 0
350 | HVAC | Ventilation | Institutional | New | VAV System | 6.5767 | 5.1929 |  | 45061.76 | 1 | 0.7896 | 6851.7404 | 10 |  | 17178.24 | 2611.9894 | Per End Use Consumption | GS | 1.4643 | 1.391 | 1.4253 | 1.4319 | 1.4238 | 1.3901 | 1.2504 | 1.3782 | 1.4309 | 1.4735 | 1.4117 | 1.4938 | CinNgs350 | CinN | gs | 350 | [32 empty] | 0 | 0 | 0
350 | HVAC | Ventilation | Lodging/Hospitality | Existing | VAV System | 28.4686 | 11.6874 |  | 157223.84 | 1 | 0.41054 | 5522.7016 | 10 |  | 59936.16 | 2105.3393 | Per End Use Consumption | GS | 1.4643 | 1.391 | 1.4253 | 1.4319 | 1.4238 | 1.3901 | 1.2504 | 1.3782 | 1.4309 | 1.4735 | 1.4117 | 1.4938 | CloEgs350 | CloE | gs | 350 | [32 empty] | 14.8346 | 2.6861 | 1.1027
350 | HVAC | Ventilation | Lodging/Hospitality | New | VAV System | 28.4686 | 11.6874 |  | 157223.84 | 1 | 0.41054 | 5522.7016 | 10 |  | 59936.16 | 2105.3393 | Per End Use Consumption | GS | 1.4643 | 1.391 | 1.4253 | 1.4319 | 1.4238 | 1.3901 | 1.2504 | 1.3782 | 1.4309 | 1.4735 | 1.4117 | 1.4938 | CloNgs350 | CloN | gs | 350 | [32 empty] | 0.16362 | 0.029627 | 0.012163
350 | HVAC | Ventilation | Miscellaneous | Existing | VAV System | 34.5147 | 24.5778 |  | 122374.1 | 1 | 0.7121 | 3545.5611 | 10 |  | 46650.9 | 1351.6227 | Per End Use Consumption | GS | 1.4643 | 1.391 | 1.4253 | 1.4319 | 1.4238 | 1.3901 | 1.2504 | 1.3782 | 1.4309 | 1.4735 | 1.4117 | 1.4938 | CmiEgs350 | CmiE | gs | 350 | [32 empty] | 0 | 0 | 0
350 | HVAC | Ventilation | Miscellaneous | New | VAV System | 34.5147 | 24.5778 |  | 122374.1 | 1 | 0.7121 | 3545.5611 | 10 |  | 46650.9 | 1351.6227 | Per End Use Consumption | GS | 1.4643 | 1.391 | 1.4253 | 1.4319 | 1.4238 | 1.3901 | 1.2504 | 1.3782 | 1.4309 | 1.4735 | 1.4117 | 1.4938 | CmiNgs350 | CmiN | gs | 350 | [32 empty] | 0 | 0 | 0
350 | HVAC | Ventilation | Offices | Existing | VAV System | 18.0961 | 12.8862 |  | 64160.88 | 1 | 0.7121 | 3545.5611 | 10 |  | 24459.12 | 1351.6227 | Per End Use Consumption | GS | 1.4643 | 1.391 | 1.4253 | 1.4319 | 1.4238 | 1.3901 | 1.2504 | 1.3782 | 1.4309 | 1.4735 | 1.4117 | 1.4938 | CofEgs350 | CofE | gs | 350 | [32 empty] | 86.1771 | 24.3056 | 17.308
350 | HVAC | Ventilation | Offices | New | VAV System | 18.0961 | 12.8862 |  | 64160.88 | 1 | 0.7121 | 3545.5611 | 10 |  | 24459.12 | 1351.6227 | Per End Use Consumption | GS | 1.4643 | 1.391 | 1.4253 | 1.4319 | 1.4238 | 1.3901 | 1.2504 | 1.3782 | 1.4309 | 1.4735 | 1.4117 | 1.4938 | CofNgs350 | CofN | gs | 350 | [32 empty] | 0.9505 | 0.26808 | 0.1909
350 | HVAC | Ventilation | Restaurants | Existing | VAV System | 4.0082 | 2.9854 |  | 18063.8 | 1 | 0.74481 | 4506.7038 | 10 |  | 6886.2 | 1718.0252 | Per End Use Consumption | GS | 1.4643 | 1.391 | 1.4253 | 1.4319 | 1.4238 | 1.3901 | 1.2504 | 1.3782 | 1.4309 | 1.4735 | 1.4117 | 1.4938 | CreEgs350 | CreE | gs | 350 | [32 empty] | 25.711 | 5.7051 | 4.2492
350 | HVAC | Ventilation | Restaurants | New | VAV System | 4.0082 | 2.9854 |  | 18063.8 | 1 | 0.74481 | 4506.7038 | 10 |  | 6886.2 | 1718.0252 | Per End Use Consumption | GS | 1.4643 | 1.391 | 1.4253 | 1.4319 | 1.4238 | 1.3901 | 1.2504 | 1.3782 | 1.4309 | 1.4735 | 1.4117 | 1.4938 | CreNgs350 | CreN | gs | 350 | [32 empty] | 0.28358 | 0.062925 | 0.046867
350 | HVAC | Ventilation | Retail | Existing | VAV System | 23.8239 | 16.9649 |  | 84469.08 | 1 | 0.7121 | 3545.5611 | 10 |  | 32200.92 | 1351.6227 | Per End Use Consumption | GS | 1.4643 | 1.391 | 1.4253 | 1.4319 | 1.4238 | 1.3901 | 1.2504 | 1.3782 | 1.4309 | 1.4735 | 1.4117 | 1.4938 | CrtEgs350 | CrtE | gs | 350 | [32 empty] | 14.3321 | 4.0423 | 2.8785
350 | HVAC | Ventilation | Retail | New | VAV System | 23.8239 | 16.9649 |  | 84469.08 | 1 | 0.7121 | 3545.5611 | 10 |  | 32200.92 | 1351.6227 | Per End Use Consumption | GS | 1.4643 | 1.391 | 1.4253 | 1.4319 | 1.4238 | 1.3901 | 1.2504 | 1.3782 | 1.4309 | 1.4735 | 1.4117 | 1.4938 | CrtNgs350 | CrtN | gs | 350 | [32 empty] | 0.15808 | 0.044585 | 0.031749
350 | HVAC | Ventilation | Schools K-12 | Existing | VAV System | 33.8092 | 24.0754 |  | 119872.68 | 1 | 0.7121 | 3545.5611 | 10 |  | 45697.32 | 1351.6227 | Per End Use Consumption | GS | 1.4643 | 1.391 | 1.4253 | 1.4319 | 1.4238 | 1.3901 | 1.2504 | 1.3782 | 1.4309 | 1.4735 | 1.4117 | 1.4938 | CscEgs350 | CscE | gs | 350 | [32 empty] | 0 | 0 | 0
350 | HVAC | Ventilation | Schools K-12 | New | VAV System | 33.8092 | 24.0754 |  | 119872.68 | 1 | 0.7121 | 3545.5611 | 10 |  | 45697.32 | 1351.6227 | Per End Use Consumption | GS | 1.4643 | 1.391 | 1.4253 | 1.4319 | 1.4238 | 1.3901 | 1.2504 | 1.3782 | 1.4309 | 1.4735 | 1.4117 | 1.4938 | CscNgs350 | CscN | gs | 350 | [32 empty] | 0 | 0 | 0
350 | HVAC | Ventilation | Warehouse | Existing | VAV System | 20.2177 | 14.397 |  | 71683.24 | 1 | 0.7121 | 3545.5611 | 10 |  | 27326.76 | 1351.6227 | Per End Use Consumption | GS | 1.4643 | 1.391 | 1.4253 | 1.4319 | 1.4238 | 1.3901 | 1.2504 | 1.3782 | 1.4309 | 1.4735 | 1.4117 | 1.4938 | CwaEgs350 | CwaE | gs | 350 | [32 empty] | 0 | 0 | 0
350 | HVAC | Ventilation | Warehouse | New | VAV System | 20.2177 | 14.397 |  | 71683.24 | 1 | 0.7121 | 3545.5611 | 10 |  | 27326.76 | 1351.6227 | Per End Use Consumption | GS | 1.4643 | 1.391 | 1.4253 | 1.4319 | 1.4238 | 1.3901 | 1.2504 | 1.3782 | 1.4309 | 1.4735 | 1.4117 | 1.4938 | CwaNgs350 | CwaN | gs | 350 | [32 empty] | 0 | 0 | 0
401 | Lighting-Exterior | Controls | Assembly | Existing | Bi-Level Lighting Control (Exterior) | 0 | 0.059165 |  | 622.79 | 0 | 0.059165 | 622.79 | 8 |  | 400 | 400 | Per 500W Controlled | GS | 1 | 1 | 1 | 1 | 1 | 1 | 1 | 1 | 1 | 1 | 1 | 1 | CasEgs401 | CasE | gs | 401 | [32 empty] | 0.012451 | 0 | 0.0011834
401 | Lighting-Exterior | Controls | Assembly | New | Bi-Level Lighting Control (Exterior) | 0 | 0.059165 |  | 622.79 | 0 | 0.059165 | 622.79 | 8 |  | 400 | 400 | Per 500W Controlled | GS | 1 | 1 | 1 | 1 | 1 | 1 | 1 | 1 | 1 | 1 | 1 | 1 | CasNgs401 | CasN | gs | 401 | [32 empty] | 0.00010253 | 0 | 9.7454e-06
401 | Lighting-Exterior | Controls | College and University | Existing | Bi-Level Lighting Control (Exterior) | 0 | 0.061656 |  | 622.79 | 0 | 0.061656 | 622.79 | 8 |  | 400 | 400 | Per 500W Controlled | GS | 1 | 1 | 1 | 1 | 1 | 1 | 1 | 1 | 1 | 1 | 1 | 1 | CcoEgs401 | CcoE | gs | 401 | [32 empty] | 0.002719 | 0 | 0.00026922
401 | Lighting-Exterior | Controls | College and University | New | Bi-Level Lighting Control (Exterior) | 0 | 0.061656 |  | 622.79 | 0 | 0.061656 | 622.79 | 8 |  | 400 | 400 | Per 500W Controlled | GS | 1 | 1 | 1 | 1 | 1 | 1 | 1 | 1 | 1 | 1 | 1 | 1 | CcoNgs401 | CcoN | gs | 401 | [32 empty] | 2.2392e-05 | 0 | 2.2171e-06
401 | Lighting-Exterior | Controls | Data Center | Existing | Bi-Level Lighting Control (Exterior) | 0 | 0.056674 |  | 622.79 | 0 | 0.056674 | 622.79 | 8 |  | 400 | 400 | Per 500W Controlled | GS | 1 | 1 | 1 | 1 | 1 | 1 | 1 | 1 | 1 | 1 | 1 | 1 | CdaEgs401 | CdaE | gs | 401 | [32 empty] | 0.00019942 | 0 | 1.8088e-05
401 | Lighting-Exterior | Controls | Data Center | New | Bi-Level Lighting Control (Exterior) | 0 | 0.056674 |  | 622.79 | 0 | 0.056674 | 622.79 | 8 |  | 400 | 400 | Per 500W Controlled | GS | 1 | 1 | 1 | 1 | 1 | 1 | 1 | 1 | 1 | 1 | 1 | 1 | CdaNgs401 | CdaN | gs | 401 | [32 empty] | 1.6422e-06 | 0 | 1.4896e-07
401 | Lighting-Exterior | Controls | Grocery | Existing | Bi-Level Lighting Control (Exterior) | 0 | 0.060411 |  | 622.79 | 0 | 0.060411 | 622.79 | 8 |  | 400 | 400 | Per 500W Controlled | GS | 1 | 1 | 1 | 1 | 1 | 1 | 1 | 1 | 1 | 1 | 1 | 1 | CgrEgs401 | CgrE | gs | 401 | [32 empty] | 0.0071229 | 0 | 0.00069403
401 | Lighting-Exterior | Controls | Grocery | New | Bi-Level Lighting Control (Exterior) | 0 | 0.060411 |  | 622.79 | 0 | 0.060411 | 622.79 | 8 |  | 400 | 400 | Per 500W Controlled | GS | 1 | 1 | 1 | 1 | 1 | 1 | 1 | 1 | 1 | 1 | 1 | 1 | CgrNgs401 | CgrN | gs | 401 | [32 empty] | 5.8658e-05 | 0 | 5.7154e-06
401 | Lighting-Exterior | Controls | Healthcare | Existing | Bi-Level Lighting Control (Exterior) | 0 | 0.060411 |  | 622.79 | 0 | 0.060411 | 622.79 | 8 |  | 400 | 400 | Per 500W Controlled | GS | 1 | 1 | 1 | 1 | 1 | 1 | 1 | 1 | 1 | 1 | 1 | 1 | CheEgs401 | CheE | gs | 401 | [32 empty] | 0.013507 | 0 | 0.0013066
401 | Lighting-Exterior | Controls | Healthcare | New | Bi-Level Lighting Control (Exterior) | 0 | 0.060411 |  | 622.79 | 0 | 0.060411 | 622.79 | 8 |  | 400 | 400 | Per 500W Controlled | GS | 1 | 1 | 1 | 1 | 1 | 1 | 1 | 1 | 1 | 1 | 1 | 1 | CheNgs401 | CheN | gs | 401 | [32 empty] | 0.00011124 | 0 | 1.076e-05
401 | Lighting-Exterior | Controls | Hospitals | Existing | Bi-Level Lighting Control (Exterior) | 0 | 0.061656 |  | 622.79 | 0 | 0.061656 | 622.79 | 8 |  | 400 | 400 | Per 500W Controlled | GS | 1 | 1 | 1 | 1 | 1 | 1 | 1 | 1 | 1 | 1 | 1 | 1 | ChoEgs401 | ChoE | gs | 401 | [32 empty] | 0.0051412 | 0 | 0.00050905
401 | Lighting-Exterior | Controls | Hospitals | New | Bi-Level Lighting Control (Exterior) | 0 | 0.061656 |  | 622.79 | 0 | 0.061656 | 622.79 | 8 |  | 400 | 400 | Per 500W Controlled | GS | 1 | 1 | 1 | 1 | 1 | 1 | 1 | 1 | 1 | 1 | 1 | 1 | ChoNgs401 | ChoN | gs | 401 | [32 empty] | 4.2338e-05 | 0 | 4.1921e-06
401 | Lighting-Exterior | Controls | Institutional | Existing | Bi-Level Lighting Control (Exterior) | 0 | 0.074735 |  | 622.79 | 0 | 0.074735 | 622.79 | 8 |  | 400 | 400 | Per 500W Controlled | GS | 1 | 1 | 1 | 1 | 1 | 1 | 1 | 1 | 1 | 1 | 1 | 1 | CinEgs401 | CinE | gs | 401 | [32 empty] | 0.0035845 | 0 | 0.00042981
401 | Lighting-Exterior | Controls | Institutional | New | Bi-Level Lighting Control (Exterior) | 0 | 0.074735 |  | 622.79 | 0 | 0.074735 | 622.79 | 8 |  | 400 | 400 | Per 500W Controlled | GS | 1 | 1 | 1 | 1 | 1 | 1 | 1 | 1 | 1 | 1 | 1 | 1 | CinNgs401 | CinN | gs | 401 | [32 empty] | 2.9518e-05 | 0 | 3.5395e-06
401 | Lighting-Exterior | Controls | Lodging/Hospitality | Existing | Bi-Level Lighting Control (Exterior) | 0 | 0.054183 |  | 622.79 | 0 | 0.054183 | 622.79 | 8 |  | 400 | 400 | Per 500W Controlled | GS | 1 | 1 | 1 | 1 | 1 | 1 | 1 | 1 | 1 | 1 | 1 | 1 | CloEgs401 | CloE | gs | 401 | [32 empty] | 0.0080137 | 0 | 0.0006935
401 | Lighting-Exterior | Controls | Lodging/Hospitality | New | Bi-Level Lighting Control (Exterior) | 0 | 0.054183 |  | 622.79 | 0 | 0.054183 | 622.79 | 8 |  | 400 | 400 | Per 500W Controlled | GS | 1 | 1 | 1 | 1 | 1 | 1 | 1 | 1 | 1 | 1 | 1 | 1 | CloNgs401 | CloN | gs | 401 | [32 empty] | 6.5994e-05 | 0 | 5.711e-06
401 | Lighting-Exterior | Controls | Miscellaneous | Existing | Bi-Level Lighting Control (Exterior) | 0 | 0.056674 |  | 622.79 | 0 | 0.056674 | 622.79 | 8 |  | 400 | 400 | Per 500W Controlled | GS | 1 | 1 | 1 | 1 | 1 | 1 | 1 | 1 | 1 | 1 | 1 | 1 | CmiEgs401 | CmiE | gs | 401 | [32 empty] | 0.015486 | 0 | 0.0014046
401 | Lighting-Exterior | Controls | Miscellaneous | New | Bi-Level Lighting Control (Exterior) | 0 | 0.056674 |  | 622.79 | 0 | 0.056674 | 622.79 | 8 |  | 400 | 400 | Per 500W Controlled | GS | 1 | 1 | 1 | 1 | 1 | 1 | 1 | 1 | 1 | 1 | 1 | 1 | CmiNgs401 | CmiN | gs | 401 | [32 empty] | 0.00012753 | 0 | 1.1567e-05
401 | Lighting-Exterior | Controls | Offices | Existing | Bi-Level Lighting Control (Exterior) | 0 | 0.056674 |  | 622.79 | 0 | 0.056674 | 622.79 | 8 |  | 400 | 400 | Per 500W Controlled | GS | 1 | 1 | 1 | 1 | 1 | 1 | 1 | 1 | 1 | 1 | 1 | 1 | CofEgs401 | CofE | gs | 401 | [32 empty] | 0.08016 | 0 | 0.0072707
401 | Lighting-Exterior | Controls | Offices | New | Bi-Level Lighting Control (Exterior) | 0 | 0.056674 |  | 622.79 | 0 | 0.056674 | 622.79 | 8 |  | 400 | 400 | Per 500W Controlled | GS | 1 | 1 | 1 | 1 | 1 | 1 | 1 | 1 | 1 | 1 | 1 | 1 | CofNgs401 | CofN | gs | 401 | [32 empty] | 0.00066013 | 0 | 5.9876e-05
401 | Lighting-Exterior | Controls | Restaurants | Existing | Bi-Level Lighting Control (Exterior) | 0 | 0.056051 |  | 622.79 | 0 | 0.056051 | 622.79 | 8 |  | 400 | 400 | Per 500W Controlled | GS | 1 | 1 | 1 | 1 | 1 | 1 | 1 | 1 | 1 | 1 | 1 | 1 | CreEgs401 | CreE | gs | 401 | [32 empty] | 0.0021209 | 0 | 0.00019163
401 | Lighting-Exterior | Controls | Restaurants | New | Bi-Level Lighting Control (Exterior) | 0 | 0.056051 |  | 622.79 | 0 | 0.056051 | 622.79 | 8 |  | 400 | 400 | Per 500W Controlled | GS | 1 | 1 | 1 | 1 | 1 | 1 | 1 | 1 | 1 | 1 | 1 | 1 | CreNgs401 | CreN | gs | 401 | [32 empty] | 1.8656e-05 | 0 | 1.6856e-06
401 | Lighting-Exterior | Controls | Retail | Existing | Bi-Level Lighting Control (Exterior) | 0 | 0.059788 |  | 622.79 | 0 | 0.059788 | 622.79 | 8 |  | 400 | 400 | Per 500W Controlled | GS | 1 | 1 | 1 | 1 | 1 | 1 | 1 | 1 | 1 | 1 | 1 | 1 | CrtEgs401 | CrtE | gs | 401 | [32 empty] | 0.039024 | 0 | 0.0037641
401 | Lighting-Exterior | Controls | Retail | New | Bi-Level Lighting Control (Exterior) | 0 | 0.059788 |  | 622.79 | 0 | 0.059788 | 622.79 | 8 |  | 400 | 400 | Per 500W Controlled | GS | 1 | 1 | 1 | 1 | 1 | 1 | 1 | 1 | 1 | 1 | 1 | 1 | CrtNgs401 | CrtN | gs | 401 | [32 empty] | 0.00034326 | 0 | 3.3109e-05
401 | Lighting-Exterior | Controls | Schools K-12 | Existing | Bi-Level Lighting Control (Exterior) | 0 | 0.06477 |  | 622.79 | 0 | 0.06477 | 622.79 | 8 |  | 400 | 400 | Per 500W Controlled | GS | 1 | 1 | 1 | 1 | 1 | 1 | 1 | 1 | 1 | 1 | 1 | 1 | CscEgs401 | CscE | gs | 401 | [32 empty] | 0.0020134 | 0 | 0.00020849
401 | Lighting-Exterior | Controls | Schools K-12 | New | Bi-Level Lighting Control (Exterior) | 0 | 0.06477 |  | 622.79 | 0 | 0.06477 | 622.79 | 8 |  | 400 | 400 | Per 500W Controlled | GS | 1 | 1 | 1 | 1 | 1 | 1 | 1 | 1 | 1 | 1 | 1 | 1 | CscNgs401 | CscN | gs | 401 | [32 empty] | 1.6581e-05 | 0 | 1.7169e-06
401 | Lighting-Exterior | Controls | Warehouse | Existing | Bi-Level Lighting Control (Exterior) | 0 | 0.059788 |  | 622.79 | 0 | 0.059788 | 622.79 | 8 |  | 400 | 400 | Per 500W Controlled | GS | 1 | 1 | 1 | 1 | 1 | 1 | 1 | 1 | 1 | 1 | 1 | 1 | CwaEgs401 | CwaE | gs | 401 | [32 empty] | 0.0054065 | 0 | 0.0005191
401 | Lighting-Exterior | Controls | Warehouse | New | Bi-Level Lighting Control (Exterior) | 0 | 0.059788 |  | 622.79 | 0 | 0.059788 | 622.79 | 8 |  | 400 | 400 | Per 500W Controlled | GS | 1 | 1 | 1 | 1 | 1 | 1 | 1 | 1 | 1 | 1 | 1 | 1 | CwaNgs401 | CwaN | gs | 401 | [32 empty] | 4.4524e-05 | 0 | 4.2749e-06
402 | Lighting-Exterior | Controls | Assembly | Existing | Outdoor Lighting Controls | 0 | 0.041895 |  | 441 | 0 | 0.041895 | 441 | 10 |  | 57.62 | 57.62 | Per 500W Controlled | GS | 0.57723 | 0.60437 | 0.83705 | 1.097 | 1.2026 | 1.2026 | 1.289 | 1.2891 | 1.2453 | 1.1192 | 0.77553 | 0.85362 | CasEgs402 | CasE | gs | 402 | [32 empty] | 1.9194 | 0 | 0.18243
402 | Lighting-Exterior | Controls | Assembly | New | Outdoor Lighting Controls | 0 | 0.041895 |  | 441 | 0 | 0.041895 | 441 | 10 |  | 57.62 | 57.62 | Per 500W Controlled | GS | 0.57723 | 0.60437 | 0.83705 | 1.097 | 1.2026 | 1.2026 | 1.289 | 1.2891 | 1.2453 | 1.1192 | 0.77553 | 0.85362 | CasNgs402 | CasN | gs | 402 | [32 empty] | 0.010784 | 0 | 0.001025
402 | Lighting-Exterior | Controls | College and University | Existing | Outdoor Lighting Controls | 0 | 0.043659 |  | 441 | 0 | 0.043659 | 441 | 10 |  | 57.62 | 57.62 | Per 500W Controlled | GS | 0.57723 | 0.60437 | 0.83705 | 1.097 | 1.2026 | 1.2026 | 1.289 | 1.2891 | 1.2453 | 1.1192 | 0.77553 | 0.85362 | CcoEgs402 | CcoE | gs | 402 | [32 empty] | 0.26145 | 0 | 0.025888
402 | Lighting-Exterior | Controls | College and University | New | Outdoor Lighting Controls | 0 | 0.043659 |  | 441 | 0 | 0.043659 | 441 | 10 |  | 57.62 | 57.62 | Per 500W Controlled | GS | 0.57723 | 0.60437 | 0.83705 | 1.097 | 1.2026 | 1.2026 | 1.289 | 1.2891 | 1.2453 | 1.1192 | 0.77553 | 0.85362 | CcoNgs402 | CcoN | gs | 402 | [32 empty] | 0.0013961 | 0 | 0.00013823
402 | Lighting-Exterior | Controls | Data Center | Existing | Outdoor Lighting Controls | 0 | 0.040131 |  | 441 | 0 | 0.040131 | 441 | 10 |  | 57.62 | 57.62 | Per 500W Controlled | GS | 0.57723 | 0.60437 | 0.83705 | 1.097 | 1.2026 | 1.2026 | 1.289 | 1.2891 | 1.2453 | 1.1192 | 0.77553 | 0.85362 | CdaEgs402 | CdaE | gs | 402 | [32 empty] | 0.019175 | 0 | 0.0017393
402 | Lighting-Exterior | Controls | Data Center | New | Outdoor Lighting Controls | 0 | 0.040131 |  | 441 | 0 | 0.040131 | 441 | 10 |  | 57.62 | 57.62 | Per 500W Controlled | GS | 0.57723 | 0.60437 | 0.83705 | 1.097 | 1.2026 | 1.2026 | 1.289 | 1.2891 | 1.2453 | 1.1192 | 0.77553 | 0.85362 | CdaNgs402 | CdaN | gs | 402 | [32 empty] | 0.00010239 | 0 | 9.2873e-06
402 | Lighting-Exterior | Controls | Grocery | Existing | Outdoor Lighting Controls | 0 | 0.042777 |  | 441 | 0 | 0.042777 | 441 | 10 |  | 57.62 | 57.62 | Per 500W Controlled | GS | 0.57723 | 0.60437 | 0.83705 | 1.097 | 1.2026 | 1.2026 | 1.289 | 1.2891 | 1.2453 | 1.1192 | 0.77553 | 0.85362 | CgrEgs402 | CgrE | gs | 402 | [32 empty] | 1.098 | 0 | 0.10699
402 | Lighting-Exterior | Controls | Grocery | New | Outdoor Lighting Controls | 0 | 0.042777 |  | 441 | 0 | 0.042777 | 441 | 10 |  | 57.62 | 57.62 | Per 500W Controlled | GS | 0.57723 | 0.60437 | 0.83705 | 1.097 | 1.2026 | 1.2026 | 1.289 | 1.2891 | 1.2453 | 1.1192 | 0.77553 | 0.85362 | CgrNgs402 | CgrN | gs | 402 | [32 empty] | 0.0061694 | 0 | 0.00060113
402 | Lighting-Exterior | Controls | Healthcare | Existing | Outdoor Lighting Controls | 0 | 0.042777 |  | 441 | 0 | 0.042777 | 441 | 10 |  | 57.62 | 57.62 | Per 500W Controlled | GS | 0.57723 | 0.60437 | 0.83705 | 1.097 | 1.2026 | 1.2026 | 1.289 | 1.2891 | 1.2453 | 1.1192 | 0.77553 | 0.85362 | CheEgs402 | CheE | gs | 402 | [32 empty] | 1.2988 | 0 | 0.12564
402 | Lighting-Exterior | Controls | Healthcare | New | Outdoor Lighting Controls | 0 | 0.042777 |  | 441 | 0 | 0.042777 | 441 | 10 |  | 57.62 | 57.62 | Per 500W Controlled | GS | 0.57723 | 0.60437 | 0.83705 | 1.097 | 1.2026 | 1.2026 | 1.289 | 1.2891 | 1.2453 | 1.1192 | 0.77553 | 0.85362 | CheNgs402 | CheN | gs | 402 | [32 empty] | 0.0069355 | 0 | 0.00067089
402 | Lighting-Exterior | Controls | Hospitals | Existing | Outdoor Lighting Controls | 0 | 0.043659 |  | 441 | 0 | 0.043659 | 441 | 10 |  | 57.62 | 57.62 | Per 500W Controlled | GS | 0.57723 | 0.60437 | 0.83705 | 1.097 | 1.2026 | 1.2026 | 1.289 | 1.2891 | 1.2453 | 1.1192 | 0.77553 | 0.85362 | ChoEgs402 | ChoE | gs | 402 | [32 empty] | 0.49435 | 0 | 0.048949
402 | Lighting-Exterior | Controls | Hospitals | New | Outdoor Lighting Controls | 0 | 0.043659 |  | 441 | 0 | 0.043659 | 441 | 10 |  | 57.62 | 57.62 | Per 500W Controlled | GS | 0.57723 | 0.60437 | 0.83705 | 1.097 | 1.2026 | 1.2026 | 1.289 | 1.2891 | 1.2453 | 1.1192 | 0.77553 | 0.85362 | ChoNgs402 | ChoN | gs | 402 | [32 empty] | 0.0026397 | 0 | 0.00026138
402 | Lighting-Exterior | Controls | Institutional | Existing | Outdoor Lighting Controls | 0 | 0.05292 |  | 441 | 0 | 0.05292 | 441 | 10 |  | 57.62 | 57.62 | Per 500W Controlled | GS | 0.57723 | 0.60437 | 0.83705 | 1.097 | 1.2026 | 1.2026 | 1.289 | 1.2891 | 1.2453 | 1.1192 | 0.77553 | 0.85362 | CinEgs402 | CinE | gs | 402 | [32 empty] | 0.55257 | 0 | 0.066259
402 | Lighting-Exterior | Controls | Institutional | New | Outdoor Lighting Controls | 0 | 0.05292 |  | 441 | 0 | 0.05292 | 441 | 10 |  | 57.62 | 57.62 | Per 500W Controlled | GS | 0.57723 | 0.60437 | 0.83705 | 1.097 | 1.2026 | 1.2026 | 1.289 | 1.2891 | 1.2453 | 1.1192 | 0.77553 | 0.85362 | CinNgs402 | CinN | gs | 402 | [32 empty] | 0.0031046 | 0 | 0.00037228
402 | Lighting-Exterior | Controls | Lodging/Hospitality | Existing | Outdoor Lighting Controls | 0 | 0.038367 |  | 441 | 0 | 0.038367 | 441 | 10 |  | 57.62 | 57.62 | Per 500W Controlled | GS | 0.57723 | 0.60437 | 0.83705 | 1.097 | 1.2026 | 1.2026 | 1.289 | 1.2891 | 1.2453 | 1.1192 | 0.77553 | 0.85362 | CloEgs402 | CloE | gs | 402 | [32 empty] | 0.77057 | 0 | 0.066684
402 | Lighting-Exterior | Controls | Lodging/Hospitality | New | Outdoor Lighting Controls | 0 | 0.038367 |  | 441 | 0 | 0.038367 | 441 | 10 |  | 57.62 | 57.62 | Per 500W Controlled | GS | 0.57723 | 0.60437 | 0.83705 | 1.097 | 1.2026 | 1.2026 | 1.289 | 1.2891 | 1.2453 | 1.1192 | 0.77553 | 0.85362 | CloNgs402 | CloN | gs | 402 | [32 empty] | 0.0041147 | 0 | 0.00035608
402 | Lighting-Exterior | Controls | Miscellaneous | Existing | Outdoor Lighting Controls | 0 | 0.040131 |  | 441 | 0 | 0.040131 | 441 | 10 |  | 57.62 | 57.62 | Per 500W Controlled | GS | 0.57723 | 0.60437 | 0.83705 | 1.097 | 1.2026 | 1.2026 | 1.289 | 1.2891 | 1.2453 | 1.1192 | 0.77553 | 0.85362 | CmiEgs402 | CmiE | gs | 402 | [32 empty] | 2.3873 | 0 | 0.21654
402 | Lighting-Exterior | Controls | Miscellaneous | New | Outdoor Lighting Controls | 0 | 0.040131 |  | 441 | 0 | 0.040131 | 441 | 10 |  | 57.62 | 57.62 | Per 500W Controlled | GS | 0.57723 | 0.60437 | 0.83705 | 1.097 | 1.2026 | 1.2026 | 1.289 | 1.2891 | 1.2453 | 1.1192 | 0.77553 | 0.85362 | CmiNgs402 | CmiN | gs | 402 | [32 empty] | 0.013413 | 0 | 0.0012166
402 | Lighting-Exterior | Controls | Offices | Existing | Outdoor Lighting Controls | 0 | 0.040131 |  | 441 | 0 | 0.040131 | 441 | 10 |  | 57.62 | 57.62 | Per 500W Controlled | GS | 0.57723 | 0.60437 | 0.83705 | 1.097 | 1.2026 | 1.2026 | 1.289 | 1.2891 | 1.2453 | 1.1192 | 0.77553 | 0.85362 | CofEgs402 | CofE | gs | 402 | [32 empty] | 7.7079 | 0 | 0.69913
402 | Lighting-Exterior | Controls | Offices | New | Outdoor Lighting Controls | 0 | 0.040131 |  | 441 | 0 | 0.040131 | 441 | 10 |  | 57.62 | 57.62 | Per 500W Controlled | GS | 0.57723 | 0.60437 | 0.83705 | 1.097 | 1.2026 | 1.2026 | 1.289 | 1.2891 | 1.2453 | 1.1192 | 0.77553 | 0.85362 | CofNgs402 | CofN | gs | 402 | [32 empty] | 0.041158 | 0 | 0.0037332
402 | Lighting-Exterior | Controls | Restaurants | Existing | Outdoor Lighting Controls | 0 | 0.03969 |  | 441 | 0 | 0.03969 | 441 | 10 |  | 57.62 | 57.62 | Per 500W Controlled | GS | 0.57723 | 0.60437 | 0.83705 | 1.097 | 1.2026 | 1.2026 | 1.289 | 1.2891 | 1.2453 | 1.1192 | 0.77553 | 0.85362 | CreEgs402 | CreE | gs | 402 | [32 empty] | 0.81575 | 0 | 0.073707
402 | Lighting-Exterior | Controls | Restaurants | New | Outdoor Lighting Controls | 0 | 0.03969 |  | 441 | 0 | 0.03969 | 441 | 10 |  | 57.62 | 57.62 | Per 500W Controlled | GS | 0.57723 | 0.60437 | 0.83705 | 1.097 | 1.2026 | 1.2026 | 1.289 | 1.2891 | 1.2453 | 1.1192 | 0.77553 | 0.85362 | CreNgs402 | CreN | gs | 402 | [32 empty] | 0.0048092 | 0 | 0.00043453
402 | Lighting-Exterior | Controls | Retail | Existing | Outdoor Lighting Controls | 0 | 0.042336 |  | 441 | 0 | 0.042336 | 441 | 10 |  | 57.62 | 57.62 | Per 500W Controlled | GS | 0.57723 | 0.60437 | 0.83705 | 1.097 | 1.2026 | 1.2026 | 1.289 | 1.2891 | 1.2453 | 1.1192 | 0.77553 | 0.85362 | CrtEgs402 | CrtE | gs | 402 | [32 empty] | 3.7524 | 0 | 0.36194
402 | Lighting-Exterior | Controls | Retail | New | Outdoor Lighting Controls | 0 | 0.042336 |  | 441 | 0 | 0.042336 | 441 | 10 |  | 57.62 | 57.62 | Per 500W Controlled | GS | 0.57723 | 0.60437 | 0.83705 | 1.097 | 1.2026 | 1.2026 | 1.289 | 1.2891 | 1.2453 | 1.1192 | 0.77553 | 0.85362 | CrtNgs402 | CrtN | gs | 402 | [32 empty] | 0.020037 | 0 | 0.0019327
402 | Lighting-Exterior | Controls | Schools K-12 | Existing | Outdoor Lighting Controls | 0 | 0.045864 |  | 441 | 0 | 0.045864 | 441 | 10 |  | 57.62 | 57.62 | Per 500W Controlled | GS | 0.57723 | 0.60437 | 0.83705 | 1.097 | 1.2026 | 1.2026 | 1.289 | 1.2891 | 1.2453 | 1.1192 | 0.77553 | 0.85362 | CscEgs402 | CscE | gs | 402 | [32 empty] | 0.31039 | 0 | 0.03214
402 | Lighting-Exterior | Controls | Schools K-12 | New | Outdoor Lighting Controls | 0 | 0.045864 |  | 441 | 0 | 0.045864 | 441 | 10 |  | 57.62 | 57.62 | Per 500W Controlled | GS | 0.57723 | 0.60437 | 0.83705 | 1.097 | 1.2026 | 1.2026 | 1.289 | 1.2891 | 1.2453 | 1.1192 | 0.77553 | 0.85362 | CscNgs402 | CscN | gs | 402 | [32 empty] | 0.0017439 | 0 | 0.00018058
402 | Lighting-Exterior | Controls | Warehouse | Existing | Outdoor Lighting Controls | 0 | 0.042336 |  | 441 | 0 | 0.042336 | 441 | 10 |  | 57.62 | 57.62 | Per 500W Controlled | GS | 0.57723 | 0.60437 | 0.83705 | 1.097 | 1.2026 | 1.2026 | 1.289 | 1.2891 | 1.2453 | 1.1192 | 0.77553 | 0.85362 | CwaEgs402 | CwaE | gs | 402 | [32 empty] | 0.51987 | 0 | 0.049915
402 | Lighting-Exterior | Controls | Warehouse | New | Outdoor Lighting Controls | 0 | 0.042336 |  | 441 | 0 | 0.042336 | 441 | 10 |  | 57.62 | 57.62 | Per 500W Controlled | GS | 0.57723 | 0.60437 | 0.83705 | 1.097 | 1.2026 | 1.2026 | 1.289 | 1.2891 | 1.2453 | 1.1192 | 0.77553 | 0.85362 | CwaNgs402 | CwaN | gs | 402 | [32 empty] | 0.002776 | 0 | 0.00026653
403 | Lighting-Exterior | Controls | Assembly | Existing | Outdoor motion sensor | 0 | 0.045805 |  | 482.16 | 0 | 0.045805 | 482.16 | 10 |  | 84 | 84 | Per 500W Controlled | GS | 0.57723 | 0.60437 | 0.83705 | 1.097 | 1.2026 | 1.2026 | 1.289 | 1.2891 | 1.2453 | 1.1192 | 0.77553 | 0.85362 | CasEgs403 | CasE | gs | 403 | [32 empty] | 2.7653 | 0 | 0.26283
403 | Lighting-Exterior | Controls | Assembly | New | Outdoor motion sensor | 0 | 0.045805 |  | 482.16 | 0 | 0.045805 | 482.16 | 10 |  | 84 | 84 | Per 500W Controlled | GS | 0.57723 | 0.60437 | 0.83705 | 1.097 | 1.2026 | 1.2026 | 1.289 | 1.2891 | 1.2453 | 1.1192 | 0.77553 | 0.85362 | CasNgs403 | CasN | gs | 403 | [32 empty] | 0.015537 | 0 | 0.0014767
403 | Lighting-Exterior | Controls | College and University | Existing | Outdoor motion sensor | 0 | 0.047734 |  | 482.16 | 0 | 0.047734 | 482.16 | 10 |  | 84 | 84 | Per 500W Controlled | GS | 0.57723 | 0.60437 | 0.83705 | 1.097 | 1.2026 | 1.2026 | 1.289 | 1.2891 | 1.2453 | 1.1192 | 0.77553 | 0.85362 | CcoEgs403 | CcoE | gs | 403 | [32 empty] | 0.37667 | 0 | 0.037296
403 | Lighting-Exterior | Controls | College and University | New | Outdoor motion sensor | 0 | 0.047734 |  | 482.16 | 0 | 0.047734 | 482.16 | 10 |  | 84 | 84 | Per 500W Controlled | GS | 0.57723 | 0.60437 | 0.83705 | 1.097 | 1.2026 | 1.2026 | 1.289 | 1.2891 | 1.2453 | 1.1192 | 0.77553 | 0.85362 | CcoNgs403 | CcoN | gs | 403 | [32 empty] | 0.0020113 | 0 | 0.00019915
403 | Lighting-Exterior | Controls | Data Center | Existing | Outdoor motion sensor | 0 | 0.043877 |  | 482.16 | 0 | 0.043877 | 482.16 | 10 |  | 84 | 84 | Per 500W Controlled | GS | 0.57723 | 0.60437 | 0.83705 | 1.097 | 1.2026 | 1.2026 | 1.289 | 1.2891 | 1.2453 | 1.1192 | 0.77553 | 0.85362 | CdaEgs403 | CdaE | gs | 403 | [32 empty] | 0.027626 | 0 | 0.0025057
403 | Lighting-Exterior | Controls | Data Center | New | Outdoor motion sensor | 0 | 0.043877 |  | 482.16 | 0 | 0.043877 | 482.16 | 10 |  | 84 | 84 | Per 500W Controlled | GS | 0.57723 | 0.60437 | 0.83705 | 1.097 | 1.2026 | 1.2026 | 1.289 | 1.2891 | 1.2453 | 1.1192 | 0.77553 | 0.85362 | CdaNgs403 | CdaN | gs | 403 | [32 empty] | 0.00014752 | 0 | 1.338e-05
403 | Lighting-Exterior | Controls | Grocery | Existing | Outdoor motion sensor | 0 | 0.04677 |  | 482.16 | 0 | 0.04677 | 482.16 | 10 |  | 84 | 84 | Per 500W Controlled | GS | 0.57723 | 0.60437 | 0.83705 | 1.097 | 1.2026 | 1.2026 | 1.289 | 1.2891 | 1.2453 | 1.1192 | 0.77553 | 0.85362 | CgrEgs403 | CgrE | gs | 403 | [32 empty] | 1.582 | 0 | 0.15414
403 | Lighting-Exterior | Controls | Grocery | New | Outdoor motion sensor | 0 | 0.04677 |  | 482.16 | 0 | 0.04677 | 482.16 | 10 |  | 84 | 84 | Per 500W Controlled | GS | 0.57723 | 0.60437 | 0.83705 | 1.097 | 1.2026 | 1.2026 | 1.289 | 1.2891 | 1.2453 | 1.1192 | 0.77553 | 0.85362 | CgrNgs403 | CgrN | gs | 403 | [32 empty] | 0.0088882 | 0 | 0.00086604
403 | Lighting-Exterior | Controls | Healthcare | Existing | Outdoor motion sensor | 0 | 0.04677 |  | 482.16 | 0 | 0.04677 | 482.16 | 10 |  | 84 | 84 | Per 500W Controlled | GS | 0.57723 | 0.60437 | 0.83705 | 1.097 | 1.2026 | 1.2026 | 1.289 | 1.2891 | 1.2453 | 1.1192 | 0.77553 | 0.85362 | CheEgs403 | CheE | gs | 403 | [32 empty] | 1.8712 | 0 | 0.18101
403 | Lighting-Exterior | Controls | Healthcare | New | Outdoor motion sensor | 0 | 0.04677 |  | 482.16 | 0 | 0.04677 | 482.16 | 10 |  | 84 | 84 | Per 500W Controlled | GS | 0.57723 | 0.60437 | 0.83705 | 1.097 | 1.2026 | 1.2026 | 1.289 | 1.2891 | 1.2453 | 1.1192 | 0.77553 | 0.85362 | CheNgs403 | CheN | gs | 403 | [32 empty] | 0.0099919 | 0 | 0.00096655
403 | Lighting-Exterior | Controls | Hospitals | Existing | Outdoor motion sensor | 0 | 0.047734 |  | 482.16 | 0 | 0.047734 | 482.16 | 10 |  | 84 | 84 | Per 500W Controlled | GS | 0.57723 | 0.60437 | 0.83705 | 1.097 | 1.2026 | 1.2026 | 1.289 | 1.2891 | 1.2453 | 1.1192 | 0.77553 | 0.85362 | ChoEgs403 | ChoE | gs | 403 | [32 empty] | 0.71221 | 0 | 0.07052
403 | Lighting-Exterior | Controls | Hospitals | New | Outdoor motion sensor | 0 | 0.047734 |  | 482.16 | 0 | 0.047734 | 482.16 | 10 |  | 84 | 84 | Per 500W Controlled | GS | 0.57723 | 0.60437 | 0.83705 | 1.097 | 1.2026 | 1.2026 | 1.289 | 1.2891 | 1.2453 | 1.1192 | 0.77553 | 0.85362 | ChoNgs403 | ChoN | gs | 403 | [32 empty] | 0.0038031 | 0 | 0.00037656
403 | Lighting-Exterior | Controls | Institutional | Existing | Outdoor motion sensor | 0 | 0.057859 |  | 482.16 | 0 | 0.057859 | 482.16 | 10 |  | 84 | 84 | Per 500W Controlled | GS | 0.57723 | 0.60437 | 0.83705 | 1.097 | 1.2026 | 1.2026 | 1.289 | 1.2891 | 1.2453 | 1.1192 | 0.77553 | 0.85362 | CinEgs403 | CinE | gs | 403 | [32 empty] | 0.79609 | 0 | 0.095458
403 | Lighting-Exterior | Controls | Institutional | New | Outdoor motion sensor | 0 | 0.057859 |  | 482.16 | 0 | 0.057859 | 482.16 | 10 |  | 84 | 84 | Per 500W Controlled | GS | 0.57723 | 0.60437 | 0.83705 | 1.097 | 1.2026 | 1.2026 | 1.289 | 1.2891 | 1.2453 | 1.1192 | 0.77553 | 0.85362 | CinNgs403 | CinN | gs | 403 | [32 empty] | 0.0044728 | 0 | 0.00053634
403 | Lighting-Exterior | Controls | Lodging/Hospitality | Existing | Outdoor motion sensor | 0 | 0.041948 |  | 482.16 | 0 | 0.041948 | 482.16 | 10 |  | 84 | 84 | Per 500W Controlled | GS | 0.57723 | 0.60437 | 0.83705 | 1.097 | 1.2026 | 1.2026 | 1.289 | 1.2891 | 1.2453 | 1.1192 | 0.77553 | 0.85362 | CloEgs403 | CloE | gs | 403 | [32 empty] | 1.1101 | 0 | 0.096071
403 | Lighting-Exterior | Controls | Lodging/Hospitality | New | Outdoor motion sensor | 0 | 0.041948 |  | 482.16 | 0 | 0.041948 | 482.16 | 10 |  | 84 | 84 | Per 500W Controlled | GS | 0.57723 | 0.60437 | 0.83705 | 1.097 | 1.2026 | 1.2026 | 1.289 | 1.2891 | 1.2453 | 1.1192 | 0.77553 | 0.85362 | CloNgs403 | CloN | gs | 403 | [32 empty] | 0.005928 | 0 | 0.000513
403 | Lighting-Exterior | Controls | Miscellaneous | Existing | Outdoor motion sensor | 0 | 0.043877 |  | 482.16 | 0 | 0.043877 | 482.16 | 10 |  | 84 | 84 | Per 500W Controlled | GS | 0.57723 | 0.60437 | 0.83705 | 1.097 | 1.2026 | 1.2026 | 1.289 | 1.2891 | 1.2453 | 1.1192 | 0.77553 | 0.85362 | CmiEgs403 | CmiE | gs | 403 | [32 empty] | 3.4394 | 0 | 0.31197
403 | Lighting-Exterior | Controls | Miscellaneous | New | Outdoor motion sensor | 0 | 0.043877 |  | 482.16 | 0 | 0.043877 | 482.16 | 10 |  | 84 | 84 | Per 500W Controlled | GS | 0.57723 | 0.60437 | 0.83705 | 1.097 | 1.2026 | 1.2026 | 1.289 | 1.2891 | 1.2453 | 1.1192 | 0.77553 | 0.85362 | CmiNgs403 | CmiN | gs | 403 | [32 empty] | 0.019324 | 0 | 0.0017528
403 | Lighting-Exterior | Controls | Offices | Existing | Outdoor motion sensor | 0 | 0.043877 |  | 482.16 | 0 | 0.043877 | 482.16 | 10 |  | 84 | 84 | Per 500W Controlled | GS | 0.57723 | 0.60437 | 0.83705 | 1.097 | 1.2026 | 1.2026 | 1.289 | 1.2891 | 1.2453 | 1.1192 | 0.77553 | 0.85362 | CofEgs403 | CofE | gs | 403 | [32 empty] | 11.1047 | 0 | 1.0072
403 | Lighting-Exterior | Controls | Offices | New | Outdoor motion sensor | 0 | 0.043877 |  | 482.16 | 0 | 0.043877 | 482.16 | 10 |  | 84 | 84 | Per 500W Controlled | GS | 0.57723 | 0.60437 | 0.83705 | 1.097 | 1.2026 | 1.2026 | 1.289 | 1.2891 | 1.2453 | 1.1192 | 0.77553 | 0.85362 | CofNgs403 | CofN | gs | 403 | [32 empty] | 0.059297 | 0 | 0.0053784
403 | Lighting-Exterior | Controls | Restaurants | Existing | Outdoor motion sensor | 0 | 0.043394 |  | 482.16 | 0 | 0.043394 | 482.16 | 10 |  | 84 | 84 | Per 500W Controlled | GS | 0.57723 | 0.60437 | 0.83705 | 1.097 | 1.2026 | 1.2026 | 1.289 | 1.2891 | 1.2453 | 1.1192 | 0.77553 | 0.85362 | CreEgs403 | CreE | gs | 403 | [32 empty] | 1.1753 | 0 | 0.10619
403 | Lighting-Exterior | Controls | Restaurants | New | Outdoor motion sensor | 0 | 0.043394 |  | 482.16 | 0 | 0.043394 | 482.16 | 10 |  | 84 | 84 | Per 500W Controlled | GS | 0.57723 | 0.60437 | 0.83705 | 1.097 | 1.2026 | 1.2026 | 1.289 | 1.2891 | 1.2453 | 1.1192 | 0.77553 | 0.85362 | CreNgs403 | CreN | gs | 403 | [32 empty] | 0.0069286 | 0 | 0.00062603
403 | Lighting-Exterior | Controls | Retail | Existing | Outdoor motion sensor | 0 | 0.046287 |  | 482.16 | 0 | 0.046287 | 482.16 | 10 |  | 84 | 84 | Per 500W Controlled | GS | 0.57723 | 0.60437 | 0.83705 | 1.097 | 1.2026 | 1.2026 | 1.289 | 1.2891 | 1.2453 | 1.1192 | 0.77553 | 0.85362 | CrtEgs403 | CrtE | gs | 403 | [32 empty] | 5.4061 | 0 | 0.52145
403 | Lighting-Exterior | Controls | Retail | New | Outdoor motion sensor | 0 | 0.046287 |  | 482.16 | 0 | 0.046287 | 482.16 | 10 |  | 84 | 84 | Per 500W Controlled | GS | 0.57723 | 0.60437 | 0.83705 | 1.097 | 1.2026 | 1.2026 | 1.289 | 1.2891 | 1.2453 | 1.1192 | 0.77553 | 0.85362 | CrtNgs403 | CrtN | gs | 403 | [32 empty] | 0.028867 | 0 | 0.0027844
403 | Lighting-Exterior | Controls | Schools K-12 | Existing | Outdoor motion sensor | 0 | 0.050145 |  | 482.16 | 0 | 0.050145 | 482.16 | 10 |  | 84 | 84 | Per 500W Controlled | GS | 0.57723 | 0.60437 | 0.83705 | 1.097 | 1.2026 | 1.2026 | 1.289 | 1.2891 | 1.2453 | 1.1192 | 0.77553 | 0.85362 | CscEgs403 | CscE | gs | 403 | [32 empty] | 0.44718 | 0 | 0.046304
403 | Lighting-Exterior | Controls | Schools K-12 | New | Outdoor motion sensor | 0 | 0.050145 |  | 482.16 | 0 | 0.050145 | 482.16 | 10 |  | 84 | 84 | Per 500W Controlled | GS | 0.57723 | 0.60437 | 0.83705 | 1.097 | 1.2026 | 1.2026 | 1.289 | 1.2891 | 1.2453 | 1.1192 | 0.77553 | 0.85362 | CscNgs403 | CscN | gs | 403 | [32 empty] | 0.0025125 | 0 | 0.00026016
403 | Lighting-Exterior | Controls | Warehouse | Existing | Outdoor motion sensor | 0 | 0.046287 |  | 482.16 | 0 | 0.046287 | 482.16 | 10 |  | 84 | 84 | Per 500W Controlled | GS | 0.57723 | 0.60437 | 0.83705 | 1.097 | 1.2026 | 1.2026 | 1.289 | 1.2891 | 1.2453 | 1.1192 | 0.77553 | 0.85362 | CwaEgs403 | CwaE | gs | 403 | [32 empty] | 0.74898 | 0 | 0.071912
403 | Lighting-Exterior | Controls | Warehouse | New | Outdoor motion sensor | 0 | 0.046287 |  | 482.16 | 0 | 0.046287 | 482.16 | 10 |  | 84 | 84 | Per 500W Controlled | GS | 0.57723 | 0.60437 | 0.83705 | 1.097 | 1.2026 | 1.2026 | 1.289 | 1.2891 | 1.2453 | 1.1192 | 0.77553 | 0.85362 | CwaNgs403 | CwaN | gs | 403 | [32 empty] | 0.0039994 | 0 | 0.00038399
404 | Lighting-Exterior | LED | Assembly | Turnover | LED - 9W Flood_CFL Baseline | 0 | 0.0019085 |  | 20.09 | 0 | 0.0019085 | 20.09 | 10 |  | 0.5 | 0.5 | Per Lamp | GS | 0.57723 | 0.60437 | 0.83705 | 1.097 | 1.2026 | 1.2026 | 1.289 | 1.2891 | 1.2453 | 1.1192 | 0.77553 | 0.85362 | CasTgs404 | CasT | gs | 404 | [32 empty] | 0.083566 | 0 | 0.0079426
404 | Lighting-Exterior | LED | Assembly | New | LED - 9W Flood_CFL Baseline | 0 | 0.0019085 |  | 20.09 | 0 | 0.0019085 | 20.09 | 10 |  | 0.5 | 0.5 | Per Lamp | GS | 0.57723 | 0.60437 | 0.83705 | 1.097 | 1.2026 | 1.2026 | 1.289 | 1.2891 | 1.2453 | 1.1192 | 0.77553 | 0.85362 | CasNgs404 | CasN | gs | 404 | [32 empty] | 0.00091606 | 0 | 8.7068e-05
404 | Lighting-Exterior | LED | College and University | Turnover | LED - 9W Flood_CFL Baseline | 0 | 0.0019889 |  | 20.09 | 0 | 0.0019889 | 20.09 | 10 |  | 0.5 | 0.5 | Per Lamp | GS | 0.57723 | 0.60437 | 0.83705 | 1.097 | 1.2026 | 1.2026 | 1.289 | 1.2891 | 1.2453 | 1.1192 | 0.77553 | 0.85362 | CcoTgs404 | CcoT | gs | 404 | [32 empty] | 0.011313 | 0 | 0.0011202
404 | Lighting-Exterior | LED | College and University | New | LED - 9W Flood_CFL Baseline | 0 | 0.0019889 |  | 20.09 | 0 | 0.0019889 | 20.09 | 10 |  | 0.5 | 0.5 | Per Lamp | GS | 0.57723 | 0.60437 | 0.83705 | 1.097 | 1.2026 | 1.2026 | 1.289 | 1.2891 | 1.2453 | 1.1192 | 0.77553 | 0.85362 | CcoNgs404 | CcoN | gs | 404 | [32 empty] | 0.00012478 | 0 | 1.2355e-05
404 | Lighting-Exterior | LED | Data Center | Turnover | LED - 9W Flood_CFL Baseline | 0 | 0.0018282 |  | 20.09 | 0 | 0.0018282 | 20.09 | 10 |  | 0.5 | 0.5 | Per Lamp | GS | 0.57723 | 0.60437 | 0.83705 | 1.097 | 1.2026 | 1.2026 | 1.289 | 1.2891 | 1.2453 | 1.1192 | 0.77553 | 0.85362 | CdaTgs404 | CdaT | gs | 404 | [32 empty] | 0.00082974 | 0 | 7.526e-05
404 | Lighting-Exterior | LED | Data Center | New | LED - 9W Flood_CFL Baseline | 0 | 0.0018282 |  | 20.09 | 0 | 0.0018282 | 20.09 | 10 |  | 0.5 | 0.5 | Per Lamp | GS | 0.57723 | 0.60437 | 0.83705 | 1.097 | 1.2026 | 1.2026 | 1.289 | 1.2891 | 1.2453 | 1.1192 | 0.77553 | 0.85362 | CdaNgs404 | CdaN | gs | 404 | [32 empty] | 9.1517e-06 | 0 | 8.3009e-07
404 | Lighting-Exterior | LED | Grocery | Turnover | LED - 9W Flood_CFL Baseline | 0 | 0.0019487 |  | 20.09 | 0 | 0.0019487 | 20.09 | 10 |  | 0.5 | 0.5 | Per Lamp | GS | 0.57723 | 0.60437 | 0.83705 | 1.097 | 1.2026 | 1.2026 | 1.289 | 1.2891 | 1.2453 | 1.1192 | 0.77553 | 0.85362 | CgrTgs404 | CgrT | gs | 404 | [32 empty] | 0.047666 | 0 | 0.0046444
404 | Lighting-Exterior | LED | Grocery | New | LED - 9W Flood_CFL Baseline | 0 | 0.0019487 |  | 20.09 | 0 | 0.0019487 | 20.09 | 10 |  | 0.5 | 0.5 | Per Lamp | GS | 0.57723 | 0.60437 | 0.83705 | 1.097 | 1.2026 | 1.2026 | 1.289 | 1.2891 | 1.2453 | 1.1192 | 0.77553 | 0.85362 | CgrNgs404 | CgrN | gs | 404 | [32 empty] | 0.00052406 | 0 | 5.1063e-05
404 | Lighting-Exterior | LED | Healthcare | Turnover | LED - 9W Flood_CFL Baseline | 0 | 0.0019487 |  | 20.09 | 0 | 0.0019487 | 20.09 | 10 |  | 0.5 | 0.5 | Per Lamp | GS | 0.57723 | 0.60437 | 0.83705 | 1.097 | 1.2026 | 1.2026 | 1.289 | 1.2891 | 1.2453 | 1.1192 | 0.77553 | 0.85362 | CheTgs404 | CheT | gs | 404 | [32 empty] | 0.056202 | 0 | 0.0054366
404 | Lighting-Exterior | LED | Healthcare | New | LED - 9W Flood_CFL Baseline | 0 | 0.0019487 |  | 20.09 | 0 | 0.0019487 | 20.09 | 10 |  | 0.5 | 0.5 | Per Lamp | GS | 0.57723 | 0.60437 | 0.83705 | 1.097 | 1.2026 | 1.2026 | 1.289 | 1.2891 | 1.2453 | 1.1192 | 0.77553 | 0.85362 | CheNgs404 | CheN | gs | 404 | [32 empty] | 0.00061989 | 0 | 5.9964e-05
404 | Lighting-Exterior | LED | Hospitals | Turnover | LED - 9W Flood_CFL Baseline | 0 | 0.0019889 |  | 20.09 | 0 | 0.0019889 | 20.09 | 10 |  | 0.5 | 0.5 | Per Lamp | GS | 0.57723 | 0.60437 | 0.83705 | 1.097 | 1.2026 | 1.2026 | 1.289 | 1.2891 | 1.2453 | 1.1192 | 0.77553 | 0.85362 | ChoTgs404 | ChoT | gs | 404 | [32 empty] | 0.02146 | 0 | 0.0021249
404 | Lighting-Exterior | LED | Hospitals | New | LED - 9W Flood_CFL Baseline | 0 | 0.0019889 |  | 20.09 | 0 | 0.0019889 | 20.09 | 10 |  | 0.5 | 0.5 | Per Lamp | GS | 0.57723 | 0.60437 | 0.83705 | 1.097 | 1.2026 | 1.2026 | 1.289 | 1.2891 | 1.2453 | 1.1192 | 0.77553 | 0.85362 | ChoNgs404 | ChoN | gs | 404 | [32 empty] | 0.00023594 | 0 | 2.3361e-05
404 | Lighting-Exterior | LED | Institutional | Turnover | LED - 9W Flood_CFL Baseline | 0 | 0.0024108 |  | 20.09 | 0 | 0.0024108 | 20.09 | 10 |  | 0.5 | 0.5 | Per Lamp | GS | 0.57723 | 0.60437 | 0.83705 | 1.097 | 1.2026 | 1.2026 | 1.289 | 1.2891 | 1.2453 | 1.1192 | 0.77553 | 0.85362 | CinTgs404 | CinT | gs | 404 | [32 empty] | 0.02391 | 0 | 0.0028671
404 | Lighting-Exterior | LED | Institutional | New | LED - 9W Flood_CFL Baseline | 0 | 0.0024108 |  | 20.09 | 0 | 0.0024108 | 20.09 | 10 |  | 0.5 | 0.5 | Per Lamp | GS | 0.57723 | 0.60437 | 0.83705 | 1.097 | 1.2026 | 1.2026 | 1.289 | 1.2891 | 1.2453 | 1.1192 | 0.77553 | 0.85362 | CinNgs404 | CinN | gs | 404 | [32 empty] | 0.00026372 | 0 | 3.1623e-05
404 | Lighting-Exterior | LED | Lodging/Hospitality | Turnover | LED - 9W Flood_CFL Baseline | 0 | 0.0017478 |  | 20.09 | 0 | 0.0017478 | 20.09 | 10 |  | 0.5 | 0.5 | Per Lamp | GS | 0.57723 | 0.60437 | 0.83705 | 1.097 | 1.2026 | 1.2026 | 1.289 | 1.2891 | 1.2453 | 1.1192 | 0.77553 | 0.85362 | CloTgs404 | CloT | gs | 404 | [32 empty] | 0.03345 | 0 | 0.0028948
404 | Lighting-Exterior | LED | Lodging/Hospitality | New | LED - 9W Flood_CFL Baseline | 0 | 0.0017478 |  | 20.09 | 0 | 0.0017478 | 20.09 | 10 |  | 0.5 | 0.5 | Per Lamp | GS | 0.57723 | 0.60437 | 0.83705 | 1.097 | 1.2026 | 1.2026 | 1.289 | 1.2891 | 1.2453 | 1.1192 | 0.77553 | 0.85362 | CloNgs404 | CloN | gs | 404 | [32 empty] | 0.00036776 | 0 | 3.1826e-05
404 | Lighting-Exterior | LED | Miscellaneous | Turnover | LED - 9W Flood_CFL Baseline | 0 | 0.0018282 |  | 20.09 | 0 | 0.0018282 | 20.09 | 10 |  | 0.5 | 0.5 | Per Lamp | GS | 0.57723 | 0.60437 | 0.83705 | 1.097 | 1.2026 | 1.2026 | 1.289 | 1.2891 | 1.2453 | 1.1192 | 0.77553 | 0.85362 | CmiTgs404 | CmiT | gs | 404 | [32 empty] | 0.1033 | 0 | 0.0093699
404 | Lighting-Exterior | LED | Miscellaneous | New | LED - 9W Flood_CFL Baseline | 0 | 0.0018282 |  | 20.09 | 0 | 0.0018282 | 20.09 | 10 |  | 0.5 | 0.5 | Per Lamp | GS | 0.57723 | 0.60437 | 0.83705 | 1.097 | 1.2026 | 1.2026 | 1.289 | 1.2891 | 1.2453 | 1.1192 | 0.77553 | 0.85362 | CmiNgs404 | CmiN | gs | 404 | [32 empty] | 0.0011394 | 0 | 0.00010335
404 | Lighting-Exterior | LED | Offices | Turnover | LED - 9W Flood_CFL Baseline | 0 | 0.0018282 |  | 20.09 | 0 | 0.0018282 | 20.09 | 10 |  | 0.5 | 0.5 | Per Lamp | GS | 0.57723 | 0.60437 | 0.83705 | 1.097 | 1.2026 | 1.2026 | 1.289 | 1.2891 | 1.2453 | 1.1192 | 0.77553 | 0.85362 | CofTgs404 | CofT | gs | 404 | [32 empty] | 0.3346 | 0 | 0.030349
404 | Lighting-Exterior | LED | Offices | New | LED - 9W Flood_CFL Baseline | 0 | 0.0018282 |  | 20.09 | 0 | 0.0018282 | 20.09 | 10 |  | 0.5 | 0.5 | Per Lamp | GS | 0.57723 | 0.60437 | 0.83705 | 1.097 | 1.2026 | 1.2026 | 1.289 | 1.2891 | 1.2453 | 1.1192 | 0.77553 | 0.85362 | CofNgs404 | CofN | gs | 404 | [32 empty] | 0.0036787 | 0 | 0.00033367
404 | Lighting-Exterior | LED | Restaurants | Turnover | LED - 9W Flood_CFL Baseline | 0 | 0.0018081 |  | 20.09 | 0 | 0.0018081 | 20.09 | 10 |  | 0.5 | 0.5 | Per Lamp | GS | 0.57723 | 0.60437 | 0.83705 | 1.097 | 1.2026 | 1.2026 | 1.289 | 1.2891 | 1.2453 | 1.1192 | 0.77553 | 0.85362 | CreTgs404 | CreT | gs | 404 | [32 empty] | 0.025294 | 0 | 0.0022854
404 | Lighting-Exterior | LED | Restaurants | New | LED - 9W Flood_CFL Baseline | 0 | 0.0018081 |  | 20.09 | 0 | 0.0018081 | 20.09 | 10 |  | 0.5 | 0.5 | Per Lamp | GS | 0.57723 | 0.60437 | 0.83705 | 1.097 | 1.2026 | 1.2026 | 1.289 | 1.2891 | 1.2453 | 1.1192 | 0.77553 | 0.85362 | CreNgs404 | CreN | gs | 404 | [32 empty] | 0.00027809 | 0 | 2.5127e-05
404 | Lighting-Exterior | LED | Retail | Turnover | LED - 9W Flood_CFL Baseline | 0 | 0.0019286 |  | 20.09 | 0 | 0.0019286 | 20.09 | 10 |  | 0.5 | 0.5 | Per Lamp | GS | 0.57723 | 0.60437 | 0.83705 | 1.097 | 1.2026 | 1.2026 | 1.289 | 1.2891 | 1.2453 | 1.1192 | 0.77553 | 0.85362 | CrtTgs404 | CrtT | gs | 404 | [32 empty] | 0.11635 | 0 | 0.011223
404 | Lighting-Exterior | LED | Retail | New | LED - 9W Flood_CFL Baseline | 0 | 0.0019286 |  | 20.09 | 0 | 0.0019286 | 20.09 | 10 |  | 0.5 | 0.5 | Per Lamp | GS | 0.57723 | 0.60437 | 0.83705 | 1.097 | 1.2026 | 1.2026 | 1.289 | 1.2891 | 1.2453 | 1.1192 | 0.77553 | 0.85362 | CrtNgs404 | CrtN | gs | 404 | [32 empty] | 0.0012792 | 0 | 0.00012339
404 | Lighting-Exterior | LED | Schools K-12 | Turnover | LED - 9W Flood_CFL Baseline | 0 | 0.0020894 |  | 20.09 | 0 | 0.0020894 | 20.09 | 10 |  | 0.5 | 0.5 | Per Lamp | GS | 0.57723 | 0.60437 | 0.83705 | 1.097 | 1.2026 | 1.2026 | 1.289 | 1.2891 | 1.2453 | 1.1192 | 0.77553 | 0.85362 | CscTgs404 | CscT | gs | 404 | [32 empty] | 0.013431 | 0 | 0.0013907
404 | Lighting-Exterior | LED | Schools K-12 | New | LED - 9W Flood_CFL Baseline | 0 | 0.0020894 |  | 20.09 | 0 | 0.0020894 | 20.09 | 10 |  | 0.5 | 0.5 | Per Lamp | GS | 0.57723 | 0.60437 | 0.83705 | 1.097 | 1.2026 | 1.2026 | 1.289 | 1.2891 | 1.2453 | 1.1192 | 0.77553 | 0.85362 | CscNgs404 | CscN | gs | 404 | [32 empty] | 0.00014814 | 0 | 1.5339e-05
404 | Lighting-Exterior | LED | Warehouse | Turnover | LED - 9W Flood_CFL Baseline | 0 | 0.0019286 |  | 20.09 | 0 | 0.0019286 | 20.09 | 10 |  | 0.5 | 0.5 | Per Lamp | GS | 0.57723 | 0.60437 | 0.83705 | 1.097 | 1.2026 | 1.2026 | 1.289 | 1.2891 | 1.2453 | 1.1192 | 0.77553 | 0.85362 | CwaTgs404 | CwaT | gs | 404 | [32 empty] | 0.022495 | 0 | 0.0021599
404 | Lighting-Exterior | LED | Warehouse | New | LED - 9W Flood_CFL Baseline | 0 | 0.0019286 |  | 20.09 | 0 | 0.0019286 | 20.09 | 10 |  | 0.5 | 0.5 | Per Lamp | GS | 0.57723 | 0.60437 | 0.83705 | 1.097 | 1.2026 | 1.2026 | 1.289 | 1.2891 | 1.2453 | 1.1192 | 0.77553 | 0.85362 | CwaNgs404 | CwaN | gs | 404 | [32 empty] | 0.00024812 | 0 | 2.3823e-05
405 | Lighting-Exterior | LED | Assembly | Turnover | LED Canopy Lighting (Exterior) | 0 | 0.050271 |  | 529.17 | 0 | 0.050271 | 529.17 | 13 |  | 255 | 255 | Per Fixture | GS | 0.57723 | 0.60437 | 0.83705 | 1.097 | 1.2026 | 1.2026 | 1.289 | 1.2891 | 1.2453 | 1.1192 | 0.77553 | 0.85362 | CasTgs405 | CasT | gs | 405 | [32 empty] | 2.82 | 0 | 0.26803
405 | Lighting-Exterior | LED | Assembly | New | LED Canopy Lighting (Exterior) | 0 | 0.050271 |  | 529.17 | 0 | 0.050271 | 529.17 | 13 |  | 255 | 255 | Per Fixture | GS | 0.57723 | 0.60437 | 0.83705 | 1.097 | 1.2026 | 1.2026 | 1.289 | 1.2891 | 1.2453 | 1.1192 | 0.77553 | 0.85362 | CasNgs405 | CasN | gs | 405 | [32 empty] | 0.031103 | 0 | 0.0029562
405 | Lighting-Exterior | LED | College and University | Turnover | LED Canopy Lighting (Exterior) | 0 | 0.052388 |  | 529.17 | 0 | 0.052388 | 529.17 | 13 |  | 255 | 255 | Per Fixture | GS | 0.57723 | 0.60437 | 0.83705 | 1.097 | 1.2026 | 1.2026 | 1.289 | 1.2891 | 1.2453 | 1.1192 | 0.77553 | 0.85362 | CcoTgs405 | CcoT | gs | 405 | [32 empty] | 0.61583 | 0 | 0.060976
405 | Lighting-Exterior | LED | College and University | New | LED Canopy Lighting (Exterior) | 0 | 0.052388 |  | 529.17 | 0 | 0.052388 | 529.17 | 13 |  | 255 | 255 | Per Fixture | GS | 0.57723 | 0.60437 | 0.83705 | 1.097 | 1.2026 | 1.2026 | 1.289 | 1.2891 | 1.2453 | 1.1192 | 0.77553 | 0.85362 | CcoNgs405 | CcoN | gs | 405 | [32 empty] | 0.0067923 | 0 | 0.00067254
405 | Lighting-Exterior | LED | Data Center | Turnover | LED Canopy Lighting (Exterior) | 0 | 0.048154 |  | 529.17 | 0 | 0.048154 | 529.17 | 13 |  | 255 | 255 | Per Fixture | GS | 0.57723 | 0.60437 | 0.83705 | 1.097 | 1.2026 | 1.2026 | 1.289 | 1.2891 | 1.2453 | 1.1192 | 0.77553 | 0.85362 | CdaTgs405 | CdaT | gs | 405 | [32 empty] | 0.045166 | 0 | 0.0040967
405 | Lighting-Exterior | LED | Data Center | New | LED Canopy Lighting (Exterior) | 0 | 0.048154 |  | 529.17 | 0 | 0.048154 | 529.17 | 13 |  | 255 | 255 | Per Fixture | GS | 0.57723 | 0.60437 | 0.83705 | 1.097 | 1.2026 | 1.2026 | 1.289 | 1.2891 | 1.2453 | 1.1192 | 0.77553 | 0.85362 | CdaNgs405 | CdaN | gs | 405 | [32 empty] | 0.00049816 | 0 | 4.5185e-05
405 | Lighting-Exterior | LED | Grocery | Turnover | LED Canopy Lighting (Exterior) | 0 | 0.051329 |  | 529.17 | 0 | 0.051329 | 529.17 | 13 |  | 255 | 255 | Per Fixture | GS | 0.57723 | 0.60437 | 0.83705 | 1.097 | 1.2026 | 1.2026 | 1.289 | 1.2891 | 1.2453 | 1.1192 | 0.77553 | 0.85362 | CgrTgs405 | CgrT | gs | 405 | [32 empty] | 1.6132 | 0 | 0.15719
405 | Lighting-Exterior | LED | Grocery | New | LED Canopy Lighting (Exterior) | 0 | 0.051329 |  | 529.17 | 0 | 0.051329 | 529.17 | 13 |  | 255 | 255 | Per Fixture | GS | 0.57723 | 0.60437 | 0.83705 | 1.097 | 1.2026 | 1.2026 | 1.289 | 1.2891 | 1.2453 | 1.1192 | 0.77553 | 0.85362 | CgrNgs405 | CgrN | gs | 405 | [32 empty] | 0.017793 | 0 | 0.0017337
405 | Lighting-Exterior | LED | Healthcare | Turnover | LED Canopy Lighting (Exterior) | 0 | 0.051329 |  | 529.17 | 0 | 0.051329 | 529.17 | 13 |  | 255 | 255 | Per Fixture | GS | 0.57723 | 0.60437 | 0.83705 | 1.097 | 1.2026 | 1.2026 | 1.289 | 1.2891 | 1.2453 | 1.1192 | 0.77553 | 0.85362 | CheTgs405 | CheT | gs | 405 | [32 empty] | 3.0593 | 0 | 0.29594
405 | Lighting-Exterior | LED | Healthcare | New | LED Canopy Lighting (Exterior) | 0 | 0.051329 |  | 529.17 | 0 | 0.051329 | 529.17 | 13 |  | 255 | 255 | Per Fixture | GS | 0.57723 | 0.60437 | 0.83705 | 1.097 | 1.2026 | 1.2026 | 1.289 | 1.2891 | 1.2453 | 1.1192 | 0.77553 | 0.85362 | CheNgs405 | CheN | gs | 405 | [32 empty] | 0.033743 | 0 | 0.0032641
405 | Lighting-Exterior | LED | Hospitals | Turnover | LED Canopy Lighting (Exterior) | 0 | 0.052388 |  | 529.17 | 0 | 0.052388 | 529.17 | 13 |  | 255 | 255 | Per Fixture | GS | 0.57723 | 0.60437 | 0.83705 | 1.097 | 1.2026 | 1.2026 | 1.289 | 1.2891 | 1.2453 | 1.1192 | 0.77553 | 0.85362 | ChoTgs405 | ChoT | gs | 405 | [32 empty] | 1.1644 | 0 | 0.11529
405 | Lighting-Exterior | LED | Hospitals | New | LED Canopy Lighting (Exterior) | 0 | 0.052388 |  | 529.17 | 0 | 0.052388 | 529.17 | 13 |  | 255 | 255 | Per Fixture | GS | 0.57723 | 0.60437 | 0.83705 | 1.097 | 1.2026 | 1.2026 | 1.289 | 1.2891 | 1.2453 | 1.1192 | 0.77553 | 0.85362 | ChoNgs405 | ChoN | gs | 405 | [32 empty] | 0.012843 | 0 | 0.0012717
405 | Lighting-Exterior | LED | Institutional | Turnover | LED Canopy Lighting (Exterior) | 0 | 0.0635 |  | 529.17 | 0 | 0.0635 | 529.17 | 13 |  | 255 | 255 | Per Fixture | GS | 0.57723 | 0.60437 | 0.83705 | 1.097 | 1.2026 | 1.2026 | 1.289 | 1.2891 | 1.2453 | 1.1192 | 0.77553 | 0.85362 | CinTgs405 | CinT | gs | 405 | [32 empty] | 0.81184 | 0 | 0.097346
405 | Lighting-Exterior | LED | Institutional | New | LED Canopy Lighting (Exterior) | 0 | 0.0635 |  | 529.17 | 0 | 0.0635 | 529.17 | 13 |  | 255 | 255 | Per Fixture | GS | 0.57723 | 0.60437 | 0.83705 | 1.097 | 1.2026 | 1.2026 | 1.289 | 1.2891 | 1.2453 | 1.1192 | 0.77553 | 0.85362 | CinNgs405 | CinN | gs | 405 | [32 empty] | 0.0089543 | 0 | 0.0010737
405 | Lighting-Exterior | LED | Lodging/Hospitality | Turnover | LED Canopy Lighting (Exterior) | 0 | 0.046038 |  | 529.17 | 0 | 0.046038 | 529.17 | 13 |  | 255 | 255 | Per Fixture | GS | 0.57723 | 0.60437 | 0.83705 | 1.097 | 1.2026 | 1.2026 | 1.289 | 1.2891 | 1.2453 | 1.1192 | 0.77553 | 0.85362 | CloTgs405 | CloT | gs | 405 | [32 empty] | 1.815 | 0 | 0.15707
405 | Lighting-Exterior | LED | Lodging/Hospitality | New | LED Canopy Lighting (Exterior) | 0 | 0.046038 |  | 529.17 | 0 | 0.046038 | 529.17 | 13 |  | 255 | 255 | Per Fixture | GS | 0.57723 | 0.60437 | 0.83705 | 1.097 | 1.2026 | 1.2026 | 1.289 | 1.2891 | 1.2453 | 1.1192 | 0.77553 | 0.85362 | CloNgs405 | CloN | gs | 405 | [32 empty] | 0.020019 | 0 | 0.0017324
405 | Lighting-Exterior | LED | Miscellaneous | Turnover | LED Canopy Lighting (Exterior) | 0 | 0.048154 |  | 529.17 | 0 | 0.048154 | 529.17 | 13 |  | 255 | 255 | Per Fixture | GS | 0.57723 | 0.60437 | 0.83705 | 1.097 | 1.2026 | 1.2026 | 1.289 | 1.2891 | 1.2453 | 1.1192 | 0.77553 | 0.85362 | CmiTgs405 | CmiT | gs | 405 | [32 empty] | 3.5074 | 0 | 0.31814
405 | Lighting-Exterior | LED | Miscellaneous | New | LED Canopy Lighting (Exterior) | 0 | 0.048154 |  | 529.17 | 0 | 0.048154 | 529.17 | 13 |  | 255 | 255 | Per Fixture | GS | 0.57723 | 0.60437 | 0.83705 | 1.097 | 1.2026 | 1.2026 | 1.289 | 1.2891 | 1.2453 | 1.1192 | 0.77553 | 0.85362 | CmiNgs405 | CmiN | gs | 405 | [32 empty] | 0.038686 | 0 | 0.0035089
405 | Lighting-Exterior | LED | Offices | Turnover | LED Canopy Lighting (Exterior) | 0 | 0.048154 |  | 529.17 | 0 | 0.048154 | 529.17 | 13 |  | 255 | 255 | Per Fixture | GS | 0.57723 | 0.60437 | 0.83705 | 1.097 | 1.2026 | 1.2026 | 1.289 | 1.2891 | 1.2453 | 1.1192 | 0.77553 | 0.85362 | CofTgs405 | CofT | gs | 405 | [32 empty] | 18.1552 | 0 | 1.6467
405 | Lighting-Exterior | LED | Offices | New | LED Canopy Lighting (Exterior) | 0 | 0.048154 |  | 529.17 | 0 | 0.048154 | 529.17 | 13 |  | 255 | 255 | Per Fixture | GS | 0.57723 | 0.60437 | 0.83705 | 1.097 | 1.2026 | 1.2026 | 1.289 | 1.2891 | 1.2453 | 1.1192 | 0.77553 | 0.85362 | CofNgs405 | CofN | gs | 405 | [32 empty] | 0.20025 | 0 | 0.018163
405 | Lighting-Exterior | LED | Restaurants | Turnover | LED Canopy Lighting (Exterior) | 0 | 0.047625 |  | 529.17 | 0 | 0.047625 | 529.17 | 13 |  | 255 | 255 | Per Fixture | GS | 0.57723 | 0.60437 | 0.83705 | 1.097 | 1.2026 | 1.2026 | 1.289 | 1.2891 | 1.2453 | 1.1192 | 0.77553 | 0.85362 | CreTgs405 | CreT | gs | 405 | [32 empty] | 0.48036 | 0 | 0.043402
405 | Lighting-Exterior | LED | Restaurants | New | LED Canopy Lighting (Exterior) | 0 | 0.047625 |  | 529.17 | 0 | 0.047625 | 529.17 | 13 |  | 255 | 255 | Per Fixture | GS | 0.57723 | 0.60437 | 0.83705 | 1.097 | 1.2026 | 1.2026 | 1.289 | 1.2891 | 1.2453 | 1.1192 | 0.77553 | 0.85362 | CreNgs405 | CreN | gs | 405 | [32 empty] | 0.0052982 | 0 | 0.00047871
405 | Lighting-Exterior | LED | Retail | Turnover | LED Canopy Lighting (Exterior) | 0 | 0.0508 |  | 529.17 | 0 | 0.0508 | 529.17 | 13 |  | 255 | 255 | Per Fixture | GS | 0.57723 | 0.60437 | 0.83705 | 1.097 | 1.2026 | 1.2026 | 1.289 | 1.2891 | 1.2453 | 1.1192 | 0.77553 | 0.85362 | CrtTgs405 | CrtT | gs | 405 | [32 empty] | 8.8385 | 0 | 0.85252
405 | Lighting-Exterior | LED | Retail | New | LED Canopy Lighting (Exterior) | 0 | 0.0508 |  | 529.17 | 0 | 0.0508 | 529.17 | 13 |  | 255 | 255 | Per Fixture | GS | 0.57723 | 0.60437 | 0.83705 | 1.097 | 1.2026 | 1.2026 | 1.289 | 1.2891 | 1.2453 | 1.1192 | 0.77553 | 0.85362 | CrtNgs405 | CrtN | gs | 405 | [32 empty] | 0.097486 | 0 | 0.009403
405 | Lighting-Exterior | LED | Schools K-12 | Turnover | LED Canopy Lighting (Exterior) | 0 | 0.055034 |  | 529.17 | 0 | 0.055034 | 529.17 | 13 |  | 255 | 255 | Per Fixture | GS | 0.57723 | 0.60437 | 0.83705 | 1.097 | 1.2026 | 1.2026 | 1.289 | 1.2891 | 1.2453 | 1.1192 | 0.77553 | 0.85362 | CscTgs405 | CscT | gs | 405 | [32 empty] | 0.45602 | 0 | 0.04722
405 | Lighting-Exterior | LED | Schools K-12 | New | LED Canopy Lighting (Exterior) | 0 | 0.055034 |  | 529.17 | 0 | 0.055034 | 529.17 | 13 |  | 255 | 255 | Per Fixture | GS | 0.57723 | 0.60437 | 0.83705 | 1.097 | 1.2026 | 1.2026 | 1.289 | 1.2891 | 1.2453 | 1.1192 | 0.77553 | 0.85362 | CscNgs405 | CscN | gs | 405 | [32 empty] | 0.0050298 | 0 | 0.00052082
405 | Lighting-Exterior | LED | Warehouse | Turnover | LED Canopy Lighting (Exterior) | 0 | 0.0508 |  | 529.17 | 0 | 0.0508 | 529.17 | 13 |  | 255 | 255 | Per Fixture | GS | 0.57723 | 0.60437 | 0.83705 | 1.097 | 1.2026 | 1.2026 | 1.289 | 1.2891 | 1.2453 | 1.1192 | 0.77553 | 0.85362 | CwaTgs405 | CwaT | gs | 405 | [32 empty] | 1.2245 | 0 | 0.11757
405 | Lighting-Exterior | LED | Warehouse | New | LED Canopy Lighting (Exterior) | 0 | 0.0508 |  | 529.17 | 0 | 0.0508 | 529.17 | 13 |  | 255 | 255 | Per Fixture | GS | 0.57723 | 0.60437 | 0.83705 | 1.097 | 1.2026 | 1.2026 | 1.289 | 1.2891 | 1.2453 | 1.1192 | 0.77553 | 0.85362 | CwaNgs405 | CwaN | gs | 405 | [32 empty] | 0.013506 | 0 | 0.0012968
406 | Lighting-Exterior | LED | Assembly | Turnover | LED Display Lighting (Exterior) | 0 | 0.35881 |  | 3776.92 | 0 | 0.35881 | 3776.92 | 11 |  | 2274.8 | 2274.8 | Per Fixture | GS | 0.57723 | 0.60437 | 0.83705 | 1.097 | 1.2026 | 1.2026 | 1.289 | 1.2891 | 1.2453 | 1.1192 | 0.77553 | 0.85362 | CasTgs406 | CasT | gs | 406 | [32 empty] | 0.017244 | 0 | 0.001639
406 | Lighting-Exterior | LED | Assembly | New | LED Display Lighting (Exterior) | 0 | 0.35881 |  | 3776.92 | 0 | 0.35881 | 3776.92 | 11 |  | 2274.8 | 2274.8 | Per Fixture | GS | 0.57723 | 0.60437 | 0.83705 | 1.097 | 1.2026 | 1.2026 | 1.289 | 1.2891 | 1.2453 | 1.1192 | 0.77553 | 0.85362 | CasNgs406 | CasN | gs | 406 | [32 empty] | 0.00020605 | 0 | 1.9584e-05
406 | Lighting-Exterior | LED | College and University | Turnover | LED Display Lighting (Exterior) | 0 | 0.37392 |  | 3776.92 | 0 | 0.37392 | 3776.92 | 11 |  | 2274.8 | 2274.8 | Per Fixture | GS | 0.57723 | 0.60437 | 0.83705 | 1.097 | 1.2026 | 1.2026 | 1.289 | 1.2891 | 1.2453 | 1.1192 | 0.77553 | 0.85362 | CcoTgs406 | CcoT | gs | 406 | [32 empty] | 0.0025447 | 0 | 0.00025196
406 | Lighting-Exterior | LED | College and University | New | LED Display Lighting (Exterior) | 0 | 0.37392 |  | 3776.92 | 0 | 0.37392 | 3776.92 | 11 |  | 2274.8 | 2274.8 | Per Fixture | GS | 0.57723 | 0.60437 | 0.83705 | 1.097 | 1.2026 | 1.2026 | 1.289 | 1.2891 | 1.2453 | 1.1192 | 0.77553 | 0.85362 | CcoNgs406 | CcoN | gs | 406 | [32 empty] | 2.8067e-05 | 0 | 2.7791e-06
406 | Lighting-Exterior | LED | Data Center | Turnover | LED Display Lighting (Exterior) | 0 | 0.3437 |  | 3776.92 | 0 | 0.3437 | 3776.92 | 11 |  | 2274.8 | 2274.8 | Per Fixture | GS | 0.57723 | 0.60437 | 0.83705 | 1.097 | 1.2026 | 1.2026 | 1.289 | 1.2891 | 1.2453 | 1.1192 | 0.77553 | 0.85362 | CdaTgs406 | CdaT | gs | 406 | [32 empty] | 0.00018663 | 0 | 1.6928e-05
406 | Lighting-Exterior | LED | Data Center | New | LED Display Lighting (Exterior) | 0 | 0.3437 |  | 3776.92 | 0 | 0.3437 | 3776.92 | 11 |  | 2274.8 | 2274.8 | Per Fixture | GS | 0.57723 | 0.60437 | 0.83705 | 1.097 | 1.2026 | 1.2026 | 1.289 | 1.2891 | 1.2453 | 1.1192 | 0.77553 | 0.85362 | CdaNgs406 | CdaN | gs | 406 | [32 empty] | 2.0585e-06 | 0 | 1.8671e-07
406 | Lighting-Exterior | LED | Grocery | Turnover | LED Display Lighting (Exterior) | 0 | 0.36636 |  | 3776.92 | 0 | 0.36636 | 3776.92 | 11 |  | 2274.8 | 2274.8 | Per Fixture | GS | 0.57723 | 0.60437 | 0.83705 | 1.097 | 1.2026 | 1.2026 | 1.289 | 1.2891 | 1.2453 | 1.1192 | 0.77553 | 0.85362 | CgrTgs406 | CgrT | gs | 406 | [32 empty] | 0.0098651 | 0 | 0.00096123
406 | Lighting-Exterior | LED | Grocery | New | LED Display Lighting (Exterior) | 0 | 0.36636 |  | 3776.92 | 0 | 0.36636 | 3776.92 | 11 |  | 2274.8 | 2274.8 | Per Fixture | GS | 0.57723 | 0.60437 | 0.83705 | 1.097 | 1.2026 | 1.2026 | 1.289 | 1.2891 | 1.2453 | 1.1192 | 0.77553 | 0.85362 | CgrNgs406 | CgrN | gs | 406 | [32 empty] | 0.00011788 | 0 | 1.1485e-05
406 | Lighting-Exterior | LED | Healthcare | Turnover | LED Display Lighting (Exterior) | 0 | 0.36636 |  | 3776.92 | 0 | 0.36636 | 3776.92 | 11 |  | 2274.8 | 2274.8 | Per Fixture | GS | 0.57723 | 0.60437 | 0.83705 | 1.097 | 1.2026 | 1.2026 | 1.289 | 1.2891 | 1.2453 | 1.1192 | 0.77553 | 0.85362 | CheTgs406 | CheT | gs | 406 | [32 empty] | 0.012641 | 0 | 0.0012229
406 | Lighting-Exterior | LED | Healthcare | New | LED Display Lighting (Exterior) | 0 | 0.36636 |  | 3776.92 | 0 | 0.36636 | 3776.92 | 11 |  | 2274.8 | 2274.8 | Per Fixture | GS | 0.57723 | 0.60437 | 0.83705 | 1.097 | 1.2026 | 1.2026 | 1.289 | 1.2891 | 1.2453 | 1.1192 | 0.77553 | 0.85362 | CheNgs406 | CheN | gs | 406 | [32 empty] | 0.00013943 | 0 | 1.3488e-05
406 | Lighting-Exterior | LED | Hospitals | Turnover | LED Display Lighting (Exterior) | 0 | 0.37392 |  | 3776.92 | 0 | 0.37392 | 3776.92 | 11 |  | 2274.8 | 2274.8 | Per Fixture | GS | 0.57723 | 0.60437 | 0.83705 | 1.097 | 1.2026 | 1.2026 | 1.289 | 1.2891 | 1.2453 | 1.1192 | 0.77553 | 0.85362 | ChoTgs406 | ChoT | gs | 406 | [32 empty] | 0.0044414 | 0 | 0.00043977
406 | Lighting-Exterior | LED | Hospitals | New | LED Display Lighting (Exterior) | 0 | 0.37392 |  | 3776.92 | 0 | 0.37392 | 3776.92 | 11 |  | 2274.8 | 2274.8 | Per Fixture | GS | 0.57723 | 0.60437 | 0.83705 | 1.097 | 1.2026 | 1.2026 | 1.289 | 1.2891 | 1.2453 | 1.1192 | 0.77553 | 0.85362 | ChoNgs406 | ChoN | gs | 406 | [32 empty] | 5.3069e-05 | 0 | 5.2547e-06
406 | Lighting-Exterior | LED | Institutional | Turnover | LED Display Lighting (Exterior) | 0 | 0.45323 |  | 3776.92 | 0 | 0.45323 | 3776.92 | 11 |  | 2274.8 | 2274.8 | Per Fixture | GS | 0.57723 | 0.60437 | 0.83705 | 1.097 | 1.2026 | 1.2026 | 1.289 | 1.2891 | 1.2453 | 1.1192 | 0.77553 | 0.85362 | CinTgs406 | CinT | gs | 406 | [32 empty] | 0.0053782 | 0 | 0.00064489
406 | Lighting-Exterior | LED | Institutional | New | LED Display Lighting (Exterior) | 0 | 0.45323 |  | 3776.92 | 0 | 0.45323 | 3776.92 | 11 |  | 2274.8 | 2274.8 | Per Fixture | GS | 0.57723 | 0.60437 | 0.83705 | 1.097 | 1.2026 | 1.2026 | 1.289 | 1.2891 | 1.2453 | 1.1192 | 0.77553 | 0.85362 | CinNgs406 | CinN | gs | 406 | [32 empty] | 5.9319e-05 | 0 | 7.1129e-06
406 | Lighting-Exterior | LED | Lodging/Hospitality | Turnover | LED Display Lighting (Exterior) | 0 | 0.32859 |  | 3776.92 | 0 | 0.32859 | 3776.92 | 11 |  | 2274.8 | 2274.8 | Per Fixture | GS | 0.57723 | 0.60437 | 0.83705 | 1.097 | 1.2026 | 1.2026 | 1.289 | 1.2891 | 1.2453 | 1.1192 | 0.77553 | 0.85362 | CloTgs406 | CloT | gs | 406 | [32 empty] | 0.0069229 | 0 | 0.0005991
406 | Lighting-Exterior | LED | Lodging/Hospitality | New | LED Display Lighting (Exterior) | 0 | 0.32859 |  | 3776.92 | 0 | 0.32859 | 3776.92 | 11 |  | 2274.8 | 2274.8 | Per Fixture | GS | 0.57723 | 0.60437 | 0.83705 | 1.097 | 1.2026 | 1.2026 | 1.289 | 1.2891 | 1.2453 | 1.1192 | 0.77553 | 0.85362 | CloNgs406 | CloN | gs | 406 | [32 empty] | 8.2721e-05 | 0 | 7.1586e-06
406 | Lighting-Exterior | LED | Miscellaneous | Turnover | LED Display Lighting (Exterior) | 0 | 0.3437 |  | 3776.92 | 0 | 0.3437 | 3776.92 | 11 |  | 2274.8 | 2274.8 | Per Fixture | GS | 0.57723 | 0.60437 | 0.83705 | 1.097 | 1.2026 | 1.2026 | 1.289 | 1.2891 | 1.2453 | 1.1192 | 0.77553 | 0.85362 | CmiTgs406 | CmiT | gs | 406 | [32 empty] | 0.023236 | 0 | 0.0021076
406 | Lighting-Exterior | LED | Miscellaneous | New | LED Display Lighting (Exterior) | 0 | 0.3437 |  | 3776.92 | 0 | 0.3437 | 3776.92 | 11 |  | 2274.8 | 2274.8 | Per Fixture | GS | 0.57723 | 0.60437 | 0.83705 | 1.097 | 1.2026 | 1.2026 | 1.289 | 1.2891 | 1.2453 | 1.1192 | 0.77553 | 0.85362 | CmiNgs406 | CmiN | gs | 406 | [32 empty] | 0.00025628 | 0 | 2.3246e-05
406 | Lighting-Exterior | LED | Offices | Turnover | LED Display Lighting (Exterior) | 0 | 0.3437 |  | 3776.92 | 0 | 0.3437 | 3776.92 | 11 |  | 2274.8 | 2274.8 | Per Fixture | GS | 0.57723 | 0.60437 | 0.83705 | 1.097 | 1.2026 | 1.2026 | 1.289 | 1.2891 | 1.2453 | 1.1192 | 0.77553 | 0.85362 | CofTgs406 | CofT | gs | 406 | [32 empty] | 0.069249 | 0 | 0.0062811
406 | Lighting-Exterior | LED | Offices | New | LED Display Lighting (Exterior) | 0 | 0.3437 |  | 3776.92 | 0 | 0.3437 | 3776.92 | 11 |  | 2274.8 | 2274.8 | Per Fixture | GS | 0.57723 | 0.60437 | 0.83705 | 1.097 | 1.2026 | 1.2026 | 1.289 | 1.2891 | 1.2453 | 1.1192 | 0.77553 | 0.85362 | CofNgs406 | CofN | gs | 406 | [32 empty] | 0.00082744 | 0 | 7.5052e-05
406 | Lighting-Exterior | LED | Restaurants | Turnover | LED Display Lighting (Exterior) | 0 | 0.33992 |  | 3776.92 | 0 | 0.33992 | 3776.92 | 11 |  | 2274.8 | 2274.8 | Per Fixture | GS | 0.57723 | 0.60437 | 0.83705 | 1.097 | 1.2026 | 1.2026 | 1.289 | 1.2891 | 1.2453 | 1.1192 | 0.77553 | 0.85362 | CreTgs406 | CreT | gs | 406 | [32 empty] | 0.0073289 | 0 | 0.0006622
406 | Lighting-Exterior | LED | Restaurants | New | LED Display Lighting (Exterior) | 0 | 0.33992 |  | 3776.92 | 0 | 0.33992 | 3776.92 | 11 |  | 2274.8 | 2274.8 | Per Fixture | GS | 0.57723 | 0.60437 | 0.83705 | 1.097 | 1.2026 | 1.2026 | 1.289 | 1.2891 | 1.2453 | 1.1192 | 0.77553 | 0.85362 | CreNgs406 | CreN | gs | 406 | [32 empty] | 8.7572e-05 | 0 | 7.9125e-06
406 | Lighting-Exterior | LED | Retail | Turnover | LED Display Lighting (Exterior) | 0 | 0.36258 |  | 3776.92 | 0 | 0.36258 | 3776.92 | 11 |  | 2274.8 | 2274.8 | Per Fixture | GS | 0.57723 | 0.60437 | 0.83705 | 1.097 | 1.2026 | 1.2026 | 1.289 | 1.2891 | 1.2453 | 1.1192 | 0.77553 | 0.85362 | CrtTgs406 | CrtT | gs | 406 | [32 empty] | 0.033713 | 0 | 0.0032518
406 | Lighting-Exterior | LED | Retail | New | LED Display Lighting (Exterior) | 0 | 0.36258 |  | 3776.92 | 0 | 0.36258 | 3776.92 | 11 |  | 2274.8 | 2274.8 | Per Fixture | GS | 0.57723 | 0.60437 | 0.83705 | 1.097 | 1.2026 | 1.2026 | 1.289 | 1.2891 | 1.2453 | 1.1192 | 0.77553 | 0.85362 | CrtNgs406 | CrtN | gs | 406 | [32 empty] | 0.00040283 | 0 | 3.8855e-05
406 | Lighting-Exterior | LED | Schools K-12 | Turnover | LED Display Lighting (Exterior) | 0 | 0.3928 |  | 3776.92 | 0 | 0.3928 | 3776.92 | 11 |  | 2274.8 | 2274.8 | Per Fixture | GS | 0.57723 | 0.60437 | 0.83705 | 1.097 | 1.2026 | 1.2026 | 1.289 | 1.2891 | 1.2453 | 1.1192 | 0.77553 | 0.85362 | CscTgs406 | CscT | gs | 406 | [32 empty] | 0.003021 | 0 | 0.00031282
406 | Lighting-Exterior | LED | Schools K-12 | New | LED Display Lighting (Exterior) | 0 | 0.3928 |  | 3776.92 | 0 | 0.3928 | 3776.92 | 11 |  | 2274.8 | 2274.8 | Per Fixture | GS | 0.57723 | 0.60437 | 0.83705 | 1.097 | 1.2026 | 1.2026 | 1.289 | 1.2891 | 1.2453 | 1.1192 | 0.77553 | 0.85362 | CscNgs406 | CscN | gs | 406 | [32 empty] | 3.3321e-05 | 0 | 3.4503e-06
406 | Lighting-Exterior | LED | Warehouse | Turnover | LED Display Lighting (Exterior) | 0 | 0.36258 |  | 3776.92 | 0 | 0.36258 | 3776.92 | 11 |  | 2274.8 | 2274.8 | Per Fixture | GS | 0.57723 | 0.60437 | 0.83705 | 1.097 | 1.2026 | 1.2026 | 1.289 | 1.2891 | 1.2453 | 1.1192 | 0.77553 | 0.85362 | CwaTgs406 | CwaT | gs | 406 | [32 empty] | 0.0050599 | 0 | 0.00048582
406 | Lighting-Exterior | LED | Warehouse | New | LED Display Lighting (Exterior) | 0 | 0.36258 |  | 3776.92 | 0 | 0.36258 | 3776.92 | 11 |  | 2274.8 | 2274.8 | Per Fixture | GS | 0.57723 | 0.60437 | 0.83705 | 1.097 | 1.2026 | 1.2026 | 1.289 | 1.2891 | 1.2453 | 1.1192 | 0.77553 | 0.85362 | CwaNgs406 | CwaN | gs | 406 | [32 empty] | 5.5809e-05 | 0 | 5.3584e-06
407 | Lighting-Exterior | LED | Assembly | Turnover | LED Exterior Wall Packs | 0 | 0.053439 |  | 562.52 | 0 | 0.053439 | 562.52 | 15 |  | 169 | 169 | Per Fixture | GS | 0.57723 | 0.60437 | 0.83705 | 1.097 | 1.2026 | 1.2026 | 1.289 | 1.2891 | 1.2453 | 1.1192 | 0.77553 | 0.85362 | CasTgs407 | CasT | gs | 407 | [32 empty] | 0.015264 | 0 | 0.0014508
407 | Lighting-Exterior | LED | Assembly | New | LED Exterior Wall Packs | 0 | 0.053439 |  | 562.52 | 0 | 0.053439 | 562.52 | 15 |  | 169 | 169 | Per Fixture | GS | 0.57723 | 0.60437 | 0.83705 | 1.097 | 1.2026 | 1.2026 | 1.289 | 1.2891 | 1.2453 | 1.1192 | 0.77553 | 0.85362 | CasNgs407 | CasN | gs | 407 | [32 empty] | 0.00018181 | 0 | 1.728e-05
407 | Lighting-Exterior | LED | College and University | Turnover | LED Exterior Wall Packs | 0 | 0.055689 |  | 562.52 | 0 | 0.055689 | 562.52 | 15 |  | 169 | 169 | Per Fixture | GS | 0.57723 | 0.60437 | 0.83705 | 1.097 | 1.2026 | 1.2026 | 1.289 | 1.2891 | 1.2453 | 1.1192 | 0.77553 | 0.85362 | CcoTgs407 | CcoT | gs | 407 | [32 empty] | 0.0022453 | 0 | 0.00022232
407 | Lighting-Exterior | LED | College and University | New | LED Exterior Wall Packs | 0 | 0.055689 |  | 562.52 | 0 | 0.055689 | 562.52 | 15 |  | 169 | 169 | Per Fixture | GS | 0.57723 | 0.60437 | 0.83705 | 1.097 | 1.2026 | 1.2026 | 1.289 | 1.2891 | 1.2453 | 1.1192 | 0.77553 | 0.85362 | CcoNgs407 | CcoN | gs | 407 | [32 empty] | 2.4765e-05 | 0 | 2.4521e-06
407 | Lighting-Exterior | LED | Data Center | Turnover | LED Exterior Wall Packs | 0 | 0.051189 |  | 562.52 | 0 | 0.051189 | 562.52 | 15 |  | 169 | 169 | Per Fixture | GS | 0.57723 | 0.60437 | 0.83705 | 1.097 | 1.2026 | 1.2026 | 1.289 | 1.2891 | 1.2453 | 1.1192 | 0.77553 | 0.85362 | CdaTgs407 | CdaT | gs | 407 | [32 empty] | 0.00016467 | 0 | 1.4936e-05
407 | Lighting-Exterior | LED | Data Center | New | LED Exterior Wall Packs | 0 | 0.051189 |  | 562.52 | 0 | 0.051189 | 562.52 | 15 |  | 169 | 169 | Per Fixture | GS | 0.57723 | 0.60437 | 0.83705 | 1.097 | 1.2026 | 1.2026 | 1.289 | 1.2891 | 1.2453 | 1.1192 | 0.77553 | 0.85362 | CdaNgs407 | CdaN | gs | 407 | [32 empty] | 1.8163e-06 | 0 | 1.6474e-07
407 | Lighting-Exterior | LED | Grocery | Turnover | LED Exterior Wall Packs | 0 | 0.054564 |  | 562.52 | 0 | 0.054564 | 562.52 | 15 |  | 169 | 169 | Per Fixture | GS | 0.57723 | 0.60437 | 0.83705 | 1.097 | 1.2026 | 1.2026 | 1.289 | 1.2891 | 1.2453 | 1.1192 | 0.77553 | 0.85362 | CgrTgs407 | CgrT | gs | 407 | [32 empty] | 0.0094601 | 0 | 0.00092176
407 | Lighting-Exterior | LED | Grocery | New | LED Exterior Wall Packs | 0 | 0.054564 |  | 562.52 | 0 | 0.054564 | 562.52 | 15 |  | 169 | 169 | Per Fixture | GS | 0.57723 | 0.60437 | 0.83705 | 1.097 | 1.2026 | 1.2026 | 1.289 | 1.2891 | 1.2453 | 1.1192 | 0.77553 | 0.85362 | CgrNgs407 | CgrN | gs | 407 | [32 empty] | 0.00010401 | 0 | 1.0134e-05
407 | Lighting-Exterior | LED | Healthcare | Turnover | LED Exterior Wall Packs | 0 | 0.054564 |  | 562.52 | 0 | 0.054564 | 562.52 | 15 |  | 169 | 169 | Per Fixture | GS | 0.57723 | 0.60437 | 0.83705 | 1.097 | 1.2026 | 1.2026 | 1.289 | 1.2891 | 1.2453 | 1.1192 | 0.77553 | 0.85362 | CheTgs407 | CheT | gs | 407 | [32 empty] | 0.011154 | 0 | 0.001079
407 | Lighting-Exterior | LED | Healthcare | New | LED Exterior Wall Packs | 0 | 0.054564 |  | 562.52 | 0 | 0.054564 | 562.52 | 15 |  | 169 | 169 | Per Fixture | GS | 0.57723 | 0.60437 | 0.83705 | 1.097 | 1.2026 | 1.2026 | 1.289 | 1.2891 | 1.2453 | 1.1192 | 0.77553 | 0.85362 | CheNgs407 | CheN | gs | 407 | [32 empty] | 0.00012303 | 0 | 1.1901e-05
407 | Lighting-Exterior | LED | Hospitals | Turnover | LED Exterior Wall Packs | 0 | 0.055689 |  | 562.52 | 0 | 0.055689 | 562.52 | 15 |  | 169 | 169 | Per Fixture | GS | 0.57723 | 0.60437 | 0.83705 | 1.097 | 1.2026 | 1.2026 | 1.289 | 1.2891 | 1.2453 | 1.1192 | 0.77553 | 0.85362 | ChoTgs407 | ChoT | gs | 407 | [32 empty] | 0.0042591 | 0 | 0.00042171
407 | Lighting-Exterior | LED | Hospitals | New | LED Exterior Wall Packs | 0 | 0.055689 |  | 562.52 | 0 | 0.055689 | 562.52 | 15 |  | 169 | 169 | Per Fixture | GS | 0.57723 | 0.60437 | 0.83705 | 1.097 | 1.2026 | 1.2026 | 1.289 | 1.2891 | 1.2453 | 1.1192 | 0.77553 | 0.85362 | ChoNgs407 | ChoN | gs | 407 | [32 empty] | 4.6826e-05 | 0 | 4.6364e-06
407 | Lighting-Exterior | LED | Institutional | Turnover | LED Exterior Wall Packs | 0 | 0.067502 |  | 562.52 | 0 | 0.067502 | 562.52 | 15 |  | 169 | 169 | Per Fixture | GS | 0.57723 | 0.60437 | 0.83705 | 1.097 | 1.2026 | 1.2026 | 1.289 | 1.2891 | 1.2453 | 1.1192 | 0.77553 | 0.85362 | CinTgs407 | CinT | gs | 407 | [32 empty] | 0.0047454 | 0 | 0.00056902
407 | Lighting-Exterior | LED | Institutional | New | LED Exterior Wall Packs | 0 | 0.067502 |  | 562.52 | 0 | 0.067502 | 562.52 | 15 |  | 169 | 169 | Per Fixture | GS | 0.57723 | 0.60437 | 0.83705 | 1.097 | 1.2026 | 1.2026 | 1.289 | 1.2891 | 1.2453 | 1.1192 | 0.77553 | 0.85362 | CinNgs407 | CinN | gs | 407 | [32 empty] | 5.234e-05 | 0 | 6.2761e-06
407 | Lighting-Exterior | LED | Lodging/Hospitality | Turnover | LED Exterior Wall Packs | 0 | 0.048939 |  | 562.52 | 0 | 0.048939 | 562.52 | 15 |  | 169 | 169 | Per Fixture | GS | 0.57723 | 0.60437 | 0.83705 | 1.097 | 1.2026 | 1.2026 | 1.289 | 1.2891 | 1.2453 | 1.1192 | 0.77553 | 0.85362 | CloTgs407 | CloT | gs | 407 | [32 empty] | 0.0066387 | 0 | 0.00057451
407 | Lighting-Exterior | LED | Lodging/Hospitality | New | LED Exterior Wall Packs | 0 | 0.048939 |  | 562.52 | 0 | 0.048939 | 562.52 | 15 |  | 169 | 169 | Per Fixture | GS | 0.57723 | 0.60437 | 0.83705 | 1.097 | 1.2026 | 1.2026 | 1.289 | 1.2891 | 1.2453 | 1.1192 | 0.77553 | 0.85362 | CloNgs407 | CloN | gs | 407 | [32 empty] | 7.2989e-05 | 0 | 6.3164e-06
407 | Lighting-Exterior | LED | Miscellaneous | Turnover | LED Exterior Wall Packs | 0 | 0.051189 |  | 562.52 | 0 | 0.051189 | 562.52 | 15 |  | 169 | 169 | Per Fixture | GS | 0.57723 | 0.60437 | 0.83705 | 1.097 | 1.2026 | 1.2026 | 1.289 | 1.2891 | 1.2453 | 1.1192 | 0.77553 | 0.85362 | CmiTgs407 | CmiT | gs | 407 | [32 empty] | 0.020502 | 0 | 0.0018596
407 | Lighting-Exterior | LED | Miscellaneous | New | LED Exterior Wall Packs | 0 | 0.051189 |  | 562.52 | 0 | 0.051189 | 562.52 | 15 |  | 169 | 169 | Per Fixture | GS | 0.57723 | 0.60437 | 0.83705 | 1.097 | 1.2026 | 1.2026 | 1.289 | 1.2891 | 1.2453 | 1.1192 | 0.77553 | 0.85362 | CmiNgs407 | CmiN | gs | 407 | [32 empty] | 0.00022613 | 0 | 2.0511e-05
407 | Lighting-Exterior | LED | Offices | Turnover | LED Exterior Wall Packs | 0 | 0.051189 |  | 562.52 | 0 | 0.051189 | 562.52 | 15 |  | 169 | 169 | Per Fixture | GS | 0.57723 | 0.60437 | 0.83705 | 1.097 | 1.2026 | 1.2026 | 1.289 | 1.2891 | 1.2453 | 1.1192 | 0.77553 | 0.85362 | CofTgs407 | CofT | gs | 407 | [32 empty] | 0.066406 | 0 | 0.0060233
407 | Lighting-Exterior | LED | Offices | New | LED Exterior Wall Packs | 0 | 0.051189 |  | 562.52 | 0 | 0.051189 | 562.52 | 15 |  | 169 | 169 | Per Fixture | GS | 0.57723 | 0.60437 | 0.83705 | 1.097 | 1.2026 | 1.2026 | 1.289 | 1.2891 | 1.2453 | 1.1192 | 0.77553 | 0.85362 | CofNgs407 | CofN | gs | 407 | [32 empty] | 0.00073009 | 0 | 6.6222e-05
407 | Lighting-Exterior | LED | Restaurants | Turnover | LED Exterior Wall Packs | 0 | 0.050627 |  | 562.52 | 0 | 0.050627 | 562.52 | 15 |  | 169 | 169 | Per Fixture | GS | 0.57723 | 0.60437 | 0.83705 | 1.097 | 1.2026 | 1.2026 | 1.289 | 1.2891 | 1.2453 | 1.1192 | 0.77553 | 0.85362 | CreTgs407 | CreT | gs | 407 | [32 empty] | 0.007028 | 0 | 0.00063501
407 | Lighting-Exterior | LED | Restaurants | New | LED Exterior Wall Packs | 0 | 0.050627 |  | 562.52 | 0 | 0.050627 | 562.52 | 15 |  | 169 | 169 | Per Fixture | GS | 0.57723 | 0.60437 | 0.83705 | 1.097 | 1.2026 | 1.2026 | 1.289 | 1.2891 | 1.2453 | 1.1192 | 0.77553 | 0.85362 | CreNgs407 | CreN | gs | 407 | [32 empty] | 7.7269e-05 | 0 | 6.9816e-06
407 | Lighting-Exterior | LED | Retail | Turnover | LED Exterior Wall Packs | 0 | 0.054002 |  | 562.52 | 0 | 0.054002 | 562.52 | 15 |  | 169 | 169 | Per Fixture | GS | 0.57723 | 0.60437 | 0.83705 | 1.097 | 1.2026 | 1.2026 | 1.289 | 1.2891 | 1.2453 | 1.1192 | 0.77553 | 0.85362 | CrtTgs407 | CrtT | gs | 407 | [32 empty] | 0.032329 | 0 | 0.0031183
407 | Lighting-Exterior | LED | Retail | New | LED Exterior Wall Packs | 0 | 0.054002 |  | 562.52 | 0 | 0.054002 | 562.52 | 15 |  | 169 | 169 | Per Fixture | GS | 0.57723 | 0.60437 | 0.83705 | 1.097 | 1.2026 | 1.2026 | 1.289 | 1.2891 | 1.2453 | 1.1192 | 0.77553 | 0.85362 | CrtNgs407 | CrtN | gs | 407 | [32 empty] | 0.00035543 | 0 | 3.4283e-05
407 | Lighting-Exterior | LED | Schools K-12 | Turnover | LED Exterior Wall Packs | 0 | 0.058502 |  | 562.52 | 0 | 0.058502 | 562.52 | 15 |  | 169 | 169 | Per Fixture | GS | 0.57723 | 0.60437 | 0.83705 | 1.097 | 1.2026 | 1.2026 | 1.289 | 1.2891 | 1.2453 | 1.1192 | 0.77553 | 0.85362 | CscTgs407 | CscT | gs | 407 | [32 empty] | 0.0026656 | 0 | 0.00027601
407 | Lighting-Exterior | LED | Schools K-12 | New | LED Exterior Wall Packs | 0 | 0.058502 |  | 562.52 | 0 | 0.058502 | 562.52 | 15 |  | 169 | 169 | Per Fixture | GS | 0.57723 | 0.60437 | 0.83705 | 1.097 | 1.2026 | 1.2026 | 1.289 | 1.2891 | 1.2453 | 1.1192 | 0.77553 | 0.85362 | CscNgs407 | CscN | gs | 407 | [32 empty] | 2.94e-05 | 0 | 3.0443e-06
407 | Lighting-Exterior | LED | Warehouse | Turnover | LED Exterior Wall Packs | 0 | 0.054002 |  | 562.52 | 0 | 0.054002 | 562.52 | 15 |  | 169 | 169 | Per Fixture | GS | 0.57723 | 0.60437 | 0.83705 | 1.097 | 1.2026 | 1.2026 | 1.289 | 1.2891 | 1.2453 | 1.1192 | 0.77553 | 0.85362 | CwaTgs407 | CwaT | gs | 407 | [32 empty] | 0.0044646 | 0 | 0.00042866
407 | Lighting-Exterior | LED | Warehouse | New | LED Exterior Wall Packs | 0 | 0.054002 |  | 562.52 | 0 | 0.054002 | 562.52 | 15 |  | 169 | 169 | Per Fixture | GS | 0.57723 | 0.60437 | 0.83705 | 1.097 | 1.2026 | 1.2026 | 1.289 | 1.2891 | 1.2453 | 1.1192 | 0.77553 | 0.85362 | CwaNgs407 | CwaN | gs | 407 | [32 empty] | 4.9243e-05 | 0 | 4.728e-06
408 | Lighting-Exterior | LED | Assembly | Turnover | LED Parking Lighting | 0 | 0.058146 |  | 612.06 | 0 | 0.058146 | 612.06 | 15 |  | 255 | 255 | Per Fixture | GS | 1 | 1 | 1 | 1 | 1 | 1 | 1 | 1 | 1 | 1 | 1 | 1 | CasTgs408 | CasT | gs | 408 | [32 empty] | 15.385 | 0 | 1.4623
408 | Lighting-Exterior | LED | Assembly | New | LED Parking Lighting | 0 | 0.058146 |  | 612.06 | 0 | 0.058146 | 612.06 | 15 |  | 255 | 255 | Per Fixture | GS | 1 | 1 | 1 | 1 | 1 | 1 | 1 | 1 | 1 | 1 | 1 | 1 | CasNgs408 | CasN | gs | 408 | [32 empty] | 0.16969 | 0 | 0.016128
408 | Lighting-Exterior | LED | College and University | Turnover | LED Parking Lighting | 0 | 0.060594 |  | 612.06 | 0 | 0.060594 | 612.06 | 15 |  | 255 | 255 | Per Fixture | GS | 1 | 1 | 1 | 1 | 1 | 1 | 1 | 1 | 1 | 1 | 1 | 1 | CcoTgs408 | CcoT | gs | 408 | [32 empty] | 1.9917 | 0 | 0.19721
408 | Lighting-Exterior | LED | College and University | New | LED Parking Lighting | 0 | 0.060594 |  | 612.06 | 0 | 0.060594 | 612.06 | 15 |  | 255 | 255 | Per Fixture | GS | 1 | 1 | 1 | 1 | 1 | 1 | 1 | 1 | 1 | 1 | 1 | 1 | CcoNgs408 | CcoN | gs | 408 | [32 empty] | 0.021968 | 0 | 0.0021751
408 | Lighting-Exterior | LED | Data Center | Turnover | LED Parking Lighting | 0 | 0.055697 |  | 612.06 | 0 | 0.055697 | 612.06 | 15 |  | 255 | 255 | Per Fixture | GS | 1 | 1 | 1 | 1 | 1 | 1 | 1 | 1 | 1 | 1 | 1 | 1 | CdaTgs408 | CdaT | gs | 408 | [32 empty] | 0.14607 | 0 | 0.013249
408 | Lighting-Exterior | LED | Data Center | New | LED Parking Lighting | 0 | 0.055697 |  | 612.06 | 0 | 0.055697 | 612.06 | 15 |  | 255 | 255 | Per Fixture | GS | 1 | 1 | 1 | 1 | 1 | 1 | 1 | 1 | 1 | 1 | 1 | 1 | CdaNgs408 | CdaN | gs | 408 | [32 empty] | 0.0016112 | 0 | 0.00014614
408 | Lighting-Exterior | LED | Grocery | Turnover | LED Parking Lighting | 0 | 0.05937 |  | 612.06 | 0 | 0.05937 | 612.06 | 15 |  | 255 | 255 | Per Fixture | GS | 1 | 1 | 1 | 1 | 1 | 1 | 1 | 1 | 1 | 1 | 1 | 1 | CgrTgs408 | CgrT | gs | 408 | [32 empty] | 8.8015 | 0 | 0.85759
408 | Lighting-Exterior | LED | Grocery | New | LED Parking Lighting | 0 | 0.05937 |  | 612.06 | 0 | 0.05937 | 612.06 | 15 |  | 255 | 255 | Per Fixture | GS | 1 | 1 | 1 | 1 | 1 | 1 | 1 | 1 | 1 | 1 | 1 | 1 | CgrNgs408 | CgrN | gs | 408 | [32 empty] | 0.097077 | 0 | 0.0094589
408 | Lighting-Exterior | LED | Healthcare | Turnover | LED Parking Lighting | 0 | 0.05937 |  | 612.06 | 0 | 0.05937 | 612.06 | 15 |  | 255 | 255 | Per Fixture | GS | 1 | 1 | 1 | 1 | 1 | 1 | 1 | 1 | 1 | 1 | 1 | 1 | CheTgs408 | CheT | gs | 408 | [32 empty] | 9.8943 | 0 | 0.95712
408 | Lighting-Exterior | LED | Healthcare | New | LED Parking Lighting | 0 | 0.05937 |  | 612.06 | 0 | 0.05937 | 612.06 | 15 |  | 255 | 255 | Per Fixture | GS | 1 | 1 | 1 | 1 | 1 | 1 | 1 | 1 | 1 | 1 | 1 | 1 | CheNgs408 | CheN | gs | 408 | [32 empty] | 0.10913 | 0 | 0.010557
408 | Lighting-Exterior | LED | Hospitals | Turnover | LED Parking Lighting | 0 | 0.060594 |  | 612.06 | 0 | 0.060594 | 612.06 | 15 |  | 255 | 255 | Per Fixture | GS | 1 | 1 | 1 | 1 | 1 | 1 | 1 | 1 | 1 | 1 | 1 | 1 | ChoTgs408 | ChoT | gs | 408 | [32 empty] | 3.7659 | 0 | 0.37288
408 | Lighting-Exterior | LED | Hospitals | New | LED Parking Lighting | 0 | 0.060594 |  | 612.06 | 0 | 0.060594 | 612.06 | 15 |  | 255 | 255 | Per Fixture | GS | 1 | 1 | 1 | 1 | 1 | 1 | 1 | 1 | 1 | 1 | 1 | 1 | ChoNgs408 | ChoN | gs | 408 | [32 empty] | 0.041537 | 0 | 0.0041128
408 | Lighting-Exterior | LED | Institutional | Turnover | LED Parking Lighting | 0 | 0.073447 |  | 612.06 | 0 | 0.073447 | 612.06 | 15 |  | 255 | 255 | Per Fixture | GS | 1 | 1 | 1 | 1 | 1 | 1 | 1 | 1 | 1 | 1 | 1 | 1 | CinTgs408 | CinT | gs | 408 | [32 empty] | 4.4292 | 0 | 0.5311
408 | Lighting-Exterior | LED | Institutional | New | LED Parking Lighting | 0 | 0.073447 |  | 612.06 | 0 | 0.073447 | 612.06 | 15 |  | 255 | 255 | Per Fixture | GS | 1 | 1 | 1 | 1 | 1 | 1 | 1 | 1 | 1 | 1 | 1 | 1 | CinNgs408 | CinN | gs | 408 | [32 empty] | 0.048852 | 0 | 0.0058578
408 | Lighting-Exterior | LED | Lodging/Hospitality | Turnover | LED Parking Lighting | 0 | 0.053249 |  | 612.06 | 0 | 0.053249 | 612.06 | 15 |  | 255 | 255 | Per Fixture | GS | 1 | 1 | 1 | 1 | 1 | 1 | 1 | 1 | 1 | 1 | 1 | 1 | CloTgs408 | CloT | gs | 408 | [32 empty] | 5.8701 | 0 | 0.50799
408 | Lighting-Exterior | LED | Lodging/Hospitality | New | LED Parking Lighting | 0 | 0.053249 |  | 612.06 | 0 | 0.053249 | 612.06 | 15 |  | 255 | 255 | Per Fixture | GS | 1 | 1 | 1 | 1 | 1 | 1 | 1 | 1 | 1 | 1 | 1 | 1 | CloNgs408 | CloN | gs | 408 | [32 empty] | 0.064745 | 0 | 0.005603
408 | Lighting-Exterior | LED | Miscellaneous | Turnover | LED Parking Lighting | 0 | 0.055697 |  | 612.06 | 0 | 0.055697 | 612.06 | 15 |  | 255 | 255 | Per Fixture | GS | 1 | 1 | 1 | 1 | 1 | 1 | 1 | 1 | 1 | 1 | 1 | 1 | CmiTgs408 | CmiT | gs | 408 | [32 empty] | 19.1357 | 0 | 1.7357
408 | Lighting-Exterior | LED | Miscellaneous | New | LED Parking Lighting | 0 | 0.055697 |  | 612.06 | 0 | 0.055697 | 612.06 | 15 |  | 255 | 255 | Per Fixture | GS | 1 | 1 | 1 | 1 | 1 | 1 | 1 | 1 | 1 | 1 | 1 | 1 | CmiNgs408 | CmiN | gs | 408 | [32 empty] | 0.21106 | 0 | 0.019144
408 | Lighting-Exterior | LED | Offices | Turnover | LED Parking Lighting | 0 | 0.055697 |  | 612.06 | 0 | 0.055697 | 612.06 | 15 |  | 255 | 255 | Per Fixture | GS | 1 | 1 | 1 | 1 | 1 | 1 | 1 | 1 | 1 | 1 | 1 | 1 | CofTgs408 | CofT | gs | 408 | [32 empty] | 58.7177 | 0 | 5.3259
408 | Lighting-Exterior | LED | Offices | New | LED Parking Lighting | 0 | 0.055697 |  | 612.06 | 0 | 0.055697 | 612.06 | 15 |  | 255 | 255 | Per Fixture | GS | 1 | 1 | 1 | 1 | 1 | 1 | 1 | 1 | 1 | 1 | 1 | 1 | CofNgs408 | CofN | gs | 408 | [32 empty] | 0.64763 | 0 | 0.058743
408 | Lighting-Exterior | LED | Restaurants | Turnover | LED Parking Lighting | 0 | 0.055085 |  | 612.06 | 0 | 0.055085 | 612.06 | 15 |  | 255 | 255 | Per Fixture | GS | 1 | 1 | 1 | 1 | 1 | 1 | 1 | 1 | 1 | 1 | 1 | 1 | CreTgs408 | CreT | gs | 408 | [32 empty] | 6.8609 | 0 | 0.61991
408 | Lighting-Exterior | LED | Restaurants | New | LED Parking Lighting | 0 | 0.055085 |  | 612.06 | 0 | 0.055085 | 612.06 | 15 |  | 255 | 255 | Per Fixture | GS | 1 | 1 | 1 | 1 | 1 | 1 | 1 | 1 | 1 | 1 | 1 | 1 | CreNgs408 | CreN | gs | 408 | [32 empty] | 0.075674 | 0 | 0.0068374
408 | Lighting-Exterior | LED | Retail | Turnover | LED Parking Lighting | 0 | 0.058758 |  | 612.06 | 0 | 0.058758 | 612.06 | 15 |  | 255 | 255 | Per Fixture | GS | 1 | 1 | 1 | 1 | 1 | 1 | 1 | 1 | 1 | 1 | 1 | 1 | CrtTgs408 | CrtT | gs | 408 | [32 empty] | 28.5855 | 0 | 2.7572
408 | Lighting-Exterior | LED | Retail | New | LED Parking Lighting | 0 | 0.058758 |  | 612.06 | 0 | 0.058758 | 612.06 | 15 |  | 255 | 255 | Per Fixture | GS | 1 | 1 | 1 | 1 | 1 | 1 | 1 | 1 | 1 | 1 | 1 | 1 | CrtNgs408 | CrtN | gs | 408 | [32 empty] | 0.31529 | 0 | 0.030411
408 | Lighting-Exterior | LED | Schools K-12 | Turnover | LED Parking Lighting | 0 | 0.063654 |  | 612.06 | 0 | 0.063654 | 612.06 | 15 |  | 255 | 255 | Per Fixture | GS | 1 | 1 | 1 | 1 | 1 | 1 | 1 | 1 | 1 | 1 | 1 | 1 | CscTgs408 | CscT | gs | 408 | [32 empty] | 2.4879 | 0 | 0.25762
408 | Lighting-Exterior | LED | Schools K-12 | New | LED Parking Lighting | 0 | 0.063654 |  | 612.06 | 0 | 0.063654 | 612.06 | 15 |  | 255 | 255 | Per Fixture | GS | 1 | 1 | 1 | 1 | 1 | 1 | 1 | 1 | 1 | 1 | 1 | 1 | CscNgs408 | CscN | gs | 408 | [32 empty] | 0.027441 | 0 | 0.0028415
408 | Lighting-Exterior | LED | Warehouse | Turnover | LED Parking Lighting | 0 | 0.058758 |  | 612.06 | 0 | 0.058758 | 612.06 | 15 |  | 255 | 255 | Per Fixture | GS | 1 | 1 | 1 | 1 | 1 | 1 | 1 | 1 | 1 | 1 | 1 | 1 | CwaTgs408 | CwaT | gs | 408 | [32 empty] | 3.9603 | 0 | 0.38024
408 | Lighting-Exterior | LED | Warehouse | New | LED Parking Lighting | 0 | 0.058758 |  | 612.06 | 0 | 0.058758 | 612.06 | 15 |  | 255 | 255 | Per Fixture | GS | 1 | 1 | 1 | 1 | 1 | 1 | 1 | 1 | 1 | 1 | 1 | 1 | CwaNgs408 | CwaN | gs | 408 | [32 empty] | 0.043681 | 0 | 0.004194
501 | Lighting-Interior | Controls | Assembly | Existing | Auto Off Time Switch | 0.052866 | 0.025641 |  | 316.56 | 1 | 0.48503 | 5988.024 | 10 |  | 282 | 5334.2897 | Per 500W Controlled | GS | 1.0063 | 0.98564 | 1.0265 | 1.0441 | 1.0994 | 1.0901 | 1.0679 | 1.0965 | 1.0642 | 1.0547 | 1.0277 | 1.0297 | CasEgs501 | CasE | gs | 501 | [32 empty] | 0 | 0 | 0
501 | Lighting-Interior | Controls | Assembly | New | Auto Off Time Switch | 0.052866 | 0.025641 |  | 316.56 | 1 | 0.48503 | 5988.024 | 10 |  | 282 | 5334.2897 | Per 500W Controlled | GS | 1.0063 | 0.98564 | 1.0265 | 1.0441 | 1.0994 | 1.0901 | 1.0679 | 1.0965 | 1.0642 | 1.0547 | 1.0277 | 1.0297 | CasNgs501 | CasN | gs | 501 | [32 empty] | 0 | 0 | 0
501 | Lighting-Interior | Controls | College and University | Existing | Auto Off Time Switch | 0.049792 | 0.038632 |  | 429.24 | 1 | 0.77586 | 8620.6897 | 10 |  | 282 | 5663.5786 | Per 500W Controlled | GS | 1.0063 | 0.98564 | 1.0265 | 1.0441 | 1.0994 | 1.0901 | 1.0679 | 1.0965 | 1.0642 | 1.0547 | 1.0277 | 1.0297 | CcoEgs501 | CcoE | gs | 501 | [32 empty] | 0 | 0 | 0
501 | Lighting-Interior | Controls | College and University | New | Auto Off Time Switch | 0.049792 | 0.038632 |  | 429.24 | 1 | 0.77586 | 8620.6897 | 10 |  | 282 | 5663.5786 | Per 500W Controlled | GS | 1.0063 | 0.98564 | 1.0265 | 1.0441 | 1.0994 | 1.0901 | 1.0679 | 1.0965 | 1.0642 | 1.0547 | 1.0277 | 1.0297 | CcoNgs501 | CcoN | gs | 501 | [32 empty] | 0 | 0 | 0
501 | Lighting-Interior | Controls | Data Center | Existing | Auto Off Time Switch | 0.051122 | 0.056952 |  | 448.44 | 1 | 1.114 | 8771.9298 | 10 |  | 282 | 5516.1988 | Per 500W Controlled | GS | 1.0063 | 0.98564 | 1.0265 | 1.0441 | 1.0994 | 1.0901 | 1.0679 | 1.0965 | 1.0642 | 1.0547 | 1.0277 | 1.0297 | CdaEgs501 | CdaE | gs | 501 | [32 empty] | 0 | 0 | 0
501 | Lighting-Interior | Controls | Data Center | New | Auto Off Time Switch | 0.051122 | 0.056952 |  | 448.44 | 1 | 1.114 | 8771.9298 | 10 |  | 282 | 5516.1988 | Per 500W Controlled | GS | 1.0063 | 0.98564 | 1.0265 | 1.0441 | 1.0994 | 1.0901 | 1.0679 | 1.0965 | 1.0642 | 1.0547 | 1.0277 | 1.0297 | CdaNgs501 | CdaN | gs | 501 | [32 empty] | 0 | 0 | 0
501 | Lighting-Interior | Controls | Grocery | Existing | Auto Off Time Switch | 0.14076 | 0.062928 |  | 828 | 1 | 0.44706 | 5882.3529 | 10 |  | 282 | 2003.4101 | Per 500W Controlled | GS | 1.0063 | 0.98564 | 1.0265 | 1.0441 | 1.0994 | 1.0901 | 1.0679 | 1.0965 | 1.0642 | 1.0547 | 1.0277 | 1.0297 | CgrEgs501 | CgrE | gs | 501 | [32 empty] | 0 | 0 | 0
501 | Lighting-Interior | Controls | Grocery | New | Auto Off Time Switch | 0.14076 | 0.062928 |  | 828 | 1 | 0.44706 | 5882.3529 | 10 |  | 282 | 2003.4101 | Per 500W Controlled | GS | 1.0063 | 0.98564 | 1.0265 | 1.0441 | 1.0994 | 1.0901 | 1.0679 | 1.0965 | 1.0642 | 1.0547 | 1.0277 | 1.0297 | CgrNgs501 | CgrN | gs | 501 | [32 empty] | 0 | 0 | 0
501 | Lighting-Interior | Controls | Healthcare | Existing | Auto Off Time Switch | 0.060542 | 0.049977 |  | 406.32 | 1 | 0.8255 | 6711.4094 | 10 |  | 282 | 4657.948 | Per 500W Controlled | GS | 1.0063 | 0.98564 | 1.0265 | 1.0441 | 1.0994 | 1.0901 | 1.0679 | 1.0965 | 1.0642 | 1.0547 | 1.0277 | 1.0297 | CheEgs501 | CheE | gs | 501 | [32 empty] | 0 | 0 | 0
501 | Lighting-Interior | Controls | Healthcare | New | Auto Off Time Switch | 0.060542 | 0.049977 |  | 406.32 | 1 | 0.8255 | 6711.4094 | 10 |  | 282 | 4657.948 | Per 500W Controlled | GS | 1.0063 | 0.98564 | 1.0265 | 1.0441 | 1.0994 | 1.0901 | 1.0679 | 1.0965 | 1.0642 | 1.0547 | 1.0277 | 1.0297 | CheNgs501 | CheN | gs | 501 | [32 empty] | 0 | 0 | 0
501 | Lighting-Interior | Controls | Hospitals | Existing | Auto Off Time Switch | 0.079762 | 0.061884 |  | 687.6 | 1 | 0.77586 | 8620.6897 | 10 |  | 282 | 3535.5359 | Per 500W Controlled | GS | 1.0063 | 0.98564 | 1.0265 | 1.0441 | 1.0994 | 1.0901 | 1.0679 | 1.0965 | 1.0642 | 1.0547 | 1.0277 | 1.0297 | ChoEgs501 | ChoE | gs | 501 | [32 empty] | 0 | 0 | 0
501 | Lighting-Interior | Controls | Hospitals | New | Auto Off Time Switch | 0.079762 | 0.061884 |  | 687.6 | 1 | 0.77586 | 8620.6897 | 10 |  | 282 | 3535.5359 | Per 500W Controlled | GS | 1.0063 | 0.98564 | 1.0265 | 1.0441 | 1.0994 | 1.0901 | 1.0679 | 1.0965 | 1.0642 | 1.0547 | 1.0277 | 1.0297 | ChoNgs501 | ChoN | gs | 501 | [32 empty] | 0 | 0 | 0
501 | Lighting-Interior | Controls | Institutional | Existing | Auto Off Time Switch | 0.043747 | 0.05958 |  | 416.64 | 1 | 1.3619 | 9523.8095 | 10 |  | 282 | 6446.1268 | Per 500W Controlled | GS | 1.0063 | 0.98564 | 1.0265 | 1.0441 | 1.0994 | 1.0901 | 1.0679 | 1.0965 | 1.0642 | 1.0547 | 1.0277 | 1.0297 | CinEgs501 | CinE | gs | 501 | [32 empty] | 0 | 0 | 0
501 | Lighting-Interior | Controls | Institutional | New | Auto Off Time Switch | 0.043747 | 0.05958 |  | 416.64 | 1 | 1.3619 | 9523.8095 | 10 |  | 282 | 6446.1268 | Per 500W Controlled | GS | 1.0063 | 0.98564 | 1.0265 | 1.0441 | 1.0994 | 1.0901 | 1.0679 | 1.0965 | 1.0642 | 1.0547 | 1.0277 | 1.0297 | CinNgs501 | CinN | gs | 501 | [32 empty] | 0 | 0 | 0
501 | Lighting-Interior | Controls | Lodging/Hospitality | Existing | Auto Off Time Switch | 0.047645 | 0.067401 |  | 581.04 | 1 | 1.4146 | 12195.122 | 10 |  | 282 | 5918.7395 | Per 500W Controlled | GS | 1.0063 | 0.98564 | 1.0265 | 1.0441 | 1.0994 | 1.0901 | 1.0679 | 1.0965 | 1.0642 | 1.0547 | 1.0277 | 1.0297 | CloEgs501 | CloE | gs | 501 | [32 empty] | 0 | 0 | 0
501 | Lighting-Interior | Controls | Lodging/Hospitality | New | Auto Off Time Switch | 0.047645 | 0.067401 |  | 581.04 | 1 | 1.4146 | 12195.122 | 10 |  | 282 | 5918.7395 | Per 500W Controlled | GS | 1.0063 | 0.98564 | 1.0265 | 1.0441 | 1.0994 | 1.0901 | 1.0679 | 1.0965 | 1.0642 | 1.0547 | 1.0277 | 1.0297 | CloNgs501 | CloN | gs | 501 | [32 empty] | 0 | 0 | 0
501 | Lighting-Interior | Controls | Miscellaneous | Existing | Auto Off Time Switch | 0.056184 | 0.062591 |  | 492.84 | 1 | 1.114 | 8771.9298 | 10 |  | 282 | 5019.244 | Per 500W Controlled | GS | 1.0063 | 0.98564 | 1.0265 | 1.0441 | 1.0994 | 1.0901 | 1.0679 | 1.0965 | 1.0642 | 1.0547 | 1.0277 | 1.0297 | CmiEgs501 | CmiE | gs | 501 | [32 empty] | 0 | 0 | 0
501 | Lighting-Interior | Controls | Miscellaneous | New | Auto Off Time Switch | 0.056184 | 0.062591 |  | 492.84 | 1 | 1.114 | 8771.9298 | 10 |  | 282 | 5019.244 | Per 500W Controlled | GS | 1.0063 | 0.98564 | 1.0265 | 1.0441 | 1.0994 | 1.0901 | 1.0679 | 1.0965 | 1.0642 | 1.0547 | 1.0277 | 1.0297 | CmiNgs501 | CmiN | gs | 501 | [32 empty] | 0 | 0 | 0
501 | Lighting-Interior | Controls | Offices | Existing | Auto Off Time Switch | 0.051163 | 0.056998 |  | 448.8 | 1 | 1.114 | 8771.9298 | 10 |  | 282 | 5511.7741 | Per 500W Controlled | GS | 1.0063 | 0.98564 | 1.0265 | 1.0441 | 1.0994 | 1.0901 | 1.0679 | 1.0965 | 1.0642 | 1.0547 | 1.0277 | 1.0297 | CofEgs501 | CofE | gs | 501 | [32 empty] | 0 | 0 | 0
501 | Lighting-Interior | Controls | Offices | New | Auto Off Time Switch | 0.051163 | 0.056998 |  | 448.8 | 1 | 1.114 | 8771.9298 | 10 |  | 282 | 5511.7741 | Per 500W Controlled | GS | 1.0063 | 0.98564 | 1.0265 | 1.0441 | 1.0994 | 1.0901 | 1.0679 | 1.0965 | 1.0642 | 1.0547 | 1.0277 | 1.0297 | CofNgs501 | CofN | gs | 501 | [32 empty] | 0 | 0 | 0
501 | Lighting-Interior | Controls | Restaurants | Existing | Auto Off Time Switch | 0.095004 | 0.055102 |  | 633.36 | 1 | 0.58 | 6666.6667 | 10 |  | 282 | 2968.2961 | Per 500W Controlled | GS | 1.0063 | 0.98564 | 1.0265 | 1.0441 | 1.0994 | 1.0901 | 1.0679 | 1.0965 | 1.0642 | 1.0547 | 1.0277 | 1.0297 | CreEgs501 | CreE | gs | 501 | [32 empty] | 0 | 0 | 0
501 | Lighting-Interior | Controls | Restaurants | New | Auto Off Time Switch | 0.095004 | 0.055102 |  | 633.36 | 1 | 0.58 | 6666.6667 | 10 |  | 282 | 2968.2961 | Per 500W Controlled | GS | 1.0063 | 0.98564 | 1.0265 | 1.0441 | 1.0994 | 1.0901 | 1.0679 | 1.0965 | 1.0642 | 1.0547 | 1.0277 | 1.0297 | CreNgs501 | CreN | gs | 501 | [32 empty] | 0 | 0 | 0
501 | Lighting-Interior | Controls | Retail | Existing | Auto Off Time Switch | 0.073947 | 0.034332 |  | 440.16 | 1 | 0.46429 | 5952.381 | 10 |  | 282 | 3813.5483 | Per 500W Controlled | GS | 1.0063 | 0.98564 | 1.0265 | 1.0441 | 1.0994 | 1.0901 | 1.0679 | 1.0965 | 1.0642 | 1.0547 | 1.0277 | 1.0297 | CrtEgs501 | CrtE | gs | 501 | [32 empty] | 0 | 0 | 0
501 | Lighting-Interior | Controls | Retail | New | Auto Off Time Switch | 0.073947 | 0.034332 |  | 440.16 | 1 | 0.46429 | 5952.381 | 10 |  | 282 | 3813.5483 | Per 500W Controlled | GS | 1.0063 | 0.98564 | 1.0265 | 1.0441 | 1.0994 | 1.0901 | 1.0679 | 1.0965 | 1.0642 | 1.0547 | 1.0277 | 1.0297 | CrtNgs501 | CrtN | gs | 501 | [32 empty] | 0 | 0 | 0
501 | Lighting-Interior | Controls | Schools K-12 | Existing | Auto Off Time Switch | 0.035323 | 0.039656 |  | 333.24 | 1 | 1.1226 | 9433.9623 | 10 |  | 282 | 7983.3674 | Per 500W Controlled | GS | 1.0063 | 0.98564 | 1.0265 | 1.0441 | 1.0994 | 1.0901 | 1.0679 | 1.0965 | 1.0642 | 1.0547 | 1.0277 | 1.0297 | CscEgs501 | CscE | gs | 501 | [32 empty] | 0 | 0 | 0
501 | Lighting-Interior | Controls | Schools K-12 | New | Auto Off Time Switch | 0.035323 | 0.039656 |  | 333.24 | 1 | 1.1226 | 9433.9623 | 10 |  | 282 | 7983.3674 | Per 500W Controlled | GS | 1.0063 | 0.98564 | 1.0265 | 1.0441 | 1.0994 | 1.0901 | 1.0679 | 1.0965 | 1.0642 | 1.0547 | 1.0277 | 1.0297 | CscNgs501 | CscN | gs | 501 | [32 empty] | 0 | 0 | 0
501 | Lighting-Interior | Controls | Warehouse | Existing | Auto Off Time Switch | 0.073564 | 0.052546 |  | 437.88 | 1 | 0.71429 | 5952.381 | 10 |  | 282 | 3833.4051 | Per 500W Controlled | GS | 1.0063 | 0.98564 | 1.0265 | 1.0441 | 1.0994 | 1.0901 | 1.0679 | 1.0965 | 1.0642 | 1.0547 | 1.0277 | 1.0297 | CwaEgs501 | CwaE | gs | 501 | [32 empty] | 0 | 0 | 0
501 | Lighting-Interior | Controls | Warehouse | New | Auto Off Time Switch | 0.073564 | 0.052546 |  | 437.88 | 1 | 0.71429 | 5952.381 | 10 |  | 282 | 3833.4051 | Per 500W Controlled | GS | 1.0063 | 0.98564 | 1.0265 | 1.0441 | 1.0994 | 1.0901 | 1.0679 | 1.0965 | 1.0642 | 1.0547 | 1.0277 | 1.0297 | CwaNgs501 | CwaN | gs | 501 | [32 empty] | 0 | 0 | 0
502 | Lighting-Interior | Controls | Assembly | Existing | Bi-Level Lighting Control (Interior) | 0.068285 | 0.03312 |  | 408.89 | 1 | 0.48503 | 5988.024 | 8 |  | 663 | 9709.3592 | Per 500W Controlled | GS | 1.0063 | 0.98564 | 1.0265 | 1.0441 | 1.0994 | 1.0901 | 1.0679 | 1.0965 | 1.0642 | 1.0547 | 1.0277 | 1.0297 | CasEgs502 | CasE | gs | 502 | [32 empty] | 0 | 0 | 0
502 | Lighting-Interior | Controls | Assembly | New | Bi-Level Lighting Control (Interior) | 0.068285 | 0.03312 |  | 408.89 | 1 | 0.48503 | 5988.024 | 8 |  | 663 | 9709.3592 | Per 500W Controlled | GS | 1.0063 | 0.98564 | 1.0265 | 1.0441 | 1.0994 | 1.0901 | 1.0679 | 1.0965 | 1.0642 | 1.0547 | 1.0277 | 1.0297 | CasNgs502 | CasN | gs | 502 | [32 empty] | 0 | 0 | 0
502 | Lighting-Interior | Controls | College and University | Existing | Bi-Level Lighting Control (Interior) | 0.064315 | 0.0499 |  | 554.44 | 1 | 0.77586 | 8620.6897 | 8 |  | 663 | 10308.6308 | Per 500W Controlled | GS | 1.0063 | 0.98564 | 1.0265 | 1.0441 | 1.0994 | 1.0901 | 1.0679 | 1.0965 | 1.0642 | 1.0547 | 1.0277 | 1.0297 | CcoEgs502 | CcoE | gs | 502 | [32 empty] | 0 | 0 | 0
502 | Lighting-Interior | Controls | College and University | New | Bi-Level Lighting Control (Interior) | 0.064315 | 0.0499 |  | 554.44 | 1 | 0.77586 | 8620.6897 | 8 |  | 663 | 10308.6308 | Per 500W Controlled | GS | 1.0063 | 0.98564 | 1.0265 | 1.0441 | 1.0994 | 1.0901 | 1.0679 | 1.0965 | 1.0642 | 1.0547 | 1.0277 | 1.0297 | CcoNgs502 | CcoN | gs | 502 | [32 empty] | 0 | 0 | 0
502 | Lighting-Interior | Controls | Data Center | Existing | Bi-Level Lighting Control (Interior) | 0.066033 | 0.073563 |  | 579.24 | 1 | 1.114 | 8771.9298 | 8 |  | 663 | 10040.3796 | Per 500W Controlled | GS | 1.0063 | 0.98564 | 1.0265 | 1.0441 | 1.0994 | 1.0901 | 1.0679 | 1.0965 | 1.0642 | 1.0547 | 1.0277 | 1.0297 | CdaEgs502 | CdaE | gs | 502 | [32 empty] | 0 | 0 | 0
502 | Lighting-Interior | Controls | Data Center | New | Bi-Level Lighting Control (Interior) | 0.066033 | 0.073563 |  | 579.24 | 1 | 1.114 | 8771.9298 | 8 |  | 663 | 10040.3796 | Per 500W Controlled | GS | 1.0063 | 0.98564 | 1.0265 | 1.0441 | 1.0994 | 1.0901 | 1.0679 | 1.0965 | 1.0642 | 1.0547 | 1.0277 | 1.0297 | CdaNgs502 | CdaN | gs | 502 | [32 empty] | 0 | 0 | 0
502 | Lighting-Interior | Controls | Grocery | Existing | Bi-Level Lighting Control (Interior) | 0.18182 | 0.081282 |  | 1069.5 | 1 | 0.44706 | 5882.3529 | 8 |  | 663 | 3646.5638 | Per 500W Controlled | GS | 1.0063 | 0.98564 | 1.0265 | 1.0441 | 1.0994 | 1.0901 | 1.0679 | 1.0965 | 1.0642 | 1.0547 | 1.0277 | 1.0297 | CgrEgs502 | CgrE | gs | 502 | [32 empty] | 0 | 0 | 0
502 | Lighting-Interior | Controls | Grocery | New | Bi-Level Lighting Control (Interior) | 0.18182 | 0.081282 |  | 1069.5 | 1 | 0.44706 | 5882.3529 | 8 |  | 663 | 3646.5638 | Per 500W Controlled | GS | 1.0063 | 0.98564 | 1.0265 | 1.0441 | 1.0994 | 1.0901 | 1.0679 | 1.0965 | 1.0642 | 1.0547 | 1.0277 | 1.0297 | CgrNgs502 | CgrN | gs | 502 | [32 empty] | 0 | 0 | 0
502 | Lighting-Interior | Controls | Healthcare | Existing | Bi-Level Lighting Control (Interior) | 0.0782 | 0.064554 |  | 524.83 | 1 | 0.8255 | 6711.4094 | 8 |  | 663 | 8478.2966 | Per 500W Controlled | GS | 1.0063 | 0.98564 | 1.0265 | 1.0441 | 1.0994 | 1.0901 | 1.0679 | 1.0965 | 1.0642 | 1.0547 | 1.0277 | 1.0297 | CheEgs502 | CheE | gs | 502 | [32 empty] | 0 | 0 | 0
502 | Lighting-Interior | Controls | Healthcare | New | Bi-Level Lighting Control (Interior) | 0.0782 | 0.064554 |  | 524.83 | 1 | 0.8255 | 6711.4094 | 8 |  | 663 | 8478.2966 | Per 500W Controlled | GS | 1.0063 | 0.98564 | 1.0265 | 1.0441 | 1.0994 | 1.0901 | 1.0679 | 1.0965 | 1.0642 | 1.0547 | 1.0277 | 1.0297 | CheNgs502 | CheN | gs | 502 | [32 empty] | 0 | 0 | 0
502 | Lighting-Interior | Controls | Hospitals | Existing | Bi-Level Lighting Control (Interior) | 0.10303 | 0.079934 |  | 888.15 | 1 | 0.77586 | 8620.6897 | 8 |  | 663 | 6435.3062 | Per 500W Controlled | GS | 1.0063 | 0.98564 | 1.0265 | 1.0441 | 1.0994 | 1.0901 | 1.0679 | 1.0965 | 1.0642 | 1.0547 | 1.0277 | 1.0297 | ChoEgs502 | ChoE | gs | 502 | [32 empty] | 0 | 0 | 0
502 | Lighting-Interior | Controls | Hospitals | New | Bi-Level Lighting Control (Interior) | 0.10303 | 0.079934 |  | 888.15 | 1 | 0.77586 | 8620.6897 | 8 |  | 663 | 6435.3062 | Per 500W Controlled | GS | 1.0063 | 0.98564 | 1.0265 | 1.0441 | 1.0994 | 1.0901 | 1.0679 | 1.0965 | 1.0642 | 1.0547 | 1.0277 | 1.0297 | ChoNgs502 | ChoN | gs | 502 | [32 empty] | 0 | 0 | 0
502 | Lighting-Interior | Controls | Institutional | Existing | Bi-Level Lighting Control (Interior) | 0.056507 | 0.076957 |  | 538.16 | 1 | 1.3619 | 9523.8095 | 8 |  | 663 | 11733.1011 | Per 500W Controlled | GS | 1.0063 | 0.98564 | 1.0265 | 1.0441 | 1.0994 | 1.0901 | 1.0679 | 1.0965 | 1.0642 | 1.0547 | 1.0277 | 1.0297 | CinEgs502 | CinE | gs | 502 | [32 empty] | 0 | 0 | 0
502 | Lighting-Interior | Controls | Institutional | New | Bi-Level Lighting Control (Interior) | 0.056507 | 0.076957 |  | 538.16 | 1 | 1.3619 | 9523.8095 | 8 |  | 663 | 11733.1011 | Per 500W Controlled | GS | 1.0063 | 0.98564 | 1.0265 | 1.0441 | 1.0994 | 1.0901 | 1.0679 | 1.0965 | 1.0642 | 1.0547 | 1.0277 | 1.0297 | CinNgs502 | CinN | gs | 502 | [32 empty] | 0 | 0 | 0
502 | Lighting-Interior | Controls | Lodging/Hospitality | Existing | Bi-Level Lighting Control (Interior) | 0.061542 | 0.087059 |  | 750.51 | 1 | 1.4146 | 12195.122 | 8 |  | 663 | 10773.1621 | Per 500W Controlled | GS | 1.0063 | 0.98564 | 1.0265 | 1.0441 | 1.0994 | 1.0901 | 1.0679 | 1.0965 | 1.0642 | 1.0547 | 1.0277 | 1.0297 | CloEgs502 | CloE | gs | 502 | [32 empty] | 0 | 0 | 0
502 | Lighting-Interior | Controls | Lodging/Hospitality | New | Bi-Level Lighting Control (Interior) | 0.061542 | 0.087059 |  | 750.51 | 1 | 1.4146 | 12195.122 | 8 |  | 663 | 10773.1621 | Per 500W Controlled | GS | 1.0063 | 0.98564 | 1.0265 | 1.0441 | 1.0994 | 1.0901 | 1.0679 | 1.0965 | 1.0642 | 1.0547 | 1.0277 | 1.0297 | CloNgs502 | CloN | gs | 502 | [32 empty] | 0 | 0 | 0
502 | Lighting-Interior | Controls | Miscellaneous | Existing | Bi-Level Lighting Control (Interior) | 0.072571 | 0.080847 |  | 636.59 | 1 | 1.114 | 8771.9298 | 8 |  | 663 | 9135.848 | Per 500W Controlled | GS | 1.0063 | 0.98564 | 1.0265 | 1.0441 | 1.0994 | 1.0901 | 1.0679 | 1.0965 | 1.0642 | 1.0547 | 1.0277 | 1.0297 | CmiEgs502 | CmiE | gs | 502 | [32 empty] | 0 | 0 | 0
502 | Lighting-Interior | Controls | Miscellaneous | New | Bi-Level Lighting Control (Interior) | 0.072571 | 0.080847 |  | 636.59 | 1 | 1.114 | 8771.9298 | 8 |  | 663 | 9135.848 | Per 500W Controlled | GS | 1.0063 | 0.98564 | 1.0265 | 1.0441 | 1.0994 | 1.0901 | 1.0679 | 1.0965 | 1.0642 | 1.0547 | 1.0277 | 1.0297 | CmiNgs502 | CmiN | gs | 502 | [32 empty] | 0 | 0 | 0
502 | Lighting-Interior | Controls | Offices | Existing | Bi-Level Lighting Control (Interior) | 0.066086 | 0.073622 |  | 579.7 | 1 | 1.114 | 8771.9298 | 8 |  | 663 | 10032.4124 | Per 500W Controlled | GS | 1.0063 | 0.98564 | 1.0265 | 1.0441 | 1.0994 | 1.0901 | 1.0679 | 1.0965 | 1.0642 | 1.0547 | 1.0277 | 1.0297 | CofEgs502 | CofE | gs | 502 | [32 empty] | 0 | 0 | 0
502 | Lighting-Interior | Controls | Offices | New | Bi-Level Lighting Control (Interior) | 0.066086 | 0.073622 |  | 579.7 | 1 | 1.114 | 8771.9298 | 8 |  | 663 | 10032.4124 | Per 500W Controlled | GS | 1.0063 | 0.98564 | 1.0265 | 1.0441 | 1.0994 | 1.0901 | 1.0679 | 1.0965 | 1.0642 | 1.0547 | 1.0277 | 1.0297 | CofNgs502 | CofN | gs | 502 | [32 empty] | 0 | 0 | 0
502 | Lighting-Interior | Controls | Restaurants | Existing | Bi-Level Lighting Control (Interior) | 0.12271 | 0.071174 |  | 818.09 | 1 | 0.58 | 6666.6667 | 8 |  | 663 | 5402.8285 | Per 500W Controlled | GS | 1.0063 | 0.98564 | 1.0265 | 1.0441 | 1.0994 | 1.0901 | 1.0679 | 1.0965 | 1.0642 | 1.0547 | 1.0277 | 1.0297 | CreEgs502 | CreE | gs | 502 | [32 empty] | 0 | 0 | 0
502 | Lighting-Interior | Controls | Restaurants | New | Bi-Level Lighting Control (Interior) | 0.12271 | 0.071174 |  | 818.09 | 1 | 0.58 | 6666.6667 | 8 |  | 663 | 5402.8285 | Per 500W Controlled | GS | 1.0063 | 0.98564 | 1.0265 | 1.0441 | 1.0994 | 1.0901 | 1.0679 | 1.0965 | 1.0642 | 1.0547 | 1.0277 | 1.0297 | CreNgs502 | CreN | gs | 502 | [32 empty] | 0 | 0 | 0
502 | Lighting-Interior | Controls | Retail | Existing | Bi-Level Lighting Control (Interior) | 0.095515 | 0.044346 |  | 568.54 | 1 | 0.46429 | 5952.381 | 8 |  | 663 | 6941.3385 | Per 500W Controlled | GS | 1.0063 | 0.98564 | 1.0265 | 1.0441 | 1.0994 | 1.0901 | 1.0679 | 1.0965 | 1.0642 | 1.0547 | 1.0277 | 1.0297 | CrtEgs502 | CrtE | gs | 502 | [32 empty] | 0 | 0 | 0
502 | Lighting-Interior | Controls | Retail | New | Bi-Level Lighting Control (Interior) | 0.095515 | 0.044346 |  | 568.54 | 1 | 0.46429 | 5952.381 | 8 |  | 663 | 6941.3385 | Per 500W Controlled | GS | 1.0063 | 0.98564 | 1.0265 | 1.0441 | 1.0994 | 1.0901 | 1.0679 | 1.0965 | 1.0642 | 1.0547 | 1.0277 | 1.0297 | CrtNgs502 | CrtN | gs | 502 | [32 empty] | 0 | 0 | 0
502 | Lighting-Interior | Controls | Schools K-12 | Existing | Bi-Level Lighting Control (Interior) | 0.045627 | 0.051222 |  | 430.44 | 1 | 1.1226 | 9433.9623 | 8 |  | 663 | 14530.9845 | Per 500W Controlled | GS | 1.0063 | 0.98564 | 1.0265 | 1.0441 | 1.0994 | 1.0901 | 1.0679 | 1.0965 | 1.0642 | 1.0547 | 1.0277 | 1.0297 | CscEgs502 | CscE | gs | 502 | [32 empty] | 0 | 0 | 0
502 | Lighting-Interior | Controls | Schools K-12 | New | Bi-Level Lighting Control (Interior) | 0.045627 | 0.051222 |  | 430.44 | 1 | 1.1226 | 9433.9623 | 8 |  | 663 | 14530.9845 | Per 500W Controlled | GS | 1.0063 | 0.98564 | 1.0265 | 1.0441 | 1.0994 | 1.0901 | 1.0679 | 1.0965 | 1.0642 | 1.0547 | 1.0277 | 1.0297 | CscNgs502 | CscN | gs | 502 | [32 empty] | 0 | 0 | 0
502 | Lighting-Interior | Controls | Warehouse | Existing | Bi-Level Lighting Control (Interior) | 0.095021 | 0.067872 |  | 565.6 | 1 | 0.71429 | 5952.381 | 8 |  | 663 | 6977.4197 | Per 500W Controlled | GS | 1.0063 | 0.98564 | 1.0265 | 1.0441 | 1.0994 | 1.0901 | 1.0679 | 1.0965 | 1.0642 | 1.0547 | 1.0277 | 1.0297 | CwaEgs502 | CwaE | gs | 502 | [32 empty] | 0 | 0 | 0
502 | Lighting-Interior | Controls | Warehouse | New | Bi-Level Lighting Control (Interior) | 0.095021 | 0.067872 |  | 565.6 | 1 | 0.71429 | 5952.381 | 8 |  | 663 | 6977.4197 | Per 500W Controlled | GS | 1.0063 | 0.98564 | 1.0265 | 1.0441 | 1.0994 | 1.0901 | 1.0679 | 1.0965 | 1.0642 | 1.0547 | 1.0277 | 1.0297 | CwaNgs502 | CwaN | gs | 502 | [32 empty] | 0 | 0 | 0
503 | Lighting-Interior | Controls | Assembly | Existing | Indoor daylight sensor | 0.061676 | 0.029915 |  | 369.32 | 1 | 0.48503 | 5988.024 | 10 |  | 51 | 826.896 | Per 500W Controlled | GS | 1.0063 | 0.98564 | 1.0265 | 1.0441 | 1.0994 | 1.0901 | 1.0679 | 1.0965 | 1.0642 | 1.0547 | 1.0277 | 1.0297 | CasEgs503 | CasE | gs | 503 | [32 empty] | 0 | 0 | 0
503 | Lighting-Interior | Controls | Assembly | New | Indoor daylight sensor | 0.061676 | 0.029915 |  | 369.32 | 1 | 0.48503 | 5988.024 | 10 |  | 51 | 826.896 | Per 500W Controlled | GS | 1.0063 | 0.98564 | 1.0265 | 1.0441 | 1.0994 | 1.0901 | 1.0679 | 1.0965 | 1.0642 | 1.0547 | 1.0277 | 1.0297 | CasNgs503 | CasN | gs | 503 | [32 empty] | 0 | 0 | 0
503 | Lighting-Interior | Controls | College and University | Existing | Indoor daylight sensor | 0.05809 | 0.04507 |  | 500.78 | 1 | 0.77586 | 8620.6897 | 10 |  | 51 | 877.9408 | Per 500W Controlled | GS | 1.0063 | 0.98564 | 1.0265 | 1.0441 | 1.0994 | 1.0901 | 1.0679 | 1.0965 | 1.0642 | 1.0547 | 1.0277 | 1.0297 | CcoEgs503 | CcoE | gs | 503 | [32 empty] | 0 | 0 | 0
503 | Lighting-Interior | Controls | College and University | New | Indoor daylight sensor | 0.05809 | 0.04507 |  | 500.78 | 1 | 0.77586 | 8620.6897 | 10 |  | 51 | 877.9408 | Per 500W Controlled | GS | 1.0063 | 0.98564 | 1.0265 | 1.0441 | 1.0994 | 1.0901 | 1.0679 | 1.0965 | 1.0642 | 1.0547 | 1.0277 | 1.0297 | CcoNgs503 | CcoN | gs | 503 | [32 empty] | 0 | 0 | 0
503 | Lighting-Interior | Controls | Data Center | Existing | Indoor daylight sensor | 0.059643 | 0.066444 |  | 523.18 | 1 | 1.114 | 8771.9298 | 10 |  | 51 | 855.0947 | Per 500W Controlled | GS | 1.0063 | 0.98564 | 1.0265 | 1.0441 | 1.0994 | 1.0901 | 1.0679 | 1.0965 | 1.0642 | 1.0547 | 1.0277 | 1.0297 | CdaEgs503 | CdaE | gs | 503 | [32 empty] | 0 | 0 | 0
503 | Lighting-Interior | Controls | Data Center | New | Indoor daylight sensor | 0.059643 | 0.066444 |  | 523.18 | 1 | 1.114 | 8771.9298 | 10 |  | 51 | 855.0947 | Per 500W Controlled | GS | 1.0063 | 0.98564 | 1.0265 | 1.0441 | 1.0994 | 1.0901 | 1.0679 | 1.0965 | 1.0642 | 1.0547 | 1.0277 | 1.0297 | CdaNgs503 | CdaN | gs | 503 | [32 empty] | 0 | 0 | 0
503 | Lighting-Interior | Controls | Grocery | Existing | Indoor daylight sensor | 0.16422 | 0.073416 |  | 966 | 1 | 0.44706 | 5882.3529 | 10 |  | 51 | 310.559 | Per 500W Controlled | GS | 1.0063 | 0.98564 | 1.0265 | 1.0441 | 1.0994 | 1.0901 | 1.0679 | 1.0965 | 1.0642 | 1.0547 | 1.0277 | 1.0297 | CgrEgs503 | CgrE | gs | 503 | [32 empty] | 0 | 0 | 0
503 | Lighting-Interior | Controls | Grocery | New | Indoor daylight sensor | 0.16422 | 0.073416 |  | 966 | 1 | 0.44706 | 5882.3529 | 10 |  | 51 | 310.559 | Per 500W Controlled | GS | 1.0063 | 0.98564 | 1.0265 | 1.0441 | 1.0994 | 1.0901 | 1.0679 | 1.0965 | 1.0642 | 1.0547 | 1.0277 | 1.0297 | CgrNgs503 | CgrN | gs | 503 | [32 empty] | 0 | 0 | 0
503 | Lighting-Interior | Controls | Healthcare | Existing | Indoor daylight sensor | 0.070632 | 0.058307 |  | 474.04 | 1 | 0.8255 | 6711.4094 | 10 |  | 51 | 722.0527 | Per 500W Controlled | GS | 1.0063 | 0.98564 | 1.0265 | 1.0441 | 1.0994 | 1.0901 | 1.0679 | 1.0965 | 1.0642 | 1.0547 | 1.0277 | 1.0297 | CheEgs503 | CheE | gs | 503 | [32 empty] | 0 | 0 | 0
503 | Lighting-Interior | Controls | Healthcare | New | Indoor daylight sensor | 0.070632 | 0.058307 |  | 474.04 | 1 | 0.8255 | 6711.4094 | 10 |  | 51 | 722.0527 | Per 500W Controlled | GS | 1.0063 | 0.98564 | 1.0265 | 1.0441 | 1.0994 | 1.0901 | 1.0679 | 1.0965 | 1.0642 | 1.0547 | 1.0277 | 1.0297 | CheNgs503 | CheN | gs | 503 | [32 empty] | 0 | 0 | 0
503 | Lighting-Interior | Controls | Hospitals | Existing | Indoor daylight sensor | 0.093055 | 0.072198 |  | 802.2 | 1 | 0.77586 | 8620.6897 | 10 |  | 51 | 548.0618 | Per 500W Controlled | GS | 1.0063 | 0.98564 | 1.0265 | 1.0441 | 1.0994 | 1.0901 | 1.0679 | 1.0965 | 1.0642 | 1.0547 | 1.0277 | 1.0297 | ChoEgs503 | ChoE | gs | 503 | [32 empty] | 0 | 0 | 0
503 | Lighting-Interior | Controls | Hospitals | New | Indoor daylight sensor | 0.093055 | 0.072198 |  | 802.2 | 1 | 0.77586 | 8620.6897 | 10 |  | 51 | 548.0618 | Per 500W Controlled | GS | 1.0063 | 0.98564 | 1.0265 | 1.0441 | 1.0994 | 1.0901 | 1.0679 | 1.0965 | 1.0642 | 1.0547 | 1.0277 | 1.0297 | ChoNgs503 | ChoN | gs | 503 | [32 empty] | 0 | 0 | 0
503 | Lighting-Interior | Controls | Institutional | Existing | Indoor daylight sensor | 0.051038 | 0.069509 |  | 486.08 | 1 | 1.3619 | 9523.8095 | 10 |  | 51 | 999.2476 | Per 500W Controlled | GS | 1.0063 | 0.98564 | 1.0265 | 1.0441 | 1.0994 | 1.0901 | 1.0679 | 1.0965 | 1.0642 | 1.0547 | 1.0277 | 1.0297 | CinEgs503 | CinE | gs | 503 | [32 empty] | 0 | 0 | 0
503 | Lighting-Interior | Controls | Institutional | New | Indoor daylight sensor | 0.051038 | 0.069509 |  | 486.08 | 1 | 1.3619 | 9523.8095 | 10 |  | 51 | 999.2476 | Per 500W Controlled | GS | 1.0063 | 0.98564 | 1.0265 | 1.0441 | 1.0994 | 1.0901 | 1.0679 | 1.0965 | 1.0642 | 1.0547 | 1.0277 | 1.0297 | CinNgs503 | CinN | gs | 503 | [32 empty] | 0 | 0 | 0
503 | Lighting-Interior | Controls | Lodging/Hospitality | Existing | Indoor daylight sensor | 0.055586 | 0.078634 |  | 677.88 | 1 | 1.4146 | 12195.122 | 10 |  | 51 | 917.4946 | Per 500W Controlled | GS | 1.0063 | 0.98564 | 1.0265 | 1.0441 | 1.0994 | 1.0901 | 1.0679 | 1.0965 | 1.0642 | 1.0547 | 1.0277 | 1.0297 | CloEgs503 | CloE | gs | 503 | [32 empty] | 0 | 0 | 0
503 | Lighting-Interior | Controls | Lodging/Hospitality | New | Indoor daylight sensor | 0.055586 | 0.078634 |  | 677.88 | 1 | 1.4146 | 12195.122 | 10 |  | 51 | 917.4946 | Per 500W Controlled | GS | 1.0063 | 0.98564 | 1.0265 | 1.0441 | 1.0994 | 1.0901 | 1.0679 | 1.0965 | 1.0642 | 1.0547 | 1.0277 | 1.0297 | CloNgs503 | CloN | gs | 503 | [32 empty] | 0 | 0 | 0
503 | Lighting-Interior | Controls | Miscellaneous | Existing | Indoor daylight sensor | 0.065548 | 0.073022 |  | 574.98 | 1 | 1.114 | 8771.9298 | 10 |  | 51 | 778.0591 | Per 500W Controlled | GS | 1.0063 | 0.98564 | 1.0265 | 1.0441 | 1.0994 | 1.0901 | 1.0679 | 1.0965 | 1.0642 | 1.0547 | 1.0277 | 1.0297 | CmiEgs503 | CmiE | gs | 503 | [32 empty] | 0 | 0 | 0
503 | Lighting-Interior | Controls | Miscellaneous | New | Indoor daylight sensor | 0.065548 | 0.073022 |  | 574.98 | 1 | 1.114 | 8771.9298 | 10 |  | 51 | 778.0591 | Per 500W Controlled | GS | 1.0063 | 0.98564 | 1.0265 | 1.0441 | 1.0994 | 1.0901 | 1.0679 | 1.0965 | 1.0642 | 1.0547 | 1.0277 | 1.0297 | CmiNgs503 | CmiN | gs | 503 | [32 empty] | 0 | 0 | 0
503 | Lighting-Interior | Controls | Offices | Existing | Indoor daylight sensor | 0.05969 | 0.066497 |  | 523.6 | 1 | 1.114 | 8771.9298 | 10 |  | 51 | 854.4087 | Per 500W Controlled | GS | 1.0063 | 0.98564 | 1.0265 | 1.0441 | 1.0994 | 1.0901 | 1.0679 | 1.0965 | 1.0642 | 1.0547 | 1.0277 | 1.0297 | CofEgs503 | CofE | gs | 503 | [32 empty] | 0 | 0 | 0
503 | Lighting-Interior | Controls | Offices | New | Indoor daylight sensor | 0.05969 | 0.066497 |  | 523.6 | 1 | 1.114 | 8771.9298 | 10 |  | 51 | 854.4087 | Per 500W Controlled | GS | 1.0063 | 0.98564 | 1.0265 | 1.0441 | 1.0994 | 1.0901 | 1.0679 | 1.0965 | 1.0642 | 1.0547 | 1.0277 | 1.0297 | CofNgs503 | CofN | gs | 503 | [32 empty] | 0 | 0 | 0
503 | Lighting-Interior | Controls | Restaurants | Existing | Indoor daylight sensor | 0.11084 | 0.064286 |  | 738.92 | 1 | 0.58 | 6666.6667 | 10 |  | 51 | 460.131 | Per 500W Controlled | GS | 1.0063 | 0.98564 | 1.0265 | 1.0441 | 1.0994 | 1.0901 | 1.0679 | 1.0965 | 1.0642 | 1.0547 | 1.0277 | 1.0297 | CreEgs503 | CreE | gs | 503 | [32 empty] | 0 | 0 | 0
503 | Lighting-Interior | Controls | Restaurants | New | Indoor daylight sensor | 0.11084 | 0.064286 |  | 738.92 | 1 | 0.58 | 6666.6667 | 10 |  | 51 | 460.131 | Per 500W Controlled | GS | 1.0063 | 0.98564 | 1.0265 | 1.0441 | 1.0994 | 1.0901 | 1.0679 | 1.0965 | 1.0642 | 1.0547 | 1.0277 | 1.0297 | CreNgs503 | CreN | gs | 503 | [32 empty] | 0 | 0 | 0
503 | Lighting-Interior | Controls | Retail | Existing | Indoor daylight sensor | 0.086271 | 0.040055 |  | 513.52 | 1 | 0.46429 | 5952.381 | 10 |  | 51 | 591.1579 | Per 500W Controlled | GS | 1.0063 | 0.98564 | 1.0265 | 1.0441 | 1.0994 | 1.0901 | 1.0679 | 1.0965 | 1.0642 | 1.0547 | 1.0277 | 1.0297 | CrtEgs503 | CrtE | gs | 503 | [32 empty] | 0 | 0 | 0
503 | Lighting-Interior | Controls | Retail | New | Indoor daylight sensor | 0.086271 | 0.040055 |  | 513.52 | 1 | 0.46429 | 5952.381 | 10 |  | 51 | 591.1579 | Per 500W Controlled | GS | 1.0063 | 0.98564 | 1.0265 | 1.0441 | 1.0994 | 1.0901 | 1.0679 | 1.0965 | 1.0642 | 1.0547 | 1.0277 | 1.0297 | CrtNgs503 | CrtN | gs | 503 | [32 empty] | 0 | 0 | 0
503 | Lighting-Interior | Controls | Schools K-12 | Existing | Indoor daylight sensor | 0.041211 | 0.046265 |  | 388.78 | 1 | 1.1226 | 9433.9623 | 10 |  | 51 | 1237.5433 | Per 500W Controlled | GS | 1.0063 | 0.98564 | 1.0265 | 1.0441 | 1.0994 | 1.0901 | 1.0679 | 1.0965 | 1.0642 | 1.0547 | 1.0277 | 1.0297 | CscEgs503 | CscE | gs | 503 | [32 empty] | 0 | 0 | 0
503 | Lighting-Interior | Controls | Schools K-12 | New | Indoor daylight sensor | 0.041211 | 0.046265 |  | 388.78 | 1 | 1.1226 | 9433.9623 | 10 |  | 51 | 1237.5433 | Per 500W Controlled | GS | 1.0063 | 0.98564 | 1.0265 | 1.0441 | 1.0994 | 1.0901 | 1.0679 | 1.0965 | 1.0642 | 1.0547 | 1.0277 | 1.0297 | CscNgs503 | CscN | gs | 503 | [32 empty] | 0 | 0 | 0
503 | Lighting-Interior | Controls | Warehouse | Existing | Indoor daylight sensor | 0.085824 | 0.061303 |  | 510.86 | 1 | 0.71429 | 5952.381 | 10 |  | 51 | 594.2361 | Per 500W Controlled | GS | 1.0063 | 0.98564 | 1.0265 | 1.0441 | 1.0994 | 1.0901 | 1.0679 | 1.0965 | 1.0642 | 1.0547 | 1.0277 | 1.0297 | CwaEgs503 | CwaE | gs | 503 | [32 empty] | 0 | 0 | 0
503 | Lighting-Interior | Controls | Warehouse | New | Indoor daylight sensor | 0.085824 | 0.061303 |  | 510.86 | 1 | 0.71429 | 5952.381 | 10 |  | 51 | 594.2361 | Per 500W Controlled | GS | 1.0063 | 0.98564 | 1.0265 | 1.0441 | 1.0994 | 1.0901 | 1.0679 | 1.0965 | 1.0642 | 1.0547 | 1.0277 | 1.0297 | CwaNgs503 | CwaN | gs | 503 | [32 empty] | 0 | 0 | 0
504 | Lighting-Interior | Controls | Assembly | Existing | Networked Lighting Controls | 0.10133 | 0.049146 |  | 606.74 | 1 | 0.48503 | 5988.024 | 15 |  | 9506.85 | 93824.7775 | Per 500W Controlled | GS | 1 | 1 | 1 | 1 | 1 | 1 | 1 | 1 | 1 | 1 | 1 | 1 | CasEgs504 | CasE | gs | 504 | [32 empty] | 104.093 | 17.3561 | 8.3965
504 | Lighting-Interior | Controls | Assembly | New | Networked Lighting Controls | 0.10133 | 0.049146 |  | 606.74 | 1 | 0.48503 | 5988.024 | 15 |  | 9506.85 | 93824.7775 | Per 500W Controlled | GS | 1 | 1 | 1 | 1 | 1 | 1 | 1 | 1 | 1 | 1 | 1 | 1 | CasNgs504 | CasN | gs | 504 | [32 empty] | 1.0593 | 0.17663 | 0.085448
504 | Lighting-Interior | Controls | College and University | Existing | Networked Lighting Controls | 0.095434 | 0.074044 |  | 822.71 | 1 | 0.77586 | 8620.6897 | 15 |  | 14876.68 | 155883.8976 | Per 500W Controlled | GS | 1 | 1 | 1 | 1 | 1 | 1 | 1 | 1 | 1 | 1 | 1 | 1 | CcoEgs504 | CcoE | gs | 504 | [32 empty] | 16.7635 | 1.9491 | 1.5122
504 | Lighting-Interior | Controls | College and University | New | Networked Lighting Controls | 0.095434 | 0.074044 |  | 822.71 | 1 | 0.77586 | 8620.6897 | 15 |  | 14876.68 | 155883.8976 | Per 500W Controlled | GS | 1 | 1 | 1 | 1 | 1 | 1 | 1 | 1 | 1 | 1 | 1 | 1 | CcoNgs504 | CcoN | gs | 504 | [32 empty] | 0.16986 | 0.01975 | 0.015322
504 | Lighting-Interior | Controls | Data Center | Existing | Networked Lighting Controls | 0.097984 | 0.10916 |  | 859.51 | 1 | 1.114 | 8771.9298 | 15 |  | 63737.07 | 650483.5374 | Per 500W Controlled | GS | 1 | 1 | 1 | 1 | 1 | 1 | 1 | 1 | 1 | 1 | 1 | 1 | CdaEgs504 | CdaE | gs | 504 | [32 empty] | 1.203 | 0.13728 | 0.15295
504 | Lighting-Interior | Controls | Data Center | New | Networked Lighting Controls | 0.097984 | 0.10916 |  | 859.51 | 1 | 1.114 | 8771.9298 | 15 |  | 63737.07 | 650483.5374 | Per 500W Controlled | GS | 1 | 1 | 1 | 1 | 1 | 1 | 1 | 1 | 1 | 1 | 1 | 1 | CdaNgs504 | CdaN | gs | 504 | [32 empty] | 0.012318 | 0.0014057 | 0.0015661
504 | Lighting-Interior | Controls | Grocery | Existing | Networked Lighting Controls | 0.26979 | 0.12061 |  | 1587 | 1 | 0.44706 | 5882.3529 | 15 |  | 1624.43 | 6021.0905 | Per 500W Controlled | GS | 1 | 1 | 1 | 1 | 1 | 1 | 1 | 1 | 1 | 1 | 1 | 1 | CgrEgs504 | CgrE | gs | 504 | [32 empty] | 69.9617 | 11.8678 | 5.2924
504 | Lighting-Interior | Controls | Grocery | New | Networked Lighting Controls | 0.26979 | 0.12061 |  | 1587 | 1 | 0.44706 | 5882.3529 | 15 |  | 1624.43 | 6021.0905 | Per 500W Controlled | GS | 1 | 1 | 1 | 1 | 1 | 1 | 1 | 1 | 1 | 1 | 1 | 1 | CgrNgs504 | CgrN | gs | 504 | [32 empty] | 0.73348 | 0.12442 | 0.055485
504 | Lighting-Interior | Controls | Healthcare | Existing | Networked Lighting Controls | 0.11604 | 0.09579 |  | 778.78 | 1 | 0.8255 | 6711.4094 | 15 |  | 5813.91 | 50103.4056 | Per 500W Controlled | GS | 1 | 1 | 1 | 1 | 1 | 1 | 1 | 1 | 1 | 1 | 1 | 1 | CheEgs504 | CheE | gs | 504 | [32 empty] | 80.3426 | 11.9819 | 9.9199
504 | Lighting-Interior | Controls | Healthcare | New | Networked Lighting Controls | 0.11604 | 0.09579 |  | 778.78 | 1 | 0.8255 | 6711.4094 | 15 |  | 5813.91 | 50103.4056 | Per 500W Controlled | GS | 1 | 1 | 1 | 1 | 1 | 1 | 1 | 1 | 1 | 1 | 1 | 1 | CheNgs504 | CheN | gs | 504 | [32 empty] | 0.84231 | 0.12562 | 0.104
504 | Lighting-Interior | Controls | Hospitals | Existing | Networked Lighting Controls | 0.15288 | 0.11861 |  | 1317.9 | 1 | 0.77586 | 8620.6897 | 15 |  | 115011.23 | 752315.1382 | Per 500W Controlled | GS | 1 | 1 | 1 | 1 | 1 | 1 | 1 | 1 | 1 | 1 | 1 | 1 | ChoEgs504 | ChoE | gs | 504 | [32 empty] | 27.3306 | 3.1778 | 2.4654
504 | Lighting-Interior | Controls | Hospitals | New | Networked Lighting Controls | 0.15288 | 0.11861 |  | 1317.9 | 1 | 0.77586 | 8620.6897 | 15 |  | 115011.23 | 752315.1382 | Per 500W Controlled | GS | 1 | 1 | 1 | 1 | 1 | 1 | 1 | 1 | 1 | 1 | 1 | 1 | ChoNgs504 | ChoN | gs | 504 | [32 empty] | 0.28653 | 0.033316 | 0.025847
504 | Lighting-Interior | Controls | Institutional | Existing | Networked Lighting Controls | 0.083849 | 0.11419 |  | 798.56 | 1 | 1.3619 | 9523.8095 | 15 |  | 7593.28 | 90559.197 | Per 500W Controlled | GS | 1 | 1 | 1 | 1 | 1 | 1 | 1 | 1 | 1 | 1 | 1 | 1 | CinEgs504 | CinE | gs | 504 | [32 empty] | 31.2172 | 3.272 | 4.4748
504 | Lighting-Interior | Controls | Institutional | New | Networked Lighting Controls | 0.083849 | 0.11419 |  | 798.56 | 1 | 1.3619 | 9523.8095 | 15 |  | 7593.28 | 90559.197 | Per 500W Controlled | GS | 1 | 1 | 1 | 1 | 1 | 1 | 1 | 1 | 1 | 1 | 1 | 1 | CinNgs504 | CinN | gs | 504 | [32 empty] | 0.31632 | 0.033154 | 0.045342
504 | Lighting-Interior | Controls | Lodging/Hospitality | Existing | Networked Lighting Controls | 0.09132 | 0.12918 |  | 1113.66 | 1 | 1.4146 | 12195.122 | 15 |  | 26493.52 | 290117.0082 | Per 500W Controlled | GS | 1 | 1 | 1 | 1 | 1 | 1 | 1 | 1 | 1 | 1 | 1 | 1 | CloEgs504 | CloE | gs | 504 | [32 empty] | 35.3538 | 2.9134 | 4.112
504 | Lighting-Interior | Controls | Lodging/Hospitality | New | Networked Lighting Controls | 0.09132 | 0.12918 |  | 1113.66 | 1 | 1.4146 | 12195.122 | 15 |  | 26493.52 | 290117.0082 | Per 500W Controlled | GS | 1 | 1 | 1 | 1 | 1 | 1 | 1 | 1 | 1 | 1 | 1 | 1 | CloNgs504 | CloN | gs | 504 | [32 empty] | 0.35836 | 0.029531 | 0.041681
504 | Lighting-Interior | Controls | Miscellaneous | Existing | Networked Lighting Controls | 0.10769 | 0.11997 |  | 944.61 | 1 | 1.114 | 8771.9298 | 15 |  | 20621.05 | 191493.2126 | Per 500W Controlled | GS | 1 | 1 | 1 | 1 | 1 | 1 | 1 | 1 | 1 | 1 | 1 | 1 | CmiEgs504 | CmiE | gs | 504 | [32 empty] | 144.3204 | 16.4694 | 18.3485
504 | Lighting-Interior | Controls | Miscellaneous | New | Networked Lighting Controls | 0.10769 | 0.11997 |  | 944.61 | 1 | 1.114 | 8771.9298 | 15 |  | 20621.05 | 191493.2126 | Per 500W Controlled | GS | 1 | 1 | 1 | 1 | 1 | 1 | 1 | 1 | 1 | 1 | 1 | 1 | CmiNgs504 | CmiN | gs | 504 | [32 empty] | 1.4624 | 0.16688 | 0.18592
504 | Lighting-Interior | Controls | Offices | Existing | Networked Lighting Controls | 0.098063 | 0.10925 |  | 860.2 | 1 | 1.114 | 8771.9298 | 15 |  | 10811.64 | 110252.2057 | Per 500W Controlled | GS | 1 | 1 | 1 | 1 | 1 | 1 | 1 | 1 | 1 | 1 | 1 | 1 | CofEgs504 | CofE | gs | 504 | [32 empty] | 483.0631 | 55.1257 | 61.4153
504 | Lighting-Interior | Controls | Offices | New | Networked Lighting Controls | 0.098063 | 0.10925 |  | 860.2 | 1 | 1.114 | 8771.9298 | 15 |  | 10811.64 | 110252.2057 | Per 500W Controlled | GS | 1 | 1 | 1 | 1 | 1 | 1 | 1 | 1 | 1 | 1 | 1 | 1 | CofNgs504 | CofN | gs | 504 | [32 empty] | 4.9496 | 0.56483 | 0.62927
504 | Lighting-Interior | Controls | Restaurants | Existing | Networked Lighting Controls | 0.18209 | 0.10561 |  | 1213.94 | 1 | 0.58 | 6666.6667 | 15 |  | 3043.9 | 16716.3671 | Per 500W Controlled | GS | 1 | 1 | 1 | 1 | 1 | 1 | 1 | 1 | 1 | 1 | 1 | 1 | CreEgs504 | CreE | gs | 504 | [32 empty] | 48.2177 | 7.2239 | 4.2057
504 | Lighting-Interior | Controls | Restaurants | New | Networked Lighting Controls | 0.18209 | 0.10561 |  | 1213.94 | 1 | 0.58 | 6666.6667 | 15 |  | 3043.9 | 16716.3671 | Per 500W Controlled | GS | 1 | 1 | 1 | 1 | 1 | 1 | 1 | 1 | 1 | 1 | 1 | 1 | CreNgs504 | CreN | gs | 504 | [32 empty] | 0.50551 | 0.075735 | 0.044093
504 | Lighting-Interior | Controls | Retail | Existing | Networked Lighting Controls | 0.14173 | 0.065804 |  | 843.64 | 1 | 0.46429 | 5952.381 | 15 |  | 14233.74 | 100427.4843 | Per 500W Controlled | GS | 1 | 1 | 1 | 1 | 1 | 1 | 1 | 1 | 1 | 1 | 1 | 1 | CrtEgs504 | CrtE | gs | 504 | [32 empty] | 230.9841 | 38.8497 | 18.0495
504 | Lighting-Interior | Controls | Retail | New | Networked Lighting Controls | 0.14173 | 0.065804 |  | 843.64 | 1 | 0.46429 | 5952.381 | 15 |  | 14233.74 | 100427.4843 | Per 500W Controlled | GS | 1 | 1 | 1 | 1 | 1 | 1 | 1 | 1 | 1 | 1 | 1 | 1 | CrtNgs504 | CrtN | gs | 504 | [32 empty] | 2.384 | 0.40096 | 0.18629
504 | Lighting-Interior | Controls | Schools K-12 | Existing | Networked Lighting Controls | 0.067703 | 0.076006 |  | 638.71 | 1 | 1.1226 | 9433.9623 | 15 |  | 20199.54 | 298354.0231 | Per 500W Controlled | GS | 1 | 1 | 1 | 1 | 1 | 1 | 1 | 1 | 1 | 1 | 1 | 1 | CscEgs504 | CscE | gs | 504 | [32 empty] | 19.7167 | 2.0921 | 2.3403
504 | Lighting-Interior | Controls | Schools K-12 | New | Networked Lighting Controls | 0.067703 | 0.076006 |  | 638.71 | 1 | 1.1226 | 9433.9623 | 15 |  | 20199.54 | 298354.0231 | Per 500W Controlled | GS | 1 | 1 | 1 | 1 | 1 | 1 | 1 | 1 | 1 | 1 | 1 | 1 | CscNgs504 | CscN | gs | 504 | [32 empty] | 0.20008 | 0.021231 | 0.023749
504 | Lighting-Interior | Controls | Warehouse | Existing | Networked Lighting Controls | 0.141 | 0.10071 |  | 839.27 | 1 | 0.71429 | 5952.381 | 15 |  | 12079.22 | 85669.831 | Per 500W Controlled | GS | 1 | 1 | 1 | 1 | 1 | 1 | 1 | 1 | 1 | 1 | 1 | 1 | CwaEgs504 | CwaE | gs | 504 | [32 empty] | 33.0789 | 5.5676 | 3.9653
504 | Lighting-Interior | Controls | Warehouse | New | Networked Lighting Controls | 0.141 | 0.10071 |  | 839.27 | 1 | 0.71429 | 5952.381 | 15 |  | 12079.22 | 85669.831 | Per 500W Controlled | GS | 1 | 1 | 1 | 1 | 1 | 1 | 1 | 1 | 1 | 1 | 1 | 1 | CwaNgs504 | CwaN | gs | 504 | [32 empty] | 0.33518 | 0.056415 | 0.04018
505 | Lighting-Interior | Controls | Assembly | Existing | Occupancy Sensors, Ceiling Mounted | 0.052866 | 0.025641 |  | 316.56 | 1 | 0.48503 | 5988.024 | 10 |  | 129 | 2440.1538 | Per 500W Controlled | GS | 1 | 1 | 1 | 1 | 1 | 1 | 1 | 1 | 1 | 1 | 1 | 1 | CasEgs505 | CasE | gs | 505 | [32 empty] | 0 | 0 | 0
505 | Lighting-Interior | Controls | Assembly | New | Occupancy Sensors, Ceiling Mounted | 0.052866 | 0.025641 |  | 316.56 | 1 | 0.48503 | 5988.024 | 10 |  | 129 | 2440.1538 | Per 500W Controlled | GS | 1 | 1 | 1 | 1 | 1 | 1 | 1 | 1 | 1 | 1 | 1 | 1 | CasNgs505 | CasN | gs | 505 | [32 empty] | 0 | 0 | 0
505 | Lighting-Interior | Controls | College and University | Existing | Occupancy Sensors, Ceiling Mounted | 0.049792 | 0.038632 |  | 429.24 | 1 | 0.77586 | 8620.6897 | 10 |  | 129 | 2590.786 | Per 500W Controlled | GS | 1 | 1 | 1 | 1 | 1 | 1 | 1 | 1 | 1 | 1 | 1 | 1 | CcoEgs505 | CcoE | gs | 505 | [32 empty] | 0 | 0 | 0
505 | Lighting-Interior | Controls | College and University | New | Occupancy Sensors, Ceiling Mounted | 0.049792 | 0.038632 |  | 429.24 | 1 | 0.77586 | 8620.6897 | 10 |  | 129 | 2590.786 | Per 500W Controlled | GS | 1 | 1 | 1 | 1 | 1 | 1 | 1 | 1 | 1 | 1 | 1 | 1 | CcoNgs505 | CcoN | gs | 505 | [32 empty] | 0 | 0 | 0
505 | Lighting-Interior | Controls | Data Center | Existing | Occupancy Sensors, Ceiling Mounted | 0.051122 | 0.056952 |  | 448.44 | 1 | 1.114 | 8771.9298 | 10 |  | 129 | 2523.3676 | Per 500W Controlled | GS | 1 | 1 | 1 | 1 | 1 | 1 | 1 | 1 | 1 | 1 | 1 | 1 | CdaEgs505 | CdaE | gs | 505 | [32 empty] | 0 | 0 | 0
505 | Lighting-Interior | Controls | Data Center | New | Occupancy Sensors, Ceiling Mounted | 0.051122 | 0.056952 |  | 448.44 | 1 | 1.114 | 8771.9298 | 10 |  | 129 | 2523.3676 | Per 500W Controlled | GS | 1 | 1 | 1 | 1 | 1 | 1 | 1 | 1 | 1 | 1 | 1 | 1 | CdaNgs505 | CdaN | gs | 505 | [32 empty] | 0 | 0 | 0
505 | Lighting-Interior | Controls | Grocery | Existing | Occupancy Sensors, Ceiling Mounted | 0.14076 | 0.062928 |  | 828 | 1 | 0.44706 | 5882.3529 | 10 |  | 129 | 916.4535 | Per 500W Controlled | GS | 1 | 1 | 1 | 1 | 1 | 1 | 1 | 1 | 1 | 1 | 1 | 1 | CgrEgs505 | CgrE | gs | 505 | [32 empty] | 0 | 0 | 0
505 | Lighting-Interior | Controls | Grocery | New | Occupancy Sensors, Ceiling Mounted | 0.14076 | 0.062928 |  | 828 | 1 | 0.44706 | 5882.3529 | 10 |  | 129 | 916.4535 | Per 500W Controlled | GS | 1 | 1 | 1 | 1 | 1 | 1 | 1 | 1 | 1 | 1 | 1 | 1 | CgrNgs505 | CgrN | gs | 505 | [32 empty] | 0 | 0 | 0
505 | Lighting-Interior | Controls | Healthcare | Existing | Occupancy Sensors, Ceiling Mounted | 0.060542 | 0.049977 |  | 406.32 | 1 | 0.8255 | 6711.4094 | 10 |  | 129 | 2130.7635 | Per 500W Controlled | GS | 1 | 1 | 1 | 1 | 1 | 1 | 1 | 1 | 1 | 1 | 1 | 1 | CheEgs505 | CheE | gs | 505 | [32 empty] | 0 | 0 | 0
505 | Lighting-Interior | Controls | Healthcare | New | Occupancy Sensors, Ceiling Mounted | 0.060542 | 0.049977 |  | 406.32 | 1 | 0.8255 | 6711.4094 | 10 |  | 129 | 2130.7635 | Per 500W Controlled | GS | 1 | 1 | 1 | 1 | 1 | 1 | 1 | 1 | 1 | 1 | 1 | 1 | CheNgs505 | CheN | gs | 505 | [32 empty] | 0 | 0 | 0
505 | Lighting-Interior | Controls | Hospitals | Existing | Occupancy Sensors, Ceiling Mounted | 0.079762 | 0.061884 |  | 687.6 | 1 | 0.77586 | 8620.6897 | 10 |  | 129 | 1617.3196 | Per 500W Controlled | GS | 1 | 1 | 1 | 1 | 1 | 1 | 1 | 1 | 1 | 1 | 1 | 1 | ChoEgs505 | ChoE | gs | 505 | [32 empty] | 0 | 0 | 0
505 | Lighting-Interior | Controls | Hospitals | New | Occupancy Sensors, Ceiling Mounted | 0.079762 | 0.061884 |  | 687.6 | 1 | 0.77586 | 8620.6897 | 10 |  | 129 | 1617.3196 | Per 500W Controlled | GS | 1 | 1 | 1 | 1 | 1 | 1 | 1 | 1 | 1 | 1 | 1 | 1 | ChoNgs505 | ChoN | gs | 505 | [32 empty] | 0 | 0 | 0
505 | Lighting-Interior | Controls | Institutional | Existing | Occupancy Sensors, Ceiling Mounted | 0.043747 | 0.05958 |  | 416.64 | 1 | 1.3619 | 9523.8095 | 10 |  | 129 | 2948.7601 | Per 500W Controlled | GS | 1 | 1 | 1 | 1 | 1 | 1 | 1 | 1 | 1 | 1 | 1 | 1 | CinEgs505 | CinE | gs | 505 | [32 empty] | 0 | 0 | 0
505 | Lighting-Interior | Controls | Institutional | New | Occupancy Sensors, Ceiling Mounted | 0.043747 | 0.05958 |  | 416.64 | 1 | 1.3619 | 9523.8095 | 10 |  | 129 | 2948.7601 | Per 500W Controlled | GS | 1 | 1 | 1 | 1 | 1 | 1 | 1 | 1 | 1 | 1 | 1 | 1 | CinNgs505 | CinN | gs | 505 | [32 empty] | 0 | 0 | 0
505 | Lighting-Interior | Controls | Lodging/Hospitality | Existing | Occupancy Sensors, Ceiling Mounted | 0.047645 | 0.067401 |  | 581.04 | 1 | 1.4146 | 12195.122 | 10 |  | 129 | 2707.5085 | Per 500W Controlled | GS | 1 | 1 | 1 | 1 | 1 | 1 | 1 | 1 | 1 | 1 | 1 | 1 | CloEgs505 | CloE | gs | 505 | [32 empty] | 0 | 0 | 0
505 | Lighting-Interior | Controls | Lodging/Hospitality | New | Occupancy Sensors, Ceiling Mounted | 0.047645 | 0.067401 |  | 581.04 | 1 | 1.4146 | 12195.122 | 10 |  | 129 | 2707.5085 | Per 500W Controlled | GS | 1 | 1 | 1 | 1 | 1 | 1 | 1 | 1 | 1 | 1 | 1 | 1 | CloNgs505 | CloN | gs | 505 | [32 empty] | 0 | 0 | 0
505 | Lighting-Interior | Controls | Miscellaneous | Existing | Occupancy Sensors, Ceiling Mounted | 0.056184 | 0.062591 |  | 492.84 | 1 | 1.114 | 8771.9298 | 10 |  | 129 | 2296.0371 | Per 500W Controlled | GS | 1 | 1 | 1 | 1 | 1 | 1 | 1 | 1 | 1 | 1 | 1 | 1 | CmiEgs505 | CmiE | gs | 505 | [32 empty] | 0 | 0 | 0
505 | Lighting-Interior | Controls | Miscellaneous | New | Occupancy Sensors, Ceiling Mounted | 0.056184 | 0.062591 |  | 492.84 | 1 | 1.114 | 8771.9298 | 10 |  | 129 | 2296.0371 | Per 500W Controlled | GS | 1 | 1 | 1 | 1 | 1 | 1 | 1 | 1 | 1 | 1 | 1 | 1 | CmiNgs505 | CmiN | gs | 505 | [32 empty] | 0 | 0 | 0
505 | Lighting-Interior | Controls | Offices | Existing | Occupancy Sensors, Ceiling Mounted | 0.051163 | 0.056998 |  | 448.8 | 1 | 1.114 | 8771.9298 | 10 |  | 129 | 2521.3435 | Per 500W Controlled | GS | 1 | 1 | 1 | 1 | 1 | 1 | 1 | 1 | 1 | 1 | 1 | 1 | CofEgs505 | CofE | gs | 505 | [32 empty] | 0 | 0 | 0
505 | Lighting-Interior | Controls | Offices | New | Occupancy Sensors, Ceiling Mounted | 0.051163 | 0.056998 |  | 448.8 | 1 | 1.114 | 8771.9298 | 10 |  | 129 | 2521.3435 | Per 500W Controlled | GS | 1 | 1 | 1 | 1 | 1 | 1 | 1 | 1 | 1 | 1 | 1 | 1 | CofNgs505 | CofN | gs | 505 | [32 empty] | 0 | 0 | 0
505 | Lighting-Interior | Controls | Restaurants | Existing | Occupancy Sensors, Ceiling Mounted | 0.095004 | 0.055102 |  | 633.36 | 1 | 0.58 | 6666.6667 | 10 |  | 129 | 1357.8376 | Per 500W Controlled | GS | 1 | 1 | 1 | 1 | 1 | 1 | 1 | 1 | 1 | 1 | 1 | 1 | CreEgs505 | CreE | gs | 505 | [32 empty] | 0 | 0 | 0
505 | Lighting-Interior | Controls | Restaurants | New | Occupancy Sensors, Ceiling Mounted | 0.095004 | 0.055102 |  | 633.36 | 1 | 0.58 | 6666.6667 | 10 |  | 129 | 1357.8376 | Per 500W Controlled | GS | 1 | 1 | 1 | 1 | 1 | 1 | 1 | 1 | 1 | 1 | 1 | 1 | CreNgs505 | CreN | gs | 505 | [32 empty] | 0 | 0 | 0
505 | Lighting-Interior | Controls | Retail | Existing | Occupancy Sensors, Ceiling Mounted | 0.073947 | 0.034332 |  | 440.16 | 1 | 0.46429 | 5952.381 | 10 |  | 129 | 1744.4955 | Per 500W Controlled | GS | 1 | 1 | 1 | 1 | 1 | 1 | 1 | 1 | 1 | 1 | 1 | 1 | CrtEgs505 | CrtE | gs | 505 | [32 empty] | 0 | 0 | 0
505 | Lighting-Interior | Controls | Retail | New | Occupancy Sensors, Ceiling Mounted | 0.073947 | 0.034332 |  | 440.16 | 1 | 0.46429 | 5952.381 | 10 |  | 129 | 1744.4955 | Per 500W Controlled | GS | 1 | 1 | 1 | 1 | 1 | 1 | 1 | 1 | 1 | 1 | 1 | 1 | CrtNgs505 | CrtN | gs | 505 | [32 empty] | 0 | 0 | 0
505 | Lighting-Interior | Controls | Schools K-12 | Existing | Occupancy Sensors, Ceiling Mounted | 0.035323 | 0.039656 |  | 333.24 | 1 | 1.1226 | 9433.9623 | 10 |  | 129 | 3651.9659 | Per 500W Controlled | GS | 1 | 1 | 1 | 1 | 1 | 1 | 1 | 1 | 1 | 1 | 1 | 1 | CscEgs505 | CscE | gs | 505 | [32 empty] | 0 | 0 | 0
505 | Lighting-Interior | Controls | Schools K-12 | New | Occupancy Sensors, Ceiling Mounted | 0.035323 | 0.039656 |  | 333.24 | 1 | 1.1226 | 9433.9623 | 10 |  | 129 | 3651.9659 | Per 500W Controlled | GS | 1 | 1 | 1 | 1 | 1 | 1 | 1 | 1 | 1 | 1 | 1 | 1 | CscNgs505 | CscN | gs | 505 | [32 empty] | 0 | 0 | 0
505 | Lighting-Interior | Controls | Warehouse | Existing | Occupancy Sensors, Ceiling Mounted | 0.073564 | 0.052546 |  | 437.88 | 1 | 0.71429 | 5952.381 | 10 |  | 129 | 1753.5789 | Per 500W Controlled | GS | 1 | 1 | 1 | 1 | 1 | 1 | 1 | 1 | 1 | 1 | 1 | 1 | CwaEgs505 | CwaE | gs | 505 | [32 empty] | 0 | 0 | 0
505 | Lighting-Interior | Controls | Warehouse | New | Occupancy Sensors, Ceiling Mounted | 0.073564 | 0.052546 |  | 437.88 | 1 | 0.71429 | 5952.381 | 10 |  | 129 | 1753.5789 | Per 500W Controlled | GS | 1 | 1 | 1 | 1 | 1 | 1 | 1 | 1 | 1 | 1 | 1 | 1 | CwaNgs505 | CwaN | gs | 505 | [32 empty] | 0 | 0 | 0
506 | Lighting-Interior | Controls | Assembly | Existing | Occupancy Sensors, Switch Mounted | 0.052866 | 0.025641 |  | 316.56 | 1 | 0.48503 | 5988.024 | 10 |  | 56.59 | 1070.452 | Per 500W Controlled | GS | 1 | 1 | 1 | 1 | 1 | 1 | 1 | 1 | 1 | 1 | 1 | 1 | CasEgs506 | CasE | gs | 506 | [32 empty] | 0 | 0 | 0
506 | Lighting-Interior | Controls | Assembly | New | Occupancy Sensors, Switch Mounted | 0.052866 | 0.025641 |  | 316.56 | 1 | 0.48503 | 5988.024 | 10 |  | 56.59 | 1070.452 | Per 500W Controlled | GS | 1 | 1 | 1 | 1 | 1 | 1 | 1 | 1 | 1 | 1 | 1 | 1 | CasNgs506 | CasN | gs | 506 | [32 empty] | 0 | 0 | 0
506 | Lighting-Interior | Controls | College and University | Existing | Occupancy Sensors, Switch Mounted | 0.049792 | 0.038632 |  | 429.24 | 1 | 0.77586 | 8620.6897 | 10 |  | 56.59 | 1136.5316 | Per 500W Controlled | GS | 1 | 1 | 1 | 1 | 1 | 1 | 1 | 1 | 1 | 1 | 1 | 1 | CcoEgs506 | CcoE | gs | 506 | [32 empty] | 0 | 0 | 0
506 | Lighting-Interior | Controls | College and University | New | Occupancy Sensors, Switch Mounted | 0.049792 | 0.038632 |  | 429.24 | 1 | 0.77586 | 8620.6897 | 10 |  | 56.59 | 1136.5316 | Per 500W Controlled | GS | 1 | 1 | 1 | 1 | 1 | 1 | 1 | 1 | 1 | 1 | 1 | 1 | CcoNgs506 | CcoN | gs | 506 | [32 empty] | 0 | 0 | 0
506 | Lighting-Interior | Controls | Data Center | Existing | Occupancy Sensors, Switch Mounted | 0.051122 | 0.056952 |  | 448.44 | 1 | 1.114 | 8771.9298 | 10 |  | 56.59 | 1106.9564 | Per 500W Controlled | GS | 1 | 1 | 1 | 1 | 1 | 1 | 1 | 1 | 1 | 1 | 1 | 1 | CdaEgs506 | CdaE | gs | 506 | [32 empty] | 0 | 0 | 0
506 | Lighting-Interior | Controls | Data Center | New | Occupancy Sensors, Switch Mounted | 0.051122 | 0.056952 |  | 448.44 | 1 | 1.114 | 8771.9298 | 10 |  | 56.59 | 1106.9564 | Per 500W Controlled | GS | 1 | 1 | 1 | 1 | 1 | 1 | 1 | 1 | 1 | 1 | 1 | 1 | CdaNgs506 | CdaN | gs | 506 | [32 empty] | 0 | 0 | 0
506 | Lighting-Interior | Controls | Grocery | Existing | Occupancy Sensors, Switch Mounted | 0.14076 | 0.062928 |  | 828 | 1 | 0.44706 | 5882.3529 | 10 |  | 56.59 | 402.0318 | Per 500W Controlled | GS | 1 | 1 | 1 | 1 | 1 | 1 | 1 | 1 | 1 | 1 | 1 | 1 | CgrEgs506 | CgrE | gs | 506 | [32 empty] | 0 | 0 | 0
506 | Lighting-Interior | Controls | Grocery | New | Occupancy Sensors, Switch Mounted | 0.14076 | 0.062928 |  | 828 | 1 | 0.44706 | 5882.3529 | 10 |  | 56.59 | 402.0318 | Per 500W Controlled | GS | 1 | 1 | 1 | 1 | 1 | 1 | 1 | 1 | 1 | 1 | 1 | 1 | CgrNgs506 | CgrN | gs | 506 | [32 empty] | 0 | 0 | 0
506 | Lighting-Interior | Controls | Healthcare | Existing | Occupancy Sensors, Switch Mounted | 0.060542 | 0.049977 |  | 406.32 | 1 | 0.8255 | 6711.4094 | 10 |  | 56.59 | 934.7279 | Per 500W Controlled | GS | 1 | 1 | 1 | 1 | 1 | 1 | 1 | 1 | 1 | 1 | 1 | 1 | CheEgs506 | CheE | gs | 506 | [32 empty] | 0 | 0 | 0
506 | Lighting-Interior | Controls | Healthcare | New | Occupancy Sensors, Switch Mounted | 0.060542 | 0.049977 |  | 406.32 | 1 | 0.8255 | 6711.4094 | 10 |  | 56.59 | 934.7279 | Per 500W Controlled | GS | 1 | 1 | 1 | 1 | 1 | 1 | 1 | 1 | 1 | 1 | 1 | 1 | CheNgs506 | CheN | gs | 506 | [32 empty] | 0 | 0 | 0
506 | Lighting-Interior | Controls | Hospitals | Existing | Occupancy Sensors, Switch Mounted | 0.079762 | 0.061884 |  | 687.6 | 1 | 0.77586 | 8620.6897 | 10 |  | 56.59 | 709.4893 | Per 500W Controlled | GS | 1 | 1 | 1 | 1 | 1 | 1 | 1 | 1 | 1 | 1 | 1 | 1 | ChoEgs506 | ChoE | gs | 506 | [32 empty] | 0 | 0 | 0
506 | Lighting-Interior | Controls | Hospitals | New | Occupancy Sensors, Switch Mounted | 0.079762 | 0.061884 |  | 687.6 | 1 | 0.77586 | 8620.6897 | 10 |  | 56.59 | 709.4893 | Per 500W Controlled | GS | 1 | 1 | 1 | 1 | 1 | 1 | 1 | 1 | 1 | 1 | 1 | 1 | ChoNgs506 | ChoN | gs | 506 | [32 empty] | 0 | 0 | 0
506 | Lighting-Interior | Controls | Institutional | Existing | Occupancy Sensors, Switch Mounted | 0.043747 | 0.05958 |  | 416.64 | 1 | 1.3619 | 9523.8095 | 10 |  | 56.59 | 1293.5685 | Per 500W Controlled | GS | 1 | 1 | 1 | 1 | 1 | 1 | 1 | 1 | 1 | 1 | 1 | 1 | CinEgs506 | CinE | gs | 506 | [32 empty] | 0 | 0 | 0
506 | Lighting-Interior | Controls | Institutional | New | Occupancy Sensors, Switch Mounted | 0.043747 | 0.05958 |  | 416.64 | 1 | 1.3619 | 9523.8095 | 10 |  | 56.59 | 1293.5685 | Per 500W Controlled | GS | 1 | 1 | 1 | 1 | 1 | 1 | 1 | 1 | 1 | 1 | 1 | 1 | CinNgs506 | CinN | gs | 506 | [32 empty] | 0 | 0 | 0
506 | Lighting-Interior | Controls | Lodging/Hospitality | Existing | Occupancy Sensors, Switch Mounted | 0.047645 | 0.067401 |  | 581.04 | 1 | 1.4146 | 12195.122 | 10 |  | 56.59 | 1187.7357 | Per 500W Controlled | GS | 1 | 1 | 1 | 1 | 1 | 1 | 1 | 1 | 1 | 1 | 1 | 1 | CloEgs506 | CloE | gs | 506 | [32 empty] | 0 | 0 | 0
506 | Lighting-Interior | Controls | Lodging/Hospitality | New | Occupancy Sensors, Switch Mounted | 0.047645 | 0.067401 |  | 581.04 | 1 | 1.4146 | 12195.122 | 10 |  | 56.59 | 1187.7357 | Per 500W Controlled | GS | 1 | 1 | 1 | 1 | 1 | 1 | 1 | 1 | 1 | 1 | 1 | 1 | CloNgs506 | CloN | gs | 506 | [32 empty] | 0 | 0 | 0
506 | Lighting-Interior | Controls | Miscellaneous | Existing | Occupancy Sensors, Switch Mounted | 0.056184 | 0.062591 |  | 492.84 | 1 | 1.114 | 8771.9298 | 10 |  | 56.59 | 1007.2306 | Per 500W Controlled | GS | 1 | 1 | 1 | 1 | 1 | 1 | 1 | 1 | 1 | 1 | 1 | 1 | CmiEgs506 | CmiE | gs | 506 | [32 empty] | 0 | 0 | 0
506 | Lighting-Interior | Controls | Miscellaneous | New | Occupancy Sensors, Switch Mounted | 0.056184 | 0.062591 |  | 492.84 | 1 | 1.114 | 8771.9298 | 10 |  | 56.59 | 1007.2306 | Per 500W Controlled | GS | 1 | 1 | 1 | 1 | 1 | 1 | 1 | 1 | 1 | 1 | 1 | 1 | CmiNgs506 | CmiN | gs | 506 | [32 empty] | 0 | 0 | 0
506 | Lighting-Interior | Controls | Offices | Existing | Occupancy Sensors, Switch Mounted | 0.051163 | 0.056998 |  | 448.8 | 1 | 1.114 | 8771.9298 | 10 |  | 56.59 | 1106.0684 | Per 500W Controlled | GS | 1 | 1 | 1 | 1 | 1 | 1 | 1 | 1 | 1 | 1 | 1 | 1 | CofEgs506 | CofE | gs | 506 | [32 empty] | 0 | 0 | 0
506 | Lighting-Interior | Controls | Offices | New | Occupancy Sensors, Switch Mounted | 0.051163 | 0.056998 |  | 448.8 | 1 | 1.114 | 8771.9298 | 10 |  | 56.59 | 1106.0684 | Per 500W Controlled | GS | 1 | 1 | 1 | 1 | 1 | 1 | 1 | 1 | 1 | 1 | 1 | 1 | CofNgs506 | CofN | gs | 506 | [32 empty] | 0 | 0 | 0
506 | Lighting-Interior | Controls | Restaurants | Existing | Occupancy Sensors, Switch Mounted | 0.095004 | 0.055102 |  | 633.36 | 1 | 0.58 | 6666.6667 | 10 |  | 56.59 | 595.6591 | Per 500W Controlled | GS | 1 | 1 | 1 | 1 | 1 | 1 | 1 | 1 | 1 | 1 | 1 | 1 | CreEgs506 | CreE | gs | 506 | [32 empty] | 0 | 0 | 0
506 | Lighting-Interior | Controls | Restaurants | New | Occupancy Sensors, Switch Mounted | 0.095004 | 0.055102 |  | 633.36 | 1 | 0.58 | 6666.6667 | 10 |  | 56.59 | 595.6591 | Per 500W Controlled | GS | 1 | 1 | 1 | 1 | 1 | 1 | 1 | 1 | 1 | 1 | 1 | 1 | CreNgs506 | CreN | gs | 506 | [32 empty] | 0 | 0 | 0
506 | Lighting-Interior | Controls | Retail | Existing | Occupancy Sensors, Switch Mounted | 0.073947 | 0.034332 |  | 440.16 | 1 | 0.46429 | 5952.381 | 10 |  | 56.59 | 765.2791 | Per 500W Controlled | GS | 1 | 1 | 1 | 1 | 1 | 1 | 1 | 1 | 1 | 1 | 1 | 1 | CrtEgs506 | CrtE | gs | 506 | [32 empty] | 0 | 0 | 0
506 | Lighting-Interior | Controls | Retail | New | Occupancy Sensors, Switch Mounted | 0.073947 | 0.034332 |  | 440.16 | 1 | 0.46429 | 5952.381 | 10 |  | 56.59 | 765.2791 | Per 500W Controlled | GS | 1 | 1 | 1 | 1 | 1 | 1 | 1 | 1 | 1 | 1 | 1 | 1 | CrtNgs506 | CrtN | gs | 506 | [32 empty] | 0 | 0 | 0
506 | Lighting-Interior | Controls | Schools K-12 | Existing | Occupancy Sensors, Switch Mounted | 0.035323 | 0.039656 |  | 333.24 | 1 | 1.1226 | 9433.9623 | 10 |  | 56.59 | 1602.0523 | Per 500W Controlled | GS | 1 | 1 | 1 | 1 | 1 | 1 | 1 | 1 | 1 | 1 | 1 | 1 | CscEgs506 | CscE | gs | 506 | [32 empty] | 0 | 0 | 0
506 | Lighting-Interior | Controls | Schools K-12 | New | Occupancy Sensors, Switch Mounted | 0.035323 | 0.039656 |  | 333.24 | 1 | 1.1226 | 9433.9623 | 10 |  | 56.59 | 1602.0523 | Per 500W Controlled | GS | 1 | 1 | 1 | 1 | 1 | 1 | 1 | 1 | 1 | 1 | 1 | 1 | CscNgs506 | CscN | gs | 506 | [32 empty] | 0 | 0 | 0
506 | Lighting-Interior | Controls | Warehouse | Existing | Occupancy Sensors, Switch Mounted | 0.073564 | 0.052546 |  | 437.88 | 1 | 0.71429 | 5952.381 | 10 |  | 56.59 | 769.2638 | Per 500W Controlled | GS | 1 | 1 | 1 | 1 | 1 | 1 | 1 | 1 | 1 | 1 | 1 | 1 | CwaEgs506 | CwaE | gs | 506 | [32 empty] | 0 | 0 | 0
506 | Lighting-Interior | Controls | Warehouse | New | Occupancy Sensors, Switch Mounted | 0.073564 | 0.052546 |  | 437.88 | 1 | 0.71429 | 5952.381 | 10 |  | 56.59 | 769.2638 | Per 500W Controlled | GS | 1 | 1 | 1 | 1 | 1 | 1 | 1 | 1 | 1 | 1 | 1 | 1 | CwaNgs506 | CwaN | gs | 506 | [32 empty] | 0 | 0 | 0
507 | Lighting-Interior | Controls | Assembly | Existing | Time Clock Control | 0.052866 | 0.025641 |  | 316.56 | 1 | 0.48503 | 5988.024 | 8 |  | 26 | 491.8139 | Per End Use Consumption | GS | 1 | 1 | 1 | 1 | 1 | 1 | 1 | 1 | 1 | 1 | 1 | 1 | CasEgs507 | CasE | gs | 507 | [32 empty] | 0 | 0 | 0
507 | Lighting-Interior | Controls | Assembly | New | Time Clock Control | 0.052866 | 0.025641 |  | 316.56 | 1 | 0.48503 | 5988.024 | 8 |  | 26 | 491.8139 | Per End Use Consumption | GS | 1 | 1 | 1 | 1 | 1 | 1 | 1 | 1 | 1 | 1 | 1 | 1 | CasNgs507 | CasN | gs | 507 | [32 empty] | 0 | 0 | 0
507 | Lighting-Interior | Controls | College and University | Existing | Time Clock Control | 0.049792 | 0.038632 |  | 429.24 | 1 | 0.77586 | 8620.6897 | 8 |  | 26 | 522.1739 | Per End Use Consumption | GS | 1 | 1 | 1 | 1 | 1 | 1 | 1 | 1 | 1 | 1 | 1 | 1 | CcoEgs507 | CcoE | gs | 507 | [32 empty] | 0 | 0 | 0
507 | Lighting-Interior | Controls | College and University | New | Time Clock Control | 0.049792 | 0.038632 |  | 429.24 | 1 | 0.77586 | 8620.6897 | 8 |  | 26 | 522.1739 | Per End Use Consumption | GS | 1 | 1 | 1 | 1 | 1 | 1 | 1 | 1 | 1 | 1 | 1 | 1 | CcoNgs507 | CcoN | gs | 507 | [32 empty] | 0 | 0 | 0
507 | Lighting-Interior | Controls | Data Center | Existing | Time Clock Control | 0.051122 | 0.056952 |  | 448.44 | 1 | 1.114 | 8771.9298 | 8 |  | 26 | 508.5857 | Per End Use Consumption | GS | 1 | 1 | 1 | 1 | 1 | 1 | 1 | 1 | 1 | 1 | 1 | 1 | CdaEgs507 | CdaE | gs | 507 | [32 empty] | 0 | 0 | 0
507 | Lighting-Interior | Controls | Data Center | New | Time Clock Control | 0.051122 | 0.056952 |  | 448.44 | 1 | 1.114 | 8771.9298 | 8 |  | 26 | 508.5857 | Per End Use Consumption | GS | 1 | 1 | 1 | 1 | 1 | 1 | 1 | 1 | 1 | 1 | 1 | 1 | CdaNgs507 | CdaN | gs | 507 | [32 empty] | 0 | 0 | 0
507 | Lighting-Interior | Controls | Grocery | Existing | Time Clock Control | 0.14076 | 0.062928 |  | 828 | 1 | 0.44706 | 5882.3529 | 8 |  | 26 | 184.7116 | Per End Use Consumption | GS | 1 | 1 | 1 | 1 | 1 | 1 | 1 | 1 | 1 | 1 | 1 | 1 | CgrEgs507 | CgrE | gs | 507 | [32 empty] | 0 | 0 | 0
507 | Lighting-Interior | Controls | Grocery | New | Time Clock Control | 0.14076 | 0.062928 |  | 828 | 1 | 0.44706 | 5882.3529 | 8 |  | 26 | 184.7116 | Per End Use Consumption | GS | 1 | 1 | 1 | 1 | 1 | 1 | 1 | 1 | 1 | 1 | 1 | 1 | CgrNgs507 | CgrN | gs | 507 | [32 empty] | 0 | 0 | 0
507 | Lighting-Interior | Controls | Healthcare | Existing | Time Clock Control | 0.060542 | 0.049977 |  | 406.32 | 1 | 0.8255 | 6711.4094 | 8 |  | 26 | 429.4562 | Per End Use Consumption | GS | 1 | 1 | 1 | 1 | 1 | 1 | 1 | 1 | 1 | 1 | 1 | 1 | CheEgs507 | CheE | gs | 507 | [32 empty] | 0 | 0 | 0
507 | Lighting-Interior | Controls | Healthcare | New | Time Clock Control | 0.060542 | 0.049977 |  | 406.32 | 1 | 0.8255 | 6711.4094 | 8 |  | 26 | 429.4562 | Per End Use Consumption | GS | 1 | 1 | 1 | 1 | 1 | 1 | 1 | 1 | 1 | 1 | 1 | 1 | CheNgs507 | CheN | gs | 507 | [32 empty] | 0 | 0 | 0
507 | Lighting-Interior | Controls | Hospitals | Existing | Time Clock Control | 0.079762 | 0.061884 |  | 687.6 | 1 | 0.77586 | 8620.6897 | 8 |  | 26 | 325.9714 | Per End Use Consumption | GS | 1 | 1 | 1 | 1 | 1 | 1 | 1 | 1 | 1 | 1 | 1 | 1 | ChoEgs507 | ChoE | gs | 507 | [32 empty] | 0 | 0 | 0
507 | Lighting-Interior | Controls | Hospitals | New | Time Clock Control | 0.079762 | 0.061884 |  | 687.6 | 1 | 0.77586 | 8620.6897 | 8 |  | 26 | 325.9714 | Per End Use Consumption | GS | 1 | 1 | 1 | 1 | 1 | 1 | 1 | 1 | 1 | 1 | 1 | 1 | ChoNgs507 | ChoN | gs | 507 | [32 empty] | 0 | 0 | 0
507 | Lighting-Interior | Controls | Institutional | Existing | Time Clock Control | 0.043747 | 0.05958 |  | 416.64 | 1 | 1.3619 | 9523.8095 | 8 |  | 26 | 594.3238 | Per End Use Consumption | GS | 1 | 1 | 1 | 1 | 1 | 1 | 1 | 1 | 1 | 1 | 1 | 1 | CinEgs507 | CinE | gs | 507 | [32 empty] | 0 | 0 | 0
507 | Lighting-Interior | Controls | Institutional | New | Time Clock Control | 0.043747 | 0.05958 |  | 416.64 | 1 | 1.3619 | 9523.8095 | 8 |  | 26 | 594.3238 | Per End Use Consumption | GS | 1 | 1 | 1 | 1 | 1 | 1 | 1 | 1 | 1 | 1 | 1 | 1 | CinNgs507 | CinN | gs | 507 | [32 empty] | 0 | 0 | 0
507 | Lighting-Interior | Controls | Lodging/Hospitality | Existing | Time Clock Control | 0.047645 | 0.067401 |  | 581.04 | 1 | 1.4146 | 12195.122 | 8 |  | 26 | 545.6994 | Per End Use Consumption | GS | 1 | 1 | 1 | 1 | 1 | 1 | 1 | 1 | 1 | 1 | 1 | 1 | CloEgs507 | CloE | gs | 507 | [32 empty] | 0 | 0 | 0
507 | Lighting-Interior | Controls | Lodging/Hospitality | New | Time Clock Control | 0.047645 | 0.067401 |  | 581.04 | 1 | 1.4146 | 12195.122 | 8 |  | 26 | 545.6994 | Per End Use Consumption | GS | 1 | 1 | 1 | 1 | 1 | 1 | 1 | 1 | 1 | 1 | 1 | 1 | CloNgs507 | CloN | gs | 507 | [32 empty] | 0 | 0 | 0
507 | Lighting-Interior | Controls | Miscellaneous | Existing | Time Clock Control | 0.056184 | 0.062591 |  | 492.84 | 1 | 1.114 | 8771.9298 | 8 |  | 26 | 462.7672 | Per End Use Consumption | GS | 1 | 1 | 1 | 1 | 1 | 1 | 1 | 1 | 1 | 1 | 1 | 1 | CmiEgs507 | CmiE | gs | 507 | [32 empty] | 0 | 0 | 0
507 | Lighting-Interior | Controls | Miscellaneous | New | Time Clock Control | 0.056184 | 0.062591 |  | 492.84 | 1 | 1.114 | 8771.9298 | 8 |  | 26 | 462.7672 | Per End Use Consumption | GS | 1 | 1 | 1 | 1 | 1 | 1 | 1 | 1 | 1 | 1 | 1 | 1 | CmiNgs507 | CmiN | gs | 507 | [32 empty] | 0 | 0 | 0
507 | Lighting-Interior | Controls | Offices | Existing | Time Clock Control | 0.051163 | 0.056998 |  | 448.8 | 1 | 1.114 | 8771.9298 | 8 |  | 26 | 508.1778 | Per End Use Consumption | GS | 1 | 1 | 1 | 1 | 1 | 1 | 1 | 1 | 1 | 1 | 1 | 1 | CofEgs507 | CofE | gs | 507 | [32 empty] | 0 | 0 | 0
507 | Lighting-Interior | Controls | Offices | New | Time Clock Control | 0.051163 | 0.056998 |  | 448.8 | 1 | 1.114 | 8771.9298 | 8 |  | 26 | 508.1778 | Per End Use Consumption | GS | 1 | 1 | 1 | 1 | 1 | 1 | 1 | 1 | 1 | 1 | 1 | 1 | CofNgs507 | CofN | gs | 507 | [32 empty] | 0 | 0 | 0
507 | Lighting-Interior | Controls | Restaurants | Existing | Time Clock Control | 0.095004 | 0.055102 |  | 633.36 | 1 | 0.58 | 6666.6667 | 8 |  | 26 | 273.6727 | Per End Use Consumption | GS | 1 | 1 | 1 | 1 | 1 | 1 | 1 | 1 | 1 | 1 | 1 | 1 | CreEgs507 | CreE | gs | 507 | [32 empty] | 0 | 0 | 0
507 | Lighting-Interior | Controls | Restaurants | New | Time Clock Control | 0.095004 | 0.055102 |  | 633.36 | 1 | 0.58 | 6666.6667 | 8 |  | 26 | 273.6727 | Per End Use Consumption | GS | 1 | 1 | 1 | 1 | 1 | 1 | 1 | 1 | 1 | 1 | 1 | 1 | CreNgs507 | CreN | gs | 507 | [32 empty] | 0 | 0 | 0
507 | Lighting-Interior | Controls | Retail | Existing | Time Clock Control | 0.073947 | 0.034332 |  | 440.16 | 1 | 0.46429 | 5952.381 | 8 |  | 26 | 351.6037 | Per End Use Consumption | GS | 1 | 1 | 1 | 1 | 1 | 1 | 1 | 1 | 1 | 1 | 1 | 1 | CrtEgs507 | CrtE | gs | 507 | [32 empty] | 0 | 0 | 0
507 | Lighting-Interior | Controls | Retail | New | Time Clock Control | 0.073947 | 0.034332 |  | 440.16 | 1 | 0.46429 | 5952.381 | 8 |  | 26 | 351.6037 | Per End Use Consumption | GS | 1 | 1 | 1 | 1 | 1 | 1 | 1 | 1 | 1 | 1 | 1 | 1 | CrtNgs507 | CrtN | gs | 507 | [32 empty] | 0 | 0 | 0
507 | Lighting-Interior | Controls | Schools K-12 | Existing | Time Clock Control | 0.035323 | 0.039656 |  | 333.24 | 1 | 1.1226 | 9433.9623 | 8 |  | 26 | 736.0552 | Per End Use Consumption | GS | 1 | 1 | 1 | 1 | 1 | 1 | 1 | 1 | 1 | 1 | 1 | 1 | CscEgs507 | CscE | gs | 507 | [32 empty] | 0 | 0 | 0
507 | Lighting-Interior | Controls | Schools K-12 | New | Time Clock Control | 0.035323 | 0.039656 |  | 333.24 | 1 | 1.1226 | 9433.9623 | 8 |  | 26 | 736.0552 | Per End Use Consumption | GS | 1 | 1 | 1 | 1 | 1 | 1 | 1 | 1 | 1 | 1 | 1 | 1 | CscNgs507 | CscN | gs | 507 | [32 empty] | 0 | 0 | 0
507 | Lighting-Interior | Controls | Warehouse | Existing | Time Clock Control | 0.073564 | 0.052546 |  | 437.88 | 1 | 0.71429 | 5952.381 | 8 |  | 26 | 353.4345 | Per End Use Consumption | GS | 1 | 1 | 1 | 1 | 1 | 1 | 1 | 1 | 1 | 1 | 1 | 1 | CwaEgs507 | CwaE | gs | 507 | [32 empty] | 0 | 0 | 0
507 | Lighting-Interior | Controls | Warehouse | New | Time Clock Control | 0.073564 | 0.052546 |  | 437.88 | 1 | 0.71429 | 5952.381 | 8 |  | 26 | 353.4345 | Per End Use Consumption | GS | 1 | 1 | 1 | 1 | 1 | 1 | 1 | 1 | 1 | 1 | 1 | 1 | CwaNgs507 | CwaN | gs | 507 | [32 empty] | 0 | 0 | 0
508 | Lighting-Interior | LED | Assembly | Turnover | Energy Star LED Directional Lamp | 0.018327 | 0.0088889 |  | 109.74 | 1 | 0.48503 | 5988.024 | 5 |  | 1.7 | 92.7614 | Per lamp | GS | 1 | 1 | 1 | 1 | 1 | 1 | 1 | 1 | 1 | 1 | 1 | 1 | CasTgs508 | CasT | gs | 508 | [32 empty] | 50.4721 | 8.4155 | 4.0712
508 | Lighting-Interior | LED | Assembly | New | Energy Star LED Directional Lamp | 0.018327 | 0.0088889 |  | 109.74 | 1 | 0.48503 | 5988.024 | 5 |  | 1.7 | 92.7614 | Per lamp | GS | 1 | 1 | 1 | 1 | 1 | 1 | 1 | 1 | 1 | 1 | 1 | 1 | CasNgs508 | CasN | gs | 508 | [32 empty] | 0.56722 | 0.094576 | 0.045753
508 | Lighting-Interior | LED | College and University | Turnover | Energy Star LED Directional Lamp | 0.017261 | 0.013392 |  | 148.8 | 1 | 0.77586 | 8620.6897 | 5 |  | 1.7 | 98.4891 | Per lamp | GS | 1 | 1 | 1 | 1 | 1 | 1 | 1 | 1 | 1 | 1 | 1 | 1 | CcoTgs508 | CcoT | gs | 508 | [32 empty] | 0.53971 | 0.062754 | 0.048685
508 | Lighting-Interior | LED | College and University | New | Energy Star LED Directional Lamp | 0.017261 | 0.013392 |  | 148.8 | 1 | 0.77586 | 8620.6897 | 5 |  | 1.7 | 98.4891 | Per lamp | GS | 1 | 1 | 1 | 1 | 1 | 1 | 1 | 1 | 1 | 1 | 1 | 1 | CcoNgs508 | CcoN | gs | 508 | [32 empty] | 0.0060654 | 0.00070524 | 0.00054713
508 | Lighting-Interior | LED | Data Center | Turnover | Energy Star LED Directional Lamp | 0.017722 | 0.019743 |  | 155.46 | 1 | 1.114 | 8771.9298 | 5 |  | 1.7 | 95.9236 | Per lamp | GS | 1 | 1 | 1 | 1 | 1 | 1 | 1 | 1 | 1 | 1 | 1 | 1 | CdaTgs508 | CdaT | gs | 508 | [32 empty] | 0.065148 | 0.0074344 | 0.0082827
508 | Lighting-Interior | LED | Data Center | New | Energy Star LED Directional Lamp | 0.017722 | 0.019743 |  | 155.46 | 1 | 1.114 | 8771.9298 | 5 |  | 1.7 | 95.9236 | Per lamp | GS | 1 | 1 | 1 | 1 | 1 | 1 | 1 | 1 | 1 | 1 | 1 | 1 | CdaNgs508 | CdaN | gs | 508 | [32 empty] | 0.0007333 | 8.3682e-05 | 9.3229e-05
508 | Lighting-Interior | LED | Grocery | Turnover | Energy Star LED Directional Lamp | 0.048797 | 0.021815 |  | 287.04 | 1 | 0.44706 | 5882.3529 | 5 |  | 1.7 | 34.8384 | Per lamp | GS | 1 | 1 | 1 | 1 | 1 | 1 | 1 | 1 | 1 | 1 | 1 | 1 | CgrTgs508 | CgrT | gs | 508 | [32 empty] | 2.0078 | 0.34059 | 0.15189
508 | Lighting-Interior | LED | Grocery | New | Energy Star LED Directional Lamp | 0.048797 | 0.021815 |  | 287.04 | 1 | 0.44706 | 5882.3529 | 5 |  | 1.7 | 34.8384 | Per lamp | GS | 1 | 1 | 1 | 1 | 1 | 1 | 1 | 1 | 1 | 1 | 1 | 1 | CgrNgs508 | CgrN | gs | 508 | [32 empty] | 0.022564 | 0.0038276 | 0.0017069
508 | Lighting-Interior | LED | Healthcare | Turnover | Energy Star LED Directional Lamp | 0.020988 | 0.017326 |  | 140.86 | 1 | 0.8255 | 6711.4094 | 5 |  | 1.7 | 80.9981 | Per lamp | GS | 1 | 1 | 1 | 1 | 1 | 1 | 1 | 1 | 1 | 1 | 1 | 1 | CheTgs508 | CheT | gs | 508 | [32 empty] | 12.0081 | 1.7908 | 1.4826
508 | Lighting-Interior | LED | Healthcare | New | Energy Star LED Directional Lamp | 0.020988 | 0.017326 |  | 140.86 | 1 | 0.8255 | 6711.4094 | 5 |  | 1.7 | 80.9981 | Per lamp | GS | 1 | 1 | 1 | 1 | 1 | 1 | 1 | 1 | 1 | 1 | 1 | 1 | CheNgs508 | CheN | gs | 508 | [32 empty] | 0.13495 | 0.020126 | 0.016662
508 | Lighting-Interior | LED | Hospitals | Turnover | Energy Star LED Directional Lamp | 0.027651 | 0.021453 |  | 238.37 | 1 | 0.77586 | 8620.6897 | 5 |  | 1.7 | 61.4808 | Per lamp | GS | 1 | 1 | 1 | 1 | 1 | 1 | 1 | 1 | 1 | 1 | 1 | 1 | ChoTgs508 | ChoT | gs | 508 | [32 empty] | 14.0715 | 1.6361 | 1.2693
508 | Lighting-Interior | LED | Hospitals | New | Energy Star LED Directional Lamp | 0.027651 | 0.021453 |  | 238.37 | 1 | 0.77586 | 8620.6897 | 5 |  | 1.7 | 61.4808 | Per lamp | GS | 1 | 1 | 1 | 1 | 1 | 1 | 1 | 1 | 1 | 1 | 1 | 1 | ChoNgs508 | ChoN | gs | 508 | [32 empty] | 0.15814 | 0.018387 | 0.014265
508 | Lighting-Interior | LED | Institutional | Turnover | Energy Star LED Directional Lamp | 0.015165 | 0.020653 |  | 144.43 | 1 | 1.3619 | 9523.8095 | 5 |  | 1.7 | 112.0991 | Per lamp | GS | 1 | 1 | 1 | 1 | 1 | 1 | 1 | 1 | 1 | 1 | 1 | 1 | CinTgs508 | CinT | gs | 508 | [32 empty] | 13.1673 | 1.3801 | 1.8875
508 | Lighting-Interior | LED | Institutional | New | Energy Star LED Directional Lamp | 0.015165 | 0.020653 |  | 144.43 | 1 | 1.3619 | 9523.8095 | 5 |  | 1.7 | 112.0991 | Per lamp | GS | 1 | 1 | 1 | 1 | 1 | 1 | 1 | 1 | 1 | 1 | 1 | 1 | CinNgs508 | CinN | gs | 508 | [32 empty] | 0.14798 | 0.01551 | 0.021212
508 | Lighting-Interior | LED | Lodging/Hospitality | Turnover | Energy Star LED Directional Lamp | 0.016517 | 0.023366 |  | 201.43 | 1 | 1.4146 | 12195.122 | 5 |  | 1.7 | 102.9226 | Per lamp | GS | 1 | 1 | 1 | 1 | 1 | 1 | 1 | 1 | 1 | 1 | 1 | 1 | CloTgs508 | CloT | gs | 508 | [32 empty] | 43.1274 | 3.554 | 5.0162
508 | Lighting-Interior | LED | Lodging/Hospitality | New | Energy Star LED Directional Lamp | 0.016517 | 0.023366 |  | 201.43 | 1 | 1.4146 | 12195.122 | 5 |  | 1.7 | 102.9226 | Per lamp | GS | 1 | 1 | 1 | 1 | 1 | 1 | 1 | 1 | 1 | 1 | 1 | 1 | CloNgs508 | CloN | gs | 508 | [32 empty] | 0.48468 | 0.039941 | 0.056373
508 | Lighting-Interior | LED | Miscellaneous | Turnover | Energy Star LED Directional Lamp | 0.019477 | 0.021698 |  | 170.85 | 1 | 1.114 | 8771.9298 | 5 |  | 1.7 | 87.2829 | Per lamp | GS | 1 | 1 | 1 | 1 | 1 | 1 | 1 | 1 | 1 | 1 | 1 | 1 | CmiTgs508 | CmiT | gs | 508 | [32 empty] | 27.9953 | 3.1947 | 3.5592
508 | Lighting-Interior | LED | Miscellaneous | New | Energy Star LED Directional Lamp | 0.019477 | 0.021698 |  | 170.85 | 1 | 1.114 | 8771.9298 | 5 |  | 1.7 | 87.2829 | Per lamp | GS | 1 | 1 | 1 | 1 | 1 | 1 | 1 | 1 | 1 | 1 | 1 | 1 | CmiNgs508 | CmiN | gs | 508 | [32 empty] | 0.31511 | 0.03596 | 0.040063
508 | Lighting-Interior | LED | Offices | Turnover | Energy Star LED Directional Lamp | 0.017737 | 0.01976 |  | 155.59 | 1 | 1.114 | 8771.9298 | 5 |  | 1.7 | 95.8434 | Per lamp | GS | 1 | 1 | 1 | 1 | 1 | 1 | 1 | 1 | 1 | 1 | 1 | 1 | CofTgs508 | CofT | gs | 508 | [32 empty] | 34.5684 | 3.9448 | 4.3949
508 | Lighting-Interior | LED | Offices | New | Energy Star LED Directional Lamp | 0.017737 | 0.01976 |  | 155.59 | 1 | 1.114 | 8771.9298 | 5 |  | 1.7 | 95.8434 | Per lamp | GS | 1 | 1 | 1 | 1 | 1 | 1 | 1 | 1 | 1 | 1 | 1 | 1 | CofNgs508 | CofN | gs | 508 | [32 empty] | 0.38849 | 0.044333 | 0.049391
508 | Lighting-Interior | LED | Restaurants | Turnover | Energy Star LED Directional Lamp | 0.032935 | 0.019103 |  | 219.57 | 1 | 0.58 | 6666.6667 | 5 |  | 1.7 | 51.616 | Per lamp | GS | 1 | 1 | 1 | 1 | 1 | 1 | 1 | 1 | 1 | 1 | 1 | 1 | CreTgs508 | CreT | gs | 508 | [32 empty] | 14.1007 | 2.1125 | 1.2299
508 | Lighting-Interior | LED | Restaurants | New | Energy Star LED Directional Lamp | 0.032935 | 0.019103 |  | 219.57 | 1 | 0.58 | 6666.6667 | 5 |  | 1.7 | 51.616 | Per lamp | GS | 1 | 1 | 1 | 1 | 1 | 1 | 1 | 1 | 1 | 1 | 1 | 1 | CreNgs508 | CreN | gs | 508 | [32 empty] | 0.15847 | 0.023741 | 0.013822
508 | Lighting-Interior | LED | Retail | Turnover | Energy Star LED Directional Lamp | 0.025635 | 0.011902 |  | 152.59 | 1 | 0.46429 | 5952.381 | 5 |  | 1.7 | 66.3153 | Per lamp | GS | 1 | 1 | 1 | 1 | 1 | 1 | 1 | 1 | 1 | 1 | 1 | 1 | CrtTgs508 | CrtT | gs | 508 | [32 empty] | 20.886 | 3.5129 | 1.6321
508 | Lighting-Interior | LED | Retail | New | Energy Star LED Directional Lamp | 0.025635 | 0.011902 |  | 152.59 | 1 | 0.46429 | 5952.381 | 5 |  | 1.7 | 66.3153 | Per lamp | GS | 1 | 1 | 1 | 1 | 1 | 1 | 1 | 1 | 1 | 1 | 1 | 1 | CrtNgs508 | CrtN | gs | 508 | [32 empty] | 0.23472 | 0.039478 | 0.018341
508 | Lighting-Interior | LED | Schools K-12 | Turnover | Energy Star LED Directional Lamp | 0.012245 | 0.013747 |  | 115.52 | 1 | 1.1226 | 9433.9623 | 5 |  | 1.7 | 138.8308 | Per lamp | GS | 1 | 1 | 1 | 1 | 1 | 1 | 1 | 1 | 1 | 1 | 1 | 1 | CscTgs508 | CscT | gs | 508 | [32 empty] | 0.38279 | 0.040618 | 0.045436
508 | Lighting-Interior | LED | Schools K-12 | New | Energy Star LED Directional Lamp | 0.012245 | 0.013747 |  | 115.52 | 1 | 1.1226 | 9433.9623 | 5 |  | 1.7 | 138.8308 | Per lamp | GS | 1 | 1 | 1 | 1 | 1 | 1 | 1 | 1 | 1 | 1 | 1 | 1 | CscNgs508 | CscN | gs | 508 | [32 empty] | 0.0043019 | 0.00045647 | 0.00051062
508 | Lighting-Interior | LED | Warehouse | Turnover | Energy Star LED Directional Lamp | 0.025502 | 0.018216 |  | 151.8 | 1 | 0.71429 | 5952.381 | 5 |  | 1.7 | 66.6604 | Per lamp | GS | 1 | 1 | 1 | 1 | 1 | 1 | 1 | 1 | 1 | 1 | 1 | 1 | CwaTgs508 | CwaT | gs | 508 | [32 empty] | 0.25227 | 0.04246 | 0.030241
508 | Lighting-Interior | LED | Warehouse | New | Energy Star LED Directional Lamp | 0.025502 | 0.018216 |  | 151.8 | 1 | 0.71429 | 5952.381 | 5 |  | 1.7 | 66.6604 | Per lamp | GS | 1 | 1 | 1 | 1 | 1 | 1 | 1 | 1 | 1 | 1 | 1 | 1 | CwaNgs508 | CwaN | gs | 508 | [32 empty] | 0.002835 | 0.00047717 | 0.00033985
509 | Lighting-Interior | LED | Assembly | Turnover | LED - 14W_CFL Baseline | 0.0039646 | 0.0019229 |  | 23.74 | 1 | 0.48503 | 5988.024 | 10 |  | 0.87 | 219.4432 | Per Lamp | GS | 0.57723 | 0.60437 | 0.83705 | 1.097 | 1.2026 | 1.2026 | 1.289 | 1.2891 | 1.2453 | 1.1192 | 0.77553 | 0.85362 | CasTgs509 | CasT | gs | 509 | [32 empty] | 5.7055 | 0.95132 | 0.46023
509 | Lighting-Interior | LED | Assembly | New | LED - 14W_CFL Baseline | 0.0039646 | 0.0019229 |  | 23.74 | 1 | 0.48503 | 5988.024 | 10 |  | 0.87 | 219.4432 | Per Lamp | GS | 0.57723 | 0.60437 | 0.83705 | 1.097 | 1.2026 | 1.2026 | 1.289 | 1.2891 | 1.2453 | 1.1192 | 0.77553 | 0.85362 | CasNgs509 | CasN | gs | 509 | [32 empty] | 0.06412 | 0.010691 | 0.0051721
509 | Lighting-Interior | LED | College and University | Turnover | LED - 14W_CFL Baseline | 0.003734 | 0.0028971 |  | 32.19 | 1 | 0.77586 | 8620.6897 | 10 |  | 0.87 | 232.9916 | Per Lamp | GS | 0.57723 | 0.60437 | 0.83705 | 1.097 | 1.2026 | 1.2026 | 1.289 | 1.2891 | 1.2453 | 1.1192 | 0.77553 | 0.85362 | CcoTgs509 | CcoT | gs | 509 | [32 empty] | 0.06101 | 0.0070939 | 0.0055035
509 | Lighting-Interior | LED | College and University | New | LED - 14W_CFL Baseline | 0.003734 | 0.0028971 |  | 32.19 | 1 | 0.77586 | 8620.6897 | 10 |  | 0.87 | 232.9916 | Per Lamp | GS | 0.57723 | 0.60437 | 0.83705 | 1.097 | 1.2026 | 1.2026 | 1.289 | 1.2891 | 1.2453 | 1.1192 | 0.77553 | 0.85362 | CcoNgs509 | CcoN | gs | 509 | [32 empty] | 0.00068565 | 7.9722e-05 | 6.1849e-05
509 | Lighting-Interior | LED | Data Center | Turnover | LED - 14W_CFL Baseline | 0.0038338 | 0.004271 |  | 33.63 | 1 | 1.114 | 8771.9298 | 10 |  | 0.87 | 226.9277 | Per Lamp | GS | 0.57723 | 0.60437 | 0.83705 | 1.097 | 1.2026 | 1.2026 | 1.289 | 1.2891 | 1.2453 | 1.1192 | 0.77553 | 0.85362 | CdaTgs509 | CdaT | gs | 509 | [32 empty] | 0.0073637 | 0.00084032 | 0.0009362
509 | Lighting-Interior | LED | Data Center | New | LED - 14W_CFL Baseline | 0.0038338 | 0.004271 |  | 33.63 | 1 | 1.114 | 8771.9298 | 10 |  | 0.87 | 226.9277 | Per Lamp | GS | 0.57723 | 0.60437 | 0.83705 | 1.097 | 1.2026 | 1.2026 | 1.289 | 1.2891 | 1.2453 | 1.1192 | 0.77553 | 0.85362 | CdaNgs509 | CdaN | gs | 509 | [32 empty] | 8.2885e-05 | 9.4586e-06 | 1.0538e-05
509 | Lighting-Interior | LED | Grocery | Turnover | LED - 14W_CFL Baseline | 0.010557 | 0.0047196 |  | 62.1 | 1 | 0.44706 | 5882.3529 | 10 |  | 0.87 | 82.4098 | Per Lamp | GS | 0.57723 | 0.60437 | 0.83705 | 1.097 | 1.2026 | 1.2026 | 1.289 | 1.2891 | 1.2453 | 1.1192 | 0.77553 | 0.85362 | CgrTgs509 | CgrT | gs | 509 | [32 empty] | 0.22697 | 0.038501 | 0.017169
509 | Lighting-Interior | LED | Grocery | New | LED - 14W_CFL Baseline | 0.010557 | 0.0047196 |  | 62.1 | 1 | 0.44706 | 5882.3529 | 10 |  | 0.87 | 82.4098 | Per Lamp | GS | 0.57723 | 0.60437 | 0.83705 | 1.097 | 1.2026 | 1.2026 | 1.289 | 1.2891 | 1.2453 | 1.1192 | 0.77553 | 0.85362 | CgrNgs509 | CgrN | gs | 509 | [32 empty] | 0.0025507 | 0.00043268 | 0.00019295
509 | Lighting-Interior | LED | Healthcare | Turnover | LED - 14W_CFL Baseline | 0.0045415 | 0.003749 |  | 30.48 | 1 | 0.8255 | 6711.4094 | 10 |  | 0.87 | 191.5658 | Per Lamp | GS | 0.57723 | 0.60437 | 0.83705 | 1.097 | 1.2026 | 1.2026 | 1.289 | 1.2891 | 1.2453 | 1.1192 | 0.77553 | 0.85362 | CheTgs509 | CheT | gs | 509 | [32 empty] | 1.3576 | 0.20246 | 0.16762
509 | Lighting-Interior | LED | Healthcare | New | LED - 14W_CFL Baseline | 0.0045415 | 0.003749 |  | 30.48 | 1 | 0.8255 | 6711.4094 | 10 |  | 0.87 | 191.5658 | Per Lamp | GS | 0.57723 | 0.60437 | 0.83705 | 1.097 | 1.2026 | 1.2026 | 1.289 | 1.2891 | 1.2453 | 1.1192 | 0.77553 | 0.85362 | CheNgs509 | CheN | gs | 509 | [32 empty] | 0.015257 | 0.0022753 | 0.0018837
509 | Lighting-Interior | LED | Hospitals | Turnover | LED - 14W_CFL Baseline | 0.0059821 | 0.0046413 |  | 51.57 | 1 | 0.77586 | 8620.6897 | 10 |  | 0.87 | 145.4334 | Per Lamp | GS | 0.57723 | 0.60437 | 0.83705 | 1.097 | 1.2026 | 1.2026 | 1.289 | 1.2891 | 1.2453 | 1.1192 | 0.77553 | 0.85362 | ChoTgs509 | ChoT | gs | 509 | [32 empty] | 1.5907 | 0.18495 | 0.14349
509 | Lighting-Interior | LED | Hospitals | New | LED - 14W_CFL Baseline | 0.0059821 | 0.0046413 |  | 51.57 | 1 | 0.77586 | 8620.6897 | 10 |  | 0.87 | 145.4334 | Per Lamp | GS | 0.57723 | 0.60437 | 0.83705 | 1.097 | 1.2026 | 1.2026 | 1.289 | 1.2891 | 1.2453 | 1.1192 | 0.77553 | 0.85362 | ChoNgs509 | ChoN | gs | 509 | [32 empty] | 0.017877 | 0.0020786 | 0.0016126
509 | Lighting-Interior | LED | Institutional | Turnover | LED - 14W_CFL Baseline | 0.0032812 | 0.0044687 |  | 31.25 | 1 | 1.3619 | 9523.8095 | 10 |  | 0.87 | 265.1429 | Per Lamp | GS | 0.57723 | 0.60437 | 0.83705 | 1.097 | 1.2026 | 1.2026 | 1.289 | 1.2891 | 1.2453 | 1.1192 | 0.77553 | 0.85362 | CinTgs509 | CinT | gs | 509 | [32 empty] | 1.4886 | 0.15602 | 0.21338
509 | Lighting-Interior | LED | Institutional | New | LED - 14W_CFL Baseline | 0.0032812 | 0.0044687 |  | 31.25 | 1 | 1.3619 | 9523.8095 | 10 |  | 0.87 | 265.1429 | Per Lamp | GS | 0.57723 | 0.60437 | 0.83705 | 1.097 | 1.2026 | 1.2026 | 1.289 | 1.2891 | 1.2453 | 1.1192 | 0.77553 | 0.85362 | CinNgs509 | CinN | gs | 509 | [32 empty] | 0.016729 | 0.0017534 | 0.002398
509 | Lighting-Interior | LED | Lodging/Hospitality | Turnover | LED - 14W_CFL Baseline | 0.0035736 | 0.0050553 |  | 43.58 | 1 | 1.4146 | 12195.122 | 10 |  | 0.87 | 243.4547 | Per Lamp | GS | 0.57723 | 0.60437 | 0.83705 | 1.097 | 1.2026 | 1.2026 | 1.289 | 1.2891 | 1.2453 | 1.1192 | 0.77553 | 0.85362 | CloTgs509 | CloT | gs | 509 | [32 empty] | 4.8753 | 0.40176 | 0.56704
509 | Lighting-Interior | LED | Lodging/Hospitality | New | LED - 14W_CFL Baseline | 0.0035736 | 0.0050553 |  | 43.58 | 1 | 1.4146 | 12195.122 | 10 |  | 0.87 | 243.4547 | Per Lamp | GS | 0.57723 | 0.60437 | 0.83705 | 1.097 | 1.2026 | 1.2026 | 1.289 | 1.2891 | 1.2453 | 1.1192 | 0.77553 | 0.85362 | CloNgs509 | CloN | gs | 509 | [32 empty] | 0.054789 | 0.004515 | 0.0063726
509 | Lighting-Interior | LED | Miscellaneous | Turnover | LED - 14W_CFL Baseline | 0.0042134 | 0.0046939 |  | 36.96 | 1 | 1.114 | 8771.9298 | 10 |  | 0.87 | 206.4821 | Per Lamp | GS | 0.57723 | 0.60437 | 0.83705 | 1.097 | 1.2026 | 1.2026 | 1.289 | 1.2891 | 1.2453 | 1.1192 | 0.77553 | 0.85362 | CmiTgs509 | CmiT | gs | 509 | [32 empty] | 3.1643 | 0.3611 | 0.4023
509 | Lighting-Interior | LED | Miscellaneous | New | LED - 14W_CFL Baseline | 0.0042134 | 0.0046939 |  | 36.96 | 1 | 1.114 | 8771.9298 | 10 |  | 0.87 | 206.4821 | Per Lamp | GS | 0.57723 | 0.60437 | 0.83705 | 1.097 | 1.2026 | 1.2026 | 1.289 | 1.2891 | 1.2453 | 1.1192 | 0.77553 | 0.85362 | CmiNgs509 | CmiN | gs | 509 | [32 empty] | 0.035617 | 0.0040645 | 0.0045282
509 | Lighting-Interior | LED | Offices | Turnover | LED - 14W_CFL Baseline | 0.0038372 | 0.0042748 |  | 33.66 | 1 | 1.114 | 8771.9298 | 10 |  | 0.87 | 226.7255 | Per Lamp | GS | 0.57723 | 0.60437 | 0.83705 | 1.097 | 1.2026 | 1.2026 | 1.289 | 1.2891 | 1.2453 | 1.1192 | 0.77553 | 0.85362 | CofTgs509 | CofT | gs | 509 | [32 empty] | 3.9074 | 0.4459 | 0.49677
509 | Lighting-Interior | LED | Offices | New | LED - 14W_CFL Baseline | 0.0038372 | 0.0042748 |  | 33.66 | 1 | 1.114 | 8771.9298 | 10 |  | 0.87 | 226.7255 | Per Lamp | GS | 0.57723 | 0.60437 | 0.83705 | 1.097 | 1.2026 | 1.2026 | 1.289 | 1.2891 | 1.2453 | 1.1192 | 0.77553 | 0.85362 | CofNgs509 | CofN | gs | 509 | [32 empty] | 0.043912 | 0.0050111 | 0.0055828
509 | Lighting-Interior | LED | Restaurants | Turnover | LED - 14W_CFL Baseline | 0.007125 | 0.0041325 |  | 47.5 | 1 | 0.58 | 6666.6667 | 10 |  | 0.87 | 122.1053 | Per Lamp | GS | 0.57723 | 0.60437 | 0.83705 | 1.097 | 1.2026 | 1.2026 | 1.289 | 1.2891 | 1.2453 | 1.1192 | 0.77553 | 0.85362 | CreTgs509 | CreT | gs | 509 | [32 empty] | 1.1385 | 0.17057 | 0.099303
509 | Lighting-Interior | LED | Restaurants | New | LED - 14W_CFL Baseline | 0.007125 | 0.0041325 |  | 47.5 | 1 | 0.58 | 6666.6667 | 10 |  | 0.87 | 122.1053 | Per Lamp | GS | 0.57723 | 0.60437 | 0.83705 | 1.097 | 1.2026 | 1.2026 | 1.289 | 1.2891 | 1.2453 | 1.1192 | 0.77553 | 0.85362 | CreNgs509 | CreN | gs | 509 | [32 empty] | 0.012795 | 0.0019169 | 0.001116
509 | Lighting-Interior | LED | Retail | Turnover | LED - 14W_CFL Baseline | 0.0055457 | 0.0025748 |  | 33.01 | 1 | 0.46429 | 5952.381 | 10 |  | 0.87 | 156.8789 | Per Lamp | GS | 0.57723 | 0.60437 | 0.83705 | 1.097 | 1.2026 | 1.2026 | 1.289 | 1.2891 | 1.2453 | 1.1192 | 0.77553 | 0.85362 | CrtTgs509 | CrtT | gs | 509 | [32 empty] | 1.6865 | 0.28365 | 0.13178
509 | Lighting-Interior | LED | Retail | New | LED - 14W_CFL Baseline | 0.0055457 | 0.0025748 |  | 33.01 | 1 | 0.46429 | 5952.381 | 10 |  | 0.87 | 156.8789 | Per Lamp | GS | 0.57723 | 0.60437 | 0.83705 | 1.097 | 1.2026 | 1.2026 | 1.289 | 1.2891 | 1.2453 | 1.1192 | 0.77553 | 0.85362 | CrtNgs509 | CrtN | gs | 509 | [32 empty] | 0.018953 | 0.0031877 | 0.001481
509 | Lighting-Interior | LED | Schools K-12 | Turnover | LED - 14W_CFL Baseline | 0.0026489 | 0.0029738 |  | 24.99 | 1 | 1.1226 | 9433.9623 | 10 |  | 0.87 | 328.4333 | Per Lamp | GS | 0.57723 | 0.60437 | 0.83705 | 1.097 | 1.2026 | 1.2026 | 1.289 | 1.2891 | 1.2453 | 1.1192 | 0.77553 | 0.85362 | CscTgs509 | CscT | gs | 509 | [32 empty] | 0.043272 | 0.0045915 | 0.0051362
509 | Lighting-Interior | LED | Schools K-12 | New | LED - 14W_CFL Baseline | 0.0026489 | 0.0029738 |  | 24.99 | 1 | 1.1226 | 9433.9623 | 10 |  | 0.87 | 328.4333 | Per Lamp | GS | 0.57723 | 0.60437 | 0.83705 | 1.097 | 1.2026 | 1.2026 | 1.289 | 1.2891 | 1.2453 | 1.1192 | 0.77553 | 0.85362 | CscNgs509 | CscN | gs | 509 | [32 empty] | 0.0004863 | 5.1601e-05 | 5.7722e-05
509 | Lighting-Interior | LED | Warehouse | Turnover | LED - 14W_CFL Baseline | 0.0055171 | 0.0039408 |  | 32.84 | 1 | 0.71429 | 5952.381 | 10 |  | 0.87 | 157.691 | Per Lamp | GS | 0.57723 | 0.60437 | 0.83705 | 1.097 | 1.2026 | 1.2026 | 1.289 | 1.2891 | 1.2453 | 1.1192 | 0.77553 | 0.85362 | CwaTgs509 | CwaT | gs | 509 | [32 empty] | 0.028514 | 0.0047992 | 0.0034181
509 | Lighting-Interior | LED | Warehouse | New | LED - 14W_CFL Baseline | 0.0055171 | 0.0039408 |  | 32.84 | 1 | 0.71429 | 5952.381 | 10 |  | 0.87 | 157.691 | Per Lamp | GS | 0.57723 | 0.60437 | 0.83705 | 1.097 | 1.2026 | 1.2026 | 1.289 | 1.2891 | 1.2453 | 1.1192 | 0.77553 | 0.85362 | CwaNgs509 | CwaN | gs | 509 | [32 empty] | 0.00032044 | 5.3935e-05 | 3.8413e-05
510 | Lighting-Interior | LED | Assembly | Turnover | LED Display Lighting (Interior) | 0.41411 | 0.20086 |  | 2479.72 | 1 | 0.48503 | 5988.024 | 11 |  | 3431 | 8285.1734 | Per Fixture | GS | 1 | 1 | 1 | 1 | 1 | 1 | 1 | 1 | 1 | 1 | 1 | 1 | CasTgs510 | CasT | gs | 510 | [32 empty] | 1.466 | 0.24443 | 0.11825
510 | Lighting-Interior | LED | Assembly | New | LED Display Lighting (Interior) | 0.41411 | 0.20086 |  | 2479.72 | 1 | 0.48503 | 5988.024 | 11 |  | 3431 | 8285.1734 | Per Fixture | GS | 1 | 1 | 1 | 1 | 1 | 1 | 1 | 1 | 1 | 1 | 1 | 1 | CasNgs510 | CasN | gs | 510 | [32 empty] | 0 | 0 | 0
510 | Lighting-Interior | LED | College and University | Turnover | LED Display Lighting (Interior) | 0.39004 | 0.30261 |  | 3362.38 | 1 | 0.77586 | 8620.6897 | 11 |  | 3431 | 8796.6221 | Per Fixture | GS | 1 | 1 | 1 | 1 | 1 | 1 | 1 | 1 | 1 | 1 | 1 | 1 | CcoTgs510 | CcoT | gs | 510 | [32 empty] | 0.015676 | 0.0018227 | 0.0014141
510 | Lighting-Interior | LED | College and University | New | LED Display Lighting (Interior) | 0.39004 | 0.30261 |  | 3362.38 | 1 | 0.77586 | 8620.6897 | 11 |  | 3431 | 8796.6221 | Per Fixture | GS | 1 | 1 | 1 | 1 | 1 | 1 | 1 | 1 | 1 | 1 | 1 | 1 | CcoNgs510 | CcoN | gs | 510 | [32 empty] | 0 | 0 | 0
510 | Lighting-Interior | LED | Data Center | Turnover | LED Display Lighting (Interior) | 0.40046 | 0.44612 |  | 3512.78 | 1 | 1.114 | 8771.9298 | 11 |  | 3431 | 8567.7131 | Per Fixture | GS | 1 | 1 | 1 | 1 | 1 | 1 | 1 | 1 | 1 | 1 | 1 | 1 | CdaTgs510 | CdaT | gs | 510 | [32 empty] | 0.0020531 | 0.00023429 | 0.00026103
510 | Lighting-Interior | LED | Data Center | New | LED Display Lighting (Interior) | 0.40046 | 0.44612 |  | 3512.78 | 1 | 1.114 | 8771.9298 | 11 |  | 3431 | 8567.7131 | Per Fixture | GS | 1 | 1 | 1 | 1 | 1 | 1 | 1 | 1 | 1 | 1 | 1 | 1 | CdaNgs510 | CdaN | gs | 510 | [32 empty] | 0 | 0 | 0
510 | Lighting-Interior | LED | Grocery | Turnover | LED Display Lighting (Interior) | 1.1026 | 0.49294 |  | 6486 | 1 | 0.44706 | 5882.3529 | 11 |  | 3431 | 3111.6795 | Per Fixture | GS | 1 | 1 | 1 | 1 | 1 | 1 | 1 | 1 | 1 | 1 | 1 | 1 | CgrTgs510 | CgrT | gs | 510 | [32 empty] | 0.058317 | 0.0098925 | 0.0044115
510 | Lighting-Interior | LED | Grocery | New | LED Display Lighting (Interior) | 1.1026 | 0.49294 |  | 6486 | 1 | 0.44706 | 5882.3529 | 11 |  | 3431 | 3111.6795 | Per Fixture | GS | 1 | 1 | 1 | 1 | 1 | 1 | 1 | 1 | 1 | 1 | 1 | 1 | CgrNgs510 | CgrN | gs | 510 | [32 empty] | 0 | 0 | 0
510 | Lighting-Interior | LED | Healthcare | Turnover | LED Display Lighting (Interior) | 0.47424 | 0.39149 |  | 3182.84 | 1 | 0.8255 | 6711.4094 | 11 |  | 3431 | 7234.6853 | Per Fixture | GS | 1 | 1 | 1 | 1 | 1 | 1 | 1 | 1 | 1 | 1 | 1 | 1 | CheTgs510 | CheT | gs | 510 | [32 empty] | 0.34877 | 0.052013 | 0.043062
510 | Lighting-Interior | LED | Healthcare | New | LED Display Lighting (Interior) | 0.47424 | 0.39149 |  | 3182.84 | 1 | 0.8255 | 6711.4094 | 11 |  | 3431 | 7234.6853 | Per Fixture | GS | 1 | 1 | 1 | 1 | 1 | 1 | 1 | 1 | 1 | 1 | 1 | 1 | CheNgs510 | CheN | gs | 510 | [32 empty] | 0 | 0 | 0
510 | Lighting-Interior | LED | Hospitals | Turnover | LED Display Lighting (Interior) | 0.6248 | 0.48476 |  | 5386.2 | 1 | 0.77586 | 8620.6897 | 11 |  | 3431 | 5491.3643 | Per Fixture | GS | 1 | 1 | 1 | 1 | 1 | 1 | 1 | 1 | 1 | 1 | 1 | 1 | ChoTgs510 | ChoT | gs | 510 | [32 empty] | 0.40871 | 0.047522 | 0.036868
510 | Lighting-Interior | LED | Hospitals | New | LED Display Lighting (Interior) | 0.6248 | 0.48476 |  | 5386.2 | 1 | 0.77586 | 8620.6897 | 11 |  | 3431 | 5491.3643 | Per Fixture | GS | 1 | 1 | 1 | 1 | 1 | 1 | 1 | 1 | 1 | 1 | 1 | 1 | ChoNgs510 | ChoN | gs | 510 | [32 empty] | 0 | 0 | 0
510 | Lighting-Interior | LED | Institutional | Turnover | LED Display Lighting (Interior) | 0.34269 | 0.46671 |  | 3263.68 | 1 | 1.3619 | 9523.8095 | 11 |  | 3431 | 10012.0693 | Per Fixture | GS | 1 | 1 | 1 | 1 | 1 | 1 | 1 | 1 | 1 | 1 | 1 | 1 | CinTgs510 | CinT | gs | 510 | [32 empty] | 0.38245 | 0.040086 | 0.054822
510 | Lighting-Interior | LED | Institutional | New | LED Display Lighting (Interior) | 0.34269 | 0.46671 |  | 3263.68 | 1 | 1.3619 | 9523.8095 | 11 |  | 3431 | 10012.0693 | Per Fixture | GS | 1 | 1 | 1 | 1 | 1 | 1 | 1 | 1 | 1 | 1 | 1 | 1 | CinNgs510 | CinN | gs | 510 | [32 empty] | 0 | 0 | 0
510 | Lighting-Interior | LED | Lodging/Hospitality | Turnover | LED Display Lighting (Interior) | 0.37322 | 0.52797 |  | 4551.48 | 1 | 1.4146 | 12195.122 | 11 |  | 3431 | 9192.9358 | Per Fixture | GS | 1 | 1 | 1 | 1 | 1 | 1 | 1 | 1 | 1 | 1 | 1 | 1 | CloTgs510 | CloT | gs | 510 | [32 empty] | 1.2526 | 0.10323 | 0.14569
510 | Lighting-Interior | LED | Lodging/Hospitality | New | LED Display Lighting (Interior) | 0.37322 | 0.52797 |  | 4551.48 | 1 | 1.4146 | 12195.122 | 11 |  | 3431 | 9192.9358 | Per Fixture | GS | 1 | 1 | 1 | 1 | 1 | 1 | 1 | 1 | 1 | 1 | 1 | 1 | CloNgs510 | CloN | gs | 510 | [32 empty] | 0 | 0 | 0
510 | Lighting-Interior | LED | Miscellaneous | Turnover | LED Display Lighting (Interior) | 0.44011 | 0.49029 |  | 3860.58 | 1 | 1.114 | 8771.9298 | 11 |  | 3431 | 7795.8471 | Per Fixture | GS | 1 | 1 | 1 | 1 | 1 | 1 | 1 | 1 | 1 | 1 | 1 | 1 | CmiTgs510 | CmiT | gs | 510 | [32 empty] | 0.88226 | 0.10068 | 0.11217
510 | Lighting-Interior | LED | Miscellaneous | New | LED Display Lighting (Interior) | 0.44011 | 0.49029 |  | 3860.58 | 1 | 1.114 | 8771.9298 | 11 |  | 3431 | 7795.8471 | Per Fixture | GS | 1 | 1 | 1 | 1 | 1 | 1 | 1 | 1 | 1 | 1 | 1 | 1 | CmiNgs510 | CmiN | gs | 510 | [32 empty] | 0 | 0 | 0
510 | Lighting-Interior | LED | Offices | Turnover | LED Display Lighting (Interior) | 0.40078 | 0.44648 |  | 3515.6 | 1 | 1.114 | 8771.9298 | 11 |  | 3431 | 8560.8406 | Per Fixture | GS | 1 | 1 | 1 | 1 | 1 | 1 | 1 | 1 | 1 | 1 | 1 | 1 | CofTgs510 | CofT | gs | 510 | [32 empty] | 1.004 | 0.11457 | 0.12765
510 | Lighting-Interior | LED | Offices | New | LED Display Lighting (Interior) | 0.40078 | 0.44648 |  | 3515.6 | 1 | 1.114 | 8771.9298 | 11 |  | 3431 | 8560.8406 | Per Fixture | GS | 1 | 1 | 1 | 1 | 1 | 1 | 1 | 1 | 1 | 1 | 1 | 1 | CofNgs510 | CofN | gs | 510 | [32 empty] | 0 | 0 | 0
510 | Lighting-Interior | LED | Restaurants | Turnover | LED Display Lighting (Interior) | 0.7442 | 0.43163 |  | 4961.32 | 1 | 0.58 | 6666.6667 | 11 |  | 3431 | 4610.3322 | Per Fixture | GS | 1 | 1 | 1 | 1 | 1 | 1 | 1 | 1 | 1 | 1 | 1 | 1 | CreTgs510 | CreT | gs | 510 | [32 empty] | 0.40955 | 0.061358 | 0.035722
510 | Lighting-Interior | LED | Restaurants | New | LED Display Lighting (Interior) | 0.7442 | 0.43163 |  | 4961.32 | 1 | 0.58 | 6666.6667 | 11 |  | 3431 | 4610.3322 | Per Fixture | GS | 1 | 1 | 1 | 1 | 1 | 1 | 1 | 1 | 1 | 1 | 1 | 1 | CreNgs510 | CreN | gs | 510 | [32 empty] | 0 | 0 | 0
510 | Lighting-Interior | LED | Retail | Turnover | LED Display Lighting (Interior) | 0.57925 | 0.26894 |  | 3447.92 | 1 | 0.46429 | 5952.381 | 11 |  | 3431 | 5923.1708 | Per Fixture | GS | 1 | 1 | 1 | 1 | 1 | 1 | 1 | 1 | 1 | 1 | 1 | 1 | CrtTgs510 | CrtT | gs | 510 | [32 empty] | 0.60664 | 0.10203 | 0.047404
510 | Lighting-Interior | LED | Retail | New | LED Display Lighting (Interior) | 0.57925 | 0.26894 |  | 3447.92 | 1 | 0.46429 | 5952.381 | 11 |  | 3431 | 5923.1708 | Per Fixture | GS | 1 | 1 | 1 | 1 | 1 | 1 | 1 | 1 | 1 | 1 | 1 | 1 | CrtNgs510 | CrtN | gs | 510 | [32 empty] | 0 | 0 | 0
510 | Lighting-Interior | LED | Schools K-12 | Turnover | LED Display Lighting (Interior) | 0.2767 | 0.31064 |  | 2610.38 | 1 | 1.1226 | 9433.9623 | 11 |  | 3431 | 12399.6983 | Per Fixture | GS | 1 | 1 | 1 | 1 | 1 | 1 | 1 | 1 | 1 | 1 | 1 | 1 | CscTgs510 | CscT | gs | 510 | [32 empty] | 0.011119 | 0.0011798 | 0.0013197
510 | Lighting-Interior | LED | Schools K-12 | New | LED Display Lighting (Interior) | 0.2767 | 0.31064 |  | 2610.38 | 1 | 1.1226 | 9433.9623 | 11 |  | 3431 | 12399.6983 | Per Fixture | GS | 1 | 1 | 1 | 1 | 1 | 1 | 1 | 1 | 1 | 1 | 1 | 1 | CscNgs510 | CscN | gs | 510 | [32 empty] | 0 | 0 | 0
510 | Lighting-Interior | LED | Warehouse | Turnover | LED Display Lighting (Interior) | 0.57625 | 0.41161 |  | 3430.06 | 1 | 0.71429 | 5952.381 | 11 |  | 3431 | 5954.0122 | Per Fixture | GS | 1 | 1 | 1 | 1 | 1 | 1 | 1 | 1 | 1 | 1 | 1 | 1 | CwaTgs510 | CwaT | gs | 510 | [32 empty] | 0.007327 | 0.0012332 | 0.00087833
510 | Lighting-Interior | LED | Warehouse | New | LED Display Lighting (Interior) | 0.57625 | 0.41161 |  | 3430.06 | 1 | 0.71429 | 5952.381 | 11 |  | 3431 | 5954.0122 | Per Fixture | GS | 1 | 1 | 1 | 1 | 1 | 1 | 1 | 1 | 1 | 1 | 1 | 1 | CwaNgs510 | CwaN | gs | 510 | [32 empty] | 0 | 0 | 0
511 | Lighting-Interior | LED | Assembly | Turnover | LED Exit Sign | 0.0058517 | 0.0028382 |  | 35.04 | 1 | 0.48503 | 5988.024 | 15 |  | 33.44 | 5714.5982 | Per Exit Sign | GS | 1 | 1 | 1 | 1 | 1 | 1 | 1 | 1 | 1 | 1 | 1 | 1 | CasTgs511 | CasT | gs | 511 | [32 empty] | 4.5551 | 0.7595 | 0.36743
511 | Lighting-Interior | LED | Assembly | New | LED Exit Sign | 0.0058517 | 0.0028382 |  | 35.04 | 1 | 0.48503 | 5988.024 | 15 |  | 33.44 | 5714.5982 | Per Exit Sign | GS | 1 | 1 | 1 | 1 | 1 | 1 | 1 | 1 | 1 | 1 | 1 | 1 | CasNgs511 | CasN | gs | 511 | [32 empty] | 0 | 0 | 0
511 | Lighting-Interior | LED | College and University | Turnover | LED Exit Sign | 0.0040646 | 0.0031536 |  | 35.04 | 1 | 0.77586 | 8620.6897 | 15 |  | 33.44 | 8227.0509 | Per Exit Sign | GS | 1 | 1 | 1 | 1 | 1 | 1 | 1 | 1 | 1 | 1 | 1 | 1 | CcoTgs511 | CcoT | gs | 511 | [32 empty] | 0.73041 | 0.084927 | 0.065887
511 | Lighting-Interior | LED | College and University | New | LED Exit Sign | 0.0040646 | 0.0031536 |  | 35.04 | 1 | 0.77586 | 8620.6897 | 15 |  | 33.44 | 8227.0509 | Per Exit Sign | GS | 1 | 1 | 1 | 1 | 1 | 1 | 1 | 1 | 1 | 1 | 1 | 1 | CcoNgs511 | CcoN | gs | 511 | [32 empty] | 0 | 0 | 0
511 | Lighting-Interior | LED | Data Center | Turnover | LED Exit Sign | 0.0039946 | 0.0044501 |  | 35.04 | 1 | 1.114 | 8771.9298 | 15 |  | 33.44 | 8371.3851 | Per Exit Sign | GS | 1 | 1 | 1 | 1 | 1 | 1 | 1 | 1 | 1 | 1 | 1 | 1 | CdaTgs511 | CdaT | gs | 511 | [32 empty] | 0.052968 | 0.0060446 | 0.0067342
511 | Lighting-Interior | LED | Data Center | New | LED Exit Sign | 0.0039946 | 0.0044501 |  | 35.04 | 1 | 1.114 | 8771.9298 | 15 |  | 33.44 | 8371.3851 | Per Exit Sign | GS | 1 | 1 | 1 | 1 | 1 | 1 | 1 | 1 | 1 | 1 | 1 | 1 | CdaNgs511 | CdaN | gs | 511 | [32 empty] | 0 | 0 | 0
511 | Lighting-Interior | LED | Grocery | Turnover | LED Exit Sign | 0.0059568 | 0.002663 |  | 35.04 | 1 | 0.44706 | 5882.3529 | 15 |  | 33.44 | 5613.7524 | Per Exit Sign | GS | 1 | 1 | 1 | 1 | 1 | 1 | 1 | 1 | 1 | 1 | 1 | 1 | CgrTgs511 | CgrT | gs | 511 | [32 empty] | 3.7965 | 0.64401 | 0.28719
511 | Lighting-Interior | LED | Grocery | New | LED Exit Sign | 0.0059568 | 0.002663 |  | 35.04 | 1 | 0.44706 | 5882.3529 | 15 |  | 33.44 | 5613.7524 | Per Exit Sign | GS | 1 | 1 | 1 | 1 | 1 | 1 | 1 | 1 | 1 | 1 | 1 | 1 | CgrNgs511 | CgrN | gs | 511 | [32 empty] | 0 | 0 | 0
511 | Lighting-Interior | LED | Healthcare | Turnover | LED Exit Sign | 0.005221 | 0.0043099 |  | 35.04 | 1 | 0.8255 | 6711.4094 | 15 |  | 33.44 | 6404.9523 | Per Exit Sign | GS | 1 | 1 | 1 | 1 | 1 | 1 | 1 | 1 | 1 | 1 | 1 | 1 | CheTgs511 | CheT | gs | 511 | [32 empty] | 3.622 | 0.54016 | 0.44721
511 | Lighting-Interior | LED | Healthcare | New | LED Exit Sign | 0.005221 | 0.0043099 |  | 35.04 | 1 | 0.8255 | 6711.4094 | 15 |  | 33.44 | 6404.9523 | Per Exit Sign | GS | 1 | 1 | 1 | 1 | 1 | 1 | 1 | 1 | 1 | 1 | 1 | 1 | CheNgs511 | CheN | gs | 511 | [32 empty] | 0 | 0 | 0
511 | Lighting-Interior | LED | Hospitals | Turnover | LED Exit Sign | 0.0040646 | 0.0031536 |  | 35.04 | 1 | 0.77586 | 8620.6897 | 15 |  | 33.44 | 8227.0509 | Per Exit Sign | GS | 1 | 1 | 1 | 1 | 1 | 1 | 1 | 1 | 1 | 1 | 1 | 1 | ChoTgs511 | ChoT | gs | 511 | [32 empty] | 0.84423 | 0.098161 | 0.076154
511 | Lighting-Interior | LED | Hospitals | New | LED Exit Sign | 0.0040646 | 0.0031536 |  | 35.04 | 1 | 0.77586 | 8620.6897 | 15 |  | 33.44 | 8227.0509 | Per Exit Sign | GS | 1 | 1 | 1 | 1 | 1 | 1 | 1 | 1 | 1 | 1 | 1 | 1 | ChoNgs511 | ChoN | gs | 511 | [32 empty] | 0 | 0 | 0
511 | Lighting-Interior | LED | Institutional | Turnover | LED Exit Sign | 0.0036792 | 0.0050107 |  | 35.04 | 1 | 1.3619 | 9523.8095 | 15 |  | 33.44 | 9088.9324 | Per Exit Sign | GS | 1 | 1 | 1 | 1 | 1 | 1 | 1 | 1 | 1 | 1 | 1 | 1 | CinTgs511 | CinT | gs | 511 | [32 empty] | 1.3602 | 0.14257 | 0.19497
511 | Lighting-Interior | LED | Institutional | New | LED Exit Sign | 0.0036792 | 0.0050107 |  | 35.04 | 1 | 1.3619 | 9523.8095 | 15 |  | 33.44 | 9088.9324 | Per Exit Sign | GS | 1 | 1 | 1 | 1 | 1 | 1 | 1 | 1 | 1 | 1 | 1 | 1 | CinNgs511 | CinN | gs | 511 | [32 empty] | 0 | 0 | 0
511 | Lighting-Interior | LED | Lodging/Hospitality | Turnover | LED Exit Sign | 0.0028733 | 0.0040646 |  | 35.04 | 1 | 1.4146 | 12195.122 | 15 |  | 33.44 | 11638.2671 | Per Exit Sign | GS | 1 | 1 | 1 | 1 | 1 | 1 | 1 | 1 | 1 | 1 | 1 | 1 | CloTgs511 | CloT | gs | 511 | [32 empty] | 1.541 | 0.12699 | 0.17923
511 | Lighting-Interior | LED | Lodging/Hospitality | New | LED Exit Sign | 0.0028733 | 0.0040646 |  | 35.04 | 1 | 1.4146 | 12195.122 | 15 |  | 33.44 | 11638.2671 | Per Exit Sign | GS | 1 | 1 | 1 | 1 | 1 | 1 | 1 | 1 | 1 | 1 | 1 | 1 | CloNgs511 | CloN | gs | 511 | [32 empty] | 0 | 0 | 0
511 | Lighting-Interior | LED | Miscellaneous | Turnover | LED Exit Sign | 0.0039946 | 0.0044501 |  | 35.04 | 1 | 1.114 | 8771.9298 | 15 |  | 33.44 | 8371.3851 | Per Exit Sign | GS | 1 | 1 | 1 | 1 | 1 | 1 | 1 | 1 | 1 | 1 | 1 | 1 | CmiTgs511 | CmiT | gs | 511 | [32 empty] | 4.3086 | 0.49168 | 0.54778
511 | Lighting-Interior | LED | Miscellaneous | New | LED Exit Sign | 0.0039946 | 0.0044501 |  | 35.04 | 1 | 1.114 | 8771.9298 | 15 |  | 33.44 | 8371.3851 | Per Exit Sign | GS | 1 | 1 | 1 | 1 | 1 | 1 | 1 | 1 | 1 | 1 | 1 | 1 | CmiNgs511 | CmiN | gs | 511 | [32 empty] | 0.045869 | 0.0052345 | 0.0058317
511 | Lighting-Interior | LED | Offices | Turnover | LED Exit Sign | 0.0039946 | 0.0044501 |  | 35.04 | 1 | 1.114 | 8771.9298 | 15 |  | 33.44 | 8371.3851 | Per Exit Sign | GS | 1 | 1 | 1 | 1 | 1 | 1 | 1 | 1 | 1 | 1 | 1 | 1 | CofTgs511 | CofT | gs | 511 | [32 empty] | 21.2835 | 2.4288 | 2.7059
511 | Lighting-Interior | LED | Offices | New | LED Exit Sign | 0.0039946 | 0.0044501 |  | 35.04 | 1 | 1.114 | 8771.9298 | 15 |  | 33.44 | 8371.3851 | Per Exit Sign | GS | 1 | 1 | 1 | 1 | 1 | 1 | 1 | 1 | 1 | 1 | 1 | 1 | CofNgs511 | CofN | gs | 511 | [32 empty] | 0 | 0 | 0
511 | Lighting-Interior | LED | Restaurants | Turnover | LED Exit Sign | 0.005256 | 0.0030485 |  | 35.04 | 1 | 0.58 | 6666.6667 | 15 |  | 33.44 | 6362.2527 | Per Exit Sign | GS | 1 | 1 | 1 | 1 | 1 | 1 | 1 | 1 | 1 | 1 | 1 | 1 | CreTgs511 | CreT | gs | 511 | [32 empty] | 2.6165 | 0.392 | 0.22822
511 | Lighting-Interior | LED | Restaurants | New | LED Exit Sign | 0.005256 | 0.0030485 |  | 35.04 | 1 | 0.58 | 6666.6667 | 15 |  | 33.44 | 6362.2527 | Per Exit Sign | GS | 1 | 1 | 1 | 1 | 1 | 1 | 1 | 1 | 1 | 1 | 1 | 1 | CreNgs511 | CreN | gs | 511 | [32 empty] | 0 | 0 | 0
511 | Lighting-Interior | LED | Retail | Turnover | LED Exit Sign | 0.0058867 | 0.0027331 |  | 35.04 | 1 | 0.46429 | 5952.381 | 15 |  | 33.44 | 5680.5827 | Per Exit Sign | GS | 1 | 1 | 1 | 1 | 1 | 1 | 1 | 1 | 1 | 1 | 1 | 1 | CrtTgs511 | CrtT | gs | 511 | [32 empty] | 12.3394 | 2.0754 | 0.96422
511 | Lighting-Interior | LED | Retail | New | LED Exit Sign | 0.0058867 | 0.0027331 |  | 35.04 | 1 | 0.46429 | 5952.381 | 15 |  | 33.44 | 5680.5827 | Per Exit Sign | GS | 1 | 1 | 1 | 1 | 1 | 1 | 1 | 1 | 1 | 1 | 1 | 1 | CrtNgs511 | CrtN | gs | 511 | [32 empty] | 0 | 0 | 0
511 | Lighting-Interior | LED | Schools K-12 | Turnover | LED Exit Sign | 0.0037142 | 0.0041698 |  | 35.04 | 1 | 1.1226 | 9433.9623 | 15 |  | 33.44 | 9003.1877 | Per Exit Sign | GS | 1 | 1 | 1 | 1 | 1 | 1 | 1 | 1 | 1 | 1 | 1 | 1 | CscTgs511 | CscT | gs | 511 | [32 empty] | 0.86037 | 0.091293 | 0.10212
511 | Lighting-Interior | LED | Schools K-12 | New | LED Exit Sign | 0.0037142 | 0.0041698 |  | 35.04 | 1 | 1.1226 | 9433.9623 | 15 |  | 33.44 | 9003.1877 | Per Exit Sign | GS | 1 | 1 | 1 | 1 | 1 | 1 | 1 | 1 | 1 | 1 | 1 | 1 | CscNgs511 | CscN | gs | 511 | [32 empty] | 0 | 0 | 0
511 | Lighting-Interior | LED | Warehouse | Turnover | LED Exit Sign | 0.0058867 | 0.0042048 |  | 35.04 | 1 | 0.71429 | 5952.381 | 15 |  | 33.44 | 5680.5827 | Per Exit Sign | GS | 1 | 1 | 1 | 1 | 1 | 1 | 1 | 1 | 1 | 1 | 1 | 1 | CwaTgs511 | CwaT | gs | 511 | [32 empty] | 1.4413 | 0.24259 | 0.17278
511 | Lighting-Interior | LED | Warehouse | New | LED Exit Sign | 0.0058867 | 0.0042048 |  | 35.04 | 1 | 0.71429 | 5952.381 | 15 |  | 33.44 | 5680.5827 | Per Exit Sign | GS | 1 | 1 | 1 | 1 | 1 | 1 | 1 | 1 | 1 | 1 | 1 | 1 | CwaNgs511 | CwaN | gs | 511 | [32 empty] | 0 | 0 | 0
512 | Lighting-Interior | LED | Assembly | Turnover | LED High Bay_HID Baseline | 0.11366 | 0.055129 |  | 680.6 | 1 | 0.48503 | 5988.024 | 15 |  | 179 | 1574.8697 | Per Fixture | GS | 0.57723 | 0.60437 | 0.83705 | 1.097 | 1.2026 | 1.2026 | 1.289 | 1.2891 | 1.2453 | 1.1192 | 0.77553 | 0.85362 | CasTgs512 | CasT | gs | 512 | [32 empty] | 6.746 | 1.1248 | 0.54416
512 | Lighting-Interior | LED | Assembly | New | LED High Bay_HID Baseline | 0.11366 | 0.055129 |  | 680.6 | 1 | 0.48503 | 5988.024 | 15 |  | 179 | 1574.8697 | Per Fixture | GS | 0.57723 | 0.60437 | 0.83705 | 1.097 | 1.2026 | 1.2026 | 1.289 | 1.2891 | 1.2453 | 1.1192 | 0.77553 | 0.85362 | CasNgs512 | CasN | gs | 512 | [32 empty] | 0.074406 | 0.012406 | 0.0060018
512 | Lighting-Interior | LED | College and University | Turnover | LED High Bay_HID Baseline | 0.10705 | 0.083058 |  | 922.87 | 1 | 0.77586 | 8620.6897 | 15 |  | 179 | 1672.0702 | Per Fixture | GS | 0.57723 | 0.60437 | 0.83705 | 1.097 | 1.2026 | 1.2026 | 1.289 | 1.2891 | 1.2453 | 1.1192 | 0.77553 | 0.85362 | CcoTgs512 | CcoT | gs | 512 | [32 empty] | 0.15199 | 0.017672 | 0.01371
512 | Lighting-Interior | LED | College and University | New | LED High Bay_HID Baseline | 0.10705 | 0.083058 |  | 922.87 | 1 | 0.77586 | 8620.6897 | 15 |  | 179 | 1672.0702 | Per Fixture | GS | 0.57723 | 0.60437 | 0.83705 | 1.097 | 1.2026 | 1.2026 | 1.289 | 1.2891 | 1.2453 | 1.1192 | 0.77553 | 0.85362 | CcoNgs512 | CcoN | gs | 512 | [32 empty] | 0.0016764 | 0.00019491 | 0.00015122
512 | Lighting-Interior | LED | Data Center | Turnover | LED High Bay_HID Baseline | 0.10991 | 0.12245 |  | 964.15 | 1 | 1.114 | 8771.9298 | 15 |  | 179 | 1628.5593 | Per Fixture | GS | 0.57723 | 0.60437 | 0.83705 | 1.097 | 1.2026 | 1.2026 | 1.289 | 1.2891 | 1.2453 | 1.1192 | 0.77553 | 0.85362 | CdaTgs512 | CdaT | gs | 512 | [32 empty] | 0.063564 | 0.0072538 | 0.0080814
512 | Lighting-Interior | LED | Data Center | New | LED High Bay_HID Baseline | 0.10991 | 0.12245 |  | 964.15 | 1 | 1.114 | 8771.9298 | 15 |  | 179 | 1628.5593 | Per Fixture | GS | 0.57723 | 0.60437 | 0.83705 | 1.097 | 1.2026 | 1.2026 | 1.289 | 1.2891 | 1.2453 | 1.1192 | 0.77553 | 0.85362 | CdaNgs512 | CdaN | gs | 512 | [32 empty] | 0.00070109 | 8.0006e-05 | 8.9135e-05
512 | Lighting-Interior | LED | Grocery | Turnover | LED High Bay_HID Baseline | 0.30263 | 0.1353 |  | 1780.2 | 1 | 0.44706 | 5882.3529 | 15 |  | 179 | 591.4735 | Per Fixture | GS | 0.57723 | 0.60437 | 0.83705 | 1.097 | 1.2026 | 1.2026 | 1.289 | 1.2891 | 1.2453 | 1.1192 | 0.77553 | 0.85362 | CgrTgs512 | CgrT | gs | 512 | [32 empty] | 2.2124 | 0.3753 | 0.16736
512 | Lighting-Interior | LED | Grocery | New | LED High Bay_HID Baseline | 0.30263 | 0.1353 |  | 1780.2 | 1 | 0.44706 | 5882.3529 | 15 |  | 179 | 591.4735 | Per Fixture | GS | 0.57723 | 0.60437 | 0.83705 | 1.097 | 1.2026 | 1.2026 | 1.289 | 1.2891 | 1.2453 | 1.1192 | 0.77553 | 0.85362 | CgrNgs512 | CgrN | gs | 512 | [32 empty] | 0.024402 | 0.0041394 | 0.001846
512 | Lighting-Interior | LED | Healthcare | Turnover | LED High Bay_HID Baseline | 0.13016 | 0.10745 |  | 873.59 | 1 | 0.8255 | 6711.4094 | 15 |  | 179 | 1375.1786 | Per Fixture | GS | 0.57723 | 0.60437 | 0.83705 | 1.097 | 1.2026 | 1.2026 | 1.289 | 1.2891 | 1.2453 | 1.1192 | 0.77553 | 0.85362 | CheTgs512 | CheT | gs | 512 | [32 empty] | 0 | 0 | 0
512 | Lighting-Interior | LED | Healthcare | New | LED High Bay_HID Baseline | 0.13016 | 0.10745 |  | 873.59 | 1 | 0.8255 | 6711.4094 | 15 |  | 179 | 1375.1786 | Per Fixture | GS | 0.57723 | 0.60437 | 0.83705 | 1.097 | 1.2026 | 1.2026 | 1.289 | 1.2891 | 1.2453 | 1.1192 | 0.77553 | 0.85362 | CheNgs512 | CheN | gs | 512 | [32 empty] | 0 | 0 | 0
512 | Lighting-Interior | LED | Hospitals | Turnover | LED High Bay_HID Baseline | 0.17149 | 0.13305 |  | 1478.34 | 1 | 0.77586 | 8620.6897 | 15 |  | 179 | 1043.8082 | Per Fixture | GS | 0.57723 | 0.60437 | 0.83705 | 1.097 | 1.2026 | 1.2026 | 1.289 | 1.2891 | 1.2453 | 1.1192 | 0.77553 | 0.85362 | ChoTgs512 | ChoT | gs | 512 | [32 empty] | 0 | 0 | 0
512 | Lighting-Interior | LED | Hospitals | New | LED High Bay_HID Baseline | 0.17149 | 0.13305 |  | 1478.34 | 1 | 0.77586 | 8620.6897 | 15 |  | 179 | 1043.8082 | Per Fixture | GS | 0.57723 | 0.60437 | 0.83705 | 1.097 | 1.2026 | 1.2026 | 1.289 | 1.2891 | 1.2453 | 1.1192 | 0.77553 | 0.85362 | ChoNgs512 | ChoN | gs | 512 | [32 empty] | 0 | 0 | 0
512 | Lighting-Interior | LED | Institutional | Turnover | LED High Bay_HID Baseline | 0.094057 | 0.1281 |  | 895.78 | 1 | 1.3619 | 9523.8095 | 15 |  | 179 | 1903.1033 | Per Fixture | GS | 0.57723 | 0.60437 | 0.83705 | 1.097 | 1.2026 | 1.2026 | 1.289 | 1.2891 | 1.2453 | 1.1192 | 0.77553 | 0.85362 | CinTgs512 | CinT | gs | 512 | [32 empty] | 0.61664 | 0.064632 | 0.088391
512 | Lighting-Interior | LED | Institutional | New | LED High Bay_HID Baseline | 0.094057 | 0.1281 |  | 895.78 | 1 | 1.3619 | 9523.8095 | 15 |  | 179 | 1903.1033 | Per Fixture | GS | 0.57723 | 0.60437 | 0.83705 | 1.097 | 1.2026 | 1.2026 | 1.289 | 1.2891 | 1.2453 | 1.1192 | 0.77553 | 0.85362 | CinNgs512 | CinN | gs | 512 | [32 empty] | 0.0068013 | 0.00071287 | 0.00097492
512 | Lighting-Interior | LED | Lodging/Hospitality | Turnover | LED High Bay_HID Baseline | 0.10244 | 0.14491 |  | 1249.24 | 1 | 1.4146 | 12195.122 | 15 |  | 179 | 1747.4039 | Per Fixture | GS | 0.57723 | 0.60437 | 0.83705 | 1.097 | 1.2026 | 1.2026 | 1.289 | 1.2891 | 1.2453 | 1.1192 | 0.77553 | 0.85362 | CloTgs512 | CloT | gs | 512 | [32 empty] | 0 | 0 | 0
512 | Lighting-Interior | LED | Lodging/Hospitality | New | LED High Bay_HID Baseline | 0.10244 | 0.14491 |  | 1249.24 | 1 | 1.4146 | 12195.122 | 15 |  | 179 | 1747.4039 | Per Fixture | GS | 0.57723 | 0.60437 | 0.83705 | 1.097 | 1.2026 | 1.2026 | 1.289 | 1.2891 | 1.2453 | 1.1192 | 0.77553 | 0.85362 | CloNgs512 | CloN | gs | 512 | [32 empty] | 0 | 0 | 0
512 | Lighting-Interior | LED | Miscellaneous | Turnover | LED High Bay_HID Baseline | 0.1208 | 0.13457 |  | 1059.61 | 1 | 1.114 | 8771.9298 | 15 |  | 179 | 1481.8428 | Per Fixture | GS | 0.57723 | 0.60437 | 0.83705 | 1.097 | 1.2026 | 1.2026 | 1.289 | 1.2891 | 1.2453 | 1.1192 | 0.77553 | 0.85362 | CmiTgs512 | CmiT | gs | 512 | [32 empty] | 3.8964 | 0.44464 | 0.49537
512 | Lighting-Interior | LED | Miscellaneous | New | LED High Bay_HID Baseline | 0.1208 | 0.13457 |  | 1059.61 | 1 | 1.114 | 8771.9298 | 15 |  | 179 | 1481.8428 | Per Fixture | GS | 0.57723 | 0.60437 | 0.83705 | 1.097 | 1.2026 | 1.2026 | 1.289 | 1.2891 | 1.2453 | 1.1192 | 0.77553 | 0.85362 | CmiNgs512 | CmiN | gs | 512 | [32 empty] | 0.042976 | 0.0049042 | 0.0054638
512 | Lighting-Interior | LED | Offices | Turnover | LED High Bay_HID Baseline | 0.11 | 0.12254 |  | 964.92 | 1 | 1.114 | 8771.9298 | 15 |  | 179 | 1627.2597 | Per Fixture | GS | 0.57723 | 0.60437 | 0.83705 | 1.097 | 1.2026 | 1.2026 | 1.289 | 1.2891 | 1.2453 | 1.1192 | 0.77553 | 0.85362 | CofTgs512 | CofT | gs | 512 | [32 empty] | 18.6143 | 2.1242 | 2.3666
512 | Lighting-Interior | LED | Offices | New | LED High Bay_HID Baseline | 0.11 | 0.12254 |  | 964.92 | 1 | 1.114 | 8771.9298 | 15 |  | 179 | 1627.2597 | Per Fixture | GS | 0.57723 | 0.60437 | 0.83705 | 1.097 | 1.2026 | 1.2026 | 1.289 | 1.2891 | 1.2453 | 1.1192 | 0.77553 | 0.85362 | CofNgs512 | CofN | gs | 512 | [32 empty] | 0.20531 | 0.023429 | 0.026102
512 | Lighting-Interior | LED | Restaurants | Turnover | LED High Bay_HID Baseline | 0.20426 | 0.11847 |  | 1361.72 | 1 | 0.58 | 6666.6667 | 15 |  | 179 | 876.3427 | Per Fixture | GS | 0.57723 | 0.60437 | 0.83705 | 1.097 | 1.2026 | 1.2026 | 1.289 | 1.2891 | 1.2453 | 1.1192 | 0.77553 | 0.85362 | CreTgs512 | CreT | gs | 512 | [32 empty] | 0 | 0 | 0
512 | Lighting-Interior | LED | Restaurants | New | LED High Bay_HID Baseline | 0.20426 | 0.11847 |  | 1361.72 | 1 | 0.58 | 6666.6667 | 15 |  | 179 | 876.3427 | Per Fixture | GS | 0.57723 | 0.60437 | 0.83705 | 1.097 | 1.2026 | 1.2026 | 1.289 | 1.2891 | 1.2453 | 1.1192 | 0.77553 | 0.85362 | CreNgs512 | CreN | gs | 512 | [32 empty] | 0 | 0 | 0
512 | Lighting-Interior | LED | Retail | Turnover | LED High Bay_HID Baseline | 0.15899 | 0.073815 |  | 946.34 | 1 | 0.46429 | 5952.381 | 15 |  | 179 | 1125.8915 | Per Fixture | GS | 0.57723 | 0.60437 | 0.83705 | 1.097 | 1.2026 | 1.2026 | 1.289 | 1.2891 | 1.2453 | 1.1192 | 0.77553 | 0.85362 | CrtTgs512 | CrtT | gs | 512 | [32 empty] | 11.4597 | 1.9274 | 0.89548
512 | Lighting-Interior | LED | Retail | New | LED High Bay_HID Baseline | 0.15899 | 0.073815 |  | 946.34 | 1 | 0.46429 | 5952.381 | 15 |  | 179 | 1125.8915 | Per Fixture | GS | 0.57723 | 0.60437 | 0.83705 | 1.097 | 1.2026 | 1.2026 | 1.289 | 1.2891 | 1.2453 | 1.1192 | 0.77553 | 0.85362 | CrtNgs512 | CrtN | gs | 512 | [32 empty] | 0.1264 | 0.021259 | 0.0098768
512 | Lighting-Interior | LED | Schools K-12 | Turnover | LED High Bay_HID Baseline | 0.075946 | 0.08526 |  | 716.47 | 1 | 1.1226 | 9433.9623 | 15 |  | 179 | 2356.9434 | Per Fixture | GS | 0.57723 | 0.60437 | 0.83705 | 1.097 | 1.2026 | 1.2026 | 1.289 | 1.2891 | 1.2453 | 1.1192 | 0.77553 | 0.85362 | CscTgs512 | CscT | gs | 512 | [32 empty] | 0.98977 | 0.10502 | 0.11748
512 | Lighting-Interior | LED | Schools K-12 | New | LED High Bay_HID Baseline | 0.075946 | 0.08526 |  | 716.47 | 1 | 1.1226 | 9433.9623 | 15 |  | 179 | 2356.9434 | Per Fixture | GS | 0.57723 | 0.60437 | 0.83705 | 1.097 | 1.2026 | 1.2026 | 1.289 | 1.2891 | 1.2453 | 1.1192 | 0.77553 | 0.85362 | CscNgs512 | CscN | gs | 512 | [32 empty] | 0.010917 | 0.0011584 | 0.0012958
512 | Lighting-Interior | LED | Warehouse | Turnover | LED High Bay_HID Baseline | 0.15816 | 0.11297 |  | 941.44 | 1 | 0.71429 | 5952.381 | 15 |  | 179 | 1131.7516 | Per Fixture | GS | 0.57723 | 0.60437 | 0.83705 | 1.097 | 1.2026 | 1.2026 | 1.289 | 1.2891 | 1.2453 | 1.1192 | 0.77553 | 0.85362 | CwaTgs512 | CwaT | gs | 512 | [32 empty] | 1.2462 | 0.20976 | 0.14939
512 | Lighting-Interior | LED | Warehouse | New | LED High Bay_HID Baseline | 0.15816 | 0.11297 |  | 941.44 | 1 | 0.71429 | 5952.381 | 15 |  | 179 | 1131.7516 | Per Fixture | GS | 0.57723 | 0.60437 | 0.83705 | 1.097 | 1.2026 | 1.2026 | 1.289 | 1.2891 | 1.2453 | 1.1192 | 0.77553 | 0.85362 | CwaNgs512 | CwaN | gs | 512 | [32 empty] | 0.013745 | 0.0023135 | 0.0016477
513 | Lighting-Interior | LED | Assembly | Turnover | LED High Bay_LF Baseline | 0.067844 | 0.032906 |  | 406.25 | 1 | 0.48503 | 5988.024 | 15 |  | 179 | 2638.4155 | Per Fixture | GS | 0.57723 | 0.60437 | 0.83705 | 1.097 | 1.2026 | 1.2026 | 1.289 | 1.2891 | 1.2453 | 1.1192 | 0.77553 | 0.85362 | CasTgs513 | CasT | gs | 513 | [32 empty] | 3.1189 | 0.52004 | 0.25158
513 | Lighting-Interior | LED | Assembly | New | LED High Bay_LF Baseline | 0.067844 | 0.032906 |  | 406.25 | 1 | 0.48503 | 5988.024 | 15 |  | 179 | 2638.4155 | Per Fixture | GS | 0.57723 | 0.60437 | 0.83705 | 1.097 | 1.2026 | 1.2026 | 1.289 | 1.2891 | 1.2453 | 1.1192 | 0.77553 | 0.85362 | CasNgs513 | CasN | gs | 513 | [32 empty] | 0.0344 | 0.0057358 | 0.0027749
513 | Lighting-Interior | LED | College and University | Turnover | LED High Bay_LF Baseline | 0.0639 | 0.049577 |  | 550.86 | 1 | 0.77586 | 8620.6897 | 15 |  | 179 | 2801.2625 | Per Fixture | GS | 0.57723 | 0.60437 | 0.83705 | 1.097 | 1.2026 | 1.2026 | 1.289 | 1.2891 | 1.2453 | 1.1192 | 0.77553 | 0.85362 | CcoTgs513 | CcoT | gs | 513 | [32 empty] | 0.0432 | 0.005023 | 0.0038969
513 | Lighting-Interior | LED | College and University | New | LED High Bay_LF Baseline | 0.0639 | 0.049577 |  | 550.86 | 1 | 0.77586 | 8620.6897 | 15 |  | 179 | 2801.2625 | Per Fixture | GS | 0.57723 | 0.60437 | 0.83705 | 1.097 | 1.2026 | 1.2026 | 1.289 | 1.2891 | 1.2453 | 1.1192 | 0.77553 | 0.85362 | CcoNgs513 | CcoN | gs | 513 | [32 empty] | 0.00047648 | 5.5402e-05 | 4.2981e-05
513 | Lighting-Interior | LED | Data Center | Turnover | LED High Bay_LF Baseline | 0.065607 | 0.073089 |  | 575.5 | 1 | 1.114 | 8771.9298 | 15 |  | 179 | 2728.3674 | Per Fixture | GS | 0.57723 | 0.60437 | 0.83705 | 1.097 | 1.2026 | 1.2026 | 1.289 | 1.2891 | 1.2453 | 1.1192 | 0.77553 | 0.85362 | CdaTgs513 | CdaT | gs | 513 | [32 empty] | 0.018067 | 0.0020618 | 0.002297
513 | Lighting-Interior | LED | Data Center | New | LED High Bay_LF Baseline | 0.065607 | 0.073089 |  | 575.5 | 1 | 1.114 | 8771.9298 | 15 |  | 179 | 2728.3674 | Per Fixture | GS | 0.57723 | 0.60437 | 0.83705 | 1.097 | 1.2026 | 1.2026 | 1.289 | 1.2891 | 1.2453 | 1.1192 | 0.77553 | 0.85362 | CdaNgs513 | CdaN | gs | 513 | [32 empty] | 0.00019928 | 2.2741e-05 | 2.5335e-05
513 | Lighting-Interior | LED | Grocery | Turnover | LED High Bay_LF Baseline | 0.18064 | 0.080758 |  | 1062.6 | 1 | 0.44706 | 5882.3529 | 15 |  | 179 | 990.9102 | Per Fixture | GS | 0.57723 | 0.60437 | 0.83705 | 1.097 | 1.2026 | 1.2026 | 1.289 | 1.2891 | 1.2453 | 1.1192 | 0.77553 | 0.85362 | CgrTgs513 | CgrT | gs | 513 | [32 empty] | 0.62886 | 0.10667 | 0.047571
513 | Lighting-Interior | LED | Grocery | New | LED High Bay_LF Baseline | 0.18064 | 0.080758 |  | 1062.6 | 1 | 0.44706 | 5882.3529 | 15 |  | 179 | 990.9102 | Per Fixture | GS | 0.57723 | 0.60437 | 0.83705 | 1.097 | 1.2026 | 1.2026 | 1.289 | 1.2891 | 1.2453 | 1.1192 | 0.77553 | 0.85362 | CgrNgs513 | CgrN | gs | 513 | [32 empty] | 0.0069361 | 0.0011766 | 0.00052469
513 | Lighting-Interior | LED | Healthcare | Turnover | LED High Bay_LF Baseline | 0.077695 | 0.064137 |  | 521.44 | 1 | 0.8255 | 6711.4094 | 15 |  | 179 | 2303.8936 | Per Fixture | GS | 0.57723 | 0.60437 | 0.83705 | 1.097 | 1.2026 | 1.2026 | 1.289 | 1.2891 | 1.2453 | 1.1192 | 0.77553 | 0.85362 | CheTgs513 | CheT | gs | 513 | [32 empty] | 0 | 0 | 0
513 | Lighting-Interior | LED | Healthcare | New | LED High Bay_LF Baseline | 0.077695 | 0.064137 |  | 521.44 | 1 | 0.8255 | 6711.4094 | 15 |  | 179 | 2303.8936 | Per Fixture | GS | 0.57723 | 0.60437 | 0.83705 | 1.097 | 1.2026 | 1.2026 | 1.289 | 1.2891 | 1.2453 | 1.1192 | 0.77553 | 0.85362 | CheNgs513 | CheN | gs | 513 | [32 empty] | 0 | 0 | 0
513 | Lighting-Interior | LED | Hospitals | Turnover | LED High Bay_LF Baseline | 0.10236 | 0.079418 |  | 882.42 | 1 | 0.77586 | 8620.6897 | 15 |  | 179 | 1748.7177 | Per Fixture | GS | 0.57723 | 0.60437 | 0.83705 | 1.097 | 1.2026 | 1.2026 | 1.289 | 1.2891 | 1.2453 | 1.1192 | 0.77553 | 0.85362 | ChoTgs513 | ChoT | gs | 513 | [32 empty] | 0 | 0 | 0
513 | Lighting-Interior | LED | Hospitals | New | LED High Bay_LF Baseline | 0.10236 | 0.079418 |  | 882.42 | 1 | 0.77586 | 8620.6897 | 15 |  | 179 | 1748.7177 | Per Fixture | GS | 0.57723 | 0.60437 | 0.83705 | 1.097 | 1.2026 | 1.2026 | 1.289 | 1.2891 | 1.2453 | 1.1192 | 0.77553 | 0.85362 | ChoNgs513 | ChoN | gs | 513 | [32 empty] | 0 | 0 | 0
513 | Lighting-Interior | LED | Institutional | Turnover | LED High Bay_LF Baseline | 0.056142 | 0.076461 |  | 534.69 | 1 | 1.3619 | 9523.8095 | 15 |  | 179 | 3188.3183 | Per Fixture | GS | 0.57723 | 0.60437 | 0.83705 | 1.097 | 1.2026 | 1.2026 | 1.289 | 1.2891 | 1.2453 | 1.1192 | 0.77553 | 0.85362 | CinTgs513 | CinT | gs | 513 | [32 empty] | 0.17527 | 0.018371 | 0.025124
513 | Lighting-Interior | LED | Institutional | New | LED High Bay_LF Baseline | 0.056142 | 0.076461 |  | 534.69 | 1 | 1.3619 | 9523.8095 | 15 |  | 179 | 3188.3183 | Per Fixture | GS | 0.57723 | 0.60437 | 0.83705 | 1.097 | 1.2026 | 1.2026 | 1.289 | 1.2891 | 1.2453 | 1.1192 | 0.77553 | 0.85362 | CinNgs513 | CinN | gs | 513 | [32 empty] | 0.0019332 | 0.00020262 | 0.00027711
513 | Lighting-Interior | LED | Lodging/Hospitality | Turnover | LED High Bay_LF Baseline | 0.061145 | 0.086498 |  | 745.67 | 1 | 1.4146 | 12195.122 | 15 |  | 179 | 2927.4704 | Per Fixture | GS | 0.57723 | 0.60437 | 0.83705 | 1.097 | 1.2026 | 1.2026 | 1.289 | 1.2891 | 1.2453 | 1.1192 | 0.77553 | 0.85362 | CloTgs513 | CloT | gs | 513 | [32 empty] | 0 | 0 | 0
513 | Lighting-Interior | LED | Lodging/Hospitality | New | LED High Bay_LF Baseline | 0.061145 | 0.086498 |  | 745.67 | 1 | 1.4146 | 12195.122 | 15 |  | 179 | 2927.4704 | Per Fixture | GS | 0.57723 | 0.60437 | 0.83705 | 1.097 | 1.2026 | 1.2026 | 1.289 | 1.2891 | 1.2453 | 1.1192 | 0.77553 | 0.85362 | CloNgs513 | CloN | gs | 513 | [32 empty] | 0 | 0 | 0
513 | Lighting-Interior | LED | Miscellaneous | Turnover | LED High Bay_LF Baseline | 0.072103 | 0.080325 |  | 632.48 | 1 | 1.114 | 8771.9298 | 15 |  | 179 | 2482.5693 | Per Fixture | GS | 0.57723 | 0.60437 | 0.83705 | 1.097 | 1.2026 | 1.2026 | 1.289 | 1.2891 | 1.2453 | 1.1192 | 0.77553 | 0.85362 | CmiTgs513 | CmiT | gs | 513 | [32 empty] | 1.1075 | 0.12638 | 0.1408
513 | Lighting-Interior | LED | Miscellaneous | New | LED High Bay_LF Baseline | 0.072103 | 0.080325 |  | 632.48 | 1 | 1.114 | 8771.9298 | 15 |  | 179 | 2482.5693 | Per Fixture | GS | 0.57723 | 0.60437 | 0.83705 | 1.097 | 1.2026 | 1.2026 | 1.289 | 1.2891 | 1.2453 | 1.1192 | 0.77553 | 0.85362 | CmiNgs513 | CmiN | gs | 513 | [32 empty] | 0.012215 | 0.001394 | 0.001553
513 | Lighting-Interior | LED | Offices | Turnover | LED High Bay_LF Baseline | 0.065659 | 0.073147 |  | 575.96 | 1 | 1.114 | 8771.9298 | 15 |  | 179 | 2726.1883 | Per Fixture | GS | 0.57723 | 0.60437 | 0.83705 | 1.097 | 1.2026 | 1.2026 | 1.289 | 1.2891 | 1.2453 | 1.1192 | 0.77553 | 0.85362 | CofTgs513 | CofT | gs | 513 | [32 empty] | 5.2909 | 0.60378 | 0.67267
513 | Lighting-Interior | LED | Offices | New | LED High Bay_LF Baseline | 0.065659 | 0.073147 |  | 575.96 | 1 | 1.114 | 8771.9298 | 15 |  | 179 | 2726.1883 | Per Fixture | GS | 0.57723 | 0.60437 | 0.83705 | 1.097 | 1.2026 | 1.2026 | 1.289 | 1.2891 | 1.2453 | 1.1192 | 0.77553 | 0.85362 | CofNgs513 | CofN | gs | 513 | [32 empty] | 0.058357 | 0.0066595 | 0.0074193
513 | Lighting-Interior | LED | Restaurants | Turnover | LED High Bay_LF Baseline | 0.12192 | 0.070714 |  | 812.81 | 1 | 0.58 | 6666.6667 | 15 |  | 179 | 1468.1578 | Per Fixture | GS | 0.57723 | 0.60437 | 0.83705 | 1.097 | 1.2026 | 1.2026 | 1.289 | 1.2891 | 1.2453 | 1.1192 | 0.77553 | 0.85362 | CreTgs513 | CreT | gs | 513 | [32 empty] | 0 | 0 | 0
513 | Lighting-Interior | LED | Restaurants | New | LED High Bay_LF Baseline | 0.12192 | 0.070714 |  | 812.81 | 1 | 0.58 | 6666.6667 | 15 |  | 179 | 1468.1578 | Per Fixture | GS | 0.57723 | 0.60437 | 0.83705 | 1.097 | 1.2026 | 1.2026 | 1.289 | 1.2891 | 1.2453 | 1.1192 | 0.77553 | 0.85362 | CreNgs513 | CreN | gs | 513 | [32 empty] | 0 | 0 | 0
513 | Lighting-Interior | LED | Retail | Turnover | LED High Bay_LF Baseline | 0.094898 | 0.04406 |  | 564.87 | 1 | 0.46429 | 5952.381 | 15 |  | 179 | 1886.2326 | Per Fixture | GS | 0.57723 | 0.60437 | 0.83705 | 1.097 | 1.2026 | 1.2026 | 1.289 | 1.2891 | 1.2453 | 1.1192 | 0.77553 | 0.85362 | CrtTgs513 | CrtT | gs | 513 | [32 empty] | 5.2982 | 0.89111 | 0.41401
513 | Lighting-Interior | LED | Retail | New | LED High Bay_LF Baseline | 0.094898 | 0.04406 |  | 564.87 | 1 | 0.46429 | 5952.381 | 15 |  | 179 | 1886.2326 | Per Fixture | GS | 0.57723 | 0.60437 | 0.83705 | 1.097 | 1.2026 | 1.2026 | 1.289 | 1.2891 | 1.2453 | 1.1192 | 0.77553 | 0.85362 | CrtNgs513 | CrtN | gs | 513 | [32 empty] | 0.058437 | 0.0098287 | 0.0045664
513 | Lighting-Interior | LED | Schools K-12 | Turnover | LED High Bay_LF Baseline | 0.045332 | 0.050892 |  | 427.66 | 1 | 1.1226 | 9433.9623 | 15 |  | 179 | 3948.649 | Per Fixture | GS | 0.57723 | 0.60437 | 0.83705 | 1.097 | 1.2026 | 1.2026 | 1.289 | 1.2891 | 1.2453 | 1.1192 | 0.77553 | 0.85362 | CscTgs513 | CscT | gs | 513 | [32 empty] | 0.28133 | 0.029852 | 0.033393
513 | Lighting-Interior | LED | Schools K-12 | New | LED High Bay_LF Baseline | 0.045332 | 0.050892 |  | 427.66 | 1 | 1.1226 | 9433.9623 | 15 |  | 179 | 3948.649 | Per Fixture | GS | 0.57723 | 0.60437 | 0.83705 | 1.097 | 1.2026 | 1.2026 | 1.289 | 1.2891 | 1.2453 | 1.1192 | 0.77553 | 0.85362 | CscNgs513 | CscN | gs | 513 | [32 empty] | 0.003103 | 0.00032925 | 0.00036831
513 | Lighting-Interior | LED | Warehouse | Turnover | LED High Bay_LF Baseline | 0.094408 | 0.067434 |  | 561.95 | 1 | 0.71429 | 5952.381 | 15 |  | 179 | 1896.0338 | Per Fixture | GS | 0.57723 | 0.60437 | 0.83705 | 1.097 | 1.2026 | 1.2026 | 1.289 | 1.2891 | 1.2453 | 1.1192 | 0.77553 | 0.85362 | CwaTgs513 | CwaT | gs | 513 | [32 empty] | 0.57617 | 0.096977 | 0.069069
513 | Lighting-Interior | LED | Warehouse | New | LED High Bay_LF Baseline | 0.094408 | 0.067434 |  | 561.95 | 1 | 0.71429 | 5952.381 | 15 |  | 179 | 1896.0338 | Per Fixture | GS | 0.57723 | 0.60437 | 0.83705 | 1.097 | 1.2026 | 1.2026 | 1.289 | 1.2891 | 1.2453 | 1.1192 | 0.77553 | 0.85362 | CwaNgs513 | CwaN | gs | 513 | [32 empty] | 0.006355 | 0.0010696 | 0.0007618
514 | Lighting-Interior | LED | Assembly | Turnover | LED Linear - Fixture Replacement | 0.025083 | 0.012166 |  | 150.2 | 1 | 0.48503 | 5988.024 | 15 |  | 109.08 | 4348.6928 | Per Fixture | GS | 0.57723 | 0.60437 | 0.83705 | 1.097 | 1.2026 | 1.2026 | 1.289 | 1.2891 | 1.2453 | 1.1192 | 0.77553 | 0.85362 | CasTgs514 | CasT | gs | 514 | [32 empty] | 82.8385 | 13.8122 | 6.682
514 | Lighting-Interior | LED | Assembly | New | LED Linear - Fixture Replacement | 0.025083 | 0.012166 |  | 150.2 | 1 | 0.48503 | 5988.024 | 15 |  | 109.08 | 4348.6928 | Per Fixture | GS | 0.57723 | 0.60437 | 0.83705 | 1.097 | 1.2026 | 1.2026 | 1.289 | 1.2891 | 1.2453 | 1.1192 | 0.77553 | 0.85362 | CasNgs514 | CasN | gs | 514 | [32 empty] | 0 | 0 | 0
514 | Lighting-Interior | LED | College and University | Turnover | LED Linear - Fixture Replacement | 0.020974 | 0.016273 |  | 180.81 | 1 | 0.77586 | 8620.6897 | 15 |  | 109.08 | 5200.7346 | Per Fixture | GS | 0.57723 | 0.60437 | 0.83705 | 1.097 | 1.2026 | 1.2026 | 1.289 | 1.2891 | 1.2453 | 1.1192 | 0.77553 | 0.85362 | CcoTgs514 | CcoT | gs | 514 | [32 empty] | 13.2832 | 1.5445 | 1.1982
514 | Lighting-Interior | LED | College and University | New | LED Linear - Fixture Replacement | 0.020974 | 0.016273 |  | 180.81 | 1 | 0.77586 | 8620.6897 | 15 |  | 109.08 | 5200.7346 | Per Fixture | GS | 0.57723 | 0.60437 | 0.83705 | 1.097 | 1.2026 | 1.2026 | 1.289 | 1.2891 | 1.2453 | 1.1192 | 0.77553 | 0.85362 | CcoNgs514 | CcoN | gs | 514 | [32 empty] | 0 | 0 | 0
514 | Lighting-Interior | LED | Data Center | Turnover | LED Linear - Fixture Replacement | 0.023266 | 0.025919 |  | 204.09 | 1 | 1.114 | 8771.9298 | 15 |  | 109.08 | 4688.3341 | Per Fixture | GS | 0.57723 | 0.60437 | 0.83705 | 1.097 | 1.2026 | 1.2026 | 1.289 | 1.2891 | 1.2453 | 1.1192 | 0.77553 | 0.85362 | CdaTgs514 | CdaT | gs | 514 | [32 empty] | 0.96327 | 0.10993 | 0.12247
514 | Lighting-Interior | LED | Data Center | New | LED Linear - Fixture Replacement | 0.023266 | 0.025919 |  | 204.09 | 1 | 1.114 | 8771.9298 | 15 |  | 109.08 | 4688.3341 | Per Fixture | GS | 0.57723 | 0.60437 | 0.83705 | 1.097 | 1.2026 | 1.2026 | 1.289 | 1.2891 | 1.2453 | 1.1192 | 0.77553 | 0.85362 | CdaNgs514 | CdaN | gs | 514 | [32 empty] | 0 | 0 | 0
514 | Lighting-Interior | LED | Grocery | Turnover | LED Linear - Fixture Replacement | 0.064743 | 0.028944 |  | 380.84 | 1 | 0.44706 | 5882.3529 | 15 |  | 109.08 | 1684.8206 | Per Fixture | GS | 0.57723 | 0.60437 | 0.83705 | 1.097 | 1.2026 | 1.2026 | 1.289 | 1.2891 | 1.2453 | 1.1192 | 0.77553 | 0.85362 | CgrTgs514 | CgrT | gs | 514 | [32 empty] | 57.3573 | 9.7297 | 4.3389
514 | Lighting-Interior | LED | Grocery | New | LED Linear - Fixture Replacement | 0.064743 | 0.028944 |  | 380.84 | 1 | 0.44706 | 5882.3529 | 15 |  | 109.08 | 1684.8206 | Per Fixture | GS | 0.57723 | 0.60437 | 0.83705 | 1.097 | 1.2026 | 1.2026 | 1.289 | 1.2891 | 1.2453 | 1.1192 | 0.77553 | 0.85362 | CgrNgs514 | CgrN | gs | 514 | [32 empty] | 0 | 0 | 0
514 | Lighting-Interior | LED | Healthcare | Turnover | LED Linear - Fixture Replacement | 0.026968 | 0.022262 |  | 180.99 | 1 | 0.8255 | 6711.4094 | 15 |  | 109.08 | 4044.8673 | Per Fixture | GS | 0.57723 | 0.60437 | 0.83705 | 1.097 | 1.2026 | 1.2026 | 1.289 | 1.2891 | 1.2453 | 1.1192 | 0.77553 | 0.85362 | CheTgs514 | CheT | gs | 514 | [32 empty] | 65.8695 | 9.8234 | 8.1329
514 | Lighting-Interior | LED | Healthcare | New | LED Linear - Fixture Replacement | 0.026968 | 0.022262 |  | 180.99 | 1 | 0.8255 | 6711.4094 | 15 |  | 109.08 | 4044.8673 | Per Fixture | GS | 0.57723 | 0.60437 | 0.83705 | 1.097 | 1.2026 | 1.2026 | 1.289 | 1.2891 | 1.2453 | 1.1192 | 0.77553 | 0.85362 | CheNgs514 | CheN | gs | 514 | [32 empty] | 0 | 0 | 0
514 | Lighting-Interior | LED | Hospitals | Turnover | LED Linear - Fixture Replacement | 0.035528 | 0.027565 |  | 306.28 | 1 | 0.77586 | 8620.6897 | 15 |  | 109.08 | 3070.213 | Per Fixture | GS | 0.57723 | 0.60437 | 0.83705 | 1.097 | 1.2026 | 1.2026 | 1.289 | 1.2891 | 1.2453 | 1.1192 | 0.77553 | 0.85362 | ChoTgs514 | ChoT | gs | 514 | [32 empty] | 22.4068 | 2.6053 | 2.0212
514 | Lighting-Interior | LED | Hospitals | New | LED Linear - Fixture Replacement | 0.035528 | 0.027565 |  | 306.28 | 1 | 0.77586 | 8620.6897 | 15 |  | 109.08 | 3070.213 | Per Fixture | GS | 0.57723 | 0.60437 | 0.83705 | 1.097 | 1.2026 | 1.2026 | 1.289 | 1.2891 | 1.2453 | 1.1192 | 0.77553 | 0.85362 | ChoNgs514 | ChoN | gs | 514 | [32 empty] | 0 | 0 | 0
514 | Lighting-Interior | LED | Institutional | Turnover | LED Linear - Fixture Replacement | 0.01864 | 0.025385 |  | 177.52 | 1 | 1.3619 | 9523.8095 | 15 |  | 109.08 | 5852.0569 | Per Fixture | GS | 0.57723 | 0.60437 | 0.83705 | 1.097 | 1.2026 | 1.2026 | 1.289 | 1.2891 | 1.2453 | 1.1192 | 0.77553 | 0.85362 | CinTgs514 | CinT | gs | 514 | [32 empty] | 24.7362 | 2.5927 | 3.5458
514 | Lighting-Interior | LED | Institutional | New | LED Linear - Fixture Replacement | 0.01864 | 0.025385 |  | 177.52 | 1 | 1.3619 | 9523.8095 | 15 |  | 109.08 | 5852.0569 | Per Fixture | GS | 0.57723 | 0.60437 | 0.83705 | 1.097 | 1.2026 | 1.2026 | 1.289 | 1.2891 | 1.2453 | 1.1192 | 0.77553 | 0.85362 | CinNgs514 | CinN | gs | 514 | [32 empty] | 0 | 0 | 0
514 | Lighting-Interior | LED | Lodging/Hospitality | Turnover | LED Linear - Fixture Replacement | 0.019608 | 0.027738 |  | 239.12 | 1 | 1.4146 | 12195.122 | 15 |  | 109.08 | 5563.0809 | Per Fixture | GS | 0.57723 | 0.60437 | 0.83705 | 1.097 | 1.2026 | 1.2026 | 1.289 | 1.2891 | 1.2453 | 1.1192 | 0.77553 | 0.85362 | CloTgs514 | CloT | gs | 514 | [32 empty] | 28.0232 | 2.3093 | 3.2594
514 | Lighting-Interior | LED | Lodging/Hospitality | New | LED Linear - Fixture Replacement | 0.019608 | 0.027738 |  | 239.12 | 1 | 1.4146 | 12195.122 | 15 |  | 109.08 | 5563.0809 | Per Fixture | GS | 0.57723 | 0.60437 | 0.83705 | 1.097 | 1.2026 | 1.2026 | 1.289 | 1.2891 | 1.2453 | 1.1192 | 0.77553 | 0.85362 | CloNgs514 | CloN | gs | 514 | [32 empty] | 0 | 0 | 0
514 | Lighting-Interior | LED | Miscellaneous | Turnover | LED Linear - Fixture Replacement | 0.02557 | 0.028486 |  | 224.3 | 1 | 1.114 | 8771.9298 | 15 |  | 109.08 | 4265.9033 | Per Fixture | GS | 0.57723 | 0.60437 | 0.83705 | 1.097 | 1.2026 | 1.2026 | 1.289 | 1.2891 | 1.2453 | 1.1192 | 0.77553 | 0.85362 | CmiTgs514 | CmiT | gs | 514 | [32 empty] | 114.3585 | 13.0502 | 14.5392
514 | Lighting-Interior | LED | Miscellaneous | New | LED Linear - Fixture Replacement | 0.02557 | 0.028486 |  | 224.3 | 1 | 1.114 | 8771.9298 | 15 |  | 109.08 | 4265.9033 | Per Fixture | GS | 0.57723 | 0.60437 | 0.83705 | 1.097 | 1.2026 | 1.2026 | 1.289 | 1.2891 | 1.2453 | 1.1192 | 0.77553 | 0.85362 | CmiNgs514 | CmiN | gs | 514 | [32 empty] | 0 | 0 | 0
514 | Lighting-Interior | LED | Offices | Turnover | LED Linear - Fixture Replacement | 0.021056 | 0.023457 |  | 184.7 | 1 | 1.114 | 8771.9298 | 15 |  | 109.08 | 5180.5203 | Per Fixture | GS | 0.57723 | 0.60437 | 0.83705 | 1.097 | 1.2026 | 1.2026 | 1.289 | 1.2891 | 1.2453 | 1.1192 | 0.77553 | 0.85362 | CofTgs514 | CofT | gs | 514 | [32 empty] | 387.0525 | 44.1692 | 49.2088
514 | Lighting-Interior | LED | Offices | New | LED Linear - Fixture Replacement | 0.021056 | 0.023457 |  | 184.7 | 1 | 1.114 | 8771.9298 | 15 |  | 109.08 | 5180.5203 | Per Fixture | GS | 0.57723 | 0.60437 | 0.83705 | 1.097 | 1.2026 | 1.2026 | 1.289 | 1.2891 | 1.2453 | 1.1192 | 0.77553 | 0.85362 | CofNgs514 | CofN | gs | 514 | [32 empty] | 0 | 0 | 0
514 | Lighting-Interior | LED | Restaurants | Turnover | LED Linear - Fixture Replacement | 0.043698 | 0.025345 |  | 291.32 | 1 | 0.58 | 6666.6667 | 15 |  | 109.08 | 2496.2241 | Per Fixture | GS | 0.57723 | 0.60437 | 0.83705 | 1.097 | 1.2026 | 1.2026 | 1.289 | 1.2891 | 1.2453 | 1.1192 | 0.77553 | 0.85362 | CreTgs514 | CreT | gs | 514 | [32 empty] | 39.5314 | 5.9225 | 3.4481
514 | Lighting-Interior | LED | Restaurants | New | LED Linear - Fixture Replacement | 0.043698 | 0.025345 |  | 291.32 | 1 | 0.58 | 6666.6667 | 15 |  | 109.08 | 2496.2241 | Per Fixture | GS | 0.57723 | 0.60437 | 0.83705 | 1.097 | 1.2026 | 1.2026 | 1.289 | 1.2891 | 1.2453 | 1.1192 | 0.77553 | 0.85362 | CreNgs514 | CreN | gs | 514 | [32 empty] | 0 | 0 | 0
514 | Lighting-Interior | LED | Retail | Turnover | LED Linear - Fixture Replacement | 0.034012 | 0.015791 |  | 202.45 | 1 | 0.46429 | 5952.381 | 15 |  | 109.08 | 3207.1411 | Per Fixture | GS | 0.57723 | 0.60437 | 0.83705 | 1.097 | 1.2026 | 1.2026 | 1.289 | 1.2891 | 1.2453 | 1.1192 | 0.77553 | 0.85362 | CrtTgs514 | CrtT | gs | 514 | [32 empty] | 189.3677 | 31.8502 | 14.7975
514 | Lighting-Interior | LED | Retail | New | LED Linear - Fixture Replacement | 0.034012 | 0.015791 |  | 202.45 | 1 | 0.46429 | 5952.381 | 15 |  | 109.08 | 3207.1411 | Per Fixture | GS | 0.57723 | 0.60437 | 0.83705 | 1.097 | 1.2026 | 1.2026 | 1.289 | 1.2891 | 1.2453 | 1.1192 | 0.77553 | 0.85362 | CrtNgs514 | CrtN | gs | 514 | [32 empty] | 0 | 0 | 0
514 | Lighting-Interior | LED | Schools K-12 | Turnover | LED Linear - Fixture Replacement | 0.014196 | 0.015936 |  | 133.92 | 1 | 1.1226 | 9433.9623 | 15 |  | 109.08 | 7684.1144 | Per Fixture | GS | 0.57723 | 0.60437 | 0.83705 | 1.097 | 1.2026 | 1.2026 | 1.289 | 1.2891 | 1.2453 | 1.1192 | 0.77553 | 0.85362 | CscTgs514 | CscT | gs | 514 | [32 empty] | 15.647 | 1.6603 | 1.8572
514 | Lighting-Interior | LED | Schools K-12 | New | LED Linear - Fixture Replacement | 0.014196 | 0.015936 |  | 133.92 | 1 | 1.1226 | 9433.9623 | 15 |  | 109.08 | 7684.1144 | Per Fixture | GS | 0.57723 | 0.60437 | 0.83705 | 1.097 | 1.2026 | 1.2026 | 1.289 | 1.2891 | 1.2453 | 1.1192 | 0.77553 | 0.85362 | CscNgs514 | CscN | gs | 514 | [32 empty] | 0 | 0 | 0
514 | Lighting-Interior | LED | Warehouse | Turnover | LED Linear - Fixture Replacement | 0.03063 | 0.021878 |  | 182.32 | 1 | 0.71429 | 5952.381 | 15 |  | 109.08 | 3561.2424 | Per Fixture | GS | 0.57723 | 0.60437 | 0.83705 | 1.097 | 1.2026 | 1.2026 | 1.289 | 1.2891 | 1.2453 | 1.1192 | 0.77553 | 0.85362 | CwaTgs514 | CwaT | gs | 514 | [32 empty] | 26.2104 | 4.4115 | 3.142
514 | Lighting-Interior | LED | Warehouse | New | LED Linear - Fixture Replacement | 0.03063 | 0.021878 |  | 182.32 | 1 | 0.71429 | 5952.381 | 15 |  | 109.08 | 3561.2424 | Per Fixture | GS | 0.57723 | 0.60437 | 0.83705 | 1.097 | 1.2026 | 1.2026 | 1.289 | 1.2891 | 1.2453 | 1.1192 | 0.77553 | 0.85362 | CwaNgs514 | CwaN | gs | 514 | [32 empty] | 0 | 0 | 0
515 | Lighting-Interior | LED | Assembly | Turnover | LED Linear - Lamp Replacement | 0.0047094 | 0.0022842 |  | 28.2 | 1 | 0.48503 | 5988.024 | 12 |  | 5.59 | 1186.9877 | Per Fixture | GS | 1.4643 | 1.391 | 1.4253 | 1.4319 | 1.4238 | 1.3901 | 1.2504 | 1.3782 | 1.4309 | 1.4735 | 1.4117 | 1.4938 | CasTgs515 | CasT | gs | 515 | [32 empty] | 0 | 0 | 0
515 | Lighting-Interior | LED | Assembly | New | LED Linear - Lamp Replacement | 0.0047094 | 0.0022842 |  | 28.2 | 1 | 0.48503 | 5988.024 | 12 |  | 5.59 | 1186.9877 | Per Fixture | GS | 1.4643 | 1.391 | 1.4253 | 1.4319 | 1.4238 | 1.3901 | 1.2504 | 1.3782 | 1.4309 | 1.4735 | 1.4117 | 1.4938 | CasNgs515 | CasN | gs | 515 | [32 empty] | 0 | 0 | 0
515 | Lighting-Interior | LED | College and University | Turnover | LED Linear - Lamp Replacement | 0.0044358 | 0.0034416 |  | 38.24 | 1 | 0.77586 | 8620.6897 | 12 |  | 5.59 | 1260.1897 | Per Fixture | GS | 1.4643 | 1.391 | 1.4253 | 1.4319 | 1.4238 | 1.3901 | 1.2504 | 1.3782 | 1.4309 | 1.4735 | 1.4117 | 1.4938 | CcoTgs515 | CcoT | gs | 515 | [32 empty] | 0 | 0 | 0
515 | Lighting-Interior | LED | College and University | New | LED Linear - Lamp Replacement | 0.0044358 | 0.0034416 |  | 38.24 | 1 | 0.77586 | 8620.6897 | 12 |  | 5.59 | 1260.1897 | Per Fixture | GS | 1.4643 | 1.391 | 1.4253 | 1.4319 | 1.4238 | 1.3901 | 1.2504 | 1.3782 | 1.4309 | 1.4735 | 1.4117 | 1.4938 | CcoNgs515 | CcoN | gs | 515 | [32 empty] | 0 | 0 | 0
515 | Lighting-Interior | LED | Data Center | Turnover | LED Linear - Lamp Replacement | 0.0045532 | 0.0050724 |  | 39.94 | 1 | 1.114 | 8771.9298 | 12 |  | 5.59 | 1227.7188 | Per Fixture | GS | 1.4643 | 1.391 | 1.4253 | 1.4319 | 1.4238 | 1.3901 | 1.2504 | 1.3782 | 1.4309 | 1.4735 | 1.4117 | 1.4938 | CdaTgs515 | CdaT | gs | 515 | [32 empty] | 0 | 0 | 0
515 | Lighting-Interior | LED | Data Center | New | LED Linear - Lamp Replacement | 0.0045532 | 0.0050724 |  | 39.94 | 1 | 1.114 | 8771.9298 | 12 |  | 5.59 | 1227.7188 | Per Fixture | GS | 1.4643 | 1.391 | 1.4253 | 1.4319 | 1.4238 | 1.3901 | 1.2504 | 1.3782 | 1.4309 | 1.4735 | 1.4117 | 1.4938 | CdaNgs515 | CdaN | gs | 515 | [32 empty] | 0 | 0 | 0
515 | Lighting-Interior | LED | Grocery | Turnover | LED Linear - Lamp Replacement | 0.012539 | 0.0056058 |  | 73.76 | 1 | 0.44706 | 5882.3529 | 12 |  | 5.59 | 445.802 | Per Fixture | GS | 1.4643 | 1.391 | 1.4253 | 1.4319 | 1.4238 | 1.3901 | 1.2504 | 1.3782 | 1.4309 | 1.4735 | 1.4117 | 1.4938 | CgrTgs515 | CgrT | gs | 515 | [32 empty] | 0 | 0 | 0
515 | Lighting-Interior | LED | Grocery | New | LED Linear - Lamp Replacement | 0.012539 | 0.0056058 |  | 73.76 | 1 | 0.44706 | 5882.3529 | 12 |  | 5.59 | 445.802 | Per Fixture | GS | 1.4643 | 1.391 | 1.4253 | 1.4319 | 1.4238 | 1.3901 | 1.2504 | 1.3782 | 1.4309 | 1.4735 | 1.4117 | 1.4938 | CgrNgs515 | CgrN | gs | 515 | [32 empty] | 0 | 0 | 0
515 | Lighting-Interior | LED | Healthcare | Turnover | LED Linear - Lamp Replacement | 0.0053938 | 0.0044526 |  | 36.2 | 1 | 0.8255 | 6711.4094 | 12 |  | 5.59 | 1036.3751 | Per Fixture | GS | 1.4643 | 1.391 | 1.4253 | 1.4319 | 1.4238 | 1.3901 | 1.2504 | 1.3782 | 1.4309 | 1.4735 | 1.4117 | 1.4938 | CheTgs515 | CheT | gs | 515 | [32 empty] | 0 | 0 | 0
515 | Lighting-Interior | LED | Healthcare | New | LED Linear - Lamp Replacement | 0.0053938 | 0.0044526 |  | 36.2 | 1 | 0.8255 | 6711.4094 | 12 |  | 5.59 | 1036.3751 | Per Fixture | GS | 1.4643 | 1.391 | 1.4253 | 1.4319 | 1.4238 | 1.3901 | 1.2504 | 1.3782 | 1.4309 | 1.4735 | 1.4117 | 1.4938 | CheNgs515 | CheN | gs | 515 | [32 empty] | 0 | 0 | 0
515 | Lighting-Interior | LED | Hospitals | Turnover | LED Linear - Lamp Replacement | 0.007105 | 0.0055125 |  | 61.25 | 1 | 0.77586 | 8620.6897 | 12 |  | 5.59 | 786.7699 | Per Fixture | GS | 1.4643 | 1.391 | 1.4253 | 1.4319 | 1.4238 | 1.3901 | 1.2504 | 1.3782 | 1.4309 | 1.4735 | 1.4117 | 1.4938 | ChoTgs515 | ChoT | gs | 515 | [32 empty] | 0 | 0 | 0
515 | Lighting-Interior | LED | Hospitals | New | LED Linear - Lamp Replacement | 0.007105 | 0.0055125 |  | 61.25 | 1 | 0.77586 | 8620.6897 | 12 |  | 5.59 | 786.7699 | Per Fixture | GS | 1.4643 | 1.391 | 1.4253 | 1.4319 | 1.4238 | 1.3901 | 1.2504 | 1.3782 | 1.4309 | 1.4735 | 1.4117 | 1.4938 | ChoNgs515 | ChoN | gs | 515 | [32 empty] | 0 | 0 | 0
515 | Lighting-Interior | LED | Institutional | Turnover | LED Linear - Lamp Replacement | 0.0038965 | 0.0053067 |  | 37.11 | 1 | 1.3619 | 9523.8095 | 12 |  | 5.59 | 1434.6024 | Per Fixture | GS | 1.4643 | 1.391 | 1.4253 | 1.4319 | 1.4238 | 1.3901 | 1.2504 | 1.3782 | 1.4309 | 1.4735 | 1.4117 | 1.4938 | CinTgs515 | CinT | gs | 515 | [32 empty] | 0 | 0 | 0
515 | Lighting-Interior | LED | Institutional | New | LED Linear - Lamp Replacement | 0.0038965 | 0.0053067 |  | 37.11 | 1 | 1.3619 | 9523.8095 | 12 |  | 5.59 | 1434.6024 | Per Fixture | GS | 1.4643 | 1.391 | 1.4253 | 1.4319 | 1.4238 | 1.3901 | 1.2504 | 1.3782 | 1.4309 | 1.4735 | 1.4117 | 1.4938 | CinNgs515 | CinN | gs | 515 | [32 empty] | 0 | 0 | 0
515 | Lighting-Interior | LED | Lodging/Hospitality | Turnover | LED Linear - Lamp Replacement | 0.0042443 | 0.0060042 |  | 51.76 | 1 | 1.4146 | 12195.122 | 12 |  | 5.59 | 1317.0543 | Per Fixture | GS | 1.4643 | 1.391 | 1.4253 | 1.4319 | 1.4238 | 1.3901 | 1.2504 | 1.3782 | 1.4309 | 1.4735 | 1.4117 | 1.4938 | CloTgs515 | CloT | gs | 515 | [32 empty] | 0 | 0 | 0
515 | Lighting-Interior | LED | Lodging/Hospitality | New | LED Linear - Lamp Replacement | 0.0042443 | 0.0060042 |  | 51.76 | 1 | 1.4146 | 12195.122 | 12 |  | 5.59 | 1317.0543 | Per Fixture | GS | 1.4643 | 1.391 | 1.4253 | 1.4319 | 1.4238 | 1.3901 | 1.2504 | 1.3782 | 1.4309 | 1.4735 | 1.4117 | 1.4938 | CloNgs515 | CloN | gs | 515 | [32 empty] | 0 | 0 | 0
515 | Lighting-Interior | LED | Miscellaneous | Turnover | LED Linear - Lamp Replacement | 0.0050046 | 0.0055753 |  | 43.9 | 1 | 1.114 | 8771.9298 | 12 |  | 5.59 | 1116.9724 | Per Fixture | GS | 1.4643 | 1.391 | 1.4253 | 1.4319 | 1.4238 | 1.3901 | 1.2504 | 1.3782 | 1.4309 | 1.4735 | 1.4117 | 1.4938 | CmiTgs515 | CmiT | gs | 515 | [32 empty] | 0 | 0 | 0
515 | Lighting-Interior | LED | Miscellaneous | New | LED Linear - Lamp Replacement | 0.0050046 | 0.0055753 |  | 43.9 | 1 | 1.114 | 8771.9298 | 12 |  | 5.59 | 1116.9724 | Per Fixture | GS | 1.4643 | 1.391 | 1.4253 | 1.4319 | 1.4238 | 1.3901 | 1.2504 | 1.3782 | 1.4309 | 1.4735 | 1.4117 | 1.4938 | CmiNgs515 | CmiN | gs | 515 | [32 empty] | 0 | 0 | 0
515 | Lighting-Interior | LED | Offices | Turnover | LED Linear - Lamp Replacement | 0.0045577 | 0.0050775 |  | 39.98 | 1 | 1.114 | 8771.9298 | 12 |  | 5.59 | 1226.4904 | Per Fixture | GS | 1.4643 | 1.391 | 1.4253 | 1.4319 | 1.4238 | 1.3901 | 1.2504 | 1.3782 | 1.4309 | 1.4735 | 1.4117 | 1.4938 | CofTgs515 | CofT | gs | 515 | [32 empty] | 0 | 0 | 0
515 | Lighting-Interior | LED | Offices | New | LED Linear - Lamp Replacement | 0.0045577 | 0.0050775 |  | 39.98 | 1 | 1.114 | 8771.9298 | 12 |  | 5.59 | 1226.4904 | Per Fixture | GS | 1.4643 | 1.391 | 1.4253 | 1.4319 | 1.4238 | 1.3901 | 1.2504 | 1.3782 | 1.4309 | 1.4735 | 1.4117 | 1.4938 | CofNgs515 | CofN | gs | 515 | [32 empty] | 0 | 0 | 0
515 | Lighting-Interior | LED | Restaurants | Turnover | LED Linear - Lamp Replacement | 0.008463 | 0.0049085 |  | 56.42 | 1 | 0.58 | 6666.6667 | 12 |  | 5.59 | 660.5223 | Per Fixture | GS | 1.4643 | 1.391 | 1.4253 | 1.4319 | 1.4238 | 1.3901 | 1.2504 | 1.3782 | 1.4309 | 1.4735 | 1.4117 | 1.4938 | CreTgs515 | CreT | gs | 515 | [32 empty] | 0 | 0 | 0
515 | Lighting-Interior | LED | Restaurants | New | LED Linear - Lamp Replacement | 0.008463 | 0.0049085 |  | 56.42 | 1 | 0.58 | 6666.6667 | 12 |  | 5.59 | 660.5223 | Per Fixture | GS | 1.4643 | 1.391 | 1.4253 | 1.4319 | 1.4238 | 1.3901 | 1.2504 | 1.3782 | 1.4309 | 1.4735 | 1.4117 | 1.4938 | CreNgs515 | CreN | gs | 515 | [32 empty] | 0 | 0 | 0
515 | Lighting-Interior | LED | Retail | Turnover | LED Linear - Lamp Replacement | 0.0065873 | 0.0030584 |  | 39.21 | 1 | 0.46429 | 5952.381 | 12 |  | 5.59 | 848.6052 | Per Fixture | GS | 1.4643 | 1.391 | 1.4253 | 1.4319 | 1.4238 | 1.3901 | 1.2504 | 1.3782 | 1.4309 | 1.4735 | 1.4117 | 1.4938 | CrtTgs515 | CrtT | gs | 515 | [32 empty] | 0 | 0 | 0
515 | Lighting-Interior | LED | Retail | New | LED Linear - Lamp Replacement | 0.0065873 | 0.0030584 |  | 39.21 | 1 | 0.46429 | 5952.381 | 12 |  | 5.59 | 848.6052 | Per Fixture | GS | 1.4643 | 1.391 | 1.4253 | 1.4319 | 1.4238 | 1.3901 | 1.2504 | 1.3782 | 1.4309 | 1.4735 | 1.4117 | 1.4938 | CrtNgs515 | CrtN | gs | 515 | [32 empty] | 0 | 0 | 0
515 | Lighting-Interior | LED | Schools K-12 | Turnover | LED Linear - Lamp Replacement | 0.0031471 | 0.0035331 |  | 29.69 | 1 | 1.1226 | 9433.9623 | 12 |  | 5.59 | 1776.2159 | Per Fixture | GS | 1.4643 | 1.391 | 1.4253 | 1.4319 | 1.4238 | 1.3901 | 1.2504 | 1.3782 | 1.4309 | 1.4735 | 1.4117 | 1.4938 | CscTgs515 | CscT | gs | 515 | [32 empty] | 0 | 0 | 0
515 | Lighting-Interior | LED | Schools K-12 | New | LED Linear - Lamp Replacement | 0.0031471 | 0.0035331 |  | 29.69 | 1 | 1.1226 | 9433.9623 | 12 |  | 5.59 | 1776.2159 | Per Fixture | GS | 1.4643 | 1.391 | 1.4253 | 1.4319 | 1.4238 | 1.3901 | 1.2504 | 1.3782 | 1.4309 | 1.4735 | 1.4117 | 1.4938 | CscNgs515 | CscN | gs | 515 | [32 empty] | 0 | 0 | 0
515 | Lighting-Interior | LED | Warehouse | Turnover | LED Linear - Lamp Replacement | 0.0065537 | 0.0046812 |  | 39.01 | 1 | 0.71429 | 5952.381 | 12 |  | 5.59 | 852.9559 | Per Fixture | GS | 1.4643 | 1.391 | 1.4253 | 1.4319 | 1.4238 | 1.3901 | 1.2504 | 1.3782 | 1.4309 | 1.4735 | 1.4117 | 1.4938 | CwaTgs515 | CwaT | gs | 515 | [32 empty] | 0 | 0 | 0
515 | Lighting-Interior | LED | Warehouse | New | LED Linear - Lamp Replacement | 0.0065537 | 0.0046812 |  | 39.01 | 1 | 0.71429 | 5952.381 | 12 |  | 5.59 | 852.9559 | Per Fixture | GS | 1.4643 | 1.391 | 1.4253 | 1.4319 | 1.4238 | 1.3901 | 1.2504 | 1.3782 | 1.4309 | 1.4735 | 1.4117 | 1.4938 | CwaNgs515 | CwaN | gs | 515 | [32 empty] | 0 | 0 | 0
516 | Lighting-Interior | Misc | Assembly | New | Efficient New Construction Lighting | 1.2359 | 0.59943 |  | 7400.39 | 1 | 0.48503 | 5988.024 | 15 |  | 14494.05 | 11727.8574 | Per Premise | GS | 0.57723 | 0.60437 | 0.83705 | 1.097 | 1.2026 | 1.2026 | 1.289 | 1.2891 | 1.2453 | 1.1192 | 0.77553 | 0.85362 | CasNgs516 | CasN | gs | 516 | [32 empty] | 0 | 0 | 0
516 | Lighting-Interior | Misc | College and University | New | Efficient New Construction Lighting | 1.2295 | 0.95392 |  | 10599.16 | 1 | 0.77586 | 8620.6897 | 15 |  | 22680.84 | 18447.1678 | Per Premise | GS | 0.57723 | 0.60437 | 0.83705 | 1.097 | 1.2026 | 1.2026 | 1.289 | 1.2891 | 1.2453 | 1.1192 | 0.77553 | 0.85362 | CcoNgs516 | CcoN | gs | 516 | [32 empty] | 0 | 0 | 0
516 | Lighting-Interior | Misc | Data Center | New | Efficient New Construction Lighting | 5.2748 | 5.8763 |  | 46270.45 | 1 | 1.114 | 8771.9298 | 15 |  | 97172.91 | 18421.9939 | Per Premise | GS | 0.57723 | 0.60437 | 0.83705 | 1.097 | 1.2026 | 1.2026 | 1.289 | 1.2891 | 1.2453 | 1.1192 | 0.77553 | 0.85362 | CdaNgs516 | CdaN | gs | 516 | [32 empty] | 0 | 0 | 0
516 | Lighting-Interior | Misc | Grocery | New | Efficient New Construction Lighting | 0.49667 | 0.22204 |  | 2921.58 | 1 | 0.44706 | 5882.3529 | 15 |  | 2476.59 | 4986.4034 | Per Premise | GS | 0.57723 | 0.60437 | 0.83705 | 1.097 | 1.2026 | 1.2026 | 1.289 | 1.2891 | 1.2453 | 1.1192 | 0.77553 | 0.85362 | CgrNgs516 | CgrN | gs | 516 | [32 empty] | 0 | 0 | 0
516 | Lighting-Interior | Misc | Healthcare | New | Efficient New Construction Lighting | 0.59145 | 0.48824 |  | 3969.45 | 1 | 0.8255 | 6711.4094 | 15 |  | 8863.83 | 14986.6586 | Per Premise | GS | 0.57723 | 0.60437 | 0.83705 | 1.097 | 1.2026 | 1.2026 | 1.289 | 1.2891 | 1.2453 | 1.1192 | 0.77553 | 0.85362 | CheNgs516 | CheN | gs | 516 | [32 empty] | 0 | 0 | 0
516 | Lighting-Interior | Misc | Hospitals | New | Efficient New Construction Lighting | 19.738 | 15.314 |  | 170155.34 | 1 | 0.77586 | 8620.6897 | 15 |  | 175344.99 | 8883.6162 | Per Premise | GS | 0.57723 | 0.60437 | 0.83705 | 1.097 | 1.2026 | 1.2026 | 1.289 | 1.2891 | 1.2453 | 1.1192 | 0.77553 | 0.85362 | ChoNgs516 | ChoN | gs | 516 | [32 empty] | 0 | 0 | 0
516 | Lighting-Interior | Misc | Institutional | New | Efficient New Construction Lighting | 0.63986 | 0.87143 |  | 6093.94 | 1 | 1.3619 | 9523.8095 | 15 |  | 11576.64 | 18092.3531 | Per Premise | GS | 0.57723 | 0.60437 | 0.83705 | 1.097 | 1.2026 | 1.2026 | 1.289 | 1.2891 | 1.2453 | 1.1192 | 0.77553 | 0.85362 | CinNgs516 | CinN | gs | 516 | [32 empty] | 0 | 0 | 0
516 | Lighting-Interior | Misc | Lodging/Hospitality | New | Efficient New Construction Lighting | 1.94 | 2.7444 |  | 23658.5 | 1 | 1.4146 | 12195.122 | 15 |  | 40391.76 | 20820.527 | Per Premise | GS | 0.57723 | 0.60437 | 0.83705 | 1.097 | 1.2026 | 1.2026 | 1.289 | 1.2891 | 1.2453 | 1.1192 | 0.77553 | 0.85362 | CloNgs516 | CloN | gs | 516 | [32 empty] | 0 | 0 | 0
516 | Lighting-Interior | Misc | Miscellaneous | New | Efficient New Construction Lighting | 2.1367 | 2.3804 |  | 18743.01 | 1 | 1.114 | 8771.9298 | 15 |  | 31438.65 | 14713.6256 | Per Premise | GS | 0.57723 | 0.60437 | 0.83705 | 1.097 | 1.2026 | 1.2026 | 1.289 | 1.2891 | 1.2453 | 1.1192 | 0.77553 | 0.85362 | CmiNgs516 | CmiN | gs | 516 | [32 empty] | 0 | 0 | 0
516 | Lighting-Interior | Misc | Offices | New | Efficient New Construction Lighting | 0.89548 | 0.9976 |  | 7855.1 | 1 | 1.114 | 8771.9298 | 15 |  | 16483.32 | 18407.2165 | Per Premise | GS | 0.57723 | 0.60437 | 0.83705 | 1.097 | 1.2026 | 1.2026 | 1.289 | 1.2891 | 1.2453 | 1.1192 | 0.77553 | 0.85362 | CofNgs516 | CofN | gs | 516 | [32 empty] | 0 | 0 | 0
516 | Lighting-Interior | Misc | Restaurants | New | Efficient New Construction Lighting | 0.53333 | 0.30933 |  | 3555.53 | 1 | 0.58 | 6666.6667 | 15 |  | 4640.7 | 8701.375 | Per Premise | GS | 0.57723 | 0.60437 | 0.83705 | 1.097 | 1.2026 | 1.2026 | 1.289 | 1.2891 | 1.2453 | 1.1192 | 0.77553 | 0.85362 | CreNgs516 | CreN | gs | 516 | [32 empty] | 0 | 0 | 0
516 | Lighting-Interior | Misc | Retail | New | Efficient New Construction Lighting | 2.2863 | 1.0615 |  | 13608.67 | 1 | 0.46429 | 5952.381 | 15 |  | 21700.62 | 9491.7694 | Per Premise | GS | 0.57723 | 0.60437 | 0.83705 | 1.097 | 1.2026 | 1.2026 | 1.289 | 1.2891 | 1.2453 | 1.1192 | 0.77553 | 0.85362 | CrtNgs516 | CrtN | gs | 516 | [32 empty] | 0 | 0 | 0
516 | Lighting-Interior | Misc | Schools K-12 | New | Efficient New Construction Lighting | 1.1843 | 1.3296 |  | 11172.85 | 1 | 1.1226 | 9433.9623 | 15 |  | 30796.02 | 26003.078 | Per Premise | GS | 0.57723 | 0.60437 | 0.83705 | 1.097 | 1.2026 | 1.2026 | 1.289 | 1.2891 | 1.2453 | 1.1192 | 0.77553 | 0.85362 | CscNgs516 | CscN | gs | 516 | [32 empty] | 0 | 0 | 0
516 | Lighting-Interior | Misc | Warehouse | New | Efficient New Construction Lighting | 0.87403 | 0.6243 |  | 5202.54 | 1 | 0.71429 | 5952.381 | 15 |  | 18415.86 | 21070.1339 | Per Premise | GS | 0.57723 | 0.60437 | 0.83705 | 1.097 | 1.2026 | 1.2026 | 1.289 | 1.2891 | 1.2453 | 1.1192 | 0.77553 | 0.85362 | CwaNgs516 | CwaN | gs | 516 | [32 empty] | 0 | 0 | 0
517 | Lighting-Interior | Misc | Assembly | Turnover | Light Tube | 0.05992 | 0.029063 |  | 358.8 | 1 | 0.48503 | 5988.024 | 10 |  | 772 | 12883.9311 | Per Lamp | GS | 1 | 1 | 1 | 1 | 1 | 1 | 1 | 1 | 1 | 1 | 1 | 1 | CasTgs517 | CasT | gs | 517 | [32 empty] | 13.9664 | 2.3287 | 1.1266
517 | Lighting-Interior | Misc | Assembly | New | Light Tube | 0.05992 | 0.029063 |  | 358.8 | 1 | 0.48503 | 5988.024 | 10 |  | 772 | 12883.9311 | Per Lamp | GS | 1 | 1 | 1 | 1 | 1 | 1 | 1 | 1 | 1 | 1 | 1 | 1 | CasNgs517 | CasN | gs | 517 | [32 empty] | 0.15404 | 0.025685 | 0.012426
517 | Lighting-Interior | Misc | College and University | Turnover | Light Tube | 0.03741 | 0.029025 |  | 322.5 | 1 | 0.77586 | 8620.6897 | 10 |  | 772 | 20636.1935 | Per Lamp | GS | 1 | 1 | 1 | 1 | 1 | 1 | 1 | 1 | 1 | 1 | 1 | 1 | CcoTgs517 | CcoT | gs | 517 | [32 empty] | 2.5701 | 0.29884 | 0.23184
517 | Lighting-Interior | Misc | College and University | New | Light Tube | 0.03741 | 0.029025 |  | 322.5 | 1 | 0.77586 | 8620.6897 | 10 |  | 772 | 20636.1935 | Per Lamp | GS | 1 | 1 | 1 | 1 | 1 | 1 | 1 | 1 | 1 | 1 | 1 | 1 | CcoNgs517 | CcoN | gs | 517 | [32 empty] | 0.028348 | 0.0032961 | 0.0025571
517 | Lighting-Interior | Misc | Data Center | Turnover | Light Tube | 0.040903 | 0.045568 |  | 358.8 | 1 | 1.114 | 8771.9298 | 10 |  | 772 | 18873.8289 | Per Lamp | GS | 1 | 1 | 1 | 1 | 1 | 1 | 1 | 1 | 1 | 1 | 1 | 1 | CdaTgs517 | CdaT | gs | 517 | [32 empty] | 0.1285 | 0.014664 | 0.016337
517 | Lighting-Interior | Misc | Data Center | New | Light Tube | 0.040903 | 0.045568 |  | 358.8 | 1 | 1.114 | 8771.9298 | 10 |  | 772 | 18873.8289 | Per Lamp | GS | 1 | 1 | 1 | 1 | 1 | 1 | 1 | 1 | 1 | 1 | 1 | 1 | CdaNgs517 | CdaN | gs | 517 | [32 empty] | 0.0014173 | 0.00016174 | 0.0001802
517 | Lighting-Interior | Misc | Grocery | Turnover | Light Tube | 0.060996 | 0.027269 |  | 358.8 | 1 | 0.44706 | 5882.3529 | 10 |  | 772 | 12656.5676 | Per Lamp | GS | 1 | 1 | 1 | 1 | 1 | 1 | 1 | 1 | 1 | 1 | 1 | 1 | CgrTgs517 | CgrT | gs | 517 | [32 empty] | 2.1811 | 0.36999 | 0.165
517 | Lighting-Interior | Misc | Grocery | New | Light Tube | 0.060996 | 0.027269 |  | 358.8 | 1 | 0.44706 | 5882.3529 | 10 |  | 772 | 12656.5676 | Per Lamp | GS | 1 | 1 | 1 | 1 | 1 | 1 | 1 | 1 | 1 | 1 | 1 | 1 | CgrNgs517 | CgrN | gs | 517 | [32 empty] | 0.023561 | 0.0039967 | 0.0017823
517 | Lighting-Interior | Misc | Healthcare | Turnover | Light Tube | 0.053461 | 0.044132 |  | 358.8 | 1 | 0.8255 | 6711.4094 | 10 |  | 772 | 14440.3792 | Per Lamp | GS | 1 | 1 | 1 | 1 | 1 | 1 | 1 | 1 | 1 | 1 | 1 | 1 | CheTgs517 | CheT | gs | 517 | [32 empty] | 4.0732 | 0.60746 | 0.50292
517 | Lighting-Interior | Misc | Healthcare | New | Light Tube | 0.053461 | 0.044132 |  | 358.8 | 1 | 0.8255 | 6711.4094 | 10 |  | 772 | 14440.3792 | Per Lamp | GS | 1 | 1 | 1 | 1 | 1 | 1 | 1 | 1 | 1 | 1 | 1 | 1 | CheNgs517 | CheN | gs | 517 | [32 empty] | 0.04389 | 0.0065455 | 0.0054191
517 | Lighting-Interior | Misc | Hospitals | Turnover | Light Tube | 0.041621 | 0.032292 |  | 358.8 | 1 | 0.77586 | 8620.6897 | 10 |  | 772 | 18548.4181 | Per Lamp | GS | 1 | 1 | 1 | 1 | 1 | 1 | 1 | 1 | 1 | 1 | 1 | 1 | ChoTgs517 | ChoT | gs | 517 | [32 empty] | 1.2395 | 0.14412 | 0.11181
517 | Lighting-Interior | Misc | Hospitals | New | Light Tube | 0.041621 | 0.032292 |  | 358.8 | 1 | 0.77586 | 8620.6897 | 10 |  | 772 | 18548.4181 | Per Lamp | GS | 1 | 1 | 1 | 1 | 1 | 1 | 1 | 1 | 1 | 1 | 1 | 1 | ChoNgs517 | ChoN | gs | 517 | [32 empty] | 0.013305 | 0.001547 | 0.0012002
517 | Lighting-Interior | Misc | Institutional | Turnover | Light Tube | 0.02835 | 0.03861 |  | 270 | 1 | 1.3619 | 9523.8095 | 10 |  | 772 | 27231.0406 | Per Lamp | GS | 1 | 1 | 1 | 1 | 1 | 1 | 1 | 1 | 1 | 1 | 1 | 1 | CinTgs517 | CinT | gs | 517 | [32 empty] | 4.7862 | 0.50166 | 0.68607
517 | Lighting-Interior | Misc | Institutional | New | Light Tube | 0.02835 | 0.03861 |  | 270 | 1 | 1.3619 | 9523.8095 | 10 |  | 772 | 27231.0406 | Per Lamp | GS | 1 | 1 | 1 | 1 | 1 | 1 | 1 | 1 | 1 | 1 | 1 | 1 | CinNgs517 | CinN | gs | 517 | [32 empty] | 0.05279 | 0.0055331 | 0.0075671
517 | Lighting-Interior | Misc | Lodging/Hospitality | Turnover | Light Tube | 0.029422 | 0.041621 |  | 358.8 | 1 | 1.4146 | 12195.122 | 10 |  | 772 | 26239.2256 | Per Lamp | GS | 1 | 1 | 1 | 1 | 1 | 1 | 1 | 1 | 1 | 1 | 1 | 1 | CloTgs517 | CloT | gs | 517 | [32 empty] | 5.365 | 0.44212 | 0.62401
517 | Lighting-Interior | Misc | Lodging/Hospitality | New | Light Tube | 0.029422 | 0.041621 |  | 358.8 | 1 | 1.4146 | 12195.122 | 10 |  | 772 | 26239.2256 | Per Lamp | GS | 1 | 1 | 1 | 1 | 1 | 1 | 1 | 1 | 1 | 1 | 1 | 1 | CloNgs517 | CloN | gs | 517 | [32 empty] | 0.059175 | 0.0048764 | 0.0068826
517 | Lighting-Interior | Misc | Miscellaneous | Turnover | Light Tube | 0.038475 | 0.042862 |  | 337.5 | 1 | 1.114 | 8771.9298 | 10 |  | 772 | 20064.9773 | Per Lamp | GS | 1 | 1 | 1 | 1 | 1 | 1 | 1 | 1 | 1 | 1 | 1 | 1 | CmiTgs517 | CmiT | gs | 517 | [32 empty] | 22.1269 | 2.5251 | 2.8132
517 | Lighting-Interior | Misc | Miscellaneous | New | Light Tube | 0.038475 | 0.042862 |  | 337.5 | 1 | 1.114 | 8771.9298 | 10 |  | 772 | 20064.9773 | Per Lamp | GS | 1 | 1 | 1 | 1 | 1 | 1 | 1 | 1 | 1 | 1 | 1 | 1 | CmiNgs517 | CmiN | gs | 517 | [32 empty] | 0.24405 | 0.02785 | 0.031028
517 | Lighting-Interior | Misc | Offices | Turnover | Light Tube | 0.040903 | 0.045568 |  | 358.8 | 1 | 1.114 | 8771.9298 | 10 |  | 772 | 18873.8289 | Per Lamp | GS | 1 | 1 | 1 | 1 | 1 | 1 | 1 | 1 | 1 | 1 | 1 | 1 | CofTgs517 | CofT | gs | 517 | [32 empty] | 50.1388 | 5.7217 | 6.3745
517 | Lighting-Interior | Misc | Offices | New | Light Tube | 0.040903 | 0.045568 |  | 358.8 | 1 | 1.114 | 8771.9298 | 10 |  | 772 | 18873.8289 | Per Lamp | GS | 1 | 1 | 1 | 1 | 1 | 1 | 1 | 1 | 1 | 1 | 1 | 1 | CofNgs517 | CofN | gs | 517 | [32 empty] | 0.55301 | 0.063108 | 0.070309
517 | Lighting-Interior | Misc | Restaurants | Turnover | Light Tube | 0.05382 | 0.031216 |  | 358.8 | 1 | 0.58 | 6666.6667 | 10 |  | 772 | 14344.11 | Per Lamp | GS | 1 | 1 | 1 | 1 | 1 | 1 | 1 | 1 | 1 | 1 | 1 | 1 | CreTgs517 | CreT | gs | 517 | [32 empty] | 2.3646 | 0.35426 | 0.20625
517 | Lighting-Interior | Misc | Restaurants | New | Light Tube | 0.05382 | 0.031216 |  | 358.8 | 1 | 0.58 | 6666.6667 | 10 |  | 772 | 14344.11 | Per Lamp | GS | 1 | 1 | 1 | 1 | 1 | 1 | 1 | 1 | 1 | 1 | 1 | 1 | CreNgs517 | CreN | gs | 517 | [32 empty] | 0.025542 | 0.0038267 | 0.0022279
517 | Lighting-Interior | Misc | Retail | Turnover | Light Tube | 0.060278 | 0.027986 |  | 358.8 | 1 | 0.46429 | 5952.381 | 10 |  | 772 | 12807.2411 | Per Lamp | GS | 1 | 1 | 1 | 1 | 1 | 1 | 1 | 1 | 1 | 1 | 1 | 1 | CrtTgs517 | CrtT | gs | 517 | [32 empty] | 13.5021 | 2.271 | 1.0551
517 | Lighting-Interior | Misc | Retail | New | Light Tube | 0.060278 | 0.027986 |  | 358.8 | 1 | 0.46429 | 5952.381 | 10 |  | 772 | 12807.2411 | Per Lamp | GS | 1 | 1 | 1 | 1 | 1 | 1 | 1 | 1 | 1 | 1 | 1 | 1 | CrtNgs517 | CrtN | gs | 517 | [32 empty] | 0.18142 | 0.030514 | 0.014177
517 | Lighting-Interior | Misc | Schools K-12 | Turnover | Light Tube | 0.038033 | 0.042697 |  | 358.8 | 1 | 1.1226 | 9433.9623 | 10 |  | 772 | 20298.2689 | Per Lamp | GS | 1 | 1 | 1 | 1 | 1 | 1 | 1 | 1 | 1 | 1 | 1 | 1 | CscTgs517 | CscT | gs | 517 | [32 empty] | 2.8923 | 0.3069 | 0.34331
517 | Lighting-Interior | Misc | Schools K-12 | New | Light Tube | 0.038033 | 0.042697 |  | 358.8 | 1 | 1.1226 | 9433.9623 | 10 |  | 772 | 20298.2689 | Per Lamp | GS | 1 | 1 | 1 | 1 | 1 | 1 | 1 | 1 | 1 | 1 | 1 | 1 | CscNgs517 | CscN | gs | 517 | [32 empty] | 0.031902 | 0.003385 | 0.0037866
517 | Lighting-Interior | Misc | Warehouse | Turnover | Light Tube | 0.0378 | 0.027 |  | 225 | 1 | 0.71429 | 5952.381 | 10 |  | 772 | 20423.2804 | Per Lamp | GS | 1 | 1 | 1 | 1 | 1 | 1 | 1 | 1 | 1 | 1 | 1 | 1 | CwaTgs517 | CwaT | gs | 517 | [32 empty] | 5.0716 | 0.85361 | 0.60796
517 | Lighting-Interior | Misc | Warehouse | New | Light Tube | 0.0378 | 0.027 |  | 225 | 1 | 0.71429 | 5952.381 | 10 |  | 772 | 20423.2804 | Per Lamp | GS | 1 | 1 | 1 | 1 | 1 | 1 | 1 | 1 | 1 | 1 | 1 | 1 | CwaNgs517 | CwaN | gs | 517 | [32 empty] | 0.055938 | 0.0094151 | 0.0067056
601 | Motors | Belts | Assembly | Turnover | Efficient Motor Belts | 0.07444 | 0.032214 |  | 435.32 | 1 | 0.43275 | 5847.9532 | 4 |  | 391 | 5252.5721 | Per Unit | GS | 1 | 1 | 1 | 1 | 1 | 1 | 1 | 1 | 1 | 1 | 1 | 1 | CasTgs601 | CasT | gs | 601 | [32 empty] | 0 | 0 | 0
601 | Motors | Belts | Assembly | New | Efficient Motor Belts | 0.07444 | 0.032214 |  | 435.32 | 1 | 0.43275 | 5847.9532 | 4 |  | 391 | 5252.5721 | Per Unit | GS | 1 | 1 | 1 | 1 | 1 | 1 | 1 | 1 | 1 | 1 | 1 | 1 | CasNgs601 | CasN | gs | 601 | [32 empty] | 0 | 0 | 0
601 | Motors | Belts | College and University | Turnover | Efficient Motor Belts | 0.043967 | 0.044403 |  | 435.32 | 1 | 1.0099 | 9900.9901 | 4 |  | 391 | 8892.9687 | Per Unit | GS | 1 | 1 | 1 | 1 | 1 | 1 | 1 | 1 | 1 | 1 | 1 | 1 | CcoTgs601 | CcoT | gs | 601 | [32 empty] | 0 | 0 | 0
601 | Motors | Belts | College and University | New | Efficient Motor Belts | 0.043967 | 0.044403 |  | 435.32 | 1 | 1.0099 | 9900.9901 | 4 |  | 391 | 8892.9687 | Per Unit | GS | 1 | 1 | 1 | 1 | 1 | 1 | 1 | 1 | 1 | 1 | 1 | 1 | CcoNgs601 | CcoN | gs | 601 | [32 empty] | 0 | 0 | 0
601 | Motors | Belts | Data Center | Turnover | Efficient Motor Belts | 0.048321 | 0.051368 |  | 435.32 | 1 | 1.0631 | 9009.009 | 4 |  | 391 | 8091.8003 | Per Unit | GS | 1 | 1 | 1 | 1 | 1 | 1 | 1 | 1 | 1 | 1 | 1 | 1 | CdaTgs601 | CdaT | gs | 601 | [32 empty] | 0 | 0 | 0
601 | Motors | Belts | Data Center | New | Efficient Motor Belts | 0.048321 | 0.051368 |  | 435.32 | 1 | 1.0631 | 9009.009 | 4 |  | 391 | 8091.8003 | Per Unit | GS | 1 | 1 | 1 | 1 | 1 | 1 | 1 | 1 | 1 | 1 | 1 | 1 | CdaNgs601 | CdaN | gs | 601 | [32 empty] | 0 | 0 | 0
601 | Motors | Belts | Grocery | Turnover | Efficient Motor Belts | 0.058768 | 0.035261 |  | 435.32 | 1 | 0.6 | 7407.4074 | 4 |  | 391 | 6653.2581 | Per Unit | GS | 1 | 1 | 1 | 1 | 1 | 1 | 1 | 1 | 1 | 1 | 1 | 1 | CgrTgs601 | CgrT | gs | 601 | [32 empty] | 9.7849 | 1.3168 | 0.79407
601 | Motors | Belts | Grocery | New | Efficient Motor Belts | 0.058768 | 0.035261 |  | 435.32 | 1 | 0.6 | 7407.4074 | 4 |  | 391 | 6653.2581 | Per Unit | GS | 1 | 1 | 1 | 1 | 1 | 1 | 1 | 1 | 1 | 1 | 1 | 1 | CgrNgs601 | CgrN | gs | 601 | [32 empty] | 0.097132 | 0.013071 | 0.0078825
601 | Motors | Belts | Healthcare | Turnover | Efficient Motor Belts | 0.062686 | 0.064863 |  | 435.32 | 1 | 1.0347 | 6944.4444 | 4 |  | 391 | 6237.4294 | Per Unit | GS | 1 | 1 | 1 | 1 | 1 | 1 | 1 | 1 | 1 | 1 | 1 | 1 | CheTgs601 | CheT | gs | 601 | [32 empty] | 0 | 0 | 0
601 | Motors | Belts | Healthcare | New | Efficient Motor Belts | 0.062686 | 0.064863 |  | 435.32 | 1 | 1.0347 | 6944.4444 | 4 |  | 391 | 6237.4294 | Per Unit | GS | 1 | 1 | 1 | 1 | 1 | 1 | 1 | 1 | 1 | 1 | 1 | 1 | CheNgs601 | CheN | gs | 601 | [32 empty] | 0 | 0 | 0
601 | Motors | Belts | Hospitals | Turnover | Efficient Motor Belts | 0.043967 | 0.044403 |  | 435.32 | 1 | 1.0099 | 9900.9901 | 4 |  | 391 | 8892.9687 | Per Unit | GS | 1 | 1 | 1 | 1 | 1 | 1 | 1 | 1 | 1 | 1 | 1 | 1 | ChoTgs601 | ChoT | gs | 601 | [32 empty] | 0 | 0 | 0
601 | Motors | Belts | Hospitals | New | Efficient Motor Belts | 0.043967 | 0.044403 |  | 435.32 | 1 | 1.0099 | 9900.9901 | 4 |  | 391 | 8892.9687 | Per Unit | GS | 1 | 1 | 1 | 1 | 1 | 1 | 1 | 1 | 1 | 1 | 1 | 1 | ChoNgs601 | ChoN | gs | 601 | [32 empty] | 0 | 0 | 0
601 | Motors | Belts | Institutional | Turnover | Efficient Motor Belts | 0.048321 | 0.052238 |  | 435.32 | 1 | 1.0811 | 9009.009 | 4 |  | 391 | 8091.8003 | Per Unit | GS | 1 | 1 | 1 | 1 | 1 | 1 | 1 | 1 | 1 | 1 | 1 | 1 | CinTgs601 | CinT | gs | 601 | [32 empty] | 0 | 0 | 0
601 | Motors | Belts | Institutional | New | Efficient Motor Belts | 0.048321 | 0.052238 |  | 435.32 | 1 | 1.0811 | 9009.009 | 4 |  | 391 | 8091.8003 | Per Unit | GS | 1 | 1 | 1 | 1 | 1 | 1 | 1 | 1 | 1 | 1 | 1 | 1 | CinNgs601 | CinN | gs | 601 | [32 empty] | 0 | 0 | 0
601 | Motors | Belts | Lodging/Hospitality | Turnover | Efficient Motor Belts | 0.046579 | 0.054415 |  | 435.32 | 1 | 1.1682 | 9345.7944 | 4 |  | 391 | 8394.2975 | Per Unit | GS | 1 | 1 | 1 | 1 | 1 | 1 | 1 | 1 | 1 | 1 | 1 | 1 | CloTgs601 | CloT | gs | 601 | [32 empty] | 0 | 0 | 0
601 | Motors | Belts | Lodging/Hospitality | New | Efficient Motor Belts | 0.046579 | 0.054415 |  | 435.32 | 1 | 1.1682 | 9345.7944 | 4 |  | 391 | 8394.2975 | Per Unit | GS | 1 | 1 | 1 | 1 | 1 | 1 | 1 | 1 | 1 | 1 | 1 | 1 | CloNgs601 | CloN | gs | 601 | [32 empty] | 0 | 0 | 0
601 | Motors | Belts | Miscellaneous | Turnover | Efficient Motor Belts | 0.048321 | 0.051368 |  | 435.32 | 1 | 1.0631 | 9009.009 | 4 |  | 391 | 8091.8003 | Per Unit | GS | 1 | 1 | 1 | 1 | 1 | 1 | 1 | 1 | 1 | 1 | 1 | 1 | CmiTgs601 | CmiT | gs | 601 | [32 empty] | 0 | 0 | 0
601 | Motors | Belts | Miscellaneous | New | Efficient Motor Belts | 0.048321 | 0.051368 |  | 435.32 | 1 | 1.0631 | 9009.009 | 4 |  | 391 | 8091.8003 | Per Unit | GS | 1 | 1 | 1 | 1 | 1 | 1 | 1 | 1 | 1 | 1 | 1 | 1 | CmiNgs601 | CmiN | gs | 601 | [32 empty] | 0 | 0 | 0
601 | Motors | Belts | Offices | Turnover | Efficient Motor Belts | 0.048321 | 0.051368 |  | 435.32 | 1 | 1.0631 | 9009.009 | 4 |  | 391 | 8091.8003 | Per Unit | GS | 1 | 1 | 1 | 1 | 1 | 1 | 1 | 1 | 1 | 1 | 1 | 1 | CofTgs601 | CofT | gs | 601 | [32 empty] | 0 | 0 | 0
601 | Motors | Belts | Offices | New | Efficient Motor Belts | 0.048321 | 0.051368 |  | 435.32 | 1 | 1.0631 | 9009.009 | 4 |  | 391 | 8091.8003 | Per Unit | GS | 1 | 1 | 1 | 1 | 1 | 1 | 1 | 1 | 1 | 1 | 1 | 1 | CofNgs601 | CofN | gs | 601 | [32 empty] | 0 | 0 | 0
601 | Motors | Belts | Restaurants | Turnover | Efficient Motor Belts | 0.058333 | 0.021766 |  | 435.32 | 1 | 0.37313 | 7462.6866 | 4 |  | 391 | 6702.9092 | Per Unit | GS | 1 | 1 | 1 | 1 | 1 | 1 | 1 | 1 | 1 | 1 | 1 | 1 | CreTgs601 | CreT | gs | 601 | [32 empty] | 0 | 0 | 0
601 | Motors | Belts | Restaurants | New | Efficient Motor Belts | 0.058333 | 0.021766 |  | 435.32 | 1 | 0.37313 | 7462.6866 | 4 |  | 391 | 6702.9092 | Per Unit | GS | 1 | 1 | 1 | 1 | 1 | 1 | 1 | 1 | 1 | 1 | 1 | 1 | CreNgs601 | CreN | gs | 601 | [32 empty] | 0 | 0 | 0
601 | Motors | Belts | Retail | Turnover | Efficient Motor Belts | 0.062251 | 0.03439 |  | 435.32 | 1 | 0.55245 | 6993.007 | 4 |  | 391 | 6281.0478 | Per Unit | GS | 1 | 1 | 1 | 1 | 1 | 1 | 1 | 1 | 1 | 1 | 1 | 1 | CrtTgs601 | CrtT | gs | 601 | [32 empty] | 0 | 0 | 0
601 | Motors | Belts | Retail | New | Efficient Motor Belts | 0.062251 | 0.03439 |  | 435.32 | 1 | 0.55245 | 6993.007 | 4 |  | 391 | 6281.0478 | Per Unit | GS | 1 | 1 | 1 | 1 | 1 | 1 | 1 | 1 | 1 | 1 | 1 | 1 | CrtNgs601 | CrtN | gs | 601 | [32 empty] | 0 | 0 | 0
601 | Motors | Belts | Schools K-12 | Turnover | Efficient Motor Belts | 0.044838 | 0.046579 |  | 435.32 | 1 | 1.0388 | 9708.7379 | 4 |  | 391 | 8720.2897 | Per Unit | GS | 1 | 1 | 1 | 1 | 1 | 1 | 1 | 1 | 1 | 1 | 1 | 1 | CscTgs601 | CscT | gs | 601 | [32 empty] | 0 | 0 | 0
601 | Motors | Belts | Schools K-12 | New | Efficient Motor Belts | 0.044838 | 0.046579 |  | 435.32 | 1 | 1.0388 | 9708.7379 | 4 |  | 391 | 8720.2897 | Per Unit | GS | 1 | 1 | 1 | 1 | 1 | 1 | 1 | 1 | 1 | 1 | 1 | 1 | CscNgs601 | CscN | gs | 601 | [32 empty] | 0 | 0 | 0
601 | Motors | Belts | Warehouse | Turnover | Efficient Motor Belts | 0.066604 | 0.048321 |  | 435.32 | 1 | 0.72549 | 6535.9477 | 4 |  | 391 | 5870.5218 | Per Unit | GS | 1 | 1 | 1 | 1 | 1 | 1 | 1 | 1 | 1 | 1 | 1 | 1 | CwaTgs601 | CwaT | gs | 601 | [32 empty] | 0 | 0 | 0
601 | Motors | Belts | Warehouse | New | Efficient Motor Belts | 0.066604 | 0.048321 |  | 435.32 | 1 | 0.72549 | 6535.9477 | 4 |  | 391 | 5870.5218 | Per Unit | GS | 1 | 1 | 1 | 1 | 1 | 1 | 1 | 1 | 1 | 1 | 1 | 1 | CwaNgs601 | CwaN | gs | 601 | [32 empty] | 0 | 0 | 0
602 | Motors | Controls | Assembly | Existing | CO Sensors for Parking Garage Exhaust | 0.28367 | 0.12276 |  | 1658.87 | 1 | 0.43275 | 5847.9532 | 5 |  | 852 | 3003.5242 | Per HP | GS | 1 | 1 | 1 | 1 | 1 | 1 | 1 | 1 | 1 | 1 | 1 | 1 | CasEgs602 | CasE | gs | 602 | [32 empty] | 0 | 0 | 0
602 | Motors | Controls | Assembly | New | CO Sensors for Parking Garage Exhaust | 0.28367 | 0.12276 |  | 1658.87 | 1 | 0.43275 | 5847.9532 | 5 |  | 852 | 3003.5242 | Per HP | GS | 1 | 1 | 1 | 1 | 1 | 1 | 1 | 1 | 1 | 1 | 1 | 1 | CasNgs602 | CasN | gs | 602 | [32 empty] | 0 | 0 | 0
602 | Motors | Controls | College and University | Existing | CO Sensors for Parking Garage Exhaust | 0.16755 | 0.1692 |  | 1658.87 | 1 | 1.0099 | 9900.9901 | 5 |  | 852 | 5085.1746 | Per HP | GS | 1 | 1 | 1 | 1 | 1 | 1 | 1 | 1 | 1 | 1 | 1 | 1 | CcoEgs602 | CcoE | gs | 602 | [32 empty] | 12.5321 | 1.2712 | 1.2734
602 | Motors | Controls | College and University | New | CO Sensors for Parking Garage Exhaust | 0.16755 | 0.1692 |  | 1658.87 | 1 | 1.0099 | 9900.9901 | 5 |  | 852 | 5085.1746 | Per HP | GS | 1 | 1 | 1 | 1 | 1 | 1 | 1 | 1 | 1 | 1 | 1 | 1 | CcoNgs602 | CcoN | gs | 602 | [32 empty] | 0.13314 | 0.013505 | 0.013529
602 | Motors | Controls | Data Center | Existing | CO Sensors for Parking Garage Exhaust | 0.18413 | 0.19575 |  | 1658.87 | 1 | 1.0631 | 9009.009 | 5 |  | 852 | 4627.0507 | Per HP | GS | 1 | 1 | 1 | 1 | 1 | 1 | 1 | 1 | 1 | 1 | 1 | 1 | CdaEgs602 | CdaE | gs | 602 | [32 empty] | 0 | 0 | 0
602 | Motors | Controls | Data Center | New | CO Sensors for Parking Garage Exhaust | 0.18413 | 0.19575 |  | 1658.87 | 1 | 1.0631 | 9009.009 | 5 |  | 852 | 4627.0507 | Per HP | GS | 1 | 1 | 1 | 1 | 1 | 1 | 1 | 1 | 1 | 1 | 1 | 1 | CdaNgs602 | CdaN | gs | 602 | [32 empty] | 0 | 0 | 0
602 | Motors | Controls | Grocery | Existing | CO Sensors for Parking Garage Exhaust | 0.22395 | 0.13437 |  | 1658.87 | 1 | 0.6 | 7407.4074 | 5 |  | 852 | 3804.4639 | Per HP | GS | 1 | 1 | 1 | 1 | 1 | 1 | 1 | 1 | 1 | 1 | 1 | 1 | CgrEgs602 | CgrE | gs | 602 | [32 empty] | 0 | 0 | 0
602 | Motors | Controls | Grocery | New | CO Sensors for Parking Garage Exhaust | 0.22395 | 0.13437 |  | 1658.87 | 1 | 0.6 | 7407.4074 | 5 |  | 852 | 3804.4639 | Per HP | GS | 1 | 1 | 1 | 1 | 1 | 1 | 1 | 1 | 1 | 1 | 1 | 1 | CgrNgs602 | CgrN | gs | 602 | [32 empty] | 0 | 0 | 0
602 | Motors | Controls | Healthcare | Existing | CO Sensors for Parking Garage Exhaust | 0.23888 | 0.24717 |  | 1658.87 | 1 | 1.0347 | 6944.4444 | 5 |  | 852 | 3566.685 | Per HP | GS | 1 | 1 | 1 | 1 | 1 | 1 | 1 | 1 | 1 | 1 | 1 | 1 | CheEgs602 | CheE | gs | 602 | [32 empty] | 0 | 0 | 0
602 | Motors | Controls | Healthcare | New | CO Sensors for Parking Garage Exhaust | 0.23888 | 0.24717 |  | 1658.87 | 1 | 1.0347 | 6944.4444 | 5 |  | 852 | 3566.685 | Per HP | GS | 1 | 1 | 1 | 1 | 1 | 1 | 1 | 1 | 1 | 1 | 1 | 1 | CheNgs602 | CheN | gs | 602 | [32 empty] | 0 | 0 | 0
602 | Motors | Controls | Hospitals | Existing | CO Sensors for Parking Garage Exhaust | 0.16755 | 0.1692 |  | 1658.87 | 1 | 1.0099 | 9900.9901 | 5 |  | 852 | 5085.1746 | Per HP | GS | 1 | 1 | 1 | 1 | 1 | 1 | 1 | 1 | 1 | 1 | 1 | 1 | ChoEgs602 | ChoE | gs | 602 | [32 empty] | 10.9774 | 1.1135 | 1.1154
602 | Motors | Controls | Hospitals | New | CO Sensors for Parking Garage Exhaust | 0.16755 | 0.1692 |  | 1658.87 | 1 | 1.0099 | 9900.9901 | 5 |  | 852 | 5085.1746 | Per HP | GS | 1 | 1 | 1 | 1 | 1 | 1 | 1 | 1 | 1 | 1 | 1 | 1 | ChoNgs602 | ChoN | gs | 602 | [32 empty] | 0.11663 | 0.01183 | 0.01185
602 | Motors | Controls | Institutional | Existing | CO Sensors for Parking Garage Exhaust | 0.18413 | 0.19906 |  | 1658.87 | 1 | 1.0811 | 9009.009 | 5 |  | 852 | 4627.0507 | Per HP | GS | 1 | 1 | 1 | 1 | 1 | 1 | 1 | 1 | 1 | 1 | 1 | 1 | CinEgs602 | CinE | gs | 602 | [32 empty] | 15.1855 | 1.6824 | 1.8264
602 | Motors | Controls | Institutional | New | CO Sensors for Parking Garage Exhaust | 0.18413 | 0.19906 |  | 1658.87 | 1 | 1.0811 | 9009.009 | 5 |  | 852 | 4627.0507 | Per HP | GS | 1 | 1 | 1 | 1 | 1 | 1 | 1 | 1 | 1 | 1 | 1 | 1 | CinNgs602 | CinN | gs | 602 | [32 empty] | 0.16638 | 0.018433 | 0.02001
602 | Motors | Controls | Lodging/Hospitality | Existing | CO Sensors for Parking Garage Exhaust | 0.1775 | 0.20736 |  | 1658.87 | 1 | 1.1682 | 9345.7944 | 5 |  | 852 | 4800.0246 | Per HP | GS | 1 | 1 | 1 | 1 | 1 | 1 | 1 | 1 | 1 | 1 | 1 | 1 | CloEgs602 | CloE | gs | 602 | [32 empty] | 0 | 0 | 0
602 | Motors | Controls | Lodging/Hospitality | New | CO Sensors for Parking Garage Exhaust | 0.1775 | 0.20736 |  | 1658.87 | 1 | 1.1682 | 9345.7944 | 5 |  | 852 | 4800.0246 | Per HP | GS | 1 | 1 | 1 | 1 | 1 | 1 | 1 | 1 | 1 | 1 | 1 | 1 | CloNgs602 | CloN | gs | 602 | [32 empty] | 0 | 0 | 0
602 | Motors | Controls | Miscellaneous | Existing | CO Sensors for Parking Garage Exhaust | 0.18413 | 0.19575 |  | 1658.87 | 1 | 1.0631 | 9009.009 | 5 |  | 852 | 4627.0507 | Per HP | GS | 1 | 1 | 1 | 1 | 1 | 1 | 1 | 1 | 1 | 1 | 1 | 1 | CmiEgs602 | CmiE | gs | 602 | [32 empty] | 0 | 0 | 0
602 | Motors | Controls | Miscellaneous | New | CO Sensors for Parking Garage Exhaust | 0.18413 | 0.19575 |  | 1658.87 | 1 | 1.0631 | 9009.009 | 5 |  | 852 | 4627.0507 | Per HP | GS | 1 | 1 | 1 | 1 | 1 | 1 | 1 | 1 | 1 | 1 | 1 | 1 | CmiNgs602 | CmiN | gs | 602 | [32 empty] | 0 | 0 | 0
602 | Motors | Controls | Offices | Existing | CO Sensors for Parking Garage Exhaust | 0.18413 | 0.19575 |  | 1658.87 | 1 | 1.0631 | 9009.009 | 5 |  | 852 | 4627.0507 | Per HP | GS | 1 | 1 | 1 | 1 | 1 | 1 | 1 | 1 | 1 | 1 | 1 | 1 | CofEgs602 | CofE | gs | 602 | [32 empty] | 305.9622 | 34.0302 | 36.0431
602 | Motors | Controls | Offices | New | CO Sensors for Parking Garage Exhaust | 0.18413 | 0.19575 |  | 1658.87 | 1 | 1.0631 | 9009.009 | 5 |  | 852 | 4627.0507 | Per HP | GS | 1 | 1 | 1 | 1 | 1 | 1 | 1 | 1 | 1 | 1 | 1 | 1 | CofNgs602 | CofN | gs | 602 | [32 empty] | 3.3522 | 0.37284 | 0.3949
602 | Motors | Controls | Restaurants | Existing | CO Sensors for Parking Garage Exhaust | 0.22229 | 0.082944 |  | 1658.87 | 1 | 0.37313 | 7462.6866 | 5 |  | 852 | 3832.8555 | Per HP | GS | 1 | 1 | 1 | 1 | 1 | 1 | 1 | 1 | 1 | 1 | 1 | 1 | CreEgs602 | CreE | gs | 602 | [32 empty] | 0 | 0 | 0
602 | Motors | Controls | Restaurants | New | CO Sensors for Parking Garage Exhaust | 0.22229 | 0.082944 |  | 1658.87 | 1 | 0.37313 | 7462.6866 | 5 |  | 852 | 3832.8555 | Per HP | GS | 1 | 1 | 1 | 1 | 1 | 1 | 1 | 1 | 1 | 1 | 1 | 1 | CreNgs602 | CreN | gs | 602 | [32 empty] | 0 | 0 | 0
602 | Motors | Controls | Retail | Existing | CO Sensors for Parking Garage Exhaust | 0.23722 | 0.13105 |  | 1658.87 | 1 | 0.55245 | 6993.007 | 5 |  | 852 | 3591.6268 | Per HP | GS | 1 | 1 | 1 | 1 | 1 | 1 | 1 | 1 | 1 | 1 | 1 | 1 | CrtEgs602 | CrtE | gs | 602 | [32 empty] | 0 | 0 | 0
602 | Motors | Controls | Retail | New | CO Sensors for Parking Garage Exhaust | 0.23722 | 0.13105 |  | 1658.87 | 1 | 0.55245 | 6993.007 | 5 |  | 852 | 3591.6268 | Per HP | GS | 1 | 1 | 1 | 1 | 1 | 1 | 1 | 1 | 1 | 1 | 1 | 1 | CrtNgs602 | CrtN | gs | 602 | [32 empty] | 0 | 0 | 0
602 | Motors | Controls | Schools K-12 | Existing | CO Sensors for Parking Garage Exhaust | 0.17086 | 0.1775 |  | 1658.87 | 1 | 1.0388 | 9708.7379 | 5 |  | 852 | 4986.4333 | Per HP | GS | 1 | 1 | 1 | 1 | 1 | 1 | 1 | 1 | 1 | 1 | 1 | 1 | CscEgs602 | CscE | gs | 602 | [32 empty] | 0 | 0 | 0
602 | Motors | Controls | Schools K-12 | New | CO Sensors for Parking Garage Exhaust | 0.17086 | 0.1775 |  | 1658.87 | 1 | 1.0388 | 9708.7379 | 5 |  | 852 | 4986.4333 | Per HP | GS | 1 | 1 | 1 | 1 | 1 | 1 | 1 | 1 | 1 | 1 | 1 | 1 | CscNgs602 | CscN | gs | 602 | [32 empty] | 0 | 0 | 0
602 | Motors | Controls | Warehouse | Existing | CO Sensors for Parking Garage Exhaust | 0.25381 | 0.18413 |  | 1658.87 | 1 | 0.72549 | 6535.9477 | 5 |  | 852 | 3356.88 | Per HP | GS | 1 | 1 | 1 | 1 | 1 | 1 | 1 | 1 | 1 | 1 | 1 | 1 | CwaEgs602 | CwaE | gs | 602 | [32 empty] | 0 | 0 | 0
602 | Motors | Controls | Warehouse | New | CO Sensors for Parking Garage Exhaust | 0.25381 | 0.18413 |  | 1658.87 | 1 | 0.72549 | 6535.9477 | 5 |  | 852 | 3356.88 | Per HP | GS | 1 | 1 | 1 | 1 | 1 | 1 | 1 | 1 | 1 | 1 | 1 | 1 | CwaNgs602 | CwaN | gs | 602 | [32 empty] | 0 | 0 | 0
603 | Motors | Controls | Assembly | Existing | Escalator Motor Efficiency Controller | 1.9238 | 0.8325 |  | 11250 | 1 | 0.43275 | 5847.9532 | 15 |  | 3147 | 1635.8674 | Per Unit | GS | 1 | 1 | 1 | 1 | 1 | 1 | 1 | 1 | 1 | 1 | 1 | 1 | CasEgs603 | CasE | gs | 603 | [32 empty] | 1.8688 | 0.31923 | 0.13782
603 | Motors | Controls | Assembly | New | Escalator Motor Efficiency Controller | 1.9238 | 0.8325 |  | 11250 | 1 | 0.43275 | 5847.9532 | 15 |  | 3147 | 1635.8674 | Per Unit | GS | 1 | 1 | 1 | 1 | 1 | 1 | 1 | 1 | 1 | 1 | 1 | 1 | CasNgs603 | CasN | gs | 603 | [32 empty] | 0.022019 | 0.0037613 | 0.0016239
603 | Motors | Controls | College and University | Existing | Escalator Motor Efficiency Controller | 1.1362 | 1.1475 |  | 11250 | 1 | 1.0099 | 9900.9901 | 15 |  | 3147 | 2769.637 | Per Unit | GS | 1 | 1 | 1 | 1 | 1 | 1 | 1 | 1 | 1 | 1 | 1 | 1 | CcoEgs603 | CcoE | gs | 603 | [32 empty] | 0.55802 | 0.056601 | 0.0567
603 | Motors | Controls | College and University | New | Escalator Motor Efficiency Controller | 1.1362 | 1.1475 |  | 11250 | 1 | 1.0099 | 9900.9901 | 15 |  | 3147 | 2769.637 | Per Unit | GS | 1 | 1 | 1 | 1 | 1 | 1 | 1 | 1 | 1 | 1 | 1 | 1 | CcoNgs603 | CcoN | gs | 603 | [32 empty] | 0.0065748 | 0.0006669 | 0.00066806
603 | Motors | Controls | Data Center | Existing | Escalator Motor Efficiency Controller | 1.2488 | 1.3275 |  | 11250 | 1 | 1.0631 | 9009.009 | 15 |  | 3147 | 2520.1201 | Per Unit | GS | 1 | 1 | 1 | 1 | 1 | 1 | 1 | 1 | 1 | 1 | 1 | 1 | CdaEgs603 | CdaE | gs | 603 | [32 empty] | 0.029036 | 0.0032295 | 0.0034205
603 | Motors | Controls | Data Center | New | Escalator Motor Efficiency Controller | 1.2488 | 1.3275 |  | 11250 | 1 | 1.0631 | 9009.009 | 15 |  | 3147 | 2520.1201 | Per Unit | GS | 1 | 1 | 1 | 1 | 1 | 1 | 1 | 1 | 1 | 1 | 1 | 1 | CdaNgs603 | CdaN | gs | 603 | [32 empty] | 0.00034211 | 3.8051e-05 | 4.0302e-05
603 | Motors | Controls | Grocery | Existing | Escalator Motor Efficiency Controller | 1.5188 | 0.91125 |  | 11250 | 1 | 0.6 | 7407.4074 | 15 |  | 3147 | 2072.0988 | Per Unit | GS | 1 | 1 | 1 | 1 | 1 | 1 | 1 | 1 | 1 | 1 | 1 | 1 | CgrEgs603 | CgrE | gs | 603 | [32 empty] | 0 | 0 | 0
603 | Motors | Controls | Grocery | New | Escalator Motor Efficiency Controller | 1.5188 | 0.91125 |  | 11250 | 1 | 0.6 | 7407.4074 | 15 |  | 3147 | 2072.0988 | Per Unit | GS | 1 | 1 | 1 | 1 | 1 | 1 | 1 | 1 | 1 | 1 | 1 | 1 | CgrNgs603 | CgrN | gs | 603 | [32 empty] | 0 | 0 | 0
603 | Motors | Controls | Healthcare | Existing | Escalator Motor Efficiency Controller | 1.62 | 1.6763 |  | 11250 | 1 | 1.0347 | 6944.4444 | 15 |  | 3147 | 1942.5926 | Per Unit | GS | 1 | 1 | 1 | 1 | 1 | 1 | 1 | 1 | 1 | 1 | 1 | 1 | CheEgs603 | CheE | gs | 603 | [32 empty] | 0.39419 | 0.056706 | 0.058777
603 | Motors | Controls | Healthcare | New | Escalator Motor Efficiency Controller | 1.62 | 1.6763 |  | 11250 | 1 | 1.0347 | 6944.4444 | 15 |  | 3147 | 1942.5926 | Per Unit | GS | 1 | 1 | 1 | 1 | 1 | 1 | 1 | 1 | 1 | 1 | 1 | 1 | CheNgs603 | CheN | gs | 603 | [32 empty] | 0.0046445 | 0.00066814 | 0.00069254
603 | Motors | Controls | Hospitals | Existing | Escalator Motor Efficiency Controller | 1.1362 | 1.1475 |  | 11250 | 1 | 1.0099 | 9900.9901 | 15 |  | 3147 | 2769.637 | Per Unit | GS | 1 | 1 | 1 | 1 | 1 | 1 | 1 | 1 | 1 | 1 | 1 | 1 | ChoEgs603 | ChoE | gs | 603 | [32 empty] | 1.0148 | 0.10293 | 0.10311
603 | Motors | Controls | Hospitals | New | Escalator Motor Efficiency Controller | 1.1362 | 1.1475 |  | 11250 | 1 | 1.0099 | 9900.9901 | 15 |  | 3147 | 2769.637 | Per Unit | GS | 1 | 1 | 1 | 1 | 1 | 1 | 1 | 1 | 1 | 1 | 1 | 1 | ChoNgs603 | ChoN | gs | 603 | [32 empty] | 0.011957 | 0.0012128 | 0.0012149
603 | Motors | Controls | Institutional | Existing | Escalator Motor Efficiency Controller | 1.2488 | 1.35 |  | 11250 | 1 | 1.0811 | 9009.009 | 15 |  | 3147 | 2520.1201 | Per Unit | GS | 1 | 1 | 1 | 1 | 1 | 1 | 1 | 1 | 1 | 1 | 1 | 1 | CinEgs603 | CinE | gs | 603 | [32 empty] | 0.26884 | 0.029785 | 0.032333
603 | Motors | Controls | Institutional | New | Escalator Motor Efficiency Controller | 1.2488 | 1.35 |  | 11250 | 1 | 1.0811 | 9009.009 | 15 |  | 3147 | 2520.1201 | Per Unit | GS | 1 | 1 | 1 | 1 | 1 | 1 | 1 | 1 | 1 | 1 | 1 | 1 | CinNgs603 | CinN | gs | 603 | [32 empty] | 0.0031676 | 0.00035094 | 0.00038097
603 | Motors | Controls | Lodging/Hospitality | Existing | Escalator Motor Efficiency Controller | 1.2038 | 1.4062 |  | 11250 | 1 | 1.1682 | 9345.7944 | 15 |  | 3147 | 2614.3302 | Per Unit | GS | 1 | 1 | 1 | 1 | 1 | 1 | 1 | 1 | 1 | 1 | 1 | 1 | CloEgs603 | CloE | gs | 603 | [32 empty] | 2.7085 | 0.29001 | 0.33724
603 | Motors | Controls | Lodging/Hospitality | New | Escalator Motor Efficiency Controller | 1.2038 | 1.4062 |  | 11250 | 1 | 1.1682 | 9345.7944 | 15 |  | 3147 | 2614.3302 | Per Unit | GS | 1 | 1 | 1 | 1 | 1 | 1 | 1 | 1 | 1 | 1 | 1 | 1 | CloNgs603 | CloN | gs | 603 | [32 empty] | 0.031913 | 0.0034171 | 0.0039735
603 | Motors | Controls | Miscellaneous | Existing | Escalator Motor Efficiency Controller | 1.2488 | 1.3275 |  | 11250 | 1 | 1.0631 | 9009.009 | 15 |  | 3147 | 2520.1201 | Per Unit | GS | 1 | 1 | 1 | 1 | 1 | 1 | 1 | 1 | 1 | 1 | 1 | 1 | CmiEgs603 | CmiE | gs | 603 | [32 empty] | 0 | 0 | 0
603 | Motors | Controls | Miscellaneous | New | Escalator Motor Efficiency Controller | 1.2488 | 1.3275 |  | 11250 | 1 | 1.0631 | 9009.009 | 15 |  | 3147 | 2520.1201 | Per Unit | GS | 1 | 1 | 1 | 1 | 1 | 1 | 1 | 1 | 1 | 1 | 1 | 1 | CmiNgs603 | CmiN | gs | 603 | [32 empty] | 0 | 0 | 0
603 | Motors | Controls | Offices | Existing | Escalator Motor Efficiency Controller | 1.2488 | 1.3275 |  | 11250 | 1 | 1.0631 | 9009.009 | 15 |  | 3147 | 2520.1201 | Per Unit | GS | 1 | 1 | 1 | 1 | 1 | 1 | 1 | 1 | 1 | 1 | 1 | 1 | CofEgs603 | CofE | gs | 603 | [32 empty] | 6.8509 | 0.76199 | 0.80706
603 | Motors | Controls | Offices | New | Escalator Motor Efficiency Controller | 1.2488 | 1.3275 |  | 11250 | 1 | 1.0631 | 9009.009 | 15 |  | 3147 | 2520.1201 | Per Unit | GS | 1 | 1 | 1 | 1 | 1 | 1 | 1 | 1 | 1 | 1 | 1 | 1 | CofNgs603 | CofN | gs | 603 | [32 empty] | 0.080721 | 0.0089781 | 0.0095091
603 | Motors | Controls | Restaurants | Existing | Escalator Motor Efficiency Controller | 1.5075 | 0.5625 |  | 11250 | 1 | 0.37313 | 7462.6866 | 15 |  | 3147 | 2087.5622 | Per Unit | GS | 1 | 1 | 1 | 1 | 1 | 1 | 1 | 1 | 1 | 1 | 1 | 1 | CreEgs603 | CreE | gs | 603 | [32 empty] | 0.0094965 | 0.0012719 | 0.00047635
603 | Motors | Controls | Restaurants | New | Escalator Motor Efficiency Controller | 1.5075 | 0.5625 |  | 11250 | 1 | 0.37313 | 7462.6866 | 15 |  | 3147 | 2087.5622 | Per Unit | GS | 1 | 1 | 1 | 1 | 1 | 1 | 1 | 1 | 1 | 1 | 1 | 1 | CreNgs603 | CreN | gs | 603 | [32 empty] | 0.00052216 | 6.9935e-05 | 2.6192e-05
603 | Motors | Controls | Retail | Existing | Escalator Motor Efficiency Controller | 1.6087 | 0.88875 |  | 11250 | 1 | 0.55245 | 6993.007 | 15 |  | 3147 | 1956.1772 | Per Unit | GS | 1 | 1 | 1 | 1 | 1 | 1 | 1 | 1 | 1 | 1 | 1 | 1 | CrtEgs603 | CrtE | gs | 603 | [32 empty] | 0.025046 | 0.0035924 | 0.0019872
603 | Motors | Controls | Retail | New | Escalator Motor Efficiency Controller | 1.6087 | 0.88875 |  | 11250 | 1 | 0.55245 | 6993.007 | 15 |  | 3147 | 1956.1772 | Per Unit | GS | 1 | 1 | 1 | 1 | 1 | 1 | 1 | 1 | 1 | 1 | 1 | 1 | CrtNgs603 | CrtN | gs | 603 | [32 empty] | 0.0013772 | 0.00019753 | 0.00010927
603 | Motors | Controls | Schools K-12 | Existing | Escalator Motor Efficiency Controller | 1.1587 | 1.2038 |  | 11250 | 1 | 1.0388 | 9708.7379 | 15 |  | 3147 | 2715.8576 | Per Unit | GS | 1 | 1 | 1 | 1 | 1 | 1 | 1 | 1 | 1 | 1 | 1 | 1 | CscEgs603 | CscE | gs | 603 | [32 empty] | 0.30147 | 0.031082 | 0.032384
603 | Motors | Controls | Schools K-12 | New | Escalator Motor Efficiency Controller | 1.1587 | 1.2038 |  | 11250 | 1 | 1.0388 | 9708.7379 | 15 |  | 3147 | 2715.8576 | Per Unit | GS | 1 | 1 | 1 | 1 | 1 | 1 | 1 | 1 | 1 | 1 | 1 | 1 | CscNgs603 | CscN | gs | 603 | [32 empty] | 0.0035521 | 0.00036622 | 0.00038156
603 | Motors | Controls | Warehouse | Existing | Escalator Motor Efficiency Controller | 1.7212 | 1.2488 |  | 11250 | 1 | 0.72549 | 6535.9477 | 15 |  | 3147 | 1828.3224 | Per Unit | GS | 1 | 1 | 1 | 1 | 1 | 1 | 1 | 1 | 1 | 1 | 1 | 1 | CwaEgs603 | CwaE | gs | 603 | [32 empty] | 0.064007 | 0.0097655 | 0.0070966
603 | Motors | Controls | Warehouse | New | Escalator Motor Efficiency Controller | 1.7212 | 1.2488 |  | 11250 | 1 | 0.72549 | 6535.9477 | 15 |  | 3147 | 1828.3224 | Per Unit | GS | 1 | 1 | 1 | 1 | 1 | 1 | 1 | 1 | 1 | 1 | 1 | 1 | CwaNgs603 | CwaN | gs | 603 | [32 empty] | 0.0035194 | 0.00053695 | 0.0003902
604 | Motors | Fans | Assembly | Turnover | 1.5HP Open Drip-Proof(ODP) Motor | 0.0017551 | 0.0017551 |  | 15.13 | 1 | 1 | 8620.6897 | 15 |  | 429 | 244433.3022 | Per Unit | GS | 1 | 1 | 1 | 1 | 1 | 1 | 1 | 1 | 1 | 1 | 1 | 1 | CasTgs604 | CasT | gs | 604 | [32 empty] | 0.98292 | 0.11359 | 0.11403
604 | Motors | Fans | Assembly | New | 1.5HP Open Drip-Proof(ODP) Motor | 0.0017551 | 0.0017551 |  | 15.13 | 1 | 1 | 8620.6897 | 15 |  | 429 | 244433.3022 | Per Unit | GS | 1 | 1 | 1 | 1 | 1 | 1 | 1 | 1 | 1 | 1 | 1 | 1 | CasNgs604 | CasN | gs | 604 | [32 empty] | 0.0071585 | 0.00082728 | 0.00083046
604 | Motors | Fans | College and University | Turnover | 1.5HP Open Drip-Proof(ODP) Motor | 0.0017551 | 0.0017551 |  | 15.13 | 1 | 1 | 8620.6897 | 15 |  | 429 | 244433.3022 | Per Unit | GS | 1 | 1 | 1 | 1 | 1 | 1 | 1 | 1 | 1 | 1 | 1 | 1 | CcoTgs604 | CcoT | gs | 604 | [32 empty] | 0.36861 | 0.042599 | 0.042763
604 | Motors | Fans | College and University | New | 1.5HP Open Drip-Proof(ODP) Motor | 0.0017551 | 0.0017551 |  | 15.13 | 1 | 1 | 8620.6897 | 15 |  | 429 | 244433.3022 | Per Unit | GS | 1 | 1 | 1 | 1 | 1 | 1 | 1 | 1 | 1 | 1 | 1 | 1 | CcoNgs604 | CcoN | gs | 604 | [32 empty] | 0.0030809 | 0.00035605 | 0.00035742
604 | Motors | Fans | Data Center | Turnover | 1.5HP Open Drip-Proof(ODP) Motor | 0.0027688 | 0.0019669 |  | 15.13 | 1 | 0.71038 | 5464.4809 | 15 |  | 429 | 154941.3282 | Per Unit | GS | 1 | 1 | 1 | 1 | 1 | 1 | 1 | 1 | 1 | 1 | 1 | 1 | CdaTgs604 | CdaT | gs | 604 | [32 empty] | 0.031284 | 0.0057245 | 0.0040572
604 | Motors | Fans | Data Center | New | 1.5HP Open Drip-Proof(ODP) Motor | 0.0027688 | 0.0019669 |  | 15.13 | 1 | 0.71038 | 5464.4809 | 15 |  | 429 | 154941.3282 | Per Unit | GS | 1 | 1 | 1 | 1 | 1 | 1 | 1 | 1 | 1 | 1 | 1 | 1 | CdaNgs604 | CdaN | gs | 604 | [32 empty] | 0.00028334 | 5.1847e-05 | 3.6746e-05
604 | Motors | Fans | Grocery | Turnover | 1.5HP Open Drip-Proof(ODP) Motor | 0.0026629 | 0.0014222 |  | 15.13 | 1 | 0.53409 | 5681.8182 | 15 |  | 429 | 161103.7673 | Per Unit | GS | 1 | 1 | 1 | 1 | 1 | 1 | 1 | 1 | 1 | 1 | 1 | 1 | CgrTgs604 | CgrT | gs | 604 | [32 empty] | 1.0233 | 0.18048 | 0.096421
604 | Motors | Fans | Grocery | New | 1.5HP Open Drip-Proof(ODP) Motor | 0.0026629 | 0.0014222 |  | 15.13 | 1 | 0.53409 | 5681.8182 | 15 |  | 429 | 161103.7673 | Per Unit | GS | 1 | 1 | 1 | 1 | 1 | 1 | 1 | 1 | 1 | 1 | 1 | 1 | CgrNgs604 | CgrN | gs | 604 | [32 empty] | 0.00779 | 0.0013739 | 0.00073402
604 | Motors | Fans | Healthcare | Turnover | 1.5HP Open Drip-Proof(ODP) Motor | 0.0022241 | 0.0019518 |  | 15.13 | 1 | 0.87755 | 6802.7211 | 15 |  | 429 | 192886.1432 | Per Unit | GS | 1 | 1 | 1 | 1 | 1 | 1 | 1 | 1 | 1 | 1 | 1 | 1 | CheTgs604 | CheT | gs | 604 | [32 empty] | 1.9423 | 0.28499 | 0.25148
604 | Motors | Fans | Healthcare | New | 1.5HP Open Drip-Proof(ODP) Motor | 0.0022241 | 0.0019518 |  | 15.13 | 1 | 0.87755 | 6802.7211 | 15 |  | 429 | 192886.1432 | Per Unit | GS | 1 | 1 | 1 | 1 | 1 | 1 | 1 | 1 | 1 | 1 | 1 | 1 | CheNgs604 | CheN | gs | 604 | [32 empty] | 0.017322 | 0.0025416 | 0.0022428
604 | Motors | Fans | Hospitals | Turnover | 1.5HP Open Drip-Proof(ODP) Motor | 0.0017551 | 0.0017551 |  | 15.13 | 1 | 1 | 8620.6897 | 15 |  | 429 | 244433.3022 | Per Unit | GS | 1 | 1 | 1 | 1 | 1 | 1 | 1 | 1 | 1 | 1 | 1 | 1 | ChoTgs604 | ChoT | gs | 604 | [32 empty] | 1.2586 | 0.14545 | 0.14601
604 | Motors | Fans | Hospitals | New | 1.5HP Open Drip-Proof(ODP) Motor | 0.0017551 | 0.0017551 |  | 15.13 | 1 | 1 | 8620.6897 | 15 |  | 429 | 244433.3022 | Per Unit | GS | 1 | 1 | 1 | 1 | 1 | 1 | 1 | 1 | 1 | 1 | 1 | 1 | ChoNgs604 | ChoN | gs | 604 | [32 empty] | 0.01064 | 0.0012297 | 0.0012344
604 | Motors | Fans | Institutional | Turnover | 1.5HP Open Drip-Proof(ODP) Motor | 0.0024813 | 0.0019366 |  | 15.13 | 1 | 0.78049 | 6097.561 | 15 |  | 429 | 172891.8479 | Per Unit | GS | 1 | 1 | 1 | 1 | 1 | 1 | 1 | 1 | 1 | 1 | 1 | 1 | CinTgs604 | CinT | gs | 604 | [32 empty] | 0.51335 | 0.084196 | 0.065634
604 | Motors | Fans | Institutional | New | 1.5HP Open Drip-Proof(ODP) Motor | 0.0024813 | 0.0019366 |  | 15.13 | 1 | 0.78049 | 6097.561 | 15 |  | 429 | 172891.8479 | Per Unit | GS | 1 | 1 | 1 | 1 | 1 | 1 | 1 | 1 | 1 | 1 | 1 | 1 | CinNgs604 | CinN | gs | 604 | [32 empty] | 0.003517 | 0.00057683 | 0.00044966
604 | Motors | Fans | Lodging/Hospitality | Turnover | 1.5HP Open Drip-Proof(ODP) Motor | 0.0020274 | 0.0016643 |  | 15.13 | 1 | 0.8209 | 7462.6866 | 15 |  | 429 | 211598.978 | Per Unit | GS | 1 | 1 | 1 | 1 | 1 | 1 | 1 | 1 | 1 | 1 | 1 | 1 | CloTgs604 | CloT | gs | 604 | [32 empty] | 2.0424 | 0.27332 | 0.2255
604 | Motors | Fans | Lodging/Hospitality | New | 1.5HP Open Drip-Proof(ODP) Motor | 0.0020274 | 0.0016643 |  | 15.13 | 1 | 0.8209 | 7462.6866 | 15 |  | 429 | 211598.978 | Per Unit | GS | 1 | 1 | 1 | 1 | 1 | 1 | 1 | 1 | 1 | 1 | 1 | 1 | CloNgs604 | CloN | gs | 604 | [32 empty] | 0.018826 | 0.0025193 | 0.0020786
604 | Motors | Fans | Miscellaneous | Turnover | 1.5HP Open Drip-Proof(ODP) Motor | 0.0027688 | 0.0019669 |  | 15.13 | 1 | 0.71038 | 5464.4809 | 15 |  | 429 | 154941.3282 | Per Unit | GS | 1 | 1 | 1 | 1 | 1 | 1 | 1 | 1 | 1 | 1 | 1 | 1 | CmiTgs604 | CmiT | gs | 604 | [32 empty] | 1.8695 | 0.34209 | 0.24246
604 | Motors | Fans | Miscellaneous | New | 1.5HP Open Drip-Proof(ODP) Motor | 0.0027688 | 0.0019669 |  | 15.13 | 1 | 0.71038 | 5464.4809 | 15 |  | 429 | 154941.3282 | Per Unit | GS | 1 | 1 | 1 | 1 | 1 | 1 | 1 | 1 | 1 | 1 | 1 | 1 | CmiNgs604 | CmiN | gs | 604 | [32 empty] | 0.013588 | 0.0024864 | 0.0017622
604 | Motors | Fans | Offices | Turnover | 1.5HP Open Drip-Proof(ODP) Motor | 0.0027688 | 0.0019669 |  | 15.13 | 1 | 0.71038 | 5464.4809 | 15 |  | 429 | 154941.3282 | Per Unit | GS | 1 | 1 | 1 | 1 | 1 | 1 | 1 | 1 | 1 | 1 | 1 | 1 | CofTgs604 | CofT | gs | 604 | [32 empty] | 16.707 | 3.0571 | 2.1667
604 | Motors | Fans | Offices | New | 1.5HP Open Drip-Proof(ODP) Motor | 0.0027688 | 0.0019669 |  | 15.13 | 1 | 0.71038 | 5464.4809 | 15 |  | 429 | 154941.3282 | Per Unit | GS | 1 | 1 | 1 | 1 | 1 | 1 | 1 | 1 | 1 | 1 | 1 | 1 | CofNgs604 | CofN | gs | 604 | [32 empty] | 0.16039 | 0.029349 | 0.020801
604 | Motors | Fans | Restaurants | Turnover | 1.5HP Open Drip-Proof(ODP) Motor | 0.0023149 | 0.0017702 |  | 15.13 | 1 | 0.76471 | 6535.9477 | 15 |  | 429 | 185321.9807 | Per Unit | GS | 1 | 1 | 1 | 1 | 1 | 1 | 1 | 1 | 1 | 1 | 1 | 1 | CreTgs604 | CreT | gs | 604 | [32 empty] | 1.5144 | 0.2311 | 0.1773
604 | Motors | Fans | Restaurants | New | 1.5HP Open Drip-Proof(ODP) Motor | 0.0023149 | 0.0017702 |  | 15.13 | 1 | 0.76471 | 6535.9477 | 15 |  | 429 | 185321.9807 | Per Unit | GS | 1 | 1 | 1 | 1 | 1 | 1 | 1 | 1 | 1 | 1 | 1 | 1 | CreNgs604 | CreN | gs | 604 | [32 empty] | 0.012591 | 0.0019214 | 0.0014741
604 | Motors | Fans | Retail | Turnover | 1.5HP Open Drip-Proof(ODP) Motor | 0.0017551 | 0.0017551 |  | 15.13 | 1 | 1 | 8620.6897 | 15 |  | 429 | 244433.3022 | Per Unit | GS | 1 | 1 | 1 | 1 | 1 | 1 | 1 | 1 | 1 | 1 | 1 | 1 | CrtTgs604 | CrtT | gs | 604 | [32 empty] | 3.6176 | 0.41807 | 0.41968
604 | Motors | Fans | Retail | New | 1.5HP Open Drip-Proof(ODP) Motor | 0.0017551 | 0.0017551 |  | 15.13 | 1 | 1 | 8620.6897 | 15 |  | 429 | 244433.3022 | Per Unit | GS | 1 | 1 | 1 | 1 | 1 | 1 | 1 | 1 | 1 | 1 | 1 | 1 | CrtNgs604 | CrtN | gs | 604 | [32 empty] | 0.034088 | 0.0039395 | 0.0039546
604 | Motors | Fans | Schools K-12 | Turnover | 1.5HP Open Drip-Proof(ODP) Motor | 0.0027688 | 0.0019669 |  | 15.13 | 1 | 0.71038 | 5464.4809 | 15 |  | 429 | 154941.3282 | Per Unit | GS | 1 | 1 | 1 | 1 | 1 | 1 | 1 | 1 | 1 | 1 | 1 | 1 | CscTgs604 | CscT | gs | 604 | [32 empty] | 0.37264 | 0.068188 | 0.048328
604 | Motors | Fans | Schools K-12 | New | 1.5HP Open Drip-Proof(ODP) Motor | 0.0027688 | 0.0019669 |  | 15.13 | 1 | 0.71038 | 5464.4809 | 15 |  | 429 | 154941.3282 | Per Unit | GS | 1 | 1 | 1 | 1 | 1 | 1 | 1 | 1 | 1 | 1 | 1 | 1 | CscNgs604 | CscN | gs | 604 | [32 empty] | 0.0032262 | 0.00059035 | 0.0004184
604 | Motors | Fans | Warehouse | Turnover | 1.5HP Open Drip-Proof(ODP) Motor | 0.0027688 | 0.0019669 |  | 15.13 | 1 | 0.71038 | 5464.4809 | 15 |  | 429 | 154941.3282 | Per Unit | GS | 1 | 1 | 1 | 1 | 1 | 1 | 1 | 1 | 1 | 1 | 1 | 1 | CwaTgs604 | CwaT | gs | 604 | [32 empty] | 0.2359 | 0.043167 | 0.030594
604 | Motors | Fans | Warehouse | New | 1.5HP Open Drip-Proof(ODP) Motor | 0.0027688 | 0.0019669 |  | 15.13 | 1 | 0.71038 | 5464.4809 | 15 |  | 429 | 154941.3282 | Per Unit | GS | 1 | 1 | 1 | 1 | 1 | 1 | 1 | 1 | 1 | 1 | 1 | 1 | CwaNgs604 | CwaN | gs | 604 | [32 empty] | 0.0012395 | 0.00022682 | 0.00016075
605 | Motors | Fans | Assembly | Turnover | 10HP Open Drip-Proof(ODP) Motor | 0.018064 | 0.018064 |  | 155.72 | 1 | 1 | 8620.6897 | 15 |  | 1035 | 57297.8024 | Per Unit | GS | 1 | 1 | 1 | 1 | 1 | 1 | 1 | 1 | 1 | 1 | 1 | 1 | CasTgs605 | CasT | gs | 605 | [32 empty] | 1.3069 | 0.15103 | 0.15161
605 | Motors | Fans | Assembly | New | 10HP Open Drip-Proof(ODP) Motor | 0.018064 | 0.018064 |  | 155.72 | 1 | 1 | 8620.6897 | 15 |  | 1035 | 57297.8024 | Per Unit | GS | 1 | 1 | 1 | 1 | 1 | 1 | 1 | 1 | 1 | 1 | 1 | 1 | CasNgs605 | CasN | gs | 605 | [32 empty] | 0.0095177 | 0.0010999 | 0.0011042
605 | Motors | Fans | College and University | Turnover | 10HP Open Drip-Proof(ODP) Motor | 0.018064 | 0.018064 |  | 155.72 | 1 | 1 | 8620.6897 | 15 |  | 1035 | 57297.8024 | Per Unit | GS | 1 | 1 | 1 | 1 | 1 | 1 | 1 | 1 | 1 | 1 | 1 | 1 | CcoTgs605 | CcoT | gs | 605 | [32 empty] | 0.49009 | 0.056638 | 0.056856
605 | Motors | Fans | College and University | New | 10HP Open Drip-Proof(ODP) Motor | 0.018064 | 0.018064 |  | 155.72 | 1 | 1 | 8620.6897 | 15 |  | 1035 | 57297.8024 | Per Unit | GS | 1 | 1 | 1 | 1 | 1 | 1 | 1 | 1 | 1 | 1 | 1 | 1 | CcoNgs605 | CcoN | gs | 605 | [32 empty] | 0.0040963 | 0.0004734 | 0.00047522
605 | Motors | Fans | Data Center | Turnover | 10HP Open Drip-Proof(ODP) Motor | 0.028497 | 0.020244 |  | 155.72 | 1 | 0.71038 | 5464.4809 | 15 |  | 1035 | 36319.9185 | Per Unit | GS | 1 | 1 | 1 | 1 | 1 | 1 | 1 | 1 | 1 | 1 | 1 | 1 | CdaTgs605 | CdaT | gs | 605 | [32 empty] | 0.041657 | 0.0076227 | 0.0054025
605 | Motors | Fans | Data Center | New | 10HP Open Drip-Proof(ODP) Motor | 0.028497 | 0.020244 |  | 155.72 | 1 | 0.71038 | 5464.4809 | 15 |  | 1035 | 36319.9185 | Per Unit | GS | 1 | 1 | 1 | 1 | 1 | 1 | 1 | 1 | 1 | 1 | 1 | 1 | CdaNgs605 | CdaN | gs | 605 | [32 empty] | 0.0003773 | 6.904e-05 | 4.8931e-05
605 | Motors | Fans | Grocery | Turnover | 10HP Open Drip-Proof(ODP) Motor | 0.027407 | 0.014638 |  | 155.72 | 1 | 0.53409 | 5681.8182 | 15 |  | 1035 | 37764.4607 | Per Unit | GS | 1 | 1 | 1 | 1 | 1 | 1 | 1 | 1 | 1 | 1 | 1 | 1 | CgrTgs605 | CgrT | gs | 605 | [32 empty] | 1.3605 | 0.23996 | 0.1282
605 | Motors | Fans | Grocery | New | 10HP Open Drip-Proof(ODP) Motor | 0.027407 | 0.014638 |  | 155.72 | 1 | 0.53409 | 5681.8182 | 15 |  | 1035 | 37764.4607 | Per Unit | GS | 1 | 1 | 1 | 1 | 1 | 1 | 1 | 1 | 1 | 1 | 1 | 1 | CgrNgs605 | CgrN | gs | 605 | [32 empty] | 0.010357 | 0.0018267 | 0.00097593
605 | Motors | Fans | Healthcare | Turnover | 10HP Open Drip-Proof(ODP) Motor | 0.022891 | 0.020088 |  | 155.72 | 1 | 0.87755 | 6802.7211 | 15 |  | 1035 | 45214.5924 | Per Unit | GS | 1 | 1 | 1 | 1 | 1 | 1 | 1 | 1 | 1 | 1 | 1 | 1 | CheTgs605 | CheT | gs | 605 | [32 empty] | 2.5824 | 0.37891 | 0.33436
605 | Motors | Fans | Healthcare | New | 10HP Open Drip-Proof(ODP) Motor | 0.022891 | 0.020088 |  | 155.72 | 1 | 0.87755 | 6802.7211 | 15 |  | 1035 | 45214.5924 | Per Unit | GS | 1 | 1 | 1 | 1 | 1 | 1 | 1 | 1 | 1 | 1 | 1 | 1 | CheNgs605 | CheN | gs | 605 | [32 empty] | 0.023031 | 0.0033793 | 0.0029819
605 | Motors | Fans | Hospitals | Turnover | 10HP Open Drip-Proof(ODP) Motor | 0.018064 | 0.018064 |  | 155.72 | 1 | 1 | 8620.6897 | 15 |  | 1035 | 57297.8024 | Per Unit | GS | 1 | 1 | 1 | 1 | 1 | 1 | 1 | 1 | 1 | 1 | 1 | 1 | ChoTgs605 | ChoT | gs | 605 | [32 empty] | 1.6733 | 0.19338 | 0.19413
605 | Motors | Fans | Hospitals | New | 10HP Open Drip-Proof(ODP) Motor | 0.018064 | 0.018064 |  | 155.72 | 1 | 1 | 8620.6897 | 15 |  | 1035 | 57297.8024 | Per Unit | GS | 1 | 1 | 1 | 1 | 1 | 1 | 1 | 1 | 1 | 1 | 1 | 1 | ChoNgs605 | ChoN | gs | 605 | [32 empty] | 0.014147 | 0.0016349 | 0.0016412
605 | Motors | Fans | Institutional | Turnover | 10HP Open Drip-Proof(ODP) Motor | 0.025538 | 0.019932 |  | 155.72 | 1 | 0.78049 | 6097.561 | 15 |  | 1035 | 40527.7139 | Per Unit | GS | 1 | 1 | 1 | 1 | 1 | 1 | 1 | 1 | 1 | 1 | 1 | 1 | CinTgs605 | CinT | gs | 605 | [32 empty] | 0.68358 | 0.11212 | 0.087398
605 | Motors | Fans | Institutional | New | 10HP Open Drip-Proof(ODP) Motor | 0.025538 | 0.019932 |  | 155.72 | 1 | 0.78049 | 6097.561 | 15 |  | 1035 | 40527.7139 | Per Unit | GS | 1 | 1 | 1 | 1 | 1 | 1 | 1 | 1 | 1 | 1 | 1 | 1 | CinNgs605 | CinN | gs | 605 | [32 empty] | 0.0046832 | 0.0007681 | 0.00059876
605 | Motors | Fans | Lodging/Hospitality | Turnover | 10HP Open Drip-Proof(ODP) Motor | 0.020866 | 0.017129 |  | 155.72 | 1 | 0.8209 | 7462.6866 | 15 |  | 1035 | 49601.0827 | Per Unit | GS | 1 | 1 | 1 | 1 | 1 | 1 | 1 | 1 | 1 | 1 | 1 | 1 | CloTgs605 | CloT | gs | 605 | [32 empty] | 2.7155 | 0.3634 | 0.29982
605 | Motors | Fans | Lodging/Hospitality | New | 10HP Open Drip-Proof(ODP) Motor | 0.020866 | 0.017129 |  | 155.72 | 1 | 0.8209 | 7462.6866 | 15 |  | 1035 | 49601.0827 | Per Unit | GS | 1 | 1 | 1 | 1 | 1 | 1 | 1 | 1 | 1 | 1 | 1 | 1 | CloNgs605 | CloN | gs | 605 | [32 empty] | 0.02503 | 0.0033496 | 0.0027636
605 | Motors | Fans | Miscellaneous | Turnover | 10HP Open Drip-Proof(ODP) Motor | 0.028497 | 0.020244 |  | 155.72 | 1 | 0.71038 | 5464.4809 | 15 |  | 1035 | 36319.9185 | Per Unit | GS | 1 | 1 | 1 | 1 | 1 | 1 | 1 | 1 | 1 | 1 | 1 | 1 | CmiTgs605 | CmiT | gs | 605 | [32 empty] | 2.4894 | 0.45553 | 0.32285
605 | Motors | Fans | Miscellaneous | New | 10HP Open Drip-Proof(ODP) Motor | 0.028497 | 0.020244 |  | 155.72 | 1 | 0.71038 | 5464.4809 | 15 |  | 1035 | 36319.9185 | Per Unit | GS | 1 | 1 | 1 | 1 | 1 | 1 | 1 | 1 | 1 | 1 | 1 | 1 | CmiNgs605 | CmiN | gs | 605 | [32 empty] | 0.018094 | 0.0033109 | 0.0023465
605 | Motors | Fans | Offices | Turnover | 10HP Open Drip-Proof(ODP) Motor | 0.028497 | 0.020244 |  | 155.72 | 1 | 0.71038 | 5464.4809 | 15 |  | 1035 | 36319.9185 | Per Unit | GS | 1 | 1 | 1 | 1 | 1 | 1 | 1 | 1 | 1 | 1 | 1 | 1 | CofTgs605 | CofT | gs | 605 | [32 empty] | 22.247 | 4.0709 | 2.8852
605 | Motors | Fans | Offices | New | 10HP Open Drip-Proof(ODP) Motor | 0.028497 | 0.020244 |  | 155.72 | 1 | 0.71038 | 5464.4809 | 15 |  | 1035 | 36319.9185 | Per Unit | GS | 1 | 1 | 1 | 1 | 1 | 1 | 1 | 1 | 1 | 1 | 1 | 1 | CofNgs605 | CofN | gs | 605 | [32 empty] | 0.21357 | 0.039081 | 0.027698
605 | Motors | Fans | Restaurants | Turnover | 10HP Open Drip-Proof(ODP) Motor | 0.023825 | 0.018219 |  | 155.72 | 1 | 0.76471 | 6535.9477 | 15 |  | 1035 | 43441.4711 | Per Unit | GS | 1 | 1 | 1 | 1 | 1 | 1 | 1 | 1 | 1 | 1 | 1 | 1 | CreTgs605 | CreT | gs | 605 | [32 empty] | 2.0135 | 0.30727 | 0.23573
605 | Motors | Fans | Restaurants | New | 10HP Open Drip-Proof(ODP) Motor | 0.023825 | 0.018219 |  | 155.72 | 1 | 0.76471 | 6535.9477 | 15 |  | 1035 | 43441.4711 | Per Unit | GS | 1 | 1 | 1 | 1 | 1 | 1 | 1 | 1 | 1 | 1 | 1 | 1 | CreNgs605 | CreN | gs | 605 | [32 empty] | 0.016741 | 0.0025547 | 0.0019599
605 | Motors | Fans | Retail | Turnover | 10HP Open Drip-Proof(ODP) Motor | 0.018064 | 0.018064 |  | 155.72 | 1 | 1 | 8620.6897 | 15 |  | 1035 | 57297.8024 | Per Unit | GS | 1 | 1 | 1 | 1 | 1 | 1 | 1 | 1 | 1 | 1 | 1 | 1 | CrtTgs605 | CrtT | gs | 605 | [32 empty] | 4.8098 | 0.55586 | 0.558
605 | Motors | Fans | Retail | New | 10HP Open Drip-Proof(ODP) Motor | 0.018064 | 0.018064 |  | 155.72 | 1 | 1 | 8620.6897 | 15 |  | 1035 | 57297.8024 | Per Unit | GS | 1 | 1 | 1 | 1 | 1 | 1 | 1 | 1 | 1 | 1 | 1 | 1 | CrtNgs605 | CrtN | gs | 605 | [32 empty] | 0.045323 | 0.0052378 | 0.0052579
605 | Motors | Fans | Schools K-12 | Turnover | 10HP Open Drip-Proof(ODP) Motor | 0.028497 | 0.020244 |  | 155.72 | 1 | 0.71038 | 5464.4809 | 15 |  | 1035 | 36319.9185 | Per Unit | GS | 1 | 1 | 1 | 1 | 1 | 1 | 1 | 1 | 1 | 1 | 1 | 1 | CscTgs605 | CscT | gs | 605 | [32 empty] | 0.49545 | 0.090661 | 0.064255
605 | Motors | Fans | Schools K-12 | New | 10HP Open Drip-Proof(ODP) Motor | 0.028497 | 0.020244 |  | 155.72 | 1 | 0.71038 | 5464.4809 | 15 |  | 1035 | 36319.9185 | Per Unit | GS | 1 | 1 | 1 | 1 | 1 | 1 | 1 | 1 | 1 | 1 | 1 | 1 | CscNgs605 | CscN | gs | 605 | [32 empty] | 0.0042895 | 0.00078491 | 0.0005563
605 | Motors | Fans | Warehouse | Turnover | 10HP Open Drip-Proof(ODP) Motor | 0.028497 | 0.020244 |  | 155.72 | 1 | 0.71038 | 5464.4809 | 15 |  | 1035 | 36319.9185 | Per Unit | GS | 1 | 1 | 1 | 1 | 1 | 1 | 1 | 1 | 1 | 1 | 1 | 1 | CwaTgs605 | CwaT | gs | 605 | [32 empty] | 0.31413 | 0.057481 | 0.040739
605 | Motors | Fans | Warehouse | New | 10HP Open Drip-Proof(ODP) Motor | 0.028497 | 0.020244 |  | 155.72 | 1 | 0.71038 | 5464.4809 | 15 |  | 1035 | 36319.9185 | Per Unit | GS | 1 | 1 | 1 | 1 | 1 | 1 | 1 | 1 | 1 | 1 | 1 | 1 | CwaNgs605 | CwaN | gs | 605 | [32 empty] | 0.0016505 | 0.00030203 | 0.00021406
606 | Motors | Fans | Assembly | Turnover | 20HP Open Drip-Proof (ODP) Motor | 0.02027 | 0.02027 |  | 174.74 | 1 | 1 | 8620.6897 | 15 |  | 1653 | 81549.731 | Per Unit | GS | 1 | 1 | 1 | 1 | 1 | 1 | 1 | 1 | 1 | 1 | 1 | 1 | CasTgs606 | CasT | gs | 606 | [32 empty] | 0.73337 | 0.084753 | 0.085079
606 | Motors | Fans | Assembly | New | 20HP Open Drip-Proof (ODP) Motor | 0.02027 | 0.02027 |  | 174.74 | 1 | 1 | 8620.6897 | 15 |  | 1653 | 81549.731 | Per Unit | GS | 1 | 1 | 1 | 1 | 1 | 1 | 1 | 1 | 1 | 1 | 1 | 1 | CasNgs606 | CasN | gs | 606 | [32 empty] | 0.005341 | 0.00061724 | 0.00061962
606 | Motors | Fans | College and University | Turnover | 20HP Open Drip-Proof (ODP) Motor | 0.02027 | 0.02027 |  | 174.74 | 1 | 1 | 8620.6897 | 15 |  | 1653 | 81549.731 | Per Unit | GS | 1 | 1 | 1 | 1 | 1 | 1 | 1 | 1 | 1 | 1 | 1 | 1 | CcoTgs606 | CcoT | gs | 606 | [32 empty] | 0.27502 | 0.031783 | 0.031906
606 | Motors | Fans | College and University | New | 20HP Open Drip-Proof (ODP) Motor | 0.02027 | 0.02027 |  | 174.74 | 1 | 1 | 8620.6897 | 15 |  | 1653 | 81549.731 | Per Unit | GS | 1 | 1 | 1 | 1 | 1 | 1 | 1 | 1 | 1 | 1 | 1 | 1 | CcoNgs606 | CcoN | gs | 606 | [32 empty] | 0.0022987 | 0.00026566 | 0.00026668
606 | Motors | Fans | Data Center | Turnover | 20HP Open Drip-Proof (ODP) Motor | 0.031977 | 0.022716 |  | 174.74 | 1 | 0.71038 | 5464.4809 | 15 |  | 1653 | 51692.7257 | Per Unit | GS | 1 | 1 | 1 | 1 | 1 | 1 | 1 | 1 | 1 | 1 | 1 | 1 | CdaTgs606 | CdaT | gs | 606 | [32 empty] | 0.023314 | 0.0042662 | 0.0030236
606 | Motors | Fans | Data Center | New | 20HP Open Drip-Proof (ODP) Motor | 0.031977 | 0.022716 |  | 174.74 | 1 | 0.71038 | 5464.4809 | 15 |  | 1653 | 51692.7257 | Per Unit | GS | 1 | 1 | 1 | 1 | 1 | 1 | 1 | 1 | 1 | 1 | 1 | 1 | CdaNgs606 | CdaN | gs | 606 | [32 empty] | 0.00021116 | 3.8639e-05 | 2.7385e-05
606 | Motors | Fans | Grocery | Turnover | 20HP Open Drip-Proof (ODP) Motor | 0.030754 | 0.016426 |  | 174.74 | 1 | 0.53409 | 5681.8182 | 15 |  | 1653 | 53748.6864 | Per Unit | GS | 1 | 1 | 1 | 1 | 1 | 1 | 1 | 1 | 1 | 1 | 1 | 1 | CgrTgs606 | CgrT | gs | 606 | [32 empty] | 0.76349 | 0.13466 | 0.071941
606 | Motors | Fans | Grocery | New | 20HP Open Drip-Proof (ODP) Motor | 0.030754 | 0.016426 |  | 174.74 | 1 | 0.53409 | 5681.8182 | 15 |  | 1653 | 53748.6864 | Per Unit | GS | 1 | 1 | 1 | 1 | 1 | 1 | 1 | 1 | 1 | 1 | 1 | 1 | CgrNgs606 | CgrN | gs | 606 | [32 empty] | 0.0058122 | 0.0010251 | 0.00054766
606 | Motors | Fans | Healthcare | Turnover | 20HP Open Drip-Proof (ODP) Motor | 0.025687 | 0.022541 |  | 174.74 | 1 | 0.87755 | 6802.7211 | 15 |  | 1653 | 64352.1687 | Per Unit | GS | 1 | 1 | 1 | 1 | 1 | 1 | 1 | 1 | 1 | 1 | 1 | 1 | CheTgs606 | CheT | gs | 606 | [32 empty] | 1.4492 | 0.21263 | 0.18763
606 | Motors | Fans | Healthcare | New | 20HP Open Drip-Proof (ODP) Motor | 0.025687 | 0.022541 |  | 174.74 | 1 | 0.87755 | 6802.7211 | 15 |  | 1653 | 64352.1687 | Per Unit | GS | 1 | 1 | 1 | 1 | 1 | 1 | 1 | 1 | 1 | 1 | 1 | 1 | CheNgs606 | CheN | gs | 606 | [32 empty] | 0.012924 | 0.0018963 | 0.0016733
606 | Motors | Fans | Hospitals | Turnover | 20HP Open Drip-Proof (ODP) Motor | 0.02027 | 0.02027 |  | 174.74 | 1 | 1 | 8620.6897 | 15 |  | 1653 | 81549.731 | Per Unit | GS | 1 | 1 | 1 | 1 | 1 | 1 | 1 | 1 | 1 | 1 | 1 | 1 | ChoTgs606 | ChoT | gs | 606 | [32 empty] | 0.93902 | 0.10852 | 0.10894
606 | Motors | Fans | Hospitals | New | 20HP Open Drip-Proof (ODP) Motor | 0.02027 | 0.02027 |  | 174.74 | 1 | 1 | 8620.6897 | 15 |  | 1653 | 81549.731 | Per Unit | GS | 1 | 1 | 1 | 1 | 1 | 1 | 1 | 1 | 1 | 1 | 1 | 1 | ChoNgs606 | ChoN | gs | 606 | [32 empty] | 0.0079388 | 0.00091746 | 0.00092099
606 | Motors | Fans | Institutional | Turnover | 20HP Open Drip-Proof (ODP) Motor | 0.028657 | 0.022367 |  | 174.74 | 1 | 0.78049 | 6097.561 | 15 |  | 1653 | 57681.5171 | Per Unit | GS | 1 | 1 | 1 | 1 | 1 | 1 | 1 | 1 | 1 | 1 | 1 | 1 | CinTgs606 | CinT | gs | 606 | [32 empty] | 0.38258 | 0.062748 | 0.048914
606 | Motors | Fans | Institutional | New | 20HP Open Drip-Proof (ODP) Motor | 0.028657 | 0.022367 |  | 174.74 | 1 | 0.78049 | 6097.561 | 15 |  | 1653 | 57681.5171 | Per Unit | GS | 1 | 1 | 1 | 1 | 1 | 1 | 1 | 1 | 1 | 1 | 1 | 1 | CinNgs606 | CinN | gs | 606 | [32 empty] | 0.002621 | 0.00042988 | 0.00033511
606 | Motors | Fans | Lodging/Hospitality | Turnover | 20HP Open Drip-Proof (ODP) Motor | 0.023415 | 0.019221 |  | 174.74 | 1 | 0.8209 | 7462.6866 | 15 |  | 1653 | 70595.2895 | Per Unit | GS | 1 | 1 | 1 | 1 | 1 | 1 | 1 | 1 | 1 | 1 | 1 | 1 | CloTgs606 | CloT | gs | 606 | [32 empty] | 1.5239 | 0.20393 | 0.16825
606 | Motors | Fans | Lodging/Hospitality | New | 20HP Open Drip-Proof (ODP) Motor | 0.023415 | 0.019221 |  | 174.74 | 1 | 0.8209 | 7462.6866 | 15 |  | 1653 | 70595.2895 | Per Unit | GS | 1 | 1 | 1 | 1 | 1 | 1 | 1 | 1 | 1 | 1 | 1 | 1 | CloNgs606 | CloN | gs | 606 | [32 empty] | 0.014046 | 0.0018797 | 0.0015508
606 | Motors | Fans | Miscellaneous | Turnover | 20HP Open Drip-Proof (ODP) Motor | 0.031977 | 0.022716 |  | 174.74 | 1 | 0.71038 | 5464.4809 | 15 |  | 1653 | 51692.7257 | Per Unit | GS | 1 | 1 | 1 | 1 | 1 | 1 | 1 | 1 | 1 | 1 | 1 | 1 | CmiTgs606 | CmiT | gs | 606 | [32 empty] | 1.3933 | 0.25495 | 0.18069
606 | Motors | Fans | Miscellaneous | New | 20HP Open Drip-Proof (ODP) Motor | 0.031977 | 0.022716 |  | 174.74 | 1 | 0.71038 | 5464.4809 | 15 |  | 1653 | 51692.7257 | Per Unit | GS | 1 | 1 | 1 | 1 | 1 | 1 | 1 | 1 | 1 | 1 | 1 | 1 | CmiNgs606 | CmiN | gs | 606 | [32 empty] | 0.010126 | 0.001853 | 0.0013133
606 | Motors | Fans | Offices | Turnover | 20HP Open Drip-Proof (ODP) Motor | 0.031977 | 0.022716 |  | 174.74 | 1 | 0.71038 | 5464.4809 | 15 |  | 1653 | 51692.7257 | Per Unit | GS | 1 | 1 | 1 | 1 | 1 | 1 | 1 | 1 | 1 | 1 | 1 | 1 | CofTgs606 | CofT | gs | 606 | [32 empty] | 12.451 | 2.2783 | 1.6148
606 | Motors | Fans | Offices | New | 20HP Open Drip-Proof (ODP) Motor | 0.031977 | 0.022716 |  | 174.74 | 1 | 0.71038 | 5464.4809 | 15 |  | 1653 | 51692.7257 | Per Unit | GS | 1 | 1 | 1 | 1 | 1 | 1 | 1 | 1 | 1 | 1 | 1 | 1 | CofNgs606 | CofN | gs | 606 | [32 empty] | 0.11953 | 0.021872 | 0.015502
606 | Motors | Fans | Restaurants | Turnover | 20HP Open Drip-Proof (ODP) Motor | 0.026735 | 0.020445 |  | 174.74 | 1 | 0.76471 | 6535.9477 | 15 |  | 1653 | 61828.5542 | Per Unit | GS | 1 | 1 | 1 | 1 | 1 | 1 | 1 | 1 | 1 | 1 | 1 | 1 | CreTgs606 | CreT | gs | 606 | [32 empty] | 1.1299 | 0.17243 | 0.13228
606 | Motors | Fans | Restaurants | New | 20HP Open Drip-Proof (ODP) Motor | 0.026735 | 0.020445 |  | 174.74 | 1 | 0.76471 | 6535.9477 | 15 |  | 1653 | 61828.5542 | Per Unit | GS | 1 | 1 | 1 | 1 | 1 | 1 | 1 | 1 | 1 | 1 | 1 | 1 | CreNgs606 | CreN | gs | 606 | [32 empty] | 0.0093944 | 0.0014336 | 0.0010998
606 | Motors | Fans | Retail | Turnover | 20HP Open Drip-Proof (ODP) Motor | 0.02027 | 0.02027 |  | 174.74 | 1 | 1 | 8620.6897 | 15 |  | 1653 | 81549.731 | Per Unit | GS | 1 | 1 | 1 | 1 | 1 | 1 | 1 | 1 | 1 | 1 | 1 | 1 | CrtTgs606 | CrtT | gs | 606 | [32 empty] | 2.6991 | 0.31193 | 0.31313
606 | Motors | Fans | Retail | New | 20HP Open Drip-Proof (ODP) Motor | 0.02027 | 0.02027 |  | 174.74 | 1 | 1 | 8620.6897 | 15 |  | 1653 | 81549.731 | Per Unit | GS | 1 | 1 | 1 | 1 | 1 | 1 | 1 | 1 | 1 | 1 | 1 | 1 | CrtNgs606 | CrtN | gs | 606 | [32 empty] | 0.025434 | 0.0029393 | 0.0029506
606 | Motors | Fans | Schools K-12 | Turnover | 20HP Open Drip-Proof (ODP) Motor | 0.031977 | 0.022716 |  | 174.74 | 1 | 0.71038 | 5464.4809 | 15 |  | 1653 | 51692.7257 | Per Unit | GS | 1 | 1 | 1 | 1 | 1 | 1 | 1 | 1 | 1 | 1 | 1 | 1 | CscTgs606 | CscT | gs | 606 | [32 empty] | 0.27803 | 0.050876 | 0.036058
606 | Motors | Fans | Schools K-12 | New | 20HP Open Drip-Proof (ODP) Motor | 0.031977 | 0.022716 |  | 174.74 | 1 | 0.71038 | 5464.4809 | 15 |  | 1653 | 51692.7257 | Per Unit | GS | 1 | 1 | 1 | 1 | 1 | 1 | 1 | 1 | 1 | 1 | 1 | 1 | CscNgs606 | CscN | gs | 606 | [32 empty] | 0.0024071 | 0.00044047 | 0.00031217
606 | Motors | Fans | Warehouse | Turnover | 20HP Open Drip-Proof (ODP) Motor | 0.031977 | 0.022716 |  | 174.74 | 1 | 0.71038 | 5464.4809 | 15 |  | 1653 | 51692.7257 | Per Unit | GS | 1 | 1 | 1 | 1 | 1 | 1 | 1 | 1 | 1 | 1 | 1 | 1 | CwaTgs606 | CwaT | gs | 606 | [32 empty] | 0.17581 | 0.03217 | 0.0228
606 | Motors | Fans | Warehouse | New | 20HP Open Drip-Proof (ODP) Motor | 0.031977 | 0.022716 |  | 174.74 | 1 | 0.71038 | 5464.4809 | 15 |  | 1653 | 51692.7257 | Per Unit | GS | 1 | 1 | 1 | 1 | 1 | 1 | 1 | 1 | 1 | 1 | 1 | 1 | CwaNgs606 | CwaN | gs | 606 | [32 empty] | 0.00092376 | 0.00016904 | 0.0001198
607 | Motors | Fans | Assembly | Turnover | High Speed Fans | 0.058993 | 0.058993 |  | 508.56 | 1 | 1 | 8620.6897 | 7 |  | 154 | 2610.481 | Per Unit | GS | 1 | 1 | 1 | 1 | 1 | 1 | 1 | 1 | 1 | 1 | 1 | 1 | CasTgs607 | CasT | gs | 607 | [32 empty] | 0 | 0 | 0
607 | Motors | Fans | Assembly | New | High Speed Fans | 0.058993 | 0.058993 |  | 508.56 | 1 | 1 | 8620.6897 | 7 |  | 154 | 2610.481 | Per Unit | GS | 1 | 1 | 1 | 1 | 1 | 1 | 1 | 1 | 1 | 1 | 1 | 1 | CasNgs607 | CasN | gs | 607 | [32 empty] | 0 | 0 | 0
607 | Motors | Fans | College and University | Turnover | High Speed Fans | 0.058993 | 0.058993 |  | 508.56 | 1 | 1 | 8620.6897 | 7 |  | 154 | 2610.481 | Per Unit | GS | 1 | 1 | 1 | 1 | 1 | 1 | 1 | 1 | 1 | 1 | 1 | 1 | CcoTgs607 | CcoT | gs | 607 | [32 empty] | 0 | 0 | 0
607 | Motors | Fans | College and University | New | High Speed Fans | 0.058993 | 0.058993 |  | 508.56 | 1 | 1 | 8620.6897 | 7 |  | 154 | 2610.481 | Per Unit | GS | 1 | 1 | 1 | 1 | 1 | 1 | 1 | 1 | 1 | 1 | 1 | 1 | CcoNgs607 | CcoN | gs | 607 | [32 empty] | 0 | 0 | 0
607 | Motors | Fans | Data Center | Turnover | High Speed Fans | 0.093066 | 0.066113 |  | 508.56 | 1 | 0.71038 | 5464.4809 | 7 |  | 154 | 1654.7311 | Per Unit | GS | 1 | 1 | 1 | 1 | 1 | 1 | 1 | 1 | 1 | 1 | 1 | 1 | CdaTgs607 | CdaT | gs | 607 | [32 empty] | 0 | 0 | 0
607 | Motors | Fans | Data Center | New | High Speed Fans | 0.093066 | 0.066113 |  | 508.56 | 1 | 0.71038 | 5464.4809 | 7 |  | 154 | 1654.7311 | Per Unit | GS | 1 | 1 | 1 | 1 | 1 | 1 | 1 | 1 | 1 | 1 | 1 | 1 | CdaNgs607 | CdaN | gs | 607 | [32 empty] | 0 | 0 | 0
607 | Motors | Fans | Grocery | Turnover | High Speed Fans | 0.089507 | 0.047805 |  | 508.56 | 1 | 0.53409 | 5681.8182 | 7 |  | 154 | 1720.5443 | Per Unit | GS | 1 | 1 | 1 | 1 | 1 | 1 | 1 | 1 | 1 | 1 | 1 | 1 | CgrTgs607 | CgrT | gs | 607 | [32 empty] | 2.4007 | 0.42341 | 0.22621
607 | Motors | Fans | Grocery | New | High Speed Fans | 0.089507 | 0.047805 |  | 508.56 | 1 | 0.53409 | 5681.8182 | 7 |  | 154 | 1720.5443 | Per Unit | GS | 1 | 1 | 1 | 1 | 1 | 1 | 1 | 1 | 1 | 1 | 1 | 1 | CgrNgs607 | CgrN | gs | 607 | [32 empty] | 0.018275 | 0.0032233 | 0.001722
607 | Motors | Fans | Healthcare | Turnover | High Speed Fans | 0.074758 | 0.065604 |  | 508.56 | 1 | 0.87755 | 6802.7211 | 7 |  | 154 | 2059.9714 | Per Unit | GS | 1 | 1 | 1 | 1 | 1 | 1 | 1 | 1 | 1 | 1 | 1 | 1 | CheTgs607 | CheT | gs | 607 | [32 empty] | 0 | 0 | 0
607 | Motors | Fans | Healthcare | New | High Speed Fans | 0.074758 | 0.065604 |  | 508.56 | 1 | 0.87755 | 6802.7211 | 7 |  | 154 | 2059.9714 | Per Unit | GS | 1 | 1 | 1 | 1 | 1 | 1 | 1 | 1 | 1 | 1 | 1 | 1 | CheNgs607 | CheN | gs | 607 | [32 empty] | 0 | 0 | 0
607 | Motors | Fans | Hospitals | Turnover | High Speed Fans | 0.058993 | 0.058993 |  | 508.56 | 1 | 1 | 8620.6897 | 7 |  | 154 | 2610.481 | Per Unit | GS | 1 | 1 | 1 | 1 | 1 | 1 | 1 | 1 | 1 | 1 | 1 | 1 | ChoTgs607 | ChoT | gs | 607 | [32 empty] | 0 | 0 | 0
607 | Motors | Fans | Hospitals | New | High Speed Fans | 0.058993 | 0.058993 |  | 508.56 | 1 | 1 | 8620.6897 | 7 |  | 154 | 2610.481 | Per Unit | GS | 1 | 1 | 1 | 1 | 1 | 1 | 1 | 1 | 1 | 1 | 1 | 1 | ChoNgs607 | ChoN | gs | 607 | [32 empty] | 0 | 0 | 0
607 | Motors | Fans | Institutional | Turnover | High Speed Fans | 0.083404 | 0.065096 |  | 508.56 | 1 | 0.78049 | 6097.561 | 7 |  | 154 | 1846.4378 | Per Unit | GS | 1 | 1 | 1 | 1 | 1 | 1 | 1 | 1 | 1 | 1 | 1 | 1 | CinTgs607 | CinT | gs | 607 | [32 empty] | 0 | 0 | 0
607 | Motors | Fans | Institutional | New | High Speed Fans | 0.083404 | 0.065096 |  | 508.56 | 1 | 0.78049 | 6097.561 | 7 |  | 154 | 1846.4378 | Per Unit | GS | 1 | 1 | 1 | 1 | 1 | 1 | 1 | 1 | 1 | 1 | 1 | 1 | CinNgs607 | CinN | gs | 607 | [32 empty] | 0 | 0 | 0
607 | Motors | Fans | Lodging/Hospitality | Turnover | High Speed Fans | 0.068147 | 0.055942 |  | 508.56 | 1 | 0.8209 | 7462.6866 | 7 |  | 154 | 2259.8194 | Per Unit | GS | 1 | 1 | 1 | 1 | 1 | 1 | 1 | 1 | 1 | 1 | 1 | 1 | CloTgs607 | CloT | gs | 607 | [32 empty] | 0 | 0 | 0
607 | Motors | Fans | Lodging/Hospitality | New | High Speed Fans | 0.068147 | 0.055942 |  | 508.56 | 1 | 0.8209 | 7462.6866 | 7 |  | 154 | 2259.8194 | Per Unit | GS | 1 | 1 | 1 | 1 | 1 | 1 | 1 | 1 | 1 | 1 | 1 | 1 | CloNgs607 | CloN | gs | 607 | [32 empty] | 0 | 0 | 0
607 | Motors | Fans | Miscellaneous | Turnover | High Speed Fans | 0.093066 | 0.066113 |  | 508.56 | 1 | 0.71038 | 5464.4809 | 7 |  | 154 | 1654.7311 | Per Unit | GS | 1 | 1 | 1 | 1 | 1 | 1 | 1 | 1 | 1 | 1 | 1 | 1 | CmiTgs607 | CmiT | gs | 607 | [32 empty] | 0 | 0 | 0
607 | Motors | Fans | Miscellaneous | New | High Speed Fans | 0.093066 | 0.066113 |  | 508.56 | 1 | 0.71038 | 5464.4809 | 7 |  | 154 | 1654.7311 | Per Unit | GS | 1 | 1 | 1 | 1 | 1 | 1 | 1 | 1 | 1 | 1 | 1 | 1 | CmiNgs607 | CmiN | gs | 607 | [32 empty] | 0 | 0 | 0
607 | Motors | Fans | Offices | Turnover | High Speed Fans | 0.093066 | 0.066113 |  | 508.56 | 1 | 0.71038 | 5464.4809 | 7 |  | 154 | 1654.7311 | Per Unit | GS | 1 | 1 | 1 | 1 | 1 | 1 | 1 | 1 | 1 | 1 | 1 | 1 | CofTgs607 | CofT | gs | 607 | [32 empty] | 0 | 0 | 0
607 | Motors | Fans | Offices | New | High Speed Fans | 0.093066 | 0.066113 |  | 508.56 | 1 | 0.71038 | 5464.4809 | 7 |  | 154 | 1654.7311 | Per Unit | GS | 1 | 1 | 1 | 1 | 1 | 1 | 1 | 1 | 1 | 1 | 1 | 1 | CofNgs607 | CofN | gs | 607 | [32 empty] | 0 | 0 | 0
607 | Motors | Fans | Restaurants | Turnover | High Speed Fans | 0.07781 | 0.059502 |  | 508.56 | 1 | 0.76471 | 6535.9477 | 7 |  | 154 | 1979.1882 | Per Unit | GS | 1 | 1 | 1 | 1 | 1 | 1 | 1 | 1 | 1 | 1 | 1 | 1 | CreTgs607 | CreT | gs | 607 | [32 empty] | 39.2988 | 5.997 | 4.6008
607 | Motors | Fans | Restaurants | New | High Speed Fans | 0.07781 | 0.059502 |  | 508.56 | 1 | 0.76471 | 6535.9477 | 7 |  | 154 | 1979.1882 | Per Unit | GS | 1 | 1 | 1 | 1 | 1 | 1 | 1 | 1 | 1 | 1 | 1 | 1 | CreNgs607 | CreN | gs | 607 | [32 empty] | 0.35514 | 0.054194 | 0.041576
607 | Motors | Fans | Retail | Turnover | High Speed Fans | 0.058993 | 0.058993 |  | 508.56 | 1 | 1 | 8620.6897 | 7 |  | 154 | 2610.481 | Per Unit | GS | 1 | 1 | 1 | 1 | 1 | 1 | 1 | 1 | 1 | 1 | 1 | 1 | CrtTgs607 | CrtT | gs | 607 | [32 empty] | 0 | 0 | 0
607 | Motors | Fans | Retail | New | High Speed Fans | 0.058993 | 0.058993 |  | 508.56 | 1 | 1 | 8620.6897 | 7 |  | 154 | 2610.481 | Per Unit | GS | 1 | 1 | 1 | 1 | 1 | 1 | 1 | 1 | 1 | 1 | 1 | 1 | CrtNgs607 | CrtN | gs | 607 | [32 empty] | 0 | 0 | 0
607 | Motors | Fans | Schools K-12 | Turnover | High Speed Fans | 0.093066 | 0.066113 |  | 508.56 | 1 | 0.71038 | 5464.4809 | 7 |  | 154 | 1654.7311 | Per Unit | GS | 1 | 1 | 1 | 1 | 1 | 1 | 1 | 1 | 1 | 1 | 1 | 1 | CscTgs607 | CscT | gs | 607 | [32 empty] | 0 | 0 | 0
607 | Motors | Fans | Schools K-12 | New | High Speed Fans | 0.093066 | 0.066113 |  | 508.56 | 1 | 0.71038 | 5464.4809 | 7 |  | 154 | 1654.7311 | Per Unit | GS | 1 | 1 | 1 | 1 | 1 | 1 | 1 | 1 | 1 | 1 | 1 | 1 | CscNgs607 | CscN | gs | 607 | [32 empty] | 0 | 0 | 0
607 | Motors | Fans | Warehouse | Turnover | High Speed Fans | 0.093066 | 0.066113 |  | 508.56 | 1 | 0.71038 | 5464.4809 | 7 |  | 154 | 1654.7311 | Per Unit | GS | 1 | 1 | 1 | 1 | 1 | 1 | 1 | 1 | 1 | 1 | 1 | 1 | CwaTgs607 | CwaT | gs | 607 | [32 empty] | 0 | 0 | 0
607 | Motors | Fans | Warehouse | New | High Speed Fans | 0.093066 | 0.066113 |  | 508.56 | 1 | 0.71038 | 5464.4809 | 7 |  | 154 | 1654.7311 | Per Unit | GS | 1 | 1 | 1 | 1 | 1 | 1 | 1 | 1 | 1 | 1 | 1 | 1 | CwaNgs607 | CwaN | gs | 607 | [32 empty] | 0 | 0 | 0
608 | Motors | Misc | Assembly | Turnover | Regenerative Drive Elevator Motor | 0.35305 | 0.15278 |  | 2064.63 | 1 | 0.43275 | 5847.9532 | 15 |  | 10000 | 28324.4611 | Per Motor | GS | 1 | 1 | 1 | 1 | 1 | 1 | 1 | 1 | 1 | 1 | 1 | 1 | CasTgs608 | CasT | gs | 608 | [32 empty] | 0 | 0 | 0
608 | Motors | Misc | Assembly | New | Regenerative Drive Elevator Motor | 0.35305 | 0.15278 |  | 2064.63 | 1 | 0.43275 | 5847.9532 | 15 |  | 10000 | 28324.4611 | Per Motor | GS | 1 | 1 | 1 | 1 | 1 | 1 | 1 | 1 | 1 | 1 | 1 | 1 | CasNgs608 | CasN | gs | 608 | [32 empty] | 0.068108 | 0.011634 | 0.005023
608 | Motors | Misc | College and University | Turnover | Regenerative Drive Elevator Motor | 0.20853 | 0.21059 |  | 2064.63 | 1 | 1.0099 | 9900.9901 | 15 |  | 10000 | 47955.2758 | Per Motor | GS | 1 | 1 | 1 | 1 | 1 | 1 | 1 | 1 | 1 | 1 | 1 | 1 | CcoTgs608 | CcoT | gs | 608 | [32 empty] | 0 | 0 | 0
608 | Motors | Misc | College and University | New | Regenerative Drive Elevator Motor | 0.20853 | 0.21059 |  | 2064.63 | 1 | 1.0099 | 9900.9901 | 15 |  | 10000 | 47955.2758 | Per Motor | GS | 1 | 1 | 1 | 1 | 1 | 1 | 1 | 1 | 1 | 1 | 1 | 1 | CcoNgs608 | CcoN | gs | 608 | [32 empty] | 0.0066133 | 0.0006708 | 0.00067197
608 | Motors | Misc | Data Center | Turnover | Regenerative Drive Elevator Motor | 0.22917 | 0.24363 |  | 2064.63 | 1 | 1.0631 | 9009.009 | 15 |  | 10000 | 43634.9806 | Per Motor | GS | 1 | 1 | 1 | 1 | 1 | 1 | 1 | 1 | 1 | 1 | 1 | 1 | CdaTgs608 | CdaT | gs | 608 | [32 empty] | 0 | 0 | 0
608 | Motors | Misc | Data Center | New | Regenerative Drive Elevator Motor | 0.22917 | 0.24363 |  | 2064.63 | 1 | 1.0631 | 9009.009 | 15 |  | 10000 | 43634.9806 | Per Motor | GS | 1 | 1 | 1 | 1 | 1 | 1 | 1 | 1 | 1 | 1 | 1 | 1 | CdaNgs608 | CdaN | gs | 608 | [32 empty] | 0 | 0 | 0
608 | Motors | Misc | Grocery | Turnover | Regenerative Drive Elevator Motor | 0.27873 | 0.16724 |  | 2064.63 | 1 | 0.6 | 7407.4074 | 15 |  | 10000 | 35877.6508 | Per Motor | GS | 1 | 1 | 1 | 1 | 1 | 1 | 1 | 1 | 1 | 1 | 1 | 1 | CgrTgs608 | CgrT | gs | 608 | [32 empty] | 0 | 0 | 0
608 | Motors | Misc | Grocery | New | Regenerative Drive Elevator Motor | 0.27873 | 0.16724 |  | 2064.63 | 1 | 0.6 | 7407.4074 | 15 |  | 10000 | 35877.6508 | Per Motor | GS | 1 | 1 | 1 | 1 | 1 | 1 | 1 | 1 | 1 | 1 | 1 | 1 | CgrNgs608 | CgrN | gs | 608 | [32 empty] | 0 | 0 | 0
608 | Motors | Misc | Healthcare | Turnover | Regenerative Drive Elevator Motor | 0.29731 | 0.30763 |  | 2064.63 | 1 | 1.0347 | 6944.4444 | 15 |  | 10000 | 33635.2976 | Per Motor | GS | 1 | 1 | 1 | 1 | 1 | 1 | 1 | 1 | 1 | 1 | 1 | 1 | CheTgs608 | CheT | gs | 608 | [32 empty] | 0 | 0 | 0
608 | Motors | Misc | Healthcare | New | Regenerative Drive Elevator Motor | 0.29731 | 0.30763 |  | 2064.63 | 1 | 1.0347 | 6944.4444 | 15 |  | 10000 | 33635.2976 | Per Motor | GS | 1 | 1 | 1 | 1 | 1 | 1 | 1 | 1 | 1 | 1 | 1 | 1 | CheNgs608 | CheN | gs | 608 | [32 empty] | 0.012327 | 0.0017733 | 0.0018381
608 | Motors | Misc | Hospitals | Turnover | Regenerative Drive Elevator Motor | 0.20853 | 0.21059 |  | 2064.63 | 1 | 1.0099 | 9900.9901 | 15 |  | 10000 | 47955.2758 | Per Motor | GS | 1 | 1 | 1 | 1 | 1 | 1 | 1 | 1 | 1 | 1 | 1 | 1 | ChoTgs608 | ChoT | gs | 608 | [32 empty] | 0 | 0 | 0
608 | Motors | Misc | Hospitals | New | Regenerative Drive Elevator Motor | 0.20853 | 0.21059 |  | 2064.63 | 1 | 1.0099 | 9900.9901 | 15 |  | 10000 | 47955.2758 | Per Motor | GS | 1 | 1 | 1 | 1 | 1 | 1 | 1 | 1 | 1 | 1 | 1 | 1 | ChoNgs608 | ChoN | gs | 608 | [32 empty] | 0.0056502 | 0.00057311 | 0.00057411
608 | Motors | Misc | Institutional | Turnover | Regenerative Drive Elevator Motor | 0.22917 | 0.24776 |  | 2064.63 | 1 | 1.0811 | 9009.009 | 15 |  | 10000 | 43634.9806 | Per Motor | GS | 1 | 1 | 1 | 1 | 1 | 1 | 1 | 1 | 1 | 1 | 1 | 1 | CinTgs608 | CinT | gs | 608 | [32 empty] | 0 | 0 | 0
608 | Motors | Misc | Institutional | New | Regenerative Drive Elevator Motor | 0.22917 | 0.24776 |  | 2064.63 | 1 | 1.0811 | 9009.009 | 15 |  | 10000 | 43634.9806 | Per Motor | GS | 1 | 1 | 1 | 1 | 1 | 1 | 1 | 1 | 1 | 1 | 1 | 1 | CinNgs608 | CinN | gs | 608 | [32 empty] | 0.0087388 | 0.00096817 | 0.001051
608 | Motors | Misc | Lodging/Hospitality | Turnover | Regenerative Drive Elevator Motor | 0.22092 | 0.25808 |  | 2064.63 | 1 | 1.1682 | 9345.7944 | 15 |  | 10000 | 45266.1949 | Per Motor | GS | 1 | 1 | 1 | 1 | 1 | 1 | 1 | 1 | 1 | 1 | 1 | 1 | CloTgs608 | CloT | gs | 608 | [32 empty] | 0 | 0 | 0
608 | Motors | Misc | Lodging/Hospitality | New | Regenerative Drive Elevator Motor | 0.22092 | 0.25808 |  | 2064.63 | 1 | 1.1682 | 9345.7944 | 15 |  | 10000 | 45266.1949 | Per Motor | GS | 1 | 1 | 1 | 1 | 1 | 1 | 1 | 1 | 1 | 1 | 1 | 1 | CloNgs608 | CloN | gs | 608 | [32 empty] | 0.03531 | 0.0037808 | 0.0043965
608 | Motors | Misc | Miscellaneous | Turnover | Regenerative Drive Elevator Motor | 0.22917 | 0.24363 |  | 2064.63 | 1 | 1.0631 | 9009.009 | 15 |  | 10000 | 43634.9806 | Per Motor | GS | 1 | 1 | 1 | 1 | 1 | 1 | 1 | 1 | 1 | 1 | 1 | 1 | CmiTgs608 | CmiT | gs | 608 | [32 empty] | 0 | 0 | 0
608 | Motors | Misc | Miscellaneous | New | Regenerative Drive Elevator Motor | 0.22917 | 0.24363 |  | 2064.63 | 1 | 1.0631 | 9009.009 | 15 |  | 10000 | 43634.9806 | Per Motor | GS | 1 | 1 | 1 | 1 | 1 | 1 | 1 | 1 | 1 | 1 | 1 | 1 | CmiNgs608 | CmiN | gs | 608 | [32 empty] | 0 | 0 | 0
608 | Motors | Misc | Offices | Turnover | Regenerative Drive Elevator Motor | 0.22917 | 0.24363 |  | 2064.63 | 1 | 1.0631 | 9009.009 | 15 |  | 10000 | 43634.9806 | Per Motor | GS | 1 | 1 | 1 | 1 | 1 | 1 | 1 | 1 | 1 | 1 | 1 | 1 | CofTgs608 | CofT | gs | 608 | [32 empty] | 0 | 0 | 0
608 | Motors | Misc | Offices | New | Regenerative Drive Elevator Motor | 0.22917 | 0.24363 |  | 2064.63 | 1 | 1.0631 | 9009.009 | 15 |  | 10000 | 43634.9806 | Per Motor | GS | 1 | 1 | 1 | 1 | 1 | 1 | 1 | 1 | 1 | 1 | 1 | 1 | CofNgs608 | CofN | gs | 608 | [32 empty] | 0.17582 | 0.019556 | 0.020713
608 | Motors | Misc | Restaurants | Turnover | Regenerative Drive Elevator Motor | 0.27666 | 0.10323 |  | 2064.63 | 1 | 0.37313 | 7462.6866 | 15 |  | 10000 | 36145.3944 | Per Motor | GS | 1 | 1 | 1 | 1 | 1 | 1 | 1 | 1 | 1 | 1 | 1 | 1 | CreTgs608 | CreT | gs | 608 | [32 empty] | 0 | 0 | 0
608 | Motors | Misc | Restaurants | New | Regenerative Drive Elevator Motor | 0.27666 | 0.10323 |  | 2064.63 | 1 | 0.37313 | 7462.6866 | 15 |  | 10000 | 36145.3944 | Per Motor | GS | 1 | 1 | 1 | 1 | 1 | 1 | 1 | 1 | 1 | 1 | 1 | 1 | CreNgs608 | CreN | gs | 608 | [32 empty] | 0.035031 | 0.0046918 | 0.0017572
608 | Motors | Misc | Retail | Turnover | Regenerative Drive Elevator Motor | 0.29524 | 0.16311 |  | 2064.63 | 1 | 0.55245 | 6993.007 | 15 |  | 10000 | 33870.5095 | Per Motor | GS | 1 | 1 | 1 | 1 | 1 | 1 | 1 | 1 | 1 | 1 | 1 | 1 | CrtTgs608 | CrtT | gs | 608 | [32 empty] | 0 | 0 | 0
608 | Motors | Misc | Retail | New | Regenerative Drive Elevator Motor | 0.29524 | 0.16311 |  | 2064.63 | 1 | 0.55245 | 6993.007 | 15 |  | 10000 | 33870.5095 | Per Motor | GS | 1 | 1 | 1 | 1 | 1 | 1 | 1 | 1 | 1 | 1 | 1 | 1 | CrtNgs608 | CrtN | gs | 608 | [32 empty] | 0.060643 | 0.0086983 | 0.0048116
608 | Motors | Misc | Schools K-12 | Turnover | Regenerative Drive Elevator Motor | 0.21266 | 0.22092 |  | 2064.63 | 1 | 1.0388 | 9708.7379 | 15 |  | 10000 | 47024.1054 | Per Motor | GS | 1 | 1 | 1 | 1 | 1 | 1 | 1 | 1 | 1 | 1 | 1 | 1 | CscTgs608 | CscT | gs | 608 | [32 empty] | 0 | 0 | 0
608 | Motors | Misc | Schools K-12 | New | Regenerative Drive Elevator Motor | 0.21266 | 0.22092 |  | 2064.63 | 1 | 1.0388 | 9708.7379 | 15 |  | 10000 | 47024.1054 | Per Motor | GS | 1 | 1 | 1 | 1 | 1 | 1 | 1 | 1 | 1 | 1 | 1 | 1 | CscNgs608 | CscN | gs | 608 | [32 empty] | 0.011075 | 0.0011418 | 0.0011897
608 | Motors | Misc | Warehouse | Turnover | Regenerative Drive Elevator Motor | 0.31589 | 0.22917 |  | 2064.63 | 1 | 0.72549 | 6535.9477 | 15 |  | 10000 | 31656.7507 | Per Motor | GS | 1 | 1 | 1 | 1 | 1 | 1 | 1 | 1 | 1 | 1 | 1 | 1 | CwaTgs608 | CwaT | gs | 608 | [32 empty] | 0 | 0 | 0
608 | Motors | Misc | Warehouse | New | Regenerative Drive Elevator Motor | 0.31589 | 0.22917 |  | 2064.63 | 1 | 0.72549 | 6535.9477 | 15 |  | 10000 | 31656.7507 | Per Motor | GS | 1 | 1 | 1 | 1 | 1 | 1 | 1 | 1 | 1 | 1 | 1 | 1 | CwaNgs608 | CwaN | gs | 608 | [32 empty] | 0.013438 | 0.0020503 | 0.0014899
609 | Motors | Solar | Assembly | Turnover | Solar Powered Pool Pump | 0.10436 | 0.045161 |  | 610.28 | 1 | 0.43275 | 5847.9532 | 15 |  | 3669.01 | 35157.9584 | Per Unit | GS | 1 | 1 | 1 | 1 | 1 | 1 | 1 | 1 | 1 | 1 | 1 | 1 | CasTgs609 | CasT | gs | 609 | [32 empty] | 0.00029913 | 5.1097e-05 | 2.206e-05
609 | Motors | Solar | Assembly | New | Solar Powered Pool Pump | 0.10436 | 0.045161 |  | 610.28 | 1 | 0.43275 | 5847.9532 | 15 |  | 3669.01 | 35157.9584 | Per Unit | GS | 1 | 1 | 1 | 1 | 1 | 1 | 1 | 1 | 1 | 1 | 1 | 1 | CasNgs609 | CasN | gs | 609 | [32 empty] | 3.2993e-06 | 5.6358e-07 | 2.4332e-07
609 | Motors | Solar | College and University | Turnover | Solar Powered Pool Pump | 0.061638 | 0.062249 |  | 610.28 | 1 | 1.0099 | 9900.9901 | 15 |  | 3669.01 | 59524.8602 | Per Unit | GS | 1 | 1 | 1 | 1 | 1 | 1 | 1 | 1 | 1 | 1 | 1 | 1 | CcoTgs609 | CcoT | gs | 609 | [32 empty] | 0 | 0 | 0
609 | Motors | Solar | College and University | New | Solar Powered Pool Pump | 0.061638 | 0.062249 |  | 610.28 | 1 | 1.0099 | 9900.9901 | 15 |  | 3669.01 | 59524.8602 | Per Unit | GS | 1 | 1 | 1 | 1 | 1 | 1 | 1 | 1 | 1 | 1 | 1 | 1 | CcoNgs609 | CcoN | gs | 609 | [32 empty] | 0 | 0 | 0
609 | Motors | Solar | Data Center | Turnover | Solar Powered Pool Pump | 0.067741 | 0.072013 |  | 610.28 | 1 | 1.0631 | 9009.009 | 15 |  | 3669.01 | 54162.2602 | Per Unit | GS | 1 | 1 | 1 | 1 | 1 | 1 | 1 | 1 | 1 | 1 | 1 | 1 | CdaTgs609 | CdaT | gs | 609 | [32 empty] | 0 | 0 | 0
609 | Motors | Solar | Data Center | New | Solar Powered Pool Pump | 0.067741 | 0.072013 |  | 610.28 | 1 | 1.0631 | 9009.009 | 15 |  | 3669.01 | 54162.2602 | Per Unit | GS | 1 | 1 | 1 | 1 | 1 | 1 | 1 | 1 | 1 | 1 | 1 | 1 | CdaNgs609 | CdaN | gs | 609 | [32 empty] | 0 | 0 | 0
609 | Motors | Solar | Grocery | Turnover | Solar Powered Pool Pump | 0.082388 | 0.049433 |  | 610.28 | 1 | 0.6 | 7407.4074 | 15 |  | 3669.01 | 44533.4139 | Per Unit | GS | 1 | 1 | 1 | 1 | 1 | 1 | 1 | 1 | 1 | 1 | 1 | 1 | CgrTgs609 | CgrT | gs | 609 | [32 empty] | 0 | 0 | 0
609 | Motors | Solar | Grocery | New | Solar Powered Pool Pump | 0.082388 | 0.049433 |  | 610.28 | 1 | 0.6 | 7407.4074 | 15 |  | 3669.01 | 44533.4139 | Per Unit | GS | 1 | 1 | 1 | 1 | 1 | 1 | 1 | 1 | 1 | 1 | 1 | 1 | CgrNgs609 | CgrN | gs | 609 | [32 empty] | 0 | 0 | 0
609 | Motors | Solar | Healthcare | Turnover | Solar Powered Pool Pump | 0.08788 | 0.090932 |  | 610.28 | 1 | 1.0347 | 6944.4444 | 15 |  | 3669.01 | 41750.0756 | Per Unit | GS | 1 | 1 | 1 | 1 | 1 | 1 | 1 | 1 | 1 | 1 | 1 | 1 | CheTgs609 | CheT | gs | 609 | [32 empty] | 0 | 0 | 0
609 | Motors | Solar | Healthcare | New | Solar Powered Pool Pump | 0.08788 | 0.090932 |  | 610.28 | 1 | 1.0347 | 6944.4444 | 15 |  | 3669.01 | 41750.0756 | Per Unit | GS | 1 | 1 | 1 | 1 | 1 | 1 | 1 | 1 | 1 | 1 | 1 | 1 | CheNgs609 | CheN | gs | 609 | [32 empty] | 0 | 0 | 0
609 | Motors | Solar | Hospitals | Turnover | Solar Powered Pool Pump | 0.061638 | 0.062249 |  | 610.28 | 1 | 1.0099 | 9900.9901 | 15 |  | 3669.01 | 59524.8602 | Per Unit | GS | 1 | 1 | 1 | 1 | 1 | 1 | 1 | 1 | 1 | 1 | 1 | 1 | ChoTgs609 | ChoT | gs | 609 | [32 empty] | 0 | 0 | 0
609 | Motors | Solar | Hospitals | New | Solar Powered Pool Pump | 0.061638 | 0.062249 |  | 610.28 | 1 | 1.0099 | 9900.9901 | 15 |  | 3669.01 | 59524.8602 | Per Unit | GS | 1 | 1 | 1 | 1 | 1 | 1 | 1 | 1 | 1 | 1 | 1 | 1 | ChoNgs609 | ChoN | gs | 609 | [32 empty] | 0 | 0 | 0
609 | Motors | Solar | Institutional | Turnover | Solar Powered Pool Pump | 0.067741 | 0.073234 |  | 610.28 | 1 | 1.0811 | 9009.009 | 15 |  | 3669.01 | 54162.2602 | Per Unit | GS | 1 | 1 | 1 | 1 | 1 | 1 | 1 | 1 | 1 | 1 | 1 | 1 | CinTgs609 | CinT | gs | 609 | [32 empty] | 0 | 0 | 0
609 | Motors | Solar | Institutional | New | Solar Powered Pool Pump | 0.067741 | 0.073234 |  | 610.28 | 1 | 1.0811 | 9009.009 | 15 |  | 3669.01 | 54162.2602 | Per Unit | GS | 1 | 1 | 1 | 1 | 1 | 1 | 1 | 1 | 1 | 1 | 1 | 1 | CinNgs609 | CinN | gs | 609 | [32 empty] | 0 | 0 | 0
609 | Motors | Solar | Lodging/Hospitality | Turnover | Solar Powered Pool Pump | 0.0653 | 0.076285 |  | 610.28 | 1 | 1.1682 | 9345.7944 | 15 |  | 3669.01 | 56187.0176 | Per Unit | GS | 1 | 1 | 1 | 1 | 1 | 1 | 1 | 1 | 1 | 1 | 1 | 1 | CloTgs609 | CloT | gs | 609 | [32 empty] | 0.020613 | 0.0022071 | 0.0025665
609 | Motors | Solar | Lodging/Hospitality | New | Solar Powered Pool Pump | 0.0653 | 0.076285 |  | 610.28 | 1 | 1.1682 | 9345.7944 | 15 |  | 3669.01 | 56187.0176 | Per Unit | GS | 1 | 1 | 1 | 1 | 1 | 1 | 1 | 1 | 1 | 1 | 1 | 1 | CloNgs609 | CloN | gs | 609 | [32 empty] | 0.00022735 | 2.4343e-05 | 2.8308e-05
609 | Motors | Solar | Miscellaneous | Turnover | Solar Powered Pool Pump | 0.067741 | 0.072013 |  | 610.28 | 1 | 1.0631 | 9009.009 | 15 |  | 3669.01 | 54162.2602 | Per Unit | GS | 1 | 1 | 1 | 1 | 1 | 1 | 1 | 1 | 1 | 1 | 1 | 1 | CmiTgs609 | CmiT | gs | 609 | [32 empty] | 0 | 0 | 0
609 | Motors | Solar | Miscellaneous | New | Solar Powered Pool Pump | 0.067741 | 0.072013 |  | 610.28 | 1 | 1.0631 | 9009.009 | 15 |  | 3669.01 | 54162.2602 | Per Unit | GS | 1 | 1 | 1 | 1 | 1 | 1 | 1 | 1 | 1 | 1 | 1 | 1 | CmiNgs609 | CmiN | gs | 609 | [32 empty] | 0 | 0 | 0
609 | Motors | Solar | Offices | Turnover | Solar Powered Pool Pump | 0.067741 | 0.072013 |  | 610.28 | 1 | 1.0631 | 9009.009 | 15 |  | 3669.01 | 54162.2602 | Per Unit | GS | 1 | 1 | 1 | 1 | 1 | 1 | 1 | 1 | 1 | 1 | 1 | 1 | CofTgs609 | CofT | gs | 609 | [32 empty] | 0 | 0 | 0
609 | Motors | Solar | Offices | New | Solar Powered Pool Pump | 0.067741 | 0.072013 |  | 610.28 | 1 | 1.0631 | 9009.009 | 15 |  | 3669.01 | 54162.2602 | Per Unit | GS | 1 | 1 | 1 | 1 | 1 | 1 | 1 | 1 | 1 | 1 | 1 | 1 | CofNgs609 | CofN | gs | 609 | [32 empty] | 0 | 0 | 0
609 | Motors | Solar | Restaurants | Turnover | Solar Powered Pool Pump | 0.081778 | 0.030514 |  | 610.28 | 1 | 0.37313 | 7462.6866 | 15 |  | 3669.01 | 44865.7528 | Per Unit | GS | 1 | 1 | 1 | 1 | 1 | 1 | 1 | 1 | 1 | 1 | 1 | 1 | CreTgs609 | CreT | gs | 609 | [32 empty] | 0 | 0 | 0
609 | Motors | Solar | Restaurants | New | Solar Powered Pool Pump | 0.081778 | 0.030514 |  | 610.28 | 1 | 0.37313 | 7462.6866 | 15 |  | 3669.01 | 44865.7528 | Per Unit | GS | 1 | 1 | 1 | 1 | 1 | 1 | 1 | 1 | 1 | 1 | 1 | 1 | CreNgs609 | CreN | gs | 609 | [32 empty] | 0 | 0 | 0
609 | Motors | Solar | Retail | Turnover | Solar Powered Pool Pump | 0.08727 | 0.048212 |  | 610.28 | 1 | 0.55245 | 6993.007 | 15 |  | 3669.01 | 42042.0341 | Per Unit | GS | 1 | 1 | 1 | 1 | 1 | 1 | 1 | 1 | 1 | 1 | 1 | 1 | CrtTgs609 | CrtT | gs | 609 | [32 empty] | 0 | 0 | 0
609 | Motors | Solar | Retail | New | Solar Powered Pool Pump | 0.08727 | 0.048212 |  | 610.28 | 1 | 0.55245 | 6993.007 | 15 |  | 3669.01 | 42042.0341 | Per Unit | GS | 1 | 1 | 1 | 1 | 1 | 1 | 1 | 1 | 1 | 1 | 1 | 1 | CrtNgs609 | CrtN | gs | 609 | [32 empty] | 0 | 0 | 0
609 | Motors | Solar | Schools K-12 | Turnover | Solar Powered Pool Pump | 0.062859 | 0.0653 |  | 610.28 | 1 | 1.0388 | 9708.7379 | 15 |  | 3669.01 | 58369.0377 | Per Unit | GS | 1 | 1 | 1 | 1 | 1 | 1 | 1 | 1 | 1 | 1 | 1 | 1 | CscTgs609 | CscT | gs | 609 | [32 empty] | 0 | 0 | 0
609 | Motors | Solar | Schools K-12 | New | Solar Powered Pool Pump | 0.062859 | 0.0653 |  | 610.28 | 1 | 1.0388 | 9708.7379 | 15 |  | 3669.01 | 58369.0377 | Per Unit | GS | 1 | 1 | 1 | 1 | 1 | 1 | 1 | 1 | 1 | 1 | 1 | 1 | CscNgs609 | CscN | gs | 609 | [32 empty] | 0 | 0 | 0
609 | Motors | Solar | Warehouse | Turnover | Solar Powered Pool Pump | 0.093373 | 0.067741 |  | 610.28 | 1 | 0.72549 | 6535.9477 | 15 |  | 3669.01 | 39294.1888 | Per Unit | GS | 1 | 1 | 1 | 1 | 1 | 1 | 1 | 1 | 1 | 1 | 1 | 1 | CwaTgs609 | CwaT | gs | 609 | [32 empty] | 0 | 0 | 0
609 | Motors | Solar | Warehouse | New | Solar Powered Pool Pump | 0.093373 | 0.067741 |  | 610.28 | 1 | 0.72549 | 6535.9477 | 15 |  | 3669.01 | 39294.1888 | Per Unit | GS | 1 | 1 | 1 | 1 | 1 | 1 | 1 | 1 | 1 | 1 | 1 | 1 | CwaNgs609 | CwaN | gs | 609 | [32 empty] | 0 | 0 | 0
701 | Power Management | Storage | Assembly | Turnover | Efficient Battery Charger | 0.19002 | 0.08223 |  | 1111.21 | 1 | 0.43275 | 5847.9532 | 15 |  | 412 | 2168.2281 | Per Unit | GS | 1 | 1 | 1 | 1 | 1 | 1 | 1 | 1 | 1 | 1 | 1 | 1 | CasTgs701 | CasT | gs | 701 | [32 empty] | 24.4443 | 4.1756 | 1.8028
701 | Power Management | Storage | Assembly | New | Efficient Battery Charger | 0.19002 | 0.08223 |  | 1111.21 | 1 | 0.43275 | 5847.9532 | 15 |  | 412 | 2168.2281 | Per Unit | GS | 1 | 1 | 1 | 1 | 1 | 1 | 1 | 1 | 1 | 1 | 1 | 1 | CasNgs701 | CasN | gs | 701 | [32 empty] | 0.26961 | 0.046055 | 0.019884
701 | Power Management | Storage | College and University | Turnover | Efficient Battery Charger | 0.11223 | 0.11334 |  | 1111.21 | 1 | 1.0099 | 9900.9901 | 15 |  | 412 | 3670.9604 | Per Unit | GS | 1 | 1 | 1 | 1 | 1 | 1 | 1 | 1 | 1 | 1 | 1 | 1 | CcoTgs701 | CcoT | gs | 701 | [32 empty] | 0 | 0 | 0
701 | Power Management | Storage | College and University | New | Efficient Battery Charger | 0.11223 | 0.11334 |  | 1111.21 | 1 | 1.0099 | 9900.9901 | 15 |  | 412 | 3670.9604 | Per Unit | GS | 1 | 1 | 1 | 1 | 1 | 1 | 1 | 1 | 1 | 1 | 1 | 1 | CcoNgs701 | CcoN | gs | 701 | [32 empty] | 0 | 0 | 0
701 | Power Management | Storage | Data Center | Turnover | Efficient Battery Charger | 0.12334 | 0.13112 |  | 1111.21 | 1 | 1.0631 | 9009.009 | 15 |  | 412 | 3340.2433 | Per Unit | GS | 1 | 1 | 1 | 1 | 1 | 1 | 1 | 1 | 1 | 1 | 1 | 1 | CdaTgs701 | CdaT | gs | 701 | [32 empty] | 0.076178 | 0.0084727 | 0.0089739
701 | Power Management | Storage | Data Center | New | Efficient Battery Charger | 0.12334 | 0.13112 |  | 1111.21 | 1 | 1.0631 | 9009.009 | 15 |  | 412 | 3340.2433 | Per Unit | GS | 1 | 1 | 1 | 1 | 1 | 1 | 1 | 1 | 1 | 1 | 1 | 1 | CdaNgs701 | CdaN | gs | 701 | [32 empty] | 0.00080785 | 8.9852e-05 | 9.5166e-05
701 | Power Management | Storage | Grocery | Turnover | Efficient Battery Charger | 0.15001 | 0.090008 |  | 1111.21 | 1 | 0.6 | 7407.4074 | 15 |  | 412 | 2746.4222 | Per Unit | GS | 1 | 1 | 1 | 1 | 1 | 1 | 1 | 1 | 1 | 1 | 1 | 1 | CgrTgs701 | CgrT | gs | 701 | [32 empty] | 9.6811 | 1.3028 | 0.78564
701 | Power Management | Storage | Grocery | New | Efficient Battery Charger | 0.15001 | 0.090008 |  | 1111.21 | 1 | 0.6 | 7407.4074 | 15 |  | 412 | 2746.4222 | Per Unit | GS | 1 | 1 | 1 | 1 | 1 | 1 | 1 | 1 | 1 | 1 | 1 | 1 | CgrNgs701 | CgrN | gs | 701 | [32 empty] | 0.10678 | 0.01437 | 0.0086654
701 | Power Management | Storage | Healthcare | Turnover | Efficient Battery Charger | 0.16001 | 0.16557 |  | 1111.21 | 1 | 1.0347 | 6944.4444 | 15 |  | 412 | 2574.7708 | Per Unit | GS | 1 | 1 | 1 | 1 | 1 | 1 | 1 | 1 | 1 | 1 | 1 | 1 | CheTgs701 | CheT | gs | 701 | [32 empty] | 4.6086 | 0.66298 | 0.68719
701 | Power Management | Storage | Healthcare | New | Efficient Battery Charger | 0.16001 | 0.16557 |  | 1111.21 | 1 | 1.0347 | 6944.4444 | 15 |  | 412 | 2574.7708 | Per Unit | GS | 1 | 1 | 1 | 1 | 1 | 1 | 1 | 1 | 1 | 1 | 1 | 1 | CheNgs701 | CheN | gs | 701 | [32 empty] | 0.048798 | 0.0070199 | 0.0072762
701 | Power Management | Storage | Hospitals | Turnover | Efficient Battery Charger | 0.11223 | 0.11334 |  | 1111.21 | 1 | 1.0099 | 9900.9901 | 15 |  | 412 | 3670.9604 | Per Unit | GS | 1 | 1 | 1 | 1 | 1 | 1 | 1 | 1 | 1 | 1 | 1 | 1 | ChoTgs701 | ChoT | gs | 701 | [32 empty] | 2.3618 | 0.23956 | 0.23998
701 | Power Management | Storage | Hospitals | New | Efficient Battery Charger | 0.11223 | 0.11334 |  | 1111.21 | 1 | 1.0099 | 9900.9901 | 15 |  | 412 | 3670.9604 | Per Unit | GS | 1 | 1 | 1 | 1 | 1 | 1 | 1 | 1 | 1 | 1 | 1 | 1 | ChoNgs701 | ChoN | gs | 701 | [32 empty] | 0.022367 | 0.0022687 | 0.0022727
701 | Power Management | Storage | Institutional | Turnover | Efficient Battery Charger | 0.12334 | 0.13335 |  | 1111.21 | 1 | 1.0811 | 9009.009 | 15 |  | 412 | 3340.2433 | Per Unit | GS | 1 | 1 | 1 | 1 | 1 | 1 | 1 | 1 | 1 | 1 | 1 | 1 | CinTgs701 | CinT | gs | 701 | [32 empty] | 3.6574 | 0.40521 | 0.43988
701 | Power Management | Storage | Institutional | New | Efficient Battery Charger | 0.12334 | 0.13335 |  | 1111.21 | 1 | 1.0811 | 9009.009 | 15 |  | 412 | 3340.2433 | Per Unit | GS | 1 | 1 | 1 | 1 | 1 | 1 | 1 | 1 | 1 | 1 | 1 | 1 | CinNgs701 | CinN | gs | 701 | [32 empty] | 0.034691 | 0.0038434 | 0.0041722
701 | Power Management | Storage | Lodging/Hospitality | Turnover | Efficient Battery Charger | 0.1189 | 0.1389 |  | 1111.21 | 1 | 1.1682 | 9345.7944 | 15 |  | 412 | 3465.1122 | Per Unit | GS | 1 | 1 | 1 | 1 | 1 | 1 | 1 | 1 | 1 | 1 | 1 | 1 | CloTgs701 | CloT | gs | 701 | [32 empty] | 13.2009 | 1.4135 | 1.6437
701 | Power Management | Storage | Lodging/Hospitality | New | Efficient Battery Charger | 0.1189 | 0.1389 |  | 1111.21 | 1 | 1.1682 | 9345.7944 | 15 |  | 412 | 3465.1122 | Per Unit | GS | 1 | 1 | 1 | 1 | 1 | 1 | 1 | 1 | 1 | 1 | 1 | 1 | CloNgs701 | CloN | gs | 701 | [32 empty] | 0.13978 | 0.014967 | 0.017404
701 | Power Management | Storage | Miscellaneous | Turnover | Efficient Battery Charger | 0.12334 | 0.13112 |  | 1111.21 | 1 | 1.0631 | 9009.009 | 15 |  | 412 | 3340.2433 | Per Unit | GS | 1 | 1 | 1 | 1 | 1 | 1 | 1 | 1 | 1 | 1 | 1 | 1 | CmiTgs701 | CmiT | gs | 701 | [32 empty] | 0 | 0 | 0
701 | Power Management | Storage | Miscellaneous | New | Efficient Battery Charger | 0.12334 | 0.13112 |  | 1111.21 | 1 | 1.0631 | 9009.009 | 15 |  | 412 | 3340.2433 | Per Unit | GS | 1 | 1 | 1 | 1 | 1 | 1 | 1 | 1 | 1 | 1 | 1 | 1 | CmiNgs701 | CmiN | gs | 701 | [32 empty] | 0 | 0 | 0
701 | Power Management | Storage | Offices | Turnover | Efficient Battery Charger | 0.12334 | 0.13112 |  | 1111.21 | 1 | 1.0631 | 9009.009 | 15 |  | 412 | 3340.2433 | Per Unit | GS | 1 | 1 | 1 | 1 | 1 | 1 | 1 | 1 | 1 | 1 | 1 | 1 | CofTgs701 | CofT | gs | 701 | [32 empty] | 73.6913 | 8.1962 | 8.681
701 | Power Management | Storage | Offices | New | Efficient Battery Charger | 0.12334 | 0.13112 |  | 1111.21 | 1 | 1.0631 | 9009.009 | 15 |  | 412 | 3340.2433 | Per Unit | GS | 1 | 1 | 1 | 1 | 1 | 1 | 1 | 1 | 1 | 1 | 1 | 1 | CofNgs701 | CofN | gs | 701 | [32 empty] | 0.69896 | 0.077741 | 0.082339
701 | Power Management | Storage | Restaurants | Turnover | Efficient Battery Charger | 0.1489 | 0.05556 |  | 1111.21 | 1 | 0.37313 | 7462.6866 | 15 |  | 412 | 2766.9179 | Per Unit | GS | 1 | 1 | 1 | 1 | 1 | 1 | 1 | 1 | 1 | 1 | 1 | 1 | CreTgs701 | CreT | gs | 701 | [32 empty] | 0 | 0 | 0
701 | Power Management | Storage | Restaurants | New | Efficient Battery Charger | 0.1489 | 0.05556 |  | 1111.21 | 1 | 0.37313 | 7462.6866 | 15 |  | 412 | 2766.9179 | Per Unit | GS | 1 | 1 | 1 | 1 | 1 | 1 | 1 | 1 | 1 | 1 | 1 | 1 | CreNgs701 | CreN | gs | 701 | [32 empty] | 0 | 0 | 0
701 | Power Management | Storage | Retail | Turnover | Efficient Battery Charger | 0.1589 | 0.087786 |  | 1111.21 | 1 | 0.55245 | 6993.007 | 15 |  | 412 | 2592.7762 | Per Unit | GS | 1 | 1 | 1 | 1 | 1 | 1 | 1 | 1 | 1 | 1 | 1 | 1 | CrtTgs701 | CrtT | gs | 701 | [32 empty] | 21.7652 | 3.1218 | 1.7269
701 | Power Management | Storage | Retail | New | Efficient Battery Charger | 0.1589 | 0.087786 |  | 1111.21 | 1 | 0.55245 | 6993.007 | 15 |  | 412 | 2592.7762 | Per Unit | GS | 1 | 1 | 1 | 1 | 1 | 1 | 1 | 1 | 1 | 1 | 1 | 1 | CrtNgs701 | CrtN | gs | 701 | [32 empty] | 0.24006 | 0.034433 | 0.019047
701 | Power Management | Storage | Schools K-12 | Turnover | Efficient Battery Charger | 0.11445 | 0.1189 |  | 1111.21 | 1 | 1.0388 | 9708.7379 | 15 |  | 412 | 3599.6796 | Per Unit | GS | 1 | 1 | 1 | 1 | 1 | 1 | 1 | 1 | 1 | 1 | 1 | 1 | CscTgs701 | CscT | gs | 701 | [32 empty] | 0 | 0 | 0
701 | Power Management | Storage | Schools K-12 | New | Efficient Battery Charger | 0.11445 | 0.1189 |  | 1111.21 | 1 | 1.0388 | 9708.7379 | 15 |  | 412 | 3599.6796 | Per Unit | GS | 1 | 1 | 1 | 1 | 1 | 1 | 1 | 1 | 1 | 1 | 1 | 1 | CscNgs701 | CscN | gs | 701 | [32 empty] | 0 | 0 | 0
701 | Power Management | Storage | Warehouse | Turnover | Efficient Battery Charger | 0.17002 | 0.12334 |  | 1111.21 | 1 | 0.72549 | 6535.9477 | 15 |  | 412 | 2423.3137 | Per Unit | GS | 1 | 1 | 1 | 1 | 1 | 1 | 1 | 1 | 1 | 1 | 1 | 1 | CwaTgs701 | CwaT | gs | 701 | [32 empty] | 6.3112 | 0.9629 | 0.69974
701 | Power Management | Storage | Warehouse | New | Efficient Battery Charger | 0.17002 | 0.12334 |  | 1111.21 | 1 | 0.72549 | 6535.9477 | 15 |  | 412 | 2423.3137 | Per Unit | GS | 1 | 1 | 1 | 1 | 1 | 1 | 1 | 1 | 1 | 1 | 1 | 1 | CwaNgs701 | CwaN | gs | 701 | [32 empty] | 0.053196 | 0.0081161 | 0.005898
702 | Power Management | Supply | Assembly | Existing | Engine Block Timer | 0.098496 | 0.042624 |  | 576 | 1 | 0.43275 | 5847.9532 | 3 |  | 10.48 | 106.4003 | Per Timer | GS | 1 | 1 | 1 | 1 | 1 | 1 | 1 | 1 | 1 | 1 | 1 | 1 | CasEgs702 | CasE | gs | 702 | [32 empty] | 0 | 0 | 0
702 | Power Management | Supply | Assembly | New | Engine Block Timer | 0.098496 | 0.042624 |  | 576 | 1 | 0.43275 | 5847.9532 | 3 |  | 10.48 | 106.4003 | Per Timer | GS | 1 | 1 | 1 | 1 | 1 | 1 | 1 | 1 | 1 | 1 | 1 | 1 | CasNgs702 | CasN | gs | 702 | [32 empty] | 0 | 0 | 0
702 | Power Management | Supply | College and University | Existing | Engine Block Timer | 0.058176 | 0.058752 |  | 576 | 1 | 1.0099 | 9900.9901 | 3 |  | 10.48 | 180.143 | Per Timer | GS | 1 | 1 | 1 | 1 | 1 | 1 | 1 | 1 | 1 | 1 | 1 | 1 | CcoEgs702 | CcoE | gs | 702 | [32 empty] | 1.1987 | 0.12159 | 0.1218
702 | Power Management | Supply | College and University | New | Engine Block Timer | 0.058176 | 0.058752 |  | 576 | 1 | 1.0099 | 9900.9901 | 3 |  | 10.48 | 180.143 | Per Timer | GS | 1 | 1 | 1 | 1 | 1 | 1 | 1 | 1 | 1 | 1 | 1 | 1 | CcoNgs702 | CcoN | gs | 702 | [32 empty] | 0.052887 | 0.0053644 | 0.0053738
702 | Power Management | Supply | Data Center | Existing | Engine Block Timer | 0.063936 | 0.067968 |  | 576 | 1 | 1.0631 | 9009.009 | 3 |  | 10.48 | 163.9139 | Per Timer | GS | 1 | 1 | 1 | 1 | 1 | 1 | 1 | 1 | 1 | 1 | 1 | 1 | CdaEgs702 | CdaE | gs | 702 | [32 empty] | 0.11999 | 0.013346 | 0.014135
702 | Power Management | Supply | Data Center | New | Engine Block Timer | 0.063936 | 0.067968 |  | 576 | 1 | 1.0631 | 9009.009 | 3 |  | 10.48 | 163.9139 | Per Timer | GS | 1 | 1 | 1 | 1 | 1 | 1 | 1 | 1 | 1 | 1 | 1 | 1 | CdaNgs702 | CdaN | gs | 702 | [32 empty] | 0.0013234 | 0.0001472 | 0.0001559
702 | Power Management | Supply | Grocery | Existing | Engine Block Timer | 0.07776 | 0.046656 |  | 576 | 1 | 0.6 | 7407.4074 | 3 |  | 10.48 | 134.7737 | Per Timer | GS | 1 | 1 | 1 | 1 | 1 | 1 | 1 | 1 | 1 | 1 | 1 | 1 | CgrEgs702 | CgrE | gs | 702 | [32 empty] | 0 | 0 | 0
702 | Power Management | Supply | Grocery | New | Engine Block Timer | 0.07776 | 0.046656 |  | 576 | 1 | 0.6 | 7407.4074 | 3 |  | 10.48 | 134.7737 | Per Timer | GS | 1 | 1 | 1 | 1 | 1 | 1 | 1 | 1 | 1 | 1 | 1 | 1 | CgrNgs702 | CgrN | gs | 702 | [32 empty] | 0 | 0 | 0
702 | Power Management | Supply | Healthcare | Existing | Engine Block Timer | 0.082944 | 0.085824 |  | 576 | 1 | 1.0347 | 6944.4444 | 3 |  | 10.48 | 126.3503 | Per Timer | GS | 1 | 1 | 1 | 1 | 1 | 1 | 1 | 1 | 1 | 1 | 1 | 1 | CheEgs702 | CheE | gs | 702 | [32 empty] | 2.0489 | 0.29475 | 0.30551
702 | Power Management | Supply | Healthcare | New | Engine Block Timer | 0.082944 | 0.085824 |  | 576 | 1 | 1.0347 | 6944.4444 | 3 |  | 10.48 | 126.3503 | Per Timer | GS | 1 | 1 | 1 | 1 | 1 | 1 | 1 | 1 | 1 | 1 | 1 | 1 | CheNgs702 | CheN | gs | 702 | [32 empty] | 0.090395 | 0.013004 | 0.013479
702 | Power Management | Supply | Hospitals | Existing | Engine Block Timer | 0.058176 | 0.058752 |  | 576 | 1 | 1.0099 | 9900.9901 | 3 |  | 10.48 | 180.143 | Per Timer | GS | 1 | 1 | 1 | 1 | 1 | 1 | 1 | 1 | 1 | 1 | 1 | 1 | ChoEgs702 | ChoE | gs | 702 | [32 empty] | 1.05 | 0.10651 | 0.10669
702 | Power Management | Supply | Hospitals | New | Engine Block Timer | 0.058176 | 0.058752 |  | 576 | 1 | 1.0099 | 9900.9901 | 3 |  | 10.48 | 180.143 | Per Timer | GS | 1 | 1 | 1 | 1 | 1 | 1 | 1 | 1 | 1 | 1 | 1 | 1 | ChoNgs702 | ChoN | gs | 702 | [32 empty] | 0.046326 | 0.0046989 | 0.0047071
702 | Power Management | Supply | Institutional | Existing | Engine Block Timer | 0.063936 | 0.06912 |  | 576 | 1 | 1.0811 | 9009.009 | 3 |  | 10.48 | 163.9139 | Per Timer | GS | 1 | 1 | 1 | 1 | 1 | 1 | 1 | 1 | 1 | 1 | 1 | 1 | CinEgs702 | CinE | gs | 702 | [32 empty] | 5.7609 | 0.63825 | 0.69287
702 | Power Management | Supply | Institutional | New | Engine Block Timer | 0.063936 | 0.06912 |  | 576 | 1 | 1.0811 | 9009.009 | 3 |  | 10.48 | 163.9139 | Per Timer | GS | 1 | 1 | 1 | 1 | 1 | 1 | 1 | 1 | 1 | 1 | 1 | 1 | CinNgs702 | CinN | gs | 702 | [32 empty] | 0.063541 | 0.0070397 | 0.0076421
702 | Power Management | Supply | Lodging/Hospitality | Existing | Engine Block Timer | 0.061632 | 0.072 |  | 576 | 1 | 1.1682 | 9345.7944 | 3 |  | 10.48 | 170.0415 | Per Timer | GS | 1 | 1 | 1 | 1 | 1 | 1 | 1 | 1 | 1 | 1 | 1 | 1 | CloEgs702 | CloE | gs | 702 | [32 empty] | 5.869 | 0.62841 | 0.73075
702 | Power Management | Supply | Lodging/Hospitality | New | Engine Block Timer | 0.061632 | 0.072 |  | 576 | 1 | 1.1682 | 9345.7944 | 3 |  | 10.48 | 170.0415 | Per Timer | GS | 1 | 1 | 1 | 1 | 1 | 1 | 1 | 1 | 1 | 1 | 1 | 1 | CloNgs702 | CloN | gs | 702 | [32 empty] | 0.25893 | 0.027725 | 0.03224
702 | Power Management | Supply | Miscellaneous | Existing | Engine Block Timer | 0.063936 | 0.067968 |  | 576 | 1 | 1.0631 | 9009.009 | 3 |  | 10.48 | 163.9139 | Per Timer | GS | 1 | 1 | 1 | 1 | 1 | 1 | 1 | 1 | 1 | 1 | 1 | 1 | CmiEgs702 | CmiE | gs | 702 | [32 empty] | 0 | 0 | 0
702 | Power Management | Supply | Miscellaneous | New | Engine Block Timer | 0.063936 | 0.067968 |  | 576 | 1 | 1.0631 | 9009.009 | 3 |  | 10.48 | 163.9139 | Per Timer | GS | 1 | 1 | 1 | 1 | 1 | 1 | 1 | 1 | 1 | 1 | 1 | 1 | CmiNgs702 | CmiN | gs | 702 | [32 empty] | 0 | 0 | 0
702 | Power Management | Supply | Offices | Existing | Engine Block Timer | 0.063936 | 0.067968 |  | 576 | 1 | 1.0631 | 9009.009 | 3 |  | 10.48 | 163.9139 | Per Timer | GS | 1 | 1 | 1 | 1 | 1 | 1 | 1 | 1 | 1 | 1 | 1 | 1 | CofEgs702 | CofE | gs | 702 | [32 empty] | 116.0736 | 12.9101 | 13.6738
702 | Power Management | Supply | Offices | New | Engine Block Timer | 0.063936 | 0.067968 |  | 576 | 1 | 1.0631 | 9009.009 | 3 |  | 10.48 | 163.9139 | Per Timer | GS | 1 | 1 | 1 | 1 | 1 | 1 | 1 | 1 | 1 | 1 | 1 | 1 | CofNgs702 | CofN | gs | 702 | [32 empty] | 1.2803 | 0.14239 | 0.15082
702 | Power Management | Supply | Restaurants | Existing | Engine Block Timer | 0.077184 | 0.0288 |  | 576 | 1 | 0.37313 | 7462.6866 | 3 |  | 10.48 | 135.7794 | Per Timer | GS | 1 | 1 | 1 | 1 | 1 | 1 | 1 | 1 | 1 | 1 | 1 | 1 | CreEgs702 | CreE | gs | 702 | [32 empty] | 0 | 0 | 0
702 | Power Management | Supply | Restaurants | New | Engine Block Timer | 0.077184 | 0.0288 |  | 576 | 1 | 0.37313 | 7462.6866 | 3 |  | 10.48 | 135.7794 | Per Timer | GS | 1 | 1 | 1 | 1 | 1 | 1 | 1 | 1 | 1 | 1 | 1 | 1 | CreNgs702 | CreN | gs | 702 | [32 empty] | 0 | 0 | 0
702 | Power Management | Supply | Retail | Existing | Engine Block Timer | 0.082368 | 0.045504 |  | 576 | 1 | 0.55245 | 6993.007 | 3 |  | 10.48 | 127.2339 | Per Timer | GS | 1 | 1 | 1 | 1 | 1 | 1 | 1 | 1 | 1 | 1 | 1 | 1 | CrtEgs702 | CrtE | gs | 702 | [32 empty] | 0 | 0 | 0
702 | Power Management | Supply | Retail | New | Engine Block Timer | 0.082368 | 0.045504 |  | 576 | 1 | 0.55245 | 6993.007 | 3 |  | 10.48 | 127.2339 | Per Timer | GS | 1 | 1 | 1 | 1 | 1 | 1 | 1 | 1 | 1 | 1 | 1 | 1 | CrtNgs702 | CrtN | gs | 702 | [32 empty] | 0 | 0 | 0
702 | Power Management | Supply | Schools K-12 | Existing | Engine Block Timer | 0.059328 | 0.061632 |  | 576 | 1 | 1.0388 | 9708.7379 | 3 |  | 10.48 | 176.6451 | Per Timer | GS | 1 | 1 | 1 | 1 | 1 | 1 | 1 | 1 | 1 | 1 | 1 | 1 | CscEgs702 | CscE | gs | 702 | [32 empty] | 0 | 0 | 0
702 | Power Management | Supply | Schools K-12 | New | Engine Block Timer | 0.059328 | 0.061632 |  | 576 | 1 | 1.0388 | 9708.7379 | 3 |  | 10.48 | 176.6451 | Per Timer | GS | 1 | 1 | 1 | 1 | 1 | 1 | 1 | 1 | 1 | 1 | 1 | 1 | CscNgs702 | CscN | gs | 702 | [32 empty] | 0 | 0 | 0
702 | Power Management | Supply | Warehouse | Existing | Engine Block Timer | 0.088128 | 0.063936 |  | 576 | 1 | 0.72549 | 6535.9477 | 3 |  | 10.48 | 118.9179 | Per Timer | GS | 1 | 1 | 1 | 1 | 1 | 1 | 1 | 1 | 1 | 1 | 1 | 1 | CwaEgs702 | CwaE | gs | 702 | [32 empty] | 0 | 0 | 0
702 | Power Management | Supply | Warehouse | New | Engine Block Timer | 0.088128 | 0.063936 |  | 576 | 1 | 0.72549 | 6535.9477 | 3 |  | 10.48 | 118.9179 | Per Timer | GS | 1 | 1 | 1 | 1 | 1 | 1 | 1 | 1 | 1 | 1 | 1 | 1 | CwaNgs702 | CwaN | gs | 702 | [32 empty] | 0 | 0 | 0
801 | Refrigeration | Controls | Assembly | Existing | Anti-Sweat Controls | 0.041457 | 0.032889 |  | 276.38 | 1 | 0.79333 | 6666.6667 | 12 |  | 71 | 1712.6179 | Per Refrigerated Case | GS | 1 | 1 | 1 | 1 | 1 | 1 | 1 | 1 | 1 | 1 | 1 | 1 | CasEgs801 | CasE | gs | 801 | [32 empty] | 0 | 0 | 0
801 | Refrigeration | Controls | Assembly | New | Anti-Sweat Controls | 0.041457 | 0.032889 |  | 276.38 | 1 | 0.79333 | 6666.6667 | 12 |  | 71 | 1712.6179 | Per Refrigerated Case | GS | 1 | 1 | 1 | 1 | 1 | 1 | 1 | 1 | 1 | 1 | 1 | 1 | CasNgs801 | CasN | gs | 801 | [32 empty] | 0 | 0 | 0
801 | Refrigeration | Controls | College and University | Existing | Anti-Sweat Controls | 0.041457 | 0.032889 |  | 276.38 | 1 | 0.79333 | 6666.6667 | 12 |  | 71 | 1712.6179 | Per Refrigerated Case | GS | 1 | 1 | 1 | 1 | 1 | 1 | 1 | 1 | 1 | 1 | 1 | 1 | CcoEgs801 | CcoE | gs | 801 | [32 empty] | 0 | 0 | 0
801 | Refrigeration | Controls | College and University | New | Anti-Sweat Controls | 0.041457 | 0.032889 |  | 276.38 | 1 | 0.79333 | 6666.6667 | 12 |  | 71 | 1712.6179 | Per Refrigerated Case | GS | 1 | 1 | 1 | 1 | 1 | 1 | 1 | 1 | 1 | 1 | 1 | 1 | CcoNgs801 | CcoN | gs | 801 | [32 empty] | 0 | 0 | 0
801 | Refrigeration | Controls | Data Center | Existing | Anti-Sweat Controls | 0.039522 | 0.03206 |  | 276.38 | 1 | 0.81119 | 6993.007 | 12 |  | 71 | 1796.4523 | Per Refrigerated Case | GS | 1 | 1 | 1 | 1 | 1 | 1 | 1 | 1 | 1 | 1 | 1 | 1 | CdaEgs801 | CdaE | gs | 801 | [32 empty] | 0 | 0 | 0
801 | Refrigeration | Controls | Data Center | New | Anti-Sweat Controls | 0.039522 | 0.03206 |  | 276.38 | 1 | 0.81119 | 6993.007 | 12 |  | 71 | 1796.4523 | Per Refrigerated Case | GS | 1 | 1 | 1 | 1 | 1 | 1 | 1 | 1 | 1 | 1 | 1 | 1 | CdaNgs801 | CdaN | gs | 801 | [32 empty] | 0 | 0 | 0
801 | Refrigeration | Controls | Grocery | Existing | Anti-Sweat Controls | 0.041457 | 0.032889 |  | 276.38 | 1 | 0.79333 | 6666.6667 | 12 |  | 71 | 1712.6179 | Per Refrigerated Case | GS | 1 | 1 | 1 | 1 | 1 | 1 | 1 | 1 | 1 | 1 | 1 | 1 | CgrEgs801 | CgrE | gs | 801 | [32 empty] | 1.6796 | 0.25164 | 0.19906
801 | Refrigeration | Controls | Grocery | New | Anti-Sweat Controls | 0.041457 | 0.032889 |  | 276.38 | 1 | 0.79333 | 6666.6667 | 12 |  | 71 | 1712.6179 | Per Refrigerated Case | GS | 1 | 1 | 1 | 1 | 1 | 1 | 1 | 1 | 1 | 1 | 1 | 1 | CgrNgs801 | CgrN | gs | 801 | [32 empty] | 0.022799 | 0.0034159 | 0.0027022
801 | Refrigeration | Controls | Healthcare | Existing | Anti-Sweat Controls | 0.041457 | 0.032889 |  | 276.38 | 1 | 0.79333 | 6666.6667 | 12 |  | 71 | 1712.6179 | Per Refrigerated Case | GS | 1 | 1 | 1 | 1 | 1 | 1 | 1 | 1 | 1 | 1 | 1 | 1 | CheEgs801 | CheE | gs | 801 | [32 empty] | 0 | 0 | 0
801 | Refrigeration | Controls | Healthcare | New | Anti-Sweat Controls | 0.041457 | 0.032889 |  | 276.38 | 1 | 0.79333 | 6666.6667 | 12 |  | 71 | 1712.6179 | Per Refrigerated Case | GS | 1 | 1 | 1 | 1 | 1 | 1 | 1 | 1 | 1 | 1 | 1 | 1 | CheNgs801 | CheN | gs | 801 | [32 empty] | 0 | 0 | 0
801 | Refrigeration | Controls | Hospitals | Existing | Anti-Sweat Controls | 0.041457 | 0.032889 |  | 276.38 | 1 | 0.79333 | 6666.6667 | 12 |  | 71 | 1712.6179 | Per Refrigerated Case | GS | 1 | 1 | 1 | 1 | 1 | 1 | 1 | 1 | 1 | 1 | 1 | 1 | ChoEgs801 | ChoE | gs | 801 | [32 empty] | 0 | 0 | 0
801 | Refrigeration | Controls | Hospitals | New | Anti-Sweat Controls | 0.041457 | 0.032889 |  | 276.38 | 1 | 0.79333 | 6666.6667 | 12 |  | 71 | 1712.6179 | Per Refrigerated Case | GS | 1 | 1 | 1 | 1 | 1 | 1 | 1 | 1 | 1 | 1 | 1 | 1 | ChoNgs801 | ChoN | gs | 801 | [32 empty] | 0 | 0 | 0
801 | Refrigeration | Controls | Institutional | Existing | Anti-Sweat Controls | 0.039522 | 0.03206 |  | 276.38 | 1 | 0.81119 | 6993.007 | 12 |  | 71 | 1796.4523 | Per Refrigerated Case | GS | 1 | 1 | 1 | 1 | 1 | 1 | 1 | 1 | 1 | 1 | 1 | 1 | CinEgs801 | CinE | gs | 801 | [32 empty] | 0 | 0 | 0
801 | Refrigeration | Controls | Institutional | New | Anti-Sweat Controls | 0.039522 | 0.03206 |  | 276.38 | 1 | 0.81119 | 6993.007 | 12 |  | 71 | 1796.4523 | Per Refrigerated Case | GS | 1 | 1 | 1 | 1 | 1 | 1 | 1 | 1 | 1 | 1 | 1 | 1 | CinNgs801 | CinN | gs | 801 | [32 empty] | 0 | 0 | 0
801 | Refrigeration | Controls | Lodging/Hospitality | Existing | Anti-Sweat Controls | 0.041457 | 0.032889 |  | 276.38 | 1 | 0.79333 | 6666.6667 | 12 |  | 71 | 1712.6179 | Per Refrigerated Case | GS | 1 | 1 | 1 | 1 | 1 | 1 | 1 | 1 | 1 | 1 | 1 | 1 | CloEgs801 | CloE | gs | 801 | [32 empty] | 0 | 0 | 0
801 | Refrigeration | Controls | Lodging/Hospitality | New | Anti-Sweat Controls | 0.041457 | 0.032889 |  | 276.38 | 1 | 0.79333 | 6666.6667 | 12 |  | 71 | 1712.6179 | Per Refrigerated Case | GS | 1 | 1 | 1 | 1 | 1 | 1 | 1 | 1 | 1 | 1 | 1 | 1 | CloNgs801 | CloN | gs | 801 | [32 empty] | 0 | 0 | 0
801 | Refrigeration | Controls | Miscellaneous | Existing | Anti-Sweat Controls | 0.039522 | 0.03206 |  | 276.38 | 1 | 0.81119 | 6993.007 | 12 |  | 71 | 1796.4523 | Per Refrigerated Case | GS | 1 | 1 | 1 | 1 | 1 | 1 | 1 | 1 | 1 | 1 | 1 | 1 | CmiEgs801 | CmiE | gs | 801 | [32 empty] | 0 | 0 | 0
801 | Refrigeration | Controls | Miscellaneous | New | Anti-Sweat Controls | 0.039522 | 0.03206 |  | 276.38 | 1 | 0.81119 | 6993.007 | 12 |  | 71 | 1796.4523 | Per Refrigerated Case | GS | 1 | 1 | 1 | 1 | 1 | 1 | 1 | 1 | 1 | 1 | 1 | 1 | CmiNgs801 | CmiN | gs | 801 | [32 empty] | 0 | 0 | 0
801 | Refrigeration | Controls | Offices | Existing | Anti-Sweat Controls | 0.039522 | 0.03206 |  | 276.38 | 1 | 0.81119 | 6993.007 | 12 |  | 71 | 1796.4523 | Per Refrigerated Case | GS | 1 | 1 | 1 | 1 | 1 | 1 | 1 | 1 | 1 | 1 | 1 | 1 | CofEgs801 | CofE | gs | 801 | [32 empty] | 0 | 0 | 0
801 | Refrigeration | Controls | Offices | New | Anti-Sweat Controls | 0.039522 | 0.03206 |  | 276.38 | 1 | 0.81119 | 6993.007 | 12 |  | 71 | 1796.4523 | Per Refrigerated Case | GS | 1 | 1 | 1 | 1 | 1 | 1 | 1 | 1 | 1 | 1 | 1 | 1 | CofNgs801 | CofN | gs | 801 | [32 empty] | 0 | 0 | 0
801 | Refrigeration | Controls | Restaurants | Existing | Anti-Sweat Controls | 0.03897 | 0.031231 |  | 276.38 | 1 | 0.80142 | 7092.1986 | 12 |  | 71 | 1821.9339 | Per Refrigerated Case | GS | 1 | 1 | 1 | 1 | 1 | 1 | 1 | 1 | 1 | 1 | 1 | 1 | CreEgs801 | CreE | gs | 801 | [32 empty] | 0 | 0 | 0
801 | Refrigeration | Controls | Restaurants | New | Anti-Sweat Controls | 0.03897 | 0.031231 |  | 276.38 | 1 | 0.80142 | 7092.1986 | 12 |  | 71 | 1821.9339 | Per Refrigerated Case | GS | 1 | 1 | 1 | 1 | 1 | 1 | 1 | 1 | 1 | 1 | 1 | 1 | CreNgs801 | CreN | gs | 801 | [32 empty] | 0 | 0 | 0
801 | Refrigeration | Controls | Retail | Existing | Anti-Sweat Controls | 0.041457 | 0.032889 |  | 276.38 | 1 | 0.79333 | 6666.6667 | 12 |  | 71 | 1712.6179 | Per Refrigerated Case | GS | 1 | 1 | 1 | 1 | 1 | 1 | 1 | 1 | 1 | 1 | 1 | 1 | CrtEgs801 | CrtE | gs | 801 | [32 empty] | 0 | 0 | 0
801 | Refrigeration | Controls | Retail | New | Anti-Sweat Controls | 0.041457 | 0.032889 |  | 276.38 | 1 | 0.79333 | 6666.6667 | 12 |  | 71 | 1712.6179 | Per Refrigerated Case | GS | 1 | 1 | 1 | 1 | 1 | 1 | 1 | 1 | 1 | 1 | 1 | 1 | CrtNgs801 | CrtN | gs | 801 | [32 empty] | 0 | 0 | 0
801 | Refrigeration | Controls | Schools K-12 | Existing | Anti-Sweat Controls | 0.039522 | 0.03206 |  | 276.38 | 1 | 0.81119 | 6993.007 | 12 |  | 71 | 1796.4523 | Per Refrigerated Case | GS | 1 | 1 | 1 | 1 | 1 | 1 | 1 | 1 | 1 | 1 | 1 | 1 | CscEgs801 | CscE | gs | 801 | [32 empty] | 0 | 0 | 0
801 | Refrigeration | Controls | Schools K-12 | New | Anti-Sweat Controls | 0.039522 | 0.03206 |  | 276.38 | 1 | 0.81119 | 6993.007 | 12 |  | 71 | 1796.4523 | Per Refrigerated Case | GS | 1 | 1 | 1 | 1 | 1 | 1 | 1 | 1 | 1 | 1 | 1 | 1 | CscNgs801 | CscN | gs | 801 | [32 empty] | 0 | 0 | 0
801 | Refrigeration | Controls | Warehouse | Existing | Anti-Sweat Controls | 0.039522 | 0.03206 |  | 276.38 | 1 | 0.81119 | 6993.007 | 12 |  | 71 | 1796.4523 | Per Refrigerated Case | GS | 1 | 1 | 1 | 1 | 1 | 1 | 1 | 1 | 1 | 1 | 1 | 1 | CwaEgs801 | CwaE | gs | 801 | [32 empty] | 0 | 0 | 0
801 | Refrigeration | Controls | Warehouse | New | Anti-Sweat Controls | 0.039522 | 0.03206 |  | 276.38 | 1 | 0.81119 | 6993.007 | 12 |  | 71 | 1796.4523 | Per Refrigerated Case | GS | 1 | 1 | 1 | 1 | 1 | 1 | 1 | 1 | 1 | 1 | 1 | 1 | CwaNgs801 | CwaN | gs | 801 | [32 empty] | 0 | 0 | 0
802 | Refrigeration | Controls | Assembly | Existing | Automatic Door Closer for Walk-in Coolers and Freezers | 0.0058545 | 0.0046446 |  | 39.03 | 1 | 0.79333 | 6666.6667 | 8 |  | 161 | 27500.2135 | Per Refrigerated Case | GS | 1 | 1 | 1 | 1 | 1 | 1 | 1 | 1 | 1 | 1 | 1 | 1 | CasEgs802 | CasE | gs | 802 | [32 empty] | 0.15322 | 0.022957 | 0.01816
802 | Refrigeration | Controls | Assembly | New | Automatic Door Closer for Walk-in Coolers and Freezers | 0.0058545 | 0.0046446 |  | 39.03 | 1 | 0.79333 | 6666.6667 | 8 |  | 161 | 27500.2135 | Per Refrigerated Case | GS | 1 | 1 | 1 | 1 | 1 | 1 | 1 | 1 | 1 | 1 | 1 | 1 | CasNgs802 | CasN | gs | 802 | [32 empty] | 0.00169 | 0.0002532 | 0.0002003
802 | Refrigeration | Controls | College and University | Existing | Automatic Door Closer for Walk-in Coolers and Freezers | 0.0058545 | 0.0046446 |  | 39.03 | 1 | 0.79333 | 6666.6667 | 8 |  | 161 | 27500.2135 | Per Refrigerated Case | GS | 1 | 1 | 1 | 1 | 1 | 1 | 1 | 1 | 1 | 1 | 1 | 1 | CcoEgs802 | CcoE | gs | 802 | [32 empty] | 0.011325 | 0.0016967 | 0.0013422
802 | Refrigeration | Controls | College and University | New | Automatic Door Closer for Walk-in Coolers and Freezers | 0.0058545 | 0.0046446 |  | 39.03 | 1 | 0.79333 | 6666.6667 | 8 |  | 161 | 27500.2135 | Per Refrigerated Case | GS | 1 | 1 | 1 | 1 | 1 | 1 | 1 | 1 | 1 | 1 | 1 | 1 | CcoNgs802 | CcoN | gs | 802 | [32 empty] | 0.00012491 | 1.8714e-05 | 1.4804e-05
802 | Refrigeration | Controls | Data Center | Existing | Automatic Door Closer for Walk-in Coolers and Freezers | 0.0055813 | 0.0045275 |  | 39.03 | 1 | 0.81119 | 6993.007 | 8 |  | 161 | 28846.3778 | Per Refrigerated Case | GS | 1 | 1 | 1 | 1 | 1 | 1 | 1 | 1 | 1 | 1 | 1 | 1 | CdaEgs802 | CdaE | gs | 802 | [32 empty] | 0 | 0 | 0
802 | Refrigeration | Controls | Data Center | New | Automatic Door Closer for Walk-in Coolers and Freezers | 0.0055813 | 0.0045275 |  | 39.03 | 1 | 0.81119 | 6993.007 | 8 |  | 161 | 28846.3778 | Per Refrigerated Case | GS | 1 | 1 | 1 | 1 | 1 | 1 | 1 | 1 | 1 | 1 | 1 | 1 | CdaNgs802 | CdaN | gs | 802 | [32 empty] | 0 | 0 | 0
802 | Refrigeration | Controls | Grocery | Existing | Automatic Door Closer for Walk-in Coolers and Freezers | 0.0058545 | 0.0046446 |  | 39.03 | 1 | 0.79333 | 6666.6667 | 8 |  | 161 | 27500.2135 | Per Refrigerated Case | GS | 1 | 1 | 1 | 1 | 1 | 1 | 1 | 1 | 1 | 1 | 1 | 1 | CgrEgs802 | CgrE | gs | 802 | [32 empty] | 2.7591 | 0.41339 | 0.32701
802 | Refrigeration | Controls | Grocery | New | Automatic Door Closer for Walk-in Coolers and Freezers | 0.0058545 | 0.0046446 |  | 39.03 | 1 | 0.79333 | 6666.6667 | 8 |  | 161 | 27500.2135 | Per Refrigerated Case | GS | 1 | 1 | 1 | 1 | 1 | 1 | 1 | 1 | 1 | 1 | 1 | 1 | CgrNgs802 | CgrN | gs | 802 | [32 empty] | 0.012092 | 0.0018117 | 0.0014331
802 | Refrigeration | Controls | Healthcare | Existing | Automatic Door Closer for Walk-in Coolers and Freezers | 0.0058545 | 0.0046446 |  | 39.03 | 1 | 0.79333 | 6666.6667 | 8 |  | 161 | 27500.2135 | Per Refrigerated Case | GS | 1 | 1 | 1 | 1 | 1 | 1 | 1 | 1 | 1 | 1 | 1 | 1 | CheEgs802 | CheE | gs | 802 | [32 empty] | 0.0012458 | 0.00018665 | 0.00014765
802 | Refrigeration | Controls | Healthcare | New | Automatic Door Closer for Walk-in Coolers and Freezers | 0.0058545 | 0.0046446 |  | 39.03 | 1 | 0.79333 | 6666.6667 | 8 |  | 161 | 27500.2135 | Per Refrigerated Case | GS | 1 | 1 | 1 | 1 | 1 | 1 | 1 | 1 | 1 | 1 | 1 | 1 | CheNgs802 | CheN | gs | 802 | [32 empty] | 1.374e-05 | 2.0587e-06 | 1.6285e-06
802 | Refrigeration | Controls | Hospitals | Existing | Automatic Door Closer for Walk-in Coolers and Freezers | 0.0058545 | 0.0046446 |  | 39.03 | 1 | 0.79333 | 6666.6667 | 8 |  | 161 | 27500.2135 | Per Refrigerated Case | GS | 1 | 1 | 1 | 1 | 1 | 1 | 1 | 1 | 1 | 1 | 1 | 1 | ChoEgs802 | ChoE | gs | 802 | [32 empty] | 0.010917 | 0.0016356 | 0.0012938
802 | Refrigeration | Controls | Hospitals | New | Automatic Door Closer for Walk-in Coolers and Freezers | 0.0058545 | 0.0046446 |  | 39.03 | 1 | 0.79333 | 6666.6667 | 8 |  | 161 | 27500.2135 | Per Refrigerated Case | GS | 1 | 1 | 1 | 1 | 1 | 1 | 1 | 1 | 1 | 1 | 1 | 1 | ChoNgs802 | ChoN | gs | 802 | [32 empty] | 0.00012041 | 1.804e-05 | 1.427e-05
802 | Refrigeration | Controls | Institutional | Existing | Automatic Door Closer for Walk-in Coolers and Freezers | 0.0055813 | 0.0045275 |  | 39.03 | 1 | 0.81119 | 6993.007 | 8 |  | 161 | 28846.3778 | Per Refrigerated Case | GS | 1 | 1 | 1 | 1 | 1 | 1 | 1 | 1 | 1 | 1 | 1 | 1 | CinEgs802 | CinE | gs | 802 | [32 empty] | 0 | 0 | 0
802 | Refrigeration | Controls | Institutional | New | Automatic Door Closer for Walk-in Coolers and Freezers | 0.0055813 | 0.0045275 |  | 39.03 | 1 | 0.81119 | 6993.007 | 8 |  | 161 | 28846.3778 | Per Refrigerated Case | GS | 1 | 1 | 1 | 1 | 1 | 1 | 1 | 1 | 1 | 1 | 1 | 1 | CinNgs802 | CinN | gs | 802 | [32 empty] | 0 | 0 | 0
802 | Refrigeration | Controls | Lodging/Hospitality | Existing | Automatic Door Closer for Walk-in Coolers and Freezers | 0.0058545 | 0.0046446 |  | 39.03 | 1 | 0.79333 | 6666.6667 | 8 |  | 161 | 27500.2135 | Per Refrigerated Case | GS | 1 | 1 | 1 | 1 | 1 | 1 | 1 | 1 | 1 | 1 | 1 | 1 | CloEgs802 | CloE | gs | 802 | [32 empty] | 0.081775 | 0.012252 | 0.009692
802 | Refrigeration | Controls | Lodging/Hospitality | New | Automatic Door Closer for Walk-in Coolers and Freezers | 0.0058545 | 0.0046446 |  | 39.03 | 1 | 0.79333 | 6666.6667 | 8 |  | 161 | 27500.2135 | Per Refrigerated Case | GS | 1 | 1 | 1 | 1 | 1 | 1 | 1 | 1 | 1 | 1 | 1 | 1 | CloNgs802 | CloN | gs | 802 | [32 empty] | 0.00090195 | 0.00013513 | 0.0001069
802 | Refrigeration | Controls | Miscellaneous | Existing | Automatic Door Closer for Walk-in Coolers and Freezers | 0.0055813 | 0.0045275 |  | 39.03 | 1 | 0.81119 | 6993.007 | 8 |  | 161 | 28846.3778 | Per Refrigerated Case | GS | 1 | 1 | 1 | 1 | 1 | 1 | 1 | 1 | 1 | 1 | 1 | 1 | CmiEgs802 | CmiE | gs | 802 | [32 empty] | 0 | 0 | 0
802 | Refrigeration | Controls | Miscellaneous | New | Automatic Door Closer for Walk-in Coolers and Freezers | 0.0055813 | 0.0045275 |  | 39.03 | 1 | 0.81119 | 6993.007 | 8 |  | 161 | 28846.3778 | Per Refrigerated Case | GS | 1 | 1 | 1 | 1 | 1 | 1 | 1 | 1 | 1 | 1 | 1 | 1 | CmiNgs802 | CmiN | gs | 802 | [32 empty] | 0 | 0 | 0
802 | Refrigeration | Controls | Offices | Existing | Automatic Door Closer for Walk-in Coolers and Freezers | 0.0055813 | 0.0045275 |  | 39.03 | 1 | 0.81119 | 6993.007 | 8 |  | 161 | 28846.3778 | Per Refrigerated Case | GS | 1 | 1 | 1 | 1 | 1 | 1 | 1 | 1 | 1 | 1 | 1 | 1 | CofEgs802 | CofE | gs | 802 | [32 empty] | 0 | 0 | 0
802 | Refrigeration | Controls | Offices | New | Automatic Door Closer for Walk-in Coolers and Freezers | 0.0055813 | 0.0045275 |  | 39.03 | 1 | 0.81119 | 6993.007 | 8 |  | 161 | 28846.3778 | Per Refrigerated Case | GS | 1 | 1 | 1 | 1 | 1 | 1 | 1 | 1 | 1 | 1 | 1 | 1 | CofNgs802 | CofN | gs | 802 | [32 empty] | 0 | 0 | 0
802 | Refrigeration | Controls | Restaurants | Existing | Automatic Door Closer for Walk-in Coolers and Freezers | 0.0055032 | 0.0044104 |  | 39.03 | 1 | 0.80142 | 7092.1986 | 8 |  | 161 | 29255.5463 | Per Refrigerated Case | GS | 1 | 1 | 1 | 1 | 1 | 1 | 1 | 1 | 1 | 1 | 1 | 1 | CreEgs802 | CreE | gs | 802 | [32 empty] | 2.5295 | 0.3575 | 0.28631
802 | Refrigeration | Controls | Restaurants | New | Automatic Door Closer for Walk-in Coolers and Freezers | 0.0055032 | 0.0044104 |  | 39.03 | 1 | 0.80142 | 7092.1986 | 8 |  | 161 | 29255.5463 | Per Refrigerated Case | GS | 1 | 1 | 1 | 1 | 1 | 1 | 1 | 1 | 1 | 1 | 1 | 1 | CreNgs802 | CreN | gs | 802 | [32 empty] | 0.0279 | 0.0039431 | 0.0031579
802 | Refrigeration | Controls | Retail | Existing | Automatic Door Closer for Walk-in Coolers and Freezers | 0.0058545 | 0.0046446 |  | 39.03 | 1 | 0.79333 | 6666.6667 | 8 |  | 161 | 27500.2135 | Per Refrigerated Case | GS | 1 | 1 | 1 | 1 | 1 | 1 | 1 | 1 | 1 | 1 | 1 | 1 | CrtEgs802 | CrtE | gs | 802 | [32 empty] | 1.6506 | 0.2473 | 0.19563
802 | Refrigeration | Controls | Retail | New | Automatic Door Closer for Walk-in Coolers and Freezers | 0.0058545 | 0.0046446 |  | 39.03 | 1 | 0.79333 | 6666.6667 | 8 |  | 161 | 27500.2135 | Per Refrigerated Case | GS | 1 | 1 | 1 | 1 | 1 | 1 | 1 | 1 | 1 | 1 | 1 | 1 | CrtNgs802 | CrtN | gs | 802 | [32 empty] | 0.018205 | 0.0027276 | 0.0021577
802 | Refrigeration | Controls | Schools K-12 | Existing | Automatic Door Closer for Walk-in Coolers and Freezers | 0.0055813 | 0.0045275 |  | 39.03 | 1 | 0.81119 | 6993.007 | 8 |  | 161 | 28846.3778 | Per Refrigerated Case | GS | 1 | 1 | 1 | 1 | 1 | 1 | 1 | 1 | 1 | 1 | 1 | 1 | CscEgs802 | CscE | gs | 802 | [32 empty] | 0.001994 | 0.00028532 | 0.00023175
802 | Refrigeration | Controls | Schools K-12 | New | Automatic Door Closer for Walk-in Coolers and Freezers | 0.0055813 | 0.0045275 |  | 39.03 | 1 | 0.81119 | 6993.007 | 8 |  | 161 | 28846.3778 | Per Refrigerated Case | GS | 1 | 1 | 1 | 1 | 1 | 1 | 1 | 1 | 1 | 1 | 1 | 1 | CscNgs802 | CscN | gs | 802 | [32 empty] | 2.1993e-05 | 3.147e-06 | 2.5561e-06
802 | Refrigeration | Controls | Warehouse | Existing | Automatic Door Closer for Walk-in Coolers and Freezers | 0.0055813 | 0.0045275 |  | 39.03 | 1 | 0.81119 | 6993.007 | 8 |  | 161 | 28846.3778 | Per Refrigerated Case | GS | 1 | 1 | 1 | 1 | 1 | 1 | 1 | 1 | 1 | 1 | 1 | 1 | CwaEgs802 | CwaE | gs | 802 | [32 empty] | 0 | 0 | 0
802 | Refrigeration | Controls | Warehouse | New | Automatic Door Closer for Walk-in Coolers and Freezers | 0.0055813 | 0.0045275 |  | 39.03 | 1 | 0.81119 | 6993.007 | 8 |  | 161 | 28846.3778 | Per Refrigerated Case | GS | 1 | 1 | 1 | 1 | 1 | 1 | 1 | 1 | 1 | 1 | 1 | 1 | CwaNgs802 | CwaN | gs | 802 | [32 empty] | 0 | 0 | 0
803 | Refrigeration | Controls | Assembly | Existing | Beverage Vending Machine Controls | 0.078861 | 0.062563 |  | 525.74 | 1 | 0.79333 | 6666.6667 | 14 |  | 514 | 6517.7971 | Per Unit | GS | 1 | 1 | 1 | 1 | 1 | 1 | 1 | 1 | 1 | 1 | 1 | 1 | CasEgs803 | CasE | gs | 803 | [32 empty] | 1.1777 | 0.17645 | 0.13958
803 | Refrigeration | Controls | Assembly | New | Beverage Vending Machine Controls | 0.078861 | 0.062563 |  | 525.74 | 1 | 0.79333 | 6666.6667 | 14 |  | 514 | 6517.7971 | Per Unit | GS | 1 | 1 | 1 | 1 | 1 | 1 | 1 | 1 | 1 | 1 | 1 | 1 | CasNgs803 | CasN | gs | 803 | [32 empty] | 0.012989 | 0.0019461 | 0.0015395
803 | Refrigeration | Controls | College and University | Existing | Beverage Vending Machine Controls | 0.078861 | 0.062563 |  | 525.74 | 1 | 0.79333 | 6666.6667 | 14 |  | 514 | 6517.7971 | Per Unit | GS | 1 | 1 | 1 | 1 | 1 | 1 | 1 | 1 | 1 | 1 | 1 | 1 | CcoEgs803 | CcoE | gs | 803 | [32 empty] | 1.8582 | 0.27841 | 0.22024
803 | Refrigeration | Controls | College and University | New | Beverage Vending Machine Controls | 0.078861 | 0.062563 |  | 525.74 | 1 | 0.79333 | 6666.6667 | 14 |  | 514 | 6517.7971 | Per Unit | GS | 1 | 1 | 1 | 1 | 1 | 1 | 1 | 1 | 1 | 1 | 1 | 1 | CcoNgs803 | CcoN | gs | 803 | [32 empty] | 0.020496 | 0.0030708 | 0.0024291
803 | Refrigeration | Controls | Data Center | Existing | Beverage Vending Machine Controls | 0.075181 | 0.060986 |  | 525.74 | 1 | 0.81119 | 6993.007 | 14 |  | 514 | 6836.8501 | Per Unit | GS | 1 | 1 | 1 | 1 | 1 | 1 | 1 | 1 | 1 | 1 | 1 | 1 | CdaEgs803 | CdaE | gs | 803 | [32 empty] | 0.0029057 | 0.00041578 | 0.00033771
803 | Refrigeration | Controls | Data Center | New | Beverage Vending Machine Controls | 0.075181 | 0.060986 |  | 525.74 | 1 | 0.81119 | 6993.007 | 14 |  | 514 | 6836.8501 | Per Unit | GS | 1 | 1 | 1 | 1 | 1 | 1 | 1 | 1 | 1 | 1 | 1 | 1 | CdaNgs803 | CdaN | gs | 803 | [32 empty] | 3.2049e-05 | 4.5859e-06 | 3.7248e-06
803 | Refrigeration | Controls | Grocery | Existing | Beverage Vending Machine Controls | 0.078861 | 0.062563 |  | 525.74 | 1 | 0.79333 | 6666.6667 | 14 |  | 514 | 6517.7971 | Per Unit | GS | 1 | 1 | 1 | 1 | 1 | 1 | 1 | 1 | 1 | 1 | 1 | 1 | CgrEgs803 | CgrE | gs | 803 | [32 empty] | 32.9432 | 4.9357 | 3.9044
803 | Refrigeration | Controls | Grocery | New | Beverage Vending Machine Controls | 0.078861 | 0.062563 |  | 525.74 | 1 | 0.79333 | 6666.6667 | 14 |  | 514 | 6517.7971 | Per Unit | GS | 1 | 1 | 1 | 1 | 1 | 1 | 1 | 1 | 1 | 1 | 1 | 1 | CgrNgs803 | CgrN | gs | 803 | [32 empty] | 0.36335 | 0.054439 | 0.043064
803 | Refrigeration | Controls | Healthcare | Existing | Beverage Vending Machine Controls | 0.078861 | 0.062563 |  | 525.74 | 1 | 0.79333 | 6666.6667 | 14 |  | 514 | 6517.7971 | Per Unit | GS | 1 | 1 | 1 | 1 | 1 | 1 | 1 | 1 | 1 | 1 | 1 | 1 | CheEgs803 | CheE | gs | 803 | [32 empty] | 0.18802 | 0.02817 | 0.022284
803 | Refrigeration | Controls | Healthcare | New | Beverage Vending Machine Controls | 0.078861 | 0.062563 |  | 525.74 | 1 | 0.79333 | 6666.6667 | 14 |  | 514 | 6517.7971 | Per Unit | GS | 1 | 1 | 1 | 1 | 1 | 1 | 1 | 1 | 1 | 1 | 1 | 1 | CheNgs803 | CheN | gs | 803 | [32 empty] | 0.0020738 | 0.00031071 | 0.00024579
803 | Refrigeration | Controls | Hospitals | Existing | Beverage Vending Machine Controls | 0.078861 | 0.062563 |  | 525.74 | 1 | 0.79333 | 6666.6667 | 14 |  | 514 | 6517.7971 | Per Unit | GS | 1 | 1 | 1 | 1 | 1 | 1 | 1 | 1 | 1 | 1 | 1 | 1 | ChoEgs803 | ChoE | gs | 803 | [32 empty] | 0.34257 | 0.051325 | 0.040601
803 | Refrigeration | Controls | Hospitals | New | Beverage Vending Machine Controls | 0.078861 | 0.062563 |  | 525.74 | 1 | 0.79333 | 6666.6667 | 14 |  | 514 | 6517.7971 | Per Unit | GS | 1 | 1 | 1 | 1 | 1 | 1 | 1 | 1 | 1 | 1 | 1 | 1 | ChoNgs803 | ChoN | gs | 803 | [32 empty] | 0.0037784 | 0.0005661 | 0.00044782
803 | Refrigeration | Controls | Institutional | Existing | Beverage Vending Machine Controls | 0.075181 | 0.060986 |  | 525.74 | 1 | 0.81119 | 6993.007 | 14 |  | 514 | 6836.8501 | Per Unit | GS | 1 | 1 | 1 | 1 | 1 | 1 | 1 | 1 | 1 | 1 | 1 | 1 | CinEgs803 | CinE | gs | 803 | [32 empty] | 4.066 | 0.58179 | 0.47255
803 | Refrigeration | Controls | Institutional | New | Beverage Vending Machine Controls | 0.075181 | 0.060986 |  | 525.74 | 1 | 0.81119 | 6993.007 | 14 |  | 514 | 6836.8501 | Per Unit | GS | 1 | 1 | 1 | 1 | 1 | 1 | 1 | 1 | 1 | 1 | 1 | 1 | CinNgs803 | CinN | gs | 803 | [32 empty] | 0.044846 | 0.006417 | 0.0052121
803 | Refrigeration | Controls | Lodging/Hospitality | Existing | Beverage Vending Machine Controls | 0.078861 | 0.062563 |  | 525.74 | 1 | 0.79333 | 6666.6667 | 14 |  | 514 | 6517.7971 | Per Unit | GS | 1 | 1 | 1 | 1 | 1 | 1 | 1 | 1 | 1 | 1 | 1 | 1 | CloEgs803 | CloE | gs | 803 | [32 empty] | 1.1667 | 0.1748 | 0.13828
803 | Refrigeration | Controls | Lodging/Hospitality | New | Beverage Vending Machine Controls | 0.078861 | 0.062563 |  | 525.74 | 1 | 0.79333 | 6666.6667 | 14 |  | 514 | 6517.7971 | Per Unit | GS | 1 | 1 | 1 | 1 | 1 | 1 | 1 | 1 | 1 | 1 | 1 | 1 | CloNgs803 | CloN | gs | 803 | [32 empty] | 0.012868 | 0.001928 | 0.0015251
803 | Refrigeration | Controls | Miscellaneous | Existing | Beverage Vending Machine Controls | 0.075181 | 0.060986 |  | 525.74 | 1 | 0.81119 | 6993.007 | 14 |  | 514 | 6836.8501 | Per Unit | GS | 1 | 1 | 1 | 1 | 1 | 1 | 1 | 1 | 1 | 1 | 1 | 1 | CmiEgs803 | CmiE | gs | 803 | [32 empty] | 0.11046 | 0.015805 | 0.012838
803 | Refrigeration | Controls | Miscellaneous | New | Beverage Vending Machine Controls | 0.075181 | 0.060986 |  | 525.74 | 1 | 0.81119 | 6993.007 | 14 |  | 514 | 6836.8501 | Per Unit | GS | 1 | 1 | 1 | 1 | 1 | 1 | 1 | 1 | 1 | 1 | 1 | 1 | CmiNgs803 | CmiN | gs | 803 | [32 empty] | 0.0012183 | 0.00017433 | 0.0001416
803 | Refrigeration | Controls | Offices | Existing | Beverage Vending Machine Controls | 0.075181 | 0.060986 |  | 525.74 | 1 | 0.81119 | 6993.007 | 14 |  | 514 | 6836.8501 | Per Unit | GS | 1 | 1 | 1 | 1 | 1 | 1 | 1 | 1 | 1 | 1 | 1 | 1 | CofEgs803 | CofE | gs | 803 | [32 empty] | 1.8637 | 0.26668 | 0.2166
803 | Refrigeration | Controls | Offices | New | Beverage Vending Machine Controls | 0.075181 | 0.060986 |  | 525.74 | 1 | 0.81119 | 6993.007 | 14 |  | 514 | 6836.8501 | Per Unit | GS | 1 | 1 | 1 | 1 | 1 | 1 | 1 | 1 | 1 | 1 | 1 | 1 | CofNgs803 | CofN | gs | 803 | [32 empty] | 0.020556 | 0.0029413 | 0.0023891
803 | Refrigeration | Controls | Restaurants | Existing | Beverage Vending Machine Controls | 0.074129 | 0.059409 |  | 525.74 | 1 | 0.80142 | 7092.1986 | 14 |  | 514 | 6933.8267 | Per Unit | GS | 1 | 1 | 1 | 1 | 1 | 1 | 1 | 1 | 1 | 1 | 1 | 1 | CreEgs803 | CreE | gs | 803 | [32 empty] | 12.6215 | 1.7838 | 1.4286
803 | Refrigeration | Controls | Restaurants | New | Beverage Vending Machine Controls | 0.074129 | 0.059409 |  | 525.74 | 1 | 0.80142 | 7092.1986 | 14 |  | 514 | 6933.8267 | Per Unit | GS | 1 | 1 | 1 | 1 | 1 | 1 | 1 | 1 | 1 | 1 | 1 | 1 | CreNgs803 | CreN | gs | 803 | [32 empty] | 0.13921 | 0.019674 | 0.015757
803 | Refrigeration | Controls | Retail | Existing | Beverage Vending Machine Controls | 0.078861 | 0.062563 |  | 525.74 | 1 | 0.79333 | 6666.6667 | 14 |  | 514 | 6517.7971 | Per Unit | GS | 1 | 1 | 1 | 1 | 1 | 1 | 1 | 1 | 1 | 1 | 1 | 1 | CrtEgs803 | CrtE | gs | 803 | [32 empty] | 3.9347 | 0.58952 | 0.46634
803 | Refrigeration | Controls | Retail | New | Beverage Vending Machine Controls | 0.078861 | 0.062563 |  | 525.74 | 1 | 0.79333 | 6666.6667 | 14 |  | 514 | 6517.7971 | Per Unit | GS | 1 | 1 | 1 | 1 | 1 | 1 | 1 | 1 | 1 | 1 | 1 | 1 | CrtNgs803 | CrtN | gs | 803 | [32 empty] | 0.043399 | 0.0065022 | 0.0051436
803 | Refrigeration | Controls | Schools K-12 | Existing | Beverage Vending Machine Controls | 0.075181 | 0.060986 |  | 525.74 | 1 | 0.81119 | 6993.007 | 14 |  | 514 | 6836.8501 | Per Unit | GS | 1 | 1 | 1 | 1 | 1 | 1 | 1 | 1 | 1 | 1 | 1 | 1 | CscEgs803 | CscE | gs | 803 | [32 empty] | 0.038213 | 0.0054678 | 0.0044412
803 | Refrigeration | Controls | Schools K-12 | New | Beverage Vending Machine Controls | 0.075181 | 0.060986 |  | 525.74 | 1 | 0.81119 | 6993.007 | 14 |  | 514 | 6836.8501 | Per Unit | GS | 1 | 1 | 1 | 1 | 1 | 1 | 1 | 1 | 1 | 1 | 1 | 1 | CscNgs803 | CscN | gs | 803 | [32 empty] | 0.00042148 | 6.0308e-05 | 4.8984e-05
803 | Refrigeration | Controls | Warehouse | Existing | Beverage Vending Machine Controls | 0.075181 | 0.060986 |  | 525.74 | 1 | 0.81119 | 6993.007 | 14 |  | 514 | 6836.8501 | Per Unit | GS | 1 | 1 | 1 | 1 | 1 | 1 | 1 | 1 | 1 | 1 | 1 | 1 | CwaEgs803 | CwaE | gs | 803 | [32 empty] | 0.013039 | 0.0018658 | 0.0015155
803 | Refrigeration | Controls | Warehouse | New | Beverage Vending Machine Controls | 0.075181 | 0.060986 |  | 525.74 | 1 | 0.81119 | 6993.007 | 14 |  | 514 | 6836.8501 | Per Unit | GS | 1 | 1 | 1 | 1 | 1 | 1 | 1 | 1 | 1 | 1 | 1 | 1 | CwaNgs803 | CwaN | gs | 803 | [32 empty] | 0.00014382 | 2.0579e-05 | 1.6715e-05
804 | Refrigeration | Controls | Assembly | Existing | Demand Defrost | 0.40677 | 0.3227 |  | 2711.79 | 1 | 0.79333 | 6666.6667 | 10 |  | 637 | 1566.0013 | Per End Use Consumption | GS | 0.57723 | 0.60437 | 0.83705 | 1.097 | 1.2026 | 1.2026 | 1.289 | 1.2891 | 1.2453 | 1.1192 | 0.77553 | 0.85362 | CasEgs804 | CasE | gs | 804 | [32 empty] | 0 | 0 | 0
804 | Refrigeration | Controls | Assembly | New | Demand Defrost | 0.40677 | 0.3227 |  | 2711.79 | 1 | 0.79333 | 6666.6667 | 10 |  | 637 | 1566.0013 | Per End Use Consumption | GS | 0.57723 | 0.60437 | 0.83705 | 1.097 | 1.2026 | 1.2026 | 1.289 | 1.2891 | 1.2453 | 1.1192 | 0.77553 | 0.85362 | CasNgs804 | CasN | gs | 804 | [32 empty] | 0 | 0 | 0
804 | Refrigeration | Controls | College and University | Existing | Demand Defrost | 0.36216 | 0.28731 |  | 2414.41 | 1 | 0.79333 | 6666.6667 | 10 |  | 637 | 1758.8838 | Per End Use Consumption | GS | 0.57723 | 0.60437 | 0.83705 | 1.097 | 1.2026 | 1.2026 | 1.289 | 1.2891 | 1.2453 | 1.1192 | 0.77553 | 0.85362 | CcoEgs804 | CcoE | gs | 804 | [32 empty] | 0 | 0 | 0
804 | Refrigeration | Controls | College and University | New | Demand Defrost | 0.36216 | 0.28731 |  | 2414.41 | 1 | 0.79333 | 6666.6667 | 10 |  | 637 | 1758.8838 | Per End Use Consumption | GS | 0.57723 | 0.60437 | 0.83705 | 1.097 | 1.2026 | 1.2026 | 1.289 | 1.2891 | 1.2453 | 1.1192 | 0.77553 | 0.85362 | CcoNgs804 | CcoN | gs | 804 | [32 empty] | 0 | 0 | 0
804 | Refrigeration | Controls | Data Center | Existing | Demand Defrost | 4.7066 | 3.818 |  | 32913.41 | 1 | 0.81119 | 6993.007 | 10 |  | 637 | 135.3414 | Per End Use Consumption | GS | 0.57723 | 0.60437 | 0.83705 | 1.097 | 1.2026 | 1.2026 | 1.289 | 1.2891 | 1.2453 | 1.1192 | 0.77553 | 0.85362 | CdaEgs804 | CdaE | gs | 804 | [32 empty] | 0 | 0 | 0
804 | Refrigeration | Controls | Data Center | New | Demand Defrost | 4.7066 | 3.818 |  | 32913.41 | 1 | 0.81119 | 6993.007 | 10 |  | 637 | 135.3414 | Per End Use Consumption | GS | 0.57723 | 0.60437 | 0.83705 | 1.097 | 1.2026 | 1.2026 | 1.289 | 1.2891 | 1.2453 | 1.1192 | 0.77553 | 0.85362 | CdaNgs804 | CdaN | gs | 804 | [32 empty] | 0 | 0 | 0
804 | Refrigeration | Controls | Grocery | Existing | Demand Defrost | 3.8407 | 3.047 |  | 25604.75 | 1 | 0.79333 | 6666.6667 | 10 |  | 637 | 165.8546 | Per End Use Consumption | GS | 0.57723 | 0.60437 | 0.83705 | 1.097 | 1.2026 | 1.2026 | 1.289 | 1.2891 | 1.2453 | 1.1192 | 0.77553 | 0.85362 | CgrEgs804 | CgrE | gs | 804 | [32 empty] | 78.7164 | 11.7936 | 9.3294
804 | Refrigeration | Controls | Grocery | New | Demand Defrost | 3.8407 | 3.047 |  | 25604.75 | 1 | 0.79333 | 6666.6667 | 10 |  | 637 | 165.8546 | Per End Use Consumption | GS | 0.57723 | 0.60437 | 0.83705 | 1.097 | 1.2026 | 1.2026 | 1.289 | 1.2891 | 1.2453 | 1.1192 | 0.77553 | 0.85362 | CgrNgs804 | CgrN | gs | 804 | [32 empty] | 0 | 0 | 0
804 | Refrigeration | Controls | Healthcare | Existing | Demand Defrost | 0.16298 | 0.1293 |  | 1086.53 | 1 | 0.79333 | 6666.6667 | 10 |  | 637 | 3908.467 | Per End Use Consumption | GS | 0.57723 | 0.60437 | 0.83705 | 1.097 | 1.2026 | 1.2026 | 1.289 | 1.2891 | 1.2453 | 1.1192 | 0.77553 | 0.85362 | CheEgs804 | CheE | gs | 804 | [32 empty] | 0 | 0 | 0
804 | Refrigeration | Controls | Healthcare | New | Demand Defrost | 0.16298 | 0.1293 |  | 1086.53 | 1 | 0.79333 | 6666.6667 | 10 |  | 637 | 3908.467 | Per End Use Consumption | GS | 0.57723 | 0.60437 | 0.83705 | 1.097 | 1.2026 | 1.2026 | 1.289 | 1.2891 | 1.2453 | 1.1192 | 0.77553 | 0.85362 | CheNgs804 | CheN | gs | 804 | [32 empty] | 0 | 0 | 0
804 | Refrigeration | Controls | Hospitals | Existing | Demand Defrost | 12.6418 | 10.0292 |  | 84278.72 | 1 | 0.79333 | 6666.6667 | 10 |  | 637 | 50.3884 | Per End Use Consumption | GS | 0.57723 | 0.60437 | 0.83705 | 1.097 | 1.2026 | 1.2026 | 1.289 | 1.2891 | 1.2453 | 1.1192 | 0.77553 | 0.85362 | ChoEgs804 | ChoE | gs | 804 | [32 empty] | 0 | 0 | 0
804 | Refrigeration | Controls | Hospitals | New | Demand Defrost | 12.6418 | 10.0292 |  | 84278.72 | 1 | 0.79333 | 6666.6667 | 10 |  | 637 | 50.3884 | Per End Use Consumption | GS | 0.57723 | 0.60437 | 0.83705 | 1.097 | 1.2026 | 1.2026 | 1.289 | 1.2891 | 1.2453 | 1.1192 | 0.77553 | 0.85362 | ChoNgs804 | ChoN | gs | 804 | [32 empty] | 0 | 0 | 0
804 | Refrigeration | Controls | Institutional | Existing | Demand Defrost | 0.25633 | 0.20793 |  | 1792.51 | 1 | 0.81119 | 6993.007 | 10 |  | 637 | 2485.0882 | Per End Use Consumption | GS | 0.57723 | 0.60437 | 0.83705 | 1.097 | 1.2026 | 1.2026 | 1.289 | 1.2891 | 1.2453 | 1.1192 | 0.77553 | 0.85362 | CinEgs804 | CinE | gs | 804 | [32 empty] | 0 | 0 | 0
804 | Refrigeration | Controls | Institutional | New | Demand Defrost | 0.25633 | 0.20793 |  | 1792.51 | 1 | 0.81119 | 6993.007 | 10 |  | 637 | 2485.0882 | Per End Use Consumption | GS | 0.57723 | 0.60437 | 0.83705 | 1.097 | 1.2026 | 1.2026 | 1.289 | 1.2891 | 1.2453 | 1.1192 | 0.77553 | 0.85362 | CinNgs804 | CinN | gs | 804 | [32 empty] | 0 | 0 | 0
804 | Refrigeration | Controls | Lodging/Hospitality | Existing | Demand Defrost | 4.3584 | 3.4577 |  | 29056.01 | 1 | 0.79333 | 6666.6667 | 10 |  | 637 | 146.1545 | Per End Use Consumption | GS | 0.57723 | 0.60437 | 0.83705 | 1.097 | 1.2026 | 1.2026 | 1.289 | 1.2891 | 1.2453 | 1.1192 | 0.77553 | 0.85362 | CloEgs804 | CloE | gs | 804 | [32 empty] | 0 | 0 | 0
804 | Refrigeration | Controls | Lodging/Hospitality | New | Demand Defrost | 4.3584 | 3.4577 |  | 29056.01 | 1 | 0.79333 | 6666.6667 | 10 |  | 637 | 146.1545 | Per End Use Consumption | GS | 0.57723 | 0.60437 | 0.83705 | 1.097 | 1.2026 | 1.2026 | 1.289 | 1.2891 | 1.2453 | 1.1192 | 0.77553 | 0.85362 | CloNgs804 | CloN | gs | 804 | [32 empty] | 0 | 0 | 0
804 | Refrigeration | Controls | Miscellaneous | Existing | Demand Defrost | 0.014503 | 0.011765 |  | 101.42 | 1 | 0.81119 | 6993.007 | 10 |  | 637 | 43921.7655 | Per End Use Consumption | GS | 0.57723 | 0.60437 | 0.83705 | 1.097 | 1.2026 | 1.2026 | 1.289 | 1.2891 | 1.2453 | 1.1192 | 0.77553 | 0.85362 | CmiEgs804 | CmiE | gs | 804 | [32 empty] | 0 | 0 | 0
804 | Refrigeration | Controls | Miscellaneous | New | Demand Defrost | 0.014503 | 0.011765 |  | 101.42 | 1 | 0.81119 | 6993.007 | 10 |  | 637 | 43921.7655 | Per End Use Consumption | GS | 0.57723 | 0.60437 | 0.83705 | 1.097 | 1.2026 | 1.2026 | 1.289 | 1.2891 | 1.2453 | 1.1192 | 0.77553 | 0.85362 | CmiNgs804 | CmiN | gs | 804 | [32 empty] | 0 | 0 | 0
804 | Refrigeration | Controls | Offices | Existing | Demand Defrost | 0.39539 | 0.32073 |  | 2764.94 | 1 | 0.81119 | 6993.007 | 10 |  | 637 | 1611.0821 | Per End Use Consumption | GS | 0.57723 | 0.60437 | 0.83705 | 1.097 | 1.2026 | 1.2026 | 1.289 | 1.2891 | 1.2453 | 1.1192 | 0.77553 | 0.85362 | CofEgs804 | CofE | gs | 804 | [32 empty] | 0 | 0 | 0
804 | Refrigeration | Controls | Offices | New | Demand Defrost | 0.39539 | 0.32073 |  | 2764.94 | 1 | 0.81119 | 6993.007 | 10 |  | 637 | 1611.0821 | Per End Use Consumption | GS | 0.57723 | 0.60437 | 0.83705 | 1.097 | 1.2026 | 1.2026 | 1.289 | 1.2891 | 1.2453 | 1.1192 | 0.77553 | 0.85362 | CofNgs804 | CofN | gs | 804 | [32 empty] | 0 | 0 | 0
804 | Refrigeration | Controls | Restaurants | Existing | Demand Defrost | 2.7968 | 2.2414 |  | 19835.25 | 1 | 0.80142 | 7092.1986 | 10 |  | 637 | 227.7627 | Per End Use Consumption | GS | 0.57723 | 0.60437 | 0.83705 | 1.097 | 1.2026 | 1.2026 | 1.289 | 1.2891 | 1.2453 | 1.1192 | 0.77553 | 0.85362 | CreEgs804 | CreE | gs | 804 | [32 empty] | 0 | 0 | 0
804 | Refrigeration | Controls | Restaurants | New | Demand Defrost | 2.7968 | 2.2414 |  | 19835.25 | 1 | 0.80142 | 7092.1986 | 10 |  | 637 | 227.7627 | Per End Use Consumption | GS | 0.57723 | 0.60437 | 0.83705 | 1.097 | 1.2026 | 1.2026 | 1.289 | 1.2891 | 1.2453 | 1.1192 | 0.77553 | 0.85362 | CreNgs804 | CreN | gs | 804 | [32 empty] | 0 | 0 | 0
804 | Refrigeration | Controls | Retail | Existing | Demand Defrost | 2.4781 | 1.9659 |  | 16520.47 | 1 | 0.79333 | 6666.6667 | 10 |  | 637 | 257.0548 | Per End Use Consumption | GS | 0.57723 | 0.60437 | 0.83705 | 1.097 | 1.2026 | 1.2026 | 1.289 | 1.2891 | 1.2453 | 1.1192 | 0.77553 | 0.85362 | CrtEgs804 | CrtE | gs | 804 | [32 empty] | 0 | 0 | 0
804 | Refrigeration | Controls | Retail | New | Demand Defrost | 2.4781 | 1.9659 |  | 16520.47 | 1 | 0.79333 | 6666.6667 | 10 |  | 637 | 257.0548 | Per End Use Consumption | GS | 0.57723 | 0.60437 | 0.83705 | 1.097 | 1.2026 | 1.2026 | 1.289 | 1.2891 | 1.2453 | 1.1192 | 0.77553 | 0.85362 | CrtNgs804 | CrtN | gs | 804 | [32 empty] | 0 | 0 | 0
804 | Refrigeration | Controls | Schools K-12 | Existing | Demand Defrost | 0.41197 | 0.33419 |  | 2880.92 | 1 | 0.81119 | 6993.007 | 10 |  | 637 | 1546.2232 | Per End Use Consumption | GS | 0.57723 | 0.60437 | 0.83705 | 1.097 | 1.2026 | 1.2026 | 1.289 | 1.2891 | 1.2453 | 1.1192 | 0.77553 | 0.85362 | CscEgs804 | CscE | gs | 804 | [32 empty] | 0 | 0 | 0
804 | Refrigeration | Controls | Schools K-12 | New | Demand Defrost | 0.41197 | 0.33419 |  | 2880.92 | 1 | 0.81119 | 6993.007 | 10 |  | 637 | 1546.2232 | Per End Use Consumption | GS | 0.57723 | 0.60437 | 0.83705 | 1.097 | 1.2026 | 1.2026 | 1.289 | 1.2891 | 1.2453 | 1.1192 | 0.77553 | 0.85362 | CscNgs804 | CscN | gs | 804 | [32 empty] | 0 | 0 | 0
804 | Refrigeration | Controls | Warehouse | Existing | Demand Defrost | 0.11893 | 0.096475 |  | 831.68 | 1 | 0.81119 | 6993.007 | 10 |  | 637 | 5356.081 | Per End Use Consumption | GS | 0.57723 | 0.60437 | 0.83705 | 1.097 | 1.2026 | 1.2026 | 1.289 | 1.2891 | 1.2453 | 1.1192 | 0.77553 | 0.85362 | CwaEgs804 | CwaE | gs | 804 | [32 empty] | 0 | 0 | 0
804 | Refrigeration | Controls | Warehouse | New | Demand Defrost | 0.11893 | 0.096475 |  | 831.68 | 1 | 0.81119 | 6993.007 | 10 |  | 637 | 5356.081 | Per End Use Consumption | GS | 0.57723 | 0.60437 | 0.83705 | 1.097 | 1.2026 | 1.2026 | 1.289 | 1.2891 | 1.2453 | 1.1192 | 0.77553 | 0.85362 | CwaNgs804 | CwaN | gs | 804 | [32 empty] | 0 | 0 | 0
805 | Refrigeration | Controls | Assembly | Existing | Floating Head Pressure Controls | 0.17627 | 0.13984 |  | 1175.11 | 1 | 0.79333 | 6666.6667 | 10 |  | 280 | 1588.5038 | Per End Use Consumption | GS | 1 | 1 | 1 | 1 | 1 | 1 | 1 | 1 | 1 | 1 | 1 | 1 | CasEgs805 | CasE | gs | 805 | [32 empty] | 0 | 0 | 0
805 | Refrigeration | Controls | Assembly | New | Floating Head Pressure Controls | 0.17627 | 0.13984 |  | 1175.11 | 1 | 0.79333 | 6666.6667 | 10 |  | 280 | 1588.5038 | Per End Use Consumption | GS | 1 | 1 | 1 | 1 | 1 | 1 | 1 | 1 | 1 | 1 | 1 | 1 | CasNgs805 | CasN | gs | 805 | [32 empty] | 0 | 0 | 0
805 | Refrigeration | Controls | College and University | Existing | Floating Head Pressure Controls | 0.15694 | 0.1245 |  | 1046.25 | 1 | 0.79333 | 6666.6667 | 10 |  | 280 | 1784.1497 | Per End Use Consumption | GS | 1 | 1 | 1 | 1 | 1 | 1 | 1 | 1 | 1 | 1 | 1 | 1 | CcoEgs805 | CcoE | gs | 805 | [32 empty] | 0 | 0 | 0
805 | Refrigeration | Controls | College and University | New | Floating Head Pressure Controls | 0.15694 | 0.1245 |  | 1046.25 | 1 | 0.79333 | 6666.6667 | 10 |  | 280 | 1784.1497 | Per End Use Consumption | GS | 1 | 1 | 1 | 1 | 1 | 1 | 1 | 1 | 1 | 1 | 1 | 1 | CcoNgs805 | CcoN | gs | 805 | [32 empty] | 0 | 0 | 0
805 | Refrigeration | Controls | Data Center | Existing | Floating Head Pressure Controls | 2.0395 | 1.6544 |  | 14262.48 | 1 | 0.81119 | 6993.007 | 10 |  | 280 | 137.2862 | Per End Use Consumption | GS | 1 | 1 | 1 | 1 | 1 | 1 | 1 | 1 | 1 | 1 | 1 | 1 | CdaEgs805 | CdaE | gs | 805 | [32 empty] | 0 | 0 | 0
805 | Refrigeration | Controls | Data Center | New | Floating Head Pressure Controls | 2.0395 | 1.6544 |  | 14262.48 | 1 | 0.81119 | 6993.007 | 10 |  | 280 | 137.2862 | Per End Use Consumption | GS | 1 | 1 | 1 | 1 | 1 | 1 | 1 | 1 | 1 | 1 | 1 | 1 | CdaNgs805 | CdaN | gs | 805 | [32 empty] | 0 | 0 | 0
805 | Refrigeration | Controls | Grocery | Existing | Floating Head Pressure Controls | 1.6643 | 1.3204 |  | 11095.39 | 1 | 0.79333 | 6666.6667 | 10 |  | 280 | 168.238 | Per End Use Consumption | GS | 1 | 1 | 1 | 1 | 1 | 1 | 1 | 1 | 1 | 1 | 1 | 1 | CgrEgs805 | CgrE | gs | 805 | [32 empty] | 30.5156 | 4.572 | 3.6167
805 | Refrigeration | Controls | Grocery | New | Floating Head Pressure Controls | 1.6643 | 1.3204 |  | 11095.39 | 1 | 0.79333 | 6666.6667 | 10 |  | 280 | 168.238 | Per End Use Consumption | GS | 1 | 1 | 1 | 1 | 1 | 1 | 1 | 1 | 1 | 1 | 1 | 1 | CgrNgs805 | CgrN | gs | 805 | [32 empty] | 0.14358 | 0.021512 | 0.017017
805 | Refrigeration | Controls | Healthcare | Existing | Floating Head Pressure Controls | 0.070625 | 0.056029 |  | 470.83 | 1 | 0.79333 | 6666.6667 | 10 |  | 280 | 3964.6298 | Per End Use Consumption | GS | 1 | 1 | 1 | 1 | 1 | 1 | 1 | 1 | 1 | 1 | 1 | 1 | CheEgs805 | CheE | gs | 805 | [32 empty] | 0 | 0 | 0
805 | Refrigeration | Controls | Healthcare | New | Floating Head Pressure Controls | 0.070625 | 0.056029 |  | 470.83 | 1 | 0.79333 | 6666.6667 | 10 |  | 280 | 3964.6298 | Per End Use Consumption | GS | 1 | 1 | 1 | 1 | 1 | 1 | 1 | 1 | 1 | 1 | 1 | 1 | CheNgs805 | CheN | gs | 805 | [32 empty] | 0 | 0 | 0
805 | Refrigeration | Controls | Hospitals | Existing | Floating Head Pressure Controls | 5.4781 | 4.346 |  | 36520.78 | 1 | 0.79333 | 6666.6667 | 10 |  | 280 | 51.1125 | Per End Use Consumption | GS | 1 | 1 | 1 | 1 | 1 | 1 | 1 | 1 | 1 | 1 | 1 | 1 | ChoEgs805 | ChoE | gs | 805 | [32 empty] | 0 | 0 | 0
805 | Refrigeration | Controls | Hospitals | New | Floating Head Pressure Controls | 5.4781 | 4.346 |  | 36520.78 | 1 | 0.79333 | 6666.6667 | 10 |  | 280 | 51.1125 | Per End Use Consumption | GS | 1 | 1 | 1 | 1 | 1 | 1 | 1 | 1 | 1 | 1 | 1 | 1 | ChoNgs805 | ChoN | gs | 805 | [32 empty] | 0 | 0 | 0
805 | Refrigeration | Controls | Institutional | Existing | Floating Head Pressure Controls | 0.11108 | 0.090104 |  | 776.76 | 1 | 0.81119 | 6993.007 | 10 |  | 280 | 2520.7811 | Per End Use Consumption | GS | 1 | 1 | 1 | 1 | 1 | 1 | 1 | 1 | 1 | 1 | 1 | 1 | CinEgs805 | CinE | gs | 805 | [32 empty] | 0 | 0 | 0
805 | Refrigeration | Controls | Institutional | New | Floating Head Pressure Controls | 0.11108 | 0.090104 |  | 776.76 | 1 | 0.81119 | 6993.007 | 10 |  | 280 | 2520.7811 | Per End Use Consumption | GS | 1 | 1 | 1 | 1 | 1 | 1 | 1 | 1 | 1 | 1 | 1 | 1 | CinNgs805 | CinN | gs | 805 | [32 empty] | 0 | 0 | 0
805 | Refrigeration | Controls | Lodging/Hospitality | Existing | Floating Head Pressure Controls | 1.8886 | 1.4983 |  | 12590.94 | 1 | 0.79333 | 6666.6667 | 10 |  | 280 | 148.2548 | Per End Use Consumption | GS | 1 | 1 | 1 | 1 | 1 | 1 | 1 | 1 | 1 | 1 | 1 | 1 | CloEgs805 | CloE | gs | 805 | [32 empty] | 0 | 0 | 0
805 | Refrigeration | Controls | Lodging/Hospitality | New | Floating Head Pressure Controls | 1.8886 | 1.4983 |  | 12590.94 | 1 | 0.79333 | 6666.6667 | 10 |  | 280 | 148.2548 | Per End Use Consumption | GS | 1 | 1 | 1 | 1 | 1 | 1 | 1 | 1 | 1 | 1 | 1 | 1 | CloNgs805 | CloN | gs | 805 | [32 empty] | 0 | 0 | 0
805 | Refrigeration | Controls | Miscellaneous | Existing | Floating Head Pressure Controls | 0.0062848 | 0.0050982 |  | 43.95 | 1 | 0.81119 | 6993.007 | 10 |  | 280 | 44551.5804 | Per End Use Consumption | GS | 1 | 1 | 1 | 1 | 1 | 1 | 1 | 1 | 1 | 1 | 1 | 1 | CmiEgs805 | CmiE | gs | 805 | [32 empty] | 0 | 0 | 0
805 | Refrigeration | Controls | Miscellaneous | New | Floating Head Pressure Controls | 0.0062848 | 0.0050982 |  | 43.95 | 1 | 0.81119 | 6993.007 | 10 |  | 280 | 44551.5804 | Per End Use Consumption | GS | 1 | 1 | 1 | 1 | 1 | 1 | 1 | 1 | 1 | 1 | 1 | 1 | CmiNgs805 | CmiN | gs | 805 | [32 empty] | 0 | 0 | 0
805 | Refrigeration | Controls | Offices | Existing | Floating Head Pressure Controls | 0.17133 | 0.13898 |  | 1198.14 | 1 | 0.81119 | 6993.007 | 10 |  | 280 | 1634.2347 | Per End Use Consumption | GS | 1 | 1 | 1 | 1 | 1 | 1 | 1 | 1 | 1 | 1 | 1 | 1 | CofEgs805 | CofE | gs | 805 | [32 empty] | 0 | 0 | 0
805 | Refrigeration | Controls | Offices | New | Floating Head Pressure Controls | 0.17133 | 0.13898 |  | 1198.14 | 1 | 0.81119 | 6993.007 | 10 |  | 280 | 1634.2347 | Per End Use Consumption | GS | 1 | 1 | 1 | 1 | 1 | 1 | 1 | 1 | 1 | 1 | 1 | 1 | CofNgs805 | CofN | gs | 805 | [32 empty] | 0 | 0 | 0
805 | Refrigeration | Controls | Restaurants | Existing | Floating Head Pressure Controls | 1.2119 | 0.97127 |  | 8595.28 | 1 | 0.80142 | 7092.1986 | 10 |  | 280 | 231.0356 | Per End Use Consumption | GS | 1 | 1 | 1 | 1 | 1 | 1 | 1 | 1 | 1 | 1 | 1 | 1 | CreEgs805 | CreE | gs | 805 | [32 empty] | 0 | 0 | 0
805 | Refrigeration | Controls | Restaurants | New | Floating Head Pressure Controls | 1.2119 | 0.97127 |  | 8595.28 | 1 | 0.80142 | 7092.1986 | 10 |  | 280 | 231.0356 | Per End Use Consumption | GS | 1 | 1 | 1 | 1 | 1 | 1 | 1 | 1 | 1 | 1 | 1 | 1 | CreNgs805 | CreN | gs | 805 | [32 empty] | 0 | 0 | 0
805 | Refrigeration | Controls | Retail | Existing | Floating Head Pressure Controls | 1.0738 | 0.85191 |  | 7158.87 | 1 | 0.79333 | 6666.6667 | 10 |  | 280 | 260.7488 | Per End Use Consumption | GS | 1 | 1 | 1 | 1 | 1 | 1 | 1 | 1 | 1 | 1 | 1 | 1 | CrtEgs805 | CrtE | gs | 805 | [32 empty] | 0 | 0 | 0
805 | Refrigeration | Controls | Retail | New | Floating Head Pressure Controls | 1.0738 | 0.85191 |  | 7158.87 | 1 | 0.79333 | 6666.6667 | 10 |  | 280 | 260.7488 | Per End Use Consumption | GS | 1 | 1 | 1 | 1 | 1 | 1 | 1 | 1 | 1 | 1 | 1 | 1 | CrtNgs805 | CrtN | gs | 805 | [32 empty] | 0 | 0 | 0
805 | Refrigeration | Controls | Schools K-12 | Existing | Floating Head Pressure Controls | 0.17852 | 0.14481 |  | 1248.4 | 1 | 0.81119 | 6993.007 | 10 |  | 280 | 1568.4412 | Per End Use Consumption | GS | 1 | 1 | 1 | 1 | 1 | 1 | 1 | 1 | 1 | 1 | 1 | 1 | CscEgs805 | CscE | gs | 805 | [32 empty] | 0 | 0 | 0
805 | Refrigeration | Controls | Schools K-12 | New | Floating Head Pressure Controls | 0.17852 | 0.14481 |  | 1248.4 | 1 | 0.81119 | 6993.007 | 10 |  | 280 | 1568.4412 | Per End Use Consumption | GS | 1 | 1 | 1 | 1 | 1 | 1 | 1 | 1 | 1 | 1 | 1 | 1 | CscNgs805 | CscN | gs | 805 | [32 empty] | 0 | 0 | 0
805 | Refrigeration | Controls | Warehouse | Existing | Floating Head Pressure Controls | 0.051537 | 0.041806 |  | 360.4 | 1 | 0.81119 | 6993.007 | 10 |  | 280 | 5432.9688 | Per End Use Consumption | GS | 1 | 1 | 1 | 1 | 1 | 1 | 1 | 1 | 1 | 1 | 1 | 1 | CwaEgs805 | CwaE | gs | 805 | [32 empty] | 0 | 0 | 0
805 | Refrigeration | Controls | Warehouse | New | Floating Head Pressure Controls | 0.051537 | 0.041806 |  | 360.4 | 1 | 0.81119 | 6993.007 | 10 |  | 280 | 5432.9688 | Per End Use Consumption | GS | 1 | 1 | 1 | 1 | 1 | 1 | 1 | 1 | 1 | 1 | 1 | 1 | CwaNgs805 | CwaN | gs | 805 | [32 empty] | 0 | 0 | 0
806 | Refrigeration | Controls | Assembly | Existing | Refrigerated Display Case Lighting Controls | 0.0086805 | 0.0068865 |  | 57.87 | 1 | 0.79333 | 6666.6667 | 10 |  | 129 | 14860.8951 | Per End Use Consumption | GS | 1 | 1 | 1 | 1 | 1 | 1 | 1 | 1 | 1 | 1 | 1 | 1 | CasEgs806 | CasE | gs | 806 | [32 empty] | 0 | 0 | 0
806 | Refrigeration | Controls | Assembly | New | Refrigerated Display Case Lighting Controls | 0.0086805 | 0.0068865 |  | 57.87 | 1 | 0.79333 | 6666.6667 | 10 |  | 129 | 14860.8951 | Per End Use Consumption | GS | 1 | 1 | 1 | 1 | 1 | 1 | 1 | 1 | 1 | 1 | 1 | 1 | CasNgs806 | CasN | gs | 806 | [32 empty] | 0 | 0 | 0
806 | Refrigeration | Controls | College and University | Existing | Refrigerated Display Case Lighting Controls | 0.0086805 | 0.0068865 |  | 57.87 | 1 | 0.79333 | 6666.6667 | 10 |  | 129 | 14860.8951 | Per End Use Consumption | GS | 1 | 1 | 1 | 1 | 1 | 1 | 1 | 1 | 1 | 1 | 1 | 1 | CcoEgs806 | CcoE | gs | 806 | [32 empty] | 0 | 0 | 0
806 | Refrigeration | Controls | College and University | New | Refrigerated Display Case Lighting Controls | 0.0086805 | 0.0068865 |  | 57.87 | 1 | 0.79333 | 6666.6667 | 10 |  | 129 | 14860.8951 | Per End Use Consumption | GS | 1 | 1 | 1 | 1 | 1 | 1 | 1 | 1 | 1 | 1 | 1 | 1 | CcoNgs806 | CcoN | gs | 806 | [32 empty] | 0 | 0 | 0
806 | Refrigeration | Controls | Data Center | Existing | Refrigerated Display Case Lighting Controls | 0.0082754 | 0.0067129 |  | 57.87 | 1 | 0.81119 | 6993.007 | 10 |  | 129 | 15588.3515 | Per End Use Consumption | GS | 1 | 1 | 1 | 1 | 1 | 1 | 1 | 1 | 1 | 1 | 1 | 1 | CdaEgs806 | CdaE | gs | 806 | [32 empty] | 0 | 0 | 0
806 | Refrigeration | Controls | Data Center | New | Refrigerated Display Case Lighting Controls | 0.0082754 | 0.0067129 |  | 57.87 | 1 | 0.81119 | 6993.007 | 10 |  | 129 | 15588.3515 | Per End Use Consumption | GS | 1 | 1 | 1 | 1 | 1 | 1 | 1 | 1 | 1 | 1 | 1 | 1 | CdaNgs806 | CdaN | gs | 806 | [32 empty] | 0 | 0 | 0
806 | Refrigeration | Controls | Grocery | Existing | Refrigerated Display Case Lighting Controls | 0.0086805 | 0.0068865 |  | 57.87 | 1 | 0.79333 | 6666.6667 | 10 |  | 129 | 14860.8951 | Per End Use Consumption | GS | 1 | 1 | 1 | 1 | 1 | 1 | 1 | 1 | 1 | 1 | 1 | 1 | CgrEgs806 | CgrE | gs | 806 | [32 empty] | 1.7447 | 0.26141 | 0.20679
806 | Refrigeration | Controls | Grocery | New | Refrigerated Display Case Lighting Controls | 0.0086805 | 0.0068865 |  | 57.87 | 1 | 0.79333 | 6666.6667 | 10 |  | 129 | 14860.8951 | Per End Use Consumption | GS | 1 | 1 | 1 | 1 | 1 | 1 | 1 | 1 | 1 | 1 | 1 | 1 | CgrNgs806 | CgrN | gs | 806 | [32 empty] | 0.0080534 | 0.0012066 | 0.00095448
806 | Refrigeration | Controls | Healthcare | Existing | Refrigerated Display Case Lighting Controls | 0.0086805 | 0.0068865 |  | 57.87 | 1 | 0.79333 | 6666.6667 | 10 |  | 129 | 14860.8951 | Per End Use Consumption | GS | 1 | 1 | 1 | 1 | 1 | 1 | 1 | 1 | 1 | 1 | 1 | 1 | CheEgs806 | CheE | gs | 806 | [32 empty] | 0 | 0 | 0
806 | Refrigeration | Controls | Healthcare | New | Refrigerated Display Case Lighting Controls | 0.0086805 | 0.0068865 |  | 57.87 | 1 | 0.79333 | 6666.6667 | 10 |  | 129 | 14860.8951 | Per End Use Consumption | GS | 1 | 1 | 1 | 1 | 1 | 1 | 1 | 1 | 1 | 1 | 1 | 1 | CheNgs806 | CheN | gs | 806 | [32 empty] | 0 | 0 | 0
806 | Refrigeration | Controls | Hospitals | Existing | Refrigerated Display Case Lighting Controls | 0.0086805 | 0.0068865 |  | 57.87 | 1 | 0.79333 | 6666.6667 | 10 |  | 129 | 14860.8951 | Per End Use Consumption | GS | 1 | 1 | 1 | 1 | 1 | 1 | 1 | 1 | 1 | 1 | 1 | 1 | ChoEgs806 | ChoE | gs | 806 | [32 empty] | 0 | 0 | 0
806 | Refrigeration | Controls | Hospitals | New | Refrigerated Display Case Lighting Controls | 0.0086805 | 0.0068865 |  | 57.87 | 1 | 0.79333 | 6666.6667 | 10 |  | 129 | 14860.8951 | Per End Use Consumption | GS | 1 | 1 | 1 | 1 | 1 | 1 | 1 | 1 | 1 | 1 | 1 | 1 | ChoNgs806 | ChoN | gs | 806 | [32 empty] | 0 | 0 | 0
806 | Refrigeration | Controls | Institutional | Existing | Refrigerated Display Case Lighting Controls | 0.0082754 | 0.0067129 |  | 57.87 | 1 | 0.81119 | 6993.007 | 10 |  | 129 | 15588.3515 | Per End Use Consumption | GS | 1 | 1 | 1 | 1 | 1 | 1 | 1 | 1 | 1 | 1 | 1 | 1 | CinEgs806 | CinE | gs | 806 | [32 empty] | 0 | 0 | 0
806 | Refrigeration | Controls | Institutional | New | Refrigerated Display Case Lighting Controls | 0.0082754 | 0.0067129 |  | 57.87 | 1 | 0.81119 | 6993.007 | 10 |  | 129 | 15588.3515 | Per End Use Consumption | GS | 1 | 1 | 1 | 1 | 1 | 1 | 1 | 1 | 1 | 1 | 1 | 1 | CinNgs806 | CinN | gs | 806 | [32 empty] | 0 | 0 | 0
806 | Refrigeration | Controls | Lodging/Hospitality | Existing | Refrigerated Display Case Lighting Controls | 0.0086805 | 0.0068865 |  | 57.87 | 1 | 0.79333 | 6666.6667 | 10 |  | 129 | 14860.8951 | Per End Use Consumption | GS | 1 | 1 | 1 | 1 | 1 | 1 | 1 | 1 | 1 | 1 | 1 | 1 | CloEgs806 | CloE | gs | 806 | [32 empty] | 0 | 0 | 0
806 | Refrigeration | Controls | Lodging/Hospitality | New | Refrigerated Display Case Lighting Controls | 0.0086805 | 0.0068865 |  | 57.87 | 1 | 0.79333 | 6666.6667 | 10 |  | 129 | 14860.8951 | Per End Use Consumption | GS | 1 | 1 | 1 | 1 | 1 | 1 | 1 | 1 | 1 | 1 | 1 | 1 | CloNgs806 | CloN | gs | 806 | [32 empty] | 0 | 0 | 0
806 | Refrigeration | Controls | Miscellaneous | Existing | Refrigerated Display Case Lighting Controls | 0.0082754 | 0.0067129 |  | 57.87 | 1 | 0.81119 | 6993.007 | 10 |  | 129 | 15588.3515 | Per End Use Consumption | GS | 1 | 1 | 1 | 1 | 1 | 1 | 1 | 1 | 1 | 1 | 1 | 1 | CmiEgs806 | CmiE | gs | 806 | [32 empty] | 0 | 0 | 0
806 | Refrigeration | Controls | Miscellaneous | New | Refrigerated Display Case Lighting Controls | 0.0082754 | 0.0067129 |  | 57.87 | 1 | 0.81119 | 6993.007 | 10 |  | 129 | 15588.3515 | Per End Use Consumption | GS | 1 | 1 | 1 | 1 | 1 | 1 | 1 | 1 | 1 | 1 | 1 | 1 | CmiNgs806 | CmiN | gs | 806 | [32 empty] | 0 | 0 | 0
806 | Refrigeration | Controls | Offices | Existing | Refrigerated Display Case Lighting Controls | 0.0082754 | 0.0067129 |  | 57.87 | 1 | 0.81119 | 6993.007 | 10 |  | 129 | 15588.3515 | Per End Use Consumption | GS | 1 | 1 | 1 | 1 | 1 | 1 | 1 | 1 | 1 | 1 | 1 | 1 | CofEgs806 | CofE | gs | 806 | [32 empty] | 0 | 0 | 0
806 | Refrigeration | Controls | Offices | New | Refrigerated Display Case Lighting Controls | 0.0082754 | 0.0067129 |  | 57.87 | 1 | 0.81119 | 6993.007 | 10 |  | 129 | 15588.3515 | Per End Use Consumption | GS | 1 | 1 | 1 | 1 | 1 | 1 | 1 | 1 | 1 | 1 | 1 | 1 | CofNgs806 | CofN | gs | 806 | [32 empty] | 0 | 0 | 0
806 | Refrigeration | Controls | Restaurants | Existing | Refrigerated Display Case Lighting Controls | 0.0081597 | 0.0065393 |  | 57.87 | 1 | 0.80142 | 7092.1986 | 10 |  | 129 | 15809.4629 | Per End Use Consumption | GS | 1 | 1 | 1 | 1 | 1 | 1 | 1 | 1 | 1 | 1 | 1 | 1 | CreEgs806 | CreE | gs | 806 | [32 empty] | 0 | 0 | 0
806 | Refrigeration | Controls | Restaurants | New | Refrigerated Display Case Lighting Controls | 0.0081597 | 0.0065393 |  | 57.87 | 1 | 0.80142 | 7092.1986 | 10 |  | 129 | 15809.4629 | Per End Use Consumption | GS | 1 | 1 | 1 | 1 | 1 | 1 | 1 | 1 | 1 | 1 | 1 | 1 | CreNgs806 | CreN | gs | 806 | [32 empty] | 0 | 0 | 0
806 | Refrigeration | Controls | Retail | Existing | Refrigerated Display Case Lighting Controls | 0.0086805 | 0.0068865 |  | 57.87 | 1 | 0.79333 | 6666.6667 | 10 |  | 129 | 14860.8951 | Per End Use Consumption | GS | 1 | 1 | 1 | 1 | 1 | 1 | 1 | 1 | 1 | 1 | 1 | 1 | CrtEgs806 | CrtE | gs | 806 | [32 empty] | 0 | 0 | 0
806 | Refrigeration | Controls | Retail | New | Refrigerated Display Case Lighting Controls | 0.0086805 | 0.0068865 |  | 57.87 | 1 | 0.79333 | 6666.6667 | 10 |  | 129 | 14860.8951 | Per End Use Consumption | GS | 1 | 1 | 1 | 1 | 1 | 1 | 1 | 1 | 1 | 1 | 1 | 1 | CrtNgs806 | CrtN | gs | 806 | [32 empty] | 0 | 0 | 0
806 | Refrigeration | Controls | Schools K-12 | Existing | Refrigerated Display Case Lighting Controls | 0.0082754 | 0.0067129 |  | 57.87 | 1 | 0.81119 | 6993.007 | 10 |  | 129 | 15588.3515 | Per End Use Consumption | GS | 1 | 1 | 1 | 1 | 1 | 1 | 1 | 1 | 1 | 1 | 1 | 1 | CscEgs806 | CscE | gs | 806 | [32 empty] | 0 | 0 | 0
806 | Refrigeration | Controls | Schools K-12 | New | Refrigerated Display Case Lighting Controls | 0.0082754 | 0.0067129 |  | 57.87 | 1 | 0.81119 | 6993.007 | 10 |  | 129 | 15588.3515 | Per End Use Consumption | GS | 1 | 1 | 1 | 1 | 1 | 1 | 1 | 1 | 1 | 1 | 1 | 1 | CscNgs806 | CscN | gs | 806 | [32 empty] | 0 | 0 | 0
806 | Refrigeration | Controls | Warehouse | Existing | Refrigerated Display Case Lighting Controls | 0.0082754 | 0.0067129 |  | 57.87 | 1 | 0.81119 | 6993.007 | 10 |  | 129 | 15588.3515 | Per End Use Consumption | GS | 1 | 1 | 1 | 1 | 1 | 1 | 1 | 1 | 1 | 1 | 1 | 1 | CwaEgs806 | CwaE | gs | 806 | [32 empty] | 0 | 0 | 0
806 | Refrigeration | Controls | Warehouse | New | Refrigerated Display Case Lighting Controls | 0.0082754 | 0.0067129 |  | 57.87 | 1 | 0.81119 | 6993.007 | 10 |  | 129 | 15588.3515 | Per End Use Consumption | GS | 1 | 1 | 1 | 1 | 1 | 1 | 1 | 1 | 1 | 1 | 1 | 1 | CwaNgs806 | CwaN | gs | 806 | [32 empty] | 0 | 0 | 0
807 | Refrigeration | Controls | Assembly | Existing | Refrigeration Commissioning | 0.16406 | 0.13016 |  | 1093.76 | 1 | 0.79333 | 6666.6667 | 5 |  | 3740.4 | 22798.4201 | Per End Use Consumption | GS | 1 | 1 | 1 | 1 | 1 | 1 | 1 | 1 | 1 | 1 | 1 | 1 | CasEgs807 | CasE | gs | 807 | [32 empty] | 0 | 0 | 0
807 | Refrigeration | Controls | Assembly | New | Refrigeration Commissioning | 0.16406 | 0.13016 |  | 1093.76 | 1 | 0.79333 | 6666.6667 | 5 |  | 3740.4 | 22798.4201 | Per End Use Consumption | GS | 1 | 1 | 1 | 1 | 1 | 1 | 1 | 1 | 1 | 1 | 1 | 1 | CasNgs807 | CasN | gs | 807 | [32 empty] | 0 | 0 | 0
807 | Refrigeration | Controls | College and University | Existing | Refrigeration Commissioning | 0.14607 | 0.11588 |  | 973.81 | 1 | 0.79333 | 6666.6667 | 5 |  | 5853.12 | 40070.2396 | Per End Use Consumption | GS | 1 | 1 | 1 | 1 | 1 | 1 | 1 | 1 | 1 | 1 | 1 | 1 | CcoEgs807 | CcoE | gs | 807 | [32 empty] | 0 | 0 | 0
807 | Refrigeration | Controls | College and University | New | Refrigeration Commissioning | 0.14607 | 0.11588 |  | 973.81 | 1 | 0.79333 | 6666.6667 | 5 |  | 5853.12 | 40070.2396 | Per End Use Consumption | GS | 1 | 1 | 1 | 1 | 1 | 1 | 1 | 1 | 1 | 1 | 1 | 1 | CcoNgs807 | CcoN | gs | 807 | [32 empty] | 0 | 0 | 0
807 | Refrigeration | Controls | Data Center | Existing | Refrigeration Commissioning | 1.8983 | 1.5399 |  | 13275.07 | 1 | 0.81119 | 6993.007 | 5 |  | 25076.88 | 13209.9339 | Per End Use Consumption | GS | 1 | 1 | 1 | 1 | 1 | 1 | 1 | 1 | 1 | 1 | 1 | 1 | CdaEgs807 | CdaE | gs | 807 | [32 empty] | 0 | 0 | 0
807 | Refrigeration | Controls | Data Center | New | Refrigeration Commissioning | 1.8983 | 1.5399 |  | 13275.07 | 1 | 0.81119 | 6993.007 | 5 |  | 25076.88 | 13209.9339 | Per End Use Consumption | GS | 1 | 1 | 1 | 1 | 1 | 1 | 1 | 1 | 1 | 1 | 1 | 1 | CdaNgs807 | CdaN | gs | 807 | [32 empty] | 0 | 0 | 0
807 | Refrigeration | Controls | Grocery | Existing | Refrigeration Commissioning | 1.5491 | 1.2289 |  | 10327.25 | 1 | 0.79333 | 6666.6667 | 5 |  | 639.12 | 412.5784 | Per End Use Consumption | GS | 1 | 1 | 1 | 1 | 1 | 1 | 1 | 1 | 1 | 1 | 1 | 1 | CgrEgs807 | CgrE | gs | 807 | [32 empty] | 18.533 | 2.7767 | 2.1965
807 | Refrigeration | Controls | Grocery | New | Refrigeration Commissioning | 1.5491 | 1.2289 |  | 10327.25 | 1 | 0.79333 | 6666.6667 | 5 |  | 639.12 | 412.5784 | Per End Use Consumption | GS | 1 | 1 | 1 | 1 | 1 | 1 | 1 | 1 | 1 | 1 | 1 | 1 | CgrNgs807 | CgrN | gs | 807 | [32 empty] | 0.087202 | 0.013065 | 0.010335
807 | Refrigeration | Controls | Healthcare | Existing | Refrigeration Commissioning | 0.065736 | 0.052151 |  | 438.24 | 1 | 0.79333 | 6666.6667 | 5 |  | 2287.44 | 34797.3713 | Per End Use Consumption | GS | 1 | 1 | 1 | 1 | 1 | 1 | 1 | 1 | 1 | 1 | 1 | 1 | CheEgs807 | CheE | gs | 807 | [32 empty] | 0 | 0 | 0
807 | Refrigeration | Controls | Healthcare | New | Refrigeration Commissioning | 0.065736 | 0.052151 |  | 438.24 | 1 | 0.79333 | 6666.6667 | 5 |  | 2287.44 | 34797.3713 | Per End Use Consumption | GS | 1 | 1 | 1 | 1 | 1 | 1 | 1 | 1 | 1 | 1 | 1 | 1 | CheNgs807 | CheN | gs | 807 | [32 empty] | 0 | 0 | 0
807 | Refrigeration | Controls | Hospitals | Existing | Refrigeration Commissioning | 5.0989 | 4.0451 |  | 33992.42 | 1 | 0.79333 | 6666.6667 | 5 |  | 45250.32 | 8874.5903 | Per End Use Consumption | GS | 1 | 1 | 1 | 1 | 1 | 1 | 1 | 1 | 1 | 1 | 1 | 1 | ChoEgs807 | ChoE | gs | 807 | [32 empty] | 0 | 0 | 0
807 | Refrigeration | Controls | Hospitals | New | Refrigeration Commissioning | 5.0989 | 4.0451 |  | 33992.42 | 1 | 0.79333 | 6666.6667 | 5 |  | 45250.32 | 8874.5903 | Per End Use Consumption | GS | 1 | 1 | 1 | 1 | 1 | 1 | 1 | 1 | 1 | 1 | 1 | 1 | ChoNgs807 | ChoN | gs | 807 | [32 empty] | 0 | 0 | 0
807 | Refrigeration | Controls | Institutional | Existing | Refrigeration Commissioning | 0.10339 | 0.083866 |  | 722.98 | 1 | 0.81119 | 6993.007 | 5 |  | 2987.52 | 28896.7167 | Per End Use Consumption | GS | 1 | 1 | 1 | 1 | 1 | 1 | 1 | 1 | 1 | 1 | 1 | 1 | CinEgs807 | CinE | gs | 807 | [32 empty] | 0 | 0 | 0
807 | Refrigeration | Controls | Institutional | New | Refrigeration Commissioning | 0.10339 | 0.083866 |  | 722.98 | 1 | 0.81119 | 6993.007 | 5 |  | 2987.52 | 28896.7167 | Per End Use Consumption | GS | 1 | 1 | 1 | 1 | 1 | 1 | 1 | 1 | 1 | 1 | 1 | 1 | CinNgs807 | CinN | gs | 807 | [32 empty] | 0 | 0 | 0
807 | Refrigeration | Controls | Lodging/Hospitality | Existing | Refrigeration Commissioning | 1.7579 | 1.3946 |  | 11719.26 | 1 | 0.79333 | 6666.6667 | 5 |  | 10423.68 | 5929.6577 | Per End Use Consumption | GS | 1 | 1 | 1 | 1 | 1 | 1 | 1 | 1 | 1 | 1 | 1 | 1 | CloEgs807 | CloE | gs | 807 | [32 empty] | 0 | 0 | 0
807 | Refrigeration | Controls | Lodging/Hospitality | New | Refrigeration Commissioning | 1.7579 | 1.3946 |  | 11719.26 | 1 | 0.79333 | 6666.6667 | 5 |  | 10423.68 | 5929.6577 | Per End Use Consumption | GS | 1 | 1 | 1 | 1 | 1 | 1 | 1 | 1 | 1 | 1 | 1 | 1 | CloNgs807 | CloN | gs | 807 | [32 empty] | 0 | 0 | 0
807 | Refrigeration | Controls | Miscellaneous | Existing | Refrigeration Commissioning | 0.0058487 | 0.0047444 |  | 40.9 | 1 | 0.81119 | 6993.007 | 5 |  | 8113.2 | 1387180.0571 | Per End Use Consumption | GS | 1 | 1 | 1 | 1 | 1 | 1 | 1 | 1 | 1 | 1 | 1 | 1 | CmiEgs807 | CmiE | gs | 807 | [32 empty] | 0 | 0 | 0
807 | Refrigeration | Controls | Miscellaneous | New | Refrigeration Commissioning | 0.0058487 | 0.0047444 |  | 40.9 | 1 | 0.81119 | 6993.007 | 5 |  | 8113.2 | 1387180.0571 | Per End Use Consumption | GS | 1 | 1 | 1 | 1 | 1 | 1 | 1 | 1 | 1 | 1 | 1 | 1 | CmiNgs807 | CmiN | gs | 807 | [32 empty] | 0 | 0 | 0
807 | Refrigeration | Controls | Offices | Existing | Refrigeration Commissioning | 0.15947 | 0.12936 |  | 1115.19 | 1 | 0.81119 | 6993.007 | 5 |  | 4253.76 | 26673.9958 | Per End Use Consumption | GS | 1 | 1 | 1 | 1 | 1 | 1 | 1 | 1 | 1 | 1 | 1 | 1 | CofEgs807 | CofE | gs | 807 | [32 empty] | 0 | 0 | 0
807 | Refrigeration | Controls | Offices | New | Refrigeration Commissioning | 0.15947 | 0.12936 |  | 1115.19 | 1 | 0.81119 | 6993.007 | 5 |  | 4253.76 | 26673.9958 | Per End Use Consumption | GS | 1 | 1 | 1 | 1 | 1 | 1 | 1 | 1 | 1 | 1 | 1 | 1 | CofNgs807 | CofN | gs | 807 | [32 empty] | 0 | 0 | 0
807 | Refrigeration | Controls | Restaurants | Existing | Refrigeration Commissioning | 1.128 | 0.90402 |  | 8000.22 | 1 | 0.80142 | 7092.1986 | 5 |  | 1197.6 | 1061.6729 | Per End Use Consumption | GS | 1 | 1 | 1 | 1 | 1 | 1 | 1 | 1 | 1 | 1 | 1 | 1 | CreEgs807 | CreE | gs | 807 | [32 empty] | 0 | 0 | 0
807 | Refrigeration | Controls | Restaurants | New | Refrigeration Commissioning | 1.128 | 0.90402 |  | 8000.22 | 1 | 0.80142 | 7092.1986 | 5 |  | 1197.6 | 1061.6729 | Per End Use Consumption | GS | 1 | 1 | 1 | 1 | 1 | 1 | 1 | 1 | 1 | 1 | 1 | 1 | CreNgs807 | CreN | gs | 807 | [32 empty] | 0 | 0 | 0
807 | Refrigeration | Controls | Retail | Existing | Refrigeration Commissioning | 0.99949 | 0.79293 |  | 6663.26 | 1 | 0.79333 | 6666.6667 | 5 |  | 5600.16 | 5603.0231 | Per End Use Consumption | GS | 1 | 1 | 1 | 1 | 1 | 1 | 1 | 1 | 1 | 1 | 1 | 1 | CrtEgs807 | CrtE | gs | 807 | [32 empty] | 0 | 0 | 0
807 | Refrigeration | Controls | Retail | New | Refrigeration Commissioning | 0.99949 | 0.79293 |  | 6663.26 | 1 | 0.79333 | 6666.6667 | 5 |  | 5600.16 | 5603.0231 | Per End Use Consumption | GS | 1 | 1 | 1 | 1 | 1 | 1 | 1 | 1 | 1 | 1 | 1 | 1 | CrtNgs807 | CrtN | gs | 807 | [32 empty] | 0 | 0 | 0
807 | Refrigeration | Controls | Schools K-12 | Existing | Refrigeration Commissioning | 0.16616 | 0.13479 |  | 1161.97 | 1 | 0.81119 | 6993.007 | 5 |  | 7947.36 | 47829.0696 | Per End Use Consumption | GS | 1 | 1 | 1 | 1 | 1 | 1 | 1 | 1 | 1 | 1 | 1 | 1 | CscEgs807 | CscE | gs | 807 | [32 empty] | 0 | 0 | 0
807 | Refrigeration | Controls | Schools K-12 | New | Refrigeration Commissioning | 0.16616 | 0.13479 |  | 1161.97 | 1 | 0.81119 | 6993.007 | 5 |  | 7947.36 | 47829.0696 | Per End Use Consumption | GS | 1 | 1 | 1 | 1 | 1 | 1 | 1 | 1 | 1 | 1 | 1 | 1 | CscNgs807 | CscN | gs | 807 | [32 empty] | 0 | 0 | 0
807 | Refrigeration | Controls | Warehouse | Existing | Refrigeration Commissioning | 0.047969 | 0.038912 |  | 335.45 | 1 | 0.81119 | 6993.007 | 5 |  | 4752.48 | 99073.2624 | Per End Use Consumption | GS | 1 | 1 | 1 | 1 | 1 | 1 | 1 | 1 | 1 | 1 | 1 | 1 | CwaEgs807 | CwaE | gs | 807 | [32 empty] | 0 | 0 | 0
807 | Refrigeration | Controls | Warehouse | New | Refrigeration Commissioning | 0.047969 | 0.038912 |  | 335.45 | 1 | 0.81119 | 6993.007 | 5 |  | 4752.48 | 99073.2624 | Per End Use Consumption | GS | 1 | 1 | 1 | 1 | 1 | 1 | 1 | 1 | 1 | 1 | 1 | 1 | CwaNgs807 | CwaN | gs | 807 | [32 empty] | 0 | 0 | 0
808 | Refrigeration | Controls | Assembly | Existing | VSD Controlled Compressor | 0.67795 | 0.53784 |  | 4519.65 | 1 | 0.79333 | 6666.6667 | 13 |  | 3060 | 4513.6238 | Per End Use Consumption | GS | 1 | 1 | 1 | 1 | 1 | 1 | 1 | 1 | 1 | 1 | 1 | 1 | CasEgs808 | CasE | gs | 808 | [32 empty] | 0 | 0 | 0
808 | Refrigeration | Controls | Assembly | New | VSD Controlled Compressor | 0.67795 | 0.53784 |  | 4519.65 | 1 | 0.79333 | 6666.6667 | 13 |  | 3060 | 4513.6238 | Per End Use Consumption | GS | 1 | 1 | 1 | 1 | 1 | 1 | 1 | 1 | 1 | 1 | 1 | 1 | CasNgs808 | CasN | gs | 808 | [32 empty] | 0 | 0 | 0
808 | Refrigeration | Controls | College and University | Existing | VSD Controlled Compressor | 0.6036 | 0.47886 |  | 4024.02 | 1 | 0.79333 | 6666.6667 | 13 |  | 3060 | 5069.5573 | Per End Use Consumption | GS | 1 | 1 | 1 | 1 | 1 | 1 | 1 | 1 | 1 | 1 | 1 | 1 | CcoEgs808 | CcoE | gs | 808 | [32 empty] | 0 | 0 | 0
808 | Refrigeration | Controls | College and University | New | VSD Controlled Compressor | 0.6036 | 0.47886 |  | 4024.02 | 1 | 0.79333 | 6666.6667 | 13 |  | 3060 | 5069.5573 | Per End Use Consumption | GS | 1 | 1 | 1 | 1 | 1 | 1 | 1 | 1 | 1 | 1 | 1 | 1 | CcoNgs808 | CcoN | gs | 808 | [32 empty] | 0 | 0 | 0
808 | Refrigeration | Controls | Data Center | Existing | VSD Controlled Compressor | 1.0688 | 0.86704 |  | 7474.44 | 1 | 0.81119 | 6993.007 | 13 |  | 3060 | 2862.9036 | Per End Use Consumption | GS | 1 | 1 | 1 | 1 | 1 | 1 | 1 | 1 | 1 | 1 | 1 | 1 | CdaEgs808 | CdaE | gs | 808 | [32 empty] | 0 | 0 | 0
808 | Refrigeration | Controls | Data Center | New | VSD Controlled Compressor | 1.0688 | 0.86704 |  | 7474.44 | 1 | 0.81119 | 6993.007 | 13 |  | 3060 | 2862.9036 | Per End Use Consumption | GS | 1 | 1 | 1 | 1 | 1 | 1 | 1 | 1 | 1 | 1 | 1 | 1 | CdaNgs808 | CdaN | gs | 808 | [32 empty] | 0 | 0 | 0
808 | Refrigeration | Controls | Grocery | Existing | VSD Controlled Compressor | 1.1212 | 0.88946 |  | 7474.44 | 1 | 0.79333 | 6666.6667 | 13 |  | 3060 | 2729.3015 | Per End Use Consumption | GS | 1 | 1 | 1 | 1 | 1 | 1 | 1 | 1 | 1 | 1 | 1 | 1 | CgrEgs808 | CgrE | gs | 808 | [32 empty] | 6.0168 | 0.90146 | 0.7131
808 | Refrigeration | Controls | Grocery | New | VSD Controlled Compressor | 1.1212 | 0.88946 |  | 7474.44 | 1 | 0.79333 | 6666.6667 | 13 |  | 3060 | 2729.3015 | Per End Use Consumption | GS | 1 | 1 | 1 | 1 | 1 | 1 | 1 | 1 | 1 | 1 | 1 | 1 | CgrNgs808 | CgrN | gs | 808 | [32 empty] | 0.02831 | 0.0042415 | 0.0033553
808 | Refrigeration | Controls | Healthcare | Existing | VSD Controlled Compressor | 0.27163 | 0.2155 |  | 1810.89 | 1 | 0.79333 | 6666.6667 | 13 |  | 3060 | 11265.179 | Per End Use Consumption | GS | 1 | 1 | 1 | 1 | 1 | 1 | 1 | 1 | 1 | 1 | 1 | 1 | CheEgs808 | CheE | gs | 808 | [32 empty] | 0 | 0 | 0
808 | Refrigeration | Controls | Healthcare | New | VSD Controlled Compressor | 0.27163 | 0.2155 |  | 1810.89 | 1 | 0.79333 | 6666.6667 | 13 |  | 3060 | 11265.179 | Per End Use Consumption | GS | 1 | 1 | 1 | 1 | 1 | 1 | 1 | 1 | 1 | 1 | 1 | 1 | CheNgs808 | CheN | gs | 808 | [32 empty] | 0 | 0 | 0
808 | Refrigeration | Controls | Hospitals | Existing | VSD Controlled Compressor | 1.1212 | 0.88946 |  | 7474.44 | 1 | 0.79333 | 6666.6667 | 13 |  | 3060 | 2729.3015 | Per End Use Consumption | GS | 1 | 1 | 1 | 1 | 1 | 1 | 1 | 1 | 1 | 1 | 1 | 1 | ChoEgs808 | ChoE | gs | 808 | [32 empty] | 0 | 0 | 0
808 | Refrigeration | Controls | Hospitals | New | VSD Controlled Compressor | 1.1212 | 0.88946 |  | 7474.44 | 1 | 0.79333 | 6666.6667 | 13 |  | 3060 | 2729.3015 | Per End Use Consumption | GS | 1 | 1 | 1 | 1 | 1 | 1 | 1 | 1 | 1 | 1 | 1 | 1 | ChoNgs808 | ChoN | gs | 808 | [32 empty] | 0 | 0 | 0
808 | Refrigeration | Controls | Institutional | Existing | VSD Controlled Compressor | 0.42722 | 0.34655 |  | 2987.52 | 1 | 0.81119 | 6993.007 | 13 |  | 3060 | 7162.6638 | Per End Use Consumption | GS | 1 | 1 | 1 | 1 | 1 | 1 | 1 | 1 | 1 | 1 | 1 | 1 | CinEgs808 | CinE | gs | 808 | [32 empty] | 0 | 0 | 0
808 | Refrigeration | Controls | Institutional | New | VSD Controlled Compressor | 0.42722 | 0.34655 |  | 2987.52 | 1 | 0.81119 | 6993.007 | 13 |  | 3060 | 7162.6638 | Per End Use Consumption | GS | 1 | 1 | 1 | 1 | 1 | 1 | 1 | 1 | 1 | 1 | 1 | 1 | CinNgs808 | CinN | gs | 808 | [32 empty] | 0 | 0 | 0
808 | Refrigeration | Controls | Lodging/Hospitality | Existing | VSD Controlled Compressor | 1.1212 | 0.88946 |  | 7474.44 | 1 | 0.79333 | 6666.6667 | 13 |  | 3060 | 2729.3015 | Per End Use Consumption | GS | 1 | 1 | 1 | 1 | 1 | 1 | 1 | 1 | 1 | 1 | 1 | 1 | CloEgs808 | CloE | gs | 808 | [32 empty] | 0 | 0 | 0
808 | Refrigeration | Controls | Lodging/Hospitality | New | VSD Controlled Compressor | 1.1212 | 0.88946 |  | 7474.44 | 1 | 0.79333 | 6666.6667 | 13 |  | 3060 | 2729.3015 | Per End Use Consumption | GS | 1 | 1 | 1 | 1 | 1 | 1 | 1 | 1 | 1 | 1 | 1 | 1 | CloNgs808 | CloN | gs | 808 | [32 empty] | 0 | 0 | 0
808 | Refrigeration | Controls | Miscellaneous | Existing | VSD Controlled Compressor | 0.02417 | 0.019606 |  | 169.02 | 1 | 0.81119 | 6993.007 | 13 |  | 3060 | 126603.9605 | Per End Use Consumption | GS | 1 | 1 | 1 | 1 | 1 | 1 | 1 | 1 | 1 | 1 | 1 | 1 | CmiEgs808 | CmiE | gs | 808 | [32 empty] | 0 | 0 | 0
808 | Refrigeration | Controls | Miscellaneous | New | VSD Controlled Compressor | 0.02417 | 0.019606 |  | 169.02 | 1 | 0.81119 | 6993.007 | 13 |  | 3060 | 126603.9605 | Per End Use Consumption | GS | 1 | 1 | 1 | 1 | 1 | 1 | 1 | 1 | 1 | 1 | 1 | 1 | CmiNgs808 | CmiN | gs | 808 | [32 empty] | 0 | 0 | 0
808 | Refrigeration | Controls | Offices | Existing | VSD Controlled Compressor | 0.65898 | 0.53456 |  | 4608.24 | 1 | 0.81119 | 6993.007 | 13 |  | 3060 | 4643.5519 | Per End Use Consumption | GS | 1 | 1 | 1 | 1 | 1 | 1 | 1 | 1 | 1 | 1 | 1 | 1 | CofEgs808 | CofE | gs | 808 | [32 empty] | 0 | 0 | 0
808 | Refrigeration | Controls | Offices | New | VSD Controlled Compressor | 0.65898 | 0.53456 |  | 4608.24 | 1 | 0.81119 | 6993.007 | 13 |  | 3060 | 4643.5519 | Per End Use Consumption | GS | 1 | 1 | 1 | 1 | 1 | 1 | 1 | 1 | 1 | 1 | 1 | 1 | CofNgs808 | CofN | gs | 808 | [32 empty] | 0 | 0 | 0
808 | Refrigeration | Controls | Restaurants | Existing | VSD Controlled Compressor | 1.0539 | 0.84461 |  | 7474.44 | 1 | 0.80142 | 7092.1986 | 13 |  | 3060 | 2903.5122 | Per End Use Consumption | GS | 1 | 1 | 1 | 1 | 1 | 1 | 1 | 1 | 1 | 1 | 1 | 1 | CreEgs808 | CreE | gs | 808 | [32 empty] | 0 | 0 | 0
808 | Refrigeration | Controls | Restaurants | New | VSD Controlled Compressor | 1.0539 | 0.84461 |  | 7474.44 | 1 | 0.80142 | 7092.1986 | 13 |  | 3060 | 2903.5122 | Per End Use Consumption | GS | 1 | 1 | 1 | 1 | 1 | 1 | 1 | 1 | 1 | 1 | 1 | 1 | CreNgs808 | CreN | gs | 808 | [32 empty] | 0 | 0 | 0
808 | Refrigeration | Controls | Retail | Existing | VSD Controlled Compressor | 1.1212 | 0.88946 |  | 7474.44 | 1 | 0.79333 | 6666.6667 | 13 |  | 3060 | 2729.3015 | Per End Use Consumption | GS | 1 | 1 | 1 | 1 | 1 | 1 | 1 | 1 | 1 | 1 | 1 | 1 | CrtEgs808 | CrtE | gs | 808 | [32 empty] | 0 | 0 | 0
808 | Refrigeration | Controls | Retail | New | VSD Controlled Compressor | 1.1212 | 0.88946 |  | 7474.44 | 1 | 0.79333 | 6666.6667 | 13 |  | 3060 | 2729.3015 | Per End Use Consumption | GS | 1 | 1 | 1 | 1 | 1 | 1 | 1 | 1 | 1 | 1 | 1 | 1 | CrtNgs808 | CrtN | gs | 808 | [32 empty] | 0 | 0 | 0
808 | Refrigeration | Controls | Schools K-12 | Existing | VSD Controlled Compressor | 0.68662 | 0.55698 |  | 4801.53 | 1 | 0.81119 | 6993.007 | 13 |  | 3060 | 4456.6214 | Per End Use Consumption | GS | 1 | 1 | 1 | 1 | 1 | 1 | 1 | 1 | 1 | 1 | 1 | 1 | CscEgs808 | CscE | gs | 808 | [32 empty] | 0 | 0 | 0
808 | Refrigeration | Controls | Schools K-12 | New | VSD Controlled Compressor | 0.68662 | 0.55698 |  | 4801.53 | 1 | 0.81119 | 6993.007 | 13 |  | 3060 | 4456.6214 | Per End Use Consumption | GS | 1 | 1 | 1 | 1 | 1 | 1 | 1 | 1 | 1 | 1 | 1 | 1 | CscNgs808 | CscN | gs | 808 | [32 empty] | 0 | 0 | 0
808 | Refrigeration | Controls | Warehouse | Existing | VSD Controlled Compressor | 0.19822 | 0.16079 |  | 1386.14 | 1 | 0.81119 | 6993.007 | 13 |  | 3060 | 15437.547 | Per End Use Consumption | GS | 1 | 1 | 1 | 1 | 1 | 1 | 1 | 1 | 1 | 1 | 1 | 1 | CwaEgs808 | CwaE | gs | 808 | [32 empty] | 0 | 0 | 0
808 | Refrigeration | Controls | Warehouse | New | VSD Controlled Compressor | 0.19822 | 0.16079 |  | 1386.14 | 1 | 0.81119 | 6993.007 | 13 |  | 3060 | 15437.547 | Per End Use Consumption | GS | 1 | 1 | 1 | 1 | 1 | 1 | 1 | 1 | 1 | 1 | 1 | 1 | CwaNgs808 | CwaN | gs | 808 | [32 empty] | 0 | 0 | 0
809 | Refrigeration | Economizer | Assembly | Existing | Refrigeration Economizer | 0.37965 | 0.30119 |  | 2531 | 1 | 0.79333 | 6666.6667 | 15 |  | 1692 | 4456.7365 | Per Ton | GS | 0.57723 | 0.60437 | 0.83705 | 1.097 | 1.2026 | 1.2026 | 1.289 | 1.2891 | 1.2453 | 1.1192 | 0.77553 | 0.85362 | CasEgs809 | CasE | gs | 809 | [32 empty] | 0 | 0 | 0
809 | Refrigeration | Economizer | Assembly | New | Refrigeration Economizer | 0.37965 | 0.30119 |  | 2531 | 1 | 0.79333 | 6666.6667 | 15 |  | 1692 | 4456.7365 | Per Ton | GS | 0.57723 | 0.60437 | 0.83705 | 1.097 | 1.2026 | 1.2026 | 1.289 | 1.2891 | 1.2453 | 1.1192 | 0.77553 | 0.85362 | CasNgs809 | CasN | gs | 809 | [32 empty] | 0 | 0 | 0
809 | Refrigeration | Economizer | College and University | Existing | Refrigeration Economizer | 0.33802 | 0.26816 |  | 2253.45 | 1 | 0.79333 | 6666.6667 | 15 |  | 1692 | 5005.658 | Per Ton | GS | 0.57723 | 0.60437 | 0.83705 | 1.097 | 1.2026 | 1.2026 | 1.289 | 1.2891 | 1.2453 | 1.1192 | 0.77553 | 0.85362 | CcoEgs809 | CcoE | gs | 809 | [32 empty] | 0 | 0 | 0
809 | Refrigeration | Economizer | College and University | New | Refrigeration Economizer | 0.33802 | 0.26816 |  | 2253.45 | 1 | 0.79333 | 6666.6667 | 15 |  | 1692 | 5005.658 | Per Ton | GS | 0.57723 | 0.60437 | 0.83705 | 1.097 | 1.2026 | 1.2026 | 1.289 | 1.2891 | 1.2453 | 1.1192 | 0.77553 | 0.85362 | CcoNgs809 | CcoN | gs | 809 | [32 empty] | 0 | 0 | 0
809 | Refrigeration | Economizer | Data Center | Existing | Refrigeration Economizer | 4.3928 | 3.5634 |  | 30719.18 | 1 | 0.81119 | 6993.007 | 15 |  | 1692 | 385.172 | Per Ton | GS | 0.57723 | 0.60437 | 0.83705 | 1.097 | 1.2026 | 1.2026 | 1.289 | 1.2891 | 1.2453 | 1.1192 | 0.77553 | 0.85362 | CdaEgs809 | CdaE | gs | 809 | [32 empty] | 0 | 0 | 0
809 | Refrigeration | Economizer | Data Center | New | Refrigeration Economizer | 4.3928 | 3.5634 |  | 30719.18 | 1 | 0.81119 | 6993.007 | 15 |  | 1692 | 385.172 | Per Ton | GS | 0.57723 | 0.60437 | 0.83705 | 1.097 | 1.2026 | 1.2026 | 1.289 | 1.2891 | 1.2453 | 1.1192 | 0.77553 | 0.85362 | CdaNgs809 | CdaN | gs | 809 | [32 empty] | 0 | 0 | 0
809 | Refrigeration | Economizer | Grocery | Existing | Refrigeration Economizer | 3.5847 | 2.8438 |  | 23897.76 | 1 | 0.79333 | 6666.6667 | 15 |  | 1692 | 472.0108 | Per Ton | GS | 0.57723 | 0.60437 | 0.83705 | 1.097 | 1.2026 | 1.2026 | 1.289 | 1.2891 | 1.2453 | 1.1192 | 0.77553 | 0.85362 | CgrEgs809 | CgrE | gs | 809 | [32 empty] | 65.7105 | 9.845 | 7.788
809 | Refrigeration | Economizer | Grocery | New | Refrigeration Economizer | 3.5847 | 2.8438 |  | 23897.76 | 1 | 0.79333 | 6666.6667 | 15 |  | 1692 | 472.0108 | Per Ton | GS | 0.57723 | 0.60437 | 0.83705 | 1.097 | 1.2026 | 1.2026 | 1.289 | 1.2891 | 1.2453 | 1.1192 | 0.77553 | 0.85362 | CgrNgs809 | CgrN | gs | 809 | [32 empty] | 0.90709 | 0.1359 | 0.10751
809 | Refrigeration | Economizer | Healthcare | Existing | Refrigeration Economizer | 0.15212 | 0.12068 |  | 1014.1 | 1 | 0.79333 | 6666.6667 | 15 |  | 1692 | 11123.1634 | Per Ton | GS | 0.57723 | 0.60437 | 0.83705 | 1.097 | 1.2026 | 1.2026 | 1.289 | 1.2891 | 1.2453 | 1.1192 | 0.77553 | 0.85362 | CheEgs809 | CheE | gs | 809 | [32 empty] | 0 | 0 | 0
809 | Refrigeration | Economizer | Healthcare | New | Refrigeration Economizer | 0.15212 | 0.12068 |  | 1014.1 | 1 | 0.79333 | 6666.6667 | 15 |  | 1692 | 11123.1634 | Per Ton | GS | 0.57723 | 0.60437 | 0.83705 | 1.097 | 1.2026 | 1.2026 | 1.289 | 1.2891 | 1.2453 | 1.1192 | 0.77553 | 0.85362 | CheNgs809 | CheN | gs | 809 | [32 empty] | 0 | 0 | 0
809 | Refrigeration | Economizer | Hospitals | Existing | Refrigeration Economizer | 11.799 | 9.3606 |  | 78660.14 | 1 | 0.79333 | 6666.6667 | 15 |  | 1692 | 143.4017 | Per Ton | GS | 0.57723 | 0.60437 | 0.83705 | 1.097 | 1.2026 | 1.2026 | 1.289 | 1.2891 | 1.2453 | 1.1192 | 0.77553 | 0.85362 | ChoEgs809 | ChoE | gs | 809 | [32 empty] | 0 | 0 | 0
809 | Refrigeration | Economizer | Hospitals | New | Refrigeration Economizer | 11.799 | 9.3606 |  | 78660.14 | 1 | 0.79333 | 6666.6667 | 15 |  | 1692 | 143.4017 | Per Ton | GS | 0.57723 | 0.60437 | 0.83705 | 1.097 | 1.2026 | 1.2026 | 1.289 | 1.2891 | 1.2453 | 1.1192 | 0.77553 | 0.85362 | ChoNgs809 | ChoN | gs | 809 | [32 empty] | 0 | 0 | 0
809 | Refrigeration | Economizer | Institutional | Existing | Refrigeration Economizer | 0.23924 | 0.19407 |  | 1673.01 | 1 | 0.81119 | 6993.007 | 15 |  | 1692 | 7072.3832 | Per Ton | GS | 0.57723 | 0.60437 | 0.83705 | 1.097 | 1.2026 | 1.2026 | 1.289 | 1.2891 | 1.2453 | 1.1192 | 0.77553 | 0.85362 | CinEgs809 | CinE | gs | 809 | [32 empty] | 0 | 0 | 0
809 | Refrigeration | Economizer | Institutional | New | Refrigeration Economizer | 0.23924 | 0.19407 |  | 1673.01 | 1 | 0.81119 | 6993.007 | 15 |  | 1692 | 7072.3832 | Per Ton | GS | 0.57723 | 0.60437 | 0.83705 | 1.097 | 1.2026 | 1.2026 | 1.289 | 1.2891 | 1.2453 | 1.1192 | 0.77553 | 0.85362 | CinNgs809 | CinN | gs | 809 | [32 empty] | 0 | 0 | 0
809 | Refrigeration | Economizer | Lodging/Hospitality | Existing | Refrigeration Economizer | 4.0678 | 3.2272 |  | 27118.94 | 1 | 0.79333 | 6666.6667 | 15 |  | 1692 | 415.9455 | Per Ton | GS | 0.57723 | 0.60437 | 0.83705 | 1.097 | 1.2026 | 1.2026 | 1.289 | 1.2891 | 1.2453 | 1.1192 | 0.77553 | 0.85362 | CloEgs809 | CloE | gs | 809 | [32 empty] | 0 | 0 | 0
809 | Refrigeration | Economizer | Lodging/Hospitality | New | Refrigeration Economizer | 4.0678 | 3.2272 |  | 27118.94 | 1 | 0.79333 | 6666.6667 | 15 |  | 1692 | 415.9455 | Per Ton | GS | 0.57723 | 0.60437 | 0.83705 | 1.097 | 1.2026 | 1.2026 | 1.289 | 1.2891 | 1.2453 | 1.1192 | 0.77553 | 0.85362 | CloNgs809 | CloN | gs | 809 | [32 empty] | 0 | 0 | 0
809 | Refrigeration | Economizer | Miscellaneous | Existing | Refrigeration Economizer | 0.013535 | 0.010979 |  | 94.65 | 1 | 0.81119 | 6993.007 | 15 |  | 1692 | 125009.6971 | Per Ton | GS | 0.57723 | 0.60437 | 0.83705 | 1.097 | 1.2026 | 1.2026 | 1.289 | 1.2891 | 1.2453 | 1.1192 | 0.77553 | 0.85362 | CmiEgs809 | CmiE | gs | 809 | [32 empty] | 0 | 0 | 0
809 | Refrigeration | Economizer | Miscellaneous | New | Refrigeration Economizer | 0.013535 | 0.010979 |  | 94.65 | 1 | 0.81119 | 6993.007 | 15 |  | 1692 | 125009.6971 | Per Ton | GS | 0.57723 | 0.60437 | 0.83705 | 1.097 | 1.2026 | 1.2026 | 1.289 | 1.2891 | 1.2453 | 1.1192 | 0.77553 | 0.85362 | CmiNgs809 | CmiN | gs | 809 | [32 empty] | 0 | 0 | 0
809 | Refrigeration | Economizer | Offices | Existing | Refrigeration Economizer | 0.36903 | 0.29935 |  | 2580.61 | 1 | 0.81119 | 6993.007 | 15 |  | 1692 | 4585.0275 | Per Ton | GS | 0.57723 | 0.60437 | 0.83705 | 1.097 | 1.2026 | 1.2026 | 1.289 | 1.2891 | 1.2453 | 1.1192 | 0.77553 | 0.85362 | CofEgs809 | CofE | gs | 809 | [32 empty] | 0 | 0 | 0
809 | Refrigeration | Economizer | Offices | New | Refrigeration Economizer | 0.36903 | 0.29935 |  | 2580.61 | 1 | 0.81119 | 6993.007 | 15 |  | 1692 | 4585.0275 | Per Ton | GS | 0.57723 | 0.60437 | 0.83705 | 1.097 | 1.2026 | 1.2026 | 1.289 | 1.2891 | 1.2453 | 1.1192 | 0.77553 | 0.85362 | CofNgs809 | CofN | gs | 809 | [32 empty] | 0 | 0 | 0
809 | Refrigeration | Economizer | Restaurants | Existing | Refrigeration Economizer | 2.6103 | 2.092 |  | 18512.9 | 1 | 0.80142 | 7092.1986 | 15 |  | 1692 | 648.1967 | Per Ton | GS | 0.57723 | 0.60437 | 0.83705 | 1.097 | 1.2026 | 1.2026 | 1.289 | 1.2891 | 1.2453 | 1.1192 | 0.77553 | 0.85362 | CreEgs809 | CreE | gs | 809 | [32 empty] | 0 | 0 | 0
809 | Refrigeration | Economizer | Restaurants | New | Refrigeration Economizer | 2.6103 | 2.092 |  | 18512.9 | 1 | 0.80142 | 7092.1986 | 15 |  | 1692 | 648.1967 | Per Ton | GS | 0.57723 | 0.60437 | 0.83705 | 1.097 | 1.2026 | 1.2026 | 1.289 | 1.2891 | 1.2453 | 1.1192 | 0.77553 | 0.85362 | CreNgs809 | CreN | gs | 809 | [32 empty] | 0 | 0 | 0
809 | Refrigeration | Economizer | Retail | Existing | Refrigeration Economizer | 2.3129 | 1.8349 |  | 15419.11 | 1 | 0.79333 | 6666.6667 | 15 |  | 1692 | 731.5597 | Per Ton | GS | 0.57723 | 0.60437 | 0.83705 | 1.097 | 1.2026 | 1.2026 | 1.289 | 1.2891 | 1.2453 | 1.1192 | 0.77553 | 0.85362 | CrtEgs809 | CrtE | gs | 809 | [32 empty] | 0 | 0 | 0
809 | Refrigeration | Economizer | Retail | New | Refrigeration Economizer | 2.3129 | 1.8349 |  | 15419.11 | 1 | 0.79333 | 6666.6667 | 15 |  | 1692 | 731.5597 | Per Ton | GS | 0.57723 | 0.60437 | 0.83705 | 1.097 | 1.2026 | 1.2026 | 1.289 | 1.2891 | 1.2453 | 1.1192 | 0.77553 | 0.85362 | CrtNgs809 | CrtN | gs | 809 | [32 empty] | 0 | 0 | 0
809 | Refrigeration | Economizer | Schools K-12 | Existing | Refrigeration Economizer | 0.38451 | 0.31191 |  | 2688.86 | 1 | 0.81119 | 6993.007 | 15 |  | 1692 | 4400.4403 | Per Ton | GS | 0.57723 | 0.60437 | 0.83705 | 1.097 | 1.2026 | 1.2026 | 1.289 | 1.2891 | 1.2453 | 1.1192 | 0.77553 | 0.85362 | CscEgs809 | CscE | gs | 809 | [32 empty] | 0 | 0 | 0
809 | Refrigeration | Economizer | Schools K-12 | New | Refrigeration Economizer | 0.38451 | 0.31191 |  | 2688.86 | 1 | 0.81119 | 6993.007 | 15 |  | 1692 | 4400.4403 | Per Ton | GS | 0.57723 | 0.60437 | 0.83705 | 1.097 | 1.2026 | 1.2026 | 1.289 | 1.2891 | 1.2453 | 1.1192 | 0.77553 | 0.85362 | CscNgs809 | CscN | gs | 809 | [32 empty] | 0 | 0 | 0
809 | Refrigeration | Economizer | Warehouse | Existing | Refrigeration Economizer | 0.111 | 0.090044 |  | 776.24 | 1 | 0.81119 | 6993.007 | 15 |  | 1692 | 15242.9247 | Per Ton | GS | 0.57723 | 0.60437 | 0.83705 | 1.097 | 1.2026 | 1.2026 | 1.289 | 1.2891 | 1.2453 | 1.1192 | 0.77553 | 0.85362 | CwaEgs809 | CwaE | gs | 809 | [32 empty] | 0 | 0 | 0
809 | Refrigeration | Economizer | Warehouse | New | Refrigeration Economizer | 0.111 | 0.090044 |  | 776.24 | 1 | 0.81119 | 6993.007 | 15 |  | 1692 | 15242.9247 | Per Ton | GS | 0.57723 | 0.60437 | 0.83705 | 1.097 | 1.2026 | 1.2026 | 1.289 | 1.2891 | 1.2453 | 1.1192 | 0.77553 | 0.85362 | CwaNgs809 | CwaN | gs | 809 | [32 empty] | 0 | 0 | 0
810 | Refrigeration | Insulation | Assembly | Existing | Suction Pipe Insulation - Freezers | 0.12825 | 0.10175 |  | 855 | 1 | 0.79333 | 6666.6667 | 15 |  | 44.2 | 344.6394 | Per End Use Consumption | GS | 1 | 1 | 1 | 1 | 1 | 1 | 1 | 1 | 1 | 1 | 1 | 1 | CasEgs810 | CasE | gs | 810 | [32 empty] | 0 | 0 | 0
810 | Refrigeration | Insulation | Assembly | New | Suction Pipe Insulation - Freezers | 0.12825 | 0.10175 |  | 855 | 1 | 0.79333 | 6666.6667 | 15 |  | 44.2 | 344.6394 | Per End Use Consumption | GS | 1 | 1 | 1 | 1 | 1 | 1 | 1 | 1 | 1 | 1 | 1 | 1 | CasNgs810 | CasN | gs | 810 | [32 empty] | 0 | 0 | 0
810 | Refrigeration | Insulation | College and University | Existing | Suction Pipe Insulation - Freezers | 0.12825 | 0.10175 |  | 855 | 1 | 0.79333 | 6666.6667 | 15 |  | 44.2 | 344.6394 | Per End Use Consumption | GS | 1 | 1 | 1 | 1 | 1 | 1 | 1 | 1 | 1 | 1 | 1 | 1 | CcoEgs810 | CcoE | gs | 810 | [32 empty] | 0 | 0 | 0
810 | Refrigeration | Insulation | College and University | New | Suction Pipe Insulation - Freezers | 0.12825 | 0.10175 |  | 855 | 1 | 0.79333 | 6666.6667 | 15 |  | 44.2 | 344.6394 | Per End Use Consumption | GS | 1 | 1 | 1 | 1 | 1 | 1 | 1 | 1 | 1 | 1 | 1 | 1 | CcoNgs810 | CcoN | gs | 810 | [32 empty] | 0 | 0 | 0
810 | Refrigeration | Insulation | Data Center | Existing | Suction Pipe Insulation - Freezers | 0.12226 | 0.09918 |  | 855 | 1 | 0.81119 | 6993.007 | 15 |  | 44.2 | 361.5098 | Per End Use Consumption | GS | 1 | 1 | 1 | 1 | 1 | 1 | 1 | 1 | 1 | 1 | 1 | 1 | CdaEgs810 | CdaE | gs | 810 | [32 empty] | 0 | 0 | 0
810 | Refrigeration | Insulation | Data Center | New | Suction Pipe Insulation - Freezers | 0.12226 | 0.09918 |  | 855 | 1 | 0.81119 | 6993.007 | 15 |  | 44.2 | 361.5098 | Per End Use Consumption | GS | 1 | 1 | 1 | 1 | 1 | 1 | 1 | 1 | 1 | 1 | 1 | 1 | CdaNgs810 | CdaN | gs | 810 | [32 empty] | 0 | 0 | 0
810 | Refrigeration | Insulation | Grocery | Existing | Suction Pipe Insulation - Freezers | 0.12825 | 0.10175 |  | 855 | 1 | 0.79333 | 6666.6667 | 15 |  | 44.2 | 344.6394 | Per End Use Consumption | GS | 1 | 1 | 1 | 1 | 1 | 1 | 1 | 1 | 1 | 1 | 1 | 1 | CgrEgs810 | CgrE | gs | 810 | [32 empty] | 2.4339 | 0.36466 | 0.28847
810 | Refrigeration | Insulation | Grocery | New | Suction Pipe Insulation - Freezers | 0.12825 | 0.10175 |  | 855 | 1 | 0.79333 | 6666.6667 | 15 |  | 44.2 | 344.6394 | Per End Use Consumption | GS | 1 | 1 | 1 | 1 | 1 | 1 | 1 | 1 | 1 | 1 | 1 | 1 | CgrNgs810 | CgrN | gs | 810 | [32 empty] | 0 | 0 | 0
810 | Refrigeration | Insulation | Healthcare | Existing | Suction Pipe Insulation - Freezers | 0.12825 | 0.10175 |  | 855 | 1 | 0.79333 | 6666.6667 | 15 |  | 44.2 | 344.6394 | Per End Use Consumption | GS | 1 | 1 | 1 | 1 | 1 | 1 | 1 | 1 | 1 | 1 | 1 | 1 | CheEgs810 | CheE | gs | 810 | [32 empty] | 0 | 0 | 0
810 | Refrigeration | Insulation | Healthcare | New | Suction Pipe Insulation - Freezers | 0.12825 | 0.10175 |  | 855 | 1 | 0.79333 | 6666.6667 | 15 |  | 44.2 | 344.6394 | Per End Use Consumption | GS | 1 | 1 | 1 | 1 | 1 | 1 | 1 | 1 | 1 | 1 | 1 | 1 | CheNgs810 | CheN | gs | 810 | [32 empty] | 0 | 0 | 0
810 | Refrigeration | Insulation | Hospitals | Existing | Suction Pipe Insulation - Freezers | 0.12825 | 0.10175 |  | 855 | 1 | 0.79333 | 6666.6667 | 15 |  | 44.2 | 344.6394 | Per End Use Consumption | GS | 1 | 1 | 1 | 1 | 1 | 1 | 1 | 1 | 1 | 1 | 1 | 1 | ChoEgs810 | ChoE | gs | 810 | [32 empty] | 0 | 0 | 0
810 | Refrigeration | Insulation | Hospitals | New | Suction Pipe Insulation - Freezers | 0.12825 | 0.10175 |  | 855 | 1 | 0.79333 | 6666.6667 | 15 |  | 44.2 | 344.6394 | Per End Use Consumption | GS | 1 | 1 | 1 | 1 | 1 | 1 | 1 | 1 | 1 | 1 | 1 | 1 | ChoNgs810 | ChoN | gs | 810 | [32 empty] | 0 | 0 | 0
810 | Refrigeration | Insulation | Institutional | Existing | Suction Pipe Insulation - Freezers | 0.12226 | 0.09918 |  | 855 | 1 | 0.81119 | 6993.007 | 15 |  | 44.2 | 361.5098 | Per End Use Consumption | GS | 1 | 1 | 1 | 1 | 1 | 1 | 1 | 1 | 1 | 1 | 1 | 1 | CinEgs810 | CinE | gs | 810 | [32 empty] | 0 | 0 | 0
810 | Refrigeration | Insulation | Institutional | New | Suction Pipe Insulation - Freezers | 0.12226 | 0.09918 |  | 855 | 1 | 0.81119 | 6993.007 | 15 |  | 44.2 | 361.5098 | Per End Use Consumption | GS | 1 | 1 | 1 | 1 | 1 | 1 | 1 | 1 | 1 | 1 | 1 | 1 | CinNgs810 | CinN | gs | 810 | [32 empty] | 0 | 0 | 0
810 | Refrigeration | Insulation | Lodging/Hospitality | Existing | Suction Pipe Insulation - Freezers | 0.12825 | 0.10175 |  | 855 | 1 | 0.79333 | 6666.6667 | 15 |  | 44.2 | 344.6394 | Per End Use Consumption | GS | 1 | 1 | 1 | 1 | 1 | 1 | 1 | 1 | 1 | 1 | 1 | 1 | CloEgs810 | CloE | gs | 810 | [32 empty] | 0 | 0 | 0
810 | Refrigeration | Insulation | Lodging/Hospitality | New | Suction Pipe Insulation - Freezers | 0.12825 | 0.10175 |  | 855 | 1 | 0.79333 | 6666.6667 | 15 |  | 44.2 | 344.6394 | Per End Use Consumption | GS | 1 | 1 | 1 | 1 | 1 | 1 | 1 | 1 | 1 | 1 | 1 | 1 | CloNgs810 | CloN | gs | 810 | [32 empty] | 0 | 0 | 0
810 | Refrigeration | Insulation | Miscellaneous | Existing | Suction Pipe Insulation - Freezers | 0.12226 | 0.09918 |  | 855 | 1 | 0.81119 | 6993.007 | 15 |  | 44.2 | 361.5098 | Per End Use Consumption | GS | 1 | 1 | 1 | 1 | 1 | 1 | 1 | 1 | 1 | 1 | 1 | 1 | CmiEgs810 | CmiE | gs | 810 | [32 empty] | 0 | 0 | 0
810 | Refrigeration | Insulation | Miscellaneous | New | Suction Pipe Insulation - Freezers | 0.12226 | 0.09918 |  | 855 | 1 | 0.81119 | 6993.007 | 15 |  | 44.2 | 361.5098 | Per End Use Consumption | GS | 1 | 1 | 1 | 1 | 1 | 1 | 1 | 1 | 1 | 1 | 1 | 1 | CmiNgs810 | CmiN | gs | 810 | [32 empty] | 0 | 0 | 0
810 | Refrigeration | Insulation | Offices | Existing | Suction Pipe Insulation - Freezers | 0.12226 | 0.09918 |  | 855 | 1 | 0.81119 | 6993.007 | 15 |  | 44.2 | 361.5098 | Per End Use Consumption | GS | 1 | 1 | 1 | 1 | 1 | 1 | 1 | 1 | 1 | 1 | 1 | 1 | CofEgs810 | CofE | gs | 810 | [32 empty] | 0 | 0 | 0
810 | Refrigeration | Insulation | Offices | New | Suction Pipe Insulation - Freezers | 0.12226 | 0.09918 |  | 855 | 1 | 0.81119 | 6993.007 | 15 |  | 44.2 | 361.5098 | Per End Use Consumption | GS | 1 | 1 | 1 | 1 | 1 | 1 | 1 | 1 | 1 | 1 | 1 | 1 | CofNgs810 | CofN | gs | 810 | [32 empty] | 0 | 0 | 0
810 | Refrigeration | Insulation | Restaurants | Existing | Suction Pipe Insulation - Freezers | 0.12055 | 0.096615 |  | 855 | 1 | 0.80142 | 7092.1986 | 15 |  | 44.2 | 366.6376 | Per End Use Consumption | GS | 1 | 1 | 1 | 1 | 1 | 1 | 1 | 1 | 1 | 1 | 1 | 1 | CreEgs810 | CreE | gs | 810 | [32 empty] | 0 | 0 | 0
810 | Refrigeration | Insulation | Restaurants | New | Suction Pipe Insulation - Freezers | 0.12055 | 0.096615 |  | 855 | 1 | 0.80142 | 7092.1986 | 15 |  | 44.2 | 366.6376 | Per End Use Consumption | GS | 1 | 1 | 1 | 1 | 1 | 1 | 1 | 1 | 1 | 1 | 1 | 1 | CreNgs810 | CreN | gs | 810 | [32 empty] | 0 | 0 | 0
810 | Refrigeration | Insulation | Retail | Existing | Suction Pipe Insulation - Freezers | 0.12825 | 0.10175 |  | 855 | 1 | 0.79333 | 6666.6667 | 15 |  | 44.2 | 344.6394 | Per End Use Consumption | GS | 1 | 1 | 1 | 1 | 1 | 1 | 1 | 1 | 1 | 1 | 1 | 1 | CrtEgs810 | CrtE | gs | 810 | [32 empty] | 0 | 0 | 0
810 | Refrigeration | Insulation | Retail | New | Suction Pipe Insulation - Freezers | 0.12825 | 0.10175 |  | 855 | 1 | 0.79333 | 6666.6667 | 15 |  | 44.2 | 344.6394 | Per End Use Consumption | GS | 1 | 1 | 1 | 1 | 1 | 1 | 1 | 1 | 1 | 1 | 1 | 1 | CrtNgs810 | CrtN | gs | 810 | [32 empty] | 0 | 0 | 0
810 | Refrigeration | Insulation | Schools K-12 | Existing | Suction Pipe Insulation - Freezers | 0.12226 | 0.09918 |  | 855 | 1 | 0.81119 | 6993.007 | 15 |  | 44.2 | 361.5098 | Per End Use Consumption | GS | 1 | 1 | 1 | 1 | 1 | 1 | 1 | 1 | 1 | 1 | 1 | 1 | CscEgs810 | CscE | gs | 810 | [32 empty] | 0 | 0 | 0
810 | Refrigeration | Insulation | Schools K-12 | New | Suction Pipe Insulation - Freezers | 0.12226 | 0.09918 |  | 855 | 1 | 0.81119 | 6993.007 | 15 |  | 44.2 | 361.5098 | Per End Use Consumption | GS | 1 | 1 | 1 | 1 | 1 | 1 | 1 | 1 | 1 | 1 | 1 | 1 | CscNgs810 | CscN | gs | 810 | [32 empty] | 0 | 0 | 0
810 | Refrigeration | Insulation | Warehouse | Existing | Suction Pipe Insulation - Freezers | 0.12226 | 0.09918 |  | 855 | 1 | 0.81119 | 6993.007 | 15 |  | 44.2 | 361.5098 | Per End Use Consumption | GS | 1 | 1 | 1 | 1 | 1 | 1 | 1 | 1 | 1 | 1 | 1 | 1 | CwaEgs810 | CwaE | gs | 810 | [32 empty] | 0 | 0 | 0
810 | Refrigeration | Insulation | Warehouse | New | Suction Pipe Insulation - Freezers | 0.12226 | 0.09918 |  | 855 | 1 | 0.81119 | 6993.007 | 15 |  | 44.2 | 361.5098 | Per End Use Consumption | GS | 1 | 1 | 1 | 1 | 1 | 1 | 1 | 1 | 1 | 1 | 1 | 1 | CwaNgs810 | CwaN | gs | 810 | [32 empty] | 0 | 0 | 0
811 | Refrigeration | Insulation | Assembly | Existing | Suction Pipe Insulation - Refrigerators | 0.0372 | 0.029512 |  | 248 | 1 | 0.79333 | 6666.6667 | 15 |  | 44.2 | 1188.172 | Per End Use Consumption | GS | 1 | 1 | 1 | 1 | 1 | 1 | 1 | 1 | 1 | 1 | 1 | 1 | CasEgs811 | CasE | gs | 811 | [32 empty] | 0 | 0 | 0
811 | Refrigeration | Insulation | Assembly | New | Suction Pipe Insulation - Refrigerators | 0.0372 | 0.029512 |  | 248 | 1 | 0.79333 | 6666.6667 | 15 |  | 44.2 | 1188.172 | Per End Use Consumption | GS | 1 | 1 | 1 | 1 | 1 | 1 | 1 | 1 | 1 | 1 | 1 | 1 | CasNgs811 | CasN | gs | 811 | [32 empty] | 0 | 0 | 0
811 | Refrigeration | Insulation | College and University | Existing | Suction Pipe Insulation - Refrigerators | 0.0372 | 0.029512 |  | 248 | 1 | 0.79333 | 6666.6667 | 15 |  | 44.2 | 1188.172 | Per End Use Consumption | GS | 1 | 1 | 1 | 1 | 1 | 1 | 1 | 1 | 1 | 1 | 1 | 1 | CcoEgs811 | CcoE | gs | 811 | [32 empty] | 0 | 0 | 0
811 | Refrigeration | Insulation | College and University | New | Suction Pipe Insulation - Refrigerators | 0.0372 | 0.029512 |  | 248 | 1 | 0.79333 | 6666.6667 | 15 |  | 44.2 | 1188.172 | Per End Use Consumption | GS | 1 | 1 | 1 | 1 | 1 | 1 | 1 | 1 | 1 | 1 | 1 | 1 | CcoNgs811 | CcoN | gs | 811 | [32 empty] | 0 | 0 | 0
811 | Refrigeration | Insulation | Data Center | Existing | Suction Pipe Insulation - Refrigerators | 0.035464 | 0.028768 |  | 248 | 1 | 0.81119 | 6993.007 | 15 |  | 44.2 | 1246.3343 | Per End Use Consumption | GS | 1 | 1 | 1 | 1 | 1 | 1 | 1 | 1 | 1 | 1 | 1 | 1 | CdaEgs811 | CdaE | gs | 811 | [32 empty] | 0 | 0 | 0
811 | Refrigeration | Insulation | Data Center | New | Suction Pipe Insulation - Refrigerators | 0.035464 | 0.028768 |  | 248 | 1 | 0.81119 | 6993.007 | 15 |  | 44.2 | 1246.3343 | Per End Use Consumption | GS | 1 | 1 | 1 | 1 | 1 | 1 | 1 | 1 | 1 | 1 | 1 | 1 | CdaNgs811 | CdaN | gs | 811 | [32 empty] | 0 | 0 | 0
811 | Refrigeration | Insulation | Grocery | Existing | Suction Pipe Insulation - Refrigerators | 0.0372 | 0.029512 |  | 248 | 1 | 0.79333 | 6666.6667 | 15 |  | 44.2 | 1188.172 | Per End Use Consumption | GS | 1 | 1 | 1 | 1 | 1 | 1 | 1 | 1 | 1 | 1 | 1 | 1 | CgrEgs811 | CgrE | gs | 811 | [32 empty] | 1.423 | 0.21321 | 0.16866
811 | Refrigeration | Insulation | Grocery | New | Suction Pipe Insulation - Refrigerators | 0.0372 | 0.029512 |  | 248 | 1 | 0.79333 | 6666.6667 | 15 |  | 44.2 | 1188.172 | Per End Use Consumption | GS | 1 | 1 | 1 | 1 | 1 | 1 | 1 | 1 | 1 | 1 | 1 | 1 | CgrNgs811 | CgrN | gs | 811 | [32 empty] | 0 | 0 | 0
811 | Refrigeration | Insulation | Healthcare | Existing | Suction Pipe Insulation - Refrigerators | 0.0372 | 0.029512 |  | 248 | 1 | 0.79333 | 6666.6667 | 15 |  | 44.2 | 1188.172 | Per End Use Consumption | GS | 1 | 1 | 1 | 1 | 1 | 1 | 1 | 1 | 1 | 1 | 1 | 1 | CheEgs811 | CheE | gs | 811 | [32 empty] | 0 | 0 | 0
811 | Refrigeration | Insulation | Healthcare | New | Suction Pipe Insulation - Refrigerators | 0.0372 | 0.029512 |  | 248 | 1 | 0.79333 | 6666.6667 | 15 |  | 44.2 | 1188.172 | Per End Use Consumption | GS | 1 | 1 | 1 | 1 | 1 | 1 | 1 | 1 | 1 | 1 | 1 | 1 | CheNgs811 | CheN | gs | 811 | [32 empty] | 0 | 0 | 0
811 | Refrigeration | Insulation | Hospitals | Existing | Suction Pipe Insulation - Refrigerators | 0.0372 | 0.029512 |  | 248 | 1 | 0.79333 | 6666.6667 | 15 |  | 44.2 | 1188.172 | Per End Use Consumption | GS | 1 | 1 | 1 | 1 | 1 | 1 | 1 | 1 | 1 | 1 | 1 | 1 | ChoEgs811 | ChoE | gs | 811 | [32 empty] | 0 | 0 | 0
811 | Refrigeration | Insulation | Hospitals | New | Suction Pipe Insulation - Refrigerators | 0.0372 | 0.029512 |  | 248 | 1 | 0.79333 | 6666.6667 | 15 |  | 44.2 | 1188.172 | Per End Use Consumption | GS | 1 | 1 | 1 | 1 | 1 | 1 | 1 | 1 | 1 | 1 | 1 | 1 | ChoNgs811 | ChoN | gs | 811 | [32 empty] | 0 | 0 | 0
811 | Refrigeration | Insulation | Institutional | Existing | Suction Pipe Insulation - Refrigerators | 0.035464 | 0.028768 |  | 248 | 1 | 0.81119 | 6993.007 | 15 |  | 44.2 | 1246.3343 | Per End Use Consumption | GS | 1 | 1 | 1 | 1 | 1 | 1 | 1 | 1 | 1 | 1 | 1 | 1 | CinEgs811 | CinE | gs | 811 | [32 empty] | 0 | 0 | 0
811 | Refrigeration | Insulation | Institutional | New | Suction Pipe Insulation - Refrigerators | 0.035464 | 0.028768 |  | 248 | 1 | 0.81119 | 6993.007 | 15 |  | 44.2 | 1246.3343 | Per End Use Consumption | GS | 1 | 1 | 1 | 1 | 1 | 1 | 1 | 1 | 1 | 1 | 1 | 1 | CinNgs811 | CinN | gs | 811 | [32 empty] | 0 | 0 | 0
811 | Refrigeration | Insulation | Lodging/Hospitality | Existing | Suction Pipe Insulation - Refrigerators | 0.0372 | 0.029512 |  | 248 | 1 | 0.79333 | 6666.6667 | 15 |  | 44.2 | 1188.172 | Per End Use Consumption | GS | 1 | 1 | 1 | 1 | 1 | 1 | 1 | 1 | 1 | 1 | 1 | 1 | CloEgs811 | CloE | gs | 811 | [32 empty] | 0 | 0 | 0
811 | Refrigeration | Insulation | Lodging/Hospitality | New | Suction Pipe Insulation - Refrigerators | 0.0372 | 0.029512 |  | 248 | 1 | 0.79333 | 6666.6667 | 15 |  | 44.2 | 1188.172 | Per End Use Consumption | GS | 1 | 1 | 1 | 1 | 1 | 1 | 1 | 1 | 1 | 1 | 1 | 1 | CloNgs811 | CloN | gs | 811 | [32 empty] | 0 | 0 | 0
811 | Refrigeration | Insulation | Miscellaneous | Existing | Suction Pipe Insulation - Refrigerators | 0.035464 | 0.028768 |  | 248 | 1 | 0.81119 | 6993.007 | 15 |  | 44.2 | 1246.3343 | Per End Use Consumption | GS | 1 | 1 | 1 | 1 | 1 | 1 | 1 | 1 | 1 | 1 | 1 | 1 | CmiEgs811 | CmiE | gs | 811 | [32 empty] | 0 | 0 | 0
811 | Refrigeration | Insulation | Miscellaneous | New | Suction Pipe Insulation - Refrigerators | 0.035464 | 0.028768 |  | 248 | 1 | 0.81119 | 6993.007 | 15 |  | 44.2 | 1246.3343 | Per End Use Consumption | GS | 1 | 1 | 1 | 1 | 1 | 1 | 1 | 1 | 1 | 1 | 1 | 1 | CmiNgs811 | CmiN | gs | 811 | [32 empty] | 0 | 0 | 0
811 | Refrigeration | Insulation | Offices | Existing | Suction Pipe Insulation - Refrigerators | 0.035464 | 0.028768 |  | 248 | 1 | 0.81119 | 6993.007 | 15 |  | 44.2 | 1246.3343 | Per End Use Consumption | GS | 1 | 1 | 1 | 1 | 1 | 1 | 1 | 1 | 1 | 1 | 1 | 1 | CofEgs811 | CofE | gs | 811 | [32 empty] | 0 | 0 | 0
811 | Refrigeration | Insulation | Offices | New | Suction Pipe Insulation - Refrigerators | 0.035464 | 0.028768 |  | 248 | 1 | 0.81119 | 6993.007 | 15 |  | 44.2 | 1246.3343 | Per End Use Consumption | GS | 1 | 1 | 1 | 1 | 1 | 1 | 1 | 1 | 1 | 1 | 1 | 1 | CofNgs811 | CofN | gs | 811 | [32 empty] | 0 | 0 | 0
811 | Refrigeration | Insulation | Restaurants | Existing | Suction Pipe Insulation - Refrigerators | 0.034968 | 0.028024 |  | 248 | 1 | 0.80142 | 7092.1986 | 15 |  | 44.2 | 1264.0128 | Per End Use Consumption | GS | 1 | 1 | 1 | 1 | 1 | 1 | 1 | 1 | 1 | 1 | 1 | 1 | CreEgs811 | CreE | gs | 811 | [32 empty] | 0 | 0 | 0
811 | Refrigeration | Insulation | Restaurants | New | Suction Pipe Insulation - Refrigerators | 0.034968 | 0.028024 |  | 248 | 1 | 0.80142 | 7092.1986 | 15 |  | 44.2 | 1264.0128 | Per End Use Consumption | GS | 1 | 1 | 1 | 1 | 1 | 1 | 1 | 1 | 1 | 1 | 1 | 1 | CreNgs811 | CreN | gs | 811 | [32 empty] | 0 | 0 | 0
811 | Refrigeration | Insulation | Retail | Existing | Suction Pipe Insulation - Refrigerators | 0.0372 | 0.029512 |  | 248 | 1 | 0.79333 | 6666.6667 | 15 |  | 44.2 | 1188.172 | Per End Use Consumption | GS | 1 | 1 | 1 | 1 | 1 | 1 | 1 | 1 | 1 | 1 | 1 | 1 | CrtEgs811 | CrtE | gs | 811 | [32 empty] | 0 | 0 | 0
811 | Refrigeration | Insulation | Retail | New | Suction Pipe Insulation - Refrigerators | 0.0372 | 0.029512 |  | 248 | 1 | 0.79333 | 6666.6667 | 15 |  | 44.2 | 1188.172 | Per End Use Consumption | GS | 1 | 1 | 1 | 1 | 1 | 1 | 1 | 1 | 1 | 1 | 1 | 1 | CrtNgs811 | CrtN | gs | 811 | [32 empty] | 0 | 0 | 0
811 | Refrigeration | Insulation | Schools K-12 | Existing | Suction Pipe Insulation - Refrigerators | 0.035464 | 0.028768 |  | 248 | 1 | 0.81119 | 6993.007 | 15 |  | 44.2 | 1246.3343 | Per End Use Consumption | GS | 1 | 1 | 1 | 1 | 1 | 1 | 1 | 1 | 1 | 1 | 1 | 1 | CscEgs811 | CscE | gs | 811 | [32 empty] | 0 | 0 | 0
811 | Refrigeration | Insulation | Schools K-12 | New | Suction Pipe Insulation - Refrigerators | 0.035464 | 0.028768 |  | 248 | 1 | 0.81119 | 6993.007 | 15 |  | 44.2 | 1246.3343 | Per End Use Consumption | GS | 1 | 1 | 1 | 1 | 1 | 1 | 1 | 1 | 1 | 1 | 1 | 1 | CscNgs811 | CscN | gs | 811 | [32 empty] | 0 | 0 | 0
811 | Refrigeration | Insulation | Warehouse | Existing | Suction Pipe Insulation - Refrigerators | 0.035464 | 0.028768 |  | 248 | 1 | 0.81119 | 6993.007 | 15 |  | 44.2 | 1246.3343 | Per End Use Consumption | GS | 1 | 1 | 1 | 1 | 1 | 1 | 1 | 1 | 1 | 1 | 1 | 1 | CwaEgs811 | CwaE | gs | 811 | [32 empty] | 0 | 0 | 0
811 | Refrigeration | Insulation | Warehouse | New | Suction Pipe Insulation - Refrigerators | 0.035464 | 0.028768 |  | 248 | 1 | 0.81119 | 6993.007 | 15 |  | 44.2 | 1246.3343 | Per End Use Consumption | GS | 1 | 1 | 1 | 1 | 1 | 1 | 1 | 1 | 1 | 1 | 1 | 1 | CwaNgs811 | CwaN | gs | 811 | [32 empty] | 0 | 0 | 0
812 | Refrigeration | LED | Assembly | Turnover | Refrigerated Display Case LED Lighting | 0.022749 | 0.018048 |  | 151.66 | 1 | 0.79333 | 6666.6667 | 16 |  | 56.6 | 2488.0215 | Per Unit | GS | 1 | 1 | 1 | 1 | 1 | 1 | 1 | 1 | 1 | 1 | 1 | 1 | CasTgs812 | CasT | gs | 812 | [32 empty] | 0 | 0 | 0
812 | Refrigeration | LED | Assembly | New | Refrigerated Display Case LED Lighting | 0.022749 | 0.018048 |  | 151.66 | 1 | 0.79333 | 6666.6667 | 16 |  | 56.6 | 2488.0215 | Per Unit | GS | 1 | 1 | 1 | 1 | 1 | 1 | 1 | 1 | 1 | 1 | 1 | 1 | CasNgs812 | CasN | gs | 812 | [32 empty] | 0 | 0 | 0
812 | Refrigeration | LED | College and University | Turnover | Refrigerated Display Case LED Lighting | 0.022749 | 0.018048 |  | 151.66 | 1 | 0.79333 | 6666.6667 | 16 |  | 56.6 | 2488.0215 | Per Unit | GS | 1 | 1 | 1 | 1 | 1 | 1 | 1 | 1 | 1 | 1 | 1 | 1 | CcoTgs812 | CcoT | gs | 812 | [32 empty] | 0 | 0 | 0
812 | Refrigeration | LED | College and University | New | Refrigerated Display Case LED Lighting | 0.022749 | 0.018048 |  | 151.66 | 1 | 0.79333 | 6666.6667 | 16 |  | 56.6 | 2488.0215 | Per Unit | GS | 1 | 1 | 1 | 1 | 1 | 1 | 1 | 1 | 1 | 1 | 1 | 1 | CcoNgs812 | CcoN | gs | 812 | [32 empty] | 0 | 0 | 0
812 | Refrigeration | LED | Data Center | Turnover | Refrigerated Display Case LED Lighting | 0.021687 | 0.017593 |  | 151.66 | 1 | 0.81119 | 6993.007 | 16 |  | 56.6 | 2609.8127 | Per Unit | GS | 1 | 1 | 1 | 1 | 1 | 1 | 1 | 1 | 1 | 1 | 1 | 1 | CdaTgs812 | CdaT | gs | 812 | [32 empty] | 0 | 0 | 0
812 | Refrigeration | LED | Data Center | New | Refrigerated Display Case LED Lighting | 0.021687 | 0.017593 |  | 151.66 | 1 | 0.81119 | 6993.007 | 16 |  | 56.6 | 2609.8127 | Per Unit | GS | 1 | 1 | 1 | 1 | 1 | 1 | 1 | 1 | 1 | 1 | 1 | 1 | CdaNgs812 | CdaN | gs | 812 | [32 empty] | 0 | 0 | 0
812 | Refrigeration | LED | Grocery | Turnover | Refrigerated Display Case LED Lighting | 0.022749 | 0.018048 |  | 151.66 | 1 | 0.79333 | 6666.6667 | 16 |  | 56.6 | 2488.0215 | Per Unit | GS | 1 | 1 | 1 | 1 | 1 | 1 | 1 | 1 | 1 | 1 | 1 | 1 | CgrTgs812 | CgrT | gs | 812 | [32 empty] | 5.0773 | 0.7607 | 0.60176
812 | Refrigeration | LED | Grocery | New | Refrigerated Display Case LED Lighting | 0.022749 | 0.018048 |  | 151.66 | 1 | 0.79333 | 6666.6667 | 16 |  | 56.6 | 2488.0215 | Per Unit | GS | 1 | 1 | 1 | 1 | 1 | 1 | 1 | 1 | 1 | 1 | 1 | 1 | CgrNgs812 | CgrN | gs | 812 | [32 empty] | 0.047333 | 0.0070917 | 0.0056099
812 | Refrigeration | LED | Healthcare | Turnover | Refrigerated Display Case LED Lighting | 0.022749 | 0.018048 |  | 151.66 | 1 | 0.79333 | 6666.6667 | 16 |  | 56.6 | 2488.0215 | Per Unit | GS | 1 | 1 | 1 | 1 | 1 | 1 | 1 | 1 | 1 | 1 | 1 | 1 | CheTgs812 | CheT | gs | 812 | [32 empty] | 0 | 0 | 0
812 | Refrigeration | LED | Healthcare | New | Refrigerated Display Case LED Lighting | 0.022749 | 0.018048 |  | 151.66 | 1 | 0.79333 | 6666.6667 | 16 |  | 56.6 | 2488.0215 | Per Unit | GS | 1 | 1 | 1 | 1 | 1 | 1 | 1 | 1 | 1 | 1 | 1 | 1 | CheNgs812 | CheN | gs | 812 | [32 empty] | 0 | 0 | 0
812 | Refrigeration | LED | Hospitals | Turnover | Refrigerated Display Case LED Lighting | 0.022749 | 0.018048 |  | 151.66 | 1 | 0.79333 | 6666.6667 | 16 |  | 56.6 | 2488.0215 | Per Unit | GS | 1 | 1 | 1 | 1 | 1 | 1 | 1 | 1 | 1 | 1 | 1 | 1 | ChoTgs812 | ChoT | gs | 812 | [32 empty] | 0 | 0 | 0
812 | Refrigeration | LED | Hospitals | New | Refrigerated Display Case LED Lighting | 0.022749 | 0.018048 |  | 151.66 | 1 | 0.79333 | 6666.6667 | 16 |  | 56.6 | 2488.0215 | Per Unit | GS | 1 | 1 | 1 | 1 | 1 | 1 | 1 | 1 | 1 | 1 | 1 | 1 | ChoNgs812 | ChoN | gs | 812 | [32 empty] | 0 | 0 | 0
812 | Refrigeration | LED | Institutional | Turnover | Refrigerated Display Case LED Lighting | 0.021687 | 0.017593 |  | 151.66 | 1 | 0.81119 | 6993.007 | 16 |  | 56.6 | 2609.8127 | Per Unit | GS | 1 | 1 | 1 | 1 | 1 | 1 | 1 | 1 | 1 | 1 | 1 | 1 | CinTgs812 | CinT | gs | 812 | [32 empty] | 0 | 0 | 0
812 | Refrigeration | LED | Institutional | New | Refrigerated Display Case LED Lighting | 0.021687 | 0.017593 |  | 151.66 | 1 | 0.81119 | 6993.007 | 16 |  | 56.6 | 2609.8127 | Per Unit | GS | 1 | 1 | 1 | 1 | 1 | 1 | 1 | 1 | 1 | 1 | 1 | 1 | CinNgs812 | CinN | gs | 812 | [32 empty] | 0 | 0 | 0
812 | Refrigeration | LED | Lodging/Hospitality | Turnover | Refrigerated Display Case LED Lighting | 0.022749 | 0.018048 |  | 151.66 | 1 | 0.79333 | 6666.6667 | 16 |  | 56.6 | 2488.0215 | Per Unit | GS | 1 | 1 | 1 | 1 | 1 | 1 | 1 | 1 | 1 | 1 | 1 | 1 | CloTgs812 | CloT | gs | 812 | [32 empty] | 0 | 0 | 0
812 | Refrigeration | LED | Lodging/Hospitality | New | Refrigerated Display Case LED Lighting | 0.022749 | 0.018048 |  | 151.66 | 1 | 0.79333 | 6666.6667 | 16 |  | 56.6 | 2488.0215 | Per Unit | GS | 1 | 1 | 1 | 1 | 1 | 1 | 1 | 1 | 1 | 1 | 1 | 1 | CloNgs812 | CloN | gs | 812 | [32 empty] | 0 | 0 | 0