123 | Appliances | Unit | ENERGY STAR Water Cooler | Hospitals | Turnover | ChoTgs123 | 1 | 1.0099 | 9900.9901 | 0 | GS | 10 | 0.57723 | 0.60437 | 0.83705 | 1.097 | 1.2026 | 1.2026 | 1.289 | 1.2891 | 1.2453 | 1.1192 | 0.77553 | 0.85362 | 594.0594 | 0 | 8609.5566 | 0 | 0 | 0 | 1 | 0 | 0 | 1.0077
123 | Appliances | Unit | ENERGY STAR Water Cooler | Hospitals | New | ChoNgs123 | 1 | 1.0099 | 9900.9901 | 0 | GS | 10 | 0.57723 | 0.60437 | 0.83705 | 1.097 | 1.2026 | 1.2026 | 1.289 | 1.2891 | 1.2453 | 1.1192 | 0.77553 | 0.85362 | 594.0594 | 0 | 8609.5566 | 0 | 0 | 0 | 1 | 0 | 0 | 1.0077
123 | Appliances | Unit | ENERGY STAR Water Cooler | Institutional | Turnover | CinTgs123 | 1 | 1.0811 | 9009.009 | 0 | GS | 10 | 0.57723 | 0.60437 | 0.83705 | 1.097 | 1.2026 | 1.2026 | 1.289 | 1.2891 | 1.2453 | 1.1192 | 0.77553 | 0.85362 | 540.5405 | 0 | 7833.9209 | 0 | 0 | 0 | 1 | 0 | 0 | 1.0077
123 | Appliances | Unit | ENERGY STAR Water Cooler | Institutional | New | CinNgs123 | 1 | 1.0811 | 9009.009 | 0 | GS | 10 | 0.57723 | 0.60437 | 0.83705 | 1.097 | 1.2026 | 1.2026 | 1.289 | 1.2891 | 1.2453 | 1.1192 | 0.77553 | 0.85362 | 540.5405 | 0 | 7833.9209 | 0 | 0 | 0 | 1 | 0 | 0 | 1.0077
123 | Appliances | Unit | ENERGY STAR Water Cooler | Lodging/Hospitality | Turnover | CloTgs123 | 1 | 1.1682 | 9345.7944 | 0 | GS | 10 | 0.57723 | 0.60437 | 0.83705 | 1.097 | 1.2026 | 1.2026 | 1.289 | 1.2891 | 1.2453 | 1.1192 | 0.77553 | 0.85362 | 560.7477 | 0 | 8126.7777 | 0 | 0 | 0 | 1 | 0 | 0 | 1.0077
123 | Appliances | Unit | ENERGY STAR Water Cooler | Lodging/Hospitality | New | CloNgs123 | 1 | 1.1682 | 9345.7944 | 0 | GS | 10 | 0.57723 | 0.60437 | 0.83705 | 1.097 | 1.2026 | 1.2026 | 1.289 | 1.2891 | 1.2453 | 1.1192 | 0.77553 | 0.85362 | 560.7477 | 0 | 8126.7777 | 0 | 0 | 0 | 1 | 0 | 0 | 1.0077
123 | Appliances | Unit | ENERGY STAR Water Cooler | Miscellaneous | Turnover | CmiTgs123 | 1 | 1.0631 | 9009.009 | 0 | GS | 10 | 0.57723 | 0.60437 | 0.83705 | 1.097 | 1.2026 | 1.2026 | 1.289 | 1.2891 | 1.2453 | 1.1192 | 0.77553 | 0.85362 | 540.5405 | 0 | 7833.9209 | 0 | 0 | 0 | 1 | 0 | 0 | 1.0077
123 | Appliances | Unit | ENERGY STAR Water Cooler | Miscellaneous | New | CmiNgs123 | 1 | 1.0631 | 9009.009 | 0 | GS | 10 | 0.57723 | 0.60437 | 0.83705 | 1.097 | 1.2026 | 1.2026 | 1.289 | 1.2891 | 1.2453 | 1.1192 | 0.77553 | 0.85362 | 540.5405 | 0 | 7833.9209 | 0 | 0 | 0 | 1 | 0 | 0 | 1.0077
123 | Appliances | Unit | ENERGY STAR Water Cooler | Offices | Turnover | CofTgs123 | 1 | 1.0631 | 9009.009 | 0 | GS | 10 | 0.57723 | 0.60437 | 0.83705 | 1.097 | 1.2026 | 1.2026 | 1.289 | 1.2891 | 1.2453 | 1.1192 | 0.77553 | 0.85362 | 540.5405 | 0 | 7833.9209 | 0 | 0 | 0 | 1 | 0 | 0 | 1.0077
123 | Appliances | Unit | ENERGY STAR Water Cooler | Offices | New | CofNgs123 | 1 | 1.0631 | 9009.009 | 0 | GS | 10 | 0.57723 | 0.60437 | 0.83705 | 1.097 | 1.2026 | 1.2026 | 1.289 | 1.2891 | 1.2453 | 1.1192 | 0.77553 | 0.85362 | 540.5405 | 0 | 7833.9209 | 0 | 0 | 0 | 1 | 0 | 0 | 1.0077
123 | Appliances | Unit | ENERGY STAR Water Cooler | Restaurants | Turnover | CreTgs123 | 1 | 0.37313 | 7462.6866 | 0 | GS | 10 | 0.57723 | 0.60437 | 0.83705 | 1.097 | 1.2026 | 1.2026 | 1.289 | 1.2891 | 1.2453 | 1.1192 | 0.77553 | 0.85362 | 447.7612 | 0 | 6489.2927 | 0 | 0 | 0 | 1 | 0 | 0 | 1.0077
123 | Appliances | Unit | ENERGY STAR Water Cooler | Restaurants | New | CreNgs123 | 1 | 0.37313 | 7462.6866 | 0 | GS | 10 | 0.57723 | 0.60437 | 0.83705 | 1.097 | 1.2026 | 1.2026 | 1.289 | 1.2891 | 1.2453 | 1.1192 | 0.77553 | 0.85362 | 447.7612 | 0 | 6489.2927 | 0 | 0 | 0 | 1 | 0 | 0 | 1.0077
123 | Appliances | Unit | ENERGY STAR Water Cooler | Retail | Turnover | CrtTgs123 | 1 | 0.55245 | 6993.007 | 0 | GS | 10 | 0.57723 | 0.60437 | 0.83705 | 1.097 | 1.2026 | 1.2026 | 1.289 | 1.2891 | 1.2453 | 1.1192 | 0.77553 | 0.85362 | 419.5804 | 0 | 6080.8756 | 0 | 0 | 0 | 1 | 0 | 0 | 1.0077
123 | Appliances | Unit | ENERGY STAR Water Cooler | Retail | New | CrtNgs123 | 1 | 0.55245 | 6993.007 | 0 | GS | 10 | 0.57723 | 0.60437 | 0.83705 | 1.097 | 1.2026 | 1.2026 | 1.289 | 1.2891 | 1.2453 | 1.1192 | 0.77553 | 0.85362 | 419.5804 | 0 | 6080.8756 | 0 | 0 | 0 | 1 | 0 | 0 | 1.0077
123 | Appliances | Unit | ENERGY STAR Water Cooler | Schools K-12 | Turnover | CscTgs123 | 1 | 1.0388 | 9708.7379 | 0 | GS | 10 | 0.57723 | 0.60437 | 0.83705 | 1.097 | 1.2026 | 1.2026 | 1.289 | 1.2891 | 1.2453 | 1.1192 | 0.77553 | 0.85362 | 582.5243 | 0 | 8442.3808 | 0 | 0 | 0 | 1 | 0 | 0 | 1.0077
123 | Appliances | Unit | ENERGY STAR Water Cooler | Schools K-12 | New | CscNgs123 | 1 | 1.0388 | 9708.7379 | 0 | GS | 10 | 0.57723 | 0.60437 | 0.83705 | 1.097 | 1.2026 | 1.2026 | 1.289 | 1.2891 | 1.2453 | 1.1192 | 0.77553 | 0.85362 | 582.5243 | 0 | 8442.3808 | 0 | 0 | 0 | 1 | 0 | 0 | 1.0077
123 | Appliances | Unit | ENERGY STAR Water Cooler | Warehouse | Turnover | CwaTgs123 | 1 | 0.72549 | 6535.9477 | 0 | GS | 10 | 0.57723 | 0.60437 | 0.83705 | 1.097 | 1.2026 | 1.2026 | 1.289 | 1.2891 | 1.2453 | 1.1192 | 0.77553 | 0.85362 | 392.1569 | 0 | 5683.4328 | 0 | 0 | 0 | 1 | 0 | 0 | 1.0077
123 | Appliances | Unit | ENERGY STAR Water Cooler | Warehouse | New | CwaNgs123 | 1 | 0.72549 | 6535.9477 | 0 | GS | 10 | 0.57723 | 0.60437 | 0.83705 | 1.097 | 1.2026 | 1.2026 | 1.289 | 1.2891 | 1.2453 | 1.1192 | 0.77553 | 0.85362 | 392.1569 | 0 | 5683.4328 | 0 | 0 | 0 | 1 | 0 | 0 | 1.0077
124 | Appliances | Unit | High Efficiency Air Compressor | Assembly | Existing | CasEgs124 | 1 | 0.43275 | 5847.9532 | 0 | GS | 15 | 1 | 1 | 1 | 1 | 1 | 1 | 1 | 1 | 1 | 1 | 1 | 1 | 294.0538 | 0 | 3427.8002 | 0 | 0 | 0 | 1 | 0 | 0 | 1
124 | Appliances | Unit | High Efficiency Air Compressor | Assembly | New | CasNgs124 | 1 | 0.43275 | 5847.9532 | 0 | GS | 15 | 1 | 1 | 1 | 1 | 1 | 1 | 1 | 1 | 1 | 1 | 1 | 1 | 294.0538 | 0 | 3427.8002 | 0 | 0 | 0 | 1 | 0 | 0 | 1
124 | Appliances | Unit | High Efficiency Air Compressor | College and University | Existing | CcoEgs124 | 1 | 1.0099 | 9900.9901 | 0 | GS | 15 | 1 | 1 | 1 | 1 | 1 | 1 | 1 | 1 | 1 | 1 | 1 | 1 | 497.8535 | 0 | 4280.0225 | 0 | 0 | 0 | 1 | 0 | 0 | 1
124 | Appliances | Unit | High Efficiency Air Compressor | College and University | New | CcoNgs124 | 1 | 1.0099 | 9900.9901 | 0 | GS | 15 | 1 | 1 | 1 | 1 | 1 | 1 | 1 | 1 | 1 | 1 | 1 | 1 | 497.8535 | 0 | 4280.0225 | 0 | 0 | 0 | 1 | 0 | 0 | 1
124 | Appliances | Unit | High Efficiency Air Compressor | Data Center | Existing | CdaEgs124 | 1 | 1.0631 | 9009.009 | 0 | GS | 15 | 1 | 1 | 1 | 1 | 1 | 1 | 1 | 1 | 1 | 1 | 1 | 1 | 453.0018 | 0 | 3727.6947 | 0 | 0 | 0 | 1 | 0 | 0 | 1
124 | Appliances | Unit | High Efficiency Air Compressor | Data Center | New | CdaNgs124 | 1 | 1.0631 | 9009.009 | 0 | GS | 15 | 1 | 1 | 1 | 1 | 1 | 1 | 1 | 1 | 1 | 1 | 1 | 1 | 453.0018 | 0 | 3727.6947 | 0 | 0 | 0 | 1 | 0 | 0 | 1
124 | Appliances | Unit | High Efficiency Air Compressor | Grocery | Existing | CgrEgs124 | 1 | 0.6 | 7407.4074 | 0 | GS | 15 | 1 | 1 | 1 | 1 | 1 | 1 | 1 | 1 | 1 | 1 | 1 | 1 | 372.4682 | 0 | 1659.982 | 0 | 0 | 0 | 1 | 0 | 0 | 1
124 | Appliances | Unit | High Efficiency Air Compressor | Grocery | New | CgrNgs124 | 1 | 0.6 | 7407.4074 | 0 | GS | 15 | 1 | 1 | 1 | 1 | 1 | 1 | 1 | 1 | 1 | 1 | 1 | 1 | 372.4682 | 0 | 1659.982 | 0 | 0 | 0 | 1 | 0 | 0 | 1
124 | Appliances | Unit | High Efficiency Air Compressor | Healthcare | Existing | CheEgs124 | 1 | 1.0347 | 6944.4444 | 0 | GS | 15 | 1 | 1 | 1 | 1 | 1 | 1 | 1 | 1 | 1 | 1 | 1 | 1 | 349.1889 | 0 | 3171.296 | 0 | 0 | 0 | 1 | 0 | 0 | 1
124 | Appliances | Unit | High Efficiency Air Compressor | Healthcare | New | CheNgs124 | 1 | 1.0347 | 6944.4444 | 0 | GS | 15 | 1 | 1 | 1 | 1 | 1 | 1 | 1 | 1 | 1 | 1 | 1 | 1 | 349.1889 | 0 | 3171.296 | 0 | 0 | 0 | 1 | 0 | 0 | 1
124 | Appliances | Unit | High Efficiency Air Compressor | Hospitals | Existing | ChoEgs124 | 1 | 1.0099 | 9900.9901 | 0 | GS | 15 | 1 | 1 | 1 | 1 | 1 | 1 | 1 | 1 | 1 | 1 | 1 | 1 | 497.8535 | 0 | 2671.8389 | 0 | 0 | 0 | 1 | 0 | 0 | 1
124 | Appliances | Unit | High Efficiency Air Compressor | Hospitals | New | ChoNgs124 | 1 | 1.0099 | 9900.9901 | 0 | GS | 15 | 1 | 1 | 1 | 1 | 1 | 1 | 1 | 1 | 1 | 1 | 1 | 1 | 497.8535 | 0 | 2671.8389 | 0 | 0 | 0 | 1 | 0 | 0 | 1
124 | Appliances | Unit | High Efficiency Air Compressor | Institutional | Existing | CinEgs124 | 1 | 1.0811 | 9009.009 | 0 | GS | 15 | 1 | 1 | 1 | 1 | 1 | 1 | 1 | 1 | 1 | 1 | 1 | 1 | 453.0018 | 0 | 4012.2087 | 0 | 0 | 0 | 1 | 0 | 0 | 1
124 | Appliances | Unit | High Efficiency Air Compressor | Institutional | New | CinNgs124 | 1 | 1.0811 | 9009.009 | 0 | GS | 15 | 1 | 1 | 1 | 1 | 1 | 1 | 1 | 1 | 1 | 1 | 1 | 1 | 453.0018 | 0 | 4012.2087 | 0 | 0 | 0 | 1 | 0 | 0 | 1
124 | Appliances | Unit | High Efficiency Air Compressor | Lodging/Hospitality | Existing | CloEgs124 | 1 | 1.1682 | 9345.7944 | 0 | GS | 15 | 1 | 1 | 1 | 1 | 1 | 1 | 1 | 1 | 1 | 1 | 1 | 1 | 469.9365 | 0 | 2984.5429 | 0 | 0 | 0 | 1 | 0 | 0 | 1
124 | Appliances | Unit | High Efficiency Air Compressor | Lodging/Hospitality | New | CloNgs124 | 1 | 1.1682 | 9345.7944 | 0 | GS | 15 | 1 | 1 | 1 | 1 | 1 | 1 | 1 | 1 | 1 | 1 | 1 | 1 | 469.9365 | 0 | 2984.5429 | 0 | 0 | 0 | 1 | 0 | 0 | 1
124 | Appliances | Unit | High Efficiency Air Compressor | Miscellaneous | Existing | CmiEgs124 | 1 | 1.0631 | 9009.009 | 0 | GS | 15 | 1 | 1 | 1 | 1 | 1 | 1 | 1 | 1 | 1 | 1 | 1 | 1 | 453.0018 | 0 | 3391.8663 | 0 | 0 | 0 | 1 | 0 | 0 | 1
124 | Appliances | Unit | High Efficiency Air Compressor | Miscellaneous | New | CmiNgs124 | 1 | 1.0631 | 9009.009 | 0 | GS | 15 | 1 | 1 | 1 | 1 | 1 | 1 | 1 | 1 | 1 | 1 | 1 | 1 | 453.0018 | 0 | 3391.8663 | 0 | 0 | 0 | 1 | 0 | 0 | 1
124 | Appliances | Unit | High Efficiency Air Compressor | Offices | Existing | CofEgs124 | 1 | 1.0631 | 9009.009 | 0 | GS | 15 | 1 | 1 | 1 | 1 | 1 | 1 | 1 | 1 | 1 | 1 | 1 | 1 | 453.0018 | 0 | 3724.703 | 0 | 0 | 0 | 1 | 0 | 0 | 1
124 | Appliances | Unit | High Efficiency Air Compressor | Offices | New | CofNgs124 | 1 | 1.0631 | 9009.009 | 0 | GS | 15 | 1 | 1 | 1 | 1 | 1 | 1 | 1 | 1 | 1 | 1 | 1 | 1 | 453.0018 | 0 | 3724.703 | 0 | 0 | 0 | 1 | 0 | 0 | 1
124 | Appliances | Unit | High Efficiency Air Compressor | Restaurants | Existing | CreEgs124 | 1 | 0.37313 | 7462.6866 | 0 | GS | 15 | 1 | 1 | 1 | 1 | 1 | 1 | 1 | 1 | 1 | 1 | 1 | 1 | 375.2478 | 0 | 2186.312 | 0 | 0 | 0 | 1 | 0 | 0 | 1
124 | Appliances | Unit | High Efficiency Air Compressor | Restaurants | New | CreNgs124 | 1 | 0.37313 | 7462.6866 | 0 | GS | 15 | 1 | 1 | 1 | 1 | 1 | 1 | 1 | 1 | 1 | 1 | 1 | 1 | 375.2478 | 0 | 2186.312 | 0 | 0 | 0 | 1 | 0 | 0 | 1
124 | Appliances | Unit | High Efficiency Air Compressor | Retail | Existing | CrtEgs124 | 1 | 0.55245 | 6993.007 | 0 | GS | 15 | 1 | 1 | 1 | 1 | 1 | 1 | 1 | 1 | 1 | 1 | 1 | 1 | 351.6308 | 0 | 2947.9561 | 0 | 0 | 0 | 1 | 0 | 0 | 1
124 | Appliances | Unit | High Efficiency Air Compressor | Retail | New | CrtNgs124 | 1 | 0.55245 | 6993.007 | 0 | GS | 15 | 1 | 1 | 1 | 1 | 1 | 1 | 1 | 1 | 1 | 1 | 1 | 1 | 351.6308 | 0 | 2947.9561 | 0 | 0 | 0 | 1 | 0 | 0 | 1
124 | Appliances | Unit | High Efficiency Air Compressor | Schools K-12 | Existing | CscEgs124 | 1 | 1.0388 | 9708.7379 | 0 | GS | 15 | 1 | 1 | 1 | 1 | 1 | 1 | 1 | 1 | 1 | 1 | 1 | 1 | 488.1864 | 0 | 5405.9663 | 0 | 0 | 0 | 1 | 0 | 0 | 1
124 | Appliances | Unit | High Efficiency Air Compressor | Schools K-12 | New | CscNgs124 | 1 | 1.0388 | 9708.7379 | 0 | GS | 15 | 1 | 1 | 1 | 1 | 1 | 1 | 1 | 1 | 1 | 1 | 1 | 1 | 488.1864 | 0 | 5405.9663 | 0 | 0 | 0 | 1 | 0 | 0 | 1
124 | Appliances | Unit | High Efficiency Air Compressor | Warehouse | Existing | CwaEgs124 | 1 | 0.72549 | 6535.9477 | 0 | GS | 15 | 1 | 1 | 1 | 1 | 1 | 1 | 1 | 1 | 1 | 1 | 1 | 1 | 328.6484 | 0 | 2769.6247 | 0 | 0 | 0 | 1 | 0 | 0 | 1
124 | Appliances | Unit | High Efficiency Air Compressor | Warehouse | New | CwaNgs124 | 1 | 0.72549 | 6535.9477 | 0 | GS | 15 | 1 | 1 | 1 | 1 | 1 | 1 | 1 | 1 | 1 | 1 | 1 | 1 | 328.6484 | 0 | 2769.6247 | 0 | 0 | 0 | 1 | 0 | 0 | 1
125 | Appliances | Unit | Ozone Laundry Commercial | Assembly | Turnover | CasTgs125 | 1 | 0.43275 | 5847.9532 | 0 | GS | 10 | 0.536 | 0.638 | 0.811 | 0.882 | 1.033 | 1.022 | 1.038 | 1.051 | 1.035 | 1.017 | 0.878 | 0.562 | 350.8772 | 0 | 1828.7004 | 0 | 0 | 0 | 1 | 0 | 0 | 0.87525
125 | Appliances | Unit | Ozone Laundry Commercial | Assembly | New | CasNgs125 | 1 | 0.43275 | 5847.9532 | 0 | GS | 10 | 0.536 | 0.638 | 0.811 | 0.882 | 1.033 | 1.022 | 1.038 | 1.051 | 1.035 | 1.017 | 0.878 | 0.562 | 350.8772 | 0 | 1828.7004 | 0 | 0 | 0 | 1 | 0 | 0 | 0.87525
125 | Appliances | Unit | Ozone Laundry Commercial | College and University | Turnover | CcoTgs125 | 1 | 1.0099 | 9900.9901 | 0 | GS | 10 | 0.536 | 0.638 | 0.811 | 0.882 | 1.033 | 1.022 | 1.038 | 1.051 | 1.035 | 1.017 | 0.878 | 0.562 | 594.0594 | 0 | 3096.1166 | 0 | 0 | 0 | 1 | 0 | 0 | 0.87525
125 | Appliances | Unit | Ozone Laundry Commercial | College and University | New | CcoNgs125 | 1 | 1.0099 | 9900.9901 | 0 | GS | 10 | 0.536 | 0.638 | 0.811 | 0.882 | 1.033 | 1.022 | 1.038 | 1.051 | 1.035 | 1.017 | 0.878 | 0.562 | 594.0594 | 0 | 3096.1166 | 0 | 0 | 0 | 1 | 0 | 0 | 0.87525
125 | Appliances | Unit | Ozone Laundry Commercial | Data Center | Turnover | CdaTgs125 | 1 | 1.0631 | 9009.009 | 0 | GS | 10 | 0.536 | 0.638 | 0.811 | 0.882 | 1.033 | 1.022 | 1.038 | 1.051 | 1.035 | 1.017 | 0.878 | 0.562 | 540.5405 | 0 | 2817.1872 | 0 | 0 | 0 | 1 | 0 | 0 | 0.87525
125 | Appliances | Unit | Ozone Laundry Commercial | Data Center | New | CdaNgs125 | 1 | 1.0631 | 9009.009 | 0 | GS | 10 | 0.536 | 0.638 | 0.811 | 0.882 | 1.033 | 1.022 | 1.038 | 1.051 | 1.035 | 1.017 | 0.878 | 0.562 | 540.5405 | 0 | 2817.1872 | 0 | 0 | 0 | 1 | 0 | 0 | 0.87525
125 | Appliances | Unit | Ozone Laundry Commercial | Grocery | Turnover | CgrTgs125 | 1 | 0.6 | 7407.4074 | 0 | GS | 10 | 0.536 | 0.638 | 0.811 | 0.882 | 1.033 | 1.022 | 1.038 | 1.051 | 1.035 | 1.017 | 0.878 | 0.562 | 444.4444 | 0 | 2316.3539 | 0 | 0 | 0 | 1 | 0 | 0 | 0.87525
125 | Appliances | Unit | Ozone Laundry Commercial | Grocery | New | CgrNgs125 | 1 | 0.6 | 7407.4074 | 0 | GS | 10 | 0.536 | 0.638 | 0.811 | 0.882 | 1.033 | 1.022 | 1.038 | 1.051 | 1.035 | 1.017 | 0.878 | 0.562 | 444.4444 | 0 | 2316.3539 | 0 | 0 | 0 | 1 | 0 | 0 | 0.87525
125 | Appliances | Unit | Ozone Laundry Commercial | Healthcare | Turnover | CheTgs125 | 1 | 1.0347 | 6944.4444 | 0 | GS | 10 | 0.536 | 0.638 | 0.811 | 0.882 | 1.033 | 1.022 | 1.038 | 1.051 | 1.035 | 1.017 | 0.878 | 0.562 | 416.6667 | 0 | 2171.5818 | 0 | 0 | 0 | 1 | 0 | 0 | 0.87525
125 | Appliances | Unit | Ozone Laundry Commercial | Healthcare | New | CheNgs125 | 1 | 1.0347 | 6944.4444 | 0 | GS | 10 | 0.536 | 0.638 | 0.811 | 0.882 | 1.033 | 1.022 | 1.038 | 1.051 | 1.035 | 1.017 | 0.878 | 0.562 | 416.6667 | 0 | 2171.5818 | 0 | 0 | 0 | 1 | 0 | 0 | 0.87525
125 | Appliances | Unit | Ozone Laundry Commercial | Hospitals | Turnover | ChoTgs125 | 1 | 1.0099 | 9900.9901 | 0 | GS | 10 | 0.536 | 0.638 | 0.811 | 0.882 | 1.033 | 1.022 | 1.038 | 1.051 | 1.035 | 1.017 | 0.878 | 0.562 | 594.0594 | 0 | 3096.1166 | 0 | 0 | 0 | 1 | 0 | 0 | 0.87525
125 | Appliances | Unit | Ozone Laundry Commercial | Hospitals | New | ChoNgs125 | 1 | 1.0099 | 9900.9901 | 0 | GS | 10 | 0.536 | 0.638 | 0.811 | 0.882 | 1.033 | 1.022 | 1.038 | 1.051 | 1.035 | 1.017 | 0.878 | 0.562 | 594.0594 | 0 | 3096.1166 | 0 | 0 | 0 | 1 | 0 | 0 | 0.87525
125 | Appliances | Unit | Ozone Laundry Commercial | Institutional | Turnover | CinTgs125 | 1 | 1.0811 | 9009.009 | 0 | GS | 10 | 0.536 | 0.638 | 0.811 | 0.882 | 1.033 | 1.022 | 1.038 | 1.051 | 1.035 | 1.017 | 0.878 | 0.562 | 540.5405 | 0 | 2817.1872 | 0 | 0 | 0 | 1 | 0 | 0 | 0.87525
125 | Appliances | Unit | Ozone Laundry Commercial | Institutional | New | CinNgs125 | 1 | 1.0811 | 9009.009 | 0 | GS | 10 | 0.536 | 0.638 | 0.811 | 0.882 | 1.033 | 1.022 | 1.038 | 1.051 | 1.035 | 1.017 | 0.878 | 0.562 | 540.5405 | 0 | 2817.1872 | 0 | 0 | 0 | 1 | 0 | 0 | 0.87525
125 | Appliances | Unit | Ozone Laundry Commercial | Lodging/Hospitality | Turnover | CloTgs125 | 1 | 1.1682 | 9345.7944 | 0 | GS | 10 | 0.536 | 0.638 | 0.811 | 0.882 | 1.033 | 1.022 | 1.038 | 1.051 | 1.035 | 1.017 | 0.878 | 0.562 | 560.7477 | 0 | 2922.5026 | 0 | 0 | 0 | 1 | 0 | 0 | 0.87525
125 | Appliances | Unit | Ozone Laundry Commercial | Lodging/Hospitality | New | CloNgs125 | 1 | 1.1682 | 9345.7944 | 0 | GS | 10 | 0.536 | 0.638 | 0.811 | 0.882 | 1.033 | 1.022 | 1.038 | 1.051 | 1.035 | 1.017 | 0.878 | 0.562 | 560.7477 | 0 | 2922.5026 | 0 | 0 | 0 | 1 | 0 | 0 | 0.87525
125 | Appliances | Unit | Ozone Laundry Commercial | Miscellaneous | Turnover | CmiTgs125 | 1 | 1.0631 | 9009.009 | 0 | GS | 10 | 0.536 | 0.638 | 0.811 | 0.882 | 1.033 | 1.022 | 1.038 | 1.051 | 1.035 | 1.017 | 0.878 | 0.562 | 540.5405 | 0 | 2817.1872 | 0 | 0 | 0 | 1 | 0 | 0 | 0.87525
125 | Appliances | Unit | Ozone Laundry Commercial | Miscellaneous | New | CmiNgs125 | 1 | 1.0631 | 9009.009 | 0 | GS | 10 | 0.536 | 0.638 | 0.811 | 0.882 | 1.033 | 1.022 | 1.038 | 1.051 | 1.035 | 1.017 | 0.878 | 0.562 | 540.5405 | 0 | 2817.1872 | 0 | 0 | 0 | 1 | 0 | 0 | 0.87525
125 | Appliances | Unit | Ozone Laundry Commercial | Offices | Turnover | CofTgs125 | 1 | 1.0631 | 9009.009 | 0 | GS | 10 | 0.536 | 0.638 | 0.811 | 0.882 | 1.033 | 1.022 | 1.038 | 1.051 | 1.035 | 1.017 | 0.878 | 0.562 | 540.5405 | 0 | 2817.1872 | 0 | 0 | 0 | 1 | 0 | 0 | 0.87525
125 | Appliances | Unit | Ozone Laundry Commercial | Offices | New | CofNgs125 | 1 | 1.0631 | 9009.009 | 0 | GS | 10 | 0.536 | 0.638 | 0.811 | 0.882 | 1.033 | 1.022 | 1.038 | 1.051 | 1.035 | 1.017 | 0.878 | 0.562 | 540.5405 | 0 | 2817.1872 | 0 | 0 | 0 | 1 | 0 | 0 | 0.87525
125 | Appliances | Unit | Ozone Laundry Commercial | Restaurants | Turnover | CreTgs125 | 1 | 0.37313 | 7462.6866 | 0 | GS | 10 | 0.536 | 0.638 | 0.811 | 0.882 | 1.033 | 1.022 | 1.038 | 1.051 | 1.035 | 1.017 | 0.878 | 0.562 | 447.7612 | 0 | 2333.6401 | 0 | 0 | 0 | 1 | 0 | 0 | 0.87525
125 | Appliances | Unit | Ozone Laundry Commercial | Restaurants | New | CreNgs125 | 1 | 0.37313 | 7462.6866 | 0 | GS | 10 | 0.536 | 0.638 | 0.811 | 0.882 | 1.033 | 1.022 | 1.038 | 1.051 | 1.035 | 1.017 | 0.878 | 0.562 | 447.7612 | 0 | 2333.6401 | 0 | 0 | 0 | 1 | 0 | 0 | 0.87525
125 | Appliances | Unit | Ozone Laundry Commercial | Retail | Turnover | CrtTgs125 | 1 | 0.55245 | 6993.007 | 0 | GS | 10 | 0.536 | 0.638 | 0.811 | 0.882 | 1.033 | 1.022 | 1.038 | 1.051 | 1.035 | 1.017 | 0.878 | 0.562 | 419.5804 | 0 | 2186.7677 | 0 | 0 | 0 | 1 | 0 | 0 | 0.87525
125 | Appliances | Unit | Ozone Laundry Commercial | Retail | New | CrtNgs125 | 1 | 0.55245 | 6993.007 | 0 | GS | 10 | 0.536 | 0.638 | 0.811 | 0.882 | 1.033 | 1.022 | 1.038 | 1.051 | 1.035 | 1.017 | 0.878 | 0.562 | 419.5804 | 0 | 2186.7677 | 0 | 0 | 0 | 1 | 0 | 0 | 0.87525
125 | Appliances | Unit | Ozone Laundry Commercial | Schools K-12 | Turnover | CscTgs125 | 1 | 1.0388 | 9708.7379 | 0 | GS | 10 | 0.536 | 0.638 | 0.811 | 0.882 | 1.033 | 1.022 | 1.038 | 1.051 | 1.035 | 1.017 | 0.878 | 0.562 | 582.5243 | 0 | 3035.9978 | 0 | 0 | 0 | 1 | 0 | 0 | 0.87525
125 | Appliances | Unit | Ozone Laundry Commercial | Schools K-12 | New | CscNgs125 | 1 | 1.0388 | 9708.7379 | 0 | GS | 10 | 0.536 | 0.638 | 0.811 | 0.882 | 1.033 | 1.022 | 1.038 | 1.051 | 1.035 | 1.017 | 0.878 | 0.562 | 582.5243 | 0 | 3035.9978 | 0 | 0 | 0 | 1 | 0 | 0 | 0.87525
125 | Appliances | Unit | Ozone Laundry Commercial | Warehouse | Turnover | CwaTgs125 | 1 | 0.72549 | 6535.9477 | 0 | GS | 10 | 0.536 | 0.638 | 0.811 | 0.882 | 1.033 | 1.022 | 1.038 | 1.051 | 1.035 | 1.017 | 0.878 | 0.562 | 392.1569 | 0 | 2043.8417 | 0 | 0 | 0 | 1 | 0 | 0 | 0.87525
125 | Appliances | Unit | Ozone Laundry Commercial | Warehouse | New | CwaNgs125 | 1 | 0.72549 | 6535.9477 | 0 | GS | 10 | 0.536 | 0.638 | 0.811 | 0.882 | 1.033 | 1.022 | 1.038 | 1.051 | 1.035 | 1.017 | 0.878 | 0.562 | 392.1569 | 0 | 2043.8417 | 0 | 0 | 0 | 1 | 0 | 0 | 0.87525
201 | Building Envelope | Insulation | Ceiling Insulation(R19 to R30) | Assembly | Existing | CasEgs201 | 1 | 0.16756 | 3075.9928 | 0 | GS | 30 | 1 | 1 | 1 | 1 | 1 | 1 | 1 | 1 | 1 | 1 | 1 | 1 | 184.5596 | 0 | 25668.7618 | 0 | 0 | 0 | 1 | 0 | 0 | 1
201 | Building Envelope | Insulation | Ceiling Insulation(R19 to R30) | Assembly | New | CasNgs201 | 1 | 0.16756 | 3075.9928 | 0 | GS | 30 | 1 | 1 | 1 | 1 | 1 | 1 | 1 | 1 | 1 | 1 | 1 | 1 | 184.5596 | 0 | 25668.7618 | 0 | 0 | 0 | 1 | 0 | 0 | 1
201 | Building Envelope | Insulation | Ceiling Insulation(R19 to R30) | College and University | Existing | CcoEgs201 | 1 | 0.02096 | 5041.0792 | 0 | GS | 30 | 1 | 1 | 1 | 1 | 1 | 1 | 1 | 1 | 1 | 1 | 1 | 1 | 302.4648 | 0 | 38006.5864 | 0 | 0 | 0 | 1 | 0 | 0 | 1
201 | Building Envelope | Insulation | Ceiling Insulation(R19 to R30) | College and University | New | CcoNgs201 | 1 | 0.02096 | 5041.0792 | 0 | GS | 30 | 1 | 1 | 1 | 1 | 1 | 1 | 1 | 1 | 1 | 1 | 1 | 1 | 302.4648 | 0 | 38006.5864 | 0 | 0 | 0 | 1 | 0 | 0 | 1
201 | Building Envelope | Insulation | Ceiling Insulation(R19 to R30) | Data Center | Existing | CdaEgs201 | 1 | 0.020246 | 5037.3661 | 0 | GS | 30 | 1 | 1 | 1 | 1 | 1 | 1 | 1 | 1 | 1 | 1 | 1 | 1 | 302.242 | 0 | 20449.771 | 0 | 0 | 0 | 1 | 0 | 0 | 1
201 | Building Envelope | Insulation | Ceiling Insulation(R19 to R30) | Data Center | New | CdaNgs201 | 1 | 0.020246 | 5037.3661 | 0 | GS | 30 | 1 | 1 | 1 | 1 | 1 | 1 | 1 | 1 | 1 | 1 | 1 | 1 | 302.242 | 0 | 20449.771 | 0 | 0 | 0 | 1 | 0 | 0 | 1
201 | Building Envelope | Insulation | Ceiling Insulation(R19 to R30) | Grocery | Existing | CgrEgs201 | 1 | 0.20758 | 3796.446 | 0 | GS | 30 | 1 | 1 | 1 | 1 | 1 | 1 | 1 | 1 | 1 | 1 | 1 | 1 | 227.7868 | 0 | 54556.5571 | 0 | 0 | 0 | 1 | 0 | 0 | 1
201 | Building Envelope | Insulation | Ceiling Insulation(R19 to R30) | Grocery | New | CgrNgs201 | 1 | 0.20758 | 3796.446 | 0 | GS | 30 | 1 | 1 | 1 | 1 | 1 | 1 | 1 | 1 | 1 | 1 | 1 | 1 | 227.7868 | 0 | 54556.5571 | 0 | 0 | 0 | 1 | 0 | 0 | 1
201 | Building Envelope | Insulation | Ceiling Insulation(R19 to R30) | Healthcare | Existing | CheEgs201 | 1 | 0.016746 | 5019.1749 | 0 | GS | 30 | 1 | 1 | 1 | 1 | 1 | 1 | 1 | 1 | 1 | 1 | 1 | 1 | 301.1505 | 0 | 19370.8447 | 0 | 0 | 0 | 1 | 0 | 0 | 1
201 | Building Envelope | Insulation | Ceiling Insulation(R19 to R30) | Healthcare | New | CheNgs201 | 1 | 0.016746 | 5019.1749 | 0 | GS | 30 | 1 | 1 | 1 | 1 | 1 | 1 | 1 | 1 | 1 | 1 | 1 | 1 | 301.1505 | 0 | 19370.8447 | 0 | 0 | 0 | 1 | 0 | 0 | 1
201 | Building Envelope | Insulation | Ceiling Insulation(R19 to R30) | Hospitals | Existing | ChoEgs201 | 1 | 0.020246 | 5037.3703 | 0 | GS | 30 | 1 | 1 | 1 | 1 | 1 | 1 | 1 | 1 | 1 | 1 | 1 | 1 | 302.2422 | 0 | 20449.7465 | 0 | 0 | 0 | 1 | 0 | 0 | 1
201 | Building Envelope | Insulation | Ceiling Insulation(R19 to R30) | Hospitals | New | ChoNgs201 | 1 | 0.020246 | 5037.3703 | 0 | GS | 30 | 1 | 1 | 1 | 1 | 1 | 1 | 1 | 1 | 1 | 1 | 1 | 1 | 302.2422 | 0 | 20449.7465 | 0 | 0 | 0 | 1 | 0 | 0 | 1
201 | Building Envelope | Insulation | Ceiling Insulation(R19 to R30) | Institutional | Existing | CinEgs201 | 1 | 0.037151 | 5125.2356 | 0 | GS | 30 | 1 | 1 | 1 | 1 | 1 | 1 | 1 | 1 | 1 | 1 | 1 | 1 | 307.5141 | 0 | 78001.3966 | 0 | 0 | 0 | 1 | 0 | 0 | 1
201 | Building Envelope | Insulation | Ceiling Insulation(R19 to R30) | Institutional | New | CinNgs201 | 1 | 0.037151 | 5125.2356 | 0 | GS | 30 | 1 | 1 | 1 | 1 | 1 | 1 | 1 | 1 | 1 | 1 | 1 | 1 | 307.5141 | 0 | 78001.3966 | 0 | 0 | 0 | 1 | 0 | 0 | 1
201 | Building Envelope | Insulation | Ceiling Insulation(R19 to R30) | Lodging/Hospitality | Existing | CloEgs201 | 1 | 0.053324 | 5302.6119 | 0 | GS | 30 | 1 | 1 | 1 | 1 | 1 | 1 | 1 | 1 | 1 | 1 | 1 | 1 | 318.1567 | 0 | 27015.5152 | 0 | 0 | 0 | 1 | 0 | 0 | 1
201 | Building Envelope | Insulation | Ceiling Insulation(R19 to R30) | Lodging/Hospitality | New | CloNgs201 | 1 | 0.053324 | 5302.6119 | 0 | GS | 30 | 1 | 1 | 1 | 1 | 1 | 1 | 1 | 1 | 1 | 1 | 1 | 1 | 318.1567 | 0 | 27015.5152 | 0 | 0 | 0 | 1 | 0 | 0 | 1
201 | Building Envelope | Insulation | Ceiling Insulation(R19 to R30) | Miscellaneous | Existing | CmiEgs201 | 1 | 0.16367 | 3074.2887 | 0 | GS | 30 | 1 | 1 | 1 | 1 | 1 | 1 | 1 | 1 | 1 | 1 | 1 | 1 | 184.4573 | 0 | 45949.4269 | 0 | 0 | 0 | 1 | 0 | 0 | 1
201 | Building Envelope | Insulation | Ceiling Insulation(R19 to R30) | Miscellaneous | New | CmiNgs201 | 1 | 0.16367 | 3074.2887 | 0 | GS | 30 | 1 | 1 | 1 | 1 | 1 | 1 | 1 | 1 | 1 | 1 | 1 | 1 | 184.4573 | 0 | 45949.4269 | 0 | 0 | 0 | 1 | 0 | 0 | 1
201 | Building Envelope | Insulation | Ceiling Insulation(R19 to R30) | Offices | Existing | CofEgs201 | 1 | 0.088006 | 3041.0746 | 0 | GS | 30 | 1 | 1 | 1 | 1 | 1 | 1 | 1 | 1 | 1 | 1 | 1 | 1 | 182.4645 | 0 | 22802.9455 | 0 | 0 | 0 | 1 | 0 | 0 | 1
201 | Building Envelope | Insulation | Ceiling Insulation(R19 to R30) | Offices | New | CofNgs201 | 1 | 0.088006 | 3041.0746 | 0 | GS | 30 | 1 | 1 | 1 | 1 | 1 | 1 | 1 | 1 | 1 | 1 | 1 | 1 | 182.4645 | 0 | 22802.9455 | 0 | 0 | 0 | 1 | 0 | 0 | 1
201 | Building Envelope | Insulation | Ceiling Insulation(R19 to R30) | Restaurants | Existing | CreEgs201 | 1 | 0.1508 | 3722.5657 | 0 | GS | 30 | 1 | 1 | 1 | 1 | 1 | 1 | 1 | 1 | 1 | 1 | 1 | 1 | 223.3539 | 0 | 18596.5608 | 0 | 0 | 0 | 1 | 0 | 0 | 1
201 | Building Envelope | Insulation | Ceiling Insulation(R19 to R30) | Restaurants | New | CreNgs201 | 1 | 0.1508 | 3722.5657 | 0 | GS | 30 | 1 | 1 | 1 | 1 | 1 | 1 | 1 | 1 | 1 | 1 | 1 | 1 | 223.3539 | 0 | 18596.5608 | 0 | 0 | 0 | 1 | 0 | 0 | 1
201 | Building Envelope | Insulation | Ceiling Insulation(R19 to R30) | Retail | Existing | CrtEgs201 | 1 | 0.3058 | 3136.676 | 0 | GS | 30 | 1 | 1 | 1 | 1 | 1 | 1 | 1 | 1 | 1 | 1 | 1 | 1 | 188.2006 | 0 | 20202.0583 | 0 | 0 | 0 | 1 | 0 | 0 | 1
201 | Building Envelope | Insulation | Ceiling Insulation(R19 to R30) | Retail | New | CrtNgs201 | 1 | 0.3058 | 3136.676 | 0 | GS | 30 | 1 | 1 | 1 | 1 | 1 | 1 | 1 | 1 | 1 | 1 | 1 | 1 | 188.2006 | 0 | 20202.0583 | 0 | 0 | 0 | 1 | 0 | 0 | 1
201 | Building Envelope | Insulation | Ceiling Insulation(R19 to R30) | Schools K-12 | Existing | CscEgs201 | 1 | 0.32415 | 3144.7291 | 0 | GS | 30 | 1 | 1 | 1 | 1 | 1 | 1 | 1 | 1 | 1 | 1 | 1 | 1 | 188.6837 | 0 | 23237.3424 | 0 | 0 | 0 | 1 | 0 | 0 | 1
201 | Building Envelope | Insulation | Ceiling Insulation(R19 to R30) | Schools K-12 | New | CscNgs201 | 1 | 0.32415 | 3144.7291 | 0 | GS | 30 | 1 | 1 | 1 | 1 | 1 | 1 | 1 | 1 | 1 | 1 | 1 | 1 | 188.6837 | 0 | 23237.3424 | 0 | 0 | 0 | 1 | 0 | 0 | 1
201 | Building Envelope | Insulation | Ceiling Insulation(R19 to R30) | Warehouse | Existing | CwaEgs201 | 1 | 0.37732 | 3168.0677 | 0 | GS | 30 | 1 | 1 | 1 | 1 | 1 | 1 | 1 | 1 | 1 | 1 | 1 | 1 | 190.0841 | 0 | 105921.3959 | 0 | 0 | 0 | 1 | 0 | 0 | 1
201 | Building Envelope | Insulation | Ceiling Insulation(R19 to R30) | Warehouse | New | CwaNgs201 | 1 | 0.37732 | 3168.0677 | 0 | GS | 30 | 1 | 1 | 1 | 1 | 1 | 1 | 1 | 1 | 1 | 1 | 1 | 1 | 190.0841 | 0 | 105921.3959 | 0 | 0 | 0 | 1 | 0 | 0 | 1
202 | Building Envelope | Insulation | Ceiling Insulation(R19 to R38) | Assembly | Existing | CasEgs202 | 1 | 0.16757 | 3075.9985 | 0 | GS | 30 | 1 | 1 | 1 | 1 | 1 | 1 | 1 | 1 | 1 | 1 | 1 | 1 | 184.5599 | 0 | 27409.8897 | 0 | 0 | 0 | 1 | 0 | 0 | 1
202 | Building Envelope | Insulation | Ceiling Insulation(R19 to R38) | Assembly | New | CasNgs202 | 1 | 0.16757 | 3075.9985 | 0 | GS | 30 | 1 | 1 | 1 | 1 | 1 | 1 | 1 | 1 | 1 | 1 | 1 | 1 | 184.5599 | 0 | 27409.8897 | 0 | 0 | 0 | 1 | 0 | 0 | 1
202 | Building Envelope | Insulation | Ceiling Insulation(R19 to R38) | College and University | Existing | CcoEgs202 | 1 | 0.020959 | 5041.0737 | 0 | GS | 30 | 1 | 1 | 1 | 1 | 1 | 1 | 1 | 1 | 1 | 1 | 1 | 1 | 302.4644 | 0 | 40584.9771 | 0 | 0 | 0 | 1 | 0 | 0 | 1
202 | Building Envelope | Insulation | Ceiling Insulation(R19 to R38) | College and University | New | CcoNgs202 | 1 | 0.020959 | 5041.0737 | 0 | GS | 30 | 1 | 1 | 1 | 1 | 1 | 1 | 1 | 1 | 1 | 1 | 1 | 1 | 302.4644 | 0 | 40584.9771 | 0 | 0 | 0 | 1 | 0 | 0 | 1
202 | Building Envelope | Insulation | Ceiling Insulation(R19 to R38) | Data Center | Existing | CdaEgs202 | 1 | 0.020246 | 5037.3701 | 0 | GS | 30 | 1 | 1 | 1 | 1 | 1 | 1 | 1 | 1 | 1 | 1 | 1 | 1 | 302.2422 | 0 | 21836.989 | 0 | 0 | 0 | 1 | 0 | 0 | 1
202 | Building Envelope | Insulation | Ceiling Insulation(R19 to R38) | Data Center | New | CdaNgs202 | 1 | 0.020246 | 5037.3701 | 0 | GS | 30 | 1 | 1 | 1 | 1 | 1 | 1 | 1 | 1 | 1 | 1 | 1 | 1 | 302.2422 | 0 | 21836.989 | 0 | 0 | 0 | 1 | 0 | 0 | 1
202 | Building Envelope | Insulation | Ceiling Insulation(R19 to R38) | Grocery | Existing | CgrEgs202 | 1 | 0.20752 | 3796.3745 | 0 | GS | 30 | 1 | 1 | 1 | 1 | 1 | 1 | 1 | 1 | 1 | 1 | 1 | 1 | 227.7825 | 0 | 58253.2997 | 0 | 0 | 0 | 1 | 0 | 0 | 1
202 | Building Envelope | Insulation | Ceiling Insulation(R19 to R38) | Grocery | New | CgrNgs202 | 1 | 0.20752 | 3796.3745 | 0 | GS | 30 | 1 | 1 | 1 | 1 | 1 | 1 | 1 | 1 | 1 | 1 | 1 | 1 | 227.7825 | 0 | 58253.2997 | 0 | 0 | 0 | 1 | 0 | 0 | 1
202 | Building Envelope | Insulation | Ceiling Insulation(R19 to R38) | Healthcare | Existing | CheEgs202 | 1 | 0.016753 | 5019.213 | 0 | GS | 30 | 1 | 1 | 1 | 1 | 1 | 1 | 1 | 1 | 1 | 1 | 1 | 1 | 301.1528 | 0 | 20684.8796 | 0 | 0 | 0 | 1 | 0 | 0 | 1
202 | Building Envelope | Insulation | Ceiling Insulation(R19 to R38) | Healthcare | New | CheNgs202 | 1 | 0.016753 | 5019.213 | 0 | GS | 30 | 1 | 1 | 1 | 1 | 1 | 1 | 1 | 1 | 1 | 1 | 1 | 1 | 301.1528 | 0 | 20684.8796 | 0 | 0 | 0 | 1 | 0 | 0 | 1
202 | Building Envelope | Insulation | Ceiling Insulation(R19 to R38) | Hospitals | Existing | ChoEgs202 | 1 | 0.020246 | 5037.3693 | 0 | GS | 30 | 1 | 1 | 1 | 1 | 1 | 1 | 1 | 1 | 1 | 1 | 1 | 1 | 302.2422 | 0 | 21836.9971 | 0 | 0 | 0 | 1 | 0 | 0 | 1
202 | Building Envelope | Insulation | Ceiling Insulation(R19 to R38) | Hospitals | New | ChoNgs202 | 1 | 0.020246 | 5037.3693 | 0 | GS | 30 | 1 | 1 | 1 | 1 | 1 | 1 | 1 | 1 | 1 | 1 | 1 | 1 | 302.2422 | 0 | 21836.9971 | 0 | 0 | 0 | 1 | 0 | 0 | 1
202 | Building Envelope | Insulation | Ceiling Insulation(R19 to R38) | Institutional | Existing | CinEgs202 | 1 | 0.037154 | 5125.2523 | 0 | GS | 30 | 1 | 1 | 1 | 1 | 1 | 1 | 1 | 1 | 1 | 1 | 1 | 1 | 307.5151 | 0 | 83290.9596 | 0 | 0 | 0 | 1 | 0 | 0 | 1
202 | Building Envelope | Insulation | Ceiling Insulation(R19 to R38) | Institutional | New | CinNgs202 | 1 | 0.037154 | 5125.2523 | 0 | GS | 30 | 1 | 1 | 1 | 1 | 1 | 1 | 1 | 1 | 1 | 1 | 1 | 1 | 307.5151 | 0 | 83290.9596 | 0 | 0 | 0 | 1 | 0 | 0 | 1
202 | Building Envelope | Insulation | Ceiling Insulation(R19 to R38) | Lodging/Hospitality | Existing | CloEgs202 | 1 | 0.053318 | 5302.6027 | 0 | GS | 30 | 1 | 1 | 1 | 1 | 1 | 1 | 1 | 1 | 1 | 1 | 1 | 1 | 318.1562 | 0 | 28848.1421 | 0 | 0 | 0 | 1 | 0 | 0 | 1
202 | Building Envelope | Insulation | Ceiling Insulation(R19 to R38) | Lodging/Hospitality | New | CloNgs202 | 1 | 0.053318 | 5302.6027 | 0 | GS | 30 | 1 | 1 | 1 | 1 | 1 | 1 | 1 | 1 | 1 | 1 | 1 | 1 | 318.1562 | 0 | 28848.1421 | 0 | 0 | 0 | 1 | 0 | 0 | 1
202 | Building Envelope | Insulation | Ceiling Insulation(R19 to R38) | Miscellaneous | Existing | CmiEgs202 | 1 | 0.16363 | 3074.2685 | 0 | GS | 30 | 1 | 1 | 1 | 1 | 1 | 1 | 1 | 1 | 1 | 1 | 1 | 1 | 184.4561 | 0 | 49066.5834 | 0 | 0 | 0 | 1 | 0 | 0 | 1
202 | Building Envelope | Insulation | Ceiling Insulation(R19 to R38) | Miscellaneous | New | CmiNgs202 | 1 | 0.16363 | 3074.2685 | 0 | GS | 30 | 1 | 1 | 1 | 1 | 1 | 1 | 1 | 1 | 1 | 1 | 1 | 1 | 184.4561 | 0 | 49066.5834 | 0 | 0 | 0 | 1 | 0 | 0 | 1
202 | Building Envelope | Insulation | Ceiling Insulation(R19 to R38) | Offices | Existing | CofEgs202 | 1 | 0.087956 | 3041.0524 | 0 | GS | 30 | 1 | 1 | 1 | 1 | 1 | 1 | 1 | 1 | 1 | 1 | 1 | 1 | 182.4631 | 0 | 24349.7333 | 0 | 0 | 0 | 1 | 0 | 0 | 1
202 | Building Envelope | Insulation | Ceiling Insulation(R19 to R38) | Offices | New | CofNgs202 | 1 | 0.087956 | 3041.0524 | 0 | GS | 30 | 1 | 1 | 1 | 1 | 1 | 1 | 1 | 1 | 1 | 1 | 1 | 1 | 182.4631 | 0 | 24349.7333 | 0 | 0 | 0 | 1 | 0 | 0 | 1
202 | Building Envelope | Insulation | Ceiling Insulation(R19 to R38) | Restaurants | Existing | CreEgs202 | 1 | 0.15084 | 3722.6256 | 0 | GS | 30 | 1 | 1 | 1 | 1 | 1 | 1 | 1 | 1 | 1 | 1 | 1 | 1 | 223.3575 | 0 | 19858.0021 | 0 | 0 | 0 | 1 | 0 | 0 | 1
202 | Building Envelope | Insulation | Ceiling Insulation(R19 to R38) | Restaurants | New | CreNgs202 | 1 | 0.15084 | 3722.6256 | 0 | GS | 30 | 1 | 1 | 1 | 1 | 1 | 1 | 1 | 1 | 1 | 1 | 1 | 1 | 223.3575 | 0 | 19858.0021 | 0 | 0 | 0 | 1 | 0 | 0 | 1
202 | Building Envelope | Insulation | Ceiling Insulation(R19 to R38) | Retail | Existing | CrtEgs202 | 1 | 0.30579 | 3136.6704 | 0 | GS | 30 | 1 | 1 | 1 | 1 | 1 | 1 | 1 | 1 | 1 | 1 | 1 | 1 | 188.2002 | 0 | 21572.478 | 0 | 0 | 0 | 1 | 0 | 0 | 1
202 | Building Envelope | Insulation | Ceiling Insulation(R19 to R38) | Retail | New | CrtNgs202 | 1 | 0.30579 | 3136.6704 | 0 | GS | 30 | 1 | 1 | 1 | 1 | 1 | 1 | 1 | 1 | 1 | 1 | 1 | 1 | 188.2002 | 0 | 21572.478 | 0 | 0 | 0 | 1 | 0 | 0 | 1
202 | Building Envelope | Insulation | Ceiling Insulation(R19 to R38) | Schools K-12 | Existing | CscEgs202 | 1 | 0.32416 | 3144.7338 | 0 | GS | 30 | 1 | 1 | 1 | 1 | 1 | 1 | 1 | 1 | 1 | 1 | 1 | 1 | 188.684 | 0 | 24813.6902 | 0 | 0 | 0 | 1 | 0 | 0 | 1
202 | Building Envelope | Insulation | Ceiling Insulation(R19 to R38) | Schools K-12 | New | CscNgs202 | 1 | 0.32416 | 3144.7338 | 0 | GS | 30 | 1 | 1 | 1 | 1 | 1 | 1 | 1 | 1 | 1 | 1 | 1 | 1 | 188.684 | 0 | 24813.6902 | 0 | 0 | 0 | 1 | 0 | 0 | 1
202 | Building Envelope | Insulation | Ceiling Insulation(R19 to R38) | Warehouse | Existing | CwaEgs202 | 1 | 0.37721 | 3168.021 | 0 | GS | 30 | 1 | 1 | 1 | 1 | 1 | 1 | 1 | 1 | 1 | 1 | 1 | 1 | 190.0813 | 0 | 113108.9287 | 0 | 0 | 0 | 1 | 0 | 0 | 1
202 | Building Envelope | Insulation | Ceiling Insulation(R19 to R38) | Warehouse | New | CwaNgs202 | 1 | 0.37721 | 3168.021 | 0 | GS | 30 | 1 | 1 | 1 | 1 | 1 | 1 | 1 | 1 | 1 | 1 | 1 | 1 | 190.0813 | 0 | 113108.9287 | 0 | 0 | 0 | 1 | 0 | 0 | 1
203 | Building Envelope | Insulation | Ceiling Insulation(R19 to R49) | Assembly | Existing | CasEgs203 | 1 | 0.16762 | 3076.0204 | 0 | GS | 30 | 1 | 1 | 1 | 1 | 1 | 1 | 1 | 1 | 1 | 1 | 1 | 1 | 184.5612 | 0 | 23193.8607 | 0 | 0 | 0 | 1 | 0 | 0 | 1
203 | Building Envelope | Insulation | Ceiling Insulation(R19 to R49) | Assembly | New | CasNgs203 | 1 | 0.16762 | 3076.0204 | 0 | GS | 30 | 1 | 1 | 1 | 1 | 1 | 1 | 1 | 1 | 1 | 1 | 1 | 1 | 184.5612 | 0 | 23193.8607 | 0 | 0 | 0 | 1 | 0 | 0 | 1
203 | Building Envelope | Insulation | Ceiling Insulation(R19 to R49) | College and University | Existing | CcoEgs203 | 1 | 0.020958 | 5041.0668 | 0 | GS | 30 | 1 | 1 | 1 | 1 | 1 | 1 | 1 | 1 | 1 | 1 | 1 | 1 | 302.464 | 0 | 34342.3013 | 0 | 0 | 0 | 1 | 0 | 0 | 1
203 | Building Envelope | Insulation | Ceiling Insulation(R19 to R49) | College and University | New | CcoNgs203 | 1 | 0.020958 | 5041.0668 | 0 | GS | 30 | 1 | 1 | 1 | 1 | 1 | 1 | 1 | 1 | 1 | 1 | 1 | 1 | 302.464 | 0 | 34342.3013 | 0 | 0 | 0 | 1 | 0 | 0 | 1
203 | Building Envelope | Insulation | Ceiling Insulation(R19 to R49) | Data Center | Existing | CdaEgs203 | 1 | 0.020246 | 5037.3677 | 0 | GS | 30 | 1 | 1 | 1 | 1 | 1 | 1 | 1 | 1 | 1 | 1 | 1 | 1 | 302.2421 | 0 | 18478.1203 | 0 | 0 | 0 | 1 | 0 | 0 | 1
203 | Building Envelope | Insulation | Ceiling Insulation(R19 to R49) | Data Center | New | CdaNgs203 | 1 | 0.020246 | 5037.3677 | 0 | GS | 30 | 1 | 1 | 1 | 1 | 1 | 1 | 1 | 1 | 1 | 1 | 1 | 1 | 302.2421 | 0 | 18478.1203 | 0 | 0 | 0 | 1 | 0 | 0 | 1
203 | Building Envelope | Insulation | Ceiling Insulation(R19 to R49) | Grocery | Existing | CgrEgs203 | 1 | 0.2075 | 3796.344 | 0 | GS | 30 | 1 | 1 | 1 | 1 | 1 | 1 | 1 | 1 | 1 | 1 | 1 | 1 | 227.7806 | 0 | 49296.5629 | 0 | 0 | 0 | 1 | 0 | 0 | 1
203 | Building Envelope | Insulation | Ceiling Insulation(R19 to R49) | Grocery | New | CgrNgs203 | 1 | 0.2075 | 3796.344 | 0 | GS | 30 | 1 | 1 | 1 | 1 | 1 | 1 | 1 | 1 | 1 | 1 | 1 | 1 | 227.7806 | 0 | 49296.5629 | 0 | 0 | 0 | 1 | 0 | 0 | 1
203 | Building Envelope | Insulation | Ceiling Insulation(R19 to R49) | Healthcare | Existing | CheEgs203 | 1 | 0.016753 | 5019.2111 | 0 | GS | 30 | 1 | 1 | 1 | 1 | 1 | 1 | 1 | 1 | 1 | 1 | 1 | 1 | 301.1527 | 0 | 17503.217 | 0 | 0 | 0 | 1 | 0 | 0 | 1
203 | Building Envelope | Insulation | Ceiling Insulation(R19 to R49) | Healthcare | New | CheNgs203 | 1 | 0.016753 | 5019.2111 | 0 | GS | 30 | 1 | 1 | 1 | 1 | 1 | 1 | 1 | 1 | 1 | 1 | 1 | 1 | 301.1527 | 0 | 17503.217 | 0 | 0 | 0 | 1 | 0 | 0 | 1
203 | Building Envelope | Insulation | Ceiling Insulation(R19 to R49) | Hospitals | Existing | ChoEgs203 | 1 | 0.020246 | 5037.3696 | 0 | GS | 30 | 1 | 1 | 1 | 1 | 1 | 1 | 1 | 1 | 1 | 1 | 1 | 1 | 302.2422 | 0 | 18478.1381 | 0 | 0 | 0 | 1 | 0 | 0 | 1
203 | Building Envelope | Insulation | Ceiling Insulation(R19 to R49) | Hospitals | New | ChoNgs203 | 1 | 0.020246 | 5037.3696 | 0 | GS | 30 | 1 | 1 | 1 | 1 | 1 | 1 | 1 | 1 | 1 | 1 | 1 | 1 | 302.2422 | 0 | 18478.1381 | 0 | 0 | 0 | 1 | 0 | 0 | 1
203 | Building Envelope | Insulation | Ceiling Insulation(R19 to R49) | Institutional | Existing | CinEgs203 | 1 | 0.037141 | 5125.186 | 0 | GS | 30 | 1 | 1 | 1 | 1 | 1 | 1 | 1 | 1 | 1 | 1 | 1 | 1 | 307.5112 | 0 | 70479.7688 | 0 | 0 | 0 | 1 | 0 | 0 | 1
203 | Building Envelope | Insulation | Ceiling Insulation(R19 to R49) | Institutional | New | CinNgs203 | 1 | 0.037141 | 5125.186 | 0 | GS | 30 | 1 | 1 | 1 | 1 | 1 | 1 | 1 | 1 | 1 | 1 | 1 | 1 | 307.5112 | 0 | 70479.7688 | 0 | 0 | 0 | 1 | 0 | 0 | 1
203 | Building Envelope | Insulation | Ceiling Insulation(R19 to R49) | Lodging/Hospitality | Existing | CloEgs203 | 1 | 0.05332 | 5302.6058 | 0 | GS | 30 | 1 | 1 | 1 | 1 | 1 | 1 | 1 | 1 | 1 | 1 | 1 | 1 | 318.1563 | 0 | 24410.7906 | 0 | 0 | 0 | 1 | 0 | 0 | 1
203 | Building Envelope | Insulation | Ceiling Insulation(R19 to R49) | Lodging/Hospitality | New | CloNgs203 | 1 | 0.05332 | 5302.6058 | 0 | GS | 30 | 1 | 1 | 1 | 1 | 1 | 1 | 1 | 1 | 1 | 1 | 1 | 1 | 318.1563 | 0 | 24410.7906 | 0 | 0 | 0 | 1 | 0 | 0 | 1
203 | Building Envelope | Insulation | Ceiling Insulation(R19 to R49) | Miscellaneous | Existing | CmiEgs203 | 1 | 0.16366 | 3074.2849 | 0 | GS | 30 | 1 | 1 | 1 | 1 | 1 | 1 | 1 | 1 | 1 | 1 | 1 | 1 | 184.4571 | 0 | 41519.1958 | 0 | 0 | 0 | 1 | 0 | 0 | 1
203 | Building Envelope | Insulation | Ceiling Insulation(R19 to R49) | Miscellaneous | New | CmiNgs203 | 1 | 0.16366 | 3074.2849 | 0 | GS | 30 | 1 | 1 | 1 | 1 | 1 | 1 | 1 | 1 | 1 | 1 | 1 | 1 | 184.4571 | 0 | 41519.1958 | 0 | 0 | 0 | 1 | 0 | 0 | 1
203 | Building Envelope | Insulation | Ceiling Insulation(R19 to R49) | Offices | Existing | CofEgs203 | 1 | 0.087994 | 3041.0691 | 0 | GS | 30 | 1 | 1 | 1 | 1 | 1 | 1 | 1 | 1 | 1 | 1 | 1 | 1 | 182.4641 | 0 | 20604.3947 | 0 | 0 | 0 | 1 | 0 | 0 | 1
203 | Building Envelope | Insulation | Ceiling Insulation(R19 to R49) | Offices | New | CofNgs203 | 1 | 0.087994 | 3041.0691 | 0 | GS | 30 | 1 | 1 | 1 | 1 | 1 | 1 | 1 | 1 | 1 | 1 | 1 | 1 | 182.4641 | 0 | 20604.3947 | 0 | 0 | 0 | 1 | 0 | 0 | 1
203 | Building Envelope | Insulation | Ceiling Insulation(R19 to R49) | Restaurants | Existing | CreEgs203 | 1 | 0.15084 | 3722.6165 | 0 | GS | 30 | 1 | 1 | 1 | 1 | 1 | 1 | 1 | 1 | 1 | 1 | 1 | 1 | 223.357 | 0 | 16803.3437 | 0 | 0 | 0 | 1 | 0 | 0 | 1
203 | Building Envelope | Insulation | Ceiling Insulation(R19 to R49) | Restaurants | New | CreNgs203 | 1 | 0.15084 | 3722.6165 | 0 | GS | 30 | 1 | 1 | 1 | 1 | 1 | 1 | 1 | 1 | 1 | 1 | 1 | 1 | 223.357 | 0 | 16803.3437 | 0 | 0 | 0 | 1 | 0 | 0 | 1
203 | Building Envelope | Insulation | Ceiling Insulation(R19 to R49) | Retail | Existing | CrtEgs203 | 1 | 0.3058 | 3136.6778 | 0 | GS | 30 | 1 | 1 | 1 | 1 | 1 | 1 | 1 | 1 | 1 | 1 | 1 | 1 | 188.2007 | 0 | 18254.3435 | 0 | 0 | 0 | 1 | 0 | 0 | 1
203 | Building Envelope | Insulation | Ceiling Insulation(R19 to R49) | Retail | New | CrtNgs203 | 1 | 0.3058 | 3136.6778 | 0 | GS | 30 | 1 | 1 | 1 | 1 | 1 | 1 | 1 | 1 | 1 | 1 | 1 | 1 | 188.2007 | 0 | 18254.3435 | 0 | 0 | 0 | 1 | 0 | 0 | 1
203 | Building Envelope | Insulation | Ceiling Insulation(R19 to R49) | Schools K-12 | Existing | CscEgs203 | 1 | 0.32414 | 3144.7275 | 0 | GS | 30 | 1 | 1 | 1 | 1 | 1 | 1 | 1 | 1 | 1 | 1 | 1 | 1 | 188.6837 | 0 | 20996.9851 | 0 | 0 | 0 | 1 | 0 | 0 | 1
203 | Building Envelope | Insulation | Ceiling Insulation(R19 to R49) | Schools K-12 | New | CscNgs203 | 1 | 0.32414 | 3144.7275 | 0 | GS | 30 | 1 | 1 | 1 | 1 | 1 | 1 | 1 | 1 | 1 | 1 | 1 | 1 | 188.6837 | 0 | 20996.9851 | 0 | 0 | 0 | 1 | 0 | 0 | 1
203 | Building Envelope | Insulation | Ceiling Insulation(R19 to R49) | Warehouse | Existing | CwaEgs203 | 1 | 0.37719 | 3168.0131 | 0 | GS | 30 | 1 | 1 | 1 | 1 | 1 | 1 | 1 | 1 | 1 | 1 | 1 | 1 | 190.0808 | 0 | 95710.8906 | 0 | 0 | 0 | 1 | 0 | 0 | 1
203 | Building Envelope | Insulation | Ceiling Insulation(R19 to R49) | Warehouse | New | CwaNgs203 | 1 | 0.37719 | 3168.0131 | 0 | GS | 30 | 1 | 1 | 1 | 1 | 1 | 1 | 1 | 1 | 1 | 1 | 1 | 1 | 190.0808 | 0 | 95710.8906 | 0 | 0 | 0 | 1 | 0 | 0 | 1
204 | Building Envelope | Insulation | Ceiling Insulation(R2 to R30) | Assembly | Existing | CasEgs204 | 1 | 0.1676 | 3076.0128 | 0 | GS | 30 | 1 | 1 | 1 | 1 | 1 | 1 | 1 | 1 | 1 | 1 | 1 | 1 | 154.6718 | 0 | 4171.4567 | 0 | 0 | 0 | 1 | 0 | 0 | 1
204 | Building Envelope | Insulation | Ceiling Insulation(R2 to R30) | Assembly | New | CasNgs204 | 1 | 0.1676 | 3076.0128 | 0 | GS | 30 | 1 | 1 | 1 | 1 | 1 | 1 | 1 | 1 | 1 | 1 | 1 | 1 | 154.6718 | 0 | 4171.4567 | 0 | 0 | 0 | 1 | 0 | 0 | 1
204 | Building Envelope | Insulation | Ceiling Insulation(R2 to R30) | College and University | Existing | CcoEgs204 | 1 | 0.020958 | 5041.0698 | 0 | GS | 30 | 1 | 1 | 1 | 1 | 1 | 1 | 1 | 1 | 1 | 1 | 1 | 1 | 253.4811 | 0 | 6176.5114 | 0 | 0 | 0 | 1 | 0 | 0 | 1
204 | Building Envelope | Insulation | Ceiling Insulation(R2 to R30) | College and University | New | CcoNgs204 | 1 | 0.020958 | 5041.0698 | 0 | GS | 30 | 1 | 1 | 1 | 1 | 1 | 1 | 1 | 1 | 1 | 1 | 1 | 1 | 253.4811 | 0 | 6176.5114 | 0 | 0 | 0 | 1 | 0 | 0 | 1
204 | Building Envelope | Insulation | Ceiling Insulation(R2 to R30) | Data Center | Existing | CdaEgs204 | 1 | 0.020246 | 5037.3699 | 0 | GS | 30 | 1 | 1 | 1 | 1 | 1 | 1 | 1 | 1 | 1 | 1 | 1 | 1 | 253.2951 | 0 | 3323.3223 | 0 | 0 | 0 | 1 | 0 | 0 | 1
204 | Building Envelope | Insulation | Ceiling Insulation(R2 to R30) | Data Center | New | CdaNgs204 | 1 | 0.020246 | 5037.3699 | 0 | GS | 30 | 1 | 1 | 1 | 1 | 1 | 1 | 1 | 1 | 1 | 1 | 1 | 1 | 253.2951 | 0 | 3323.3223 | 0 | 0 | 0 | 1 | 0 | 0 | 1
204 | Building Envelope | Insulation | Ceiling Insulation(R2 to R30) | Grocery | Existing | CgrEgs204 | 1 | 0.20758 | 3796.4467 | 0 | GS | 30 | 1 | 1 | 1 | 1 | 1 | 1 | 1 | 1 | 1 | 1 | 1 | 1 | 190.8975 | 0 | 8865.7974 | 0 | 0 | 0 | 1 | 0 | 0 | 1
204 | Building Envelope | Insulation | Ceiling Insulation(R2 to R30) | Grocery | New | CgrNgs204 | 1 | 0.20758 | 3796.4467 | 0 | GS | 30 | 1 | 1 | 1 | 1 | 1 | 1 | 1 | 1 | 1 | 1 | 1 | 1 | 190.8975 | 0 | 8865.7974 | 0 | 0 | 0 | 1 | 0 | 0 | 1
204 | Building Envelope | Insulation | Ceiling Insulation(R2 to R30) | Healthcare | Existing | CheEgs204 | 1 | 0.01675 | 5019.1988 | 0 | GS | 30 | 1 | 1 | 1 | 1 | 1 | 1 | 1 | 1 | 1 | 1 | 1 | 1 | 252.3814 | 0 | 3147.978 | 0 | 0 | 0 | 1 | 0 | 0 | 1
204 | Building Envelope | Insulation | Ceiling Insulation(R2 to R30) | Healthcare | New | CheNgs204 | 1 | 0.01675 | 5019.1988 | 0 | GS | 30 | 1 | 1 | 1 | 1 | 1 | 1 | 1 | 1 | 1 | 1 | 1 | 1 | 252.3814 | 0 | 3147.978 | 0 | 0 | 0 | 1 | 0 | 0 | 1
204 | Building Envelope | Insulation | Ceiling Insulation(R2 to R30) | Hospitals | Existing | ChoEgs204 | 1 | 0.020246 | 5037.3699 | 0 | GS | 30 | 1 | 1 | 1 | 1 | 1 | 1 | 1 | 1 | 1 | 1 | 1 | 1 | 253.2951 | 0 | 3323.3218 | 0 | 0 | 0 | 1 | 0 | 0 | 1
204 | Building Envelope | Insulation | Ceiling Insulation(R2 to R30) | Hospitals | New | ChoNgs204 | 1 | 0.020246 | 5037.3699 | 0 | GS | 30 | 1 | 1 | 1 | 1 | 1 | 1 | 1 | 1 | 1 | 1 | 1 | 1 | 253.2951 | 0 | 3323.3218 | 0 | 0 | 0 | 1 | 0 | 0 | 1
204 | Building Envelope | Insulation | Ceiling Insulation(R2 to R30) | Institutional | Existing | CinEgs204 | 1 | 0.037146 | 5125.2113 | 0 | GS | 30 | 1 | 1 | 1 | 1 | 1 | 1 | 1 | 1 | 1 | 1 | 1 | 1 | 257.712 | 0 | 12675.9473 | 0 | 0 | 0 | 1 | 0 | 0 | 1
204 | Building Envelope | Insulation | Ceiling Insulation(R2 to R30) | Institutional | New | CinNgs204 | 1 | 0.037146 | 5125.2113 | 0 | GS | 30 | 1 | 1 | 1 | 1 | 1 | 1 | 1 | 1 | 1 | 1 | 1 | 1 | 257.712 | 0 | 12675.9473 | 0 | 0 | 0 | 1 | 0 | 0 | 1
204 | Building Envelope | Insulation | Ceiling Insulation(R2 to R30) | Lodging/Hospitality | Existing | CloEgs204 | 1 | 0.053322 | 5302.6092 | 0 | GS | 30 | 1 | 1 | 1 | 1 | 1 | 1 | 1 | 1 | 1 | 1 | 1 | 1 | 266.6322 | 0 | 4390.326 | 0 | 0 | 0 | 1 | 0 | 0 | 1
204 | Building Envelope | Insulation | Ceiling Insulation(R2 to R30) | Lodging/Hospitality | New | CloNgs204 | 1 | 0.053322 | 5302.6092 | 0 | GS | 30 | 1 | 1 | 1 | 1 | 1 | 1 | 1 | 1 | 1 | 1 | 1 | 1 | 266.6322 | 0 | 4390.326 | 0 | 0 | 0 | 1 | 0 | 0 | 1
204 | Building Envelope | Insulation | Ceiling Insulation(R2 to R30) | Miscellaneous | Existing | CmiEgs204 | 1 | 0.16365 | 3074.2786 | 0 | GS | 30 | 1 | 1 | 1 | 1 | 1 | 1 | 1 | 1 | 1 | 1 | 1 | 1 | 154.5846 | 0 | 7467.31 | 0 | 0 | 0 | 1 | 0 | 0 | 1
204 | Building Envelope | Insulation | Ceiling Insulation(R2 to R30) | Miscellaneous | New | CmiNgs204 | 1 | 0.16365 | 3074.2786 | 0 | GS | 30 | 1 | 1 | 1 | 1 | 1 | 1 | 1 | 1 | 1 | 1 | 1 | 1 | 154.5846 | 0 | 7467.31 | 0 | 0 | 0 | 1 | 0 | 0 | 1
204 | Building Envelope | Insulation | Ceiling Insulation(R2 to R30) | Offices | Existing | CofEgs204 | 1 | 0.087985 | 3041.0652 | 0 | GS | 30 | 1 | 1 | 1 | 1 | 1 | 1 | 1 | 1 | 1 | 1 | 1 | 1 | 152.9145 | 0 | 3705.737 | 0 | 0 | 0 | 1 | 0 | 0 | 1
204 | Building Envelope | Insulation | Ceiling Insulation(R2 to R30) | Offices | New | CofNgs204 | 1 | 0.087985 | 3041.0652 | 0 | GS | 30 | 1 | 1 | 1 | 1 | 1 | 1 | 1 | 1 | 1 | 1 | 1 | 1 | 152.9145 | 0 | 3705.737 | 0 | 0 | 0 | 1 | 0 | 0 | 1
204 | Building Envelope | Insulation | Ceiling Insulation(R2 to R30) | Restaurants | Existing | CreEgs204 | 1 | 0.15082 | 3722.596 | 0 | GS | 30 | 1 | 1 | 1 | 1 | 1 | 1 | 1 | 1 | 1 | 1 | 1 | 1 | 187.184 | 0 | 3022.1173 | 0 | 0 | 0 | 1 | 0 | 0 | 1
204 | Building Envelope | Insulation | Ceiling Insulation(R2 to R30) | Restaurants | New | CreNgs204 | 1 | 0.15082 | 3722.596 | 0 | GS | 30 | 1 | 1 | 1 | 1 | 1 | 1 | 1 | 1 | 1 | 1 | 1 | 1 | 187.184 | 0 | 3022.1173 | 0 | 0 | 0 | 1 | 0 | 0 | 1
204 | Building Envelope | Insulation | Ceiling Insulation(R2 to R30) | Retail | Existing | CrtEgs204 | 1 | 0.30579 | 3136.6732 | 0 | GS | 30 | 1 | 1 | 1 | 1 | 1 | 1 | 1 | 1 | 1 | 1 | 1 | 1 | 157.722 | 0 | 3283.071 | 0 | 0 | 0 | 1 | 0 | 0 | 1
204 | Building Envelope | Insulation | Ceiling Insulation(R2 to R30) | Retail | New | CrtNgs204 | 1 | 0.30579 | 3136.6732 | 0 | GS | 30 | 1 | 1 | 1 | 1 | 1 | 1 | 1 | 1 | 1 | 1 | 1 | 1 | 157.722 | 0 | 3283.071 | 0 | 0 | 0 | 1 | 0 | 0 | 1
204 | Building Envelope | Insulation | Ceiling Insulation(R2 to R30) | Schools K-12 | Existing | CscEgs204 | 1 | 0.32415 | 3144.7304 | 0 | GS | 30 | 1 | 1 | 1 | 1 | 1 | 1 | 1 | 1 | 1 | 1 | 1 | 1 | 158.1271 | 0 | 3776.3376 | 0 | 0 | 0 | 1 | 0 | 0 | 1
204 | Building Envelope | Insulation | Ceiling Insulation(R2 to R30) | Schools K-12 | New | CscNgs204 | 1 | 0.32415 | 3144.7304 | 0 | GS | 30 | 1 | 1 | 1 | 1 | 1 | 1 | 1 | 1 | 1 | 1 | 1 | 1 | 158.1271 | 0 | 3776.3376 | 0 | 0 | 0 | 1 | 0 | 0 | 1
204 | Building Envelope | Insulation | Ceiling Insulation(R2 to R30) | Warehouse | Existing | CwaEgs204 | 1 | 0.37724 | 3168.0349 | 0 | GS | 30 | 1 | 1 | 1 | 1 | 1 | 1 | 1 | 1 | 1 | 1 | 1 | 1 | 159.2989 | 0 | 17213.7347 | 0 | 0 | 0 | 1 | 0 | 0 | 1
204 | Building Envelope | Insulation | Ceiling Insulation(R2 to R30) | Warehouse | New | CwaNgs204 | 1 | 0.37724 | 3168.0349 | 0 | GS | 30 | 1 | 1 | 1 | 1 | 1 | 1 | 1 | 1 | 1 | 1 | 1 | 1 | 159.2989 | 0 | 17213.7347 | 0 | 0 | 0 | 1 | 0 | 0 | 1
205 | Building Envelope | Insulation | Ceiling Insulation(R2 to R38) | Assembly | Existing | CasEgs205 | 1 | 0.1676 | 3076.0128 | 0 | GS | 30 | 1 | 1 | 1 | 1 | 1 | 1 | 1 | 1 | 1 | 1 | 1 | 1 | 154.6718 | 0 | 5103.7089 | 0 | 0 | 0 | 1 | 0 | 0 | 1
205 | Building Envelope | Insulation | Ceiling Insulation(R2 to R38) | Assembly | New | CasNgs205 | 1 | 0.1676 | 3076.0128 | 0 | GS | 30 | 1 | 1 | 1 | 1 | 1 | 1 | 1 | 1 | 1 | 1 | 1 | 1 | 154.6718 | 0 | 5103.7089 | 0 | 0 | 0 | 1 | 0 | 0 | 1
205 | Building Envelope | Insulation | Ceiling Insulation(R2 to R38) | College and University | Existing | CcoEgs205 | 1 | 0.020958 | 5041.0694 | 0 | GS | 30 | 1 | 1 | 1 | 1 | 1 | 1 | 1 | 1 | 1 | 1 | 1 | 1 | 253.4811 | 0 | 7556.8773 | 0 | 0 | 0 | 1 | 0 | 0 | 1
205 | Building Envelope | Insulation | Ceiling Insulation(R2 to R38) | College and University | New | CcoNgs205 | 1 | 0.020958 | 5041.0694 | 0 | GS | 30 | 1 | 1 | 1 | 1 | 1 | 1 | 1 | 1 | 1 | 1 | 1 | 1 | 253.4811 | 0 | 7556.8773 | 0 | 0 | 0 | 1 | 0 | 0 | 1
205 | Building Envelope | Insulation | Ceiling Insulation(R2 to R38) | Data Center | Existing | CdaEgs205 | 1 | 0.020246 | 5037.3695 | 0 | GS | 30 | 1 | 1 | 1 | 1 | 1 | 1 | 1 | 1 | 1 | 1 | 1 | 1 | 253.2951 | 0 | 4066.034 | 0 | 0 | 0 | 1 | 0 | 0 | 1
205 | Building Envelope | Insulation | Ceiling Insulation(R2 to R38) | Data Center | New | CdaNgs205 | 1 | 0.020246 | 5037.3695 | 0 | GS | 30 | 1 | 1 | 1 | 1 | 1 | 1 | 1 | 1 | 1 | 1 | 1 | 1 | 253.2951 | 0 | 4066.034 | 0 | 0 | 0 | 1 | 0 | 0 | 1
205 | Building Envelope | Insulation | Ceiling Insulation(R2 to R38) | Grocery | Existing | CgrEgs205 | 1 | 0.20757 | 3796.4359 | 0 | GS | 30 | 1 | 1 | 1 | 1 | 1 | 1 | 1 | 1 | 1 | 1 | 1 | 1 | 190.8969 | 0 | 10847.0609 | 0 | 0 | 0 | 1 | 0 | 0 | 1
205 | Building Envelope | Insulation | Ceiling Insulation(R2 to R38) | Grocery | New | CgrNgs205 | 1 | 0.20757 | 3796.4359 | 0 | GS | 30 | 1 | 1 | 1 | 1 | 1 | 1 | 1 | 1 | 1 | 1 | 1 | 1 | 190.8969 | 0 | 10847.0609 | 0 | 0 | 0 | 1 | 0 | 0 | 1
205 | Building Envelope | Insulation | Ceiling Insulation(R2 to R38) | Healthcare | Existing | CheEgs205 | 1 | 0.01675 | 5019.1978 | 0 | GS | 30 | 1 | 1 | 1 | 1 | 1 | 1 | 1 | 1 | 1 | 1 | 1 | 1 | 252.3813 | 0 | 3851.4985 | 0 | 0 | 0 | 1 | 0 | 0 | 1
205 | Building Envelope | Insulation | Ceiling Insulation(R2 to R38) | Healthcare | New | CheNgs205 | 1 | 0.01675 | 5019.1978 | 0 | GS | 30 | 1 | 1 | 1 | 1 | 1 | 1 | 1 | 1 | 1 | 1 | 1 | 1 | 252.3813 | 0 | 3851.4985 | 0 | 0 | 0 | 1 | 0 | 0 | 1
205 | Building Envelope | Insulation | Ceiling Insulation(R2 to R38) | Hospitals | Existing | ChoEgs205 | 1 | 0.020246 | 5037.3698 | 0 | GS | 30 | 1 | 1 | 1 | 1 | 1 | 1 | 1 | 1 | 1 | 1 | 1 | 1 | 253.2951 | 0 | 4066.0335 | 0 | 0 | 0 | 1 | 0 | 0 | 1
205 | Building Envelope | Insulation | Ceiling Insulation(R2 to R38) | Hospitals | New | ChoNgs205 | 1 | 0.020246 | 5037.3698 | 0 | GS | 30 | 1 | 1 | 1 | 1 | 1 | 1 | 1 | 1 | 1 | 1 | 1 | 1 | 253.2951 | 0 | 4066.0335 | 0 | 0 | 0 | 1 | 0 | 0 | 1
205 | Building Envelope | Insulation | Ceiling Insulation(R2 to R38) | Institutional | Existing | CinEgs205 | 1 | 0.037147 | 5125.2155 | 0 | GS | 30 | 1 | 1 | 1 | 1 | 1 | 1 | 1 | 1 | 1 | 1 | 1 | 1 | 257.7122 | 0 | 15508.8368 | 0 | 0 | 0 | 1 | 0 | 0 | 1
205 | Building Envelope | Insulation | Ceiling Insulation(R2 to R38) | Institutional | New | CinNgs205 | 1 | 0.037147 | 5125.2155 | 0 | GS | 30 | 1 | 1 | 1 | 1 | 1 | 1 | 1 | 1 | 1 | 1 | 1 | 1 | 257.7122 | 0 | 15508.8368 | 0 | 0 | 0 | 1 | 0 | 0 | 1
205 | Building Envelope | Insulation | Ceiling Insulation(R2 to R38) | Lodging/Hospitality | Existing | CloEgs205 | 1 | 0.053324 | 5302.6118 | 0 | GS | 30 | 1 | 1 | 1 | 1 | 1 | 1 | 1 | 1 | 1 | 1 | 1 | 1 | 266.6323 | 0 | 5371.4986 | 0 | 0 | 0 | 1 | 0 | 0 | 1
205 | Building Envelope | Insulation | Ceiling Insulation(R2 to R38) | Lodging/Hospitality | New | CloNgs205 | 1 | 0.053324 | 5302.6118 | 0 | GS | 30 | 1 | 1 | 1 | 1 | 1 | 1 | 1 | 1 | 1 | 1 | 1 | 1 | 266.6323 | 0 | 5371.4986 | 0 | 0 | 0 | 1 | 0 | 0 | 1
205 | Building Envelope | Insulation | Ceiling Insulation(R2 to R38) | Miscellaneous | Existing | CmiEgs205 | 1 | 0.16365 | 3074.2802 | 0 | GS | 30 | 1 | 1 | 1 | 1 | 1 | 1 | 1 | 1 | 1 | 1 | 1 | 1 | 154.5846 | 0 | 9136.1454 | 0 | 0 | 0 | 1 | 0 | 0 | 1
205 | Building Envelope | Insulation | Ceiling Insulation(R2 to R38) | Miscellaneous | New | CmiNgs205 | 1 | 0.16365 | 3074.2802 | 0 | GS | 30 | 1 | 1 | 1 | 1 | 1 | 1 | 1 | 1 | 1 | 1 | 1 | 1 | 154.5846 | 0 | 9136.1454 | 0 | 0 | 0 | 1 | 0 | 0 | 1
205 | Building Envelope | Insulation | Ceiling Insulation(R2 to R38) | Offices | Existing | CofEgs205 | 1 | 0.087978 | 3041.0622 | 0 | GS | 30 | 1 | 1 | 1 | 1 | 1 | 1 | 1 | 1 | 1 | 1 | 1 | 1 | 152.9143 | 0 | 4533.9081 | 0 | 0 | 0 | 1 | 0 | 0 | 1
205 | Building Envelope | Insulation | Ceiling Insulation(R2 to R38) | Offices | New | CofNgs205 | 1 | 0.087978 | 3041.0622 | 0 | GS | 30 | 1 | 1 | 1 | 1 | 1 | 1 | 1 | 1 | 1 | 1 | 1 | 1 | 152.9143 | 0 | 4533.9081 | 0 | 0 | 0 | 1 | 0 | 0 | 1
205 | Building Envelope | Insulation | Ceiling Insulation(R2 to R38) | Restaurants | Existing | CreEgs205 | 1 | 0.15082 | 3722.5938 | 0 | GS | 30 | 1 | 1 | 1 | 1 | 1 | 1 | 1 | 1 | 1 | 1 | 1 | 1 | 187.1839 | 0 | 3697.5211 | 0 | 0 | 0 | 1 | 0 | 0 | 1
205 | Building Envelope | Insulation | Ceiling Insulation(R2 to R38) | Restaurants | New | CreNgs205 | 1 | 0.15082 | 3722.5938 | 0 | GS | 30 | 1 | 1 | 1 | 1 | 1 | 1 | 1 | 1 | 1 | 1 | 1 | 1 | 187.1839 | 0 | 3697.5211 | 0 | 0 | 0 | 1 | 0 | 0 | 1
205 | Building Envelope | Insulation | Ceiling Insulation(R2 to R38) | Retail | Existing | CrtEgs205 | 1 | 0.30579 | 3136.6725 | 0 | GS | 30 | 1 | 1 | 1 | 1 | 1 | 1 | 1 | 1 | 1 | 1 | 1 | 1 | 157.7219 | 0 | 4016.7897 | 0 | 0 | 0 | 1 | 0 | 0 | 1
205 | Building Envelope | Insulation | Ceiling Insulation(R2 to R38) | Retail | New | CrtNgs205 | 1 | 0.30579 | 3136.6725 | 0 | GS | 30 | 1 | 1 | 1 | 1 | 1 | 1 | 1 | 1 | 1 | 1 | 1 | 1 | 157.7219 | 0 | 4016.7897 | 0 | 0 | 0 | 1 | 0 | 0 | 1
205 | Building Envelope | Insulation | Ceiling Insulation(R2 to R38) | Schools K-12 | Existing | CscEgs205 | 1 | 0.32415 | 3144.731 | 0 | GS | 30 | 1 | 1 | 1 | 1 | 1 | 1 | 1 | 1 | 1 | 1 | 1 | 1 | 158.1271 | 0 | 4620.2896 | 0 | 0 | 0 | 1 | 0 | 0 | 1
205 | Building Envelope | Insulation | Ceiling Insulation(R2 to R38) | Schools K-12 | New | CscNgs205 | 1 | 0.32415 | 3144.731 | 0 | GS | 30 | 1 | 1 | 1 | 1 | 1 | 1 | 1 | 1 | 1 | 1 | 1 | 1 | 158.1271 | 0 | 4620.2896 | 0 | 0 | 0 | 1 | 0 | 0 | 1
205 | Building Envelope | Insulation | Ceiling Insulation(R2 to R38) | Warehouse | Existing | CwaEgs205 | 1 | 0.37726 | 3168.0422 | 0 | GS | 30 | 1 | 1 | 1 | 1 | 1 | 1 | 1 | 1 | 1 | 1 | 1 | 1 | 159.2993 | 0 | 21060.6952 | 0 | 0 | 0 | 1 | 0 | 0 | 1
205 | Building Envelope | Insulation | Ceiling Insulation(R2 to R38) | Warehouse | New | CwaNgs205 | 1 | 0.37726 | 3168.0422 | 0 | GS | 30 | 1 | 1 | 1 | 1 | 1 | 1 | 1 | 1 | 1 | 1 | 1 | 1 | 159.2993 | 0 | 21060.6952 | 0 | 0 | 0 | 1 | 0 | 0 | 1
206 | Building Envelope | Insulation | Ceiling Insulation(R2 to R49) | Assembly | Existing | CasEgs206 | 1 | 0.16761 | 3076.0163 | 0 | GS | 30 | 1 | 1 | 1 | 1 | 1 | 1 | 1 | 1 | 1 | 1 | 1 | 1 | 154.6719 | 0 | 5080.9979 | 0 | 0 | 0 | 1 | 0 | 0 | 1
206 | Building Envelope | Insulation | Ceiling Insulation(R2 to R49) | Assembly | New | CasNgs206 | 1 | 0.16761 | 3076.0163 | 0 | GS | 30 | 1 | 1 | 1 | 1 | 1 | 1 | 1 | 1 | 1 | 1 | 1 | 1 | 154.6719 | 0 | 5080.9979 | 0 | 0 | 0 | 1 | 0 | 0 | 1
206 | Building Envelope | Insulation | Ceiling Insulation(R2 to R49) | College and University | Existing | CcoEgs206 | 1 | 0.020958 | 5041.0683 | 0 | GS | 30 | 1 | 1 | 1 | 1 | 1 | 1 | 1 | 1 | 1 | 1 | 1 | 1 | 253.481 | 0 | 7523.2437 | 0 | 0 | 0 | 1 | 0 | 0 | 1
206 | Building Envelope | Insulation | Ceiling Insulation(R2 to R49) | College and University | New | CcoNgs206 | 1 | 0.020958 | 5041.0683 | 0 | GS | 30 | 1 | 1 | 1 | 1 | 1 | 1 | 1 | 1 | 1 | 1 | 1 | 1 | 253.481 | 0 | 7523.2437 | 0 | 0 | 0 | 1 | 0 | 0 | 1
206 | Building Envelope | Insulation | Ceiling Insulation(R2 to R49) | Data Center | Existing | CdaEgs206 | 1 | 0.020246 | 5037.3699 | 0 | GS | 30 | 1 | 1 | 1 | 1 | 1 | 1 | 1 | 1 | 1 | 1 | 1 | 1 | 253.2951 | 0 | 4047.9382 | 0 | 0 | 0 | 1 | 0 | 0 | 1
206 | Building Envelope | Insulation | Ceiling Insulation(R2 to R49) | Data Center | New | CdaNgs206 | 1 | 0.020246 | 5037.3699 | 0 | GS | 30 | 1 | 1 | 1 | 1 | 1 | 1 | 1 | 1 | 1 | 1 | 1 | 1 | 253.2951 | 0 | 4047.9382 | 0 | 0 | 0 | 1 | 0 | 0 | 1
206 | Building Envelope | Insulation | Ceiling Insulation(R2 to R49) | Grocery | Existing | CgrEgs206 | 1 | 0.20756 | 3796.4251 | 0 | GS | 30 | 1 | 1 | 1 | 1 | 1 | 1 | 1 | 1 | 1 | 1 | 1 | 1 | 190.8964 | 0 | 10798.7632 | 0 | 0 | 0 | 1 | 0 | 0 | 1
206 | Building Envelope | Insulation | Ceiling Insulation(R2 to R49) | Grocery | New | CgrNgs206 | 1 | 0.20756 | 3796.4251 | 0 | GS | 30 | 1 | 1 | 1 | 1 | 1 | 1 | 1 | 1 | 1 | 1 | 1 | 1 | 190.8964 | 0 | 10798.7632 | 0 | 0 | 0 | 1 | 0 | 0 | 1
206 | Building Envelope | Insulation | Ceiling Insulation(R2 to R49) | Healthcare | Existing | CheEgs206 | 1 | 0.01675 | 5019.1979 | 0 | GS | 30 | 1 | 1 | 1 | 1 | 1 | 1 | 1 | 1 | 1 | 1 | 1 | 1 | 252.3813 | 0 | 3834.3619 | 0 | 0 | 0 | 1 | 0 | 0 | 1
206 | Building Envelope | Insulation | Ceiling Insulation(R2 to R49) | Healthcare | New | CheNgs206 | 1 | 0.01675 | 5019.1979 | 0 | GS | 30 | 1 | 1 | 1 | 1 | 1 | 1 | 1 | 1 | 1 | 1 | 1 | 1 | 252.3813 | 0 | 3834.3619 | 0 | 0 | 0 | 1 | 0 | 0 | 1
206 | Building Envelope | Insulation | Ceiling Insulation(R2 to R49) | Hospitals | Existing | ChoEgs206 | 1 | 0.020246 | 5037.3698 | 0 | GS | 30 | 1 | 1 | 1 | 1 | 1 | 1 | 1 | 1 | 1 | 1 | 1 | 1 | 253.2951 | 0 | 4047.9383 | 0 | 0 | 0 | 1 | 0 | 0 | 1
206 | Building Envelope | Insulation | Ceiling Insulation(R2 to R49) | Hospitals | New | ChoNgs206 | 1 | 0.020246 | 5037.3698 | 0 | GS | 30 | 1 | 1 | 1 | 1 | 1 | 1 | 1 | 1 | 1 | 1 | 1 | 1 | 253.2951 | 0 | 4047.9383 | 0 | 0 | 0 | 1 | 0 | 0 | 1
206 | Building Envelope | Insulation | Ceiling Insulation(R2 to R49) | Institutional | Existing | CinEgs206 | 1 | 0.037145 | 5125.2048 | 0 | GS | 30 | 1 | 1 | 1 | 1 | 1 | 1 | 1 | 1 | 1 | 1 | 1 | 1 | 257.7117 | 0 | 15439.8262 | 0 | 0 | 0 | 1 | 0 | 0 | 1
206 | Building Envelope | Insulation | Ceiling Insulation(R2 to R49) | Institutional | New | CinNgs206 | 1 | 0.037145 | 5125.2048 | 0 | GS | 30 | 1 | 1 | 1 | 1 | 1 | 1 | 1 | 1 | 1 | 1 | 1 | 1 | 257.7117 | 0 | 15439.8262 | 0 | 0 | 0 | 1 | 0 | 0 | 1
206 | Building Envelope | Insulation | Ceiling Insulation(R2 to R49) | Lodging/Hospitality | Existing | CloEgs206 | 1 | 0.053321 | 5302.6084 | 0 | GS | 30 | 1 | 1 | 1 | 1 | 1 | 1 | 1 | 1 | 1 | 1 | 1 | 1 | 266.6321 | 0 | 5347.5911 | 0 | 0 | 0 | 1 | 0 | 0 | 1
206 | Building Envelope | Insulation | Ceiling Insulation(R2 to R49) | Lodging/Hospitality | New | CloNgs206 | 1 | 0.053321 | 5302.6084 | 0 | GS | 30 | 1 | 1 | 1 | 1 | 1 | 1 | 1 | 1 | 1 | 1 | 1 | 1 | 266.6321 | 0 | 5347.5911 | 0 | 0 | 0 | 1 | 0 | 0 | 1
206 | Building Envelope | Insulation | Ceiling Insulation(R2 to R49) | Miscellaneous | Existing | CmiEgs206 | 1 | 0.16365 | 3074.2787 | 0 | GS | 30 | 1 | 1 | 1 | 1 | 1 | 1 | 1 | 1 | 1 | 1 | 1 | 1 | 154.5846 | 0 | 9095.4761 | 0 | 0 | 0 | 1 | 0 | 0 | 1
206 | Building Envelope | Insulation | Ceiling Insulation(R2 to R49) | Miscellaneous | New | CmiNgs206 | 1 | 0.16365 | 3074.2787 | 0 | GS | 30 | 1 | 1 | 1 | 1 | 1 | 1 | 1 | 1 | 1 | 1 | 1 | 1 | 154.5846 | 0 | 9095.4761 | 0 | 0 | 0 | 1 | 0 | 0 | 1
206 | Building Envelope | Insulation | Ceiling Insulation(R2 to R49) | Offices | Existing | CofEgs206 | 1 | 0.087984 | 3041.0649 | 0 | GS | 30 | 1 | 1 | 1 | 1 | 1 | 1 | 1 | 1 | 1 | 1 | 1 | 1 | 152.9145 | 0 | 4513.7314 | 0 | 0 | 0 | 1 | 0 | 0 | 1
206 | Building Envelope | Insulation | Ceiling Insulation(R2 to R49) | Offices | New | CofNgs206 | 1 | 0.087984 | 3041.0649 | 0 | GS | 30 | 1 | 1 | 1 | 1 | 1 | 1 | 1 | 1 | 1 | 1 | 1 | 1 | 152.9145 | 0 | 4513.7314 | 0 | 0 | 0 | 1 | 0 | 0 | 1
206 | Building Envelope | Insulation | Ceiling Insulation(R2 to R49) | Restaurants | Existing | CreEgs206 | 1 | 0.15082 | 3722.5932 | 0 | GS | 30 | 1 | 1 | 1 | 1 | 1 | 1 | 1 | 1 | 1 | 1 | 1 | 1 | 187.1839 | 0 | 3681.0505 | 0 | 0 | 0 | 1 | 0 | 0 | 1
206 | Building Envelope | Insulation | Ceiling Insulation(R2 to R49) | Restaurants | New | CreNgs206 | 1 | 0.15082 | 3722.5932 | 0 | GS | 30 | 1 | 1 | 1 | 1 | 1 | 1 | 1 | 1 | 1 | 1 | 1 | 1 | 187.1839 | 0 | 3681.0505 | 0 | 0 | 0 | 1 | 0 | 0 | 1
206 | Building Envelope | Insulation | Ceiling Insulation(R2 to R49) | Retail | Existing | CrtEgs206 | 1 | 0.30579 | 3136.6719 | 0 | GS | 30 | 1 | 1 | 1 | 1 | 1 | 1 | 1 | 1 | 1 | 1 | 1 | 1 | 157.7219 | 0 | 3998.9114 | 0 | 0 | 0 | 1 | 0 | 0 | 1
206 | Building Envelope | Insulation | Ceiling Insulation(R2 to R49) | Retail | New | CrtNgs206 | 1 | 0.30579 | 3136.6719 | 0 | GS | 30 | 1 | 1 | 1 | 1 | 1 | 1 | 1 | 1 | 1 | 1 | 1 | 1 | 157.7219 | 0 | 3998.9114 | 0 | 0 | 0 | 1 | 0 | 0 | 1
206 | Building Envelope | Insulation | Ceiling Insulation(R2 to R49) | Schools K-12 | Existing | CscEgs206 | 1 | 0.32415 | 3144.73 | 0 | GS | 30 | 1 | 1 | 1 | 1 | 1 | 1 | 1 | 1 | 1 | 1 | 1 | 1 | 158.1271 | 0 | 4599.7278 | 0 | 0 | 0 | 1 | 0 | 0 | 1
206 | Building Envelope | Insulation | Ceiling Insulation(R2 to R49) | Schools K-12 | New | CscNgs206 | 1 | 0.32415 | 3144.73 | 0 | GS | 30 | 1 | 1 | 1 | 1 | 1 | 1 | 1 | 1 | 1 | 1 | 1 | 1 | 158.1271 | 0 | 4599.7278 | 0 | 0 | 0 | 1 | 0 | 0 | 1
206 | Building Envelope | Insulation | Ceiling Insulation(R2 to R49) | Warehouse | Existing | CwaEgs206 | 1 | 0.37725 | 3168.0401 | 0 | GS | 30 | 1 | 1 | 1 | 1 | 1 | 1 | 1 | 1 | 1 | 1 | 1 | 1 | 159.2992 | 0 | 20966.961 | 0 | 0 | 0 | 1 | 0 | 0 | 1
206 | Building Envelope | Insulation | Ceiling Insulation(R2 to R49) | Warehouse | New | CwaNgs206 | 1 | 0.37725 | 3168.0401 | 0 | GS | 30 | 1 | 1 | 1 | 1 | 1 | 1 | 1 | 1 | 1 | 1 | 1 | 1 | 159.2992 | 0 | 20966.961 | 0 | 0 | 0 | 1 | 0 | 0 | 1
207 | Building Envelope | Insulation | Floor Insulation | Assembly | Existing | CasEgs207 | 1 | 1.3128 | 3578.717 | 0 | GS | 20 | 0.57723 | 0.60437 | 0.83705 | 1.097 | 1.2026 | 1.2026 | 1.289 | 1.2891 | 1.2453 | 1.1192 | 0.77553 | 0.85362 | 214.723 | 0 | 46743.8726 | 0 | 0 | 0 | 1 | 0 | 0 | 1.0077
207 | Building Envelope | Insulation | Floor Insulation | Assembly | New | CasNgs207 | 1 | 1.3128 | 3578.717 | 0 | GS | 20 | 0.57723 | 0.60437 | 0.83705 | 1.097 | 1.2026 | 1.2026 | 1.289 | 1.2891 | 1.2453 | 1.1192 | 0.77553 | 0.85362 | 214.723 | 0 | 46743.8726 | 0 | 0 | 0 | 1 | 0 | 0 | 1.0077
207 | Building Envelope | Insulation | Floor Insulation | College and University | Existing | CcoEgs207 | 1 | 0.18213 | 5878.7807 | 0 | GS | 20 | 0.57723 | 0.60437 | 0.83705 | 1.097 | 1.2026 | 1.2026 | 1.289 | 1.2891 | 1.2453 | 1.1192 | 0.77553 | 0.85362 | 352.7268 | 0 | 80188.3636 | 0 | 0 | 0 | 1 | 0 | 0 | 1.0077
207 | Building Envelope | Insulation | Floor Insulation | College and University | New | CcoNgs207 | 1 | 0.18213 | 5878.7807 | 0 | GS | 20 | 0.57723 | 0.60437 | 0.83705 | 1.097 | 1.2026 | 1.2026 | 1.289 | 1.2891 | 1.2453 | 1.1192 | 0.77553 | 0.85362 | 352.7268 | 0 | 80188.3636 | 0 | 0 | 0 | 1 | 0 | 0 | 1.0077
207 | Building Envelope | Insulation | Floor Insulation | Data Center | Existing | CdaEgs207 | 1 | 0.18212 | 5878.768 | 0 | GS | 20 | 0.57723 | 0.60437 | 0.83705 | 1.097 | 1.2026 | 1.2026 | 1.289 | 1.2891 | 1.2453 | 1.1192 | 0.77553 | 0.85362 | 352.7261 | 0 | 108861.5927 | 0 | 0 | 0 | 1 | 0 | 0 | 1.0077
207 | Building Envelope | Insulation | Floor Insulation | Data Center | New | CdaNgs207 | 1 | 0.18212 | 5878.768 | 0 | GS | 20 | 0.57723 | 0.60437 | 0.83705 | 1.097 | 1.2026 | 1.2026 | 1.289 | 1.2891 | 1.2453 | 1.1192 | 0.77553 | 0.85362 | 352.7261 | 0 | 108861.5927 | 0 | 0 | 0 | 1 | 0 | 0 | 1.0077
207 | Building Envelope | Insulation | Floor Insulation | Grocery | Existing | CgrEgs207 | 1 | 0.52015 | 4203.1643 | 0 | GS | 20 | 0.57723 | 0.60437 | 0.83705 | 1.097 | 1.2026 | 1.2026 | 1.289 | 1.2891 | 1.2453 | 1.1192 | 0.77553 | 0.85362 | 252.1899 | 0 | 38568.8156 | 0 | 0 | 0 | 1 | 0 | 0 | 1.0077
207 | Building Envelope | Insulation | Floor Insulation | Grocery | New | CgrNgs207 | 1 | 0.52015 | 4203.1643 | 0 | GS | 20 | 0.57723 | 0.60437 | 0.83705 | 1.097 | 1.2026 | 1.2026 | 1.289 | 1.2891 | 1.2453 | 1.1192 | 0.77553 | 0.85362 | 252.1899 | 0 | 38568.8156 | 0 | 0 | 0 | 1 | 0 | 0 | 1.0077
207 | Building Envelope | Insulation | Floor Insulation | Healthcare | Existing | CheEgs207 | 1 | 0.18212 | 5878.7601 | 0 | GS | 20 | 0.57723 | 0.60437 | 0.83705 | 1.097 | 1.2026 | 1.2026 | 1.289 | 1.2891 | 1.2453 | 1.1192 | 0.77553 | 0.85362 | 352.7256 | 0 | 70954.101 | 0 | 0 | 0 | 1 | 0 | 0 | 1.0077
207 | Building Envelope | Insulation | Floor Insulation | Healthcare | New | CheNgs207 | 1 | 0.18212 | 5878.7601 | 0 | GS | 20 | 0.57723 | 0.60437 | 0.83705 | 1.097 | 1.2026 | 1.2026 | 1.289 | 1.2891 | 1.2453 | 1.1192 | 0.77553 | 0.85362 | 352.7256 | 0 | 70954.101 | 0 | 0 | 0 | 1 | 0 | 0 | 1.0077
207 | Building Envelope | Insulation | Floor Insulation | Hospitals | Existing | ChoEgs207 | 1 | 0.18212 | 5878.7677 | 0 | GS | 20 | 0.57723 | 0.60437 | 0.83705 | 1.097 | 1.2026 | 1.2026 | 1.289 | 1.2891 | 1.2453 | 1.1192 | 0.77553 | 0.85362 | 352.7261 | 0 | 139478.8803 | 0 | 0 | 0 | 1 | 0 | 0 | 1.0077
207 | Building Envelope | Insulation | Floor Insulation | Hospitals | New | ChoNgs207 | 1 | 0.18212 | 5878.7677 | 0 | GS | 20 | 0.57723 | 0.60437 | 0.83705 | 1.097 | 1.2026 | 1.2026 | 1.289 | 1.2891 | 1.2453 | 1.1192 | 0.77553 | 0.85362 | 352.7261 | 0 | 139478.8803 | 0 | 0 | 0 | 1 | 0 | 0 | 1.0077
207 | Building Envelope | Insulation | Floor Insulation | Institutional | Existing | CinEgs207 | 1 | 0.18212 | 5878.7599 | 0 | GS | 20 | 0.57723 | 0.60437 | 0.83705 | 1.097 | 1.2026 | 1.2026 | 1.289 | 1.2891 | 1.2453 | 1.1192 | 0.77553 | 0.85362 | 352.7256 | 0 | 69010.7011 | 0 | 0 | 0 | 1 | 0 | 0 | 1.0077
207 | Building Envelope | Insulation | Floor Insulation | Institutional | New | CinNgs207 | 1 | 0.18212 | 5878.7599 | 0 | GS | 20 | 0.57723 | 0.60437 | 0.83705 | 1.097 | 1.2026 | 1.2026 | 1.289 | 1.2891 | 1.2453 | 1.1192 | 0.77553 | 0.85362 | 352.7256 | 0 | 69010.7011 | 0 | 0 | 0 | 1 | 0 | 0 | 1.0077
207 | Building Envelope | Insulation | Floor Insulation | Lodging/Hospitality | Existing | CloEgs207 | 1 | 0.66016 | 6223.8632 | 0 | GS | 20 | 0.57723 | 0.60437 | 0.83705 | 1.097 | 1.2026 | 1.2026 | 1.289 | 1.2891 | 1.2453 | 1.1192 | 0.77553 | 0.85362 | 373.4318 | 0 | 162072.8427 | 0 | 0 | 0 | 1 | 0 | 0 | 1.0077
207 | Building Envelope | Insulation | Floor Insulation | Lodging/Hospitality | New | CloNgs207 | 1 | 0.66016 | 6223.8632 | 0 | GS | 20 | 0.57723 | 0.60437 | 0.83705 | 1.097 | 1.2026 | 1.2026 | 1.289 | 1.2891 | 1.2453 | 1.1192 | 0.77553 | 0.85362 | 373.4318 | 0 | 162072.8427 | 0 | 0 | 0 | 1 | 0 | 0 | 1.0077
207 | Building Envelope | Insulation | Floor Insulation | Miscellaneous | Existing | CmiEgs207 | 1 | 1.3128 | 3578.7052 | 0 | GS | 20 | 0.57723 | 0.60437 | 0.83705 | 1.097 | 1.2026 | 1.2026 | 1.289 | 1.2891 | 1.2453 | 1.1192 | 0.77553 | 0.85362 | 214.7223 | 0 | 47335.4003 | 0 | 0 | 0 | 1 | 0 | 0 | 1.0077
207 | Building Envelope | Insulation | Floor Insulation | Miscellaneous | New | CmiNgs207 | 1 | 1.3128 | 3578.7052 | 0 | GS | 20 | 0.57723 | 0.60437 | 0.83705 | 1.097 | 1.2026 | 1.2026 | 1.289 | 1.2891 | 1.2453 | 1.1192 | 0.77553 | 0.85362 | 214.7223 | 0 | 47335.4003 | 0 | 0 | 0 | 1 | 0 | 0 | 1.0077
207 | Building Envelope | Insulation | Floor Insulation | Offices | Existing | CofEgs207 | 1 | 1.3128 | 3578.7093 | 0 | GS | 20 | 0.57723 | 0.60437 | 0.83705 | 1.097 | 1.2026 | 1.2026 | 1.289 | 1.2891 | 1.2453 | 1.1192 | 0.77553 | 0.85362 | 214.7226 | 0 | 48222.9729 | 0 | 0 | 0 | 1 | 0 | 0 | 1.0077
207 | Building Envelope | Insulation | Floor Insulation | Offices | New | CofNgs207 | 1 | 1.3128 | 3578.7093 | 0 | GS | 20 | 0.57723 | 0.60437 | 0.83705 | 1.097 | 1.2026 | 1.2026 | 1.289 | 1.2891 | 1.2453 | 1.1192 | 0.77553 | 0.85362 | 214.7226 | 0 | 48222.9729 | 0 | 0 | 0 | 1 | 0 | 0 | 1.0077
207 | Building Envelope | Insulation | Floor Insulation | Restaurants | Existing | CreEgs207 | 1 | 0.52015 | 4203.1584 | 0 | GS | 20 | 0.57723 | 0.60437 | 0.83705 | 1.097 | 1.2026 | 1.2026 | 1.289 | 1.2891 | 1.2453 | 1.1192 | 0.77553 | 0.85362 | 252.1895 | 0 | 48297.9792 | 0 | 0 | 0 | 1 | 0 | 0 | 1.0077
207 | Building Envelope | Insulation | Floor Insulation | Restaurants | New | CreNgs207 | 1 | 0.52015 | 4203.1584 | 0 | GS | 20 | 0.57723 | 0.60437 | 0.83705 | 1.097 | 1.2026 | 1.2026 | 1.289 | 1.2891 | 1.2453 | 1.1192 | 0.77553 | 0.85362 | 252.1895 | 0 | 48297.9792 | 0 | 0 | 0 | 1 | 0 | 0 | 1.0077
207 | Building Envelope | Insulation | Floor Insulation | Retail | Existing | CrtEgs207 | 1 | 1.3128 | 3578.7066 | 0 | GS | 20 | 0.57723 | 0.60437 | 0.83705 | 1.097 | 1.2026 | 1.2026 | 1.289 | 1.2891 | 1.2453 | 1.1192 | 0.77553 | 0.85362 | 214.7224 | 0 | 32543.1202 | 0 | 0 | 0 | 1 | 0 | 0 | 1.0077
207 | Building Envelope | Insulation | Floor Insulation | Retail | New | CrtNgs207 | 1 | 1.3128 | 3578.7066 | 0 | GS | 20 | 0.57723 | 0.60437 | 0.83705 | 1.097 | 1.2026 | 1.2026 | 1.289 | 1.2891 | 1.2453 | 1.1192 | 0.77553 | 0.85362 | 214.7224 | 0 | 32543.1202 | 0 | 0 | 0 | 1 | 0 | 0 | 1.0077
207 | Building Envelope | Insulation | Floor Insulation | Schools K-12 | Existing | CscEgs207 | 1 | 1.3128 | 3578.712 | 0 | GS | 20 | 0.57723 | 0.60437 | 0.83705 | 1.097 | 1.2026 | 1.2026 | 1.289 | 1.2891 | 1.2453 | 1.1192 | 0.77553 | 0.85362 | 214.7227 | 0 | 42010.2623 | 0 | 0 | 0 | 1 | 0 | 0 | 1.0077
207 | Building Envelope | Insulation | Floor Insulation | Schools K-12 | New | CscNgs207 | 1 | 1.3128 | 3578.712 | 0 | GS | 20 | 0.57723 | 0.60437 | 0.83705 | 1.097 | 1.2026 | 1.2026 | 1.289 | 1.2891 | 1.2453 | 1.1192 | 0.77553 | 0.85362 | 214.7227 | 0 | 42010.2623 | 0 | 0 | 0 | 1 | 0 | 0 | 1.0077
207 | Building Envelope | Insulation | Floor Insulation | Warehouse | Existing | CwaEgs207 | 1 | 1.3128 | 3578.7165 | 0 | GS | 20 | 0.57723 | 0.60437 | 0.83705 | 1.097 | 1.2026 | 1.2026 | 1.289 | 1.2891 | 1.2453 | 1.1192 | 0.77553 | 0.85362 | 214.723 | 0 | 39347.6713 | 0 | 0 | 0 | 1 | 0 | 0 | 1.0077
207 | Building Envelope | Insulation | Floor Insulation | Warehouse | New | CwaNgs207 | 1 | 1.3128 | 3578.7165 | 0 | GS | 20 | 0.57723 | 0.60437 | 0.83705 | 1.097 | 1.2026 | 1.2026 | 1.289 | 1.2891 | 1.2453 | 1.1192 | 0.77553 | 0.85362 | 214.723 | 0 | 39347.6713 | 0 | 0 | 0 | 1 | 0 | 0 | 1.0077
208 | Building Envelope | Insulation | Roof Insulation | Assembly | Existing | CasEgs208 | 1 | 1.1544 | 3509.1594 | 0 | GS | 30 | 0.57723 | 0.60437 | 0.83705 | 0 | 0 | 0 | 0 | 0 | 0 | 0 | 0.77553 | 0.85362 | 210.5496 | 0 | 20967.1995 | 0 | 0 | 0 | 1 | 0 | 0 | 0.30398
208 | Building Envelope | Insulation | Roof Insulation | Assembly | New | CasNgs208 | 1 | 1.1544 | 3509.1594 | 0 | GS | 30 | 0.57723 | 0.60437 | 0.83705 | 0 | 0 | 0 | 0 | 0 | 0 | 0 | 0.77553 | 0.85362 | 210.5496 | 0 | 20967.1995 | 0 | 0 | 0 | 1 | 0 | 0 | 0.30398
208 | Building Envelope | Insulation | Roof Insulation | College and University | Existing | CcoEgs208 | 1 | 0.16014 | 5764.5129 | 0 | GS | 30 | 0.57723 | 0.60437 | 0.83705 | 0 | 0 | 0 | 0 | 0 | 0 | 0 | 0.77553 | 0.85362 | 345.8708 | 0 | 34442.9401 | 0 | 0 | 0 | 1 | 0 | 0 | 0.30398
208 | Building Envelope | Insulation | Roof Insulation | College and University | New | CcoNgs208 | 1 | 0.16014 | 5764.5129 | 0 | GS | 30 | 0.57723 | 0.60437 | 0.83705 | 0 | 0 | 0 | 0 | 0 | 0 | 0 | 0.77553 | 0.85362 | 345.8708 | 0 | 34442.9401 | 0 | 0 | 0 | 1 | 0 | 0 | 0.30398
208 | Building Envelope | Insulation | Roof Insulation | Data Center | Existing | CdaEgs208 | 1 | 0.16014 | 5764.5167 | 0 | GS | 30 | 0.57723 | 0.60437 | 0.83705 | 0 | 0 | 0 | 0 | 0 | 0 | 0 | 0.77553 | 0.85362 | 345.871 | 0 | 34443.0061 | 0 | 0 | 0 | 1 | 0 | 0 | 0.30398
208 | Building Envelope | Insulation | Roof Insulation | Data Center | New | CdaNgs208 | 1 | 0.16014 | 5764.5167 | 0 | GS | 30 | 0.57723 | 0.60437 | 0.83705 | 0 | 0 | 0 | 0 | 0 | 0 | 0 | 0.77553 | 0.85362 | 345.871 | 0 | 34443.0061 | 0 | 0 | 0 | 1 | 0 | 0 | 0.30398
208 | Building Envelope | Insulation | Roof Insulation | Grocery | Existing | CgrEgs208 | 1 | 0.45739 | 4121.4933 | 0 | GS | 30 | 0.57723 | 0.60437 | 0.83705 | 0 | 0 | 0 | 0 | 0 | 0 | 0 | 0.77553 | 0.85362 | 247.2896 | 0 | 24626.0277 | 0 | 0 | 0 | 1 | 0 | 0 | 0.30398
208 | Building Envelope | Insulation | Roof Insulation | Grocery | New | CgrNgs208 | 1 | 0.45739 | 4121.4933 | 0 | GS | 30 | 0.57723 | 0.60437 | 0.83705 | 0 | 0 | 0 | 0 | 0 | 0 | 0 | 0.77553 | 0.85362 | 247.2896 | 0 | 24626.0277 | 0 | 0 | 0 | 1 | 0 | 0 | 0.30398
208 | Building Envelope | Insulation | Roof Insulation | Healthcare | Existing | CheEgs208 | 1 | 0.16014 | 5764.5191 | 0 | GS | 30 | 0.57723 | 0.60437 | 0.83705 | 0 | 0 | 0 | 0 | 0 | 0 | 0 | 0.77553 | 0.85362 | 345.8711 | 0 | 34443.1199 | 0 | 0 | 0 | 1 | 0 | 0 | 0.30398
208 | Building Envelope | Insulation | Roof Insulation | Healthcare | New | CheNgs208 | 1 | 0.16014 | 5764.5191 | 0 | GS | 30 | 0.57723 | 0.60437 | 0.83705 | 0 | 0 | 0 | 0 | 0 | 0 | 0 | 0.77553 | 0.85362 | 345.8711 | 0 | 34443.1199 | 0 | 0 | 0 | 1 | 0 | 0 | 0.30398
208 | Building Envelope | Insulation | Roof Insulation | Hospitals | Existing | ChoEgs208 | 1 | 0.16014 | 5764.5188 | 0 | GS | 30 | 0.57723 | 0.60437 | 0.83705 | 0 | 0 | 0 | 0 | 0 | 0 | 0 | 0.77553 | 0.85362 | 345.8711 | 0 | 34443.0018 | 0 | 0 | 0 | 1 | 0 | 0 | 0.30398
208 | Building Envelope | Insulation | Roof Insulation | Hospitals | New | ChoNgs208 | 1 | 0.16014 | 5764.5188 | 0 | GS | 30 | 0.57723 | 0.60437 | 0.83705 | 0 | 0 | 0 | 0 | 0 | 0 | 0 | 0.77553 | 0.85362 | 345.8711 | 0 | 34443.0018 | 0 | 0 | 0 | 1 | 0 | 0 | 0.30398
208 | Building Envelope | Insulation | Roof Insulation | Institutional | Existing | CinEgs208 | 1 | 0.16014 | 5764.5245 | 0 | GS | 30 | 0.57723 | 0.60437 | 0.83705 | 0 | 0 | 0 | 0 | 0 | 0 | 0 | 0.77553 | 0.85362 | 345.8715 | 0 | 34443.0266 | 0 | 0 | 0 | 1 | 0 | 0 | 0.30398
208 | Building Envelope | Insulation | Roof Insulation | Institutional | New | CinNgs208 | 1 | 0.16014 | 5764.5245 | 0 | GS | 30 | 0.57723 | 0.60437 | 0.83705 | 0 | 0 | 0 | 0 | 0 | 0 | 0 | 0.77553 | 0.85362 | 345.8715 | 0 | 34443.0266 | 0 | 0 | 0 | 1 | 0 | 0 | 0.30398
208 | Building Envelope | Insulation | Roof Insulation | Lodging/Hospitality | Existing | CloEgs208 | 1 | 0.58049 | 6102.9127 | 0 | GS | 30 | 0.57723 | 0.60437 | 0.83705 | 0 | 0 | 0 | 0 | 0 | 0 | 0 | 0.77553 | 0.85362 | 366.1748 | 0 | 36464.9105 | 0 | 0 | 0 | 1 | 0 | 0 | 0.30398
208 | Building Envelope | Insulation | Roof Insulation | Lodging/Hospitality | New | CloNgs208 | 1 | 0.58049 | 6102.9127 | 0 | GS | 30 | 0.57723 | 0.60437 | 0.83705 | 0 | 0 | 0 | 0 | 0 | 0 | 0 | 0.77553 | 0.85362 | 366.1748 | 0 | 36464.9105 | 0 | 0 | 0 | 1 | 0 | 0 | 0.30398
208 | Building Envelope | Insulation | Roof Insulation | Miscellaneous | Existing | CmiEgs208 | 1 | 1.1544 | 3509.1594 | 0 | GS | 30 | 0.57723 | 0.60437 | 0.83705 | 0 | 0 | 0 | 0 | 0 | 0 | 0 | 0.77553 | 0.85362 | 210.5496 | 0 | 20967.2131 | 0 | 0 | 0 | 1 | 0 | 0 | 0.30398
208 | Building Envelope | Insulation | Roof Insulation | Miscellaneous | New | CmiNgs208 | 1 | 1.1544 | 3509.1594 | 0 | GS | 30 | 0.57723 | 0.60437 | 0.83705 | 0 | 0 | 0 | 0 | 0 | 0 | 0 | 0.77553 | 0.85362 | 210.5496 | 0 | 20967.2131 | 0 | 0 | 0 | 1 | 0 | 0 | 0.30398
208 | Building Envelope | Insulation | Roof Insulation | Offices | Existing | CofEgs208 | 1 | 1.1544 | 3509.1628 | 0 | GS | 30 | 0.57723 | 0.60437 | 0.83705 | 0 | 0 | 0 | 0 | 0 | 0 | 0 | 0.77553 | 0.85362 | 210.5498 | 0 | 20967.2274 | 0 | 0 | 0 | 1 | 0 | 0 | 0.30398
208 | Building Envelope | Insulation | Roof Insulation | Offices | New | CofNgs208 | 1 | 1.1544 | 3509.1628 | 0 | GS | 30 | 0.57723 | 0.60437 | 0.83705 | 0 | 0 | 0 | 0 | 0 | 0 | 0 | 0.77553 | 0.85362 | 210.5498 | 0 | 20967.2274 | 0 | 0 | 0 | 1 | 0 | 0 | 0.30398
208 | Building Envelope | Insulation | Roof Insulation | Restaurants | Existing | CreEgs208 | 1 | 0.45738 | 4121.4795 | 0 | GS | 30 | 0.57723 | 0.60437 | 0.83705 | 0 | 0 | 0 | 0 | 0 | 0 | 0 | 0.77553 | 0.85362 | 247.2888 | 0 | 24625.791 | 0 | 0 | 0 | 1 | 0 | 0 | 0.30398
208 | Building Envelope | Insulation | Roof Insulation | Restaurants | New | CreNgs208 | 1 | 0.45738 | 4121.4795 | 0 | GS | 30 | 0.57723 | 0.60437 | 0.83705 | 0 | 0 | 0 | 0 | 0 | 0 | 0 | 0.77553 | 0.85362 | 247.2888 | 0 | 24625.791 | 0 | 0 | 0 | 1 | 0 | 0 | 0.30398
208 | Building Envelope | Insulation | Roof Insulation | Retail | Existing | CrtEgs208 | 1 | 1.1544 | 3509.1571 | 0 | GS | 30 | 0.57723 | 0.60437 | 0.83705 | 0 | 0 | 0 | 0 | 0 | 0 | 0 | 0.77553 | 0.85362 | 210.5494 | 0 | 20967.2404 | 0 | 0 | 0 | 1 | 0 | 0 | 0.30398
208 | Building Envelope | Insulation | Roof Insulation | Retail | New | CrtNgs208 | 1 | 1.1544 | 3509.1571 | 0 | GS | 30 | 0.57723 | 0.60437 | 0.83705 | 0 | 0 | 0 | 0 | 0 | 0 | 0 | 0.77553 | 0.85362 | 210.5494 | 0 | 20967.2404 | 0 | 0 | 0 | 1 | 0 | 0 | 0.30398
208 | Building Envelope | Insulation | Roof Insulation | Schools K-12 | Existing | CscEgs208 | 1 | 1.1544 | 3509.1608 | 0 | GS | 30 | 0.57723 | 0.60437 | 0.83705 | 0 | 0 | 0 | 0 | 0 | 0 | 0 | 0.77553 | 0.85362 | 210.5496 | 0 | 20967.2317 | 0 | 0 | 0 | 1 | 0 | 0 | 0.30398
208 | Building Envelope | Insulation | Roof Insulation | Schools K-12 | New | CscNgs208 | 1 | 1.1544 | 3509.1608 | 0 | GS | 30 | 0.57723 | 0.60437 | 0.83705 | 0 | 0 | 0 | 0 | 0 | 0 | 0 | 0.77553 | 0.85362 | 210.5496 | 0 | 20967.2317 | 0 | 0 | 0 | 1 | 0 | 0 | 0.30398
208 | Building Envelope | Insulation | Roof Insulation | Warehouse | Existing | CwaEgs208 | 1 | 1.1544 | 3509.1543 | 0 | GS | 30 | 0.57723 | 0.60437 | 0.83705 | 0 | 0 | 0 | 0 | 0 | 0 | 0 | 0.77553 | 0.85362 | 210.5493 | 0 | 20967.2222 | 0 | 0 | 0 | 1 | 0 | 0 | 0.30398
208 | Building Envelope | Insulation | Roof Insulation | Warehouse | New | CwaNgs208 | 1 | 1.1544 | 3509.1543 | 0 | GS | 30 | 0.57723 | 0.60437 | 0.83705 | 0 | 0 | 0 | 0 | 0 | 0 | 0 | 0.77553 | 0.85362 | 210.5493 | 0 | 20967.2222 | 0 | 0 | 0 | 1 | 0 | 0 | 0.30398
209 | Building Envelope | Insulation | Wall Insulation | Assembly | Existing | CasEgs209 | 1 | 1.0338 | 3456.2527 | 0 | GS | 25 | 1 | 1 | 1 | 1 | 1 | 1 | 1 | 1 | 1 | 1 | 1 | 1 | 173.7915 | 0 | 8680.3883 | 0 | 0 | 0 | 1 | 0 | 0 | 1
209 | Building Envelope | Insulation | Wall Insulation | Assembly | New | CasNgs209 | 1 | 1.0338 | 3456.2527 | 0 | GS | 25 | 1 | 1 | 1 | 1 | 1 | 1 | 1 | 1 | 1 | 1 | 1 | 1 | 173.7915 | 0 | 8680.3883 | 0 | 0 | 0 | 1 | 0 | 0 | 1
209 | Building Envelope | Insulation | Wall Insulation | College and University | Existing | CcoEgs209 | 1 | 0.14342 | 5677.6057 | 0 | GS | 25 | 1 | 1 | 1 | 1 | 1 | 1 | 1 | 1 | 1 | 1 | 1 | 1 | 285.4882 | 0 | 18228.3307 | 0 | 0 | 0 | 1 | 0 | 0 | 1
209 | Building Envelope | Insulation | Wall Insulation | College and University | New | CcoNgs209 | 1 | 0.14342 | 5677.6057 | 0 | GS | 25 | 1 | 1 | 1 | 1 | 1 | 1 | 1 | 1 | 1 | 1 | 1 | 1 | 285.4882 | 0 | 18228.3307 | 0 | 0 | 0 | 1 | 0 | 0 | 1
209 | Building Envelope | Insulation | Wall Insulation | Data Center | Existing | CdaEgs209 | 1 | 0.14342 | 5677.6076 | 0 | GS | 25 | 1 | 1 | 1 | 1 | 1 | 1 | 1 | 1 | 1 | 1 | 1 | 1 | 285.4883 | 0 | 43961.4407 | 0 | 0 | 0 | 1 | 0 | 0 | 1
209 | Building Envelope | Insulation | Wall Insulation | Data Center | New | CdaNgs209 | 1 | 0.14342 | 5677.6076 | 0 | GS | 25 | 1 | 1 | 1 | 1 | 1 | 1 | 1 | 1 | 1 | 1 | 1 | 1 | 285.4883 | 0 | 43961.4407 | 0 | 0 | 0 | 1 | 0 | 0 | 1
209 | Building Envelope | Insulation | Wall Insulation | Grocery | Existing | CgrEgs209 | 1 | 0.40963 | 4059.3467 | 0 | GS | 25 | 1 | 1 | 1 | 1 | 1 | 1 | 1 | 1 | 1 | 1 | 1 | 1 | 204.1169 | 0 | 3532.2792 | 0 | 0 | 0 | 1 | 0 | 0 | 1
209 | Building Envelope | Insulation | Wall Insulation | Grocery | New | CgrNgs209 | 1 | 0.40963 | 4059.3467 | 0 | GS | 25 | 1 | 1 | 1 | 1 | 1 | 1 | 1 | 1 | 1 | 1 | 1 | 1 | 204.1169 | 0 | 3532.2792 | 0 | 0 | 0 | 1 | 0 | 0 | 1
209 | Building Envelope | Insulation | Wall Insulation | Healthcare | Existing | CheEgs209 | 1 | 0.14342 | 5677.6043 | 0 | GS | 25 | 1 | 1 | 1 | 1 | 1 | 1 | 1 | 1 | 1 | 1 | 1 | 1 | 285.4881 | 0 | 10719.211 | 0 | 0 | 0 | 1 | 0 | 0 | 1
209 | Building Envelope | Insulation | Wall Insulation | Healthcare | New | CheNgs209 | 1 | 0.14342 | 5677.6043 | 0 | GS | 25 | 1 | 1 | 1 | 1 | 1 | 1 | 1 | 1 | 1 | 1 | 1 | 1 | 285.4881 | 0 | 10719.211 | 0 | 0 | 0 | 1 | 0 | 0 | 1
209 | Building Envelope | Insulation | Wall Insulation | Hospitals | Existing | ChoEgs209 | 1 | 0.14342 | 5677.607 | 0 | GS | 25 | 1 | 1 | 1 | 1 | 1 | 1 | 1 | 1 | 1 | 1 | 1 | 1 | 285.4883 | 0 | 66844.0698 | 0 | 0 | 0 | 1 | 0 | 0 | 1
209 | Building Envelope | Insulation | Wall Insulation | Hospitals | New | ChoNgs209 | 1 | 0.14342 | 5677.607 | 0 | GS | 25 | 1 | 1 | 1 | 1 | 1 | 1 | 1 | 1 | 1 | 1 | 1 | 1 | 285.4883 | 0 | 66844.0698 | 0 | 0 | 0 | 1 | 0 | 0 | 1
209 | Building Envelope | Insulation | Wall Insulation | Institutional | Existing | CinEgs209 | 1 | 0.14342 | 5677.6057 | 0 | GS | 25 | 1 | 1 | 1 | 1 | 1 | 1 | 1 | 1 | 1 | 1 | 1 | 1 | 285.4882 | 0 | 12081.2116 | 0 | 0 | 0 | 1 | 0 | 0 | 1
209 | Building Envelope | Insulation | Wall Insulation | Institutional | New | CinNgs209 | 1 | 0.14342 | 5677.6057 | 0 | GS | 25 | 1 | 1 | 1 | 1 | 1 | 1 | 1 | 1 | 1 | 1 | 1 | 1 | 285.4882 | 0 | 12081.2116 | 0 | 0 | 0 | 1 | 0 | 0 | 1
209 | Building Envelope | Insulation | Wall Insulation | Lodging/Hospitality | Existing | CloEgs209 | 1 | 0.51987 | 6010.8952 | 0 | GS | 25 | 1 | 1 | 1 | 1 | 1 | 1 | 1 | 1 | 1 | 1 | 1 | 1 | 302.2471 | 0 | 35583.6483 | 0 | 0 | 0 | 1 | 0 | 0 | 1
209 | Building Envelope | Insulation | Wall Insulation | Lodging/Hospitality | New | CloNgs209 | 1 | 0.51987 | 6010.8952 | 0 | GS | 25 | 1 | 1 | 1 | 1 | 1 | 1 | 1 | 1 | 1 | 1 | 1 | 1 | 302.2471 | 0 | 35583.6483 | 0 | 0 | 0 | 1 | 0 | 0 | 1
209 | Building Envelope | Insulation | Wall Insulation | Miscellaneous | Existing | CmiEgs209 | 1 | 1.0338 | 3456.2525 | 0 | GS | 25 | 1 | 1 | 1 | 1 | 1 | 1 | 1 | 1 | 1 | 1 | 1 | 1 | 173.7914 | 0 | 12864.923 | 0 | 0 | 0 | 1 | 0 | 0 | 1
209 | Building Envelope | Insulation | Wall Insulation | Miscellaneous | New | CmiNgs209 | 1 | 1.0338 | 3456.2525 | 0 | GS | 25 | 1 | 1 | 1 | 1 | 1 | 1 | 1 | 1 | 1 | 1 | 1 | 1 | 173.7914 | 0 | 12864.923 | 0 | 0 | 0 | 1 | 0 | 0 | 1
209 | Building Envelope | Insulation | Wall Insulation | Offices | Existing | CofEgs209 | 1 | 1.0338 | 3456.251 | 0 | GS | 25 | 1 | 1 | 1 | 1 | 1 | 1 | 1 | 1 | 1 | 1 | 1 | 1 | 173.7914 | 0 | 9402.2426 | 0 | 0 | 0 | 1 | 0 | 0 | 1
209 | Building Envelope | Insulation | Wall Insulation | Offices | New | CofNgs209 | 1 | 1.0338 | 3456.251 | 0 | GS | 25 | 1 | 1 | 1 | 1 | 1 | 1 | 1 | 1 | 1 | 1 | 1 | 1 | 173.7914 | 0 | 9402.2426 | 0 | 0 | 0 | 1 | 0 | 0 | 1
209 | Building Envelope | Insulation | Wall Insulation | Restaurants | Existing | CreEgs209 | 1 | 0.40963 | 4059.3504 | 0 | GS | 25 | 1 | 1 | 1 | 1 | 1 | 1 | 1 | 1 | 1 | 1 | 1 | 1 | 204.1171 | 0 | 5410.8526 | 0 | 0 | 0 | 1 | 0 | 0 | 1
209 | Building Envelope | Insulation | Wall Insulation | Restaurants | New | CreNgs209 | 1 | 0.40963 | 4059.3504 | 0 | GS | 25 | 1 | 1 | 1 | 1 | 1 | 1 | 1 | 1 | 1 | 1 | 1 | 1 | 204.1171 | 0 | 5410.8526 | 0 | 0 | 0 | 1 | 0 | 0 | 1
209 | Building Envelope | Insulation | Wall Insulation | Retail | Existing | CrtEgs209 | 1 | 1.0338 | 3456.252 | 0 | GS | 25 | 1 | 1 | 1 | 1 | 1 | 1 | 1 | 1 | 1 | 1 | 1 | 1 | 173.7914 | 0 | 8862.3292 | 0 | 0 | 0 | 1 | 0 | 0 | 1
209 | Building Envelope | Insulation | Wall Insulation | Retail | New | CrtNgs209 | 1 | 1.0338 | 3456.252 | 0 | GS | 25 | 1 | 1 | 1 | 1 | 1 | 1 | 1 | 1 | 1 | 1 | 1 | 1 | 173.7914 | 0 | 8862.3292 | 0 | 0 | 0 | 1 | 0 | 0 | 1
209 | Building Envelope | Insulation | Wall Insulation | Schools K-12 | Existing | CscEgs209 | 1 | 1.0338 | 3456.2525 | 0 | GS | 25 | 1 | 1 | 1 | 1 | 1 | 1 | 1 | 1 | 1 | 1 | 1 | 1 | 173.7914 | 0 | 11995.1829 | 0 | 0 | 0 | 1 | 0 | 0 | 1
209 | Building Envelope | Insulation | Wall Insulation | Schools K-12 | New | CscNgs209 | 1 | 1.0338 | 3456.2525 | 0 | GS | 25 | 1 | 1 | 1 | 1 | 1 | 1 | 1 | 1 | 1 | 1 | 1 | 1 | 173.7914 | 0 | 11995.1829 | 0 | 0 | 0 | 1 | 0 | 0 | 1
209 | Building Envelope | Insulation | Wall Insulation | Warehouse | Existing | CwaEgs209 | 1 | 1.0338 | 3456.2527 | 0 | GS | 25 | 1 | 1 | 1 | 1 | 1 | 1 | 1 | 1 | 1 | 1 | 1 | 1 | 173.7914 | 0 | 8977.1238 | 0 | 0 | 0 | 1 | 0 | 0 | 1
209 | Building Envelope | Insulation | Wall Insulation | Warehouse | New | CwaNgs209 | 1 | 1.0338 | 3456.2527 | 0 | GS | 25 | 1 | 1 | 1 | 1 | 1 | 1 | 1 | 1 | 1 | 1 | 1 | 1 | 173.7914 | 0 | 8977.1238 | 0 | 0 | 0 | 1 | 0 | 0 | 1
210 | Building Envelope | Roof | Green roof | Assembly | Existing | CasEgs210 | 1 | 0.87101 | 3384.7778 | 0 | GS | 20 | 1 | 1 | 1 | 1 | 1 | 1 | 1 | 1 | 1 | 1 | 1 | 1 | 170.1975 | 0 | 12081.5944 | 0 | 0 | 0 | 1 | 0 | 0 | 1
210 | Building Envelope | Roof | Green roof | Assembly | New | CasNgs210 | 1 | 0.87101 | 3384.7778 | 0 | GS | 20 | 1 | 1 | 1 | 1 | 1 | 1 | 1 | 1 | 1 | 1 | 1 | 1 | 170.1975 | 0 | 12081.5944 | 0 | 0 | 0 | 1 | 0 | 0 | 1
210 | Building Envelope | Roof | Green roof | College and University | Existing | CcoEgs210 | 1 | 0.1474 | 5698.2891 | 0 | GS | 20 | 1 | 1 | 1 | 1 | 1 | 1 | 1 | 1 | 1 | 1 | 1 | 1 | 286.5282 | 0 | 73896.2627 | 0 | 0 | 0 | 1 | 0 | 0 | 1
210 | Building Envelope | Roof | Green roof | College and University | New | CcoNgs210 | 1 | 0.1474 | 5698.2891 | 0 | GS | 20 | 1 | 1 | 1 | 1 | 1 | 1 | 1 | 1 | 1 | 1 | 1 | 1 | 286.5282 | 0 | 73896.2627 | 0 | 0 | 0 | 1 | 0 | 0 | 1
210 | Building Envelope | Roof | Green roof | Data Center | Existing | CdaEgs210 | 1 | 0.22918 | 6123.3695 | 0 | GS | 20 | 1 | 1 | 1 | 1 | 1 | 1 | 1 | 1 | 1 | 1 | 1 | 1 | 307.9026 | 0 | 47513.1415 | 0 | 0 | 0 | 1 | 0 | 0 | 1
210 | Building Envelope | Roof | Green roof | Data Center | New | CdaNgs210 | 1 | 0.22918 | 6123.3695 | 0 | GS | 20 | 1 | 1 | 1 | 1 | 1 | 1 | 1 | 1 | 1 | 1 | 1 | 1 | 307.9026 | 0 | 47513.1415 | 0 | 0 | 0 | 1 | 0 | 0 | 1
210 | Building Envelope | Roof | Green roof | Grocery | Existing | CgrEgs210 | 1 | 1.8423 | 5923.5382 | 0 | GS | 20 | 1 | 1 | 1 | 1 | 1 | 1 | 1 | 1 | 1 | 1 | 1 | 1 | 297.8545 | 0 | 42463.5772 | 0 | 0 | 0 | 1 | 0 | 0 | 1
210 | Building Envelope | Roof | Green roof | Grocery | New | CgrNgs210 | 1 | 1.8423 | 5923.5382 | 0 | GS | 20 | 1 | 1 | 1 | 1 | 1 | 1 | 1 | 1 | 1 | 1 | 1 | 1 | 297.8545 | 0 | 42463.5772 | 0 | 0 | 0 | 1 | 0 | 0 | 1
210 | Building Envelope | Roof | Green roof | Healthcare | Existing | CheEgs210 | 1 | 0.48089 | 7431.672 | 0 | GS | 20 | 1 | 1 | 1 | 1 | 1 | 1 | 1 | 1 | 1 | 1 | 1 | 1 | 373.6883 | 0 | 77844.5982 | 0 | 0 | 0 | 1 | 0 | 0 | 1
210 | Building Envelope | Roof | Green roof | Healthcare | New | CheNgs210 | 1 | 0.48089 | 7431.672 | 0 | GS | 20 | 1 | 1 | 1 | 1 | 1 | 1 | 1 | 1 | 1 | 1 | 1 | 1 | 373.6883 | 0 | 77844.5982 | 0 | 0 | 0 | 1 | 0 | 0 | 1
210 | Building Envelope | Roof | Green roof | Hospitals | Existing | ChoEgs210 | 1 | 0.11198 | 5514.1558 | 0 | GS | 20 | 1 | 1 | 1 | 1 | 1 | 1 | 1 | 1 | 1 | 1 | 1 | 1 | 277.2694 | 0 | 8903.041 | 0 | 0 | 0 | 1 | 0 | 0 | 1
210 | Building Envelope | Roof | Green roof | Hospitals | New | ChoNgs210 | 1 | 0.11198 | 5514.1558 | 0 | GS | 20 | 1 | 1 | 1 | 1 | 1 | 1 | 1 | 1 | 1 | 1 | 1 | 1 | 277.2694 | 0 | 8903.041 | 0 | 0 | 0 | 1 | 0 | 0 | 1
210 | Building Envelope | Roof | Green roof | Institutional | Existing | CinEgs210 | 1 | 0.28275 | 6401.8129 | 0 | GS | 20 | 1 | 1 | 1 | 1 | 1 | 1 | 1 | 1 | 1 | 1 | 1 | 1 | 321.9036 | 0 | 89334.724 | 0 | 0 | 0 | 1 | 0 | 0 | 1
210 | Building Envelope | Roof | Green roof | Institutional | New | CinNgs210 | 1 | 0.28275 | 6401.8129 | 0 | GS | 20 | 1 | 1 | 1 | 1 | 1 | 1 | 1 | 1 | 1 | 1 | 1 | 1 | 321.9036 | 0 | 89334.724 | 0 | 0 | 0 | 1 | 0 | 0 | 1
210 | Building Envelope | Roof | Green roof | Lodging/Hospitality | Existing | CloEgs210 | 1 | 0.39458 | 5820.681 | 0 | GS | 20 | 1 | 1 | 1 | 1 | 1 | 1 | 1 | 1 | 1 | 1 | 1 | 1 | 292.6825 | 0 | 18272.3721 | 0 | 0 | 0 | 1 | 0 | 0 | 1
210 | Building Envelope | Roof | Green roof | Lodging/Hospitality | New | CloNgs210 | 1 | 0.39458 | 5820.681 | 0 | GS | 20 | 1 | 1 | 1 | 1 | 1 | 1 | 1 | 1 | 1 | 1 | 1 | 1 | 292.6825 | 0 | 18272.3721 | 0 | 0 | 0 | 1 | 0 | 0 | 1
210 | Building Envelope | Roof | Green roof | Miscellaneous | Existing | CmiEgs210 | 1 | 3.8346 | 4685.6328 | 0 | GS | 20 | 1 | 1 | 1 | 1 | 1 | 1 | 1 | 1 | 1 | 1 | 1 | 1 | 235.6086 | 0 | 72396.9039 | 0 | 0 | 0 | 1 | 0 | 0 | 1
210 | Building Envelope | Roof | Green roof | Miscellaneous | New | CmiNgs210 | 1 | 3.8346 | 4685.6328 | 0 | GS | 20 | 1 | 1 | 1 | 1 | 1 | 1 | 1 | 1 | 1 | 1 | 1 | 1 | 235.6086 | 0 | 72396.9039 | 0 | 0 | 0 | 1 | 0 | 0 | 1
210 | Building Envelope | Roof | Green roof | Offices | Existing | CofEgs210 | 1 | 3.4736 | 4527.1967 | 0 | GS | 20 | 1 | 1 | 1 | 1 | 1 | 1 | 1 | 1 | 1 | 1 | 1 | 1 | 227.6419 | 0 | 29405.9758 | 0 | 0 | 0 | 1 | 0 | 0 | 1
210 | Building Envelope | Roof | Green roof | Offices | New | CofNgs210 | 1 | 3.4736 | 4527.1967 | 0 | GS | 20 | 1 | 1 | 1 | 1 | 1 | 1 | 1 | 1 | 1 | 1 | 1 | 1 | 227.6419 | 0 | 29405.9758 | 0 | 0 | 0 | 1 | 0 | 0 | 1
210 | Building Envelope | Roof | Green roof | Restaurants | Existing | CreEgs210 | 1 | 0.98982 | 4814.2726 | 0 | GS | 20 | 1 | 1 | 1 | 1 | 1 | 1 | 1 | 1 | 1 | 1 | 1 | 1 | 242.077 | 0 | 13291.7959 | 0 | 0 | 0 | 1 | 0 | 0 | 1
210 | Building Envelope | Roof | Green roof | Restaurants | New | CreNgs210 | 1 | 0.98982 | 4814.2726 | 0 | GS | 20 | 1 | 1 | 1 | 1 | 1 | 1 | 1 | 1 | 1 | 1 | 1 | 1 | 242.077 | 0 | 13291.7959 | 0 | 0 | 0 | 1 | 0 | 0 | 1
210 | Building Envelope | Roof | Green roof | Retail | Existing | CrtEgs210 | 1 | 2.4285 | 4068.459 | 0 | GS | 20 | 1 | 1 | 1 | 1 | 1 | 1 | 1 | 1 | 1 | 1 | 1 | 1 | 204.5751 | 0 | 45277.5424 | 0 | 0 | 0 | 1 | 0 | 0 | 1
210 | Building Envelope | Roof | Green roof | Retail | New | CrtNgs210 | 1 | 2.4285 | 4068.459 | 0 | GS | 20 | 1 | 1 | 1 | 1 | 1 | 1 | 1 | 1 | 1 | 1 | 1 | 1 | 204.5751 | 0 | 45277.5424 | 0 | 0 | 0 | 1 | 0 | 0 | 1
210 | Building Envelope | Roof | Green roof | Schools K-12 | Existing | CscEgs210 | 1 | 2.1296 | 3937.2257 | 0 | GS | 20 | 1 | 1 | 1 | 1 | 1 | 1 | 1 | 1 | 1 | 1 | 1 | 1 | 197.9763 | 0 | 22201.5758 | 0 | 0 | 0 | 1 | 0 | 0 | 1
210 | Building Envelope | Roof | Green roof | Schools K-12 | New | CscNgs210 | 1 | 2.1296 | 3937.2257 | 0 | GS | 20 | 1 | 1 | 1 | 1 | 1 | 1 | 1 | 1 | 1 | 1 | 1 | 1 | 197.9763 | 0 | 22201.5758 | 0 | 0 | 0 | 1 | 0 | 0 | 1
210 | Building Envelope | Roof | Green roof | Warehouse | Existing | CwaEgs210 | 1 | 3.0012 | 4319.8414 | 0 | GS | 20 | 1 | 1 | 1 | 1 | 1 | 1 | 1 | 1 | 1 | 1 | 1 | 1 | 217.2155 | 0 | 117310.2756 | 0 | 0 | 0 | 1 | 0 | 0 | 1
210 | Building Envelope | Roof | Green roof | Warehouse | New | CwaNgs210 | 1 | 3.0012 | 4319.8414 | 0 | GS | 20 | 1 | 1 | 1 | 1 | 1 | 1 | 1 | 1 | 1 | 1 | 1 | 1 | 217.2155 | 0 | 117310.2756 | 0 | 0 | 0 | 1 | 0 | 0 | 1
211 | Building Envelope | Roof | Reflective Roof Treatment | Assembly | Existing | CasEgs211 | 1 | 0 | 3002.444 | 0 | GS | 15 | 1 | 1 | 1 | 1 | 1 | 1 | 1 | 1 | 1 | 1 | 1 | 1 | 180.1466 | 0 | 1231.7694 | 0 | 0 | 0 | 1 | 0 | 0 | 1
211 | Building Envelope | Roof | Reflective Roof Treatment | Assembly | New | CasNgs211 | 1 | 0 | 3002.444 | 0 | GS | 15 | 1 | 1 | 1 | 1 | 1 | 1 | 1 | 1 | 1 | 1 | 1 | 1 | 180.1466 | 0 | 1231.7694 | 0 | 0 | 0 | 1 | 0 | 0 | 1
211 | Building Envelope | Roof | Reflective Roof Treatment | College and University | Existing | CcoEgs211 | 1 | 0 | 4932.1338 | 0 | GS | 15 | 1 | 1 | 1 | 1 | 1 | 1 | 1 | 1 | 1 | 1 | 1 | 1 | 295.928 | 0 | 781.3908 | 0 | 0 | 0 | 1 | 0 | 0 | 1
211 | Building Envelope | Roof | Reflective Roof Treatment | College and University | New | CcoNgs211 | 1 | 0 | 4932.1338 | 0 | GS | 15 | 1 | 1 | 1 | 1 | 1 | 1 | 1 | 1 | 1 | 1 | 1 | 1 | 295.928 | 0 | 781.3908 | 0 | 0 | 0 | 1 | 0 | 0 | 1
211 | Building Envelope | Roof | Reflective Roof Treatment | Data Center | Existing | CdaEgs211 | 1 | 0 | 4932.1338 | 0 | GS | 15 | 1 | 1 | 1 | 1 | 1 | 1 | 1 | 1 | 1 | 1 | 1 | 1 | 295.928 | 0 | 15999.3716 | 0 | 0 | 0 | 1 | 0 | 0 | 1
211 | Building Envelope | Roof | Reflective Roof Treatment | Data Center | New | CdaNgs211 | 1 | 0 | 4932.1338 | 0 | GS | 15 | 1 | 1 | 1 | 1 | 1 | 1 | 1 | 1 | 1 | 1 | 1 | 1 | 295.928 | 0 | 15999.3716 | 0 | 0 | 0 | 1 | 0 | 0 | 1
211 | Building Envelope | Roof | Reflective Roof Treatment | Grocery | Existing | CgrEgs211 | 1 | 0 | 3526.3542 | 0 | GS | 15 | 1 | 1 | 1 | 1 | 1 | 1 | 1 | 1 | 1 | 1 | 1 | 1 | 211.5813 | 0 | 1321.2757 | 0 | 0 | 0 | 1 | 0 | 0 | 1
211 | Building Envelope | Roof | Reflective Roof Treatment | Grocery | New | CgrNgs211 | 1 | 0 | 3526.3542 | 0 | GS | 15 | 1 | 1 | 1 | 1 | 1 | 1 | 1 | 1 | 1 | 1 | 1 | 1 | 211.5813 | 0 | 1321.2757 | 0 | 0 | 0 | 1 | 0 | 0 | 1
211 | Building Envelope | Roof | Reflective Roof Treatment | Healthcare | Existing | CheEgs211 | 1 | 0 | 4932.1338 | 0 | GS | 15 | 1 | 1 | 1 | 1 | 1 | 1 | 1 | 1 | 1 | 1 | 1 | 1 | 295.928 | 0 | 2574.4155 | 0 | 0 | 0 | 1 | 0 | 0 | 1
211 | Building Envelope | Roof | Reflective Roof Treatment | Healthcare | New | CheNgs211 | 1 | 0 | 4932.1338 | 0 | GS | 15 | 1 | 1 | 1 | 1 | 1 | 1 | 1 | 1 | 1 | 1 | 1 | 1 | 295.928 | 0 | 2574.4155 | 0 | 0 | 0 | 1 | 0 | 0 | 1
211 | Building Envelope | Roof | Reflective Roof Treatment | Hospitals | Existing | ChoEgs211 | 1 | 0 | 4932.1338 | 0 | GS | 15 | 1 | 1 | 1 | 1 | 1 | 1 | 1 | 1 | 1 | 1 | 1 | 1 | 295.928 | 0 | 2066.1993 | 0 | 0 | 0 | 1 | 0 | 0 | 1
211 | Building Envelope | Roof | Reflective Roof Treatment | Hospitals | New | ChoNgs211 | 1 | 0 | 4932.1338 | 0 | GS | 15 | 1 | 1 | 1 | 1 | 1 | 1 | 1 | 1 | 1 | 1 | 1 | 1 | 295.928 | 0 | 2066.1993 | 0 | 0 | 0 | 1 | 0 | 0 | 1
211 | Building Envelope | Roof | Reflective Roof Treatment | Institutional | Existing | CinEgs211 | 1 | 0 | 4932.1338 | 0 | GS | 15 | 1 | 1 | 1 | 1 | 1 | 1 | 1 | 1 | 1 | 1 | 1 | 1 | 295.928 | 0 | 2775.2472 | 0 | 0 | 0 | 1 | 0 | 0 | 1
211 | Building Envelope | Roof | Reflective Roof Treatment | Institutional | New | CinNgs211 | 1 | 0 | 4932.1338 | 0 | GS | 15 | 1 | 1 | 1 | 1 | 1 | 1 | 1 | 1 | 1 | 1 | 1 | 1 | 295.928 | 0 | 2775.2472 | 0 | 0 | 0 | 1 | 0 | 0 | 1
211 | Building Envelope | Roof | Reflective Roof Treatment | Lodging/Hospitality | Existing | CloEgs211 | 1 | 0 | 5221.6594 | 0 | GS | 15 | 1 | 1 | 1 | 1 | 1 | 1 | 1 | 1 | 1 | 1 | 1 | 1 | 313.2996 | 0 | 756.7243 | 0 | 0 | 0 | 1 | 0 | 0 | 1
211 | Building Envelope | Roof | Reflective Roof Treatment | Lodging/Hospitality | New | CloNgs211 | 1 | 0 | 5221.6594 | 0 | GS | 15 | 1 | 1 | 1 | 1 | 1 | 1 | 1 | 1 | 1 | 1 | 1 | 1 | 313.2996 | 0 | 756.7243 | 0 | 0 | 0 | 1 | 0 | 0 | 1
211 | Building Envelope | Roof | Reflective Roof Treatment | Miscellaneous | Existing | CmiEgs211 | 1 | 0 | 3002.444 | 0 | GS | 15 | 1 | 1 | 1 | 1 | 1 | 1 | 1 | 1 | 1 | 1 | 1 | 1 | 180.1466 | 0 | 4411.535 | 0 | 0 | 0 | 1 | 0 | 0 | 1
211 | Building Envelope | Roof | Reflective Roof Treatment | Miscellaneous | New | CmiNgs211 | 1 | 0 | 3002.444 | 0 | GS | 15 | 1 | 1 | 1 | 1 | 1 | 1 | 1 | 1 | 1 | 1 | 1 | 1 | 180.1466 | 0 | 4411.535 | 0 | 0 | 0 | 1 | 0 | 0 | 1
211 | Building Envelope | Roof | Reflective Roof Treatment | Offices | Existing | CofEgs211 | 1 | 0 | 3002.444 | 0 | GS | 15 | 1 | 1 | 1 | 1 | 1 | 1 | 1 | 1 | 1 | 1 | 1 | 1 | 180.1466 | 0 | 1611.4121 | 0 | 0 | 0 | 1 | 0 | 0 | 1
211 | Building Envelope | Roof | Reflective Roof Treatment | Offices | New | CofNgs211 | 1 | 0 | 3002.444 | 0 | GS | 15 | 1 | 1 | 1 | 1 | 1 | 1 | 1 | 1 | 1 | 1 | 1 | 1 | 180.1466 | 0 | 1611.4121 | 0 | 0 | 0 | 1 | 0 | 0 | 1
211 | Building Envelope | Roof | Reflective Roof Treatment | Restaurants | Existing | CreEgs211 | 1 | 0 | 3526.3542 | 0 | GS | 15 | 1 | 1 | 1 | 1 | 1 | 1 | 1 | 1 | 1 | 1 | 1 | 1 | 211.5813 | 0 | 2026.5083 | 0 | 0 | 0 | 1 | 0 | 0 | 1
211 | Building Envelope | Roof | Reflective Roof Treatment | Restaurants | New | CreNgs211 | 1 | 0 | 3526.3542 | 0 | GS | 15 | 1 | 1 | 1 | 1 | 1 | 1 | 1 | 1 | 1 | 1 | 1 | 1 | 211.5813 | 0 | 2026.5083 | 0 | 0 | 0 | 1 | 0 | 0 | 1
211 | Building Envelope | Roof | Reflective Roof Treatment | Retail | Existing | CrtEgs211 | 1 | 0 | 3002.444 | 0 | GS | 15 | 1 | 1 | 1 | 1 | 1 | 1 | 1 | 1 | 1 | 1 | 1 | 1 | 180.1466 | 0 | 2763.4153 | 0 | 0 | 0 | 1 | 0 | 0 | 1
211 | Building Envelope | Roof | Reflective Roof Treatment | Retail | New | CrtNgs211 | 1 | 0 | 3002.444 | 0 | GS | 15 | 1 | 1 | 1 | 1 | 1 | 1 | 1 | 1 | 1 | 1 | 1 | 1 | 180.1466 | 0 | 2763.4153 | 0 | 0 | 0 | 1 | 0 | 0 | 1
211 | Building Envelope | Roof | Reflective Roof Treatment | Schools K-12 | Existing | CscEgs211 | 1 | 0 | 3002.444 | 0 | GS | 15 | 1 | 1 | 1 | 1 | 1 | 1 | 1 | 1 | 1 | 1 | 1 | 1 | 180.1466 | 0 | 759.0069 | 0 | 0 | 0 | 1 | 0 | 0 | 1
211 | Building Envelope | Roof | Reflective Roof Treatment | Schools K-12 | New | CscNgs211 | 1 | 0 | 3002.444 | 0 | GS | 15 | 1 | 1 | 1 | 1 | 1 | 1 | 1 | 1 | 1 | 1 | 1 | 1 | 180.1466 | 0 | 759.0069 | 0 | 0 | 0 | 1 | 0 | 0 | 1
211 | Building Envelope | Roof | Reflective Roof Treatment | Warehouse | Existing | CwaEgs211 | 1 | 0 | 3002.444 | 0 | GS | 15 | 1 | 1 | 1 | 1 | 1 | 1 | 1 | 1 | 1 | 1 | 1 | 1 | 180.1466 | 0 | 1737.2484 | 0 | 0 | 0 | 1 | 0 | 0 | 1
211 | Building Envelope | Roof | Reflective Roof Treatment | Warehouse | New | CwaNgs211 | 1 | 0 | 3002.444 | 0 | GS | 15 | 1 | 1 | 1 | 1 | 1 | 1 | 1 | 1 | 1 | 1 | 1 | 1 | 180.1466 | 0 | 1737.2484 | 0 | 0 | 0 | 1 | 0 | 0 | 1
212 | Building Envelope | Sealing | Infiltration Reduction - Air Sealing | Assembly | Existing | CasEgs212 | 1 | 0.87101 | 3384.7768 | 0 | GS | 20 | 0.57723 | 0.60437 | 0.83705 | 1.097 | 1.2026 | 1.2026 | 1.289 | 1.2891 | 1.2453 | 1.1192 | 0.77553 | 0.85362 | 170.1974 | 0 | 1244.6806 | 0 | 0 | 0 | 1 | 0 | 0 | 1.0077
212 | Building Envelope | Sealing | Infiltration Reduction - Air Sealing | Assembly | New | CasNgs212 | 1 | 0.87101 | 3384.7768 | 0 | GS | 20 | 0.57723 | 0.60437 | 0.83705 | 1.097 | 1.2026 | 1.2026 | 1.289 | 1.2891 | 1.2453 | 1.1192 | 0.77553 | 0.85362 | 170.1974 | 0 | 1244.6806 | 0 | 0 | 0 | 1 | 0 | 0 | 1.0077
212 | Building Envelope | Sealing | Infiltration Reduction - Air Sealing | College and University | Existing | CcoEgs212 | 1 | 0.1474 | 5698.2849 | 0 | GS | 20 | 0.57723 | 0.60437 | 0.83705 | 1.097 | 1.2026 | 1.2026 | 1.289 | 1.2891 | 1.2453 | 1.1192 | 0.77553 | 0.85362 | 286.528 | 0 | 7750.041 | 0 | 0 | 0 | 1 | 0 | 0 | 1.0077
212 | Building Envelope | Sealing | Infiltration Reduction - Air Sealing | College and University | New | CcoNgs212 | 1 | 0.1474 | 5698.2849 | 0 | GS | 20 | 0.57723 | 0.60437 | 0.83705 | 1.097 | 1.2026 | 1.2026 | 1.289 | 1.2891 | 1.2453 | 1.1192 | 0.77553 | 0.85362 | 286.528 | 0 | 7750.041 | 0 | 0 | 0 | 1 | 0 | 0 | 1.0077
212 | Building Envelope | Sealing | Infiltration Reduction - Air Sealing | Data Center | Existing | CdaEgs212 | 1 | 0.22918 | 6123.3688 | 0 | GS | 20 | 0.57723 | 0.60437 | 0.83705 | 1.097 | 1.2026 | 1.2026 | 1.289 | 1.2891 | 1.2453 | 1.1192 | 0.77553 | 0.85362 | 307.9026 | 0 | 6527.6573 | 0 | 0 | 0 | 1 | 0 | 0 | 1.0077
212 | Building Envelope | Sealing | Infiltration Reduction - Air Sealing | Data Center | New | CdaNgs212 | 1 | 0.22918 | 6123.3688 | 0 | GS | 20 | 0.57723 | 0.60437 | 0.83705 | 1.097 | 1.2026 | 1.2026 | 1.289 | 1.2891 | 1.2453 | 1.1192 | 0.77553 | 0.85362 | 307.9026 | 0 | 6527.6573 | 0 | 0 | 0 | 1 | 0 | 0 | 1.0077
212 | Building Envelope | Sealing | Infiltration Reduction - Air Sealing | Grocery | Existing | CgrEgs212 | 1 | 1.8423 | 5923.5599 | 0 | GS | 20 | 0.57723 | 0.60437 | 0.83705 | 1.097 | 1.2026 | 1.2026 | 1.289 | 1.2891 | 1.2453 | 1.1192 | 0.77553 | 0.85362 | 297.8555 | 0 | 4114.0027 | 0 | 0 | 0 | 1 | 0 | 0 | 1.0077
212 | Building Envelope | Sealing | Infiltration Reduction - Air Sealing | Grocery | New | CgrNgs212 | 1 | 1.8423 | 5923.5599 | 0 | GS | 20 | 0.57723 | 0.60437 | 0.83705 | 1.097 | 1.2026 | 1.2026 | 1.289 | 1.2891 | 1.2453 | 1.1192 | 0.77553 | 0.85362 | 297.8555 | 0 | 4114.0027 | 0 | 0 | 0 | 1 | 0 | 0 | 1.0077
212 | Building Envelope | Sealing | Infiltration Reduction - Air Sealing | Healthcare | Existing | CheEgs212 | 1 | 0.48088 | 7431.6589 | 0 | GS | 20 | 0.57723 | 0.60437 | 0.83705 | 1.097 | 1.2026 | 1.2026 | 1.289 | 1.2891 | 1.2453 | 1.1192 | 0.77553 | 0.85362 | 373.6876 | 0 | 7739.1302 | 0 | 0 | 0 | 1 | 0 | 0 | 1.0077
212 | Building Envelope | Sealing | Infiltration Reduction - Air Sealing | Healthcare | New | CheNgs212 | 1 | 0.48088 | 7431.6589 | 0 | GS | 20 | 0.57723 | 0.60437 | 0.83705 | 1.097 | 1.2026 | 1.2026 | 1.289 | 1.2891 | 1.2453 | 1.1192 | 0.77553 | 0.85362 | 373.6876 | 0 | 7739.1302 | 0 | 0 | 0 | 1 | 0 | 0 | 1.0077
212 | Building Envelope | Sealing | Infiltration Reduction - Air Sealing | Hospitals | Existing | ChoEgs212 | 1 | 0.11198 | 5514.1558 | 0 | GS | 20 | 0.57723 | 0.60437 | 0.83705 | 1.097 | 1.2026 | 1.2026 | 1.289 | 1.2891 | 1.2453 | 1.1192 | 0.77553 | 0.85362 | 277.2694 | 0 | 1559.4381 | 0 | 0 | 0 | 1 | 0 | 0 | 1.0077
212 | Building Envelope | Sealing | Infiltration Reduction - Air Sealing | Hospitals | New | ChoNgs212 | 1 | 0.11198 | 5514.1558 | 0 | GS | 20 | 0.57723 | 0.60437 | 0.83705 | 1.097 | 1.2026 | 1.2026 | 1.289 | 1.2891 | 1.2453 | 1.1192 | 0.77553 | 0.85362 | 277.2694 | 0 | 1559.4381 | 0 | 0 | 0 | 1 | 0 | 0 | 1.0077
212 | Building Envelope | Sealing | Infiltration Reduction - Air Sealing | Institutional | Existing | CinEgs212 | 1 | 0.28275 | 6401.8151 | 0 | GS | 20 | 0.57723 | 0.60437 | 0.83705 | 1.097 | 1.2026 | 1.2026 | 1.289 | 1.2891 | 1.2453 | 1.1192 | 0.77553 | 0.85362 | 321.9038 | 0 | 8416.9766 | 0 | 0 | 0 | 1 | 0 | 0 | 1.0077
212 | Building Envelope | Sealing | Infiltration Reduction - Air Sealing | Institutional | New | CinNgs212 | 1 | 0.28275 | 6401.8151 | 0 | GS | 20 | 0.57723 | 0.60437 | 0.83705 | 1.097 | 1.2026 | 1.2026 | 1.289 | 1.2891 | 1.2453 | 1.1192 | 0.77553 | 0.85362 | 321.9038 | 0 | 8416.9766 | 0 | 0 | 0 | 1 | 0 | 0 | 1.0077
212 | Building Envelope | Sealing | Infiltration Reduction - Air Sealing | Lodging/Hospitality | Existing | CloEgs212 | 1 | 0.39458 | 5820.6819 | 0 | GS | 20 | 0.57723 | 0.60437 | 0.83705 | 1.097 | 1.2026 | 1.2026 | 1.289 | 1.2891 | 1.2453 | 1.1192 | 0.77553 | 0.85362 | 292.6825 | 0 | 3585.1249 | 0 | 0 | 0 | 1 | 0 | 0 | 1.0077
212 | Building Envelope | Sealing | Infiltration Reduction - Air Sealing | Lodging/Hospitality | New | CloNgs212 | 1 | 0.39458 | 5820.6819 | 0 | GS | 20 | 0.57723 | 0.60437 | 0.83705 | 1.097 | 1.2026 | 1.2026 | 1.289 | 1.2891 | 1.2453 | 1.1192 | 0.77553 | 0.85362 | 292.6825 | 0 | 3585.1249 | 0 | 0 | 0 | 1 | 0 | 0 | 1.0077
212 | Building Envelope | Sealing | Infiltration Reduction - Air Sealing | Miscellaneous | Existing | CmiEgs212 | 1 | 3.8346 | 4685.6317 | 0 | GS | 20 | 0.57723 | 0.60437 | 0.83705 | 1.097 | 1.2026 | 1.2026 | 1.289 | 1.2891 | 1.2453 | 1.1192 | 0.77553 | 0.85362 | 235.6086 | 0 | 7268.903 | 0 | 0 | 0 | 1 | 0 | 0 | 1.0077
212 | Building Envelope | Sealing | Infiltration Reduction - Air Sealing | Miscellaneous | New | CmiNgs212 | 1 | 3.8346 | 4685.6317 | 0 | GS | 20 | 0.57723 | 0.60437 | 0.83705 | 1.097 | 1.2026 | 1.2026 | 1.289 | 1.2891 | 1.2453 | 1.1192 | 0.77553 | 0.85362 | 235.6086 | 0 | 7268.903 | 0 | 0 | 0 | 1 | 0 | 0 | 1.0077
212 | Building Envelope | Sealing | Infiltration Reduction - Air Sealing | Offices | Existing | CofEgs212 | 1 | 3.4736 | 4527.1967 | 0 | GS | 20 | 0.57723 | 0.60437 | 0.83705 | 1.097 | 1.2026 | 1.2026 | 1.289 | 1.2891 | 1.2453 | 1.1192 | 0.77553 | 0.85362 | 227.6419 | 0 | 3099.0391 | 0 | 0 | 0 | 1 | 0 | 0 | 1.0077
212 | Building Envelope | Sealing | Infiltration Reduction - Air Sealing | Offices | New | CofNgs212 | 1 | 3.4736 | 4527.1967 | 0 | GS | 20 | 0.57723 | 0.60437 | 0.83705 | 1.097 | 1.2026 | 1.2026 | 1.289 | 1.2891 | 1.2453 | 1.1192 | 0.77553 | 0.85362 | 227.6419 | 0 | 3099.0391 | 0 | 0 | 0 | 1 | 0 | 0 | 1.0077
212 | Building Envelope | Sealing | Infiltration Reduction - Air Sealing | Restaurants | Existing | CreEgs212 | 1 | 0.98982 | 4814.2763 | 0 | GS | 20 | 0.57723 | 0.60437 | 0.83705 | 1.097 | 1.2026 | 1.2026 | 1.289 | 1.2891 | 1.2453 | 1.1192 | 0.77553 | 0.85362 | 242.0772 | 0 | 1383.1726 | 0 | 0 | 0 | 1 | 0 | 0 | 1.0077
212 | Building Envelope | Sealing | Infiltration Reduction - Air Sealing | Restaurants | New | CreNgs212 | 1 | 0.98982 | 4814.2763 | 0 | GS | 20 | 0.57723 | 0.60437 | 0.83705 | 1.097 | 1.2026 | 1.2026 | 1.289 | 1.2891 | 1.2453 | 1.1192 | 0.77553 | 0.85362 | 242.0772 | 0 | 1383.1726 | 0 | 0 | 0 | 1 | 0 | 0 | 1.0077
212 | Building Envelope | Sealing | Infiltration Reduction - Air Sealing | Retail | Existing | CrtEgs212 | 1 | 2.4285 | 4068.4611 | 0 | GS | 20 | 0.57723 | 0.60437 | 0.83705 | 1.097 | 1.2026 | 1.2026 | 1.289 | 1.2891 | 1.2453 | 1.1192 | 0.77553 | 0.85362 | 204.5752 | 0 | 3172.2704 | 0 | 0 | 0 | 1 | 0 | 0 | 1.0077
212 | Building Envelope | Sealing | Infiltration Reduction - Air Sealing | Retail | New | CrtNgs212 | 1 | 2.4285 | 4068.4611 | 0 | GS | 20 | 0.57723 | 0.60437 | 0.83705 | 1.097 | 1.2026 | 1.2026 | 1.289 | 1.2891 | 1.2453 | 1.1192 | 0.77553 | 0.85362 | 204.5752 | 0 | 3172.2704 | 0 | 0 | 0 | 1 | 0 | 0 | 1.0077
212 | Building Envelope | Sealing | Infiltration Reduction - Air Sealing | Schools K-12 | Existing | CscEgs212 | 1 | 2.1296 | 3937.225 | 0 | GS | 20 | 0.57723 | 0.60437 | 0.83705 | 1.097 | 1.2026 | 1.2026 | 1.289 | 1.2891 | 1.2453 | 1.1192 | 0.77553 | 0.85362 | 197.9763 | 0 | 1979.7183 | 0 | 0 | 0 | 1 | 0 | 0 | 1.0077
212 | Building Envelope | Sealing | Infiltration Reduction - Air Sealing | Schools K-12 | New | CscNgs212 | 1 | 2.1296 | 3937.225 | 0 | GS | 20 | 0.57723 | 0.60437 | 0.83705 | 1.097 | 1.2026 | 1.2026 | 1.289 | 1.2891 | 1.2453 | 1.1192 | 0.77553 | 0.85362 | 197.9763 | 0 | 1979.7183 | 0 | 0 | 0 | 1 | 0 | 0 | 1.0077
212 | Building Envelope | Sealing | Infiltration Reduction - Air Sealing | Warehouse | Existing | CwaEgs212 | 1 | 3.0012 | 4319.8446 | 0 | GS | 20 | 0.57723 | 0.60437 | 0.83705 | 1.097 | 1.2026 | 1.2026 | 1.289 | 1.2891 | 1.2453 | 1.1192 | 0.77553 | 0.85362 | 217.2156 | 0 | 10022.1743 | 0 | 0 | 0 | 1 | 0 | 0 | 1.0077
212 | Building Envelope | Sealing | Infiltration Reduction - Air Sealing | Warehouse | New | CwaNgs212 | 1 | 3.0012 | 4319.8446 | 0 | GS | 20 | 0.57723 | 0.60437 | 0.83705 | 1.097 | 1.2026 | 1.2026 | 1.289 | 1.2891 | 1.2453 | 1.1192 | 0.77553 | 0.85362 | 217.2156 | 0 | 10022.1743 | 0 | 0 | 0 | 1 | 0 | 0 | 1.0077
213 | Building Envelope | Sealing | Warehouse Loading Dock Seals | Assembly | Existing | CasEgs213 | 1 | 1.1544 | 3509.1542 | 0 | GS | 10 | 1 | 1 | 1 | 1 | 1 | 1 | 1 | 1 | 1 | 1 | 1 | 1 | 210.5493 | 0 | 21627.4414 | 0 | 0 | 0 | 1 | 0 | 0 | 1
213 | Building Envelope | Sealing | Warehouse Loading Dock Seals | Assembly | New | CasNgs213 | 1 | 1.1544 | 3509.1542 | 0 | GS | 10 | 1 | 1 | 1 | 1 | 1 | 1 | 1 | 1 | 1 | 1 | 1 | 1 | 210.5493 | 0 | 21627.4414 | 0 | 0 | 0 | 1 | 0 | 0 | 1
213 | Building Envelope | Sealing | Warehouse Loading Dock Seals | College and University | Existing | CcoEgs213 | 1 | 0.16014 | 5764.5099 | 0 | GS | 10 | 1 | 1 | 1 | 1 | 1 | 1 | 1 | 1 | 1 | 1 | 1 | 1 | 345.8706 | 0 | 55594.8548 | 0 | 0 | 0 | 1 | 0 | 0 | 1
213 | Building Envelope | Sealing | Warehouse Loading Dock Seals | College and University | New | CcoNgs213 | 1 | 0.16014 | 5764.5099 | 0 | GS | 10 | 1 | 1 | 1 | 1 | 1 | 1 | 1 | 1 | 1 | 1 | 1 | 1 | 345.8706 | 0 | 55594.8548 | 0 | 0 | 0 | 1 | 0 | 0 | 1
213 | Building Envelope | Sealing | Warehouse Loading Dock Seals | Data Center | Existing | CdaEgs213 | 1 | 0.16014 | 5764.5099 | 0 | GS | 10 | 1 | 1 | 1 | 1 | 1 | 1 | 1 | 1 | 1 | 1 | 1 | 1 | 345.8706 | 0 | 238188.5185 | 0 | 0 | 0 | 1 | 0 | 0 | 1
213 | Building Envelope | Sealing | Warehouse Loading Dock Seals | Data Center | New | CdaNgs213 | 1 | 0.16014 | 5764.5099 | 0 | GS | 10 | 1 | 1 | 1 | 1 | 1 | 1 | 1 | 1 | 1 | 1 | 1 | 1 | 345.8706 | 0 | 238188.5185 | 0 | 0 | 0 | 1 | 0 | 0 | 1
213 | Building Envelope | Sealing | Warehouse Loading Dock Seals | Grocery | Existing | CgrEgs213 | 1 | 0.45738 | 4121.4826 | 0 | GS | 10 | 1 | 1 | 1 | 1 | 1 | 1 | 1 | 1 | 1 | 1 | 1 | 1 | 247.289 | 0 | 4340.3329 | 0 | 0 | 0 | 1 | 0 | 0 | 1
213 | Building Envelope | Sealing | Warehouse Loading Dock Seals | Grocery | New | CgrNgs213 | 1 | 0.45738 | 4121.4826 | 0 | GS | 10 | 1 | 1 | 1 | 1 | 1 | 1 | 1 | 1 | 1 | 1 | 1 | 1 | 247.289 | 0 | 4340.3329 | 0 | 0 | 0 | 1 | 0 | 0 | 1
213 | Building Envelope | Sealing | Warehouse Loading Dock Seals | Healthcare | Existing | CheEgs213 | 1 | 0.16014 | 5764.5099 | 0 | GS | 10 | 1 | 1 | 1 | 1 | 1 | 1 | 1 | 1 | 1 | 1 | 1 | 1 | 345.8706 | 0 | 21726.8891 | 0 | 0 | 0 | 1 | 0 | 0 | 1
213 | Building Envelope | Sealing | Warehouse Loading Dock Seals | Healthcare | New | CheNgs213 | 1 | 0.16014 | 5764.5099 | 0 | GS | 10 | 1 | 1 | 1 | 1 | 1 | 1 | 1 | 1 | 1 | 1 | 1 | 1 | 345.8706 | 0 | 21726.8891 | 0 | 0 | 0 | 1 | 0 | 0 | 1
213 | Building Envelope | Sealing | Warehouse Loading Dock Seals | Hospitals | Existing | ChoEgs213 | 1 | 0.16014 | 5764.5099 | 0 | GS | 10 | 1 | 1 | 1 | 1 | 1 | 1 | 1 | 1 | 1 | 1 | 1 | 1 | 345.8706 | 0 | 429802.5129 | 0 | 0 | 0 | 1 | 0 | 0 | 1
213 | Building Envelope | Sealing | Warehouse Loading Dock Seals | Hospitals | New | ChoNgs213 | 1 | 0.16014 | 5764.5099 | 0 | GS | 10 | 1 | 1 | 1 | 1 | 1 | 1 | 1 | 1 | 1 | 1 | 1 | 1 | 345.8706 | 0 | 429802.5129 | 0 | 0 | 0 | 1 | 0 | 0 | 1
213 | Building Envelope | Sealing | Warehouse Loading Dock Seals | Institutional | Existing | CinEgs213 | 1 | 0.16014 | 5764.5099 | 0 | GS | 10 | 1 | 1 | 1 | 1 | 1 | 1 | 1 | 1 | 1 | 1 | 1 | 1 | 345.8706 | 0 | 28376.463 | 0 | 0 | 0 | 1 | 0 | 0 | 1
213 | Building Envelope | Sealing | Warehouse Loading Dock Seals | Institutional | New | CinNgs213 | 1 | 0.16014 | 5764.5099 | 0 | GS | 10 | 1 | 1 | 1 | 1 | 1 | 1 | 1 | 1 | 1 | 1 | 1 | 1 | 345.8706 | 0 | 28376.463 | 0 | 0 | 0 | 1 | 0 | 0 | 1
213 | Building Envelope | Sealing | Warehouse Loading Dock Seals | Lodging/Hospitality | Existing | CloEgs213 | 1 | 0.58048 | 6102.8976 | 0 | GS | 10 | 1 | 1 | 1 | 1 | 1 | 1 | 1 | 1 | 1 | 1 | 1 | 1 | 366.1739 | 0 | 104819.5045 | 0 | 0 | 0 | 1 | 0 | 0 | 1
213 | Building Envelope | Sealing | Warehouse Loading Dock Seals | Lodging/Hospitality | New | CloNgs213 | 1 | 0.58048 | 6102.8976 | 0 | GS | 10 | 1 | 1 | 1 | 1 | 1 | 1 | 1 | 1 | 1 | 1 | 1 | 1 | 366.1739 | 0 | 104819.5045 | 0 | 0 | 0 | 1 | 0 | 0 | 1
213 | Building Envelope | Sealing | Warehouse Loading Dock Seals | Miscellaneous | Existing | CmiEgs213 | 1 | 1.1544 | 3509.1542 | 0 | GS | 10 | 1 | 1 | 1 | 1 | 1 | 1 | 1 | 1 | 1 | 1 | 1 | 1 | 210.5493 | 0 | 46911.5443 | 0 | 0 | 0 | 1 | 0 | 0 | 1
213 | Building Envelope | Sealing | Warehouse Loading Dock Seals | Miscellaneous | New | CmiNgs213 | 1 | 1.1544 | 3509.1542 | 0 | GS | 10 | 1 | 1 | 1 | 1 | 1 | 1 | 1 | 1 | 1 | 1 | 1 | 1 | 210.5493 | 0 | 46911.5443 | 0 | 0 | 0 | 1 | 0 | 0 | 1
213 | Building Envelope | Sealing | Warehouse Loading Dock Seals | Offices | Existing | CofEgs213 | 1 | 1.1544 | 3509.1542 | 0 | GS | 10 | 1 | 1 | 1 | 1 | 1 | 1 | 1 | 1 | 1 | 1 | 1 | 1 | 210.5493 | 0 | 24595.7488 | 0 | 0 | 0 | 1 | 0 | 0 | 1
213 | Building Envelope | Sealing | Warehouse Loading Dock Seals | Offices | New | CofNgs213 | 1 | 1.1544 | 3509.1542 | 0 | GS | 10 | 1 | 1 | 1 | 1 | 1 | 1 | 1 | 1 | 1 | 1 | 1 | 1 | 210.5493 | 0 | 24595.7488 | 0 | 0 | 0 | 1 | 0 | 0 | 1
213 | Building Envelope | Sealing | Warehouse Loading Dock Seals | Restaurants | Existing | CreEgs213 | 1 | 0.45738 | 4121.4826 | 0 | GS | 10 | 1 | 1 | 1 | 1 | 1 | 1 | 1 | 1 | 1 | 1 | 1 | 1 | 247.289 | 0 | 8132.9938 | 0 | 0 | 0 | 1 | 0 | 0 | 1
213 | Building Envelope | Sealing | Warehouse Loading Dock Seals | Restaurants | New | CreNgs213 | 1 | 0.45738 | 4121.4826 | 0 | GS | 10 | 1 | 1 | 1 | 1 | 1 | 1 | 1 | 1 | 1 | 1 | 1 | 1 | 247.289 | 0 | 8132.9938 | 0 | 0 | 0 | 1 | 0 | 0 | 1
213 | Building Envelope | Sealing | Warehouse Loading Dock Seals | Retail | Existing | CrtEgs213 | 1 | 1.1544 | 3509.1542 | 0 | GS | 10 | 1 | 1 | 1 | 1 | 1 | 1 | 1 | 1 | 1 | 1 | 1 | 1 | 210.5493 | 0 | 32380.8365 | 0 | 0 | 0 | 1 | 0 | 0 | 1
213 | Building Envelope | Sealing | Warehouse Loading Dock Seals | Retail | New | CrtNgs213 | 1 | 1.1544 | 3509.1542 | 0 | GS | 10 | 1 | 1 | 1 | 1 | 1 | 1 | 1 | 1 | 1 | 1 | 1 | 1 | 210.5493 | 0 | 32380.8365 | 0 | 0 | 0 | 1 | 0 | 0 | 1
213 | Building Envelope | Sealing | Warehouse Loading Dock Seals | Schools K-12 | Existing | CscEgs213 | 1 | 1.1544 | 3509.1542 | 0 | GS | 10 | 1 | 1 | 1 | 1 | 1 | 1 | 1 | 1 | 1 | 1 | 1 | 1 | 210.5493 | 0 | 45952.6049 | 0 | 0 | 0 | 1 | 0 | 0 | 1
213 | Building Envelope | Sealing | Warehouse Loading Dock Seals | Schools K-12 | New | CscNgs213 | 1 | 1.1544 | 3509.1542 | 0 | GS | 10 | 1 | 1 | 1 | 1 | 1 | 1 | 1 | 1 | 1 | 1 | 1 | 1 | 210.5493 | 0 | 45952.6049 | 0 | 0 | 0 | 1 | 0 | 0 | 1
213 | Building Envelope | Sealing | Warehouse Loading Dock Seals | Warehouse | Existing | CwaEgs213 | 1 | 1.1544 | 3509.1542 | 0 | GS | 10 | 1 | 1 | 1 | 1 | 1 | 1 | 1 | 1 | 1 | 1 | 1 | 1 | 210.5493 | 0 | 27479.4427 | 0 | 0 | 0 | 1 | 0 | 0 | 1
213 | Building Envelope | Sealing | Warehouse Loading Dock Seals | Warehouse | New | CwaNgs213 | 1 | 1.1544 | 3509.1542 | 0 | GS | 10 | 1 | 1 | 1 | 1 | 1 | 1 | 1 | 1 | 1 | 1 | 1 | 1 | 210.5493 | 0 | 27479.4427 | 0 | 0 | 0 | 1 | 0 | 0 | 1
214 | Building Envelope | Window | Energy Star windows | Assembly | Existing | CasEgs214 | 1 | 2.8083 | 4235.1706 | 0 | GS | 20 | 1 | 1 | 1 | 1 | 1 | 1 | 1 | 1 | 1 | 1 | 1 | 1 | 254.1102 | 0 | 14222.2269 | 0 | 0 | 0 | 1 | 0 | 0 | 1
214 | Building Envelope | Window | Energy Star windows | Assembly | New | CasNgs214 | 1 | 2.8083 | 4235.1706 | 0 | GS | 20 | 1 | 1 | 1 | 1 | 1 | 1 | 1 | 1 | 1 | 1 | 1 | 1 | 254.1102 | 0 | 14222.2269 | 0 | 0 | 0 | 1 | 0 | 0 | 1
214 | Building Envelope | Window | Energy Star windows | College and University | Existing | CcoEgs214 | 1 | 0.47527 | 7402.5051 | 0 | GS | 20 | 1 | 1 | 1 | 1 | 1 | 1 | 1 | 1 | 1 | 1 | 1 | 1 | 444.1503 | 0 | 90843.5081 | 0 | 0 | 0 | 1 | 0 | 0 | 1
214 | Building Envelope | Window | Energy Star windows | College and University | New | CcoNgs214 | 1 | 0.47527 | 7402.5051 | 0 | GS | 20 | 1 | 1 | 1 | 1 | 1 | 1 | 1 | 1 | 1 | 1 | 1 | 1 | 444.1503 | 0 | 90843.5081 | 0 | 0 | 0 | 1 | 0 | 0 | 1
214 | Building Envelope | Window | Energy Star windows | Data Center | Existing | CdaEgs214 | 1 | 0.73895 | 8773.0237 | 0 | GS | 20 | 1 | 1 | 1 | 1 | 1 | 1 | 1 | 1 | 1 | 1 | 1 | 1 | 526.3814 | 0 | 79296.1594 | 0 | 0 | 0 | 1 | 0 | 0 | 1
214 | Building Envelope | Window | Energy Star windows | Data Center | New | CdaNgs214 | 1 | 0.73895 | 8773.0237 | 0 | GS | 20 | 1 | 1 | 1 | 1 | 1 | 1 | 1 | 1 | 1 | 1 | 1 | 1 | 526.3814 | 0 | 79296.1594 | 0 | 0 | 0 | 1 | 0 | 0 | 1
214 | Building Envelope | Window | Energy Star windows | Grocery | Existing | CgrEgs214 | 1 | 5.9396 | 11254.7961 | 0 | GS | 20 | 1 | 1 | 1 | 1 | 1 | 1 | 1 | 1 | 1 | 1 | 1 | 1 | 675.2878 | 0 | 35115.2685 | 0 | 0 | 0 | 1 | 0 | 0 | 1
214 | Building Envelope | Window | Energy Star windows | Grocery | New | CgrNgs214 | 1 | 5.9396 | 11254.7961 | 0 | GS | 20 | 1 | 1 | 1 | 1 | 1 | 1 | 1 | 1 | 1 | 1 | 1 | 1 | 675.2878 | 0 | 35115.2685 | 0 | 0 | 0 | 1 | 0 | 0 | 1
214 | Building Envelope | Window | Energy Star windows | Healthcare | Existing | CheEgs214 | 1 | 1.5505 | 12991.1246 | 0 | GS | 20 | 1 | 1 | 1 | 1 | 1 | 1 | 1 | 1 | 1 | 1 | 1 | 1 | 779.4675 | 0 | 84675.4718 | 0 | 0 | 0 | 1 | 0 | 0 | 1
214 | Building Envelope | Window | Energy Star windows | Healthcare | New | CheNgs214 | 1 | 1.5505 | 12991.1246 | 0 | GS | 20 | 1 | 1 | 1 | 1 | 1 | 1 | 1 | 1 | 1 | 1 | 1 | 1 | 779.4675 | 0 | 84675.4718 | 0 | 0 | 0 | 1 | 0 | 0 | 1
214 | Building Envelope | Window | Energy Star windows | Hospitals | Existing | ChoEgs214 | 1 | 0.36104 | 6808.736 | 0 | GS | 20 | 1 | 1 | 1 | 1 | 1 | 1 | 1 | 1 | 1 | 1 | 1 | 1 | 408.5242 | 0 | 19037.4641 | 0 | 0 | 0 | 1 | 0 | 0 | 1
214 | Building Envelope | Window | Energy Star windows | Hospitals | New | ChoNgs214 | 1 | 0.36104 | 6808.736 | 0 | GS | 20 | 1 | 1 | 1 | 1 | 1 | 1 | 1 | 1 | 1 | 1 | 1 | 1 | 408.5242 | 0 | 19037.4641 | 0 | 0 | 0 | 1 | 0 | 0 | 1
214 | Building Envelope | Window | Energy Star windows | Institutional | Existing | CinEgs214 | 1 | 0.91163 | 9670.5729 | 0 | GS | 20 | 1 | 1 | 1 | 1 | 1 | 1 | 1 | 1 | 1 | 1 | 1 | 1 | 580.2344 | 0 | 94512.3194 | 0 | 0 | 0 | 1 | 0 | 0 | 1
214 | Building Envelope | Window | Energy Star windows | Institutional | New | CinNgs214 | 1 | 0.91163 | 9670.5729 | 0 | GS | 20 | 1 | 1 | 1 | 1 | 1 | 1 | 1 | 1 | 1 | 1 | 1 | 1 | 580.2344 | 0 | 94512.3194 | 0 | 0 | 0 | 1 | 0 | 0 | 1
214 | Building Envelope | Window | Energy Star windows | Lodging/Hospitality | Existing | CloEgs214 | 1 | 1.2722 | 7153.0621 | 0 | GS | 20 | 1 | 1 | 1 | 1 | 1 | 1 | 1 | 1 | 1 | 1 | 1 | 1 | 429.1837 | 0 | 42883.8804 | 0 | 0 | 0 | 1 | 0 | 0 | 1
214 | Building Envelope | Window | Energy Star windows | Lodging/Hospitality | New | CloNgs214 | 1 | 1.2722 | 7153.0621 | 0 | GS | 20 | 1 | 1 | 1 | 1 | 1 | 1 | 1 | 1 | 1 | 1 | 1 | 1 | 429.1837 | 0 | 42883.8804 | 0 | 0 | 0 | 1 | 0 | 0 | 1
214 | Building Envelope | Window | Energy Star windows | Miscellaneous | Existing | CmiEgs214 | 1 | 12.3638 | 8429.5592 | 0 | GS | 20 | 1 | 1 | 1 | 1 | 1 | 1 | 1 | 1 | 1 | 1 | 1 | 1 | 505.7736 | 0 | 86304.1806 | 0 | 0 | 0 | 1 | 0 | 0 | 1
214 | Building Envelope | Window | Energy Star windows | Miscellaneous | New | CmiNgs214 | 1 | 12.3638 | 8429.5592 | 0 | GS | 20 | 1 | 1 | 1 | 1 | 1 | 1 | 1 | 1 | 1 | 1 | 1 | 1 | 505.7736 | 0 | 86304.1806 | 0 | 0 | 0 | 1 | 0 | 0 | 1
214 | Building Envelope | Window | Energy Star windows | Offices | Existing | CofEgs214 | 1 | 11.1999 | 7918.6684 | 0 | GS | 20 | 1 | 1 | 1 | 1 | 1 | 1 | 1 | 1 | 1 | 1 | 1 | 1 | 475.1201 | 0 | 35711.7825 | 0 | 0 | 0 | 1 | 0 | 0 | 1
214 | Building Envelope | Window | Energy Star windows | Offices | New | CofNgs214 | 1 | 11.1999 | 7918.6684 | 0 | GS | 20 | 1 | 1 | 1 | 1 | 1 | 1 | 1 | 1 | 1 | 1 | 1 | 1 | 475.1201 | 0 | 35711.7825 | 0 | 0 | 0 | 1 | 0 | 0 | 1
214 | Building Envelope | Window | Energy Star windows | Restaurants | Existing | CreEgs214 | 1 | 3.1914 | 7678.9728 | 0 | GS | 20 | 1 | 1 | 1 | 1 | 1 | 1 | 1 | 1 | 1 | 1 | 1 | 1 | 460.7384 | 0 | 13765.4342 | 0 | 0 | 0 | 1 | 0 | 0 | 1
214 | Building Envelope | Window | Energy Star windows | Restaurants | New | CreNgs214 | 1 | 3.1914 | 7678.9728 | 0 | GS | 20 | 1 | 1 | 1 | 1 | 1 | 1 | 1 | 1 | 1 | 1 | 1 | 1 | 460.7384 | 0 | 13765.4342 | 0 | 0 | 0 | 1 | 0 | 0 | 1
214 | Building Envelope | Window | Energy Star windows | Retail | Existing | CrtEgs214 | 1 | 7.8303 | 6439.5638 | 0 | GS | 20 | 1 | 1 | 1 | 1 | 1 | 1 | 1 | 1 | 1 | 1 | 1 | 1 | 386.3738 | 0 | 37107.5359 | 0 | 0 | 0 | 1 | 0 | 0 | 1
214 | Building Envelope | Window | Energy Star windows | Retail | New | CrtNgs214 | 1 | 7.8303 | 6439.5638 | 0 | GS | 20 | 1 | 1 | 1 | 1 | 1 | 1 | 1 | 1 | 1 | 1 | 1 | 1 | 386.3738 | 0 | 37107.5359 | 0 | 0 | 0 | 1 | 0 | 0 | 1
214 | Building Envelope | Window | Energy Star windows | Schools K-12 | Existing | CscEgs214 | 1 | 6.8663 | 6016.4264 | 0 | GS | 20 | 1 | 1 | 1 | 1 | 1 | 1 | 1 | 1 | 1 | 1 | 1 | 1 | 360.9856 | 0 | 23488.6907 | 0 | 0 | 0 | 1 | 0 | 0 | 1
214 | Building Envelope | Window | Energy Star windows | Schools K-12 | New | CscNgs214 | 1 | 6.8663 | 6016.4264 | 0 | GS | 20 | 1 | 1 | 1 | 1 | 1 | 1 | 1 | 1 | 1 | 1 | 1 | 1 | 360.9856 | 0 | 23488.6907 | 0 | 0 | 0 | 1 | 0 | 0 | 1
214 | Building Envelope | Window | Energy Star windows | Warehouse | Existing | CwaEgs214 | 1 | 9.6764 | 7249.9056 | 0 | GS | 20 | 1 | 1 | 1 | 1 | 1 | 1 | 1 | 1 | 1 | 1 | 1 | 1 | 434.9943 | 0 | 116242.9532 | 0 | 0 | 0 | 1 | 0 | 0 | 1
214 | Building Envelope | Window | Energy Star windows | Warehouse | New | CwaNgs214 | 1 | 9.6764 | 7249.9056 | 0 | GS | 20 | 1 | 1 | 1 | 1 | 1 | 1 | 1 | 1 | 1 | 1 | 1 | 1 | 434.9943 | 0 | 116242.9532 | 0 | 0 | 0 | 1 | 0 | 0 | 1
215 | Building Envelope | Window | Window shade film | Assembly | Existing | CasEgs215 | 1 | 0 | 3002.444 | 0 | GS | 10 | 1 | 1 | 1 | 1 | 1 | 1 | 1 | 1 | 1 | 1 | 1 | 1 | 180.1466 | 0 | 16740.0266 | 0 | 0 | 0 | 1 | 0 | 0 | 1
215 | Building Envelope | Window | Window shade film | Assembly | New | CasNgs215 | 1 | 0 | 3002.444 | 0 | GS | 10 | 1 | 1 | 1 | 1 | 1 | 1 | 1 | 1 | 1 | 1 | 1 | 1 | 180.1466 | 0 | 16740.0266 | 0 | 0 | 0 | 1 | 0 | 0 | 1
215 | Building Envelope | Window | Window shade film | College and University | Existing | CcoEgs215 | 1 | 0 | 4932.1338 | 0 | GS | 10 | 1 | 1 | 1 | 1 | 1 | 1 | 1 | 1 | 1 | 1 | 1 | 1 | 295.928 | 0 | 36678.6173 | 0 | 0 | 0 | 1 | 0 | 0 | 1
215 | Building Envelope | Window | Window shade film | College and University | New | CcoNgs215 | 1 | 0 | 4932.1338 | 0 | GS | 10 | 1 | 1 | 1 | 1 | 1 | 1 | 1 | 1 | 1 | 1 | 1 | 1 | 295.928 | 0 | 36678.6173 | 0 | 0 | 0 | 1 | 0 | 0 | 1
215 | Building Envelope | Window | Window shade film | Data Center | Existing | CdaEgs215 | 1 | 0 | 4932.1338 | 0 | GS | 10 | 1 | 1 | 1 | 1 | 1 | 1 | 1 | 1 | 1 | 1 | 1 | 1 | 295.928 | 0 | 103018.7496 | 0 | 0 | 0 | 1 | 0 | 0 | 1
215 | Building Envelope | Window | Window shade film | Data Center | New | CdaNgs215 | 1 | 0 | 4932.1338 | 0 | GS | 10 | 1 | 1 | 1 | 1 | 1 | 1 | 1 | 1 | 1 | 1 | 1 | 1 | 295.928 | 0 | 103018.7496 | 0 | 0 | 0 | 1 | 0 | 0 | 1
215 | Building Envelope | Window | Window shade film | Grocery | Existing | CgrEgs215 | 1 | 0 | 3526.3542 | 0 | GS | 10 | 1 | 1 | 1 | 1 | 1 | 1 | 1 | 1 | 1 | 1 | 1 | 1 | 211.5813 | 0 | 6079.2177 | 0 | 0 | 0 | 1 | 0 | 0 | 1
215 | Building Envelope | Window | Window shade film | Grocery | New | CgrNgs215 | 1 | 0 | 3526.3542 | 0 | GS | 10 | 1 | 1 | 1 | 1 | 1 | 1 | 1 | 1 | 1 | 1 | 1 | 1 | 211.5813 | 0 | 6079.2177 | 0 | 0 | 0 | 1 | 0 | 0 | 1
215 | Building Envelope | Window | Window shade film | Healthcare | Existing | CheEgs215 | 1 | 0 | 4932.1338 | 0 | GS | 10 | 1 | 1 | 1 | 1 | 1 | 1 | 1 | 1 | 1 | 1 | 1 | 1 | 295.928 | 0 | 9489.0643 | 0 | 0 | 0 | 1 | 0 | 0 | 1
215 | Building Envelope | Window | Window shade film | Healthcare | New | CheNgs215 | 1 | 0 | 4932.1338 | 0 | GS | 10 | 1 | 1 | 1 | 1 | 1 | 1 | 1 | 1 | 1 | 1 | 1 | 1 | 295.928 | 0 | 9489.0643 | 0 | 0 | 0 | 1 | 0 | 0 | 1
215 | Building Envelope | Window | Window shade film | Hospitals | Existing | ChoEgs215 | 1 | 0 | 4932.1338 | 0 | GS | 10 | 1 | 1 | 1 | 1 | 1 | 1 | 1 | 1 | 1 | 1 | 1 | 1 | 295.928 | 0 | 198169.1066 | 0 | 0 | 0 | 1 | 0 | 0 | 1
215 | Building Envelope | Window | Window shade film | Hospitals | New | ChoNgs215 | 1 | 0 | 4932.1338 | 0 | GS | 10 | 1 | 1 | 1 | 1 | 1 | 1 | 1 | 1 | 1 | 1 | 1 | 1 | 295.928 | 0 | 198169.1066 | 0 | 0 | 0 | 1 | 0 | 0 | 1
215 | Building Envelope | Window | Window shade film | Institutional | Existing | CinEgs215 | 1 | 0 | 4932.1338 | 0 | GS | 10 | 1 | 1 | 1 | 1 | 1 | 1 | 1 | 1 | 1 | 1 | 1 | 1 | 295.928 | 0 | 46812.1084 | 0 | 0 | 0 | 1 | 0 | 0 | 1
215 | Building Envelope | Window | Window shade film | Institutional | New | CinNgs215 | 1 | 0 | 4932.1338 | 0 | GS | 10 | 1 | 1 | 1 | 1 | 1 | 1 | 1 | 1 | 1 | 1 | 1 | 1 | 295.928 | 0 | 46812.1084 | 0 | 0 | 0 | 1 | 0 | 0 | 1
215 | Building Envelope | Window | Window shade film | Lodging/Hospitality | Existing | CloEgs215 | 1 | 0 | 5221.6594 | 0 | GS | 10 | 1 | 1 | 1 | 1 | 1 | 1 | 1 | 1 | 1 | 1 | 1 | 1 | 313.2996 | 0 | 49098.594 | 0 | 0 | 0 | 1 | 0 | 0 | 1
215 | Building Envelope | Window | Window shade film | Lodging/Hospitality | New | CloNgs215 | 1 | 0 | 5221.6594 | 0 | GS | 10 | 1 | 1 | 1 | 1 | 1 | 1 | 1 | 1 | 1 | 1 | 1 | 1 | 313.2996 | 0 | 49098.594 | 0 | 0 | 0 | 1 | 0 | 0 | 1
215 | Building Envelope | Window | Window shade film | Miscellaneous | Existing | CmiEgs215 | 1 | 0 | 3002.444 | 0 | GS | 10 | 1 | 1 | 1 | 1 | 1 | 1 | 1 | 1 | 1 | 1 | 1 | 1 | 180.1466 | 0 | 69238.6003 | 0 | 0 | 0 | 1 | 0 | 0 | 1
215 | Building Envelope | Window | Window shade film | Miscellaneous | New | CmiNgs215 | 1 | 0 | 3002.444 | 0 | GS | 10 | 1 | 1 | 1 | 1 | 1 | 1 | 1 | 1 | 1 | 1 | 1 | 1 | 180.1466 | 0 | 69238.6003 | 0 | 0 | 0 | 1 | 0 | 0 | 1
215 | Building Envelope | Window | Window shade film | Offices | Existing | CofEgs215 | 1 | 0 | 3002.444 | 0 | GS | 10 | 1 | 1 | 1 | 1 | 1 | 1 | 1 | 1 | 1 | 1 | 1 | 1 | 180.1466 | 0 | 19485.6872 | 0 | 0 | 0 | 1 | 0 | 0 | 1
215 | Building Envelope | Window | Window shade film | Offices | New | CofNgs215 | 1 | 0 | 3002.444 | 0 | GS | 10 | 1 | 1 | 1 | 1 | 1 | 1 | 1 | 1 | 1 | 1 | 1 | 1 | 180.1466 | 0 | 19485.6872 | 0 | 0 | 0 | 1 | 0 | 0 | 1
215 | Building Envelope | Window | Window shade film | Restaurants | Existing | CreEgs215 | 1 | 0 | 3526.3542 | 0 | GS | 10 | 1 | 1 | 1 | 1 | 1 | 1 | 1 | 1 | 1 | 1 | 1 | 1 | 211.5813 | 0 | 3925.2918 | 0 | 0 | 0 | 1 | 0 | 0 | 1
215 | Building Envelope | Window | Window shade film | Restaurants | New | CreNgs215 | 1 | 0 | 3526.3542 | 0 | GS | 10 | 1 | 1 | 1 | 1 | 1 | 1 | 1 | 1 | 1 | 1 | 1 | 1 | 211.5813 | 0 | 3925.2918 | 0 | 0 | 0 | 1 | 0 | 0 | 1
215 | Building Envelope | Window | Window shade film | Retail | Existing | CrtEgs215 | 1 | 0 | 3002.444 | 0 | GS | 10 | 1 | 1 | 1 | 1 | 1 | 1 | 1 | 1 | 1 | 1 | 1 | 1 | 180.1466 | 0 | 17796.0677 | 0 | 0 | 0 | 1 | 0 | 0 | 1
215 | Building Envelope | Window | Window shade film | Retail | New | CrtNgs215 | 1 | 0 | 3002.444 | 0 | GS | 10 | 1 | 1 | 1 | 1 | 1 | 1 | 1 | 1 | 1 | 1 | 1 | 1 | 180.1466 | 0 | 17796.0677 | 0 | 0 | 0 | 1 | 0 | 0 | 1
215 | Building Envelope | Window | Window shade film | Schools K-12 | Existing | CscEgs215 | 1 | 0 | 3002.444 | 0 | GS | 10 | 1 | 1 | 1 | 1 | 1 | 1 | 1 | 1 | 1 | 1 | 1 | 1 | 180.1466 | 0 | 30449.2556 | 0 | 0 | 0 | 1 | 0 | 0 | 1
215 | Building Envelope | Window | Window shade film | Schools K-12 | New | CscNgs215 | 1 | 0 | 3002.444 | 0 | GS | 10 | 1 | 1 | 1 | 1 | 1 | 1 | 1 | 1 | 1 | 1 | 1 | 1 | 180.1466 | 0 | 30449.2556 | 0 | 0 | 0 | 1 | 0 | 0 | 1
215 | Building Envelope | Window | Window shade film | Warehouse | Existing | CwaEgs215 | 1 | 0 | 3002.444 | 0 | GS | 10 | 1 | 1 | 1 | 1 | 1 | 1 | 1 | 1 | 1 | 1 | 1 | 1 | 180.1466 | 0 | 66781.181 | 0 | 0 | 0 | 1 | 0 | 0 | 1
215 | Building Envelope | Window | Window shade film | Warehouse | New | CwaNgs215 | 1 | 0 | 3002.444 | 0 | GS | 10 | 1 | 1 | 1 | 1 | 1 | 1 | 1 | 1 | 1 | 1 | 1 | 1 | 180.1466 | 0 | 66781.181 | 0 | 0 | 0 | 1 | 0 | 0 | 1
301 | HVAC | Chiller | Chilled Water Reset | Assembly | Existing | CasEgs301 | 1 | 0 | 3002.444 | 0 | GS | 10 | 1.0063 | 0.98564 | 1.0265 | 1.0441 | 1.0994 | 1.0901 | 1.0679 | 1.0965 | 1.0642 | 1.0547 | 1.0277 | 1.0297 | 150.9725 | 0 | 714.73 | 0 | 0 | 0 | 1 | 0 | 0 | 1.0494
301 | HVAC | Chiller | Chilled Water Reset | Assembly | New | CasNgs301 | 1 | 0 | 3002.444 | 0 | GS | 10 | 1.0063 | 0.98564 | 1.0265 | 1.0441 | 1.0994 | 1.0901 | 1.0679 | 1.0965 | 1.0642 | 1.0547 | 1.0277 | 1.0297 | 150.9725 | 0 | 714.73 | 0 | 0 | 0 | 1 | 0 | 0 | 1.0494
301 | HVAC | Chiller | Chilled Water Reset | College and University | Existing | CcoEgs301 | 1 | 0 | 4932.1338 | 0 | GS | 10 | 1.0063 | 0.98564 | 1.0265 | 1.0441 | 1.0994 | 1.0901 | 1.0679 | 1.0965 | 1.0642 | 1.0547 | 1.0277 | 1.0297 | 248.0035 | 0 | 750.2959 | 0 | 0 | 0 | 1 | 0 | 0 | 1.0494
301 | HVAC | Chiller | Chilled Water Reset | College and University | New | CcoNgs301 | 1 | 0 | 4932.1338 | 0 | GS | 10 | 1.0063 | 0.98564 | 1.0265 | 1.0441 | 1.0994 | 1.0901 | 1.0679 | 1.0965 | 1.0642 | 1.0547 | 1.0277 | 1.0297 | 248.0035 | 0 | 750.2959 | 0 | 0 | 0 | 1 | 0 | 0 | 1.0494
301 | HVAC | Chiller | Chilled Water Reset | Data Center | Existing | CdaEgs301 | 1 | 0 | 4932.1338 | 0 | GS | 10 | 1.0063 | 0.98564 | 1.0265 | 1.0441 | 1.0994 | 1.0901 | 1.0679 | 1.0965 | 1.0642 | 1.0547 | 1.0277 | 1.0297 | 248.0035 | 0 | 175.1243 | 0 | 0 | 0 | 1 | 0 | 0 | 1.0494
301 | HVAC | Chiller | Chilled Water Reset | Data Center | New | CdaNgs301 | 1 | 0 | 4932.1338 | 0 | GS | 10 | 1.0063 | 0.98564 | 1.0265 | 1.0441 | 1.0994 | 1.0901 | 1.0679 | 1.0965 | 1.0642 | 1.0547 | 1.0277 | 1.0297 | 248.0035 | 0 | 175.1243 | 0 | 0 | 0 | 1 | 0 | 0 | 1.0494
301 | HVAC | Chiller | Chilled Water Reset | Grocery | Existing | CgrEgs301 | 1 | 0 | 3526.3542 | 0 | GS | 10 | 1.0063 | 0.98564 | 1.0265 | 1.0441 | 1.0994 | 1.0901 | 1.0679 | 1.0965 | 1.0642 | 1.0547 | 1.0277 | 1.0297 | 177.3164 | 0 | 4912.7954 | 0 | 0 | 0 | 1 | 0 | 0 | 1.0494
301 | HVAC | Chiller | Chilled Water Reset | Grocery | New | CgrNgs301 | 1 | 0 | 3526.3542 | 0 | GS | 10 | 1.0063 | 0.98564 | 1.0265 | 1.0441 | 1.0994 | 1.0901 | 1.0679 | 1.0965 | 1.0642 | 1.0547 | 1.0277 | 1.0297 | 177.3164 | 0 | 4912.7954 | 0 | 0 | 0 | 1 | 0 | 0 | 1.0494
301 | HVAC | Chiller | Chilled Water Reset | Healthcare | Existing | CheEgs301 | 1 | 0 | 4932.1338 | 0 | GS | 10 | 1.0063 | 0.98564 | 1.0265 | 1.0441 | 1.0994 | 1.0901 | 1.0679 | 1.0965 | 1.0642 | 1.0547 | 1.0277 | 1.0297 | 248.0035 | 0 | 1919.8632 | 0 | 0 | 0 | 1 | 0 | 0 | 1.0494
301 | HVAC | Chiller | Chilled Water Reset | Healthcare | New | CheNgs301 | 1 | 0 | 4932.1338 | 0 | GS | 10 | 1.0063 | 0.98564 | 1.0265 | 1.0441 | 1.0994 | 1.0901 | 1.0679 | 1.0965 | 1.0642 | 1.0547 | 1.0277 | 1.0297 | 248.0035 | 0 | 1919.8632 | 0 | 0 | 0 | 1 | 0 | 0 | 1.0494
301 | HVAC | Chiller | Chilled Water Reset | Hospitals | Existing | ChoEgs301 | 1 | 0 | 4932.1338 | 0 | GS | 10 | 1.0063 | 0.98564 | 1.0265 | 1.0441 | 1.0994 | 1.0901 | 1.0679 | 1.0965 | 1.0642 | 1.0547 | 1.0277 | 1.0297 | 248.0035 | 0 | 97.0506 | 0 | 0 | 0 | 1 | 0 | 0 | 1.0494
301 | HVAC | Chiller | Chilled Water Reset | Hospitals | New | ChoNgs301 | 1 | 0 | 4932.1338 | 0 | GS | 10 | 1.0063 | 0.98564 | 1.0265 | 1.0441 | 1.0994 | 1.0901 | 1.0679 | 1.0965 | 1.0642 | 1.0547 | 1.0277 | 1.0297 | 248.0035 | 0 | 97.0506 | 0 | 0 | 0 | 1 | 0 | 0 | 1.0494
301 | HVAC | Chiller | Chilled Water Reset | Institutional | Existing | CinEgs301 | 1 | 0 | 4932.1338 | 0 | GS | 10 | 1.0063 | 0.98564 | 1.0265 | 1.0441 | 1.0994 | 1.0901 | 1.0679 | 1.0965 | 1.0642 | 1.0547 | 1.0277 | 1.0297 | 248.0035 | 0 | 1469.9724 | 0 | 0 | 0 | 1 | 0 | 0 | 1.0494
301 | HVAC | Chiller | Chilled Water Reset | Institutional | New | CinNgs301 | 1 | 0 | 4932.1338 | 0 | GS | 10 | 1.0063 | 0.98564 | 1.0265 | 1.0441 | 1.0994 | 1.0901 | 1.0679 | 1.0965 | 1.0642 | 1.0547 | 1.0277 | 1.0297 | 248.0035 | 0 | 1469.9724 | 0 | 0 | 0 | 1 | 0 | 0 | 1.0494
301 | HVAC | Chiller | Chilled Water Reset | Lodging/Hospitality | Existing | CloEgs301 | 1 | 0 | 5221.6594 | 0 | GS | 10 | 1.0063 | 0.98564 | 1.0265 | 1.0441 | 1.0994 | 1.0901 | 1.0679 | 1.0965 | 1.0642 | 1.0547 | 1.0277 | 1.0297 | 262.5618 | 0 | 446.0388 | 0 | 0 | 0 | 1 | 0 | 0 | 1.0494
301 | HVAC | Chiller | Chilled Water Reset | Lodging/Hospitality | New | CloNgs301 | 1 | 0 | 5221.6594 | 0 | GS | 10 | 1.0063 | 0.98564 | 1.0265 | 1.0441 | 1.0994 | 1.0901 | 1.0679 | 1.0965 | 1.0642 | 1.0547 | 1.0277 | 1.0297 | 262.5618 | 0 | 446.0388 | 0 | 0 | 0 | 1 | 0 | 0 | 1.0494
301 | HVAC | Chiller | Chilled Water Reset | Miscellaneous | Existing | CmiEgs301 | 1 | 0 | 3002.444 | 0 | GS | 10 | 1.0063 | 0.98564 | 1.0265 | 1.0441 | 1.0994 | 1.0901 | 1.0679 | 1.0965 | 1.0642 | 1.0547 | 1.0277 | 1.0297 | 150.9725 | 0 | 329.5095 | 0 | 0 | 0 | 1 | 0 | 0 | 1.0494
301 | HVAC | Chiller | Chilled Water Reset | Miscellaneous | New | CmiNgs301 | 1 | 0 | 3002.444 | 0 | GS | 10 | 1.0063 | 0.98564 | 1.0265 | 1.0441 | 1.0994 | 1.0901 | 1.0679 | 1.0965 | 1.0642 | 1.0547 | 1.0277 | 1.0297 | 150.9725 | 0 | 329.5095 | 0 | 0 | 0 | 1 | 0 | 0 | 1.0494
301 | HVAC | Chiller | Chilled Water Reset | Offices | Existing | CofEgs301 | 1 | 0 | 3002.444 | 0 | GS | 10 | 1.0063 | 0.98564 | 1.0265 | 1.0441 | 1.0994 | 1.0901 | 1.0679 | 1.0965 | 1.0642 | 1.0547 | 1.0277 | 1.0297 | 150.9725 | 0 | 628.4737 | 0 | 0 | 0 | 1 | 0 | 0 | 1.0494
301 | HVAC | Chiller | Chilled Water Reset | Offices | New | CofNgs301 | 1 | 0 | 3002.444 | 0 | GS | 10 | 1.0063 | 0.98564 | 1.0265 | 1.0441 | 1.0994 | 1.0901 | 1.0679 | 1.0965 | 1.0642 | 1.0547 | 1.0277 | 1.0297 | 150.9725 | 0 | 628.4737 | 0 | 0 | 0 | 1 | 0 | 0 | 1.0494
301 | HVAC | Chiller | Chilled Water Reset | Restaurants | Existing | CreEgs301 | 1 | 0 | 3526.3542 | 0 | GS | 10 | 1.0063 | 0.98564 | 1.0265 | 1.0441 | 1.0994 | 1.0901 | 1.0679 | 1.0965 | 1.0642 | 1.0547 | 1.0277 | 1.0297 | 177.3164 | 0 | 2621.7984 | 0 | 0 | 0 | 1 | 0 | 0 | 1.0494
301 | HVAC | Chiller | Chilled Water Reset | Restaurants | New | CreNgs301 | 1 | 0 | 3526.3542 | 0 | GS | 10 | 1.0063 | 0.98564 | 1.0265 | 1.0441 | 1.0994 | 1.0901 | 1.0679 | 1.0965 | 1.0642 | 1.0547 | 1.0277 | 1.0297 | 177.3164 | 0 | 2621.7984 | 0 | 0 | 0 | 1 | 0 | 0 | 1.0494
301 | HVAC | Chiller | Chilled Water Reset | Retail | Existing | CrtEgs301 | 1 | 0 | 3002.444 | 0 | GS | 10 | 1.0063 | 0.98564 | 1.0265 | 1.0441 | 1.0994 | 1.0901 | 1.0679 | 1.0965 | 1.0642 | 1.0547 | 1.0277 | 1.0297 | 150.9725 | 0 | 477.375 | 0 | 0 | 0 | 1 | 0 | 0 | 1.0494
301 | HVAC | Chiller | Chilled Water Reset | Retail | New | CrtNgs301 | 1 | 0 | 3002.444 | 0 | GS | 10 | 1.0063 | 0.98564 | 1.0265 | 1.0441 | 1.0994 | 1.0901 | 1.0679 | 1.0965 | 1.0642 | 1.0547 | 1.0277 | 1.0297 | 150.9725 | 0 | 477.375 | 0 | 0 | 0 | 1 | 0 | 0 | 1.0494
301 | HVAC | Chiller | Chilled Water Reset | Schools K-12 | Existing | CscEgs301 | 1 | 0 | 3002.444 | 0 | GS | 10 | 1.0063 | 0.98564 | 1.0265 | 1.0441 | 1.0994 | 1.0901 | 1.0679 | 1.0965 | 1.0642 | 1.0547 | 1.0277 | 1.0297 | 150.9725 | 0 | 336.3854 | 0 | 0 | 0 | 1 | 0 | 0 | 1.0494
301 | HVAC | Chiller | Chilled Water Reset | Schools K-12 | New | CscNgs301 | 1 | 0 | 3002.444 | 0 | GS | 10 | 1.0063 | 0.98564 | 1.0265 | 1.0441 | 1.0994 | 1.0901 | 1.0679 | 1.0965 | 1.0642 | 1.0547 | 1.0277 | 1.0297 | 150.9725 | 0 | 336.3854 | 0 | 0 | 0 | 1 | 0 | 0 | 1.0494
301 | HVAC | Chiller | Chilled Water Reset | Warehouse | Existing | CwaEgs301 | 1 | 0 | 3002.444 | 0 | GS | 10 | 1.0063 | 0.98564 | 1.0265 | 1.0441 | 1.0994 | 1.0901 | 1.0679 | 1.0965 | 1.0642 | 1.0547 | 1.0277 | 1.0297 | 150.9725 | 0 | 562.5223 | 0 | 0 | 0 | 1 | 0 | 0 | 1.0494
301 | HVAC | Chiller | Chilled Water Reset | Warehouse | New | CwaNgs301 | 1 | 0 | 3002.444 | 0 | GS | 10 | 1.0063 | 0.98564 | 1.0265 | 1.0441 | 1.0994 | 1.0901 | 1.0679 | 1.0965 | 1.0642 | 1.0547 | 1.0277 | 1.0297 | 150.9725 | 0 | 562.5223 | 0 | 0 | 0 | 1 | 0 | 0 | 1.0494
302 | HVAC | Chiller | Chiller maintenance | Assembly | Existing | CasEgs302 | 1 | 0.0054872 | 873.8203 | 0 | GS | 5 | 1.0063 | 0.98564 | 1.0265 | 1.0441 | 1.0994 | 1.0901 | 1.0679 | 1.0965 | 1.0642 | 1.0547 | 1.0277 | 1.0297 | 43.9385 | 0 | 128.2048 | 0 | 0 | 0 | 1 | 0 | 0 | 1.0494
302 | HVAC | Chiller | Chiller maintenance | College and University | Existing | CcoEgs302 | 1 | 0.0054872 | 873.8203 | 0 | GS | 5 | 1.0063 | 0.98564 | 1.0265 | 1.0441 | 1.0994 | 1.0901 | 1.0679 | 1.0965 | 1.0642 | 1.0547 | 1.0277 | 1.0297 | 43.9385 | 0 | 128.2053 | 0 | 0 | 0 | 1 | 0 | 0 | 1.0494
302 | HVAC | Chiller | Chiller maintenance | Data Center | Existing | CdaEgs302 | 1 | 0.0054872 | 873.8203 | 0 | GS | 5 | 1.0063 | 0.98564 | 1.0265 | 1.0441 | 1.0994 | 1.0901 | 1.0679 | 1.0965 | 1.0642 | 1.0547 | 1.0277 | 1.0297 | 43.9385 | 0 | 128.2048 | 0 | 0 | 0 | 1 | 0 | 0 | 1.0494
302 | HVAC | Chiller | Chiller maintenance | Grocery | Existing | CgrEgs302 | 1 | 0.0054872 | 873.8203 | 0 | GS | 5 | 1.0063 | 0.98564 | 1.0265 | 1.0441 | 1.0994 | 1.0901 | 1.0679 | 1.0965 | 1.0642 | 1.0547 | 1.0277 | 1.0297 | 43.9385 | 0 | 128.2051 | 0 | 0 | 0 | 1 | 0 | 0 | 1.0494
302 | HVAC | Chiller | Chiller maintenance | Healthcare | Existing | CheEgs302 | 1 | 0.0054872 | 873.8203 | 0 | GS | 5 | 1.0063 | 0.98564 | 1.0265 | 1.0441 | 1.0994 | 1.0901 | 1.0679 | 1.0965 | 1.0642 | 1.0547 | 1.0277 | 1.0297 | 43.9385 | 0 | 128.2048 | 0 | 0 | 0 | 1 | 0 | 0 | 1.0494
302 | HVAC | Chiller | Chiller maintenance | Hospitals | Existing | ChoEgs302 | 1 | 0.0054872 | 873.8203 | 0 | GS | 5 | 1.0063 | 0.98564 | 1.0265 | 1.0441 | 1.0994 | 1.0901 | 1.0679 | 1.0965 | 1.0642 | 1.0547 | 1.0277 | 1.0297 | 43.9385 | 0 | 128.2051 | 0 | 0 | 0 | 1 | 0 | 0 | 1.0494
302 | HVAC | Chiller | Chiller maintenance | Institutional | Existing | CinEgs302 | 1 | 0.0054872 | 873.8203 | 0 | GS | 5 | 1.0063 | 0.98564 | 1.0265 | 1.0441 | 1.0994 | 1.0901 | 1.0679 | 1.0965 | 1.0642 | 1.0547 | 1.0277 | 1.0297 | 43.9385 | 0 | 128.2066 | 0 | 0 | 0 | 1 | 0 | 0 | 1.0494
302 | HVAC | Chiller | Chiller maintenance | Lodging/Hospitality | Existing | CloEgs302 | 1 | 0.0054872 | 873.8203 | 0 | GS | 5 | 1.0063 | 0.98564 | 1.0265 | 1.0441 | 1.0994 | 1.0901 | 1.0679 | 1.0965 | 1.0642 | 1.0547 | 1.0277 | 1.0297 | 43.9385 | 0 | 128.2051 | 0 | 0 | 0 | 1 | 0 | 0 | 1.0494
302 | HVAC | Chiller | Chiller maintenance | Miscellaneous | Existing | CmiEgs302 | 1 | 0.0054872 | 873.8203 | 0 | GS | 5 | 1.0063 | 0.98564 | 1.0265 | 1.0441 | 1.0994 | 1.0901 | 1.0679 | 1.0965 | 1.0642 | 1.0547 | 1.0277 | 1.0297 | 43.9385 | 0 | 128.2064 | 0 | 0 | 0 | 1 | 0 | 0 | 1.0494
302 | HVAC | Chiller | Chiller maintenance | Offices | Existing | CofEgs302 | 1 | 0.0054872 | 873.8203 | 0 | GS | 5 | 1.0063 | 0.98564 | 1.0265 | 1.0441 | 1.0994 | 1.0901 | 1.0679 | 1.0965 | 1.0642 | 1.0547 | 1.0277 | 1.0297 | 43.9385 | 0 | 128.2055 | 0 | 0 | 0 | 1 | 0 | 0 | 1.0494
302 | HVAC | Chiller | Chiller maintenance | Restaurants | Existing | CreEgs302 | 1 | 0.0054872 | 873.8203 | 0 | GS | 5 | 1.0063 | 0.98564 | 1.0265 | 1.0441 | 1.0994 | 1.0901 | 1.0679 | 1.0965 | 1.0642 | 1.0547 | 1.0277 | 1.0297 | 43.9385 | 0 | 128.2046 | 0 | 0 | 0 | 1 | 0 | 0 | 1.0494
302 | HVAC | Chiller | Chiller maintenance | Retail | Existing | CrtEgs302 | 1 | 0.0054872 | 873.8203 | 0 | GS | 5 | 1.0063 | 0.98564 | 1.0265 | 1.0441 | 1.0994 | 1.0901 | 1.0679 | 1.0965 | 1.0642 | 1.0547 | 1.0277 | 1.0297 | 43.9385 | 0 | 128.2051 | 0 | 0 | 0 | 1 | 0 | 0 | 1.0494
302 | HVAC | Chiller | Chiller maintenance | Schools K-12 | Existing | CscEgs302 | 1 | 0.0054872 | 873.8203 | 0 | GS | 5 | 1.0063 | 0.98564 | 1.0265 | 1.0441 | 1.0994 | 1.0901 | 1.0679 | 1.0965 | 1.0642 | 1.0547 | 1.0277 | 1.0297 | 43.9385 | 0 | 128.2054 | 0 | 0 | 0 | 1 | 0 | 0 | 1.0494
302 | HVAC | Chiller | Chiller maintenance | Warehouse | Existing | CwaEgs302 | 1 | 0.0054872 | 873.8203 | 0 | GS | 5 | 1.0063 | 0.98564 | 1.0265 | 1.0441 | 1.0994 | 1.0901 | 1.0679 | 1.0965 | 1.0642 | 1.0547 | 1.0277 | 1.0297 | 43.9385 | 0 | 128.2047 | 0 | 0 | 0 | 1 | 0 | 0 | 1.0494
303 | HVAC | Chiller | HE Air Cooled Chiller - All Compressor Types - 100 Tons | Assembly | Turnover | CasTgs303 | 1 | 0 | 3002.444 | 0 | GS | 23 | 1 | 1 | 1 | 1 | 1 | 1 | 1 | 1 | 1 | 1 | 1 | 1 | 180.1466 | 0 | 6080.3497 | 0 | 0 | 0 | 1 | 0 | 0 | 1
303 | HVAC | Chiller | HE Air Cooled Chiller - All Compressor Types - 100 Tons | Assembly | New | CasNgs303 | 1 | 0 | 3002.444 | 0 | GS | 23 | 1 | 1 | 1 | 1 | 1 | 1 | 1 | 1 | 1 | 1 | 1 | 1 | 180.1466 | 0 | 6080.3497 | 0 | 0 | 0 | 1 | 0 | 0 | 1
303 | HVAC | Chiller | HE Air Cooled Chiller - All Compressor Types - 100 Tons | College and University | Turnover | CcoTgs303 | 1 | 0 | 4932.1338 | 0 | GS | 23 | 1 | 1 | 1 | 1 | 1 | 1 | 1 | 1 | 1 | 1 | 1 | 1 | 295.928 | 0 | 9002.943 | 0 | 0 | 0 | 1 | 0 | 0 | 1
303 | HVAC | Chiller | HE Air Cooled Chiller - All Compressor Types - 100 Tons | College and University | New | CcoNgs303 | 1 | 0 | 4932.1338 | 0 | GS | 23 | 1 | 1 | 1 | 1 | 1 | 1 | 1 | 1 | 1 | 1 | 1 | 1 | 295.928 | 0 | 9002.943 | 0 | 0 | 0 | 1 | 0 | 0 | 1
303 | HVAC | Chiller | HE Air Cooled Chiller - All Compressor Types - 100 Tons | Data Center | Turnover | CdaTgs303 | 1 | 0 | 4932.1338 | 0 | GS | 23 | 1 | 1 | 1 | 1 | 1 | 1 | 1 | 1 | 1 | 1 | 1 | 1 | 295.928 | 0 | 4844.1022 | 0 | 0 | 0 | 1 | 0 | 0 | 1
303 | HVAC | Chiller | HE Air Cooled Chiller - All Compressor Types - 100 Tons | Data Center | New | CdaNgs303 | 1 | 0 | 4932.1338 | 0 | GS | 23 | 1 | 1 | 1 | 1 | 1 | 1 | 1 | 1 | 1 | 1 | 1 | 1 | 295.928 | 0 | 4844.1022 | 0 | 0 | 0 | 1 | 0 | 0 | 1
303 | HVAC | Chiller | HE Air Cooled Chiller - All Compressor Types - 100 Tons | Grocery | Turnover | CgrTgs303 | 1 | 0 | 3526.3542 | 0 | GS | 23 | 1 | 1 | 1 | 1 | 1 | 1 | 1 | 1 | 1 | 1 | 1 | 1 | 211.5813 | 0 | 12922.7935 | 0 | 0 | 0 | 1 | 0 | 0 | 1
303 | HVAC | Chiller | HE Air Cooled Chiller - All Compressor Types - 100 Tons | Grocery | New | CgrNgs303 | 1 | 0 | 3526.3542 | 0 | GS | 23 | 1 | 1 | 1 | 1 | 1 | 1 | 1 | 1 | 1 | 1 | 1 | 1 | 211.5813 | 0 | 12922.7935 | 0 | 0 | 0 | 1 | 0 | 0 | 1
303 | HVAC | Chiller | HE Air Cooled Chiller - All Compressor Types - 100 Tons | Healthcare | Turnover | CheTgs303 | 1 | 0 | 4932.1338 | 0 | GS | 23 | 1 | 1 | 1 | 1 | 1 | 1 | 1 | 1 | 1 | 1 | 1 | 1 | 295.928 | 0 | 4588.5161 | 0 | 0 | 0 | 1 | 0 | 0 | 1
303 | HVAC | Chiller | HE Air Cooled Chiller - All Compressor Types - 100 Tons | Healthcare | New | CheNgs303 | 1 | 0 | 4932.1338 | 0 | GS | 23 | 1 | 1 | 1 | 1 | 1 | 1 | 1 | 1 | 1 | 1 | 1 | 1 | 295.928 | 0 | 4588.5161 | 0 | 0 | 0 | 1 | 0 | 0 | 1
303 | HVAC | Chiller | HE Air Cooled Chiller - All Compressor Types - 100 Tons | Hospitals | Turnover | ChoTgs303 | 1 | 0 | 4932.1338 | 0 | GS | 23 | 1 | 1 | 1 | 1 | 1 | 1 | 1 | 1 | 1 | 1 | 1 | 1 | 295.928 | 0 | 4844.1022 | 0 | 0 | 0 | 1 | 0 | 0 | 1
303 | HVAC | Chiller | HE Air Cooled Chiller - All Compressor Types - 100 Tons | Hospitals | New | ChoNgs303 | 1 | 0 | 4932.1338 | 0 | GS | 23 | 1 | 1 | 1 | 1 | 1 | 1 | 1 | 1 | 1 | 1 | 1 | 1 | 295.928 | 0 | 4844.1022 | 0 | 0 | 0 | 1 | 0 | 0 | 1
303 | HVAC | Chiller | HE Air Cooled Chiller - All Compressor Types - 100 Tons | Institutional | Turnover | CinTgs303 | 1 | 0 | 4932.1338 | 0 | GS | 23 | 1 | 1 | 1 | 1 | 1 | 1 | 1 | 1 | 1 | 1 | 1 | 1 | 295.928 | 0 | 18476.5729 | 0 | 0 | 0 | 1 | 0 | 0 | 1
303 | HVAC | Chiller | HE Air Cooled Chiller - All Compressor Types - 100 Tons | Institutional | New | CinNgs303 | 1 | 0 | 4932.1338 | 0 | GS | 23 | 1 | 1 | 1 | 1 | 1 | 1 | 1 | 1 | 1 | 1 | 1 | 1 | 295.928 | 0 | 18476.5729 | 0 | 0 | 0 | 1 | 0 | 0 | 1
303 | HVAC | Chiller | HE Air Cooled Chiller - All Compressor Types - 100 Tons | Lodging/Hospitality | Turnover | CloTgs303 | 1 | 0 | 5221.6594 | 0 | GS | 23 | 1 | 1 | 1 | 1 | 1 | 1 | 1 | 1 | 1 | 1 | 1 | 1 | 313.2996 | 0 | 6399.3788 | 0 | 0 | 0 | 1 | 0 | 0 | 1
303 | HVAC | Chiller | HE Air Cooled Chiller - All Compressor Types - 100 Tons | Lodging/Hospitality | New | CloNgs303 | 1 | 0 | 5221.6594 | 0 | GS | 23 | 1 | 1 | 1 | 1 | 1 | 1 | 1 | 1 | 1 | 1 | 1 | 1 | 313.2996 | 0 | 6399.3788 | 0 | 0 | 0 | 1 | 0 | 0 | 1
303 | HVAC | Chiller | HE Air Cooled Chiller - All Compressor Types - 100 Tons | Miscellaneous | Turnover | CmiTgs303 | 1 | 0 | 3002.444 | 0 | GS | 23 | 1 | 1 | 1 | 1 | 1 | 1 | 1 | 1 | 1 | 1 | 1 | 1 | 180.1466 | 0 | 10884.4139 | 0 | 0 | 0 | 1 | 0 | 0 | 1
303 | HVAC | Chiller | HE Air Cooled Chiller - All Compressor Types - 100 Tons | Miscellaneous | New | CmiNgs303 | 1 | 0 | 3002.444 | 0 | GS | 23 | 1 | 1 | 1 | 1 | 1 | 1 | 1 | 1 | 1 | 1 | 1 | 1 | 180.1466 | 0 | 10884.4139 | 0 | 0 | 0 | 1 | 0 | 0 | 1
303 | HVAC | Chiller | HE Air Cooled Chiller - All Compressor Types - 100 Tons | Offices | Turnover | CofTgs303 | 1 | 0 | 3002.444 | 0 | GS | 23 | 1 | 1 | 1 | 1 | 1 | 1 | 1 | 1 | 1 | 1 | 1 | 1 | 180.1466 | 0 | 5401.5076 | 0 | 0 | 0 | 1 | 0 | 0 | 1
303 | HVAC | Chiller | HE Air Cooled Chiller - All Compressor Types - 100 Tons | Offices | New | CofNgs303 | 1 | 0 | 3002.444 | 0 | GS | 23 | 1 | 1 | 1 | 1 | 1 | 1 | 1 | 1 | 1 | 1 | 1 | 1 | 180.1466 | 0 | 5401.5076 | 0 | 0 | 0 | 1 | 0 | 0 | 1
303 | HVAC | Chiller | HE Air Cooled Chiller - All Compressor Types - 100 Tons | Restaurants | Turnover | CreTgs303 | 1 | 0 | 3526.3542 | 0 | GS | 23 | 1 | 1 | 1 | 1 | 1 | 1 | 1 | 1 | 1 | 1 | 1 | 1 | 211.5813 | 0 | 4405.0631 | 0 | 0 | 0 | 1 | 0 | 0 | 1
303 | HVAC | Chiller | HE Air Cooled Chiller - All Compressor Types - 100 Tons | Restaurants | New | CreNgs303 | 1 | 0 | 3526.3542 | 0 | GS | 23 | 1 | 1 | 1 | 1 | 1 | 1 | 1 | 1 | 1 | 1 | 1 | 1 | 211.5813 | 0 | 4405.0631 | 0 | 0 | 0 | 1 | 0 | 0 | 1
303 | HVAC | Chiller | HE Air Cooled Chiller - All Compressor Types - 100 Tons | Retail | Turnover | CrtTgs303 | 1 | 0 | 3002.444 | 0 | GS | 23 | 1 | 1 | 1 | 1 | 1 | 1 | 1 | 1 | 1 | 1 | 1 | 1 | 180.1466 | 0 | 4785.4344 | 0 | 0 | 0 | 1 | 0 | 0 | 1
303 | HVAC | Chiller | HE Air Cooled Chiller - All Compressor Types - 100 Tons | Retail | New | CrtNgs303 | 1 | 0 | 3002.444 | 0 | GS | 23 | 1 | 1 | 1 | 1 | 1 | 1 | 1 | 1 | 1 | 1 | 1 | 1 | 180.1466 | 0 | 4785.4344 | 0 | 0 | 0 | 1 | 0 | 0 | 1
303 | HVAC | Chiller | HE Air Cooled Chiller - All Compressor Types - 100 Tons | Schools K-12 | Turnover | CscTgs303 | 1 | 0 | 3002.444 | 0 | GS | 23 | 1 | 1 | 1 | 1 | 1 | 1 | 1 | 1 | 1 | 1 | 1 | 1 | 180.1466 | 0 | 5504.4227 | 0 | 0 | 0 | 1 | 0 | 0 | 1
303 | HVAC | Chiller | HE Air Cooled Chiller - All Compressor Types - 100 Tons | Schools K-12 | New | CscNgs303 | 1 | 0 | 3002.444 | 0 | GS | 23 | 1 | 1 | 1 | 1 | 1 | 1 | 1 | 1 | 1 | 1 | 1 | 1 | 180.1466 | 0 | 5504.4227 | 0 | 0 | 0 | 1 | 0 | 0 | 1
303 | HVAC | Chiller | HE Air Cooled Chiller - All Compressor Types - 100 Tons | Warehouse | Turnover | CwaTgs303 | 1 | 0 | 3002.444 | 0 | GS | 23 | 1 | 1 | 1 | 1 | 1 | 1 | 1 | 1 | 1 | 1 | 1 | 1 | 180.1466 | 0 | 25090.8781 | 0 | 0 | 0 | 1 | 0 | 0 | 1
303 | HVAC | Chiller | HE Air Cooled Chiller - All Compressor Types - 100 Tons | Warehouse | New | CwaNgs303 | 1 | 0 | 3002.444 | 0 | GS | 23 | 1 | 1 | 1 | 1 | 1 | 1 | 1 | 1 | 1 | 1 | 1 | 1 | 180.1466 | 0 | 25090.8781 | 0 | 0 | 0 | 1 | 0 | 0 | 1
304 | HVAC | Chiller | HE Water Cooled Chiller - Centrifugal Compressor - 200 Tons | Assembly | Turnover | CasTgs304 | 1 | 0 | 3002.444 | 0 | GS | 23 | 1.0063 | 0.98564 | 1.0265 | 1.0441 | 1.0994 | 1.0901 | 1.0679 | 1.0965 | 1.0642 | 1.0547 | 1.0277 | 1.0297 | 180.1466 | 0 | 2234.4262 | 0 | 0 | 0 | 1 | 0 | 0 | 1.0494
304 | HVAC | Chiller | HE Water Cooled Chiller - Centrifugal Compressor - 200 Tons | Assembly | New | CasNgs304 | 1 | 0 | 3002.444 | 0 | GS | 23 | 1.0063 | 0.98564 | 1.0265 | 1.0441 | 1.0994 | 1.0901 | 1.0679 | 1.0965 | 1.0642 | 1.0547 | 1.0277 | 1.0297 | 180.1466 | 0 | 2234.4262 | 0 | 0 | 0 | 1 | 0 | 0 | 1.0494
304 | HVAC | Chiller | HE Water Cooled Chiller - Centrifugal Compressor - 200 Tons | College and University | Turnover | CcoTgs304 | 1 | 0 | 4932.1338 | 0 | GS | 23 | 1.0063 | 0.98564 | 1.0265 | 1.0441 | 1.0994 | 1.0901 | 1.0679 | 1.0965 | 1.0642 | 1.0547 | 1.0277 | 1.0297 | 295.928 | 0 | 3308.4291 | 0 | 0 | 0 | 1 | 0 | 0 | 1.0494
304 | HVAC | Chiller | HE Water Cooled Chiller - Centrifugal Compressor - 200 Tons | College and University | New | CcoNgs304 | 1 | 0 | 4932.1338 | 0 | GS | 23 | 1.0063 | 0.98564 | 1.0265 | 1.0441 | 1.0994 | 1.0901 | 1.0679 | 1.0965 | 1.0642 | 1.0547 | 1.0277 | 1.0297 | 295.928 | 0 | 3308.4291 | 0 | 0 | 0 | 1 | 0 | 0 | 1.0494
304 | HVAC | Chiller | HE Water Cooled Chiller - Centrifugal Compressor - 200 Tons | Data Center | Turnover | CdaTgs304 | 1 | 0 | 4932.1338 | 0 | GS | 23 | 1.0063 | 0.98564 | 1.0265 | 1.0441 | 1.0994 | 1.0901 | 1.0679 | 1.0965 | 1.0642 | 1.0547 | 1.0277 | 1.0297 | 295.928 | 0 | 1780.1259 | 0 | 0 | 0 | 1 | 0 | 0 | 1.0494
304 | HVAC | Chiller | HE Water Cooled Chiller - Centrifugal Compressor - 200 Tons | Data Center | New | CdaNgs304 | 1 | 0 | 4932.1338 | 0 | GS | 23 | 1.0063 | 0.98564 | 1.0265 | 1.0441 | 1.0994 | 1.0901 | 1.0679 | 1.0965 | 1.0642 | 1.0547 | 1.0277 | 1.0297 | 295.928 | 0 | 1780.1259 | 0 | 0 | 0 | 1 | 0 | 0 | 1.0494
304 | HVAC | Chiller | HE Water Cooled Chiller - Centrifugal Compressor - 200 Tons | Grocery | Turnover | CgrTgs304 | 1 | 0 | 3526.3542 | 0 | GS | 23 | 1.0063 | 0.98564 | 1.0265 | 1.0441 | 1.0994 | 1.0901 | 1.0679 | 1.0965 | 1.0642 | 1.0547 | 1.0277 | 1.0297 | 211.5813 | 0 | 4748.9082 | 0 | 0 | 0 | 1 | 0 | 0 | 1.0494
304 | HVAC | Chiller | HE Water Cooled Chiller - Centrifugal Compressor - 200 Tons | Grocery | New | CgrNgs304 | 1 | 0 | 3526.3542 | 0 | GS | 23 | 1.0063 | 0.98564 | 1.0265 | 1.0441 | 1.0994 | 1.0901 | 1.0679 | 1.0965 | 1.0642 | 1.0547 | 1.0277 | 1.0297 | 211.5813 | 0 | 4748.9082 | 0 | 0 | 0 | 1 | 0 | 0 | 1.0494
304 | HVAC | Chiller | HE Water Cooled Chiller - Centrifugal Compressor - 200 Tons | Healthcare | Turnover | CheTgs304 | 1 | 0 | 4932.1338 | 0 | GS | 23 | 1.0063 | 0.98564 | 1.0265 | 1.0441 | 1.0994 | 1.0901 | 1.0679 | 1.0965 | 1.0642 | 1.0547 | 1.0277 | 1.0297 | 295.928 | 0 | 1686.2021 | 0 | 0 | 0 | 1 | 0 | 0 | 1.0494
304 | HVAC | Chiller | HE Water Cooled Chiller - Centrifugal Compressor - 200 Tons | Healthcare | New | CheNgs304 | 1 | 0 | 4932.1338 | 0 | GS | 23 | 1.0063 | 0.98564 | 1.0265 | 1.0441 | 1.0994 | 1.0901 | 1.0679 | 1.0965 | 1.0642 | 1.0547 | 1.0277 | 1.0297 | 295.928 | 0 | 1686.2021 | 0 | 0 | 0 | 1 | 0 | 0 | 1.0494
304 | HVAC | Chiller | HE Water Cooled Chiller - Centrifugal Compressor - 200 Tons | Hospitals | Turnover | ChoTgs304 | 1 | 0 | 4932.1338 | 0 | GS | 23 | 1.0063 | 0.98564 | 1.0265 | 1.0441 | 1.0994 | 1.0901 | 1.0679 | 1.0965 | 1.0642 | 1.0547 | 1.0277 | 1.0297 | 295.928 | 0 | 1780.1259 | 0 | 0 | 0 | 1 | 0 | 0 | 1.0494
304 | HVAC | Chiller | HE Water Cooled Chiller - Centrifugal Compressor - 200 Tons | Hospitals | New | ChoNgs304 | 1 | 0 | 4932.1338 | 0 | GS | 23 | 1.0063 | 0.98564 | 1.0265 | 1.0441 | 1.0994 | 1.0901 | 1.0679 | 1.0965 | 1.0642 | 1.0547 | 1.0277 | 1.0297 | 295.928 | 0 | 1780.1259 | 0 | 0 | 0 | 1 | 0 | 0 | 1.0494
304 | HVAC | Chiller | HE Water Cooled Chiller - Centrifugal Compressor - 200 Tons | Institutional | Turnover | CinTgs304 | 1 | 0 | 4932.1338 | 0 | GS | 23 | 1.0063 | 0.98564 | 1.0265 | 1.0441 | 1.0994 | 1.0901 | 1.0679 | 1.0965 | 1.0642 | 1.0547 | 1.0277 | 1.0297 | 295.928 | 0 | 6789.8239 | 0 | 0 | 0 | 1 | 0 | 0 | 1.0494
304 | HVAC | Chiller | HE Water Cooled Chiller - Centrifugal Compressor - 200 Tons | Institutional | New | CinNgs304 | 1 | 0 | 4932.1338 | 0 | GS | 23 | 1.0063 | 0.98564 | 1.0265 | 1.0441 | 1.0994 | 1.0901 | 1.0679 | 1.0965 | 1.0642 | 1.0547 | 1.0277 | 1.0297 | 295.928 | 0 | 6789.8239 | 0 | 0 | 0 | 1 | 0 | 0 | 1.0494
304 | HVAC | Chiller | HE Water Cooled Chiller - Centrifugal Compressor - 200 Tons | Lodging/Hospitality | Turnover | CloTgs304 | 1 | 0 | 5221.6594 | 0 | GS | 23 | 1.0063 | 0.98564 | 1.0265 | 1.0441 | 1.0994 | 1.0901 | 1.0679 | 1.0965 | 1.0642 | 1.0547 | 1.0277 | 1.0297 | 313.2996 | 0 | 2351.6634 | 0 | 0 | 0 | 1 | 0 | 0 | 1.0494
304 | HVAC | Chiller | HE Water Cooled Chiller - Centrifugal Compressor - 200 Tons | Lodging/Hospitality | New | CloNgs304 | 1 | 0 | 5221.6594 | 0 | GS | 23 | 1.0063 | 0.98564 | 1.0265 | 1.0441 | 1.0994 | 1.0901 | 1.0679 | 1.0965 | 1.0642 | 1.0547 | 1.0277 | 1.0297 | 313.2996 | 0 | 2351.6634 | 0 | 0 | 0 | 1 | 0 | 0 | 1.0494
304 | HVAC | Chiller | HE Water Cooled Chiller - Centrifugal Compressor - 200 Tons | Miscellaneous | Turnover | CmiTgs304 | 1 | 0 | 3002.444 | 0 | GS | 23 | 1.0063 | 0.98564 | 1.0265 | 1.0441 | 1.0994 | 1.0901 | 1.0679 | 1.0965 | 1.0642 | 1.0547 | 1.0277 | 1.0297 | 180.1466 | 0 | 3999.8394 | 0 | 0 | 0 | 1 | 0 | 0 | 1.0494
304 | HVAC | Chiller | HE Water Cooled Chiller - Centrifugal Compressor - 200 Tons | Miscellaneous | New | CmiNgs304 | 1 | 0 | 3002.444 | 0 | GS | 23 | 1.0063 | 0.98564 | 1.0265 | 1.0441 | 1.0994 | 1.0901 | 1.0679 | 1.0965 | 1.0642 | 1.0547 | 1.0277 | 1.0297 | 180.1466 | 0 | 3999.8394 | 0 | 0 | 0 | 1 | 0 | 0 | 1.0494
304 | HVAC | Chiller | HE Water Cooled Chiller - Centrifugal Compressor - 200 Tons | Offices | Turnover | CofTgs304 | 1 | 0 | 3002.444 | 0 | GS | 23 | 1.0063 | 0.98564 | 1.0265 | 1.0441 | 1.0994 | 1.0901 | 1.0679 | 1.0965 | 1.0642 | 1.0547 | 1.0277 | 1.0297 | 180.1466 | 0 | 1984.963 | 0 | 0 | 0 | 1 | 0 | 0 | 1.0494
304 | HVAC | Chiller | HE Water Cooled Chiller - Centrifugal Compressor - 200 Tons | Offices | New | CofNgs304 | 1 | 0 | 3002.444 | 0 | GS | 23 | 1.0063 | 0.98564 | 1.0265 | 1.0441 | 1.0994 | 1.0901 | 1.0679 | 1.0965 | 1.0642 | 1.0547 | 1.0277 | 1.0297 | 180.1466 | 0 | 1984.963 | 0 | 0 | 0 | 1 | 0 | 0 | 1.0494
304 | HVAC | Chiller | HE Water Cooled Chiller - Centrifugal Compressor - 200 Tons | Restaurants | Turnover | CreTgs304 | 1 | 0 | 3526.3542 | 0 | GS | 23 | 1.0063 | 0.98564 | 1.0265 | 1.0441 | 1.0994 | 1.0901 | 1.0679 | 1.0965 | 1.0642 | 1.0547 | 1.0277 | 1.0297 | 211.5813 | 0 | 1618.7858 | 0 | 0 | 0 | 1 | 0 | 0 | 1.0494
304 | HVAC | Chiller | HE Water Cooled Chiller - Centrifugal Compressor - 200 Tons | Restaurants | New | CreNgs304 | 1 | 0 | 3526.3542 | 0 | GS | 23 | 1.0063 | 0.98564 | 1.0265 | 1.0441 | 1.0994 | 1.0901 | 1.0679 | 1.0965 | 1.0642 | 1.0547 | 1.0277 | 1.0297 | 211.5813 | 0 | 1618.7858 | 0 | 0 | 0 | 1 | 0 | 0 | 1.0494
304 | HVAC | Chiller | HE Water Cooled Chiller - Centrifugal Compressor - 200 Tons | Retail | Turnover | CrtTgs304 | 1 | 0 | 3002.444 | 0 | GS | 23 | 1.0063 | 0.98564 | 1.0265 | 1.0441 | 1.0994 | 1.0901 | 1.0679 | 1.0965 | 1.0642 | 1.0547 | 1.0277 | 1.0297 | 180.1466 | 0 | 1758.5664 | 0 | 0 | 0 | 1 | 0 | 0 | 1.0494
304 | HVAC | Chiller | HE Water Cooled Chiller - Centrifugal Compressor - 200 Tons | Retail | New | CrtNgs304 | 1 | 0 | 3002.444 | 0 | GS | 23 | 1.0063 | 0.98564 | 1.0265 | 1.0441 | 1.0994 | 1.0901 | 1.0679 | 1.0965 | 1.0642 | 1.0547 | 1.0277 | 1.0297 | 180.1466 | 0 | 1758.5664 | 0 | 0 | 0 | 1 | 0 | 0 | 1.0494
304 | HVAC | Chiller | HE Water Cooled Chiller - Centrifugal Compressor - 200 Tons | Schools K-12 | Turnover | CscTgs304 | 1 | 0 | 3002.444 | 0 | GS | 23 | 1.0063 | 0.98564 | 1.0265 | 1.0441 | 1.0994 | 1.0901 | 1.0679 | 1.0965 | 1.0642 | 1.0547 | 1.0277 | 1.0297 | 180.1466 | 0 | 2022.7821 | 0 | 0 | 0 | 1 | 0 | 0 | 1.0494
304 | HVAC | Chiller | HE Water Cooled Chiller - Centrifugal Compressor - 200 Tons | Schools K-12 | New | CscNgs304 | 1 | 0 | 3002.444 | 0 | GS | 23 | 1.0063 | 0.98564 | 1.0265 | 1.0441 | 1.0994 | 1.0901 | 1.0679 | 1.0965 | 1.0642 | 1.0547 | 1.0277 | 1.0297 | 180.1466 | 0 | 2022.7821 | 0 | 0 | 0 | 1 | 0 | 0 | 1.0494
304 | HVAC | Chiller | HE Water Cooled Chiller - Centrifugal Compressor - 200 Tons | Warehouse | Turnover | CwaTgs304 | 1 | 0 | 3002.444 | 0 | GS | 23 | 1.0063 | 0.98564 | 1.0265 | 1.0441 | 1.0994 | 1.0901 | 1.0679 | 1.0965 | 1.0642 | 1.0547 | 1.0277 | 1.0297 | 180.1466 | 0 | 9220.4734 | 0 | 0 | 0 | 1 | 0 | 0 | 1.0494
304 | HVAC | Chiller | HE Water Cooled Chiller - Centrifugal Compressor - 200 Tons | Warehouse | New | CwaNgs304 | 1 | 0 | 3002.444 | 0 | GS | 23 | 1.0063 | 0.98564 | 1.0265 | 1.0441 | 1.0994 | 1.0901 | 1.0679 | 1.0965 | 1.0642 | 1.0547 | 1.0277 | 1.0297 | 180.1466 | 0 | 9220.4734 | 0 | 0 | 0 | 1 | 0 | 0 | 1.0494
305 | HVAC | Chiller | HE Water Cooled Chiller - Centrifugal Compressor - 500 Tons | Assembly | Turnover | CasTgs305 | 1 | 0 | 3002.444 | 0 | GS | 23 | 1.0063 | 0.98564 | 1.0265 | 1.0441 | 1.0994 | 1.0901 | 1.0679 | 1.0965 | 1.0642 | 1.0547 | 1.0277 | 1.0297 | 180.1466 | 0 | 1787.9256 | 0 | 0 | 0 | 1 | 0 | 0 | 1.0494
305 | HVAC | Chiller | HE Water Cooled Chiller - Centrifugal Compressor - 500 Tons | Assembly | New | CasNgs305 | 1 | 0 | 3002.444 | 0 | GS | 23 | 1.0063 | 0.98564 | 1.0265 | 1.0441 | 1.0994 | 1.0901 | 1.0679 | 1.0965 | 1.0642 | 1.0547 | 1.0277 | 1.0297 | 180.1466 | 0 | 1787.9256 | 0 | 0 | 0 | 1 | 0 | 0 | 1.0494
305 | HVAC | Chiller | HE Water Cooled Chiller - Centrifugal Compressor - 500 Tons | College and University | Turnover | CcoTgs305 | 1 | 0 | 4932.1338 | 0 | GS | 23 | 1.0063 | 0.98564 | 1.0265 | 1.0441 | 1.0994 | 1.0901 | 1.0679 | 1.0965 | 1.0642 | 1.0547 | 1.0277 | 1.0297 | 295.928 | 0 | 2647.3128 | 0 | 0 | 0 | 1 | 0 | 0 | 1.0494
305 | HVAC | Chiller | HE Water Cooled Chiller - Centrifugal Compressor - 500 Tons | College and University | New | CcoNgs305 | 1 | 0 | 4932.1338 | 0 | GS | 23 | 1.0063 | 0.98564 | 1.0265 | 1.0441 | 1.0994 | 1.0901 | 1.0679 | 1.0965 | 1.0642 | 1.0547 | 1.0277 | 1.0297 | 295.928 | 0 | 2647.3128 | 0 | 0 | 0 | 1 | 0 | 0 | 1.0494
305 | HVAC | Chiller | HE Water Cooled Chiller - Centrifugal Compressor - 500 Tons | Data Center | Turnover | CdaTgs305 | 1 | 0 | 4932.1338 | 0 | GS | 23 | 1.0063 | 0.98564 | 1.0265 | 1.0441 | 1.0994 | 1.0901 | 1.0679 | 1.0965 | 1.0642 | 1.0547 | 1.0277 | 1.0297 | 295.928 | 0 | 1424.4072 | 0 | 0 | 0 | 1 | 0 | 0 | 1.0494
305 | HVAC | Chiller | HE Water Cooled Chiller - Centrifugal Compressor - 500 Tons | Data Center | New | CdaNgs305 | 1 | 0 | 4932.1338 | 0 | GS | 23 | 1.0063 | 0.98564 | 1.0265 | 1.0441 | 1.0994 | 1.0901 | 1.0679 | 1.0965 | 1.0642 | 1.0547 | 1.0277 | 1.0297 | 295.928 | 0 | 1424.4072 | 0 | 0 | 0 | 1 | 0 | 0 | 1.0494
305 | HVAC | Chiller | HE Water Cooled Chiller - Centrifugal Compressor - 500 Tons | Grocery | Turnover | CgrTgs305 | 1 | 0 | 3526.3542 | 0 | GS | 23 | 1.0063 | 0.98564 | 1.0265 | 1.0441 | 1.0994 | 1.0901 | 1.0679 | 1.0965 | 1.0642 | 1.0547 | 1.0277 | 1.0297 | 211.5813 | 0 | 3799.944 | 0 | 0 | 0 | 1 | 0 | 0 | 1.0494
305 | HVAC | Chiller | HE Water Cooled Chiller - Centrifugal Compressor - 500 Tons | Grocery | New | CgrNgs305 | 1 | 0 | 3526.3542 | 0 | GS | 23 | 1.0063 | 0.98564 | 1.0265 | 1.0441 | 1.0994 | 1.0901 | 1.0679 | 1.0965 | 1.0642 | 1.0547 | 1.0277 | 1.0297 | 211.5813 | 0 | 3799.944 | 0 | 0 | 0 | 1 | 0 | 0 | 1.0494
305 | HVAC | Chiller | HE Water Cooled Chiller - Centrifugal Compressor - 500 Tons | Healthcare | Turnover | CheTgs305 | 1 | 0 | 4932.1338 | 0 | GS | 23 | 1.0063 | 0.98564 | 1.0265 | 1.0441 | 1.0994 | 1.0901 | 1.0679 | 1.0965 | 1.0642 | 1.0547 | 1.0277 | 1.0297 | 295.928 | 0 | 1349.252 | 0 | 0 | 0 | 1 | 0 | 0 | 1.0494
305 | HVAC | Chiller | HE Water Cooled Chiller - Centrifugal Compressor - 500 Tons | Healthcare | New | CheNgs305 | 1 | 0 | 4932.1338 | 0 | GS | 23 | 1.0063 | 0.98564 | 1.0265 | 1.0441 | 1.0994 | 1.0901 | 1.0679 | 1.0965 | 1.0642 | 1.0547 | 1.0277 | 1.0297 | 295.928 | 0 | 1349.252 | 0 | 0 | 0 | 1 | 0 | 0 | 1.0494
305 | HVAC | Chiller | HE Water Cooled Chiller - Centrifugal Compressor - 500 Tons | Hospitals | Turnover | ChoTgs305 | 1 | 0 | 4932.1338 | 0 | GS | 23 | 1.0063 | 0.98564 | 1.0265 | 1.0441 | 1.0994 | 1.0901 | 1.0679 | 1.0965 | 1.0642 | 1.0547 | 1.0277 | 1.0297 | 295.928 | 0 | 1424.4072 | 0 | 0 | 0 | 1 | 0 | 0 | 1.0494
305 | HVAC | Chiller | HE Water Cooled Chiller - Centrifugal Compressor - 500 Tons | Hospitals | New | ChoNgs305 | 1 | 0 | 4932.1338 | 0 | GS | 23 | 1.0063 | 0.98564 | 1.0265 | 1.0441 | 1.0994 | 1.0901 | 1.0679 | 1.0965 | 1.0642 | 1.0547 | 1.0277 | 1.0297 | 295.928 | 0 | 1424.4072 | 0 | 0 | 0 | 1 | 0 | 0 | 1.0494
305 | HVAC | Chiller | HE Water Cooled Chiller - Centrifugal Compressor - 500 Tons | Institutional | Turnover | CinTgs305 | 1 | 0 | 4932.1338 | 0 | GS | 23 | 1.0063 | 0.98564 | 1.0265 | 1.0441 | 1.0994 | 1.0901 | 1.0679 | 1.0965 | 1.0642 | 1.0547 | 1.0277 | 1.0297 | 295.928 | 0 | 5433.028 | 0 | 0 | 0 | 1 | 0 | 0 | 1.0494
305 | HVAC | Chiller | HE Water Cooled Chiller - Centrifugal Compressor - 500 Tons | Institutional | New | CinNgs305 | 1 | 0 | 4932.1338 | 0 | GS | 23 | 1.0063 | 0.98564 | 1.0265 | 1.0441 | 1.0994 | 1.0901 | 1.0679 | 1.0965 | 1.0642 | 1.0547 | 1.0277 | 1.0297 | 295.928 | 0 | 5433.028 | 0 | 0 | 0 | 1 | 0 | 0 | 1.0494
305 | HVAC | Chiller | HE Water Cooled Chiller - Centrifugal Compressor - 500 Tons | Lodging/Hospitality | Turnover | CloTgs305 | 1 | 0 | 5221.6594 | 0 | GS | 23 | 1.0063 | 0.98564 | 1.0265 | 1.0441 | 1.0994 | 1.0901 | 1.0679 | 1.0965 | 1.0642 | 1.0547 | 1.0277 | 1.0297 | 313.2996 | 0 | 1881.7356 | 0 | 0 | 0 | 1 | 0 | 0 | 1.0494
305 | HVAC | Chiller | HE Water Cooled Chiller - Centrifugal Compressor - 500 Tons | Lodging/Hospitality | New | CloNgs305 | 1 | 0 | 5221.6594 | 0 | GS | 23 | 1.0063 | 0.98564 | 1.0265 | 1.0441 | 1.0994 | 1.0901 | 1.0679 | 1.0965 | 1.0642 | 1.0547 | 1.0277 | 1.0297 | 313.2996 | 0 | 1881.7356 | 0 | 0 | 0 | 1 | 0 | 0 | 1.0494
305 | HVAC | Chiller | HE Water Cooled Chiller - Centrifugal Compressor - 500 Tons | Miscellaneous | Turnover | CmiTgs305 | 1 | 0 | 3002.444 | 0 | GS | 23 | 1.0063 | 0.98564 | 1.0265 | 1.0441 | 1.0994 | 1.0901 | 1.0679 | 1.0965 | 1.0642 | 1.0547 | 1.0277 | 1.0297 | 180.1466 | 0 | 3200.56 | 0 | 0 | 0 | 1 | 0 | 0 | 1.0494
305 | HVAC | Chiller | HE Water Cooled Chiller - Centrifugal Compressor - 500 Tons | Miscellaneous | New | CmiNgs305 | 1 | 0 | 3002.444 | 0 | GS | 23 | 1.0063 | 0.98564 | 1.0265 | 1.0441 | 1.0994 | 1.0901 | 1.0679 | 1.0965 | 1.0642 | 1.0547 | 1.0277 | 1.0297 | 180.1466 | 0 | 3200.56 | 0 | 0 | 0 | 1 | 0 | 0 | 1.0494
305 | HVAC | Chiller | HE Water Cooled Chiller - Centrifugal Compressor - 500 Tons | Offices | Turnover | CofTgs305 | 1 | 0 | 3002.444 | 0 | GS | 23 | 1.0063 | 0.98564 | 1.0265 | 1.0441 | 1.0994 | 1.0901 | 1.0679 | 1.0965 | 1.0642 | 1.0547 | 1.0277 | 1.0297 | 180.1466 | 0 | 1588.3121 | 0 | 0 | 0 | 1 | 0 | 0 | 1.0494
305 | HVAC | Chiller | HE Water Cooled Chiller - Centrifugal Compressor - 500 Tons | Offices | New | CofNgs305 | 1 | 0 | 3002.444 | 0 | GS | 23 | 1.0063 | 0.98564 | 1.0265 | 1.0441 | 1.0994 | 1.0901 | 1.0679 | 1.0965 | 1.0642 | 1.0547 | 1.0277 | 1.0297 | 180.1466 | 0 | 1588.3121 | 0 | 0 | 0 | 1 | 0 | 0 | 1.0494
305 | HVAC | Chiller | HE Water Cooled Chiller - Centrifugal Compressor - 500 Tons | Restaurants | Turnover | CreTgs305 | 1 | 0 | 3526.3542 | 0 | GS | 23 | 1.0063 | 0.98564 | 1.0265 | 1.0441 | 1.0994 | 1.0901 | 1.0679 | 1.0965 | 1.0642 | 1.0547 | 1.0277 | 1.0297 | 211.5813 | 0 | 1295.3073 | 0 | 0 | 0 | 1 | 0 | 0 | 1.0494
305 | HVAC | Chiller | HE Water Cooled Chiller - Centrifugal Compressor - 500 Tons | Restaurants | New | CreNgs305 | 1 | 0 | 3526.3542 | 0 | GS | 23 | 1.0063 | 0.98564 | 1.0265 | 1.0441 | 1.0994 | 1.0901 | 1.0679 | 1.0965 | 1.0642 | 1.0547 | 1.0277 | 1.0297 | 211.5813 | 0 | 1295.3073 | 0 | 0 | 0 | 1 | 0 | 0 | 1.0494
305 | HVAC | Chiller | HE Water Cooled Chiller - Centrifugal Compressor - 500 Tons | Retail | Turnover | CrtTgs305 | 1 | 0 | 3002.444 | 0 | GS | 23 | 1.0063 | 0.98564 | 1.0265 | 1.0441 | 1.0994 | 1.0901 | 1.0679 | 1.0965 | 1.0642 | 1.0547 | 1.0277 | 1.0297 | 180.1466 | 0 | 1407.1558 | 0 | 0 | 0 | 1 | 0 | 0 | 1.0494
305 | HVAC | Chiller | HE Water Cooled Chiller - Centrifugal Compressor - 500 Tons | Retail | New | CrtNgs305 | 1 | 0 | 3002.444 | 0 | GS | 23 | 1.0063 | 0.98564 | 1.0265 | 1.0441 | 1.0994 | 1.0901 | 1.0679 | 1.0965 | 1.0642 | 1.0547 | 1.0277 | 1.0297 | 180.1466 | 0 | 1407.1558 | 0 | 0 | 0 | 1 | 0 | 0 | 1.0494
305 | HVAC | Chiller | HE Water Cooled Chiller - Centrifugal Compressor - 500 Tons | Schools K-12 | Turnover | CscTgs305 | 1 | 0 | 3002.444 | 0 | GS | 23 | 1.0063 | 0.98564 | 1.0265 | 1.0441 | 1.0994 | 1.0901 | 1.0679 | 1.0965 | 1.0642 | 1.0547 | 1.0277 | 1.0297 | 180.1466 | 0 | 1618.5739 | 0 | 0 | 0 | 1 | 0 | 0 | 1.0494
305 | HVAC | Chiller | HE Water Cooled Chiller - Centrifugal Compressor - 500 Tons | Schools K-12 | New | CscNgs305 | 1 | 0 | 3002.444 | 0 | GS | 23 | 1.0063 | 0.98564 | 1.0265 | 1.0441 | 1.0994 | 1.0901 | 1.0679 | 1.0965 | 1.0642 | 1.0547 | 1.0277 | 1.0297 | 180.1466 | 0 | 1618.5739 | 0 | 0 | 0 | 1 | 0 | 0 | 1.0494
305 | HVAC | Chiller | HE Water Cooled Chiller - Centrifugal Compressor - 500 Tons | Warehouse | Turnover | CwaTgs305 | 1 | 0 | 3002.444 | 0 | GS | 23 | 1.0063 | 0.98564 | 1.0265 | 1.0441 | 1.0994 | 1.0901 | 1.0679 | 1.0965 | 1.0642 | 1.0547 | 1.0277 | 1.0297 | 180.1466 | 0 | 7377.966 | 0 | 0 | 0 | 1 | 0 | 0 | 1.0494
305 | HVAC | Chiller | HE Water Cooled Chiller - Centrifugal Compressor - 500 Tons | Warehouse | New | CwaNgs305 | 1 | 0 | 3002.444 | 0 | GS | 23 | 1.0063 | 0.98564 | 1.0265 | 1.0441 | 1.0994 | 1.0901 | 1.0679 | 1.0965 | 1.0642 | 1.0547 | 1.0277 | 1.0297 | 180.1466 | 0 | 7377.966 | 0 | 0 | 0 | 1 | 0 | 0 | 1.0494
306 | HVAC | Chiller | HE Water Cooled Chiller - Rotary or Screw Compressor - 175 Tons | Assembly | Turnover | CasTgs306 | 1 | 0 | 3002.444 | 0 | GS | 23 | 1.0063 | 0.98564 | 1.0265 | 1.0441 | 1.0994 | 1.0901 | 1.0679 | 1.0965 | 1.0642 | 1.0547 | 1.0277 | 1.0297 | 180.1466 | 0 | 4249.2281 | 0 | 0 | 0 | 1 | 0 | 0 | 1.0494
306 | HVAC | Chiller | HE Water Cooled Chiller - Rotary or Screw Compressor - 175 Tons | Assembly | New | CasNgs306 | 1 | 0 | 3002.444 | 0 | GS | 23 | 1.0063 | 0.98564 | 1.0265 | 1.0441 | 1.0994 | 1.0901 | 1.0679 | 1.0965 | 1.0642 | 1.0547 | 1.0277 | 1.0297 | 180.1466 | 0 | 4249.2281 | 0 | 0 | 0 | 1 | 0 | 0 | 1.0494
306 | HVAC | Chiller | HE Water Cooled Chiller - Rotary or Screw Compressor - 175 Tons | College and University | Turnover | CcoTgs306 | 1 | 0 | 4932.1338 | 0 | GS | 23 | 1.0063 | 0.98564 | 1.0265 | 1.0441 | 1.0994 | 1.0901 | 1.0679 | 1.0965 | 1.0642 | 1.0547 | 1.0277 | 1.0297 | 295.928 | 0 | 6291.669 | 0 | 0 | 0 | 1 | 0 | 0 | 1.0494
306 | HVAC | Chiller | HE Water Cooled Chiller - Rotary or Screw Compressor - 175 Tons | College and University | New | CcoNgs306 | 1 | 0 | 4932.1338 | 0 | GS | 23 | 1.0063 | 0.98564 | 1.0265 | 1.0441 | 1.0994 | 1.0901 | 1.0679 | 1.0965 | 1.0642 | 1.0547 | 1.0277 | 1.0297 | 295.928 | 0 | 6291.669 | 0 | 0 | 0 | 1 | 0 | 0 | 1.0494
306 | HVAC | Chiller | HE Water Cooled Chiller - Rotary or Screw Compressor - 175 Tons | Data Center | Turnover | CdaTgs306 | 1 | 0 | 4932.1338 | 0 | GS | 23 | 1.0063 | 0.98564 | 1.0265 | 1.0441 | 1.0994 | 1.0901 | 1.0679 | 1.0965 | 1.0642 | 1.0547 | 1.0277 | 1.0297 | 295.928 | 0 | 3385.2812 | 0 | 0 | 0 | 1 | 0 | 0 | 1.0494
306 | HVAC | Chiller | HE Water Cooled Chiller - Rotary or Screw Compressor - 175 Tons | Data Center | New | CdaNgs306 | 1 | 0 | 4932.1338 | 0 | GS | 23 | 1.0063 | 0.98564 | 1.0265 | 1.0441 | 1.0994 | 1.0901 | 1.0679 | 1.0965 | 1.0642 | 1.0547 | 1.0277 | 1.0297 | 295.928 | 0 | 3385.2812 | 0 | 0 | 0 | 1 | 0 | 0 | 1.0494
306 | HVAC | Chiller | HE Water Cooled Chiller - Rotary or Screw Compressor - 175 Tons | Grocery | Turnover | CgrTgs306 | 1 | 0 | 3526.3542 | 0 | GS | 23 | 1.0063 | 0.98564 | 1.0265 | 1.0441 | 1.0994 | 1.0901 | 1.0679 | 1.0965 | 1.0642 | 1.0547 | 1.0277 | 1.0297 | 211.5813 | 0 | 9031.0408 | 0 | 0 | 0 | 1 | 0 | 0 | 1.0494
306 | HVAC | Chiller | HE Water Cooled Chiller - Rotary or Screw Compressor - 175 Tons | Grocery | New | CgrNgs306 | 1 | 0 | 3526.3542 | 0 | GS | 23 | 1.0063 | 0.98564 | 1.0265 | 1.0441 | 1.0994 | 1.0901 | 1.0679 | 1.0965 | 1.0642 | 1.0547 | 1.0277 | 1.0297 | 211.5813 | 0 | 9031.0408 | 0 | 0 | 0 | 1 | 0 | 0 | 1.0494
306 | HVAC | Chiller | HE Water Cooled Chiller - Rotary or Screw Compressor - 175 Tons | Healthcare | Turnover | CheTgs306 | 1 | 0 | 4932.1338 | 0 | GS | 23 | 1.0063 | 0.98564 | 1.0265 | 1.0441 | 1.0994 | 1.0901 | 1.0679 | 1.0965 | 1.0642 | 1.0547 | 1.0277 | 1.0297 | 295.928 | 0 | 3206.6655 | 0 | 0 | 0 | 1 | 0 | 0 | 1.0494
306 | HVAC | Chiller | HE Water Cooled Chiller - Rotary or Screw Compressor - 175 Tons | Healthcare | New | CheNgs306 | 1 | 0 | 4932.1338 | 0 | GS | 23 | 1.0063 | 0.98564 | 1.0265 | 1.0441 | 1.0994 | 1.0901 | 1.0679 | 1.0965 | 1.0642 | 1.0547 | 1.0277 | 1.0297 | 295.928 | 0 | 3206.6655 | 0 | 0 | 0 | 1 | 0 | 0 | 1.0494
306 | HVAC | Chiller | HE Water Cooled Chiller - Rotary or Screw Compressor - 175 Tons | Hospitals | Turnover | ChoTgs306 | 1 | 0 | 4932.1338 | 0 | GS | 23 | 1.0063 | 0.98564 | 1.0265 | 1.0441 | 1.0994 | 1.0901 | 1.0679 | 1.0965 | 1.0642 | 1.0547 | 1.0277 | 1.0297 | 295.928 | 0 | 3385.2812 | 0 | 0 | 0 | 1 | 0 | 0 | 1.0494
306 | HVAC | Chiller | HE Water Cooled Chiller - Rotary or Screw Compressor - 175 Tons | Hospitals | New | ChoNgs306 | 1 | 0 | 4932.1338 | 0 | GS | 23 | 1.0063 | 0.98564 | 1.0265 | 1.0441 | 1.0994 | 1.0901 | 1.0679 | 1.0965 | 1.0642 | 1.0547 | 1.0277 | 1.0297 | 295.928 | 0 | 3385.2812 | 0 | 0 | 0 | 1 | 0 | 0 | 1.0494
306 | HVAC | Chiller | HE Water Cooled Chiller - Rotary or Screw Compressor - 175 Tons | Institutional | Turnover | CinTgs306 | 1 | 0 | 4932.1338 | 0 | GS | 23 | 1.0063 | 0.98564 | 1.0265 | 1.0441 | 1.0994 | 1.0901 | 1.0679 | 1.0965 | 1.0642 | 1.0547 | 1.0277 | 1.0297 | 295.928 | 0 | 12912.2684 | 0 | 0 | 0 | 1 | 0 | 0 | 1.0494
306 | HVAC | Chiller | HE Water Cooled Chiller - Rotary or Screw Compressor - 175 Tons | Institutional | New | CinNgs306 | 1 | 0 | 4932.1338 | 0 | GS | 23 | 1.0063 | 0.98564 | 1.0265 | 1.0441 | 1.0994 | 1.0901 | 1.0679 | 1.0965 | 1.0642 | 1.0547 | 1.0277 | 1.0297 | 295.928 | 0 | 12912.2684 | 0 | 0 | 0 | 1 | 0 | 0 | 1.0494
306 | HVAC | Chiller | HE Water Cooled Chiller - Rotary or Screw Compressor - 175 Tons | Lodging/Hospitality | Turnover | CloTgs306 | 1 | 0 | 5221.6594 | 0 | GS | 23 | 1.0063 | 0.98564 | 1.0265 | 1.0441 | 1.0994 | 1.0901 | 1.0679 | 1.0965 | 1.0642 | 1.0547 | 1.0277 | 1.0297 | 313.2996 | 0 | 4472.1792 | 0 | 0 | 0 | 1 | 0 | 0 | 1.0494
306 | HVAC | Chiller | HE Water Cooled Chiller - Rotary or Screw Compressor - 175 Tons | Lodging/Hospitality | New | CloNgs306 | 1 | 0 | 5221.6594 | 0 | GS | 23 | 1.0063 | 0.98564 | 1.0265 | 1.0441 | 1.0994 | 1.0901 | 1.0679 | 1.0965 | 1.0642 | 1.0547 | 1.0277 | 1.0297 | 313.2996 | 0 | 4472.1792 | 0 | 0 | 0 | 1 | 0 | 0 | 1.0494
306 | HVAC | Chiller | HE Water Cooled Chiller - Rotary or Screw Compressor - 175 Tons | Miscellaneous | Turnover | CmiTgs306 | 1 | 0 | 3002.444 | 0 | GS | 23 | 1.0063 | 0.98564 | 1.0265 | 1.0441 | 1.0994 | 1.0901 | 1.0679 | 1.0965 | 1.0642 | 1.0547 | 1.0277 | 1.0297 | 180.1466 | 0 | 7606.53 | 0 | 0 | 0 | 1 | 0 | 0 | 1.0494
306 | HVAC | Chiller | HE Water Cooled Chiller - Rotary or Screw Compressor - 175 Tons | Miscellaneous | New | CmiNgs306 | 1 | 0 | 3002.444 | 0 | GS | 23 | 1.0063 | 0.98564 | 1.0265 | 1.0441 | 1.0994 | 1.0901 | 1.0679 | 1.0965 | 1.0642 | 1.0547 | 1.0277 | 1.0297 | 180.1466 | 0 | 7606.53 | 0 | 0 | 0 | 1 | 0 | 0 | 1.0494
306 | HVAC | Chiller | HE Water Cooled Chiller - Rotary or Screw Compressor - 175 Tons | Offices | Turnover | CofTgs306 | 1 | 0 | 3002.444 | 0 | GS | 23 | 1.0063 | 0.98564 | 1.0265 | 1.0441 | 1.0994 | 1.0901 | 1.0679 | 1.0965 | 1.0642 | 1.0547 | 1.0277 | 1.0297 | 180.1466 | 0 | 3774.8218 | 0 | 0 | 0 | 1 | 0 | 0 | 1.0494
306 | HVAC | Chiller | HE Water Cooled Chiller - Rotary or Screw Compressor - 175 Tons | Offices | New | CofNgs306 | 1 | 0 | 3002.444 | 0 | GS | 23 | 1.0063 | 0.98564 | 1.0265 | 1.0441 | 1.0994 | 1.0901 | 1.0679 | 1.0965 | 1.0642 | 1.0547 | 1.0277 | 1.0297 | 180.1466 | 0 | 3774.8218 | 0 | 0 | 0 | 1 | 0 | 0 | 1.0494
306 | HVAC | Chiller | HE Water Cooled Chiller - Rotary or Screw Compressor - 175 Tons | Restaurants | Turnover | CreTgs306 | 1 | 0 | 3526.3542 | 0 | GS | 23 | 1.0063 | 0.98564 | 1.0265 | 1.0441 | 1.0994 | 1.0901 | 1.0679 | 1.0965 | 1.0642 | 1.0547 | 1.0277 | 1.0297 | 211.5813 | 0 | 3078.4594 | 0 | 0 | 0 | 1 | 0 | 0 | 1.0494
306 | HVAC | Chiller | HE Water Cooled Chiller - Rotary or Screw Compressor - 175 Tons | Restaurants | New | CreNgs306 | 1 | 0 | 3526.3542 | 0 | GS | 23 | 1.0063 | 0.98564 | 1.0265 | 1.0441 | 1.0994 | 1.0901 | 1.0679 | 1.0965 | 1.0642 | 1.0547 | 1.0277 | 1.0297 | 211.5813 | 0 | 3078.4594 | 0 | 0 | 0 | 1 | 0 | 0 | 1.0494
306 | HVAC | Chiller | HE Water Cooled Chiller - Rotary or Screw Compressor - 175 Tons | Retail | Turnover | CrtTgs306 | 1 | 0 | 3002.444 | 0 | GS | 23 | 1.0063 | 0.98564 | 1.0265 | 1.0441 | 1.0994 | 1.0901 | 1.0679 | 1.0965 | 1.0642 | 1.0547 | 1.0277 | 1.0297 | 180.1466 | 0 | 3344.2813 | 0 | 0 | 0 | 1 | 0 | 0 | 1.0494
306 | HVAC | Chiller | HE Water Cooled Chiller - Rotary or Screw Compressor - 175 Tons | Retail | New | CrtNgs306 | 1 | 0 | 3002.444 | 0 | GS | 23 | 1.0063 | 0.98564 | 1.0265 | 1.0441 | 1.0994 | 1.0901 | 1.0679 | 1.0965 | 1.0642 | 1.0547 | 1.0277 | 1.0297 | 180.1466 | 0 | 3344.2813 | 0 | 0 | 0 | 1 | 0 | 0 | 1.0494
306 | HVAC | Chiller | HE Water Cooled Chiller - Rotary or Screw Compressor - 175 Tons | Schools K-12 | Turnover | CscTgs306 | 1 | 0 | 3002.444 | 0 | GS | 23 | 1.0063 | 0.98564 | 1.0265 | 1.0441 | 1.0994 | 1.0901 | 1.0679 | 1.0965 | 1.0642 | 1.0547 | 1.0277 | 1.0297 | 180.1466 | 0 | 3846.7427 | 0 | 0 | 0 | 1 | 0 | 0 | 1.0494
306 | HVAC | Chiller | HE Water Cooled Chiller - Rotary or Screw Compressor - 175 Tons | Schools K-12 | New | CscNgs306 | 1 | 0 | 3002.444 | 0 | GS | 23 | 1.0063 | 0.98564 | 1.0265 | 1.0441 | 1.0994 | 1.0901 | 1.0679 | 1.0965 | 1.0642 | 1.0547 | 1.0277 | 1.0297 | 180.1466 | 0 | 3846.7427 | 0 | 0 | 0 | 1 | 0 | 0 | 1.0494
306 | HVAC | Chiller | HE Water Cooled Chiller - Rotary or Screw Compressor - 175 Tons | Warehouse | Turnover | CwaTgs306 | 1 | 0 | 3002.444 | 0 | GS | 23 | 1.0063 | 0.98564 | 1.0265 | 1.0441 | 1.0994 | 1.0901 | 1.0679 | 1.0965 | 1.0642 | 1.0547 | 1.0277 | 1.0297 | 180.1466 | 0 | 17534.6561 | 0 | 0 | 0 | 1 | 0 | 0 | 1.0494
306 | HVAC | Chiller | HE Water Cooled Chiller - Rotary or Screw Compressor - 175 Tons | Warehouse | New | CwaNgs306 | 1 | 0 | 3002.444 | 0 | GS | 23 | 1.0063 | 0.98564 | 1.0265 | 1.0441 | 1.0994 | 1.0901 | 1.0679 | 1.0965 | 1.0642 | 1.0547 | 1.0277 | 1.0297 | 180.1466 | 0 | 17534.6561 | 0 | 0 | 0 | 1 | 0 | 0 | 1.0494
307 | HVAC | Chiller | HE Water Cooled Chiller - Rotary or Screw Compressor - 50 Tons | Assembly | Turnover | CasTgs307 | 1 | 0 | 3002.444 | 0 | GS | 23 | 1.0063 | 0.98564 | 1.0265 | 1.0441 | 1.0994 | 1.0901 | 1.0679 | 1.0965 | 1.0642 | 1.0547 | 1.0277 | 1.0297 | 180.1466 | 0 | 8607.1265 | 0 | 0 | 0 | 1 | 0 | 0 | 1.0494
307 | HVAC | Chiller | HE Water Cooled Chiller - Rotary or Screw Compressor - 50 Tons | Assembly | New | CasNgs307 | 1 | 0 | 3002.444 | 0 | GS | 23 | 1.0063 | 0.98564 | 1.0265 | 1.0441 | 1.0994 | 1.0901 | 1.0679 | 1.0965 | 1.0642 | 1.0547 | 1.0277 | 1.0297 | 180.1466 | 0 | 8607.1265 | 0 | 0 | 0 | 1 | 0 | 0 | 1.0494
307 | HVAC | Chiller | HE Water Cooled Chiller - Rotary or Screw Compressor - 50 Tons | College and University | Turnover | CcoTgs307 | 1 | 0 | 4932.1338 | 0 | GS | 23 | 1.0063 | 0.98564 | 1.0265 | 1.0441 | 1.0994 | 1.0901 | 1.0679 | 1.0965 | 1.0642 | 1.0547 | 1.0277 | 1.0297 | 295.928 | 0 | 12744.2418 | 0 | 0 | 0 | 1 | 0 | 0 | 1.0494
307 | HVAC | Chiller | HE Water Cooled Chiller - Rotary or Screw Compressor - 50 Tons | College and University | New | CcoNgs307 | 1 | 0 | 4932.1338 | 0 | GS | 23 | 1.0063 | 0.98564 | 1.0265 | 1.0441 | 1.0994 | 1.0901 | 1.0679 | 1.0965 | 1.0642 | 1.0547 | 1.0277 | 1.0297 | 295.928 | 0 | 12744.2418 | 0 | 0 | 0 | 1 | 0 | 0 | 1.0494
307 | HVAC | Chiller | HE Water Cooled Chiller - Rotary or Screw Compressor - 50 Tons | Data Center | Turnover | CdaTgs307 | 1 | 0 | 4932.1338 | 0 | GS | 23 | 1.0063 | 0.98564 | 1.0265 | 1.0441 | 1.0994 | 1.0901 | 1.0679 | 1.0965 | 1.0642 | 1.0547 | 1.0277 | 1.0297 | 295.928 | 0 | 6857.138 | 0 | 0 | 0 | 1 | 0 | 0 | 1.0494
307 | HVAC | Chiller | HE Water Cooled Chiller - Rotary or Screw Compressor - 50 Tons | Data Center | New | CdaNgs307 | 1 | 0 | 4932.1338 | 0 | GS | 23 | 1.0063 | 0.98564 | 1.0265 | 1.0441 | 1.0994 | 1.0901 | 1.0679 | 1.0965 | 1.0642 | 1.0547 | 1.0277 | 1.0297 | 295.928 | 0 | 6857.138 | 0 | 0 | 0 | 1 | 0 | 0 | 1.0494
307 | HVAC | Chiller | HE Water Cooled Chiller - Rotary or Screw Compressor - 50 Tons | Grocery | Turnover | CgrTgs307 | 1 | 0 | 3526.3542 | 0 | GS | 23 | 1.0063 | 0.98564 | 1.0265 | 1.0441 | 1.0994 | 1.0901 | 1.0679 | 1.0965 | 1.0642 | 1.0547 | 1.0277 | 1.0297 | 211.5813 | 0 | 18293.0424 | 0 | 0 | 0 | 1 | 0 | 0 | 1.0494
307 | HVAC | Chiller | HE Water Cooled Chiller - Rotary or Screw Compressor - 50 Tons | Grocery | New | CgrNgs307 | 1 | 0 | 3526.3542 | 0 | GS | 23 | 1.0063 | 0.98564 | 1.0265 | 1.0441 | 1.0994 | 1.0901 | 1.0679 | 1.0965 | 1.0642 | 1.0547 | 1.0277 | 1.0297 | 211.5813 | 0 | 18293.0424 | 0 | 0 | 0 | 1 | 0 | 0 | 1.0494
307 | HVAC | Chiller | HE Water Cooled Chiller - Rotary or Screw Compressor - 50 Tons | Healthcare | Turnover | CheTgs307 | 1 | 0 | 4932.1338 | 0 | GS | 23 | 1.0063 | 0.98564 | 1.0265 | 1.0441 | 1.0994 | 1.0901 | 1.0679 | 1.0965 | 1.0642 | 1.0547 | 1.0277 | 1.0297 | 295.928 | 0 | 6495.3387 | 0 | 0 | 0 | 1 | 0 | 0 | 1.0494
307 | HVAC | Chiller | HE Water Cooled Chiller - Rotary or Screw Compressor - 50 Tons | Healthcare | New | CheNgs307 | 1 | 0 | 4932.1338 | 0 | GS | 23 | 1.0063 | 0.98564 | 1.0265 | 1.0441 | 1.0994 | 1.0901 | 1.0679 | 1.0965 | 1.0642 | 1.0547 | 1.0277 | 1.0297 | 295.928 | 0 | 6495.3387 | 0 | 0 | 0 | 1 | 0 | 0 | 1.0494
307 | HVAC | Chiller | HE Water Cooled Chiller - Rotary or Screw Compressor - 50 Tons | Hospitals | Turnover | ChoTgs307 | 1 | 0 | 4932.1338 | 0 | GS | 23 | 1.0063 | 0.98564 | 1.0265 | 1.0441 | 1.0994 | 1.0901 | 1.0679 | 1.0965 | 1.0642 | 1.0547 | 1.0277 | 1.0297 | 295.928 | 0 | 6857.138 | 0 | 0 | 0 | 1 | 0 | 0 | 1.0494
307 | HVAC | Chiller | HE Water Cooled Chiller - Rotary or Screw Compressor - 50 Tons | Hospitals | New | ChoNgs307 | 1 | 0 | 4932.1338 | 0 | GS | 23 | 1.0063 | 0.98564 | 1.0265 | 1.0441 | 1.0994 | 1.0901 | 1.0679 | 1.0965 | 1.0642 | 1.0547 | 1.0277 | 1.0297 | 295.928 | 0 | 6857.138 | 0 | 0 | 0 | 1 | 0 | 0 | 1.0494
307 | HVAC | Chiller | HE Water Cooled Chiller - Rotary or Screw Compressor - 50 Tons | Institutional | Turnover | CinTgs307 | 1 | 0 | 4932.1338 | 0 | GS | 23 | 1.0063 | 0.98564 | 1.0265 | 1.0441 | 1.0994 | 1.0901 | 1.0679 | 1.0965 | 1.0642 | 1.0547 | 1.0277 | 1.0297 | 295.928 | 0 | 26154.7565 | 0 | 0 | 0 | 1 | 0 | 0 | 1.0494
307 | HVAC | Chiller | HE Water Cooled Chiller - Rotary or Screw Compressor - 50 Tons | Institutional | New | CinNgs307 | 1 | 0 | 4932.1338 | 0 | GS | 23 | 1.0063 | 0.98564 | 1.0265 | 1.0441 | 1.0994 | 1.0901 | 1.0679 | 1.0965 | 1.0642 | 1.0547 | 1.0277 | 1.0297 | 295.928 | 0 | 26154.7565 | 0 | 0 | 0 | 1 | 0 | 0 | 1.0494
307 | HVAC | Chiller | HE Water Cooled Chiller - Rotary or Screw Compressor - 50 Tons | Lodging/Hospitality | Turnover | CloTgs307 | 1 | 0 | 5221.6594 | 0 | GS | 23 | 1.0063 | 0.98564 | 1.0265 | 1.0441 | 1.0994 | 1.0901 | 1.0679 | 1.0965 | 1.0642 | 1.0547 | 1.0277 | 1.0297 | 313.2996 | 0 | 9058.7304 | 0 | 0 | 0 | 1 | 0 | 0 | 1.0494
307 | HVAC | Chiller | HE Water Cooled Chiller - Rotary or Screw Compressor - 50 Tons | Lodging/Hospitality | New | CloNgs307 | 1 | 0 | 5221.6594 | 0 | GS | 23 | 1.0063 | 0.98564 | 1.0265 | 1.0441 | 1.0994 | 1.0901 | 1.0679 | 1.0965 | 1.0642 | 1.0547 | 1.0277 | 1.0297 | 313.2996 | 0 | 9058.7304 | 0 | 0 | 0 | 1 | 0 | 0 | 1.0494
307 | HVAC | Chiller | HE Water Cooled Chiller - Rotary or Screw Compressor - 50 Tons | Miscellaneous | Turnover | CmiTgs307 | 1 | 0 | 3002.444 | 0 | GS | 23 | 1.0063 | 0.98564 | 1.0265 | 1.0441 | 1.0994 | 1.0901 | 1.0679 | 1.0965 | 1.0642 | 1.0547 | 1.0277 | 1.0297 | 180.1466 | 0 | 15407.5902 | 0 | 0 | 0 | 1 | 0 | 0 | 1.0494
307 | HVAC | Chiller | HE Water Cooled Chiller - Rotary or Screw Compressor - 50 Tons | Miscellaneous | New | CmiNgs307 | 1 | 0 | 3002.444 | 0 | GS | 23 | 1.0063 | 0.98564 | 1.0265 | 1.0441 | 1.0994 | 1.0901 | 1.0679 | 1.0965 | 1.0642 | 1.0547 | 1.0277 | 1.0297 | 180.1466 | 0 | 15407.5902 | 0 | 0 | 0 | 1 | 0 | 0 | 1.0494
307 | HVAC | Chiller | HE Water Cooled Chiller - Rotary or Screw Compressor - 50 Tons | Offices | Turnover | CofTgs307 | 1 | 0 | 3002.444 | 0 | GS | 23 | 1.0063 | 0.98564 | 1.0265 | 1.0441 | 1.0994 | 1.0901 | 1.0679 | 1.0965 | 1.0642 | 1.0547 | 1.0277 | 1.0297 | 180.1466 | 0 | 7646.1813 | 0 | 0 | 0 | 1 | 0 | 0 | 1.0494
307 | HVAC | Chiller | HE Water Cooled Chiller - Rotary or Screw Compressor - 50 Tons | Offices | New | CofNgs307 | 1 | 0 | 3002.444 | 0 | GS | 23 | 1.0063 | 0.98564 | 1.0265 | 1.0441 | 1.0994 | 1.0901 | 1.0679 | 1.0965 | 1.0642 | 1.0547 | 1.0277 | 1.0297 | 180.1466 | 0 | 7646.1813 | 0 | 0 | 0 | 1 | 0 | 0 | 1.0494
307 | HVAC | Chiller | HE Water Cooled Chiller - Rotary or Screw Compressor - 50 Tons | Restaurants | Turnover | CreTgs307 | 1 | 0 | 3526.3542 | 0 | GS | 23 | 1.0063 | 0.98564 | 1.0265 | 1.0441 | 1.0994 | 1.0901 | 1.0679 | 1.0965 | 1.0642 | 1.0547 | 1.0277 | 1.0297 | 211.5813 | 0 | 6235.6476 | 0 | 0 | 0 | 1 | 0 | 0 | 1.0494
307 | HVAC | Chiller | HE Water Cooled Chiller - Rotary or Screw Compressor - 50 Tons | Restaurants | New | CreNgs307 | 1 | 0 | 3526.3542 | 0 | GS | 23 | 1.0063 | 0.98564 | 1.0265 | 1.0441 | 1.0994 | 1.0901 | 1.0679 | 1.0965 | 1.0642 | 1.0547 | 1.0277 | 1.0297 | 211.5813 | 0 | 6235.6476 | 0 | 0 | 0 | 1 | 0 | 0 | 1.0494
307 | HVAC | Chiller | HE Water Cooled Chiller - Rotary or Screw Compressor - 50 Tons | Retail | Turnover | CrtTgs307 | 1 | 0 | 3002.444 | 0 | GS | 23 | 1.0063 | 0.98564 | 1.0265 | 1.0441 | 1.0994 | 1.0901 | 1.0679 | 1.0965 | 1.0642 | 1.0547 | 1.0277 | 1.0297 | 180.1466 | 0 | 6774.0896 | 0 | 0 | 0 | 1 | 0 | 0 | 1.0494
307 | HVAC | Chiller | HE Water Cooled Chiller - Rotary or Screw Compressor - 50 Tons | Retail | New | CrtNgs307 | 1 | 0 | 3002.444 | 0 | GS | 23 | 1.0063 | 0.98564 | 1.0265 | 1.0441 | 1.0994 | 1.0901 | 1.0679 | 1.0965 | 1.0642 | 1.0547 | 1.0277 | 1.0297 | 180.1466 | 0 | 6774.0896 | 0 | 0 | 0 | 1 | 0 | 0 | 1.0494
307 | HVAC | Chiller | HE Water Cooled Chiller - Rotary or Screw Compressor - 50 Tons | Schools K-12 | Turnover | CscTgs307 | 1 | 0 | 3002.444 | 0 | GS | 23 | 1.0063 | 0.98564 | 1.0265 | 1.0441 | 1.0994 | 1.0901 | 1.0679 | 1.0965 | 1.0642 | 1.0547 | 1.0277 | 1.0297 | 180.1466 | 0 | 7791.8624 | 0 | 0 | 0 | 1 | 0 | 0 | 1.0494
307 | HVAC | Chiller | HE Water Cooled Chiller - Rotary or Screw Compressor - 50 Tons | Schools K-12 | New | CscNgs307 | 1 | 0 | 3002.444 | 0 | GS | 23 | 1.0063 | 0.98564 | 1.0265 | 1.0441 | 1.0994 | 1.0901 | 1.0679 | 1.0965 | 1.0642 | 1.0547 | 1.0277 | 1.0297 | 180.1466 | 0 | 7791.8624 | 0 | 0 | 0 | 1 | 0 | 0 | 1.0494
307 | HVAC | Chiller | HE Water Cooled Chiller - Rotary or Screw Compressor - 50 Tons | Warehouse | Turnover | CwaTgs307 | 1 | 0 | 3002.444 | 0 | GS | 23 | 1.0063 | 0.98564 | 1.0265 | 1.0441 | 1.0994 | 1.0901 | 1.0679 | 1.0965 | 1.0642 | 1.0547 | 1.0277 | 1.0297 | 180.1466 | 0 | 35517.7452 | 0 | 0 | 0 | 1 | 0 | 0 | 1.0494
307 | HVAC | Chiller | HE Water Cooled Chiller - Rotary or Screw Compressor - 50 Tons | Warehouse | New | CwaNgs307 | 1 | 0 | 3002.444 | 0 | GS | 23 | 1.0063 | 0.98564 | 1.0265 | 1.0441 | 1.0994 | 1.0901 | 1.0679 | 1.0965 | 1.0642 | 1.0547 | 1.0277 | 1.0297 | 180.1466 | 0 | 35517.7452 | 0 | 0 | 0 | 1 | 0 | 0 | 1.0494
308 | HVAC | Chiller | VFD on Cooling Tower Fans | Assembly | Existing | CasEgs308 | 1 | 0 | 3002.444 | 0 | GS | 15 | 1.0063 | 0.98564 | 1.0265 | 1.0441 | 1.0994 | 1.0901 | 1.0679 | 1.0965 | 1.0642 | 1.0547 | 1.0277 | 1.0297 | 150.9725 | 0 | 892.8362 | 0 | 0 | 0 | 1 | 0 | 0 | 1.0494
308 | HVAC | Chiller | VFD on Cooling Tower Fans | Assembly | New | CasNgs308 | 1 | 0 | 3002.444 | 0 | GS | 15 | 1.0063 | 0.98564 | 1.0265 | 1.0441 | 1.0994 | 1.0901 | 1.0679 | 1.0965 | 1.0642 | 1.0547 | 1.0277 | 1.0297 | 150.9725 | 0 | 892.8362 | 0 | 0 | 0 | 1 | 0 | 0 | 1.0494
308 | HVAC | Chiller | VFD on Cooling Tower Fans | College and University | Existing | CcoEgs308 | 1 | 0 | 4932.1338 | 0 | GS | 15 | 1.0063 | 0.98564 | 1.0265 | 1.0441 | 1.0994 | 1.0901 | 1.0679 | 1.0965 | 1.0642 | 1.0547 | 1.0277 | 1.0297 | 248.0035 | 0 | 775.7281 | 0 | 0 | 0 | 1 | 0 | 0 | 1.0494
308 | HVAC | Chiller | VFD on Cooling Tower Fans | College and University | New | CcoNgs308 | 1 | 0 | 4932.1338 | 0 | GS | 15 | 1.0063 | 0.98564 | 1.0265 | 1.0441 | 1.0994 | 1.0901 | 1.0679 | 1.0965 | 1.0642 | 1.0547 | 1.0277 | 1.0297 | 248.0035 | 0 | 775.7281 | 0 | 0 | 0 | 1 | 0 | 0 | 1.0494
308 | HVAC | Chiller | VFD on Cooling Tower Fans | Data Center | Existing | CdaEgs308 | 1 | 0 | 4932.1338 | 0 | GS | 15 | 1.0063 | 0.98564 | 1.0265 | 1.0441 | 1.0994 | 1.0901 | 1.0679 | 1.0965 | 1.0642 | 1.0547 | 1.0277 | 1.0297 | 248.0035 | 0 | 359.9699 | 0 | 0 | 0 | 1 | 0 | 0 | 1.0494
308 | HVAC | Chiller | VFD on Cooling Tower Fans | Data Center | New | CdaNgs308 | 1 | 0 | 4932.1338 | 0 | GS | 15 | 1.0063 | 0.98564 | 1.0265 | 1.0441 | 1.0994 | 1.0901 | 1.0679 | 1.0965 | 1.0642 | 1.0547 | 1.0277 | 1.0297 | 248.0035 | 0 | 359.9699 | 0 | 0 | 0 | 1 | 0 | 0 | 1.0494
308 | HVAC | Chiller | VFD on Cooling Tower Fans | Grocery | Existing | CgrEgs308 | 1 | 0 | 3526.3542 | 0 | GS | 15 | 1.0063 | 0.98564 | 1.0265 | 1.0441 | 1.0994 | 1.0901 | 1.0679 | 1.0965 | 1.0642 | 1.0547 | 1.0277 | 1.0297 | 177.3164 | 0 | 412.1676 | 0 | 0 | 0 | 1 | 0 | 0 | 1.0494
308 | HVAC | Chiller | VFD on Cooling Tower Fans | Grocery | New | CgrNgs308 | 1 | 0 | 3526.3542 | 0 | GS | 15 | 1.0063 | 0.98564 | 1.0265 | 1.0441 | 1.0994 | 1.0901 | 1.0679 | 1.0965 | 1.0642 | 1.0547 | 1.0277 | 1.0297 | 177.3164 | 0 | 412.1676 | 0 | 0 | 0 | 1 | 0 | 0 | 1.0494
308 | HVAC | Chiller | VFD on Cooling Tower Fans | Healthcare | Existing | CheEgs308 | 1 | 0 | 4932.1338 | 0 | GS | 15 | 1.0063 | 0.98564 | 1.0265 | 1.0441 | 1.0994 | 1.0901 | 1.0679 | 1.0965 | 1.0642 | 1.0547 | 1.0277 | 1.0297 | 248.0035 | 0 | 495.4958 | 0 | 0 | 0 | 1 | 0 | 0 | 1.0494
308 | HVAC | Chiller | VFD on Cooling Tower Fans | Healthcare | New | CheNgs308 | 1 | 0 | 4932.1338 | 0 | GS | 15 | 1.0063 | 0.98564 | 1.0265 | 1.0441 | 1.0994 | 1.0901 | 1.0679 | 1.0965 | 1.0642 | 1.0547 | 1.0277 | 1.0297 | 248.0035 | 0 | 495.4958 | 0 | 0 | 0 | 1 | 0 | 0 | 1.0494
308 | HVAC | Chiller | VFD on Cooling Tower Fans | Hospitals | Existing | ChoEgs308 | 1 | 0 | 4932.1338 | 0 | GS | 15 | 1.0063 | 0.98564 | 1.0265 | 1.0441 | 1.0994 | 1.0901 | 1.0679 | 1.0965 | 1.0642 | 1.0547 | 1.0277 | 1.0297 | 248.0035 | 0 | 637.2947 | 0 | 0 | 0 | 1 | 0 | 0 | 1.0494
308 | HVAC | Chiller | VFD on Cooling Tower Fans | Hospitals | New | ChoNgs308 | 1 | 0 | 4932.1338 | 0 | GS | 15 | 1.0063 | 0.98564 | 1.0265 | 1.0441 | 1.0994 | 1.0901 | 1.0679 | 1.0965 | 1.0642 | 1.0547 | 1.0277 | 1.0297 | 248.0035 | 0 | 637.2947 | 0 | 0 | 0 | 1 | 0 | 0 | 1.0494
308 | HVAC | Chiller | VFD on Cooling Tower Fans | Institutional | Existing | CinEgs308 | 1 | 0 | 4932.1338 | 0 | GS | 15 | 1.0063 | 0.98564 | 1.0265 | 1.0441 | 1.0994 | 1.0901 | 1.0679 | 1.0965 | 1.0642 | 1.0547 | 1.0277 | 1.0297 | 248.0035 | 0 | 721.0924 | 0 | 0 | 0 | 1 | 0 | 0 | 1.0494
308 | HVAC | Chiller | VFD on Cooling Tower Fans | Institutional | New | CinNgs308 | 1 | 0 | 4932.1338 | 0 | GS | 15 | 1.0063 | 0.98564 | 1.0265 | 1.0441 | 1.0994 | 1.0901 | 1.0679 | 1.0965 | 1.0642 | 1.0547 | 1.0277 | 1.0297 | 248.0035 | 0 | 721.0924 | 0 | 0 | 0 | 1 | 0 | 0 | 1.0494
308 | HVAC | Chiller | VFD on Cooling Tower Fans | Lodging/Hospitality | Existing | CloEgs308 | 1 | 0 | 5221.6594 | 0 | GS | 15 | 1.0063 | 0.98564 | 1.0265 | 1.0441 | 1.0994 | 1.0901 | 1.0679 | 1.0965 | 1.0642 | 1.0547 | 1.0277 | 1.0297 | 262.5618 | 0 | 536.1238 | 0 | 0 | 0 | 1 | 0 | 0 | 1.0494
308 | HVAC | Chiller | VFD on Cooling Tower Fans | Lodging/Hospitality | New | CloNgs308 | 1 | 0 | 5221.6594 | 0 | GS | 15 | 1.0063 | 0.98564 | 1.0265 | 1.0441 | 1.0994 | 1.0901 | 1.0679 | 1.0965 | 1.0642 | 1.0547 | 1.0277 | 1.0297 | 262.5618 | 0 | 536.1238 | 0 | 0 | 0 | 1 | 0 | 0 | 1.0494
308 | HVAC | Chiller | VFD on Cooling Tower Fans | Miscellaneous | Existing | CmiEgs308 | 1 | 0 | 3002.444 | 0 | GS | 15 | 1.0063 | 0.98564 | 1.0265 | 1.0441 | 1.0994 | 1.0901 | 1.0679 | 1.0965 | 1.0642 | 1.0547 | 1.0277 | 1.0297 | 150.9725 | 0 | 642.6512 | 0 | 0 | 0 | 1 | 0 | 0 | 1.0494
308 | HVAC | Chiller | VFD on Cooling Tower Fans | Miscellaneous | New | CmiNgs308 | 1 | 0 | 3002.444 | 0 | GS | 15 | 1.0063 | 0.98564 | 1.0265 | 1.0441 | 1.0994 | 1.0901 | 1.0679 | 1.0965 | 1.0642 | 1.0547 | 1.0277 | 1.0297 | 150.9725 | 0 | 642.6512 | 0 | 0 | 0 | 1 | 0 | 0 | 1.0494
308 | HVAC | Chiller | VFD on Cooling Tower Fans | Offices | Existing | CofEgs308 | 1 | 0 | 3002.444 | 0 | GS | 15 | 1.0063 | 0.98564 | 1.0265 | 1.0441 | 1.0994 | 1.0901 | 1.0679 | 1.0965 | 1.0642 | 1.0547 | 1.0277 | 1.0297 | 150.9725 | 0 | 317.3413 | 0 | 0 | 0 | 1 | 0 | 0 | 1.0494
308 | HVAC | Chiller | VFD on Cooling Tower Fans | Offices | New | CofNgs308 | 1 | 0 | 3002.444 | 0 | GS | 15 | 1.0063 | 0.98564 | 1.0265 | 1.0441 | 1.0994 | 1.0901 | 1.0679 | 1.0965 | 1.0642 | 1.0547 | 1.0277 | 1.0297 | 150.9725 | 0 | 317.3413 | 0 | 0 | 0 | 1 | 0 | 0 | 1.0494
308 | HVAC | Chiller | VFD on Cooling Tower Fans | Restaurants | Existing | CreEgs308 | 1 | 0 | 3526.3542 | 0 | GS | 15 | 1.0063 | 0.98564 | 1.0265 | 1.0441 | 1.0994 | 1.0901 | 1.0679 | 1.0965 | 1.0642 | 1.0547 | 1.0277 | 1.0297 | 177.3164 | 0 | 978.1168 | 0 | 0 | 0 | 1 | 0 | 0 | 1.0494
308 | HVAC | Chiller | VFD on Cooling Tower Fans | Restaurants | New | CreNgs308 | 1 | 0 | 3526.3542 | 0 | GS | 15 | 1.0063 | 0.98564 | 1.0265 | 1.0441 | 1.0994 | 1.0901 | 1.0679 | 1.0965 | 1.0642 | 1.0547 | 1.0277 | 1.0297 | 177.3164 | 0 | 978.1168 | 0 | 0 | 0 | 1 | 0 | 0 | 1.0494
308 | HVAC | Chiller | VFD on Cooling Tower Fans | Retail | Existing | CrtEgs308 | 1 | 0 | 3002.444 | 0 | GS | 15 | 1.0063 | 0.98564 | 1.0265 | 1.0441 | 1.0994 | 1.0901 | 1.0679 | 1.0965 | 1.0642 | 1.0547 | 1.0277 | 1.0297 | 150.9725 | 0 | 847.13 | 0 | 0 | 0 | 1 | 0 | 0 | 1.0494
308 | HVAC | Chiller | VFD on Cooling Tower Fans | Retail | New | CrtNgs308 | 1 | 0 | 3002.444 | 0 | GS | 15 | 1.0063 | 0.98564 | 1.0265 | 1.0441 | 1.0994 | 1.0901 | 1.0679 | 1.0965 | 1.0642 | 1.0547 | 1.0277 | 1.0297 | 150.9725 | 0 | 847.13 | 0 | 0 | 0 | 1 | 0 | 0 | 1.0494
308 | HVAC | Chiller | VFD on Cooling Tower Fans | Schools K-12 | Existing | CscEgs308 | 1 | 0 | 3002.444 | 0 | GS | 15 | 1.0063 | 0.98564 | 1.0265 | 1.0441 | 1.0994 | 1.0901 | 1.0679 | 1.0965 | 1.0642 | 1.0547 | 1.0277 | 1.0297 | 150.9725 | 0 | 724.6502 | 0 | 0 | 0 | 1 | 0 | 0 | 1.0494
308 | HVAC | Chiller | VFD on Cooling Tower Fans | Schools K-12 | New | CscNgs308 | 1 | 0 | 3002.444 | 0 | GS | 15 | 1.0063 | 0.98564 | 1.0265 | 1.0441 | 1.0994 | 1.0901 | 1.0679 | 1.0965 | 1.0642 | 1.0547 | 1.0277 | 1.0297 | 150.9725 | 0 | 724.6502 | 0 | 0 | 0 | 1 | 0 | 0 | 1.0494
308 | HVAC | Chiller | VFD on Cooling Tower Fans | Warehouse | Existing | CwaEgs308 | 1 | 0 | 3002.444 | 0 | GS | 15 | 1.0063 | 0.98564 | 1.0265 | 1.0441 | 1.0994 | 1.0901 | 1.0679 | 1.0965 | 1.0642 | 1.0547 | 1.0277 | 1.0297 | 150.9725 | 0 | 2492.9873 | 0 | 0 | 0 | 1 | 0 | 0 | 1.0494
308 | HVAC | Chiller | VFD on Cooling Tower Fans | Warehouse | New | CwaNgs308 | 1 | 0 | 3002.444 | 0 | GS | 15 | 1.0063 | 0.98564 | 1.0265 | 1.0441 | 1.0994 | 1.0901 | 1.0679 | 1.0965 | 1.0642 | 1.0547 | 1.0277 | 1.0297 | 150.9725 | 0 | 2492.9873 | 0 | 0 | 0 | 1 | 0 | 0 | 1.0494
309 | HVAC | Chiller | VFD on HVAC Pump | Assembly | Existing | CasEgs309 | 1 | 15.5506 | 9828.4071 | 0 | GS | 15 | 1.0063 | 0.98564 | 1.0265 | 1.0441 | 1.0994 | 1.0901 | 1.0679 | 1.0965 | 1.0642 | 1.0547 | 1.0277 | 1.0297 | 494.2038 | 0 | 5524.5896 | 0 | 0 | 0 | 1 | 0 | 0 | 1.0494
309 | HVAC | Chiller | VFD on HVAC Pump | Assembly | New | CasNgs309 | 1 | 15.5506 | 9828.4071 | 0 | GS | 15 | 1.0063 | 0.98564 | 1.0265 | 1.0441 | 1.0994 | 1.0901 | 1.0679 | 1.0965 | 1.0642 | 1.0547 | 1.0277 | 1.0297 | 494.2038 | 0 | 5524.5896 | 0 | 0 | 0 | 1 | 0 | 0 | 1.0494
309 | HVAC | Chiller | VFD on HVAC Pump | College and University | Existing | CcoEgs309 | 1 | 1.6352 | 13431.4324 | 0 | GS | 15 | 1.0063 | 0.98564 | 1.0265 | 1.0441 | 1.0994 | 1.0901 | 1.0679 | 1.0965 | 1.0642 | 1.0547 | 1.0277 | 1.0297 | 675.3754 | 0 | 4800.0113 | 0 | 0 | 0 | 1 | 0 | 0 | 1.0494
309 | HVAC | Chiller | VFD on HVAC Pump | College and University | New | CcoNgs309 | 1 | 1.6352 | 13431.4324 | 0 | GS | 15 | 1.0063 | 0.98564 | 1.0265 | 1.0441 | 1.0994 | 1.0901 | 1.0679 | 1.0965 | 1.0642 | 1.0547 | 1.0277 | 1.0297 | 675.3754 | 0 | 4800.0113 | 0 | 0 | 0 | 1 | 0 | 0 | 1.0494
309 | HVAC | Chiller | VFD on HVAC Pump | Data Center | Existing | CdaEgs309 | 1 | 0.94889 | 9864.2677 | 0 | GS | 15 | 1.0063 | 0.98564 | 1.0265 | 1.0441 | 1.0994 | 1.0901 | 1.0679 | 1.0965 | 1.0642 | 1.0547 | 1.0277 | 1.0297 | 496.007 | 0 | 2227.3929 | 0 | 0 | 0 | 1 | 0 | 0 | 1.0494
309 | HVAC | Chiller | VFD on HVAC Pump | Data Center | New | CdaNgs309 | 1 | 0.94889 | 9864.2677 | 0 | GS | 15 | 1.0063 | 0.98564 | 1.0265 | 1.0441 | 1.0994 | 1.0901 | 1.0679 | 1.0965 | 1.0642 | 1.0547 | 1.0277 | 1.0297 | 496.007 | 0 | 2227.3929 | 0 | 0 | 0 | 1 | 0 | 0 | 1.0494
309 | HVAC | Chiller | VFD on HVAC Pump | Grocery | Existing | CgrEgs309 | 1 | 3.6921 | 8330.4348 | 0 | GS | 15 | 1.0063 | 0.98564 | 1.0265 | 1.0441 | 1.0994 | 1.0901 | 1.0679 | 1.0965 | 1.0642 | 1.0547 | 1.0277 | 1.0297 | 418.8809 | 0 | 2550.3795 | 0 | 0 | 0 | 1 | 0 | 0 | 1.0494
309 | HVAC | Chiller | VFD on HVAC Pump | Grocery | New | CgrNgs309 | 1 | 3.6921 | 8330.4348 | 0 | GS | 15 | 1.0063 | 0.98564 | 1.0265 | 1.0441 | 1.0994 | 1.0901 | 1.0679 | 1.0965 | 1.0642 | 1.0547 | 1.0277 | 1.0297 | 418.8809 | 0 | 2550.3795 | 0 | 0 | 0 | 1 | 0 | 0 | 1.0494
309 | HVAC | Chiller | VFD on HVAC Pump | Healthcare | Existing | CheEgs309 | 1 | 1.3061 | 11721.1866 | 0 | GS | 15 | 1.0063 | 0.98564 | 1.0265 | 1.0441 | 1.0994 | 1.0901 | 1.0679 | 1.0965 | 1.0642 | 1.0547 | 1.0277 | 1.0297 | 589.3788 | 0 | 3065.993 | 0 | 0 | 0 | 1 | 0 | 0 | 1.0494
309 | HVAC | Chiller | VFD on HVAC Pump | Healthcare | New | CheNgs309 | 1 | 1.3061 | 11721.1866 | 0 | GS | 15 | 1.0063 | 0.98564 | 1.0265 | 1.0441 | 1.0994 | 1.0901 | 1.0679 | 1.0965 | 1.0642 | 1.0547 | 1.0277 | 1.0297 | 589.3788 | 0 | 3065.993 | 0 | 0 | 0 | 1 | 0 | 0 | 1.0494
309 | HVAC | Chiller | VFD on HVAC Pump | Hospitals | Existing | ChoEgs309 | 1 | 0.56132 | 7849.7308 | 0 | GS | 15 | 1.0063 | 0.98564 | 1.0265 | 1.0441 | 1.0994 | 1.0901 | 1.0679 | 1.0965 | 1.0642 | 1.0547 | 1.0277 | 1.0297 | 394.7096 | 0 | 3943.401 | 0 | 0 | 0 | 1 | 0 | 0 | 1.0494
309 | HVAC | Chiller | VFD on HVAC Pump | Hospitals | New | ChoNgs309 | 1 | 0.56132 | 7849.7308 | 0 | GS | 15 | 1.0063 | 0.98564 | 1.0265 | 1.0441 | 1.0994 | 1.0901 | 1.0679 | 1.0965 | 1.0642 | 1.0547 | 1.0277 | 1.0297 | 394.7096 | 0 | 3943.401 | 0 | 0 | 0 | 1 | 0 | 0 | 1.0494
309 | HVAC | Chiller | VFD on HVAC Pump | Institutional | Existing | CinEgs309 | 1 | 1.0222 | 10245.4682 | 0 | GS | 15 | 1.0063 | 0.98564 | 1.0265 | 1.0441 | 1.0994 | 1.0901 | 1.0679 | 1.0965 | 1.0642 | 1.0547 | 1.0277 | 1.0297 | 515.1749 | 0 | 4461.909 | 0 | 0 | 0 | 1 | 0 | 0 | 1.0494
309 | HVAC | Chiller | VFD on HVAC Pump | Institutional | New | CinNgs309 | 1 | 1.0222 | 10245.4682 | 0 | GS | 15 | 1.0063 | 0.98564 | 1.0265 | 1.0441 | 1.0994 | 1.0901 | 1.0679 | 1.0965 | 1.0642 | 1.0547 | 1.0277 | 1.0297 | 515.1749 | 0 | 4461.909 | 0 | 0 | 0 | 1 | 0 | 0 | 1.0494
309 | HVAC | Chiller | VFD on HVAC Pump | Lodging/Hospitality | Existing | CloEgs309 | 1 | 3.502 | 10538.0901 | 0 | GS | 15 | 1.0063 | 0.98564 | 1.0265 | 1.0441 | 1.0994 | 1.0901 | 1.0679 | 1.0965 | 1.0642 | 1.0547 | 1.0277 | 1.0297 | 529.8889 | 0 | 3317.3901 | 0 | 0 | 0 | 1 | 0 | 0 | 1.0494
309 | HVAC | Chiller | VFD on HVAC Pump | Lodging/Hospitality | New | CloNgs309 | 1 | 3.502 | 10538.0901 | 0 | GS | 15 | 1.0063 | 0.98564 | 1.0265 | 1.0441 | 1.0994 | 1.0901 | 1.0679 | 1.0965 | 1.0642 | 1.0547 | 1.0277 | 1.0297 | 529.8889 | 0 | 3317.3901 | 0 | 0 | 0 | 1 | 0 | 0 | 1.0494
309 | HVAC | Chiller | VFD on HVAC Pump | Miscellaneous | Existing | CmiEgs309 | 1 | 11.5366 | 8066.4712 | 0 | GS | 15 | 1.0063 | 0.98564 | 1.0265 | 1.0441 | 1.0994 | 1.0901 | 1.0679 | 1.0965 | 1.0642 | 1.0547 | 1.0277 | 1.0297 | 405.608 | 0 | 3976.5419 | 0 | 0 | 0 | 1 | 0 | 0 | 1.0494
309 | HVAC | Chiller | VFD on HVAC Pump | Miscellaneous | New | CmiNgs309 | 1 | 11.5366 | 8066.4712 | 0 | GS | 15 | 1.0063 | 0.98564 | 1.0265 | 1.0441 | 1.0994 | 1.0901 | 1.0679 | 1.0965 | 1.0642 | 1.0547 | 1.0277 | 1.0297 | 405.608 | 0 | 3976.5419 | 0 | 0 | 0 | 1 | 0 | 0 | 1.0494
309 | HVAC | Chiller | VFD on HVAC Pump | Offices | Existing | CofEgs309 | 1 | 4.7515 | 5088.1282 | 0 | GS | 15 | 1.0063 | 0.98564 | 1.0265 | 1.0441 | 1.0994 | 1.0901 | 1.0679 | 1.0965 | 1.0642 | 1.0547 | 1.0277 | 1.0297 | 255.8474 | 0 | 1963.6197 | 0 | 0 | 0 | 1 | 0 | 0 | 1.0494
309 | HVAC | Chiller | VFD on HVAC Pump | Offices | New | CofNgs309 | 1 | 4.7515 | 5088.1282 | 0 | GS | 15 | 1.0063 | 0.98564 | 1.0265 | 1.0441 | 1.0994 | 1.0901 | 1.0679 | 1.0965 | 1.0642 | 1.0547 | 1.0277 | 1.0297 | 255.8474 | 0 | 1963.6197 | 0 | 0 | 0 | 1 | 0 | 0 | 1.0494
309 | HVAC | Chiller | VFD on HVAC Pump | Restaurants | Existing | CreEgs309 | 1 | 4.0869 | 8844.1706 | 0 | GS | 15 | 1.0063 | 0.98564 | 1.0265 | 1.0441 | 1.0994 | 1.0901 | 1.0679 | 1.0965 | 1.0642 | 1.0547 | 1.0277 | 1.0297 | 444.7132 | 0 | 6052.2862 | 0 | 0 | 0 | 1 | 0 | 0 | 1.0494
309 | HVAC | Chiller | VFD on HVAC Pump | Restaurants | New | CreNgs309 | 1 | 4.0869 | 8844.1706 | 0 | GS | 15 | 1.0063 | 0.98564 | 1.0265 | 1.0441 | 1.0994 | 1.0901 | 1.0679 | 1.0965 | 1.0642 | 1.0547 | 1.0277 | 1.0297 | 444.7132 | 0 | 6052.2862 | 0 | 0 | 0 | 1 | 0 | 0 | 1.0494
309 | HVAC | Chiller | VFD on HVAC Pump | Retail | Existing | CrtEgs309 | 1 | 13.508 | 8931.8296 | 0 | GS | 15 | 1.0063 | 0.98564 | 1.0265 | 1.0441 | 1.0994 | 1.0901 | 1.0679 | 1.0965 | 1.0642 | 1.0547 | 1.0277 | 1.0297 | 449.121 | 0 | 5241.8241 | 0 | 0 | 0 | 1 | 0 | 0 | 1.0494
309 | HVAC | Chiller | VFD on HVAC Pump | Retail | New | CrtNgs309 | 1 | 13.508 | 8931.8296 | 0 | GS | 15 | 1.0063 | 0.98564 | 1.0265 | 1.0441 | 1.0994 | 1.0901 | 1.0679 | 1.0965 | 1.0642 | 1.0547 | 1.0277 | 1.0297 | 449.121 | 0 | 5241.8241 | 0 | 0 | 0 | 1 | 0 | 0 | 1.0494
309 | HVAC | Chiller | VFD on HVAC Pump | Schools K-12 | Existing | CscEgs309 | 1 | 15.565 | 9834.753 | 0 | GS | 15 | 1.0063 | 0.98564 | 1.0265 | 1.0441 | 1.0994 | 1.0901 | 1.0679 | 1.0965 | 1.0642 | 1.0547 | 1.0277 | 1.0297 | 494.5229 | 0 | 4483.9463 | 0 | 0 | 0 | 1 | 0 | 0 | 1.0494
309 | HVAC | Chiller | VFD on HVAC Pump | Schools K-12 | New | CscNgs309 | 1 | 15.565 | 9834.753 | 0 | GS | 15 | 1.0063 | 0.98564 | 1.0265 | 1.0441 | 1.0994 | 1.0901 | 1.0679 | 1.0965 | 1.0642 | 1.0547 | 1.0277 | 1.0297 | 494.5229 | 0 | 4483.9463 | 0 | 0 | 0 | 1 | 0 | 0 | 1.0494
309 | HVAC | Chiller | VFD on HVAC Pump | Warehouse | Existing | CwaEgs309 | 1 | 40.9155 | 20962.3919 | 0 | GS | 15 | 1.0063 | 0.98564 | 1.0265 | 1.0441 | 1.0994 | 1.0901 | 1.0679 | 1.0965 | 1.0642 | 1.0547 | 1.0277 | 1.0297 | 1054.0562 | 0 | 15425.8242 | 0 | 0 | 0 | 1 | 0 | 0 | 1.0494
309 | HVAC | Chiller | VFD on HVAC Pump | Warehouse | New | CwaNgs309 | 1 | 40.9155 | 20962.3919 | 0 | GS | 15 | 1.0063 | 0.98564 | 1.0265 | 1.0441 | 1.0994 | 1.0901 | 1.0679 | 1.0965 | 1.0642 | 1.0547 | 1.0277 | 1.0297 | 1054.0562 | 0 | 15425.8242 | 0 | 0 | 0 | 1 | 0 | 0 | 1.0494
310 | HVAC | Controls | Advanced Rooftop Controller | Assembly | Existing | CasEgs310 | 1 | 0.7121 | 3545.5611 | 0 | GS | 15 | 1 | 1 | 1 | 1 | 1 | 1 | 1 | 1 | 1 | 1 | 1 | 1 | 178.2822 | 0 | 3948.5877 | 0 | 0 | 0 | 1 | 0 | 0 | 1
310 | HVAC | Controls | Advanced Rooftop Controller | Assembly | New | CasNgs310 | 1 | 0.7121 | 3545.5611 | 0 | GS | 15 | 1 | 1 | 1 | 1 | 1 | 1 | 1 | 1 | 1 | 1 | 1 | 1 | 178.2822 | 0 | 3948.5877 | 0 | 0 | 0 | 1 | 0 | 0 | 1
310 | HVAC | Controls | Advanced Rooftop Controller | College and University | Existing | CcoEgs310 | 1 | 0.7896 | 6851.7404 | 0 | GS | 15 | 1 | 1 | 1 | 1 | 1 | 1 | 1 | 1 | 1 | 1 | 1 | 1 | 344.5274 | 0 | 7630.583 | 0 | 0 | 0 | 1 | 0 | 0 | 1
310 | HVAC | Controls | Advanced Rooftop Controller | College and University | New | CcoNgs310 | 1 | 0.7896 | 6851.7404 | 0 | GS | 15 | 1 | 1 | 1 | 1 | 1 | 1 | 1 | 1 | 1 | 1 | 1 | 1 | 344.5274 | 0 | 7630.583 | 0 | 0 | 0 | 1 | 0 | 0 | 1
310 | HVAC | Controls | Advanced Rooftop Controller | Data Center | Existing | CdaEgs310 | 1 | 0.7896 | 6851.7404 | 0 | GS | 15 | 1 | 1 | 1 | 1 | 1 | 1 | 1 | 1 | 1 | 1 | 1 | 1 | 344.5274 | 0 | 7630.583 | 0 | 0 | 0 | 1 | 0 | 0 | 1
310 | HVAC | Controls | Advanced Rooftop Controller | Data Center | New | CdaNgs310 | 1 | 0.7896 | 6851.7404 | 0 | GS | 15 | 1 | 1 | 1 | 1 | 1 | 1 | 1 | 1 | 1 | 1 | 1 | 1 | 344.5274 | 0 | 7630.583 | 0 | 0 | 0 | 1 | 0 | 0 | 1
310 | HVAC | Controls | Advanced Rooftop Controller | Grocery | Existing | CgrEgs310 | 1 | 0.74481 | 4506.7038 | 0 | GS | 15 | 1 | 1 | 1 | 1 | 1 | 1 | 1 | 1 | 1 | 1 | 1 | 1 | 226.6115 | 0 | 5018.9617 | 0 | 0 | 0 | 1 | 0 | 0 | 1
310 | HVAC | Controls | Advanced Rooftop Controller | Grocery | New | CgrNgs310 | 1 | 0.74481 | 4506.7038 | 0 | GS | 15 | 1 | 1 | 1 | 1 | 1 | 1 | 1 | 1 | 1 | 1 | 1 | 1 | 226.6115 | 0 | 5018.9617 | 0 | 0 | 0 | 1 | 0 | 0 | 1
310 | HVAC | Controls | Advanced Rooftop Controller | Healthcare | Existing | CheEgs310 | 1 | 0.7896 | 6851.7404 | 0 | GS | 15 | 1 | 1 | 1 | 1 | 1 | 1 | 1 | 1 | 1 | 1 | 1 | 1 | 344.5274 | 0 | 7630.583 | 0 | 0 | 0 | 1 | 0 | 0 | 1
310 | HVAC | Controls | Advanced Rooftop Controller | Healthcare | New | CheNgs310 | 1 | 0.7896 | 6851.7404 | 0 | GS | 15 | 1 | 1 | 1 | 1 | 1 | 1 | 1 | 1 | 1 | 1 | 1 | 1 | 344.5274 | 0 | 7630.583 | 0 | 0 | 0 | 1 | 0 | 0 | 1
310 | HVAC | Controls | Advanced Rooftop Controller | Hospitals | Existing | ChoEgs310 | 1 | 0.7896 | 6851.7404 | 0 | GS | 15 | 1 | 1 | 1 | 1 | 1 | 1 | 1 | 1 | 1 | 1 | 1 | 1 | 344.5274 | 0 | 7630.583 | 0 | 0 | 0 | 1 | 0 | 0 | 1
310 | HVAC | Controls | Advanced Rooftop Controller | Hospitals | New | ChoNgs310 | 1 | 0.7896 | 6851.7404 | 0 | GS | 15 | 1 | 1 | 1 | 1 | 1 | 1 | 1 | 1 | 1 | 1 | 1 | 1 | 344.5274 | 0 | 7630.583 | 0 | 0 | 0 | 1 | 0 | 0 | 1
310 | HVAC | Controls | Advanced Rooftop Controller | Institutional | Existing | CinEgs310 | 1 | 0.7896 | 6851.7404 | 0 | GS | 15 | 1 | 1 | 1 | 1 | 1 | 1 | 1 | 1 | 1 | 1 | 1 | 1 | 344.5274 | 0 | 7630.5487 | 0 | 0 | 0 | 1 | 0 | 0 | 1
310 | HVAC | Controls | Advanced Rooftop Controller | Institutional | New | CinNgs310 | 1 | 0.7896 | 6851.7404 | 0 | GS | 15 | 1 | 1 | 1 | 1 | 1 | 1 | 1 | 1 | 1 | 1 | 1 | 1 | 344.5274 | 0 | 7630.5487 | 0 | 0 | 0 | 1 | 0 | 0 | 1
310 | HVAC | Controls | Advanced Rooftop Controller | Lodging/Hospitality | Existing | CloEgs310 | 1 | 0.41054 | 5522.7016 | 0 | GS | 15 | 1 | 1 | 1 | 1 | 1 | 1 | 1 | 1 | 1 | 1 | 1 | 1 | 277.6991 | 0 | 6150.4436 | 0 | 0 | 0 | 1 | 0 | 0 | 1
310 | HVAC | Controls | Advanced Rooftop Controller | Lodging/Hospitality | New | CloNgs310 | 1 | 0.41054 | 5522.7016 | 0 | GS | 15 | 1 | 1 | 1 | 1 | 1 | 1 | 1 | 1 | 1 | 1 | 1 | 1 | 277.6991 | 0 | 6150.4436 | 0 | 0 | 0 | 1 | 0 | 0 | 1
310 | HVAC | Controls | Advanced Rooftop Controller | Miscellaneous | Existing | CmiEgs310 | 1 | 0.7121 | 3545.5611 | 0 | GS | 15 | 1 | 1 | 1 | 1 | 1 | 1 | 1 | 1 | 1 | 1 | 1 | 1 | 178.2822 | 0 | 3948.5877 | 0 | 0 | 0 | 1 | 0 | 0 | 1
310 | HVAC | Controls | Advanced Rooftop Controller | Miscellaneous | New | CmiNgs310 | 1 | 0.7121 | 3545.5611 | 0 | GS | 15 | 1 | 1 | 1 | 1 | 1 | 1 | 1 | 1 | 1 | 1 | 1 | 1 | 178.2822 | 0 | 3948.5877 | 0 | 0 | 0 | 1 | 0 | 0 | 1
310 | HVAC | Controls | Advanced Rooftop Controller | Offices | Existing | CofEgs310 | 1 | 0.7121 | 3545.5611 | 0 | GS | 15 | 1 | 1 | 1 | 1 | 1 | 1 | 1 | 1 | 1 | 1 | 1 | 1 | 178.2822 | 0 | 3948.5877 | 0 | 0 | 0 | 1 | 0 | 0 | 1
310 | HVAC | Controls | Advanced Rooftop Controller | Offices | New | CofNgs310 | 1 | 0.7121 | 3545.5611 | 0 | GS | 15 | 1 | 1 | 1 | 1 | 1 | 1 | 1 | 1 | 1 | 1 | 1 | 1 | 178.2822 | 0 | 3948.5877 | 0 | 0 | 0 | 1 | 0 | 0 | 1
310 | HVAC | Controls | Advanced Rooftop Controller | Restaurants | Existing | CreEgs310 | 1 | 0.74481 | 4506.7038 | 0 | GS | 15 | 1 | 1 | 1 | 1 | 1 | 1 | 1 | 1 | 1 | 1 | 1 | 1 | 226.6115 | 0 | 5018.9843 | 0 | 0 | 0 | 1 | 0 | 0 | 1
310 | HVAC | Controls | Advanced Rooftop Controller | Restaurants | New | CreNgs310 | 1 | 0.74481 | 4506.7038 | 0 | GS | 15 | 1 | 1 | 1 | 1 | 1 | 1 | 1 | 1 | 1 | 1 | 1 | 1 | 226.6115 | 0 | 5018.9843 | 0 | 0 | 0 | 1 | 0 | 0 | 1
310 | HVAC | Controls | Advanced Rooftop Controller | Retail | Existing | CrtEgs310 | 1 | 0.7121 | 3545.5611 | 0 | GS | 15 | 1 | 1 | 1 | 1 | 1 | 1 | 1 | 1 | 1 | 1 | 1 | 1 | 178.2822 | 0 | 3948.57 | 0 | 0 | 0 | 1 | 0 | 0 | 1
310 | HVAC | Controls | Advanced Rooftop Controller | Retail | New | CrtNgs310 | 1 | 0.7121 | 3545.5611 | 0 | GS | 15 | 1 | 1 | 1 | 1 | 1 | 1 | 1 | 1 | 1 | 1 | 1 | 1 | 178.2822 | 0 | 3948.57 | 0 | 0 | 0 | 1 | 0 | 0 | 1
310 | HVAC | Controls | Advanced Rooftop Controller | Schools K-12 | Existing | CscEgs310 | 1 | 0.7121 | 3545.5611 | 0 | GS | 15 | 1 | 1 | 1 | 1 | 1 | 1 | 1 | 1 | 1 | 1 | 1 | 1 | 178.2822 | 0 | 3948.5877 | 0 | 0 | 0 | 1 | 0 | 0 | 1
310 | HVAC | Controls | Advanced Rooftop Controller | Schools K-12 | New | CscNgs310 | 1 | 0.7121 | 3545.5611 | 0 | GS | 15 | 1 | 1 | 1 | 1 | 1 | 1 | 1 | 1 | 1 | 1 | 1 | 1 | 178.2822 | 0 | 3948.5877 | 0 | 0 | 0 | 1 | 0 | 0 | 1
310 | HVAC | Controls | Advanced Rooftop Controller | Warehouse | Existing | CwaEgs310 | 1 | 0.7121 | 3545.5611 | 0 | GS | 15 | 1 | 1 | 1 | 1 | 1 | 1 | 1 | 1 | 1 | 1 | 1 | 1 | 178.2822 | 0 | 3948.57 | 0 | 0 | 0 | 1 | 0 | 0 | 1
310 | HVAC | Controls | Advanced Rooftop Controller | Warehouse | New | CwaNgs310 | 1 | 0.7121 | 3545.5611 | 0 | GS | 15 | 1 | 1 | 1 | 1 | 1 | 1 | 1 | 1 | 1 | 1 | 1 | 1 | 178.2822 | 0 | 3948.57 | 0 | 0 | 0 | 1 | 0 | 0 | 1
311 | HVAC | Controls | Facility Commissioning_SC | Assembly | Existing | CasEgs311 | 1 | 0 | 3002.444 | 0 | GS | 10 | 1 | 1 | 1 | 1 | 1 | 1 | 1 | 1 | 1 | 1 | 1 | 1 | 150.9725 | 0 | 3364.1374 | 0 | 0 | 0 | 1 | 0 | 0 | 1
311 | HVAC | Controls | Facility Commissioning_SC | Assembly | New | CasNgs311 | 1 | 0 | 3002.444 | 0 | GS | 10 | 1 | 1 | 1 | 1 | 1 | 1 | 1 | 1 | 1 | 1 | 1 | 1 | 150.9725 | 0 | 3364.1374 | 0 | 0 | 0 | 1 | 0 | 0 | 1
311 | HVAC | Controls | Facility Commissioning_SC | College and University | Existing | CcoEgs311 | 1 | 0 | 4932.1338 | 0 | GS | 10 | 1 | 1 | 1 | 1 | 1 | 1 | 1 | 1 | 1 | 1 | 1 | 1 | 248.0035 | 0 | 14335.6689 | 0 | 0 | 0 | 1 | 0 | 0 | 1
311 | HVAC | Controls | Facility Commissioning_SC | College and University | New | CcoNgs311 | 1 | 0 | 4932.1338 | 0 | GS | 10 | 1 | 1 | 1 | 1 | 1 | 1 | 1 | 1 | 1 | 1 | 1 | 1 | 248.0035 | 0 | 14335.6689 | 0 | 0 | 0 | 1 | 0 | 0 | 1
311 | HVAC | Controls | Facility Commissioning_SC | Data Center | Existing | CdaEgs311 | 1 | 0 | 4932.1338 | 0 | GS | 10 | 1 | 1 | 1 | 1 | 1 | 1 | 1 | 1 | 1 | 1 | 1 | 1 | 248.0035 | 0 | 10839.1669 | 0 | 0 | 0 | 1 | 0 | 0 | 1
311 | HVAC | Controls | Facility Commissioning_SC | Data Center | New | CdaNgs311 | 1 | 0 | 4932.1338 | 0 | GS | 10 | 1 | 1 | 1 | 1 | 1 | 1 | 1 | 1 | 1 | 1 | 1 | 1 | 248.0035 | 0 | 10839.1669 | 0 | 0 | 0 | 1 | 0 | 0 | 1
311 | HVAC | Controls | Facility Commissioning_SC | Grocery | Existing | CgrEgs311 | 1 | 0 | 3526.3542 | 0 | GS | 10 | 1 | 1 | 1 | 1 | 1 | 1 | 1 | 1 | 1 | 1 | 1 | 1 | 177.3164 | 0 | 3673.286 | 0 | 0 | 0 | 1 | 0 | 0 | 1
311 | HVAC | Controls | Facility Commissioning_SC | Grocery | New | CgrNgs311 | 1 | 0 | 3526.3542 | 0 | GS | 10 | 1 | 1 | 1 | 1 | 1 | 1 | 1 | 1 | 1 | 1 | 1 | 1 | 177.3164 | 0 | 3673.286 | 0 | 0 | 0 | 1 | 0 | 0 | 1
311 | HVAC | Controls | Facility Commissioning_SC | Healthcare | Existing | CheEgs311 | 1 | 0 | 4932.1338 | 0 | GS | 10 | 1 | 1 | 1 | 1 | 1 | 1 | 1 | 1 | 1 | 1 | 1 | 1 | 248.0035 | 0 | 7386.2469 | 0 | 0 | 0 | 1 | 0 | 0 | 1
311 | HVAC | Controls | Facility Commissioning_SC | Healthcare | New | CheNgs311 | 1 | 0 | 4932.1338 | 0 | GS | 10 | 1 | 1 | 1 | 1 | 1 | 1 | 1 | 1 | 1 | 1 | 1 | 1 | 248.0035 | 0 | 7386.2469 | 0 | 0 | 0 | 1 | 0 | 0 | 1
311 | HVAC | Controls | Facility Commissioning_SC | Hospitals | Existing | ChoEgs311 | 1 | 0 | 4932.1338 | 0 | GS | 10 | 1 | 1 | 1 | 1 | 1 | 1 | 1 | 1 | 1 | 1 | 1 | 1 | 248.0035 | 0 | 2893.581 | 0 | 0 | 0 | 1 | 0 | 0 | 1
311 | HVAC | Controls | Facility Commissioning_SC | Hospitals | New | ChoNgs311 | 1 | 0 | 4932.1338 | 0 | GS | 10 | 1 | 1 | 1 | 1 | 1 | 1 | 1 | 1 | 1 | 1 | 1 | 1 | 248.0035 | 0 | 2893.581 | 0 | 0 | 0 | 1 | 0 | 0 | 1
311 | HVAC | Controls | Facility Commissioning_SC | Institutional | Existing | CinEgs311 | 1 | 0 | 4932.1338 | 0 | GS | 10 | 1 | 1 | 1 | 1 | 1 | 1 | 1 | 1 | 1 | 1 | 1 | 1 | 248.0035 | 0 | 16876.1668 | 0 | 0 | 0 | 1 | 0 | 0 | 1
311 | HVAC | Controls | Facility Commissioning_SC | Institutional | New | CinNgs311 | 1 | 0 | 4932.1338 | 0 | GS | 10 | 1 | 1 | 1 | 1 | 1 | 1 | 1 | 1 | 1 | 1 | 1 | 1 | 248.0035 | 0 | 16876.1668 | 0 | 0 | 0 | 1 | 0 | 0 | 1
311 | HVAC | Controls | Facility Commissioning_SC | Lodging/Hospitality | Existing | CloEgs311 | 1 | 0 | 5221.6594 | 0 | GS | 10 | 1 | 1 | 1 | 1 | 1 | 1 | 1 | 1 | 1 | 1 | 1 | 1 | 262.5618 | 0 | 7057.4004 | 0 | 0 | 0 | 1 | 0 | 0 | 1
311 | HVAC | Controls | Facility Commissioning_SC | Lodging/Hospitality | New | CloNgs311 | 1 | 0 | 5221.6594 | 0 | GS | 10 | 1 | 1 | 1 | 1 | 1 | 1 | 1 | 1 | 1 | 1 | 1 | 1 | 262.5618 | 0 | 7057.4004 | 0 | 0 | 0 | 1 | 0 | 0 | 1
311 | HVAC | Controls | Facility Commissioning_SC | Miscellaneous | Existing | CmiEgs311 | 1 | 0 | 3002.444 | 0 | GS | 10 | 1 | 1 | 1 | 1 | 1 | 1 | 1 | 1 | 1 | 1 | 1 | 1 | 150.9725 | 0 | 12068.3755 | 0 | 0 | 0 | 1 | 0 | 0 | 1
311 | HVAC | Controls | Facility Commissioning_SC | Miscellaneous | New | CmiNgs311 | 1 | 0 | 3002.444 | 0 | GS | 10 | 1 | 1 | 1 | 1 | 1 | 1 | 1 | 1 | 1 | 1 | 1 | 1 | 150.9725 | 0 | 12068.3755 | 0 | 0 | 0 | 1 | 0 | 0 | 1
311 | HVAC | Controls | Facility Commissioning_SC | Offices | Existing | CofEgs311 | 1 | 0 | 3002.444 | 0 | GS | 10 | 1 | 1 | 1 | 1 | 1 | 1 | 1 | 1 | 1 | 1 | 1 | 1 | 150.9725 | 0 | 4311.2794 | 0 | 0 | 0 | 1 | 0 | 0 | 1
311 | HVAC | Controls | Facility Commissioning_SC | Offices | New | CofNgs311 | 1 | 0 | 3002.444 | 0 | GS | 10 | 1 | 1 | 1 | 1 | 1 | 1 | 1 | 1 | 1 | 1 | 1 | 1 | 150.9725 | 0 | 4311.2794 | 0 | 0 | 0 | 1 | 0 | 0 | 1
311 | HVAC | Controls | Facility Commissioning_SC | Restaurants | Existing | CreEgs311 | 1 | 0 | 3526.3542 | 0 | GS | 10 | 1 | 1 | 1 | 1 | 1 | 1 | 1 | 1 | 1 | 1 | 1 | 1 | 177.3164 | 0 | 2022.743 | 0 | 0 | 0 | 1 | 0 | 0 | 1
311 | HVAC | Controls | Facility Commissioning_SC | Restaurants | New | CreNgs311 | 1 | 0 | 3526.3542 | 0 | GS | 10 | 1 | 1 | 1 | 1 | 1 | 1 | 1 | 1 | 1 | 1 | 1 | 1 | 177.3164 | 0 | 2022.743 | 0 | 0 | 0 | 1 | 0 | 0 | 1
311 | HVAC | Controls | Facility Commissioning_SC | Retail | Existing | CrtEgs311 | 1 | 0 | 3002.444 | 0 | GS | 10 | 1 | 1 | 1 | 1 | 1 | 1 | 1 | 1 | 1 | 1 | 1 | 1 | 150.9725 | 0 | 5096.3783 | 0 | 0 | 0 | 1 | 0 | 0 | 1
311 | HVAC | Controls | Facility Commissioning_SC | Retail | New | CrtNgs311 | 1 | 0 | 3002.444 | 0 | GS | 10 | 1 | 1 | 1 | 1 | 1 | 1 | 1 | 1 | 1 | 1 | 1 | 1 | 150.9725 | 0 | 5096.3783 | 0 | 0 | 0 | 1 | 0 | 0 | 1
311 | HVAC | Controls | Facility Commissioning_SC | Schools K-12 | Existing | CscEgs311 | 1 | 0 | 3002.444 | 0 | GS | 10 | 1 | 1 | 1 | 1 | 1 | 1 | 1 | 1 | 1 | 1 | 1 | 1 | 150.9725 | 0 | 4221.5774 | 0 | 0 | 0 | 1 | 0 | 0 | 1
311 | HVAC | Controls | Facility Commissioning_SC | Schools K-12 | New | CscNgs311 | 1 | 0 | 3002.444 | 0 | GS | 10 | 1 | 1 | 1 | 1 | 1 | 1 | 1 | 1 | 1 | 1 | 1 | 1 | 150.9725 | 0 | 4221.5774 | 0 | 0 | 0 | 1 | 0 | 0 | 1
311 | HVAC | Controls | Facility Commissioning_SC | Warehouse | Existing | CwaEgs311 | 1 | 0 | 3002.444 | 0 | GS | 10 | 1 | 1 | 1 | 1 | 1 | 1 | 1 | 1 | 1 | 1 | 1 | 1 | 150.9725 | 0 | 19675.0989 | 0 | 0 | 0 | 1 | 0 | 0 | 1
311 | HVAC | Controls | Facility Commissioning_SC | Warehouse | New | CwaNgs311 | 1 | 0 | 3002.444 | 0 | GS | 10 | 1 | 1 | 1 | 1 | 1 | 1 | 1 | 1 | 1 | 1 | 1 | 1 | 150.9725 | 0 | 19675.0989 | 0 | 0 | 0 | 1 | 0 | 0 | 1
312 | HVAC | Controls | Facility Commissioning_SH | Assembly | Existing | CasEgs312 | 0 | 5.7944 | 2543.47 | 0 | GS | 10 | 1 | 1 | 1 | 1 | 1 | 1 | 1 | 1 | 1 | 1 | 1 | 1 | 127.8938 | 0 | 2849.8725 | 0 | 0 | 0 | 1 | 0 | 0 | 1
312 | HVAC | Controls | Facility Commissioning_SH | Assembly | New | CasNgs312 | 0 | 5.7944 | 2543.47 | 0 | GS | 10 | 1 | 1 | 1 | 1 | 1 | 1 | 1 | 1 | 1 | 1 | 1 | 1 | 127.8938 | 0 | 2849.8725 | 0 | 0 | 0 | 1 | 0 | 0 | 1
312 | HVAC | Controls | Facility Commissioning_SH | College and University | Existing | CcoEgs312 | 0 | 0.24023 | 1248.67 | 0 | GS | 10 | 1 | 1 | 1 | 1 | 1 | 1 | 1 | 1 | 1 | 1 | 1 | 1 | 62.7871 | 0 | 3629.3662 | 0 | 0 | 0 | 1 | 0 | 0 | 1
312 | HVAC | Controls | Facility Commissioning_SH | College and University | New | CcoNgs312 | 0 | 0.24023 | 1248.67 | 0 | GS | 10 | 1 | 1 | 1 | 1 | 1 | 1 | 1 | 1 | 1 | 1 | 1 | 1 | 62.7871 | 0 | 3629.3662 | 0 | 0 | 0 | 1 | 0 | 0 | 1
312 | HVAC | Controls | Facility Commissioning_SH | Data Center | Existing | CdaEgs312 | 0 | 1.8333 | 9529.21 | 0 | GS | 10 | 1 | 1 | 1 | 1 | 1 | 1 | 1 | 1 | 1 | 1 | 1 | 1 | 479.1592 | 0 | 20941.9901 | 0 | 0 | 0 | 1 | 0 | 0 | 1
312 | HVAC | Controls | Facility Commissioning_SH | Data Center | New | CdaNgs312 | 0 | 1.8333 | 9529.21 | 0 | GS | 10 | 1 | 1 | 1 | 1 | 1 | 1 | 1 | 1 | 1 | 1 | 1 | 1 | 479.1592 | 0 | 20941.9901 | 0 | 0 | 0 | 1 | 0 | 0 | 1
312 | HVAC | Controls | Facility Commissioning_SH | Grocery | Existing | CgrEgs312 | 0 | 0.84812 | 1103.55 | 0 | GS | 10 | 1 | 1 | 1 | 1 | 1 | 1 | 1 | 1 | 1 | 1 | 1 | 1 | 55.49 | 0 | 1149.5314 | 0 | 0 | 0 | 1 | 0 | 0 | 1
312 | HVAC | Controls | Facility Commissioning_SH | Grocery | New | CgrNgs312 | 0 | 0.84812 | 1103.55 | 0 | GS | 10 | 1 | 1 | 1 | 1 | 1 | 1 | 1 | 1 | 1 | 1 | 1 | 1 | 55.49 | 0 | 1149.5314 | 0 | 0 | 0 | 1 | 0 | 0 | 1
312 | HVAC | Controls | Facility Commissioning_SH | Healthcare | Existing | CheEgs312 | 0 | 0.32859 | 1707.96 | 0 | GS | 10 | 1 | 1 | 1 | 1 | 1 | 1 | 1 | 1 | 1 | 1 | 1 | 1 | 85.8817 | 0 | 2557.8005 | 0 | 0 | 0 | 1 | 0 | 0 | 1
312 | HVAC | Controls | Facility Commissioning_SH | Healthcare | New | CheNgs312 | 0 | 0.32859 | 1707.96 | 0 | GS | 10 | 1 | 1 | 1 | 1 | 1 | 1 | 1 | 1 | 1 | 1 | 1 | 1 | 85.8817 | 0 | 2557.8005 | 0 | 0 | 0 | 1 | 0 | 0 | 1
312 | HVAC | Controls | Facility Commissioning_SH | Hospitals | Existing | ChoEgs312 | 0 | 6.7324 | 34993.58 | 0 | GS | 10 | 1 | 1 | 1 | 1 | 1 | 1 | 1 | 1 | 1 | 1 | 1 | 1 | 1759.5892 | 0 | 20530.0099 | 0 | 0 | 0 | 1 | 0 | 0 | 1
312 | HVAC | Controls | Facility Commissioning_SH | Hospitals | New | ChoNgs312 | 0 | 6.7324 | 34993.58 | 0 | GS | 10 | 1 | 1 | 1 | 1 | 1 | 1 | 1 | 1 | 1 | 1 | 1 | 1 | 1759.5892 | 0 | 20530.0099 | 0 | 0 | 0 | 1 | 0 | 0 | 1
312 | HVAC | Controls | Facility Commissioning_SH | Institutional | Existing | CinEgs312 | 0 | 0.22608 | 1175.09 | 0 | GS | 10 | 1 | 1 | 1 | 1 | 1 | 1 | 1 | 1 | 1 | 1 | 1 | 1 | 59.0873 | 0 | 4020.7779 | 0 | 0 | 0 | 1 | 0 | 0 | 1
312 | HVAC | Controls | Facility Commissioning_SH | Institutional | New | CinNgs312 | 0 | 0.22608 | 1175.09 | 0 | GS | 10 | 1 | 1 | 1 | 1 | 1 | 1 | 1 | 1 | 1 | 1 | 1 | 1 | 59.0873 | 0 | 4020.7779 | 0 | 0 | 0 | 1 | 0 | 0 | 1
312 | HVAC | Controls | Facility Commissioning_SH | Lodging/Hospitality | Existing | CloEgs312 | 0 | 2.426 | 3683.03 | 0 | GS | 10 | 1 | 1 | 1 | 1 | 1 | 1 | 1 | 1 | 1 | 1 | 1 | 1 | 185.1945 | 0 | 4977.8461 | 0 | 0 | 0 | 1 | 0 | 0 | 1
312 | HVAC | Controls | Facility Commissioning_SH | Lodging/Hospitality | New | CloNgs312 | 0 | 2.426 | 3683.03 | 0 | GS | 10 | 1 | 1 | 1 | 1 | 1 | 1 | 1 | 1 | 1 | 1 | 1 | 1 | 185.1945 | 0 | 4977.8461 | 0 | 0 | 0 | 1 | 0 | 0 | 1
312 | HVAC | Controls | Facility Commissioning_SH | Miscellaneous | Existing | CmiEgs312 | 0 | 9.1183 | 4002.51 | 0 | GS | 10 | 1 | 1 | 1 | 1 | 1 | 1 | 1 | 1 | 1 | 1 | 1 | 1 | 201.259 | 0 | 16088.1581 | 0 | 0 | 0 | 1 | 0 | 0 | 1
312 | HVAC | Controls | Facility Commissioning_SH | Miscellaneous | New | CmiNgs312 | 0 | 9.1183 | 4002.51 | 0 | GS | 10 | 1 | 1 | 1 | 1 | 1 | 1 | 1 | 1 | 1 | 1 | 1 | 1 | 201.259 | 0 | 16088.1581 | 0 | 0 | 0 | 1 | 0 | 0 | 1
312 | HVAC | Controls | Facility Commissioning_SH | Offices | Existing | CofEgs312 | 0 | 10.466 | 4594.06 | 0 | GS | 10 | 1 | 1 | 1 | 1 | 1 | 1 | 1 | 1 | 1 | 1 | 1 | 1 | 231.004 | 0 | 6596.7179 | 0 | 0 | 0 | 1 | 0 | 0 | 1
312 | HVAC | Controls | Facility Commissioning_SH | Offices | New | CofNgs312 | 0 | 10.466 | 4594.06 | 0 | GS | 10 | 1 | 1 | 1 | 1 | 1 | 1 | 1 | 1 | 1 | 1 | 1 | 1 | 231.004 | 0 | 6596.7179 | 0 | 0 | 0 | 1 | 0 | 0 | 1
312 | HVAC | Controls | Facility Commissioning_SH | Restaurants | Existing | CreEgs312 | 0 | 2.1783 | 2834.32 | 0 | GS | 10 | 1 | 1 | 1 | 1 | 1 | 1 | 1 | 1 | 1 | 1 | 1 | 1 | 142.5187 | 0 | 1625.787 | 0 | 0 | 0 | 1 | 0 | 0 | 1
312 | HVAC | Controls | Facility Commissioning_SH | Restaurants | New | CreNgs312 | 0 | 2.1783 | 2834.32 | 0 | GS | 10 | 1 | 1 | 1 | 1 | 1 | 1 | 1 | 1 | 1 | 1 | 1 | 1 | 142.5187 | 0 | 1625.787 | 0 | 0 | 0 | 1 | 0 | 0 | 1
312 | HVAC | Controls | Facility Commissioning_SH | Retail | Existing | CrtEgs312 | 0 | 9.2708 | 4069.45 | 0 | GS | 10 | 1 | 1 | 1 | 1 | 1 | 1 | 1 | 1 | 1 | 1 | 1 | 1 | 204.625 | 0 | 6907.5249 | 0 | 0 | 0 | 1 | 0 | 0 | 1
312 | HVAC | Controls | Facility Commissioning_SH | Retail | New | CrtNgs312 | 0 | 9.2708 | 4069.45 | 0 | GS | 10 | 1 | 1 | 1 | 1 | 1 | 1 | 1 | 1 | 1 | 1 | 1 | 1 | 204.625 | 0 | 6907.5249 | 0 | 0 | 0 | 1 | 0 | 0 | 1
312 | HVAC | Controls | Facility Commissioning_SH | Schools K-12 | Existing | CscEgs312 | 0 | 18.226 | 8000.34 | 0 | GS | 10 | 1 | 1 | 1 | 1 | 1 | 1 | 1 | 1 | 1 | 1 | 1 | 1 | 402.2827 | 0 | 11248.8541 | 0 | 0 | 0 | 1 | 0 | 0 | 1
312 | HVAC | Controls | Facility Commissioning_SH | Schools K-12 | New | CscNgs312 | 0 | 18.226 | 8000.34 | 0 | GS | 10 | 1 | 1 | 1 | 1 | 1 | 1 | 1 | 1 | 1 | 1 | 1 | 1 | 402.2827 | 0 | 11248.8541 | 0 | 0 | 0 | 1 | 0 | 0 | 1
312 | HVAC | Controls | Facility Commissioning_SH | Warehouse | Existing | CwaEgs312 | 0 | 3.1037 | 1362.38 | 0 | GS | 10 | 1 | 1 | 1 | 1 | 1 | 1 | 1 | 1 | 1 | 1 | 1 | 1 | 68.5048 | 0 | 8927.714 | 0 | 0 | 0 | 1 | 0 | 0 | 1
312 | HVAC | Controls | Facility Commissioning_SH | Warehouse | New | CwaNgs312 | 0 | 3.1037 | 1362.38 | 0 | GS | 10 | 1 | 1 | 1 | 1 | 1 | 1 | 1 | 1 | 1 | 1 | 1 | 1 | 68.5048 | 0 | 8927.714 | 0 | 0 | 0 | 1 | 0 | 0 | 1
313 | HVAC | Controls | Facility Commissioning_VT | Assembly | Existing | CasEgs313 | 1 | 0.7121 | 3545.5611 | 0 | GS | 10 | 1 | 1 | 1 | 1 | 1 | 1 | 1 | 1 | 1 | 1 | 1 | 1 | 178.2822 | 0 | 3972.6818 | 0 | 0 | 0 | 1 | 0 | 0 | 1
313 | HVAC | Controls | Facility Commissioning_VT | Assembly | New | CasNgs313 | 1 | 0.7121 | 3545.5611 | 0 | GS | 10 | 1 | 1 | 1 | 1 | 1 | 1 | 1 | 1 | 1 | 1 | 1 | 1 | 178.2822 | 0 | 3972.6818 | 0 | 0 | 0 | 1 | 0 | 0 | 1
313 | HVAC | Controls | Facility Commissioning_VT | College and University | Existing | CcoEgs313 | 1 | 0.7896 | 6851.7404 | 0 | GS | 10 | 1 | 1 | 1 | 1 | 1 | 1 | 1 | 1 | 1 | 1 | 1 | 1 | 344.5274 | 0 | 19915.1697 | 0 | 0 | 0 | 1 | 0 | 0 | 1
313 | HVAC | Controls | Facility Commissioning_VT | College and University | New | CcoNgs313 | 1 | 0.7896 | 6851.7404 | 0 | GS | 10 | 1 | 1 | 1 | 1 | 1 | 1 | 1 | 1 | 1 | 1 | 1 | 1 | 344.5274 | 0 | 19915.1697 | 0 | 0 | 0 | 1 | 0 | 0 | 1
313 | HVAC | Controls | Facility Commissioning_VT | Data Center | Existing | CdaEgs313 | 1 | 0.7896 | 6851.7404 | 0 | GS | 10 | 1 | 1 | 1 | 1 | 1 | 1 | 1 | 1 | 1 | 1 | 1 | 1 | 344.5274 | 0 | 15057.8149 | 0 | 0 | 0 | 1 | 0 | 0 | 1
313 | HVAC | Controls | Facility Commissioning_VT | Data Center | New | CdaNgs313 | 1 | 0.7896 | 6851.7404 | 0 | GS | 10 | 1 | 1 | 1 | 1 | 1 | 1 | 1 | 1 | 1 | 1 | 1 | 1 | 344.5274 | 0 | 15057.8149 | 0 | 0 | 0 | 1 | 0 | 0 | 1
313 | HVAC | Controls | Facility Commissioning_VT | Grocery | Existing | CgrEgs313 | 1 | 0.74481 | 4506.7038 | 0 | GS | 10 | 1 | 1 | 1 | 1 | 1 | 1 | 1 | 1 | 1 | 1 | 1 | 1 | 226.6115 | 0 | 4694.4836 | 0 | 0 | 0 | 1 | 0 | 0 | 1
313 | HVAC | Controls | Facility Commissioning_VT | Grocery | New | CgrNgs313 | 1 | 0.74481 | 4506.7038 | 0 | GS | 10 | 1 | 1 | 1 | 1 | 1 | 1 | 1 | 1 | 1 | 1 | 1 | 1 | 226.6115 | 0 | 4694.4836 | 0 | 0 | 0 | 1 | 0 | 0 | 1
313 | HVAC | Controls | Facility Commissioning_VT | Healthcare | Existing | CheEgs313 | 1 | 0.7896 | 6851.7404 | 0 | GS | 10 | 1 | 1 | 1 | 1 | 1 | 1 | 1 | 1 | 1 | 1 | 1 | 1 | 344.5274 | 0 | 10261.0044 | 0 | 0 | 0 | 1 | 0 | 0 | 1
313 | HVAC | Controls | Facility Commissioning_VT | Healthcare | New | CheNgs313 | 1 | 0.7896 | 6851.7404 | 0 | GS | 10 | 1 | 1 | 1 | 1 | 1 | 1 | 1 | 1 | 1 | 1 | 1 | 1 | 344.5274 | 0 | 10261.0044 | 0 | 0 | 0 | 1 | 0 | 0 | 1
313 | HVAC | Controls | Facility Commissioning_VT | Hospitals | Existing | ChoEgs313 | 1 | 0.7896 | 6851.7404 | 0 | GS | 10 | 1 | 1 | 1 | 1 | 1 | 1 | 1 | 1 | 1 | 1 | 1 | 1 | 344.5274 | 0 | 4019.7745 | 0 | 0 | 0 | 1 | 0 | 0 | 1
313 | HVAC | Controls | Facility Commissioning_VT | Hospitals | New | ChoNgs313 | 1 | 0.7896 | 6851.7404 | 0 | GS | 10 | 1 | 1 | 1 | 1 | 1 | 1 | 1 | 1 | 1 | 1 | 1 | 1 | 344.5274 | 0 | 4019.7745 | 0 | 0 | 0 | 1 | 0 | 0 | 1
313 | HVAC | Controls | Facility Commissioning_VT | Institutional | Existing | CinEgs313 | 1 | 0.7896 | 6851.7404 | 0 | GS | 10 | 1 | 1 | 1 | 1 | 1 | 1 | 1 | 1 | 1 | 1 | 1 | 1 | 344.5274 | 0 | 23444.4397 | 0 | 0 | 0 | 1 | 0 | 0 | 1
313 | HVAC | Controls | Facility Commissioning_VT | Institutional | New | CinNgs313 | 1 | 0.7896 | 6851.7404 | 0 | GS | 10 | 1 | 1 | 1 | 1 | 1 | 1 | 1 | 1 | 1 | 1 | 1 | 1 | 344.5274 | 0 | 23444.4397 | 0 | 0 | 0 | 1 | 0 | 0 | 1
313 | HVAC | Controls | Facility Commissioning_VT | Lodging/Hospitality | Existing | CloEgs313 | 1 | 0.41054 | 5522.7016 | 0 | GS | 10 | 1 | 1 | 1 | 1 | 1 | 1 | 1 | 1 | 1 | 1 | 1 | 1 | 277.6991 | 0 | 7464.2777 | 0 | 0 | 0 | 1 | 0 | 0 | 1
313 | HVAC | Controls | Facility Commissioning_VT | Lodging/Hospitality | New | CloNgs313 | 1 | 0.41054 | 5522.7016 | 0 | GS | 10 | 1 | 1 | 1 | 1 | 1 | 1 | 1 | 1 | 1 | 1 | 1 | 1 | 277.6991 | 0 | 7464.2777 | 0 | 0 | 0 | 1 | 0 | 0 | 1
313 | HVAC | Controls | Facility Commissioning_VT | Miscellaneous | Existing | CmiEgs313 | 1 | 0.7121 | 3545.5611 | 0 | GS | 10 | 1 | 1 | 1 | 1 | 1 | 1 | 1 | 1 | 1 | 1 | 1 | 1 | 178.2822 | 0 | 14251.4442 | 0 | 0 | 0 | 1 | 0 | 0 | 1
313 | HVAC | Controls | Facility Commissioning_VT | Miscellaneous | New | CmiNgs313 | 1 | 0.7121 | 3545.5611 | 0 | GS | 10 | 1 | 1 | 1 | 1 | 1 | 1 | 1 | 1 | 1 | 1 | 1 | 1 | 178.2822 | 0 | 14251.4442 | 0 | 0 | 0 | 1 | 0 | 0 | 1
313 | HVAC | Controls | Facility Commissioning_VT | Offices | Existing | CofEgs313 | 1 | 0.7121 | 3545.5611 | 0 | GS | 10 | 1 | 1 | 1 | 1 | 1 | 1 | 1 | 1 | 1 | 1 | 1 | 1 | 178.2822 | 0 | 5091.1539 | 0 | 0 | 0 | 1 | 0 | 0 | 1
313 | HVAC | Controls | Facility Commissioning_VT | Offices | New | CofNgs313 | 1 | 0.7121 | 3545.5611 | 0 | GS | 10 | 1 | 1 | 1 | 1 | 1 | 1 | 1 | 1 | 1 | 1 | 1 | 1 | 178.2822 | 0 | 5091.1539 | 0 | 0 | 0 | 1 | 0 | 0 | 1
313 | HVAC | Controls | Facility Commissioning_VT | Restaurants | Existing | CreEgs313 | 1 | 0.74481 | 4506.7038 | 0 | GS | 10 | 1 | 1 | 1 | 1 | 1 | 1 | 1 | 1 | 1 | 1 | 1 | 1 | 226.6115 | 0 | 2585.0788 | 0 | 0 | 0 | 1 | 0 | 0 | 1
313 | HVAC | Controls | Facility Commissioning_VT | Restaurants | New | CreNgs313 | 1 | 0.74481 | 4506.7038 | 0 | GS | 10 | 1 | 1 | 1 | 1 | 1 | 1 | 1 | 1 | 1 | 1 | 1 | 1 | 226.6115 | 0 | 2585.0788 | 0 | 0 | 0 | 1 | 0 | 0 | 1
313 | HVAC | Controls | Facility Commissioning_VT | Retail | Existing | CrtEgs313 | 1 | 0.7121 | 3545.5611 | 0 | GS | 10 | 1 | 1 | 1 | 1 | 1 | 1 | 1 | 1 | 1 | 1 | 1 | 1 | 178.2822 | 0 | 6018.2707 | 0 | 0 | 0 | 1 | 0 | 0 | 1
313 | HVAC | Controls | Facility Commissioning_VT | Retail | New | CrtNgs313 | 1 | 0.7121 | 3545.5611 | 0 | GS | 10 | 1 | 1 | 1 | 1 | 1 | 1 | 1 | 1 | 1 | 1 | 1 | 1 | 178.2822 | 0 | 6018.2707 | 0 | 0 | 0 | 1 | 0 | 0 | 1
313 | HVAC | Controls | Facility Commissioning_VT | Schools K-12 | Existing | CscEgs313 | 1 | 0.7121 | 3545.5611 | 0 | GS | 10 | 1 | 1 | 1 | 1 | 1 | 1 | 1 | 1 | 1 | 1 | 1 | 1 | 178.2822 | 0 | 4985.2256 | 0 | 0 | 0 | 1 | 0 | 0 | 1
313 | HVAC | Controls | Facility Commissioning_VT | Schools K-12 | New | CscNgs313 | 1 | 0.7121 | 3545.5611 | 0 | GS | 10 | 1 | 1 | 1 | 1 | 1 | 1 | 1 | 1 | 1 | 1 | 1 | 1 | 178.2822 | 0 | 4985.2256 | 0 | 0 | 0 | 1 | 0 | 0 | 1
313 | HVAC | Controls | Facility Commissioning_VT | Warehouse | Existing | CwaEgs313 | 1 | 0.7121 | 3545.5611 | 0 | GS | 10 | 1 | 1 | 1 | 1 | 1 | 1 | 1 | 1 | 1 | 1 | 1 | 1 | 178.2822 | 0 | 23234.1606 | 0 | 0 | 0 | 1 | 0 | 0 | 1
313 | HVAC | Controls | Facility Commissioning_VT | Warehouse | New | CwaNgs313 | 1 | 0.7121 | 3545.5611 | 0 | GS | 10 | 1 | 1 | 1 | 1 | 1 | 1 | 1 | 1 | 1 | 1 | 1 | 1 | 178.2822 | 0 | 23234.1606 | 0 | 0 | 0 | 1 | 0 | 0 | 1
314 | HVAC | Controls | Facility Energy Management System_SC | Assembly | Existing | CasEgs314 | 1 | 0 | 3002.444 | 0 | GS | 15 | 1 | 1 | 1 | 1 | 1 | 1 | 1 | 1 | 1 | 1 | 1 | 1 | 150.9725 | 0 | 2385.3611 | 0 | 0 | 0 | 1 | 0 | 0 | 1
314 | HVAC | Controls | Facility Energy Management System_SC | Assembly | New | CasNgs314 | 1 | 0 | 3002.444 | 0 | GS | 15 | 1 | 1 | 1 | 1 | 1 | 1 | 1 | 1 | 1 | 1 | 1 | 1 | 150.9725 | 0 | 2385.3611 | 0 | 0 | 0 | 1 | 0 | 0 | 1
314 | HVAC | Controls | Facility Energy Management System_SC | College and University | Existing | CcoEgs314 | 1 | 0 | 4932.1338 | 0 | GS | 15 | 1 | 1 | 1 | 1 | 1 | 1 | 1 | 1 | 1 | 1 | 1 | 1 | 248.0035 | 0 | 10164.795 | 0 | 0 | 0 | 1 | 0 | 0 | 1
314 | HVAC | Controls | Facility Energy Management System_SC | College and University | New | CcoNgs314 | 1 | 0 | 4932.1338 | 0 | GS | 15 | 1 | 1 | 1 | 1 | 1 | 1 | 1 | 1 | 1 | 1 | 1 | 1 | 248.0035 | 0 | 10164.795 | 0 | 0 | 0 | 1 | 0 | 0 | 1
314 | HVAC | Controls | Facility Energy Management System_SC | Data Center | Existing | CdaEgs314 | 1 | 0 | 4932.1338 | 0 | GS | 15 | 1 | 1 | 1 | 1 | 1 | 1 | 1 | 1 | 1 | 1 | 1 | 1 | 248.0035 | 0 | 7685.574 | 0 | 0 | 0 | 1 | 0 | 0 | 1
314 | HVAC | Controls | Facility Energy Management System_SC | Data Center | New | CdaNgs314 | 1 | 0 | 4932.1338 | 0 | GS | 15 | 1 | 1 | 1 | 1 | 1 | 1 | 1 | 1 | 1 | 1 | 1 | 1 | 248.0035 | 0 | 7685.574 | 0 | 0 | 0 | 1 | 0 | 0 | 1
314 | HVAC | Controls | Facility Energy Management System_SC | Grocery | Existing | CgrEgs314 | 1 | 0 | 3526.3542 | 0 | GS | 15 | 1 | 1 | 1 | 1 | 1 | 1 | 1 | 1 | 1 | 1 | 1 | 1 | 177.3164 | 0 | 2604.5654 | 0 | 0 | 0 | 1 | 0 | 0 | 1
314 | HVAC | Controls | Facility Energy Management System_SC | Grocery | New | CgrNgs314 | 1 | 0 | 3526.3542 | 0 | GS | 15 | 1 | 1 | 1 | 1 | 1 | 1 | 1 | 1 | 1 | 1 | 1 | 1 | 177.3164 | 0 | 2604.5654 | 0 | 0 | 0 | 1 | 0 | 0 | 1
314 | HVAC | Controls | Facility Energy Management System_SC | Healthcare | Existing | CheEgs314 | 1 | 0 | 4932.1338 | 0 | GS | 15 | 1 | 1 | 1 | 1 | 1 | 1 | 1 | 1 | 1 | 1 | 1 | 1 | 248.0035 | 0 | 5237.2577 | 0 | 0 | 0 | 1 | 0 | 0 | 1
314 | HVAC | Controls | Facility Energy Management System_SC | Healthcare | New | CheNgs314 | 1 | 0 | 4932.1338 | 0 | GS | 15 | 1 | 1 | 1 | 1 | 1 | 1 | 1 | 1 | 1 | 1 | 1 | 1 | 248.0035 | 0 | 5237.2577 | 0 | 0 | 0 | 1 | 0 | 0 | 1
314 | HVAC | Controls | Facility Energy Management System_SC | Hospitals | Existing | ChoEgs314 | 1 | 0 | 4932.1338 | 0 | GS | 15 | 1 | 1 | 1 | 1 | 1 | 1 | 1 | 1 | 1 | 1 | 1 | 1 | 248.0035 | 0 | 2051.7106 | 0 | 0 | 0 | 1 | 0 | 0 | 1
314 | HVAC | Controls | Facility Energy Management System_SC | Hospitals | New | ChoNgs314 | 1 | 0 | 4932.1338 | 0 | GS | 15 | 1 | 1 | 1 | 1 | 1 | 1 | 1 | 1 | 1 | 1 | 1 | 1 | 248.0035 | 0 | 2051.7106 | 0 | 0 | 0 | 1 | 0 | 0 | 1
314 | HVAC | Controls | Facility Energy Management System_SC | Institutional | Existing | CinEgs314 | 1 | 0 | 4932.1338 | 0 | GS | 15 | 1 | 1 | 1 | 1 | 1 | 1 | 1 | 1 | 1 | 1 | 1 | 1 | 248.0035 | 0 | 11966.1313 | 0 | 0 | 0 | 1 | 0 | 0 | 1
314 | HVAC | Controls | Facility Energy Management System_SC | Institutional | New | CinNgs314 | 1 | 0 | 4932.1338 | 0 | GS | 15 | 1 | 1 | 1 | 1 | 1 | 1 | 1 | 1 | 1 | 1 | 1 | 1 | 248.0035 | 0 | 11966.1313 | 0 | 0 | 0 | 1 | 0 | 0 | 1
314 | HVAC | Controls | Facility Energy Management System_SC | Lodging/Hospitality | Existing | CloEgs314 | 1 | 0 | 5221.6594 | 0 | GS | 15 | 1 | 1 | 1 | 1 | 1 | 1 | 1 | 1 | 1 | 1 | 1 | 1 | 262.5618 | 0 | 5004.0903 | 0 | 0 | 0 | 1 | 0 | 0 | 1
314 | HVAC | Controls | Facility Energy Management System_SC | Lodging/Hospitality | New | CloNgs314 | 1 | 0 | 5221.6594 | 0 | GS | 15 | 1 | 1 | 1 | 1 | 1 | 1 | 1 | 1 | 1 | 1 | 1 | 1 | 262.5618 | 0 | 5004.0903 | 0 | 0 | 0 | 1 | 0 | 0 | 1
314 | HVAC | Controls | Facility Energy Management System_SC | Miscellaneous | Existing | CmiEgs314 | 1 | 0 | 3002.444 | 0 | GS | 15 | 1 | 1 | 1 | 1 | 1 | 1 | 1 | 1 | 1 | 1 | 1 | 1 | 150.9725 | 0 | 8557.1561 | 0 | 0 | 0 | 1 | 0 | 0 | 1
314 | HVAC | Controls | Facility Energy Management System_SC | Miscellaneous | New | CmiNgs314 | 1 | 0 | 3002.444 | 0 | GS | 15 | 1 | 1 | 1 | 1 | 1 | 1 | 1 | 1 | 1 | 1 | 1 | 1 | 150.9725 | 0 | 8557.1561 | 0 | 0 | 0 | 1 | 0 | 0 | 1
314 | HVAC | Controls | Facility Energy Management System_SC | Offices | Existing | CofEgs314 | 1 | 0 | 3002.444 | 0 | GS | 15 | 1 | 1 | 1 | 1 | 1 | 1 | 1 | 1 | 1 | 1 | 1 | 1 | 150.9725 | 0 | 3056.9384 | 0 | 0 | 0 | 1 | 0 | 0 | 1
314 | HVAC | Controls | Facility Energy Management System_SC | Offices | New | CofNgs314 | 1 | 0 | 3002.444 | 0 | GS | 15 | 1 | 1 | 1 | 1 | 1 | 1 | 1 | 1 | 1 | 1 | 1 | 1 | 150.9725 | 0 | 3056.9384 | 0 | 0 | 0 | 1 | 0 | 0 | 1
314 | HVAC | Controls | Facility Energy Management System_SC | Restaurants | Existing | CreEgs314 | 1 | 0 | 3526.3542 | 0 | GS | 15 | 1 | 1 | 1 | 1 | 1 | 1 | 1 | 1 | 1 | 1 | 1 | 1 | 177.3164 | 0 | 1434.2373 | 0 | 0 | 0 | 1 | 0 | 0 | 1
314 | HVAC | Controls | Facility Energy Management System_SC | Restaurants | New | CreNgs314 | 1 | 0 | 3526.3542 | 0 | GS | 15 | 1 | 1 | 1 | 1 | 1 | 1 | 1 | 1 | 1 | 1 | 1 | 1 | 177.3164 | 0 | 1434.2373 | 0 | 0 | 0 | 1 | 0 | 0 | 1
314 | HVAC | Controls | Facility Energy Management System_SC | Retail | Existing | CrtEgs314 | 1 | 0 | 3002.444 | 0 | GS | 15 | 1 | 1 | 1 | 1 | 1 | 1 | 1 | 1 | 1 | 1 | 1 | 1 | 150.9725 | 0 | 3613.616 | 0 | 0 | 0 | 1 | 0 | 0 | 1
314 | HVAC | Controls | Facility Energy Management System_SC | Retail | New | CrtNgs314 | 1 | 0 | 3002.444 | 0 | GS | 15 | 1 | 1 | 1 | 1 | 1 | 1 | 1 | 1 | 1 | 1 | 1 | 1 | 150.9725 | 0 | 3613.616 | 0 | 0 | 0 | 1 | 0 | 0 | 1
314 | HVAC | Controls | Facility Energy Management System_SC | Schools K-12 | Existing | CscEgs314 | 1 | 0 | 3002.444 | 0 | GS | 15 | 1 | 1 | 1 | 1 | 1 | 1 | 1 | 1 | 1 | 1 | 1 | 1 | 150.9725 | 0 | 2993.3338 | 0 | 0 | 0 | 1 | 0 | 0 | 1
314 | HVAC | Controls | Facility Energy Management System_SC | Schools K-12 | New | CscNgs314 | 1 | 0 | 3002.444 | 0 | GS | 15 | 1 | 1 | 1 | 1 | 1 | 1 | 1 | 1 | 1 | 1 | 1 | 1 | 150.9725 | 0 | 2993.3338 | 0 | 0 | 0 | 1 | 0 | 0 | 1
314 | HVAC | Controls | Facility Energy Management System_SC | Warehouse | Existing | CwaEgs314 | 1 | 0 | 3002.444 | 0 | GS | 15 | 1 | 1 | 1 | 1 | 1 | 1 | 1 | 1 | 1 | 1 | 1 | 1 | 150.9725 | 0 | 13950.7641 | 0 | 0 | 0 | 1 | 0 | 0 | 1
314 | HVAC | Controls | Facility Energy Management System_SC | Warehouse | New | CwaNgs314 | 1 | 0 | 3002.444 | 0 | GS | 15 | 1 | 1 | 1 | 1 | 1 | 1 | 1 | 1 | 1 | 1 | 1 | 1 | 150.9725 | 0 | 13950.7641 | 0 | 0 | 0 | 1 | 0 | 0 | 1
315 | HVAC | Controls | Facility Energy Management System_SH | Assembly | Existing | CasEgs315 | 0 | 5.4323 | 2384.51 | 0 | GS | 15 | 1 | 1 | 1 | 1 | 1 | 1 | 1 | 1 | 1 | 1 | 1 | 1 | 119.9008 | 0 | 1894.4292 | 0 | 0 | 0 | 1 | 0 | 0 | 1
315 | HVAC | Controls | Facility Energy Management System_SH | Assembly | New | CasNgs315 | 0 | 5.4323 | 2384.51 | 0 | GS | 15 | 1 | 1 | 1 | 1 | 1 | 1 | 1 | 1 | 1 | 1 | 1 | 1 | 119.9008 | 0 | 1894.4292 | 0 | 0 | 0 | 1 | 0 | 0 | 1
315 | HVAC | Controls | Facility Energy Management System_SH | College and University | Existing | CcoEgs315 | 0 | 0.22522 | 1170.62 | 0 | GS | 15 | 1 | 1 | 1 | 1 | 1 | 1 | 1 | 1 | 1 | 1 | 1 | 1 | 58.8625 | 0 | 2412.5688 | 0 | 0 | 0 | 1 | 0 | 0 | 1
315 | HVAC | Controls | Facility Energy Management System_SH | College and University | New | CcoNgs315 | 0 | 0.22522 | 1170.62 | 0 | GS | 15 | 1 | 1 | 1 | 1 | 1 | 1 | 1 | 1 | 1 | 1 | 1 | 1 | 58.8625 | 0 | 2412.5688 | 0 | 0 | 0 | 1 | 0 | 0 | 1
315 | HVAC | Controls | Facility Energy Management System_SH | Data Center | Existing | CdaEgs315 | 0 | 1.7187 | 8933.64 | 0 | GS | 15 | 1 | 1 | 1 | 1 | 1 | 1 | 1 | 1 | 1 | 1 | 1 | 1 | 449.212 | 0 | 13920.983 | 0 | 0 | 0 | 1 | 0 | 0 | 1
315 | HVAC | Controls | Facility Energy Management System_SH | Data Center | New | CdaNgs315 | 0 | 1.7187 | 8933.64 | 0 | GS | 15 | 1 | 1 | 1 | 1 | 1 | 1 | 1 | 1 | 1 | 1 | 1 | 1 | 449.212 | 0 | 13920.983 | 0 | 0 | 0 | 1 | 0 | 0 | 1
315 | HVAC | Controls | Facility Energy Management System_SH | Grocery | Existing | CgrEgs315 | 0 | 0.79512 | 1034.58 | 0 | GS | 15 | 1 | 1 | 1 | 1 | 1 | 1 | 1 | 1 | 1 | 1 | 1 | 1 | 52.022 | 0 | 764.1408 | 0 | 0 | 0 | 1 | 0 | 0 | 1
315 | HVAC | Controls | Facility Energy Management System_SH | Grocery | New | CgrNgs315 | 0 | 0.79512 | 1034.58 | 0 | GS | 15 | 1 | 1 | 1 | 1 | 1 | 1 | 1 | 1 | 1 | 1 | 1 | 1 | 52.022 | 0 | 764.1408 | 0 | 0 | 0 | 1 | 0 | 0 | 1
315 | HVAC | Controls | Facility Energy Management System_SH | Healthcare | Existing | CheEgs315 | 0 | 0.30806 | 1601.21 | 0 | GS | 15 | 1 | 1 | 1 | 1 | 1 | 1 | 1 | 1 | 1 | 1 | 1 | 1 | 80.514 | 0 | 1700.268 | 0 | 0 | 0 | 1 | 0 | 0 | 1
315 | HVAC | Controls | Facility Energy Management System_SH | Healthcare | New | CheNgs315 | 0 | 0.30806 | 1601.21 | 0 | GS | 15 | 1 | 1 | 1 | 1 | 1 | 1 | 1 | 1 | 1 | 1 | 1 | 1 | 80.514 | 0 | 1700.268 | 0 | 0 | 0 | 1 | 0 | 0 | 1
315 | HVAC | Controls | Facility Energy Management System_SH | Hospitals | Existing | ChoEgs315 | 0 | 6.3116 | 32806.48 | 0 | GS | 15 | 1 | 1 | 1 | 1 | 1 | 1 | 1 | 1 | 1 | 1 | 1 | 1 | 1649.6148 | 0 | 13647.116 | 0 | 0 | 0 | 1 | 0 | 0 | 1
315 | HVAC | Controls | Facility Energy Management System_SH | Hospitals | New | ChoNgs315 | 0 | 6.3116 | 32806.48 | 0 | GS | 15 | 1 | 1 | 1 | 1 | 1 | 1 | 1 | 1 | 1 | 1 | 1 | 1 | 1649.6148 | 0 | 13647.116 | 0 | 0 | 0 | 1 | 0 | 0 | 1
315 | HVAC | Controls | Facility Energy Management System_SH | Institutional | Existing | CinEgs315 | 0 | 0.21195 | 1101.65 | 0 | GS | 15 | 1 | 1 | 1 | 1 | 1 | 1 | 1 | 1 | 1 | 1 | 1 | 1 | 55.3945 | 0 | 2672.7759 | 0 | 0 | 0 | 1 | 0 | 0 | 1
315 | HVAC | Controls | Facility Energy Management System_SH | Institutional | New | CinNgs315 | 0 | 0.21195 | 1101.65 | 0 | GS | 15 | 1 | 1 | 1 | 1 | 1 | 1 | 1 | 1 | 1 | 1 | 1 | 1 | 55.3945 | 0 | 2672.7759 | 0 | 0 | 0 | 1 | 0 | 0 | 1
315 | HVAC | Controls | Facility Energy Management System_SH | Lodging/Hospitality | Existing | CloEgs315 | 0 | 2.2744 | 3452.84 | 0 | GS | 15 | 1 | 1 | 1 | 1 | 1 | 1 | 1 | 1 | 1 | 1 | 1 | 1 | 173.6198 | 0 | 3308.9717 | 0 | 0 | 0 | 1 | 0 | 0 | 1
315 | HVAC | Controls | Facility Energy Management System_SH | Lodging/Hospitality | New | CloNgs315 | 0 | 2.2744 | 3452.84 | 0 | GS | 15 | 1 | 1 | 1 | 1 | 1 | 1 | 1 | 1 | 1 | 1 | 1 | 1 | 173.6198 | 0 | 3308.9717 | 0 | 0 | 0 | 1 | 0 | 0 | 1
315 | HVAC | Controls | Facility Energy Management System_SH | Miscellaneous | Existing | CmiEgs315 | 0 | 8.5484 | 3752.35 | 0 | GS | 15 | 1 | 1 | 1 | 1 | 1 | 1 | 1 | 1 | 1 | 1 | 1 | 1 | 188.6802 | 0 | 10694.4359 | 0 | 0 | 0 | 1 | 0 | 0 | 1
315 | HVAC | Controls | Facility Energy Management System_SH | Miscellaneous | New | CmiNgs315 | 0 | 8.5484 | 3752.35 | 0 | GS | 15 | 1 | 1 | 1 | 1 | 1 | 1 | 1 | 1 | 1 | 1 | 1 | 1 | 188.6802 | 0 | 10694.4359 | 0 | 0 | 0 | 1 | 0 | 0 | 1
315 | HVAC | Controls | Facility Energy Management System_SH | Offices | Existing | CofEgs315 | 0 | 9.8118 | 4306.93 | 0 | GS | 15 | 1 | 1 | 1 | 1 | 1 | 1 | 1 | 1 | 1 | 1 | 1 | 1 | 216.5662 | 0 | 4385.1009 | 0 | 0 | 0 | 1 | 0 | 0 | 1
315 | HVAC | Controls | Facility Energy Management System_SH | Offices | New | CofNgs315 | 0 | 9.8118 | 4306.93 | 0 | GS | 15 | 1 | 1 | 1 | 1 | 1 | 1 | 1 | 1 | 1 | 1 | 1 | 1 | 216.5662 | 0 | 4385.1009 | 0 | 0 | 0 | 1 | 0 | 0 | 1
315 | HVAC | Controls | Facility Energy Management System_SH | Restaurants | Existing | CreEgs315 | 0 | 2.0421 | 2657.18 | 0 | GS | 15 | 1 | 1 | 1 | 1 | 1 | 1 | 1 | 1 | 1 | 1 | 1 | 1 | 133.6115 | 0 | 1080.7271 | 0 | 0 | 0 | 1 | 0 | 0 | 1
315 | HVAC | Controls | Facility Energy Management System_SH | Restaurants | New | CreNgs315 | 0 | 2.0421 | 2657.18 | 0 | GS | 15 | 1 | 1 | 1 | 1 | 1 | 1 | 1 | 1 | 1 | 1 | 1 | 1 | 133.6115 | 0 | 1080.7271 | 0 | 0 | 0 | 1 | 0 | 0 | 1
315 | HVAC | Controls | Facility Energy Management System_SH | Retail | Existing | CrtEgs315 | 0 | 8.6914 | 3815.11 | 0 | GS | 15 | 1 | 1 | 1 | 1 | 1 | 1 | 1 | 1 | 1 | 1 | 1 | 1 | 191.8359 | 0 | 4591.7069 | 0 | 0 | 0 | 1 | 0 | 0 | 1
315 | HVAC | Controls | Facility Energy Management System_SH | Retail | New | CrtNgs315 | 0 | 8.6914 | 3815.11 | 0 | GS | 15 | 1 | 1 | 1 | 1 | 1 | 1 | 1 | 1 | 1 | 1 | 1 | 1 | 191.8359 | 0 | 4591.7069 | 0 | 0 | 0 | 1 | 0 | 0 | 1
315 | HVAC | Controls | Facility Energy Management System_SH | Schools K-12 | Existing | CscEgs315 | 0 | 17.0869 | 7500.32 | 0 | GS | 15 | 1 | 1 | 1 | 1 | 1 | 1 | 1 | 1 | 1 | 1 | 1 | 1 | 377.1401 | 0 | 7477.562 | 0 | 0 | 0 | 1 | 0 | 0 | 1
315 | HVAC | Controls | Facility Energy Management System_SH | Schools K-12 | New | CscNgs315 | 0 | 17.0869 | 7500.32 | 0 | GS | 15 | 1 | 1 | 1 | 1 | 1 | 1 | 1 | 1 | 1 | 1 | 1 | 1 | 377.1401 | 0 | 7477.562 | 0 | 0 | 0 | 1 | 0 | 0 | 1
315 | HVAC | Controls | Facility Energy Management System_SH | Warehouse | Existing | CwaEgs315 | 0 | 2.9097 | 1277.23 | 0 | GS | 15 | 1 | 1 | 1 | 1 | 1 | 1 | 1 | 1 | 1 | 1 | 1 | 1 | 64.2232 | 0 | 5934.6101 | 0 | 0 | 0 | 1 | 0 | 0 | 1
315 | HVAC | Controls | Facility Energy Management System_SH | Warehouse | New | CwaNgs315 | 0 | 2.9097 | 1277.23 | 0 | GS | 15 | 1 | 1 | 1 | 1 | 1 | 1 | 1 | 1 | 1 | 1 | 1 | 1 | 64.2232 | 0 | 5934.6101 | 0 | 0 | 0 | 1 | 0 | 0 | 1
316 | HVAC | Controls | Facility Energy Management System_VT | Assembly | Existing | CasEgs316 | 1 | 1 | 8620.6897 | 0 | GS | 15 | 1 | 1 | 1 | 1 | 1 | 1 | 1 | 1 | 1 | 1 | 1 | 1 | 433.4759 | 0 | 6848.9064 | 0 | 0 | 0 | 1 | 0 | 0 | 1
316 | HVAC | Controls | Facility Energy Management System_VT | Assembly | New | CasNgs316 | 1 | 1 | 8620.6897 | 0 | GS | 15 | 1 | 1 | 1 | 1 | 1 | 1 | 1 | 1 | 1 | 1 | 1 | 1 | 433.4759 | 0 | 6848.9064 | 0 | 0 | 0 | 1 | 0 | 0 | 1
316 | HVAC | Controls | Facility Energy Management System_VT | College and University | Existing | CcoEgs316 | 1 | 1 | 8620.6897 | 0 | GS | 15 | 1 | 1 | 1 | 1 | 1 | 1 | 1 | 1 | 1 | 1 | 1 | 1 | 433.4759 | 0 | 17766.6595 | 0 | 0 | 0 | 1 | 0 | 0 | 1
316 | HVAC | Controls | Facility Energy Management System_VT | College and University | New | CcoNgs316 | 1 | 1 | 8620.6897 | 0 | GS | 15 | 1 | 1 | 1 | 1 | 1 | 1 | 1 | 1 | 1 | 1 | 1 | 1 | 433.4759 | 0 | 17766.6595 | 0 | 0 | 0 | 1 | 0 | 0 | 1
316 | HVAC | Controls | Facility Energy Management System_VT | Data Center | Existing | CdaEgs316 | 1 | 0.71038 | 5464.4809 | 0 | GS | 15 | 1 | 1 | 1 | 1 | 1 | 1 | 1 | 1 | 1 | 1 | 1 | 1 | 274.7716 | 0 | 8515.112 | 0 | 0 | 0 | 1 | 0 | 0 | 1
316 | HVAC | Controls | Facility Energy Management System_VT | Data Center | New | CdaNgs316 | 1 | 0.71038 | 5464.4809 | 0 | GS | 15 | 1 | 1 | 1 | 1 | 1 | 1 | 1 | 1 | 1 | 1 | 1 | 1 | 274.7716 | 0 | 8515.112 | 0 | 0 | 0 | 1 | 0 | 0 | 1
316 | HVAC | Controls | Facility Energy Management System_VT | Grocery | Existing | CgrEgs316 | 1 | 0.53409 | 5681.8182 | 0 | GS | 15 | 1 | 1 | 1 | 1 | 1 | 1 | 1 | 1 | 1 | 1 | 1 | 1 | 285.7 | 0 | 4196.5912 | 0 | 0 | 0 | 1 | 0 | 0 | 1
316 | HVAC | Controls | Facility Energy Management System_VT | Grocery | New | CgrNgs316 | 1 | 0.53409 | 5681.8182 | 0 | GS | 15 | 1 | 1 | 1 | 1 | 1 | 1 | 1 | 1 | 1 | 1 | 1 | 1 | 285.7 | 0 | 4196.5912 | 0 | 0 | 0 | 1 | 0 | 0 | 1
316 | HVAC | Controls | Facility Energy Management System_VT | Healthcare | Existing | CheEgs316 | 1 | 0.87755 | 6802.7211 | 0 | GS | 15 | 1 | 1 | 1 | 1 | 1 | 1 | 1 | 1 | 1 | 1 | 1 | 1 | 342.0626 | 0 | 7223.5678 | 0 | 0 | 0 | 1 | 0 | 0 | 1
316 | HVAC | Controls | Facility Energy Management System_VT | Healthcare | New | CheNgs316 | 1 | 0.87755 | 6802.7211 | 0 | GS | 15 | 1 | 1 | 1 | 1 | 1 | 1 | 1 | 1 | 1 | 1 | 1 | 1 | 342.0626 | 0 | 7223.5678 | 0 | 0 | 0 | 1 | 0 | 0 | 1
316 | HVAC | Controls | Facility Energy Management System_VT | Hospitals | Existing | ChoEgs316 | 1 | 1 | 8620.6897 | 0 | GS | 15 | 1 | 1 | 1 | 1 | 1 | 1 | 1 | 1 | 1 | 1 | 1 | 1 | 433.4759 | 0 | 3586.1071 | 0 | 0 | 0 | 1 | 0 | 0 | 1
316 | HVAC | Controls | Facility Energy Management System_VT | Hospitals | New | ChoNgs316 | 1 | 1 | 8620.6897 | 0 | GS | 15 | 1 | 1 | 1 | 1 | 1 | 1 | 1 | 1 | 1 | 1 | 1 | 1 | 433.4759 | 0 | 3586.1071 | 0 | 0 | 0 | 1 | 0 | 0 | 1
316 | HVAC | Controls | Facility Energy Management System_VT | Institutional | Existing | CinEgs316 | 1 | 0.78049 | 6097.561 | 0 | GS | 15 | 1 | 1 | 1 | 1 | 1 | 1 | 1 | 1 | 1 | 1 | 1 | 1 | 306.6049 | 0 | 14793.6405 | 0 | 0 | 0 | 1 | 0 | 0 | 1
316 | HVAC | Controls | Facility Energy Management System_VT | Institutional | New | CinNgs316 | 1 | 0.78049 | 6097.561 | 0 | GS | 15 | 1 | 1 | 1 | 1 | 1 | 1 | 1 | 1 | 1 | 1 | 1 | 1 | 306.6049 | 0 | 14793.6405 | 0 | 0 | 0 | 1 | 0 | 0 | 1
316 | HVAC | Controls | Facility Energy Management System_VT | Lodging/Hospitality | Existing | CloEgs316 | 1 | 0.8209 | 7462.6866 | 0 | GS | 15 | 1 | 1 | 1 | 1 | 1 | 1 | 1 | 1 | 1 | 1 | 1 | 1 | 375.2478 | 0 | 7151.7413 | 0 | 0 | 0 | 1 | 0 | 0 | 1
316 | HVAC | Controls | Facility Energy Management System_VT | Lodging/Hospitality | New | CloNgs316 | 1 | 0.8209 | 7462.6866 | 0 | GS | 15 | 1 | 1 | 1 | 1 | 1 | 1 | 1 | 1 | 1 | 1 | 1 | 1 | 375.2478 | 0 | 7151.7413 | 0 | 0 | 0 | 1 | 0 | 0 | 1
316 | HVAC | Controls | Facility Energy Management System_VT | Miscellaneous | Existing | CmiEgs316 | 1 | 0.71038 | 5464.4809 | 0 | GS | 15 | 1 | 1 | 1 | 1 | 1 | 1 | 1 | 1 | 1 | 1 | 1 | 1 | 274.7716 | 0 | 15574.1176 | 0 | 0 | 0 | 1 | 0 | 0 | 1
316 | HVAC | Controls | Facility Energy Management System_VT | Miscellaneous | New | CmiNgs316 | 1 | 0.71038 | 5464.4809 | 0 | GS | 15 | 1 | 1 | 1 | 1 | 1 | 1 | 1 | 1 | 1 | 1 | 1 | 1 | 274.7716 | 0 | 15574.1176 | 0 | 0 | 0 | 1 | 0 | 0 | 1
316 | HVAC | Controls | Facility Energy Management System_VT | Offices | Existing | CofEgs316 | 1 | 0.71038 | 5464.4809 | 0 | GS | 15 | 1 | 1 | 1 | 1 | 1 | 1 | 1 | 1 | 1 | 1 | 1 | 1 | 274.7716 | 0 | 5563.6614 | 0 | 0 | 0 | 1 | 0 | 0 | 1
316 | HVAC | Controls | Facility Energy Management System_VT | Offices | New | CofNgs316 | 1 | 0.71038 | 5464.4809 | 0 | GS | 15 | 1 | 1 | 1 | 1 | 1 | 1 | 1 | 1 | 1 | 1 | 1 | 1 | 274.7716 | 0 | 5563.6614 | 0 | 0 | 0 | 1 | 0 | 0 | 1
316 | HVAC | Controls | Facility Energy Management System_VT | Restaurants | Existing | CreEgs316 | 1 | 0.76471 | 6535.9477 | 0 | GS | 15 | 1 | 1 | 1 | 1 | 1 | 1 | 1 | 1 | 1 | 1 | 1 | 1 | 328.6484 | 0 | 2658.2979 | 0 | 0 | 0 | 1 | 0 | 0 | 1
316 | HVAC | Controls | Facility Energy Management System_VT | Restaurants | New | CreNgs316 | 1 | 0.76471 | 6535.9477 | 0 | GS | 15 | 1 | 1 | 1 | 1 | 1 | 1 | 1 | 1 | 1 | 1 | 1 | 1 | 328.6484 | 0 | 2658.2979 | 0 | 0 | 0 | 1 | 0 | 0 | 1
316 | HVAC | Controls | Facility Energy Management System_VT | Retail | Existing | CrtEgs316 | 1 | 1 | 8620.6897 | 0 | GS | 15 | 1 | 1 | 1 | 1 | 1 | 1 | 1 | 1 | 1 | 1 | 1 | 1 | 433.4759 | 0 | 10375.5016 | 0 | 0 | 0 | 1 | 0 | 0 | 1
316 | HVAC | Controls | Facility Energy Management System_VT | Retail | New | CrtNgs316 | 1 | 1 | 8620.6897 | 0 | GS | 15 | 1 | 1 | 1 | 1 | 1 | 1 | 1 | 1 | 1 | 1 | 1 | 1 | 433.4759 | 0 | 10375.5016 | 0 | 0 | 0 | 1 | 0 | 0 | 1
316 | HVAC | Controls | Facility Energy Management System_VT | Schools K-12 | Existing | CscEgs316 | 1 | 0.71038 | 5464.4809 | 0 | GS | 15 | 1 | 1 | 1 | 1 | 1 | 1 | 1 | 1 | 1 | 1 | 1 | 1 | 274.7716 | 0 | 5447.9002 | 0 | 0 | 0 | 1 | 0 | 0 | 1
316 | HVAC | Controls | Facility Energy Management System_VT | Schools K-12 | New | CscNgs316 | 1 | 0.71038 | 5464.4809 | 0 | GS | 15 | 1 | 1 | 1 | 1 | 1 | 1 | 1 | 1 | 1 | 1 | 1 | 1 | 274.7716 | 0 | 5447.9002 | 0 | 0 | 0 | 1 | 0 | 0 | 1
316 | HVAC | Controls | Facility Energy Management System_VT | Warehouse | Existing | CwaEgs316 | 1 | 0.71038 | 5464.4809 | 0 | GS | 15 | 1 | 1 | 1 | 1 | 1 | 1 | 1 | 1 | 1 | 1 | 1 | 1 | 274.7716 | 0 | 25390.5431 | 0 | 0 | 0 | 1 | 0 | 0 | 1
316 | HVAC | Controls | Facility Energy Management System_VT | Warehouse | New | CwaNgs316 | 1 | 0.71038 | 5464.4809 | 0 | GS | 15 | 1 | 1 | 1 | 1 | 1 | 1 | 1 | 1 | 1 | 1 | 1 | 1 | 274.7716 | 0 | 25390.5431 | 0 | 0 | 0 | 1 | 0 | 0 | 1
317 | HVAC | Controls | Hotel Card Energy Control Systems | Assembly | Existing | CasEgs317 | 1 | 1.3029 | 3574.3533 | 0 | GS | 8 | 1 | 1 | 1 | 1 | 1 | 1 | 1 | 1 | 1 | 1 | 1 | 1 | 214.4612 | 0 | 1281.003 | 0 | 0 | 0 | 1 | 0 | 0 | 1
317 | HVAC | Controls | Hotel Card Energy Control Systems | Assembly | New | CasNgs317 | 1 | 1.3029 | 3574.3533 | 0 | GS | 8 | 1 | 1 | 1 | 1 | 1 | 1 | 1 | 1 | 1 | 1 | 1 | 1 | 214.4612 | 0 | 1281.003 | 0 | 0 | 0 | 1 | 0 | 0 | 1
317 | HVAC | Controls | Hotel Card Energy Control Systems | College and University | Existing | CcoEgs317 | 1 | 0.18075 | 5871.6129 | 0 | GS | 8 | 1 | 1 | 1 | 1 | 1 | 1 | 1 | 1 | 1 | 1 | 1 | 1 | 352.2968 | 0 | 2104.3118 | 0 | 0 | 0 | 1 | 0 | 0 | 1
317 | HVAC | Controls | Hotel Card Energy Control Systems | College and University | New | CcoNgs317 | 1 | 0.18075 | 5871.6129 | 0 | GS | 8 | 1 | 1 | 1 | 1 | 1 | 1 | 1 | 1 | 1 | 1 | 1 | 1 | 352.2968 | 0 | 2104.3118 | 0 | 0 | 0 | 1 | 0 | 0 | 1
317 | HVAC | Controls | Hotel Card Energy Control Systems | Data Center | Existing | CdaEgs317 | 1 | 0.18075 | 5871.6129 | 0 | GS | 8 | 1 | 1 | 1 | 1 | 1 | 1 | 1 | 1 | 1 | 1 | 1 | 1 | 352.2968 | 0 | 2104.3118 | 0 | 0 | 0 | 1 | 0 | 0 | 1
317 | HVAC | Controls | Hotel Card Energy Control Systems | Data Center | New | CdaNgs317 | 1 | 0.18075 | 5871.6129 | 0 | GS | 8 | 1 | 1 | 1 | 1 | 1 | 1 | 1 | 1 | 1 | 1 | 1 | 1 | 352.2968 | 0 | 2104.3118 | 0 | 0 | 0 | 1 | 0 | 0 | 1
317 | HVAC | Controls | Hotel Card Energy Control Systems | Grocery | Existing | CgrEgs317 | 1 | 0.51623 | 4198.0586 | 0 | GS | 8 | 1 | 1 | 1 | 1 | 1 | 1 | 1 | 1 | 1 | 1 | 1 | 1 | 251.8835 | 0 | 1504.5311 | 0 | 0 | 0 | 1 | 0 | 0 | 1
317 | HVAC | Controls | Hotel Card Energy Control Systems | Grocery | New | CgrNgs317 | 1 | 0.51623 | 4198.0586 | 0 | GS | 8 | 1 | 1 | 1 | 1 | 1 | 1 | 1 | 1 | 1 | 1 | 1 | 1 | 251.8835 | 0 | 1504.5311 | 0 | 0 | 0 | 1 | 0 | 0 | 1
317 | HVAC | Controls | Hotel Card Energy Control Systems | Healthcare | Existing | CheEgs317 | 1 | 0.18075 | 5871.6129 | 0 | GS | 8 | 1 | 1 | 1 | 1 | 1 | 1 | 1 | 1 | 1 | 1 | 1 | 1 | 352.2968 | 0 | 2104.3118 | 0 | 0 | 0 | 1 | 0 | 0 | 1
317 | HVAC | Controls | Hotel Card Energy Control Systems | Healthcare | New | CheNgs317 | 1 | 0.18075 | 5871.6129 | 0 | GS | 8 | 1 | 1 | 1 | 1 | 1 | 1 | 1 | 1 | 1 | 1 | 1 | 1 | 352.2968 | 0 | 2104.3118 | 0 | 0 | 0 | 1 | 0 | 0 | 1
317 | HVAC | Controls | Hotel Card Energy Control Systems | Hospitals | Existing | ChoEgs317 | 1 | 0.18075 | 5871.6129 | 0 | GS | 8 | 1 | 1 | 1 | 1 | 1 | 1 | 1 | 1 | 1 | 1 | 1 | 1 | 352.2968 | 0 | 2104.3118 | 0 | 0 | 0 | 1 | 0 | 0 | 1
317 | HVAC | Controls | Hotel Card Energy Control Systems | Hospitals | New | ChoNgs317 | 1 | 0.18075 | 5871.6129 | 0 | GS | 8 | 1 | 1 | 1 | 1 | 1 | 1 | 1 | 1 | 1 | 1 | 1 | 1 | 352.2968 | 0 | 2104.3118 | 0 | 0 | 0 | 1 | 0 | 0 | 1
317 | HVAC | Controls | Hotel Card Energy Control Systems | Institutional | Existing | CinEgs317 | 1 | 0.18075 | 5871.6129 | 0 | GS | 8 | 1 | 1 | 1 | 1 | 1 | 1 | 1 | 1 | 1 | 1 | 1 | 1 | 352.2968 | 0 | 2104.3118 | 0 | 0 | 0 | 1 | 0 | 0 | 1
317 | HVAC | Controls | Hotel Card Energy Control Systems | Institutional | New | CinNgs317 | 1 | 0.18075 | 5871.6129 | 0 | GS | 8 | 1 | 1 | 1 | 1 | 1 | 1 | 1 | 1 | 1 | 1 | 1 | 1 | 352.2968 | 0 | 2104.3118 | 0 | 0 | 0 | 1 | 0 | 0 | 1
317 | HVAC | Controls | Hotel Card Energy Control Systems | Lodging/Hospitality | Existing | CloEgs317 | 1 | 0.65517 | 6216.2877 | 0 | GS | 8 | 1 | 1 | 1 | 1 | 1 | 1 | 1 | 1 | 1 | 1 | 1 | 1 | 372.9773 | 0 | 2227.8389 | 0 | 0 | 0 | 1 | 0 | 0 | 1
317 | HVAC | Controls | Hotel Card Energy Control Systems | Lodging/Hospitality | New | CloNgs317 | 1 | 0.65517 | 6216.2877 | 0 | GS | 8 | 1 | 1 | 1 | 1 | 1 | 1 | 1 | 1 | 1 | 1 | 1 | 1 | 372.9773 | 0 | 2227.8389 | 0 | 0 | 0 | 1 | 0 | 0 | 1
317 | HVAC | Controls | Hotel Card Energy Control Systems | Miscellaneous | Existing | CmiEgs317 | 1 | 1.3029 | 3574.3533 | 0 | GS | 8 | 1 | 1 | 1 | 1 | 1 | 1 | 1 | 1 | 1 | 1 | 1 | 1 | 214.4612 | 0 | 1281.003 | 0 | 0 | 0 | 1 | 0 | 0 | 1
317 | HVAC | Controls | Hotel Card Energy Control Systems | Miscellaneous | New | CmiNgs317 | 1 | 1.3029 | 3574.3533 | 0 | GS | 8 | 1 | 1 | 1 | 1 | 1 | 1 | 1 | 1 | 1 | 1 | 1 | 1 | 214.4612 | 0 | 1281.003 | 0 | 0 | 0 | 1 | 0 | 0 | 1
317 | HVAC | Controls | Hotel Card Energy Control Systems | Offices | Existing | CofEgs317 | 1 | 1.3029 | 3574.3533 | 0 | GS | 8 | 1 | 1 | 1 | 1 | 1 | 1 | 1 | 1 | 1 | 1 | 1 | 1 | 214.4612 | 0 | 1281.003 | 0 | 0 | 0 | 1 | 0 | 0 | 1
317 | HVAC | Controls | Hotel Card Energy Control Systems | Offices | New | CofNgs317 | 1 | 1.3029 | 3574.3533 | 0 | GS | 8 | 1 | 1 | 1 | 1 | 1 | 1 | 1 | 1 | 1 | 1 | 1 | 1 | 214.4612 | 0 | 1281.003 | 0 | 0 | 0 | 1 | 0 | 0 | 1
317 | HVAC | Controls | Hotel Card Energy Control Systems | Restaurants | Existing | CreEgs317 | 1 | 0.51623 | 4198.0586 | 0 | GS | 8 | 1 | 1 | 1 | 1 | 1 | 1 | 1 | 1 | 1 | 1 | 1 | 1 | 251.8835 | 0 | 1504.5311 | 0 | 0 | 0 | 1 | 0 | 0 | 1
317 | HVAC | Controls | Hotel Card Energy Control Systems | Restaurants | New | CreNgs317 | 1 | 0.51623 | 4198.0586 | 0 | GS | 8 | 1 | 1 | 1 | 1 | 1 | 1 | 1 | 1 | 1 | 1 | 1 | 1 | 251.8835 | 0 | 1504.5311 | 0 | 0 | 0 | 1 | 0 | 0 | 1
317 | HVAC | Controls | Hotel Card Energy Control Systems | Retail | Existing | CrtEgs317 | 1 | 1.3029 | 3574.3533 | 0 | GS | 8 | 1 | 1 | 1 | 1 | 1 | 1 | 1 | 1 | 1 | 1 | 1 | 1 | 214.4612 | 0 | 1281.003 | 0 | 0 | 0 | 1 | 0 | 0 | 1
317 | HVAC | Controls | Hotel Card Energy Control Systems | Retail | New | CrtNgs317 | 1 | 1.3029 | 3574.3533 | 0 | GS | 8 | 1 | 1 | 1 | 1 | 1 | 1 | 1 | 1 | 1 | 1 | 1 | 1 | 214.4612 | 0 | 1281.003 | 0 | 0 | 0 | 1 | 0 | 0 | 1
317 | HVAC | Controls | Hotel Card Energy Control Systems | Schools K-12 | Existing | CscEgs317 | 1 | 1.3029 | 3574.3533 | 0 | GS | 8 | 1 | 1 | 1 | 1 | 1 | 1 | 1 | 1 | 1 | 1 | 1 | 1 | 214.4612 | 0 | 1281.003 | 0 | 0 | 0 | 1 | 0 | 0 | 1
317 | HVAC | Controls | Hotel Card Energy Control Systems | Schools K-12 | New | CscNgs317 | 1 | 1.3029 | 3574.3533 | 0 | GS | 8 | 1 | 1 | 1 | 1 | 1 | 1 | 1 | 1 | 1 | 1 | 1 | 1 | 214.4612 | 0 | 1281.003 | 0 | 0 | 0 | 1 | 0 | 0 | 1
317 | HVAC | Controls | Hotel Card Energy Control Systems | Warehouse | Existing | CwaEgs317 | 1 | 1.3029 | 3574.3533 | 0 | GS | 8 | 1 | 1 | 1 | 1 | 1 | 1 | 1 | 1 | 1 | 1 | 1 | 1 | 214.4612 | 0 | 1281.003 | 0 | 0 | 0 | 1 | 0 | 0 | 1
317 | HVAC | Controls | Hotel Card Energy Control Systems | Warehouse | New | CwaNgs317 | 1 | 1.3029 | 3574.3533 | 0 | GS | 8 | 1 | 1 | 1 | 1 | 1 | 1 | 1 | 1 | 1 | 1 | 1 | 1 | 214.4612 | 0 | 1281.003 | 0 | 0 | 0 | 1 | 0 | 0 | 1
318 | HVAC | Controls | Programmable thermostat | Assembly | Existing | CasEgs318 | 1 | 1.5678 | 3690.6424 | 0 | GS | 11 | 1 | 1 | 1 | 1 | 1 | 1 | 1 | 1 | 1 | 1 | 1 | 1 | 221.4385 | 0 | 96.012 | 0 | 0 | 0 | 1 | 0 | 0 | 1
318 | HVAC | Controls | Programmable thermostat | Assembly | New | CasNgs318 | 1 | 1.5678 | 3690.6424 | 0 | GS | 11 | 1 | 1 | 1 | 1 | 1 | 1 | 1 | 1 | 1 | 1 | 1 | 1 | 221.4385 | 0 | 96.012 | 0 | 0 | 0 | 1 | 0 | 0 | 1
318 | HVAC | Controls | Programmable thermostat | College and University | Existing | CcoEgs318 | 1 | 0.26532 | 6311.2111 | 0 | GS | 11 | 1 | 1 | 1 | 1 | 1 | 1 | 1 | 1 | 1 | 1 | 1 | 1 | 378.6727 | 0 | 1494.1353 | 0 | 0 | 0 | 1 | 0 | 0 | 1
318 | HVAC | Controls | Programmable thermostat | College and University | New | CcoNgs318 | 1 | 0.26532 | 6311.2111 | 0 | GS | 11 | 1 | 1 | 1 | 1 | 1 | 1 | 1 | 1 | 1 | 1 | 1 | 1 | 378.6727 | 0 | 1494.1353 | 0 | 0 | 0 | 1 | 0 | 0 | 1
318 | HVAC | Controls | Programmable thermostat | Data Center | Existing | CdaEgs318 | 1 | 0.41253 | 7076.3533 | 0 | GS | 11 | 1 | 1 | 1 | 1 | 1 | 1 | 1 | 1 | 1 | 1 | 1 | 1 | 424.5812 | 0 | 1152.7704 | 0 | 0 | 0 | 1 | 0 | 0 | 1
318 | HVAC | Controls | Programmable thermostat | Data Center | New | CdaNgs318 | 1 | 0.41253 | 7076.3533 | 0 | GS | 11 | 1 | 1 | 1 | 1 | 1 | 1 | 1 | 1 | 1 | 1 | 1 | 1 | 424.5812 | 0 | 1152.7704 | 0 | 0 | 0 | 1 | 0 | 0 | 1
318 | HVAC | Controls | Programmable thermostat | Grocery | Existing | CgrEgs318 | 1 | 3.3162 | 7841.3243 | 0 | GS | 11 | 1 | 1 | 1 | 1 | 1 | 1 | 1 | 1 | 1 | 1 | 1 | 1 | 470.4795 | 0 | 346.8659 | 0 | 0 | 0 | 1 | 0 | 0 | 1
318 | HVAC | Controls | Programmable thermostat | Grocery | New | CgrNgs318 | 1 | 3.3162 | 7841.3243 | 0 | GS | 11 | 1 | 1 | 1 | 1 | 1 | 1 | 1 | 1 | 1 | 1 | 1 | 1 | 470.4795 | 0 | 346.8659 | 0 | 0 | 0 | 1 | 0 | 0 | 1
318 | HVAC | Controls | Programmable thermostat | Healthcare | Existing | CheEgs318 | 1 | 0.8656 | 9431.3142 | 0 | GS | 11 | 1 | 1 | 1 | 1 | 1 | 1 | 1 | 1 | 1 | 1 | 1 | 1 | 565.8789 | 0 | 993.1704 | 0 | 0 | 0 | 1 | 0 | 0 | 1
318 | HVAC | Controls | Programmable thermostat | Healthcare | New | CheNgs318 | 1 | 0.8656 | 9431.3142 | 0 | GS | 11 | 1 | 1 | 1 | 1 | 1 | 1 | 1 | 1 | 1 | 1 | 1 | 1 | 565.8789 | 0 | 993.1704 | 0 | 0 | 0 | 1 | 0 | 0 | 1
318 | HVAC | Controls | Programmable thermostat | Hospitals | Existing | ChoEgs318 | 1 | 0.20156 | 5979.7739 | 0 | GS | 11 | 1 | 1 | 1 | 1 | 1 | 1 | 1 | 1 | 1 | 1 | 1 | 1 | 358.7864 | 0 | 111.5452 | 0 | 0 | 0 | 1 | 0 | 0 | 1
318 | HVAC | Controls | Programmable thermostat | Hospitals | New | ChoNgs318 | 1 | 0.20156 | 5979.7739 | 0 | GS | 11 | 1 | 1 | 1 | 1 | 1 | 1 | 1 | 1 | 1 | 1 | 1 | 1 | 358.7864 | 0 | 111.5452 | 0 | 0 | 0 | 1 | 0 | 0 | 1
318 | HVAC | Controls | Programmable thermostat | Institutional | Existing | CinEgs318 | 1 | 0.50896 | 7577.6002 | 0 | GS | 11 | 1 | 1 | 1 | 1 | 1 | 1 | 1 | 1 | 1 | 1 | 1 | 1 | 454.656 | 0 | 848.7705 | 0 | 0 | 0 | 1 | 0 | 0 | 1
318 | HVAC | Controls | Programmable thermostat | Institutional | New | CinNgs318 | 1 | 0.50896 | 7577.6002 | 0 | GS | 11 | 1 | 1 | 1 | 1 | 1 | 1 | 1 | 1 | 1 | 1 | 1 | 1 | 454.656 | 0 | 848.7705 | 0 | 0 | 0 | 1 | 0 | 0 | 1
318 | HVAC | Controls | Programmable thermostat | Lodging/Hospitality | Existing | CloEgs318 | 1 | 0.71024 | 6299.894 | 0 | GS | 11 | 1 | 1 | 1 | 1 | 1 | 1 | 1 | 1 | 1 | 1 | 1 | 1 | 377.9936 | 0 | 175.3035 | 0 | 0 | 0 | 1 | 0 | 0 | 1
318 | HVAC | Controls | Programmable thermostat | Lodging/Hospitality | New | CloNgs318 | 1 | 0.71024 | 6299.894 | 0 | GS | 11 | 1 | 1 | 1 | 1 | 1 | 1 | 1 | 1 | 1 | 1 | 1 | 1 | 377.9936 | 0 | 175.3035 | 0 | 0 | 0 | 1 | 0 | 0 | 1
318 | HVAC | Controls | Programmable thermostat | Miscellaneous | Existing | CmiEgs318 | 1 | 6.9023 | 6032.2059 | 0 | GS | 11 | 1 | 1 | 1 | 1 | 1 | 1 | 1 | 1 | 1 | 1 | 1 | 1 | 361.9324 | 0 | 3877.962 | 0 | 0 | 0 | 1 | 0 | 0 | 1
318 | HVAC | Controls | Programmable thermostat | Miscellaneous | New | CmiNgs318 | 1 | 6.9023 | 6032.2059 | 0 | GS | 11 | 1 | 1 | 1 | 1 | 1 | 1 | 1 | 1 | 1 | 1 | 1 | 1 | 361.9324 | 0 | 3877.962 | 0 | 0 | 0 | 1 | 0 | 0 | 1
318 | HVAC | Controls | Programmable thermostat | Offices | Existing | CofEgs318 | 1 | 6.2525 | 5746.9909 | 0 | GS | 11 | 1 | 1 | 1 | 1 | 1 | 1 | 1 | 1 | 1 | 1 | 1 | 1 | 344.8195 | 0 | 172.2411 | 0 | 0 | 0 | 1 | 0 | 0 | 1
318 | HVAC | Controls | Programmable thermostat | Offices | New | CofNgs318 | 1 | 6.2525 | 5746.9909 | 0 | GS | 11 | 1 | 1 | 1 | 1 | 1 | 1 | 1 | 1 | 1 | 1 | 1 | 1 | 344.8195 | 0 | 172.2411 | 0 | 0 | 0 | 1 | 0 | 0 | 1
318 | HVAC | Controls | Programmable thermostat | Restaurants | Existing | CreEgs318 | 1 | 1.7817 | 5844.5888 | 0 | GS | 11 | 1 | 1 | 1 | 1 | 1 | 1 | 1 | 1 | 1 | 1 | 1 | 1 | 350.6753 | 0 | 90.698 | 0 | 0 | 0 | 1 | 0 | 0 | 1
318 | HVAC | Controls | Programmable thermostat | Restaurants | New | CreNgs318 | 1 | 1.7817 | 5844.5888 | 0 | GS | 11 | 1 | 1 | 1 | 1 | 1 | 1 | 1 | 1 | 1 | 1 | 1 | 1 | 350.6753 | 0 | 90.698 | 0 | 0 | 0 | 1 | 0 | 0 | 1
318 | HVAC | Controls | Programmable thermostat | Retail | Existing | CrtEgs318 | 1 | 4.3714 | 4921.2746 | 0 | GS | 11 | 1 | 1 | 1 | 1 | 1 | 1 | 1 | 1 | 1 | 1 | 1 | 1 | 295.2765 | 0 | 104.5724 | 0 | 0 | 0 | 1 | 0 | 0 | 1
318 | HVAC | Controls | Programmable thermostat | Retail | New | CrtNgs318 | 1 | 4.3714 | 4921.2746 | 0 | GS | 11 | 1 | 1 | 1 | 1 | 1 | 1 | 1 | 1 | 1 | 1 | 1 | 1 | 295.2765 | 0 | 104.5724 | 0 | 0 | 0 | 1 | 0 | 0 | 1
318 | HVAC | Controls | Programmable thermostat | Schools K-12 | Existing | CscEgs318 | 1 | 3.8332 | 4685.0525 | 0 | GS | 11 | 1 | 1 | 1 | 1 | 1 | 1 | 1 | 1 | 1 | 1 | 1 | 1 | 281.1031 | 0 | 195.903 | 0 | 0 | 0 | 1 | 0 | 0 | 1
318 | HVAC | Controls | Programmable thermostat | Schools K-12 | New | CscNgs318 | 1 | 3.8332 | 4685.0525 | 0 | GS | 11 | 1 | 1 | 1 | 1 | 1 | 1 | 1 | 1 | 1 | 1 | 1 | 1 | 281.1031 | 0 | 195.903 | 0 | 0 | 0 | 1 | 0 | 0 | 1
318 | HVAC | Controls | Programmable thermostat | Warehouse | Existing | CwaEgs318 | 1 | 5.4021 | 5373.7188 | 0 | GS | 11 | 1 | 1 | 1 | 1 | 1 | 1 | 1 | 1 | 1 | 1 | 1 | 1 | 322.4231 | 0 | 501.8256 | 0 | 0 | 0 | 1 | 0 | 0 | 1
318 | HVAC | Controls | Programmable thermostat | Warehouse | New | CwaNgs318 | 1 | 5.4021 | 5373.7188 | 0 | GS | 11 | 1 | 1 | 1 | 1 | 1 | 1 | 1 | 1 | 1 | 1 | 1 | 1 | 322.4231 | 0 | 501.8256 | 0 | 0 | 0 | 1 | 0 | 0 | 1
319 | HVAC | Controls | Smart thermostat | Assembly | Existing | CasEgs319 | 1 | 0.87101 | 3384.7755 | 0 | GS | 11 | 1 | 1 | 1 | 1 | 1 | 1 | 1 | 1 | 1 | 1 | 1 | 1 | 203.0865 | 0 | 989.5317 | 0 | 0 | 0 | 1 | 0 | 0 | 1
319 | HVAC | Controls | Smart thermostat | Assembly | New | CasNgs319 | 1 | 0.87101 | 3384.7755 | 0 | GS | 11 | 1 | 1 | 1 | 1 | 1 | 1 | 1 | 1 | 1 | 1 | 1 | 1 | 203.0865 | 0 | 989.5317 | 0 | 0 | 0 | 1 | 0 | 0 | 1
319 | HVAC | Controls | Smart thermostat | College and University | Existing | CcoEgs319 | 1 | 0.1474 | 5698.3023 | 0 | GS | 11 | 1 | 1 | 1 | 1 | 1 | 1 | 1 | 1 | 1 | 1 | 1 | 1 | 341.8981 | 0 | 15399.1491 | 0 | 0 | 0 | 1 | 0 | 0 | 1
319 | HVAC | Controls | Smart thermostat | College and University | New | CcoNgs319 | 1 | 0.1474 | 5698.3023 | 0 | GS | 11 | 1 | 1 | 1 | 1 | 1 | 1 | 1 | 1 | 1 | 1 | 1 | 1 | 341.8981 | 0 | 15399.1491 | 0 | 0 | 0 | 1 | 0 | 0 | 1
319 | HVAC | Controls | Smart thermostat | Data Center | Existing | CdaEgs319 | 1 | 0.22918 | 6123.3838 | 0 | GS | 11 | 1 | 1 | 1 | 1 | 1 | 1 | 1 | 1 | 1 | 1 | 1 | 1 | 367.403 | 0 | 11880.8667 | 0 | 0 | 0 | 1 | 0 | 0 | 1
319 | HVAC | Controls | Smart thermostat | Data Center | New | CdaNgs319 | 1 | 0.22918 | 6123.3838 | 0 | GS | 11 | 1 | 1 | 1 | 1 | 1 | 1 | 1 | 1 | 1 | 1 | 1 | 1 | 367.403 | 0 | 11880.8667 | 0 | 0 | 0 | 1 | 0 | 0 | 1
319 | HVAC | Controls | Smart thermostat | Grocery | Existing | CgrEgs319 | 1 | 1.8423 | 5923.5338 | 0 | GS | 11 | 1 | 1 | 1 | 1 | 1 | 1 | 1 | 1 | 1 | 1 | 1 | 1 | 355.412 | 0 | 3574.9144 | 0 | 0 | 0 | 1 | 0 | 0 | 1
319 | HVAC | Controls | Smart thermostat | Grocery | New | CgrNgs319 | 1 | 1.8423 | 5923.5338 | 0 | GS | 11 | 1 | 1 | 1 | 1 | 1 | 1 | 1 | 1 | 1 | 1 | 1 | 1 | 355.412 | 0 | 3574.9144 | 0 | 0 | 0 | 1 | 0 | 0 | 1
319 | HVAC | Controls | Smart thermostat | Healthcare | Existing | CheEgs319 | 1 | 0.48089 | 7431.6857 | 0 | GS | 11 | 1 | 1 | 1 | 1 | 1 | 1 | 1 | 1 | 1 | 1 | 1 | 1 | 445.9011 | 0 | 10235.9288 | 0 | 0 | 0 | 1 | 0 | 0 | 1
319 | HVAC | Controls | Smart thermostat | Healthcare | New | CheNgs319 | 1 | 0.48089 | 7431.6857 | 0 | GS | 11 | 1 | 1 | 1 | 1 | 1 | 1 | 1 | 1 | 1 | 1 | 1 | 1 | 445.9011 | 0 | 10235.9288 | 0 | 0 | 0 | 1 | 0 | 0 | 1
319 | HVAC | Controls | Smart thermostat | Hospitals | Existing | ChoEgs319 | 1 | 0.11198 | 5514.1687 | 0 | GS | 11 | 1 | 1 | 1 | 1 | 1 | 1 | 1 | 1 | 1 | 1 | 1 | 1 | 330.8501 | 0 | 1149.6237 | 0 | 0 | 0 | 1 | 0 | 0 | 1
319 | HVAC | Controls | Smart thermostat | Hospitals | New | ChoNgs319 | 1 | 0.11198 | 5514.1687 | 0 | GS | 11 | 1 | 1 | 1 | 1 | 1 | 1 | 1 | 1 | 1 | 1 | 1 | 1 | 330.8501 | 0 | 1149.6237 | 0 | 0 | 0 | 1 | 0 | 0 | 1
319 | HVAC | Controls | Smart thermostat | Institutional | Existing | CinEgs319 | 1 | 0.28275 | 6401.8208 | 0 | GS | 11 | 1 | 1 | 1 | 1 | 1 | 1 | 1 | 1 | 1 | 1 | 1 | 1 | 384.1092 | 0 | 8747.7266 | 0 | 0 | 0 | 1 | 0 | 0 | 1
319 | HVAC | Controls | Smart thermostat | Institutional | New | CinNgs319 | 1 | 0.28275 | 6401.8208 | 0 | GS | 11 | 1 | 1 | 1 | 1 | 1 | 1 | 1 | 1 | 1 | 1 | 1 | 1 | 384.1092 | 0 | 8747.7266 | 0 | 0 | 0 | 1 | 0 | 0 | 1
319 | HVAC | Controls | Smart thermostat | Lodging/Hospitality | Existing | CloEgs319 | 1 | 0.39458 | 5820.6952 | 0 | GS | 11 | 1 | 1 | 1 | 1 | 1 | 1 | 1 | 1 | 1 | 1 | 1 | 1 | 349.2417 | 0 | 1806.7411 | 0 | 0 | 0 | 1 | 0 | 0 | 1
319 | HVAC | Controls | Smart thermostat | Lodging/Hospitality | New | CloNgs319 | 1 | 0.39458 | 5820.6952 | 0 | GS | 11 | 1 | 1 | 1 | 1 | 1 | 1 | 1 | 1 | 1 | 1 | 1 | 1 | 349.2417 | 0 | 1806.7411 | 0 | 0 | 0 | 1 | 0 | 0 | 1
319 | HVAC | Controls | Smart thermostat | Miscellaneous | Existing | CmiEgs319 | 1 | 3.8346 | 4685.6309 | 0 | GS | 11 | 1 | 1 | 1 | 1 | 1 | 1 | 1 | 1 | 1 | 1 | 1 | 1 | 281.1379 | 0 | 39967.451 | 0 | 0 | 0 | 1 | 0 | 0 | 1
319 | HVAC | Controls | Smart thermostat | Miscellaneous | New | CmiNgs319 | 1 | 3.8346 | 4685.6309 | 0 | GS | 11 | 1 | 1 | 1 | 1 | 1 | 1 | 1 | 1 | 1 | 1 | 1 | 1 | 281.1379 | 0 | 39967.451 | 0 | 0 | 0 | 1 | 0 | 0 | 1
319 | HVAC | Controls | Smart thermostat | Offices | Existing | CofEgs319 | 1 | 3.4736 | 4527.1913 | 0 | GS | 11 | 1 | 1 | 1 | 1 | 1 | 1 | 1 | 1 | 1 | 1 | 1 | 1 | 271.6315 | 0 | 1775.1698 | 0 | 0 | 0 | 1 | 0 | 0 | 1
319 | HVAC | Controls | Smart thermostat | Offices | New | CofNgs319 | 1 | 3.4736 | 4527.1913 | 0 | GS | 11 | 1 | 1 | 1 | 1 | 1 | 1 | 1 | 1 | 1 | 1 | 1 | 1 | 271.6315 | 0 | 1775.1698 | 0 | 0 | 0 | 1 | 0 | 0 | 1
319 | HVAC | Controls | Smart thermostat | Restaurants | Existing | CreEgs319 | 1 | 0.98981 | 4814.2662 | 0 | GS | 11 | 1 | 1 | 1 | 1 | 1 | 1 | 1 | 1 | 1 | 1 | 1 | 1 | 288.856 | 0 | 934.7666 | 0 | 0 | 0 | 1 | 0 | 0 | 1
319 | HVAC | Controls | Smart thermostat | Restaurants | New | CreNgs319 | 1 | 0.98981 | 4814.2662 | 0 | GS | 11 | 1 | 1 | 1 | 1 | 1 | 1 | 1 | 1 | 1 | 1 | 1 | 1 | 288.856 | 0 | 934.7666 | 0 | 0 | 0 | 1 | 0 | 0 | 1
319 | HVAC | Controls | Smart thermostat | Retail | Existing | CrtEgs319 | 1 | 2.4285 | 4068.4521 | 0 | GS | 11 | 1 | 1 | 1 | 1 | 1 | 1 | 1 | 1 | 1 | 1 | 1 | 1 | 244.1071 | 0 | 1077.7579 | 0 | 0 | 0 | 1 | 0 | 0 | 1
319 | HVAC | Controls | Smart thermostat | Retail | New | CrtNgs319 | 1 | 2.4285 | 4068.4521 | 0 | GS | 11 | 1 | 1 | 1 | 1 | 1 | 1 | 1 | 1 | 1 | 1 | 1 | 1 | 244.1071 | 0 | 1077.7579 | 0 | 0 | 0 | 1 | 0 | 0 | 1
319 | HVAC | Controls | Smart thermostat | Schools K-12 | Existing | CscEgs319 | 1 | 2.1296 | 3937.223 | 0 | GS | 11 | 1 | 1 | 1 | 1 | 1 | 1 | 1 | 1 | 1 | 1 | 1 | 1 | 236.2334 | 0 | 2019.0408 | 0 | 0 | 0 | 1 | 0 | 0 | 1
319 | HVAC | Controls | Smart thermostat | Schools K-12 | New | CscNgs319 | 1 | 2.1296 | 3937.223 | 0 | GS | 11 | 1 | 1 | 1 | 1 | 1 | 1 | 1 | 1 | 1 | 1 | 1 | 1 | 236.2334 | 0 | 2019.0408 | 0 | 0 | 0 | 1 | 0 | 0 | 1
319 | HVAC | Controls | Smart thermostat | Warehouse | Existing | CwaEgs319 | 1 | 3.0012 | 4319.8366 | 0 | GS | 11 | 1 | 1 | 1 | 1 | 1 | 1 | 1 | 1 | 1 | 1 | 1 | 1 | 259.1902 | 0 | 5171.9747 | 0 | 0 | 0 | 1 | 0 | 0 | 1
319 | HVAC | Controls | Smart thermostat | Warehouse | New | CwaNgs319 | 1 | 3.0012 | 4319.8366 | 0 | GS | 11 | 1 | 1 | 1 | 1 | 1 | 1 | 1 | 1 | 1 | 1 | 1 | 1 | 259.1902 | 0 | 5171.9747 | 0 | 0 | 0 | 1 | 0 | 0 | 1
320 | HVAC | DX | DX Coil Cleaning | Assembly | Existing | CasEgs320 | 1 | 0 | 3002.444 | 0 | GS | 3 | 1.0063 | 0.98564 | 1.0265 | 1.0441 | 1.0994 | 1.0901 | 1.0679 | 1.0965 | 1.0642 | 1.0547 | 1.0277 | 1.0297 | 150.9725 | 0 | 1147.974 | 0 | 0 | 0 | 1 | 0 | 0 | 1.0494
320 | HVAC | DX | DX Coil Cleaning | Assembly | New | CasNgs320 | 1 | 0 | 3002.444 | 0 | GS | 3 | 1.0063 | 0.98564 | 1.0265 | 1.0441 | 1.0994 | 1.0901 | 1.0679 | 1.0965 | 1.0642 | 1.0547 | 1.0277 | 1.0297 | 150.9725 | 0 | 1147.974 | 0 | 0 | 0 | 1 | 0 | 0 | 1.0494
320 | HVAC | DX | DX Coil Cleaning | College and University | Existing | CcoEgs320 | 1 | 0 | 4932.1338 | 0 | GS | 3 | 1.0063 | 0.98564 | 1.0265 | 1.0441 | 1.0994 | 1.0901 | 1.0679 | 1.0965 | 1.0642 | 1.0547 | 1.0277 | 1.0297 | 248.0035 | 0 | 1699.731 | 0 | 0 | 0 | 1 | 0 | 0 | 1.0494
320 | HVAC | DX | DX Coil Cleaning | College and University | New | CcoNgs320 | 1 | 0 | 4932.1338 | 0 | GS | 3 | 1.0063 | 0.98564 | 1.0265 | 1.0441 | 1.0994 | 1.0901 | 1.0679 | 1.0965 | 1.0642 | 1.0547 | 1.0277 | 1.0297 | 248.0035 | 0 | 1699.731 | 0 | 0 | 0 | 1 | 0 | 0 | 1.0494
320 | HVAC | DX | DX Coil Cleaning | Data Center | Existing | CdaEgs320 | 1 | 0 | 4932.1338 | 0 | GS | 3 | 1.0063 | 0.98564 | 1.0265 | 1.0441 | 1.0994 | 1.0901 | 1.0679 | 1.0965 | 1.0642 | 1.0547 | 1.0277 | 1.0297 | 248.0035 | 0 | 914.5517 | 0 | 0 | 0 | 1 | 0 | 0 | 1.0494
320 | HVAC | DX | DX Coil Cleaning | Data Center | New | CdaNgs320 | 1 | 0 | 4932.1338 | 0 | GS | 3 | 1.0063 | 0.98564 | 1.0265 | 1.0441 | 1.0994 | 1.0901 | 1.0679 | 1.0965 | 1.0642 | 1.0547 | 1.0277 | 1.0297 | 248.0035 | 0 | 914.5517 | 0 | 0 | 0 | 1 | 0 | 0 | 1.0494
320 | HVAC | DX | DX Coil Cleaning | Grocery | Existing | CgrEgs320 | 1 | 0 | 3526.3541 | 0 | GS | 3 | 1.0063 | 0.98564 | 1.0265 | 1.0441 | 1.0994 | 1.0901 | 1.0679 | 1.0965 | 1.0642 | 1.0547 | 1.0277 | 1.0297 | 177.3164 | 0 | 2439.8207 | 0 | 0 | 0 | 1 | 0 | 0 | 1.0494
320 | HVAC | DX | DX Coil Cleaning | Grocery | New | CgrNgs320 | 1 | 0 | 3526.3541 | 0 | GS | 3 | 1.0063 | 0.98564 | 1.0265 | 1.0441 | 1.0994 | 1.0901 | 1.0679 | 1.0965 | 1.0642 | 1.0547 | 1.0277 | 1.0297 | 177.3164 | 0 | 2439.8207 | 0 | 0 | 0 | 1 | 0 | 0 | 1.0494
320 | HVAC | DX | DX Coil Cleaning | Healthcare | Existing | CheEgs320 | 1 | 0 | 4932.1338 | 0 | GS | 3 | 1.0063 | 0.98564 | 1.0265 | 1.0441 | 1.0994 | 1.0901 | 1.0679 | 1.0965 | 1.0642 | 1.0547 | 1.0277 | 1.0297 | 248.0035 | 0 | 866.2999 | 0 | 0 | 0 | 1 | 0 | 0 | 1.0494
320 | HVAC | DX | DX Coil Cleaning | Healthcare | New | CheNgs320 | 1 | 0 | 4932.1338 | 0 | GS | 3 | 1.0063 | 0.98564 | 1.0265 | 1.0441 | 1.0994 | 1.0901 | 1.0679 | 1.0965 | 1.0642 | 1.0547 | 1.0277 | 1.0297 | 248.0035 | 0 | 866.2999 | 0 | 0 | 0 | 1 | 0 | 0 | 1.0494
320 | HVAC | DX | DX Coil Cleaning | Hospitals | Existing | ChoEgs320 | 1 | 0 | 4932.1338 | 0 | GS | 3 | 1.0063 | 0.98564 | 1.0265 | 1.0441 | 1.0994 | 1.0901 | 1.0679 | 1.0965 | 1.0642 | 1.0547 | 1.0277 | 1.0297 | 248.0035 | 0 | 914.5517 | 0 | 0 | 0 | 1 | 0 | 0 | 1.0494
320 | HVAC | DX | DX Coil Cleaning | Hospitals | New | ChoNgs320 | 1 | 0 | 4932.1338 | 0 | GS | 3 | 1.0063 | 0.98564 | 1.0265 | 1.0441 | 1.0994 | 1.0901 | 1.0679 | 1.0965 | 1.0642 | 1.0547 | 1.0277 | 1.0297 | 248.0035 | 0 | 914.5517 | 0 | 0 | 0 | 1 | 0 | 0 | 1.0494
320 | HVAC | DX | DX Coil Cleaning | Institutional | Existing | CinEgs320 | 1 | 0 | 4932.1338 | 0 | GS | 3 | 1.0063 | 0.98564 | 1.0265 | 1.0441 | 1.0994 | 1.0901 | 1.0679 | 1.0965 | 1.0642 | 1.0547 | 1.0277 | 1.0297 | 248.0035 | 0 | 3488.307 | 0 | 0 | 0 | 1 | 0 | 0 | 1.0494
320 | HVAC | DX | DX Coil Cleaning | Institutional | New | CinNgs320 | 1 | 0 | 4932.1338 | 0 | GS | 3 | 1.0063 | 0.98564 | 1.0265 | 1.0441 | 1.0994 | 1.0901 | 1.0679 | 1.0965 | 1.0642 | 1.0547 | 1.0277 | 1.0297 | 248.0035 | 0 | 3488.307 | 0 | 0 | 0 | 1 | 0 | 0 | 1.0494
320 | HVAC | DX | DX Coil Cleaning | Lodging/Hospitality | Existing | CloEgs320 | 1 | 0 | 5221.6594 | 0 | GS | 3 | 1.0063 | 0.98564 | 1.0265 | 1.0441 | 1.0994 | 1.0901 | 1.0679 | 1.0965 | 1.0642 | 1.0547 | 1.0277 | 1.0297 | 262.5618 | 0 | 1208.1848 | 0 | 0 | 0 | 1 | 0 | 0 | 1.0494
320 | HVAC | DX | DX Coil Cleaning | Lodging/Hospitality | New | CloNgs320 | 1 | 0 | 5221.6594 | 0 | GS | 3 | 1.0063 | 0.98564 | 1.0265 | 1.0441 | 1.0994 | 1.0901 | 1.0679 | 1.0965 | 1.0642 | 1.0547 | 1.0277 | 1.0297 | 262.5618 | 0 | 1208.1848 | 0 | 0 | 0 | 1 | 0 | 0 | 1.0494
320 | HVAC | DX | DX Coil Cleaning | Miscellaneous | Existing | CmiEgs320 | 1 | 0 | 3002.444 | 0 | GS | 3 | 1.0063 | 0.98564 | 1.0265 | 1.0441 | 1.0994 | 1.0901 | 1.0679 | 1.0965 | 1.0642 | 1.0547 | 1.0277 | 1.0297 | 150.9725 | 0 | 2054.86 | 0 | 0 | 0 | 1 | 0 | 0 | 1.0494
320 | HVAC | DX | DX Coil Cleaning | Miscellaneous | New | CmiNgs320 | 1 | 0 | 3002.444 | 0 | GS | 3 | 1.0063 | 0.98564 | 1.0265 | 1.0441 | 1.0994 | 1.0901 | 1.0679 | 1.0965 | 1.0642 | 1.0547 | 1.0277 | 1.0297 | 150.9725 | 0 | 2054.86 | 0 | 0 | 0 | 1 | 0 | 0 | 1.0494
320 | HVAC | DX | DX Coil Cleaning | Offices | Existing | CofEgs320 | 1 | 0 | 3002.444 | 0 | GS | 3 | 1.0063 | 0.98564 | 1.0265 | 1.0441 | 1.0994 | 1.0901 | 1.0679 | 1.0965 | 1.0642 | 1.0547 | 1.0277 | 1.0297 | 150.9725 | 0 | 1019.7859 | 0 | 0 | 0 | 1 | 0 | 0 | 1.0494
320 | HVAC | DX | DX Coil Cleaning | Offices | New | CofNgs320 | 1 | 0 | 3002.444 | 0 | GS | 3 | 1.0063 | 0.98564 | 1.0265 | 1.0441 | 1.0994 | 1.0901 | 1.0679 | 1.0965 | 1.0642 | 1.0547 | 1.0277 | 1.0297 | 150.9725 | 0 | 1019.7859 | 0 | 0 | 0 | 1 | 0 | 0 | 1.0494
320 | HVAC | DX | DX Coil Cleaning | Restaurants | Existing | CreEgs320 | 1 | 0 | 3526.3542 | 0 | GS | 3 | 1.0063 | 0.98564 | 1.0265 | 1.0441 | 1.0994 | 1.0901 | 1.0679 | 1.0965 | 1.0642 | 1.0547 | 1.0277 | 1.0297 | 177.3164 | 0 | 831.65 | 0 | 0 | 0 | 1 | 0 | 0 | 1.0494
320 | HVAC | DX | DX Coil Cleaning | Restaurants | New | CreNgs320 | 1 | 0 | 3526.3542 | 0 | GS | 3 | 1.0063 | 0.98564 | 1.0265 | 1.0441 | 1.0994 | 1.0901 | 1.0679 | 1.0965 | 1.0642 | 1.0547 | 1.0277 | 1.0297 | 177.3164 | 0 | 831.65 | 0 | 0 | 0 | 1 | 0 | 0 | 1.0494
320 | HVAC | DX | DX Coil Cleaning | Retail | Existing | CrtEgs320 | 1 | 0 | 3002.444 | 0 | GS | 3 | 1.0063 | 0.98564 | 1.0265 | 1.0441 | 1.0994 | 1.0901 | 1.0679 | 1.0965 | 1.0642 | 1.0547 | 1.0277 | 1.0297 | 150.9725 | 0 | 903.4694 | 0 | 0 | 0 | 1 | 0 | 0 | 1.0494
320 | HVAC | DX | DX Coil Cleaning | Retail | New | CrtNgs320 | 1 | 0 | 3002.444 | 0 | GS | 3 | 1.0063 | 0.98564 | 1.0265 | 1.0441 | 1.0994 | 1.0901 | 1.0679 | 1.0965 | 1.0642 | 1.0547 | 1.0277 | 1.0297 | 150.9725 | 0 | 903.4694 | 0 | 0 | 0 | 1 | 0 | 0 | 1.0494
320 | HVAC | DX | DX Coil Cleaning | Schools K-12 | Existing | CscEgs320 | 1 | 0 | 3002.444 | 0 | GS | 3 | 1.0063 | 0.98564 | 1.0265 | 1.0441 | 1.0994 | 1.0901 | 1.0679 | 1.0965 | 1.0642 | 1.0547 | 1.0277 | 1.0297 | 150.9725 | 0 | 1039.2162 | 0 | 0 | 0 | 1 | 0 | 0 | 1.0494
320 | HVAC | DX | DX Coil Cleaning | Schools K-12 | New | CscNgs320 | 1 | 0 | 3002.444 | 0 | GS | 3 | 1.0063 | 0.98564 | 1.0265 | 1.0441 | 1.0994 | 1.0901 | 1.0679 | 1.0965 | 1.0642 | 1.0547 | 1.0277 | 1.0297 | 150.9725 | 0 | 1039.2162 | 0 | 0 | 0 | 1 | 0 | 0 | 1.0494
320 | HVAC | DX | DX Coil Cleaning | Warehouse | Existing | CwaEgs320 | 1 | 0 | 3002.4439 | 0 | GS | 3 | 1.0063 | 0.98564 | 1.0265 | 1.0441 | 1.0994 | 1.0901 | 1.0679 | 1.0965 | 1.0642 | 1.0547 | 1.0277 | 1.0297 | 150.9725 | 0 | 4737.8511 | 0 | 0 | 0 | 1 | 0 | 0 | 1.0494
320 | HVAC | DX | DX Coil Cleaning | Warehouse | New | CwaNgs320 | 1 | 0 | 3002.4439 | 0 | GS | 3 | 1.0063 | 0.98564 | 1.0265 | 1.0441 | 1.0994 | 1.0901 | 1.0679 | 1.0965 | 1.0642 | 1.0547 | 1.0277 | 1.0297 | 150.9725 | 0 | 4737.8511 | 0 | 0 | 0 | 1 | 0 | 0 | 1.0494
321 | HVAC | DX | HE DX 11.25-20.0 Tons Elec Heat | Assembly | Turnover | CasTgs321 | 1 | 0.12707 | 3058.2215 | 0 | GS | 15 | 1 | 1 | 1 | 1 | 1 | 1 | 1 | 1 | 1 | 1 | 1 | 1 | 183.4933 | 0 | 4986.479 | 0 | 0 | 0 | 1 | 0 | 0 | 1
321 | HVAC | DX | HE DX 11.25-20.0 Tons Elec Heat | Assembly | New | CasNgs321 | 1 | 0.12707 | 3058.2215 | 0 | GS | 15 | 1 | 1 | 1 | 1 | 1 | 1 | 1 | 1 | 1 | 1 | 1 | 1 | 183.4933 | 0 | 4986.479 | 0 | 0 | 0 | 1 | 0 | 0 | 1
321 | HVAC | DX | HE DX 11.25-20.0 Tons Elec Heat | College and University | Turnover | CcoTgs321 | 1 | 0.015889 | 5014.7212 | 0 | GS | 15 | 1 | 1 | 1 | 1 | 1 | 1 | 1 | 1 | 1 | 1 | 1 | 1 | 300.8833 | 0 | 7383.2651 | 0 | 0 | 0 | 1 | 0 | 0 | 1
321 | HVAC | DX | HE DX 11.25-20.0 Tons Elec Heat | College and University | New | CcoNgs321 | 1 | 0.015889 | 5014.7212 | 0 | GS | 15 | 1 | 1 | 1 | 1 | 1 | 1 | 1 | 1 | 1 | 1 | 1 | 1 | 300.8833 | 0 | 7383.2651 | 0 | 0 | 0 | 1 | 0 | 0 | 1
321 | HVAC | DX | HE DX 11.25-20.0 Tons Elec Heat | Data Center | Turnover | CdaTgs321 | 1 | 0.015352 | 5011.9299 | 0 | GS | 15 | 1 | 1 | 1 | 1 | 1 | 1 | 1 | 1 | 1 | 1 | 1 | 1 | 300.7158 | 0 | 3972.6198 | 0 | 0 | 0 | 1 | 0 | 0 | 1
321 | HVAC | DX | HE DX 11.25-20.0 Tons Elec Heat | Data Center | New | CdaNgs321 | 1 | 0.015352 | 5011.9299 | 0 | GS | 15 | 1 | 1 | 1 | 1 | 1 | 1 | 1 | 1 | 1 | 1 | 1 | 1 | 300.7158 | 0 | 3972.6198 | 0 | 0 | 0 | 1 | 0 | 0 | 1
321 | HVAC | DX | HE DX 11.25-20.0 Tons Elec Heat | Grocery | Turnover | CgrTgs321 | 1 | 0.15739 | 3731.1409 | 0 | GS | 15 | 1 | 1 | 1 | 1 | 1 | 1 | 1 | 1 | 1 | 1 | 1 | 1 | 223.8685 | 0 | 10597.9934 | 0 | 0 | 0 | 1 | 0 | 0 | 1
321 | HVAC | DX | HE DX 11.25-20.0 Tons Elec Heat | Grocery | New | CgrNgs321 | 1 | 0.15739 | 3731.1409 | 0 | GS | 15 | 1 | 1 | 1 | 1 | 1 | 1 | 1 | 1 | 1 | 1 | 1 | 1 | 223.8685 | 0 | 10597.9934 | 0 | 0 | 0 | 1 | 0 | 0 | 1
321 | HVAC | DX | HE DX 11.25-20.0 Tons Elec Heat | Healthcare | Turnover | CheTgs321 | 1 | 0.0127 | 4998.1448 | 0 | GS | 15 | 1 | 1 | 1 | 1 | 1 | 1 | 1 | 1 | 1 | 1 | 1 | 1 | 299.8887 | 0 | 3763.0288 | 0 | 0 | 0 | 1 | 0 | 0 | 1
321 | HVAC | DX | HE DX 11.25-20.0 Tons Elec Heat | Healthcare | New | CheNgs321 | 1 | 0.0127 | 4998.1448 | 0 | GS | 15 | 1 | 1 | 1 | 1 | 1 | 1 | 1 | 1 | 1 | 1 | 1 | 1 | 299.8887 | 0 | 3763.0288 | 0 | 0 | 0 | 1 | 0 | 0 | 1
321 | HVAC | DX | HE DX 11.25-20.0 Tons Elec Heat | Hospitals | Turnover | ChoTgs321 | 1 | 0.015352 | 5011.9299 | 0 | GS | 15 | 1 | 1 | 1 | 1 | 1 | 1 | 1 | 1 | 1 | 1 | 1 | 1 | 300.7158 | 0 | 3972.6198 | 0 | 0 | 0 | 1 | 0 | 0 | 1
321 | HVAC | DX | HE DX 11.25-20.0 Tons Elec Heat | Hospitals | New | ChoNgs321 | 1 | 0.015352 | 5011.9299 | 0 | GS | 15 | 1 | 1 | 1 | 1 | 1 | 1 | 1 | 1 | 1 | 1 | 1 | 1 | 300.7158 | 0 | 3972.6198 | 0 | 0 | 0 | 1 | 0 | 0 | 1
321 | HVAC | DX | HE DX 11.25-20.0 Tons Elec Heat | Institutional | Turnover | CinTgs321 | 1 | 0.028173 | 5078.5687 | 0 | GS | 15 | 1 | 1 | 1 | 1 | 1 | 1 | 1 | 1 | 1 | 1 | 1 | 1 | 304.7141 | 0 | 15152.4257 | 0 | 0 | 0 | 1 | 0 | 0 | 1
321 | HVAC | DX | HE DX 11.25-20.0 Tons Elec Heat | Institutional | New | CinNgs321 | 1 | 0.028173 | 5078.5687 | 0 | GS | 15 | 1 | 1 | 1 | 1 | 1 | 1 | 1 | 1 | 1 | 1 | 1 | 1 | 304.7141 | 0 | 15152.4257 | 0 | 0 | 0 | 1 | 0 | 0 | 1
321 | HVAC | DX | HE DX 11.25-20.0 Tons Elec Heat | Lodging/Hospitality | Turnover | CloTgs321 | 1 | 0.040428 | 5283.0342 | 0 | GS | 15 | 1 | 1 | 1 | 1 | 1 | 1 | 1 | 1 | 1 | 1 | 1 | 1 | 316.9821 | 0 | 5248.1003 | 0 | 0 | 0 | 1 | 0 | 0 | 1
321 | HVAC | DX | HE DX 11.25-20.0 Tons Elec Heat | Lodging/Hospitality | New | CloNgs321 | 1 | 0.040428 | 5283.0342 | 0 | GS | 15 | 1 | 1 | 1 | 1 | 1 | 1 | 1 | 1 | 1 | 1 | 1 | 1 | 316.9821 | 0 | 5248.1003 | 0 | 0 | 0 | 1 | 0 | 0 | 1
321 | HVAC | DX | HE DX 11.25-20.0 Tons Elec Heat | Miscellaneous | Turnover | CmiTgs321 | 1 | 0.12408 | 3056.91 | 0 | GS | 15 | 1 | 1 | 1 | 1 | 1 | 1 | 1 | 1 | 1 | 1 | 1 | 1 | 183.4146 | 0 | 8926.2462 | 0 | 0 | 0 | 1 | 0 | 0 | 1
321 | HVAC | DX | HE DX 11.25-20.0 Tons Elec Heat | Miscellaneous | New | CmiNgs321 | 1 | 0.12408 | 3056.91 | 0 | GS | 15 | 1 | 1 | 1 | 1 | 1 | 1 | 1 | 1 | 1 | 1 | 1 | 1 | 183.4146 | 0 | 8926.2462 | 0 | 0 | 0 | 1 | 0 | 0 | 1
321 | HVAC | DX | HE DX 11.25-20.0 Tons Elec Heat | Offices | Turnover | CofTgs321 | 1 | 0.066661 | 3031.7051 | 0 | GS | 15 | 1 | 1 | 1 | 1 | 1 | 1 | 1 | 1 | 1 | 1 | 1 | 1 | 181.9023 | 0 | 4429.7467 | 0 | 0 | 0 | 1 | 0 | 0 | 1
321 | HVAC | DX | HE DX 11.25-20.0 Tons Elec Heat | Offices | New | CofNgs321 | 1 | 0.066661 | 3031.7051 | 0 | GS | 15 | 1 | 1 | 1 | 1 | 1 | 1 | 1 | 1 | 1 | 1 | 1 | 1 | 181.9023 | 0 | 4429.7467 | 0 | 0 | 0 | 1 | 0 | 0 | 1
321 | HVAC | DX | HE DX 11.25-20.0 Tons Elec Heat | Restaurants | Turnover | CreTgs321 | 1 | 0.11435 | 3675.1409 | 0 | GS | 15 | 1 | 1 | 1 | 1 | 1 | 1 | 1 | 1 | 1 | 1 | 1 | 1 | 220.5085 | 0 | 3612.5781 | 0 | 0 | 0 | 1 | 0 | 0 | 1
321 | HVAC | DX | HE DX 11.25-20.0 Tons Elec Heat | Restaurants | New | CreNgs321 | 1 | 0.11435 | 3675.1409 | 0 | GS | 15 | 1 | 1 | 1 | 1 | 1 | 1 | 1 | 1 | 1 | 1 | 1 | 1 | 220.5085 | 0 | 3612.5781 | 0 | 0 | 0 | 1 | 0 | 0 | 1
321 | HVAC | DX | HE DX 11.25-20.0 Tons Elec Heat | Retail | Turnover | CrtTgs321 | 1 | 0.23187 | 3104.2218 | 0 | GS | 15 | 1 | 1 | 1 | 1 | 1 | 1 | 1 | 1 | 1 | 1 | 1 | 1 | 186.2533 | 0 | 3924.5154 | 0 | 0 | 0 | 1 | 0 | 0 | 1
321 | HVAC | DX | HE DX 11.25-20.0 Tons Elec Heat | Retail | New | CrtNgs321 | 1 | 0.23187 | 3104.2218 | 0 | GS | 15 | 1 | 1 | 1 | 1 | 1 | 1 | 1 | 1 | 1 | 1 | 1 | 1 | 186.2533 | 0 | 3924.5154 | 0 | 0 | 0 | 1 | 0 | 0 | 1
321 | HVAC | DX | HE DX 11.25-20.0 Tons Elec Heat | Schools K-12 | Turnover | CscTgs321 | 1 | 0.24577 | 3110.3239 | 0 | GS | 15 | 1 | 1 | 1 | 1 | 1 | 1 | 1 | 1 | 1 | 1 | 1 | 1 | 186.6194 | 0 | 4514.1415 | 0 | 0 | 0 | 1 | 0 | 0 | 1
321 | HVAC | DX | HE DX 11.25-20.0 Tons Elec Heat | Schools K-12 | New | CscNgs321 | 1 | 0.24577 | 3110.3239 | 0 | GS | 15 | 1 | 1 | 1 | 1 | 1 | 1 | 1 | 1 | 1 | 1 | 1 | 1 | 186.6194 | 0 | 4514.1415 | 0 | 0 | 0 | 1 | 0 | 0 | 1
321 | HVAC | DX | HE DX 11.25-20.0 Tons Elec Heat | Warehouse | Turnover | CwaTgs321 | 1 | 0.28603 | 3127.9996 | 0 | GS | 15 | 1 | 1 | 1 | 1 | 1 | 1 | 1 | 1 | 1 | 1 | 1 | 1 | 187.68 | 0 | 20576.8778 | 0 | 0 | 0 | 1 | 0 | 0 | 1
321 | HVAC | DX | HE DX 11.25-20.0 Tons Elec Heat | Warehouse | New | CwaNgs321 | 1 | 0.28603 | 3127.9996 | 0 | GS | 15 | 1 | 1 | 1 | 1 | 1 | 1 | 1 | 1 | 1 | 1 | 1 | 1 | 187.68 | 0 | 20576.8778 | 0 | 0 | 0 | 1 | 0 | 0 | 1
322 | HVAC | DX | HE DX 11.25-20.0 Tons Other Heat | Assembly | Turnover | CasTgs322 | 1 | 0 | 3002.444 | 0 | GS | 15 | 1 | 1 | 1 | 1 | 1 | 1 | 1 | 1 | 1 | 1 | 1 | 1 | 180.1466 | 0 | 4986.479 | 0 | 0 | 0 | 1 | 0 | 0 | 1
322 | HVAC | DX | HE DX 11.25-20.0 Tons Other Heat | Assembly | New | CasNgs322 | 1 | 0 | 3002.444 | 0 | GS | 15 | 1 | 1 | 1 | 1 | 1 | 1 | 1 | 1 | 1 | 1 | 1 | 1 | 180.1466 | 0 | 4986.479 | 0 | 0 | 0 | 1 | 0 | 0 | 1
322 | HVAC | DX | HE DX 11.25-20.0 Tons Other Heat | College and University | Turnover | CcoTgs322 | 1 | 0 | 4932.1338 | 0 | GS | 15 | 1 | 1 | 1 | 1 | 1 | 1 | 1 | 1 | 1 | 1 | 1 | 1 | 295.928 | 0 | 7383.2651 | 0 | 0 | 0 | 1 | 0 | 0 | 1
322 | HVAC | DX | HE DX 11.25-20.0 Tons Other Heat | College and University | New | CcoNgs322 | 1 | 0 | 4932.1338 | 0 | GS | 15 | 1 | 1 | 1 | 1 | 1 | 1 | 1 | 1 | 1 | 1 | 1 | 1 | 295.928 | 0 | 7383.2651 | 0 | 0 | 0 | 1 | 0 | 0 | 1
322 | HVAC | DX | HE DX 11.25-20.0 Tons Other Heat | Data Center | Turnover | CdaTgs322 | 1 | 0 | 4932.1338 | 0 | GS | 15 | 1 | 1 | 1 | 1 | 1 | 1 | 1 | 1 | 1 | 1 | 1 | 1 | 295.928 | 0 | 3972.6198 | 0 | 0 | 0 | 1 | 0 | 0 | 1
322 | HVAC | DX | HE DX 11.25-20.0 Tons Other Heat | Data Center | New | CdaNgs322 | 1 | 0 | 4932.1338 | 0 | GS | 15 | 1 | 1 | 1 | 1 | 1 | 1 | 1 | 1 | 1 | 1 | 1 | 1 | 295.928 | 0 | 3972.6198 | 0 | 0 | 0 | 1 | 0 | 0 | 1
322 | HVAC | DX | HE DX 11.25-20.0 Tons Other Heat | Grocery | Turnover | CgrTgs322 | 1 | 0 | 3526.3542 | 0 | GS | 15 | 1 | 1 | 1 | 1 | 1 | 1 | 1 | 1 | 1 | 1 | 1 | 1 | 211.5813 | 0 | 10597.9934 | 0 | 0 | 0 | 1 | 0 | 0 | 1
322 | HVAC | DX | HE DX 11.25-20.0 Tons Other Heat | Grocery | New | CgrNgs322 | 1 | 0 | 3526.3542 | 0 | GS | 15 | 1 | 1 | 1 | 1 | 1 | 1 | 1 | 1 | 1 | 1 | 1 | 1 | 211.5813 | 0 | 10597.9934 | 0 | 0 | 0 | 1 | 0 | 0 | 1
322 | HVAC | DX | HE DX 11.25-20.0 Tons Other Heat | Healthcare | Turnover | CheTgs322 | 1 | 0 | 4932.1338 | 0 | GS | 15 | 1 | 1 | 1 | 1 | 1 | 1 | 1 | 1 | 1 | 1 | 1 | 1 | 295.928 | 0 | 3763.0288 | 0 | 0 | 0 | 1 | 0 | 0 | 1
322 | HVAC | DX | HE DX 11.25-20.0 Tons Other Heat | Healthcare | New | CheNgs322 | 1 | 0 | 4932.1338 | 0 | GS | 15 | 1 | 1 | 1 | 1 | 1 | 1 | 1 | 1 | 1 | 1 | 1 | 1 | 295.928 | 0 | 3763.0288 | 0 | 0 | 0 | 1 | 0 | 0 | 1
322 | HVAC | DX | HE DX 11.25-20.0 Tons Other Heat | Hospitals | Turnover | ChoTgs322 | 1 | 0 | 4932.1338 | 0 | GS | 15 | 1 | 1 | 1 | 1 | 1 | 1 | 1 | 1 | 1 | 1 | 1 | 1 | 295.928 | 0 | 3972.6198 | 0 | 0 | 0 | 1 | 0 | 0 | 1
322 | HVAC | DX | HE DX 11.25-20.0 Tons Other Heat | Hospitals | New | ChoNgs322 | 1 | 0 | 4932.1338 | 0 | GS | 15 | 1 | 1 | 1 | 1 | 1 | 1 | 1 | 1 | 1 | 1 | 1 | 1 | 295.928 | 0 | 3972.6198 | 0 | 0 | 0 | 1 | 0 | 0 | 1
322 | HVAC | DX | HE DX 11.25-20.0 Tons Other Heat | Institutional | Turnover | CinTgs322 | 1 | 0 | 4932.1338 | 0 | GS | 15 | 1 | 1 | 1 | 1 | 1 | 1 | 1 | 1 | 1 | 1 | 1 | 1 | 295.928 | 0 | 15152.4257 | 0 | 0 | 0 | 1 | 0 | 0 | 1
322 | HVAC | DX | HE DX 11.25-20.0 Tons Other Heat | Institutional | New | CinNgs322 | 1 | 0 | 4932.1338 | 0 | GS | 15 | 1 | 1 | 1 | 1 | 1 | 1 | 1 | 1 | 1 | 1 | 1 | 1 | 295.928 | 0 | 15152.4257 | 0 | 0 | 0 | 1 | 0 | 0 | 1
322 | HVAC | DX | HE DX 11.25-20.0 Tons Other Heat | Lodging/Hospitality | Turnover | CloTgs322 | 1 | 0 | 5221.6594 | 0 | GS | 15 | 1 | 1 | 1 | 1 | 1 | 1 | 1 | 1 | 1 | 1 | 1 | 1 | 313.2996 | 0 | 5248.1003 | 0 | 0 | 0 | 1 | 0 | 0 | 1
322 | HVAC | DX | HE DX 11.25-20.0 Tons Other Heat | Lodging/Hospitality | New | CloNgs322 | 1 | 0 | 5221.6594 | 0 | GS | 15 | 1 | 1 | 1 | 1 | 1 | 1 | 1 | 1 | 1 | 1 | 1 | 1 | 313.2996 | 0 | 5248.1003 | 0 | 0 | 0 | 1 | 0 | 0 | 1
322 | HVAC | DX | HE DX 11.25-20.0 Tons Other Heat | Miscellaneous | Turnover | CmiTgs322 | 1 | 0 | 3002.444 | 0 | GS | 15 | 1 | 1 | 1 | 1 | 1 | 1 | 1 | 1 | 1 | 1 | 1 | 1 | 180.1466 | 0 | 8926.2462 | 0 | 0 | 0 | 1 | 0 | 0 | 1
322 | HVAC | DX | HE DX 11.25-20.0 Tons Other Heat | Miscellaneous | New | CmiNgs322 | 1 | 0 | 3002.444 | 0 | GS | 15 | 1 | 1 | 1 | 1 | 1 | 1 | 1 | 1 | 1 | 1 | 1 | 1 | 180.1466 | 0 | 8926.2462 | 0 | 0 | 0 | 1 | 0 | 0 | 1
322 | HVAC | DX | HE DX 11.25-20.0 Tons Other Heat | Offices | Turnover | CofTgs322 | 1 | 0 | 3002.444 | 0 | GS | 15 | 1 | 1 | 1 | 1 | 1 | 1 | 1 | 1 | 1 | 1 | 1 | 1 | 180.1466 | 0 | 4429.7467 | 0 | 0 | 0 | 1 | 0 | 0 | 1
322 | HVAC | DX | HE DX 11.25-20.0 Tons Other Heat | Offices | New | CofNgs322 | 1 | 0 | 3002.444 | 0 | GS | 15 | 1 | 1 | 1 | 1 | 1 | 1 | 1 | 1 | 1 | 1 | 1 | 1 | 180.1466 | 0 | 4429.7467 | 0 | 0 | 0 | 1 | 0 | 0 | 1
322 | HVAC | DX | HE DX 11.25-20.0 Tons Other Heat | Restaurants | Turnover | CreTgs322 | 1 | 0 | 3526.3542 | 0 | GS | 15 | 1 | 1 | 1 | 1 | 1 | 1 | 1 | 1 | 1 | 1 | 1 | 1 | 211.5813 | 0 | 3612.5781 | 0 | 0 | 0 | 1 | 0 | 0 | 1
322 | HVAC | DX | HE DX 11.25-20.0 Tons Other Heat | Restaurants | New | CreNgs322 | 1 | 0 | 3526.3542 | 0 | GS | 15 | 1 | 1 | 1 | 1 | 1 | 1 | 1 | 1 | 1 | 1 | 1 | 1 | 211.5813 | 0 | 3612.5781 | 0 | 0 | 0 | 1 | 0 | 0 | 1
322 | HVAC | DX | HE DX 11.25-20.0 Tons Other Heat | Retail | Turnover | CrtTgs322 | 1 | 0 | 3002.444 | 0 | GS | 15 | 1 | 1 | 1 | 1 | 1 | 1 | 1 | 1 | 1 | 1 | 1 | 1 | 180.1466 | 0 | 3924.5154 | 0 | 0 | 0 | 1 | 0 | 0 | 1
322 | HVAC | DX | HE DX 11.25-20.0 Tons Other Heat | Retail | New | CrtNgs322 | 1 | 0 | 3002.444 | 0 | GS | 15 | 1 | 1 | 1 | 1 | 1 | 1 | 1 | 1 | 1 | 1 | 1 | 1 | 180.1466 | 0 | 3924.5154 | 0 | 0 | 0 | 1 | 0 | 0 | 1
322 | HVAC | DX | HE DX 11.25-20.0 Tons Other Heat | Schools K-12 | Turnover | CscTgs322 | 1 | 0 | 3002.444 | 0 | GS | 15 | 1 | 1 | 1 | 1 | 1 | 1 | 1 | 1 | 1 | 1 | 1 | 1 | 180.1466 | 0 | 4514.1415 | 0 | 0 | 0 | 1 | 0 | 0 | 1
322 | HVAC | DX | HE DX 11.25-20.0 Tons Other Heat | Schools K-12 | New | CscNgs322 | 1 | 0 | 3002.444 | 0 | GS | 15 | 1 | 1 | 1 | 1 | 1 | 1 | 1 | 1 | 1 | 1 | 1 | 1 | 180.1466 | 0 | 4514.1415 | 0 | 0 | 0 | 1 | 0 | 0 | 1
322 | HVAC | DX | HE DX 11.25-20.0 Tons Other Heat | Warehouse | Turnover | CwaTgs322 | 1 | 0 | 3002.444 | 0 | GS | 15 | 1 | 1 | 1 | 1 | 1 | 1 | 1 | 1 | 1 | 1 | 1 | 1 | 180.1466 | 0 | 20576.8778 | 0 | 0 | 0 | 1 | 0 | 0 | 1
322 | HVAC | DX | HE DX 11.25-20.0 Tons Other Heat | Warehouse | New | CwaNgs322 | 1 | 0 | 3002.444 | 0 | GS | 15 | 1 | 1 | 1 | 1 | 1 | 1 | 1 | 1 | 1 | 1 | 1 | 1 | 180.1466 | 0 | 20576.8778 | 0 | 0 | 0 | 1 | 0 | 0 | 1
323 | HVAC | DX | HE DX 5.4-11.25 Tons Elect Heat | Assembly | Turnover | CasTgs323 | 1 | 0.079388 | 3037.2915 | 0 | GS | 15 | 1 | 1 | 1 | 1 | 1 | 1 | 1 | 1 | 1 | 1 | 1 | 1 | 182.2375 | 0 | 3311.1846 | 0 | 0 | 0 | 1 | 0 | 0 | 1
323 | HVAC | DX | HE DX 5.4-11.25 Tons Elect Heat | Assembly | New | CasNgs323 | 1 | 0.079388 | 3037.2915 | 0 | GS | 15 | 1 | 1 | 1 | 1 | 1 | 1 | 1 | 1 | 1 | 1 | 1 | 1 | 182.2375 | 0 | 3311.1846 | 0 | 0 | 0 | 1 | 0 | 0 | 1
323 | HVAC | DX | HE DX 5.4-11.25 Tons Elect Heat | College and University | Turnover | CcoTgs323 | 1 | 0.0099268 | 4983.7312 | 0 | GS | 15 | 1 | 1 | 1 | 1 | 1 | 1 | 1 | 1 | 1 | 1 | 1 | 1 | 299.0239 | 0 | 4902.7423 | 0 | 0 | 0 | 1 | 0 | 0 | 1
323 | HVAC | DX | HE DX 5.4-11.25 Tons Elect Heat | College and University | New | CcoNgs323 | 1 | 0.0099268 | 4983.7312 | 0 | GS | 15 | 1 | 1 | 1 | 1 | 1 | 1 | 1 | 1 | 1 | 1 | 1 | 1 | 299.0239 | 0 | 4902.7423 | 0 | 0 | 0 | 1 | 0 | 0 | 1
323 | HVAC | DX | HE DX 5.4-11.25 Tons Elect Heat | Data Center | Turnover | CdaTgs323 | 1 | 0.0095924 | 4981.9932 | 0 | GS | 15 | 1 | 1 | 1 | 1 | 1 | 1 | 1 | 1 | 1 | 1 | 1 | 1 | 298.9196 | 0 | 2637.957 | 0 | 0 | 0 | 1 | 0 | 0 | 1
323 | HVAC | DX | HE DX 5.4-11.25 Tons Elect Heat | Data Center | New | CdaNgs323 | 1 | 0.0095924 | 4981.9932 | 0 | GS | 15 | 1 | 1 | 1 | 1 | 1 | 1 | 1 | 1 | 1 | 1 | 1 | 1 | 298.9196 | 0 | 2637.957 | 0 | 0 | 0 | 1 | 0 | 0 | 1
323 | HVAC | DX | HE DX 5.4-11.25 Tons Elect Heat | Grocery | Turnover | CgrTgs323 | 1 | 0.098371 | 3654.3522 | 0 | GS | 15 | 1 | 1 | 1 | 1 | 1 | 1 | 1 | 1 | 1 | 1 | 1 | 1 | 219.2611 | 0 | 7037.3802 | 0 | 0 | 0 | 1 | 0 | 0 | 1
323 | HVAC | DX | HE DX 5.4-11.25 Tons Elect Heat | Grocery | New | CgrNgs323 | 1 | 0.098371 | 3654.3522 | 0 | GS | 15 | 1 | 1 | 1 | 1 | 1 | 1 | 1 | 1 | 1 | 1 | 1 | 1 | 219.2611 | 0 | 7037.3802 | 0 | 0 | 0 | 1 | 0 | 0 | 1
323 | HVAC | DX | HE DX 5.4-11.25 Tons Elect Heat | Healthcare | Turnover | CheTgs323 | 1 | 0.0079364 | 4973.3856 | 0 | GS | 15 | 1 | 1 | 1 | 1 | 1 | 1 | 1 | 1 | 1 | 1 | 1 | 1 | 298.4031 | 0 | 2498.7606 | 0 | 0 | 0 | 1 | 0 | 0 | 1
323 | HVAC | DX | HE DX 5.4-11.25 Tons Elect Heat | Healthcare | New | CheNgs323 | 1 | 0.0079364 | 4973.3856 | 0 | GS | 15 | 1 | 1 | 1 | 1 | 1 | 1 | 1 | 1 | 1 | 1 | 1 | 1 | 298.4031 | 0 | 2498.7606 | 0 | 0 | 0 | 1 | 0 | 0 | 1
323 | HVAC | DX | HE DX 5.4-11.25 Tons Elect Heat | Hospitals | Turnover | ChoTgs323 | 1 | 0.0095924 | 4981.9932 | 0 | GS | 15 | 1 | 1 | 1 | 1 | 1 | 1 | 1 | 1 | 1 | 1 | 1 | 1 | 298.9196 | 0 | 2637.957 | 0 | 0 | 0 | 1 | 0 | 0 | 1
323 | HVAC | DX | HE DX 5.4-11.25 Tons Elect Heat | Hospitals | New | ChoNgs323 | 1 | 0.0095924 | 4981.9932 | 0 | GS | 15 | 1 | 1 | 1 | 1 | 1 | 1 | 1 | 1 | 1 | 1 | 1 | 1 | 298.9196 | 0 | 2637.957 | 0 | 0 | 0 | 1 | 0 | 0 | 1
323 | HVAC | DX | HE DX 5.4-11.25 Tons Elect Heat | Institutional | Turnover | CinTgs323 | 1 | 0.017594 | 5023.5853 | 0 | GS | 15 | 1 | 1 | 1 | 1 | 1 | 1 | 1 | 1 | 1 | 1 | 1 | 1 | 301.4151 | 0 | 10061.7128 | 0 | 0 | 0 | 1 | 0 | 0 | 1
323 | HVAC | DX | HE DX 5.4-11.25 Tons Elect Heat | Institutional | New | CinNgs323 | 1 | 0.017594 | 5023.5853 | 0 | GS | 15 | 1 | 1 | 1 | 1 | 1 | 1 | 1 | 1 | 1 | 1 | 1 | 1 | 301.4151 | 0 | 10061.7128 | 0 | 0 | 0 | 1 | 0 | 0 | 1
323 | HVAC | DX | HE DX 5.4-11.25 Tons Elect Heat | Lodging/Hospitality | Turnover | CloTgs323 | 1 | 0.02528 | 5260.0378 | 0 | GS | 15 | 1 | 1 | 1 | 1 | 1 | 1 | 1 | 1 | 1 | 1 | 1 | 1 | 315.6023 | 0 | 3484.9134 | 0 | 0 | 0 | 1 | 0 | 0 | 1
323 | HVAC | DX | HE DX 5.4-11.25 Tons Elect Heat | Lodging/Hospitality | New | CloNgs323 | 1 | 0.02528 | 5260.0378 | 0 | GS | 15 | 1 | 1 | 1 | 1 | 1 | 1 | 1 | 1 | 1 | 1 | 1 | 1 | 315.6023 | 0 | 3484.9134 | 0 | 0 | 0 | 1 | 0 | 0 | 1
323 | HVAC | DX | HE DX 5.4-11.25 Tons Elect Heat | Miscellaneous | Turnover | CmiTgs323 | 1 | 0.077653 | 3036.5298 | 0 | GS | 15 | 1 | 1 | 1 | 1 | 1 | 1 | 1 | 1 | 1 | 1 | 1 | 1 | 182.1918 | 0 | 5927.3051 | 0 | 0 | 0 | 1 | 0 | 0 | 1
323 | HVAC | DX | HE DX 5.4-11.25 Tons Elect Heat | Miscellaneous | New | CmiNgs323 | 1 | 0.077653 | 3036.5298 | 0 | GS | 15 | 1 | 1 | 1 | 1 | 1 | 1 | 1 | 1 | 1 | 1 | 1 | 1 | 182.1918 | 0 | 5927.3051 | 0 | 0 | 0 | 1 | 0 | 0 | 1
323 | HVAC | DX | HE DX 5.4-11.25 Tons Elect Heat | Offices | Turnover | CofTgs323 | 1 | 0.041673 | 3020.7366 | 0 | GS | 15 | 1 | 1 | 1 | 1 | 1 | 1 | 1 | 1 | 1 | 1 | 1 | 1 | 181.2442 | 0 | 2941.4886 | 0 | 0 | 0 | 1 | 0 | 0 | 1
323 | HVAC | DX | HE DX 5.4-11.25 Tons Elect Heat | Offices | New | CofNgs323 | 1 | 0.041673 | 3020.7366 | 0 | GS | 15 | 1 | 1 | 1 | 1 | 1 | 1 | 1 | 1 | 1 | 1 | 1 | 1 | 181.2442 | 0 | 2941.4886 | 0 | 0 | 0 | 1 | 0 | 0 | 1
323 | HVAC | DX | HE DX 5.4-11.25 Tons Elect Heat | Restaurants | Turnover | CreTgs323 | 1 | 0.071474 | 3619.3541 | 0 | GS | 15 | 1 | 1 | 1 | 1 | 1 | 1 | 1 | 1 | 1 | 1 | 1 | 1 | 217.1612 | 0 | 2398.8555 | 0 | 0 | 0 | 1 | 0 | 0 | 1
323 | HVAC | DX | HE DX 5.4-11.25 Tons Elect Heat | Restaurants | New | CreNgs323 | 1 | 0.071474 | 3619.3541 | 0 | GS | 15 | 1 | 1 | 1 | 1 | 1 | 1 | 1 | 1 | 1 | 1 | 1 | 1 | 217.1612 | 0 | 2398.8555 | 0 | 0 | 0 | 1 | 0 | 0 | 1
323 | HVAC | DX | HE DX 5.4-11.25 Tons Elect Heat | Retail | Turnover | CrtTgs323 | 1 | 0.1449 | 3066.0492 | 0 | GS | 15 | 1 | 1 | 1 | 1 | 1 | 1 | 1 | 1 | 1 | 1 | 1 | 1 | 183.963 | 0 | 2606.0119 | 0 | 0 | 0 | 1 | 0 | 0 | 1
323 | HVAC | DX | HE DX 5.4-11.25 Tons Elect Heat | Retail | New | CrtNgs323 | 1 | 0.1449 | 3066.0492 | 0 | GS | 15 | 1 | 1 | 1 | 1 | 1 | 1 | 1 | 1 | 1 | 1 | 1 | 1 | 183.963 | 0 | 2606.0119 | 0 | 0 | 0 | 1 | 0 | 0 | 1
323 | HVAC | DX | HE DX 5.4-11.25 Tons Elect Heat | Schools K-12 | Turnover | CscTgs323 | 1 | 0.15361 | 3069.8694 | 0 | GS | 15 | 1 | 1 | 1 | 1 | 1 | 1 | 1 | 1 | 1 | 1 | 1 | 1 | 184.1922 | 0 | 2997.532 | 0 | 0 | 0 | 1 | 0 | 0 | 1
323 | HVAC | DX | HE DX 5.4-11.25 Tons Elect Heat | Schools K-12 | New | CscNgs323 | 1 | 0.15361 | 3069.8694 | 0 | GS | 15 | 1 | 1 | 1 | 1 | 1 | 1 | 1 | 1 | 1 | 1 | 1 | 1 | 184.1922 | 0 | 2997.532 | 0 | 0 | 0 | 1 | 0 | 0 | 1
323 | HVAC | DX | HE DX 5.4-11.25 Tons Elect Heat | Warehouse | Turnover | CwaTgs323 | 1 | 0.17901 | 3081.0202 | 0 | GS | 15 | 1 | 1 | 1 | 1 | 1 | 1 | 1 | 1 | 1 | 1 | 1 | 1 | 184.8612 | 0 | 13663.9086 | 0 | 0 | 0 | 1 | 0 | 0 | 1
323 | HVAC | DX | HE DX 5.4-11.25 Tons Elect Heat | Warehouse | New | CwaNgs323 | 1 | 0.17901 | 3081.0202 | 0 | GS | 15 | 1 | 1 | 1 | 1 | 1 | 1 | 1 | 1 | 1 | 1 | 1 | 1 | 184.8612 | 0 | 13663.9086 | 0 | 0 | 0 | 1 | 0 | 0 | 1
324 | HVAC | DX | HE DX 5.4-11.25 Tons Other Heat | Assembly | Turnover | CasTgs324 | 1 | 0 | 3002.444 | 0 | GS | 15 | 1 | 1 | 1 | 1 | 1 | 1 | 1 | 1 | 1 | 1 | 1 | 1 | 180.1466 | 0 | 3311.1846 | 0 | 0 | 0 | 1 | 0 | 0 | 1
324 | HVAC | DX | HE DX 5.4-11.25 Tons Other Heat | Assembly | New | CasNgs324 | 1 | 0 | 3002.444 | 0 | GS | 15 | 1 | 1 | 1 | 1 | 1 | 1 | 1 | 1 | 1 | 1 | 1 | 1 | 180.1466 | 0 | 3311.1846 | 0 | 0 | 0 | 1 | 0 | 0 | 1
324 | HVAC | DX | HE DX 5.4-11.25 Tons Other Heat | College and University | Turnover | CcoTgs324 | 1 | 0 | 4932.1338 | 0 | GS | 15 | 1 | 1 | 1 | 1 | 1 | 1 | 1 | 1 | 1 | 1 | 1 | 1 | 295.928 | 0 | 4902.7423 | 0 | 0 | 0 | 1 | 0 | 0 | 1
324 | HVAC | DX | HE DX 5.4-11.25 Tons Other Heat | College and University | New | CcoNgs324 | 1 | 0 | 4932.1338 | 0 | GS | 15 | 1 | 1 | 1 | 1 | 1 | 1 | 1 | 1 | 1 | 1 | 1 | 1 | 295.928 | 0 | 4902.7423 | 0 | 0 | 0 | 1 | 0 | 0 | 1
324 | HVAC | DX | HE DX 5.4-11.25 Tons Other Heat | Data Center | Turnover | CdaTgs324 | 1 | 0 | 4932.1338 | 0 | GS | 15 | 1 | 1 | 1 | 1 | 1 | 1 | 1 | 1 | 1 | 1 | 1 | 1 | 295.928 | 0 | 2637.957 | 0 | 0 | 0 | 1 | 0 | 0 | 1
324 | HVAC | DX | HE DX 5.4-11.25 Tons Other Heat | Data Center | New | CdaNgs324 | 1 | 0 | 4932.1338 | 0 | GS | 15 | 1 | 1 | 1 | 1 | 1 | 1 | 1 | 1 | 1 | 1 | 1 | 1 | 295.928 | 0 | 2637.957 | 0 | 0 | 0 | 1 | 0 | 0 | 1
324 | HVAC | DX | HE DX 5.4-11.25 Tons Other Heat | Grocery | Turnover | CgrTgs324 | 1 | 0 | 3526.3542 | 0 | GS | 15 | 1 | 1 | 1 | 1 | 1 | 1 | 1 | 1 | 1 | 1 | 1 | 1 | 211.5813 | 0 | 7037.3802 | 0 | 0 | 0 | 1 | 0 | 0 | 1
324 | HVAC | DX | HE DX 5.4-11.25 Tons Other Heat | Grocery | New | CgrNgs324 | 1 | 0 | 3526.3542 | 0 | GS | 15 | 1 | 1 | 1 | 1 | 1 | 1 | 1 | 1 | 1 | 1 | 1 | 1 | 211.5813 | 0 | 7037.3802 | 0 | 0 | 0 | 1 | 0 | 0 | 1
324 | HVAC | DX | HE DX 5.4-11.25 Tons Other Heat | Healthcare | Turnover | CheTgs324 | 1 | 0 | 4932.1338 | 0 | GS | 15 | 1 | 1 | 1 | 1 | 1 | 1 | 1 | 1 | 1 | 1 | 1 | 1 | 295.928 | 0 | 2498.7606 | 0 | 0 | 0 | 1 | 0 | 0 | 1
324 | HVAC | DX | HE DX 5.4-11.25 Tons Other Heat | Healthcare | New | CheNgs324 | 1 | 0 | 4932.1338 | 0 | GS | 15 | 1 | 1 | 1 | 1 | 1 | 1 | 1 | 1 | 1 | 1 | 1 | 1 | 295.928 | 0 | 2498.7606 | 0 | 0 | 0 | 1 | 0 | 0 | 1
324 | HVAC | DX | HE DX 5.4-11.25 Tons Other Heat | Hospitals | Turnover | ChoTgs324 | 1 | 0 | 4932.1338 | 0 | GS | 15 | 1 | 1 | 1 | 1 | 1 | 1 | 1 | 1 | 1 | 1 | 1 | 1 | 295.928 | 0 | 2637.957 | 0 | 0 | 0 | 1 | 0 | 0 | 1
324 | HVAC | DX | HE DX 5.4-11.25 Tons Other Heat | Hospitals | New | ChoNgs324 | 1 | 0 | 4932.1338 | 0 | GS | 15 | 1 | 1 | 1 | 1 | 1 | 1 | 1 | 1 | 1 | 1 | 1 | 1 | 295.928 | 0 | 2637.957 | 0 | 0 | 0 | 1 | 0 | 0 | 1
324 | HVAC | DX | HE DX 5.4-11.25 Tons Other Heat | Institutional | Turnover | CinTgs324 | 1 | 0 | 4932.1338 | 0 | GS | 15 | 1 | 1 | 1 | 1 | 1 | 1 | 1 | 1 | 1 | 1 | 1 | 1 | 295.928 | 0 | 10061.7128 | 0 | 0 | 0 | 1 | 0 | 0 | 1
324 | HVAC | DX | HE DX 5.4-11.25 Tons Other Heat | Institutional | New | CinNgs324 | 1 | 0 | 4932.1338 | 0 | GS | 15 | 1 | 1 | 1 | 1 | 1 | 1 | 1 | 1 | 1 | 1 | 1 | 1 | 295.928 | 0 | 10061.7128 | 0 | 0 | 0 | 1 | 0 | 0 | 1
324 | HVAC | DX | HE DX 5.4-11.25 Tons Other Heat | Lodging/Hospitality | Turnover | CloTgs324 | 1 | 0 | 5221.6595 | 0 | GS | 15 | 1 | 1 | 1 | 1 | 1 | 1 | 1 | 1 | 1 | 1 | 1 | 1 | 313.2996 | 0 | 3484.9134 | 0 | 0 | 0 | 1 | 0 | 0 | 1
324 | HVAC | DX | HE DX 5.4-11.25 Tons Other Heat | Lodging/Hospitality | New | CloNgs324 | 1 | 0 | 5221.6595 | 0 | GS | 15 | 1 | 1 | 1 | 1 | 1 | 1 | 1 | 1 | 1 | 1 | 1 | 1 | 313.2996 | 0 | 3484.9134 | 0 | 0 | 0 | 1 | 0 | 0 | 1
324 | HVAC | DX | HE DX 5.4-11.25 Tons Other Heat | Miscellaneous | Turnover | CmiTgs324 | 1 | 0 | 3002.444 | 0 | GS | 15 | 1 | 1 | 1 | 1 | 1 | 1 | 1 | 1 | 1 | 1 | 1 | 1 | 180.1466 | 0 | 5927.3051 | 0 | 0 | 0 | 1 | 0 | 0 | 1
324 | HVAC | DX | HE DX 5.4-11.25 Tons Other Heat | Miscellaneous | New | CmiNgs324 | 1 | 0 | 3002.444 | 0 | GS | 15 | 1 | 1 | 1 | 1 | 1 | 1 | 1 | 1 | 1 | 1 | 1 | 1 | 180.1466 | 0 | 5927.3051 | 0 | 0 | 0 | 1 | 0 | 0 | 1
324 | HVAC | DX | HE DX 5.4-11.25 Tons Other Heat | Offices | Turnover | CofTgs324 | 1 | 0 | 3002.444 | 0 | GS | 15 | 1 | 1 | 1 | 1 | 1 | 1 | 1 | 1 | 1 | 1 | 1 | 1 | 180.1466 | 0 | 2941.4886 | 0 | 0 | 0 | 1 | 0 | 0 | 1
324 | HVAC | DX | HE DX 5.4-11.25 Tons Other Heat | Offices | New | CofNgs324 | 1 | 0 | 3002.444 | 0 | GS | 15 | 1 | 1 | 1 | 1 | 1 | 1 | 1 | 1 | 1 | 1 | 1 | 1 | 180.1466 | 0 | 2941.4886 | 0 | 0 | 0 | 1 | 0 | 0 | 1
324 | HVAC | DX | HE DX 5.4-11.25 Tons Other Heat | Restaurants | Turnover | CreTgs324 | 1 | 0 | 3526.3542 | 0 | GS | 15 | 1 | 1 | 1 | 1 | 1 | 1 | 1 | 1 | 1 | 1 | 1 | 1 | 211.5813 | 0 | 2398.8555 | 0 | 0 | 0 | 1 | 0 | 0 | 1
324 | HVAC | DX | HE DX 5.4-11.25 Tons Other Heat | Restaurants | New | CreNgs324 | 1 | 0 | 3526.3542 | 0 | GS | 15 | 1 | 1 | 1 | 1 | 1 | 1 | 1 | 1 | 1 | 1 | 1 | 1 | 211.5813 | 0 | 2398.8555 | 0 | 0 | 0 | 1 | 0 | 0 | 1
324 | HVAC | DX | HE DX 5.4-11.25 Tons Other Heat | Retail | Turnover | CrtTgs324 | 1 | 0 | 3002.444 | 0 | GS | 15 | 1 | 1 | 1 | 1 | 1 | 1 | 1 | 1 | 1 | 1 | 1 | 1 | 180.1466 | 0 | 2606.0119 | 0 | 0 | 0 | 1 | 0 | 0 | 1
324 | HVAC | DX | HE DX 5.4-11.25 Tons Other Heat | Retail | New | CrtNgs324 | 1 | 0 | 3002.444 | 0 | GS | 15 | 1 | 1 | 1 | 1 | 1 | 1 | 1 | 1 | 1 | 1 | 1 | 1 | 180.1466 | 0 | 2606.0119 | 0 | 0 | 0 | 1 | 0 | 0 | 1
324 | HVAC | DX | HE DX 5.4-11.25 Tons Other Heat | Schools K-12 | Turnover | CscTgs324 | 1 | 0 | 3002.444 | 0 | GS | 15 | 1 | 1 | 1 | 1 | 1 | 1 | 1 | 1 | 1 | 1 | 1 | 1 | 180.1466 | 0 | 2997.532 | 0 | 0 | 0 | 1 | 0 | 0 | 1
324 | HVAC | DX | HE DX 5.4-11.25 Tons Other Heat | Schools K-12 | New | CscNgs324 | 1 | 0 | 3002.444 | 0 | GS | 15 | 1 | 1 | 1 | 1 | 1 | 1 | 1 | 1 | 1 | 1 | 1 | 1 | 180.1466 | 0 | 2997.532 | 0 | 0 | 0 | 1 | 0 | 0 | 1
324 | HVAC | DX | HE DX 5.4-11.25 Tons Other Heat | Warehouse | Turnover | CwaTgs324 | 1 | 0 | 3002.444 | 0 | GS | 15 | 1 | 1 | 1 | 1 | 1 | 1 | 1 | 1 | 1 | 1 | 1 | 1 | 180.1466 | 0 | 13663.9086 | 0 | 0 | 0 | 1 | 0 | 0 | 1
324 | HVAC | DX | HE DX 5.4-11.25 Tons Other Heat | Warehouse | New | CwaNgs324 | 1 | 0 | 3002.444 | 0 | GS | 15 | 1 | 1 | 1 | 1 | 1 | 1 | 1 | 1 | 1 | 1 | 1 | 1 | 180.1466 | 0 | 13663.9086 | 0 | 0 | 0 | 1 | 0 | 0 | 1
325 | HVAC | DX | HE DX Less than 5.4 Tons Elect Heat | Assembly | Turnover | CasTgs325 | 1 | 0.37956 | 3169.0532 | 0 | GS | 15 | 1 | 1 | 1 | 1 | 1 | 1 | 1 | 1 | 1 | 1 | 1 | 1 | 190.1432 | 0 | 2476.8272 | 0 | 0 | 0 | 1 | 0 | 0 | 1
325 | HVAC | DX | HE DX Less than 5.4 Tons Elect Heat | Assembly | New | CasNgs325 | 1 | 0.37956 | 3169.0532 | 0 | GS | 15 | 1 | 1 | 1 | 1 | 1 | 1 | 1 | 1 | 1 | 1 | 1 | 1 | 190.1432 | 0 | 2476.8272 | 0 | 0 | 0 | 1 | 0 | 0 | 1
325 | HVAC | DX | HE DX Less than 5.4 Tons Elect Heat | College and University | Turnover | CcoTgs325 | 1 | 0.047461 | 5178.8245 | 0 | GS | 15 | 1 | 1 | 1 | 1 | 1 | 1 | 1 | 1 | 1 | 1 | 1 | 1 | 310.7295 | 0 | 3667.3262 | 0 | 0 | 0 | 1 | 0 | 0 | 1
325 | HVAC | DX | HE DX Less than 5.4 Tons Elect Heat | College and University | New | CcoNgs325 | 1 | 0.047461 | 5178.8245 | 0 | GS | 15 | 1 | 1 | 1 | 1 | 1 | 1 | 1 | 1 | 1 | 1 | 1 | 1 | 310.7295 | 0 | 3667.3262 | 0 | 0 | 0 | 1 | 0 | 0 | 1
325 | HVAC | DX | HE DX Less than 5.4 Tons Elect Heat | Data Center | Turnover | CdaTgs325 | 1 | 0.045846 | 5170.4288 | 0 | GS | 15 | 1 | 1 | 1 | 1 | 1 | 1 | 1 | 1 | 1 | 1 | 1 | 1 | 310.2257 | 0 | 1973.2391 | 0 | 0 | 0 | 1 | 0 | 0 | 1
325 | HVAC | DX | HE DX Less than 5.4 Tons Elect Heat | Data Center | New | CdaNgs325 | 1 | 0.045846 | 5170.4288 | 0 | GS | 15 | 1 | 1 | 1 | 1 | 1 | 1 | 1 | 1 | 1 | 1 | 1 | 1 | 310.2257 | 0 | 1973.2391 | 0 | 0 | 0 | 1 | 0 | 0 | 1
325 | HVAC | DX | HE DX Less than 5.4 Tons Elect Heat | Grocery | Turnover | CgrTgs325 | 1 | 0.47003 | 4137.949 | 0 | GS | 15 | 1 | 1 | 1 | 1 | 1 | 1 | 1 | 1 | 1 | 1 | 1 | 1 | 248.2769 | 0 | 5264.0549 | 0 | 0 | 0 | 1 | 0 | 0 | 1
325 | HVAC | DX | HE DX Less than 5.4 Tons Elect Heat | Grocery | New | CgrNgs325 | 1 | 0.47003 | 4137.949 | 0 | GS | 15 | 1 | 1 | 1 | 1 | 1 | 1 | 1 | 1 | 1 | 1 | 1 | 1 | 248.2769 | 0 | 5264.0549 | 0 | 0 | 0 | 1 | 0 | 0 | 1
325 | HVAC | DX | HE DX Less than 5.4 Tons Elect Heat | Healthcare | Turnover | CheTgs325 | 1 | 0.037931 | 5129.2902 | 0 | GS | 15 | 1 | 1 | 1 | 1 | 1 | 1 | 1 | 1 | 1 | 1 | 1 | 1 | 307.7574 | 0 | 1869.1189 | 0 | 0 | 0 | 1 | 0 | 0 | 1
325 | HVAC | DX | HE DX Less than 5.4 Tons Elect Heat | Healthcare | New | CheNgs325 | 1 | 0.037931 | 5129.2902 | 0 | GS | 15 | 1 | 1 | 1 | 1 | 1 | 1 | 1 | 1 | 1 | 1 | 1 | 1 | 307.7574 | 0 | 1869.1189 | 0 | 0 | 0 | 1 | 0 | 0 | 1
325 | HVAC | DX | HE DX Less than 5.4 Tons Elect Heat | Hospitals | Turnover | ChoTgs325 | 1 | 0.045846 | 5170.4288 | 0 | GS | 15 | 1 | 1 | 1 | 1 | 1 | 1 | 1 | 1 | 1 | 1 | 1 | 1 | 310.2257 | 0 | 1973.2391 | 0 | 0 | 0 | 1 | 0 | 0 | 1
325 | HVAC | DX | HE DX Less than 5.4 Tons Elect Heat | Hospitals | New | ChoNgs325 | 1 | 0.045846 | 5170.4288 | 0 | GS | 15 | 1 | 1 | 1 | 1 | 1 | 1 | 1 | 1 | 1 | 1 | 1 | 1 | 310.2257 | 0 | 1973.2391 | 0 | 0 | 0 | 1 | 0 | 0 | 1
325 | HVAC | DX | HE DX Less than 5.4 Tons Elect Heat | Institutional | Turnover | CinTgs325 | 1 | 0.084117 | 5369.3533 | 0 | GS | 15 | 1 | 1 | 1 | 1 | 1 | 1 | 1 | 1 | 1 | 1 | 1 | 1 | 322.1612 | 0 | 7526.379 | 0 | 0 | 0 | 1 | 0 | 0 | 1
325 | HVAC | DX | HE DX Less than 5.4 Tons Elect Heat | Institutional | New | CinNgs325 | 1 | 0.084117 | 5369.3533 | 0 | GS | 15 | 1 | 1 | 1 | 1 | 1 | 1 | 1 | 1 | 1 | 1 | 1 | 1 | 322.1612 | 0 | 7526.379 | 0 | 0 | 0 | 1 | 0 | 0 | 1
325 | HVAC | DX | HE DX Less than 5.4 Tons Elect Heat | Lodging/Hospitality | Turnover | CloTgs325 | 1 | 0.12075 | 5404.9677 | 0 | GS | 15 | 1 | 1 | 1 | 1 | 1 | 1 | 1 | 1 | 1 | 1 | 1 | 1 | 324.2981 | 0 | 2606.7505 | 0 | 0 | 0 | 1 | 0 | 0 | 1
325 | HVAC | DX | HE DX Less than 5.4 Tons Elect Heat | Lodging/Hospitality | New | CloNgs325 | 1 | 0.12075 | 5404.9677 | 0 | GS | 15 | 1 | 1 | 1 | 1 | 1 | 1 | 1 | 1 | 1 | 1 | 1 | 1 | 324.2981 | 0 | 2606.7505 | 0 | 0 | 0 | 1 | 0 | 0 | 1
325 | HVAC | DX | HE DX Less than 5.4 Tons Elect Heat | Miscellaneous | Turnover | CmiTgs325 | 1 | 0.37057 | 3165.106 | 0 | GS | 15 | 1 | 1 | 1 | 1 | 1 | 1 | 1 | 1 | 1 | 1 | 1 | 1 | 189.9064 | 0 | 4433.7748 | 0 | 0 | 0 | 1 | 0 | 0 | 1
325 | HVAC | DX | HE DX Less than 5.4 Tons Elect Heat | Miscellaneous | New | CmiNgs325 | 1 | 0.37057 | 3165.106 | 0 | GS | 15 | 1 | 1 | 1 | 1 | 1 | 1 | 1 | 1 | 1 | 1 | 1 | 1 | 189.9064 | 0 | 4433.7748 | 0 | 0 | 0 | 1 | 0 | 0 | 1
325 | HVAC | DX | HE DX Less than 5.4 Tons Elect Heat | Offices | Turnover | CofTgs325 | 1 | 0.1992 | 3089.8847 | 0 | GS | 15 | 1 | 1 | 1 | 1 | 1 | 1 | 1 | 1 | 1 | 1 | 1 | 1 | 185.3931 | 0 | 2200.294 | 0 | 0 | 0 | 1 | 0 | 0 | 1
325 | HVAC | DX | HE DX Less than 5.4 Tons Elect Heat | Offices | New | CofNgs325 | 1 | 0.1992 | 3089.8847 | 0 | GS | 15 | 1 | 1 | 1 | 1 | 1 | 1 | 1 | 1 | 1 | 1 | 1 | 1 | 185.3931 | 0 | 2200.294 | 0 | 0 | 0 | 1 | 0 | 0 | 1
325 | HVAC | DX | HE DX Less than 5.4 Tons Elect Heat | Restaurants | Turnover | CreTgs325 | 1 | 0.34152 | 3970.7304 | 0 | GS | 15 | 1 | 1 | 1 | 1 | 1 | 1 | 1 | 1 | 1 | 1 | 1 | 1 | 238.2438 | 0 | 1794.3801 | 0 | 0 | 0 | 1 | 0 | 0 | 1
325 | HVAC | DX | HE DX Less than 5.4 Tons Elect Heat | Restaurants | New | CreNgs325 | 1 | 0.34152 | 3970.7304 | 0 | GS | 15 | 1 | 1 | 1 | 1 | 1 | 1 | 1 | 1 | 1 | 1 | 1 | 1 | 238.2438 | 0 | 1794.3801 | 0 | 0 | 0 | 1 | 0 | 0 | 1
325 | HVAC | DX | HE DX Less than 5.4 Tons Elect Heat | Retail | Turnover | CrtTgs325 | 1 | 0.69244 | 3306.3906 | 0 | GS | 15 | 1 | 1 | 1 | 1 | 1 | 1 | 1 | 1 | 1 | 1 | 1 | 1 | 198.3834 | 0 | 1949.3298 | 0 | 0 | 0 | 1 | 0 | 0 | 1
325 | HVAC | DX | HE DX Less than 5.4 Tons Elect Heat | Retail | New | CrtNgs325 | 1 | 0.69244 | 3306.3906 | 0 | GS | 15 | 1 | 1 | 1 | 1 | 1 | 1 | 1 | 1 | 1 | 1 | 1 | 1 | 198.3834 | 0 | 1949.3298 | 0 | 0 | 0 | 1 | 0 | 0 | 1
325 | HVAC | DX | HE DX Less than 5.4 Tons Elect Heat | Schools K-12 | Turnover | CscTgs325 | 1 | 0.73401 | 3324.6381 | 0 | GS | 15 | 1 | 1 | 1 | 1 | 1 | 1 | 1 | 1 | 1 | 1 | 1 | 1 | 199.4783 | 0 | 2242.2137 | 0 | 0 | 0 | 1 | 0 | 0 | 1
325 | HVAC | DX | HE DX Less than 5.4 Tons Elect Heat | Schools K-12 | New | CscNgs325 | 1 | 0.73401 | 3324.6381 | 0 | GS | 15 | 1 | 1 | 1 | 1 | 1 | 1 | 1 | 1 | 1 | 1 | 1 | 1 | 199.4783 | 0 | 2242.2137 | 0 | 0 | 0 | 1 | 0 | 0 | 1
325 | HVAC | DX | HE DX Less than 5.4 Tons Elect Heat | Warehouse | Turnover | CwaTgs325 | 1 | 0.85425 | 3377.4179 | 0 | GS | 15 | 1 | 1 | 1 | 1 | 1 | 1 | 1 | 1 | 1 | 1 | 1 | 1 | 202.6451 | 0 | 10220.8868 | 0 | 0 | 0 | 1 | 0 | 0 | 1
325 | HVAC | DX | HE DX Less than 5.4 Tons Elect Heat | Warehouse | New | CwaNgs325 | 1 | 0.85425 | 3377.4179 | 0 | GS | 15 | 1 | 1 | 1 | 1 | 1 | 1 | 1 | 1 | 1 | 1 | 1 | 1 | 202.6451 | 0 | 10220.8868 | 0 | 0 | 0 | 1 | 0 | 0 | 1
326 | HVAC | DX | HE DX Less than 5.4 Tons Other Heat | Assembly | Turnover | CasTgs326 | 1 | 0 | 3002.444 | 0 | GS | 15 | 1 | 1 | 1 | 1 | 1 | 1 | 1 | 1 | 1 | 1 | 1 | 1 | 180.1466 | 0 | 2476.8272 | 0 | 0 | 0 | 1 | 0 | 0 | 1
326 | HVAC | DX | HE DX Less than 5.4 Tons Other Heat | Assembly | New | CasNgs326 | 1 | 0 | 3002.444 | 0 | GS | 15 | 1 | 1 | 1 | 1 | 1 | 1 | 1 | 1 | 1 | 1 | 1 | 1 | 180.1466 | 0 | 2476.8272 | 0 | 0 | 0 | 1 | 0 | 0 | 1
326 | HVAC | DX | HE DX Less than 5.4 Tons Other Heat | College and University | Turnover | CcoTgs326 | 1 | 0 | 4932.1338 | 0 | GS | 15 | 1 | 1 | 1 | 1 | 1 | 1 | 1 | 1 | 1 | 1 | 1 | 1 | 295.928 | 0 | 3667.3262 | 0 | 0 | 0 | 1 | 0 | 0 | 1
326 | HVAC | DX | HE DX Less than 5.4 Tons Other Heat | College and University | New | CcoNgs326 | 1 | 0 | 4932.1338 | 0 | GS | 15 | 1 | 1 | 1 | 1 | 1 | 1 | 1 | 1 | 1 | 1 | 1 | 1 | 295.928 | 0 | 3667.3262 | 0 | 0 | 0 | 1 | 0 | 0 | 1
326 | HVAC | DX | HE DX Less than 5.4 Tons Other Heat | Data Center | Turnover | CdaTgs326 | 1 | 0 | 4932.1338 | 0 | GS | 15 | 1 | 1 | 1 | 1 | 1 | 1 | 1 | 1 | 1 | 1 | 1 | 1 | 295.928 | 0 | 1973.2391 | 0 | 0 | 0 | 1 | 0 | 0 | 1
326 | HVAC | DX | HE DX Less than 5.4 Tons Other Heat | Data Center | New | CdaNgs326 | 1 | 0 | 4932.1338 | 0 | GS | 15 | 1 | 1 | 1 | 1 | 1 | 1 | 1 | 1 | 1 | 1 | 1 | 1 | 295.928 | 0 | 1973.2391 | 0 | 0 | 0 | 1 | 0 | 0 | 1
326 | HVAC | DX | HE DX Less than 5.4 Tons Other Heat | Grocery | Turnover | CgrTgs326 | 1 | 0 | 3526.3542 | 0 | GS | 15 | 1 | 1 | 1 | 1 | 1 | 1 | 1 | 1 | 1 | 1 | 1 | 1 | 211.5813 | 0 | 5264.0549 | 0 | 0 | 0 | 1 | 0 | 0 | 1
326 | HVAC | DX | HE DX Less than 5.4 Tons Other Heat | Grocery | New | CgrNgs326 | 1 | 0 | 3526.3542 | 0 | GS | 15 | 1 | 1 | 1 | 1 | 1 | 1 | 1 | 1 | 1 | 1 | 1 | 1 | 211.5813 | 0 | 5264.0549 | 0 | 0 | 0 | 1 | 0 | 0 | 1
326 | HVAC | DX | HE DX Less than 5.4 Tons Other Heat | Healthcare | Turnover | CheTgs326 | 1 | 0 | 4932.1338 | 0 | GS | 15 | 1 | 1 | 1 | 1 | 1 | 1 | 1 | 1 | 1 | 1 | 1 | 1 | 295.928 | 0 | 1869.1189 | 0 | 0 | 0 | 1 | 0 | 0 | 1
326 | HVAC | DX | HE DX Less than 5.4 Tons Other Heat | Healthcare | New | CheNgs326 | 1 | 0 | 4932.1338 | 0 | GS | 15 | 1 | 1 | 1 | 1 | 1 | 1 | 1 | 1 | 1 | 1 | 1 | 1 | 295.928 | 0 | 1869.1189 | 0 | 0 | 0 | 1 | 0 | 0 | 1
326 | HVAC | DX | HE DX Less than 5.4 Tons Other Heat | Hospitals | Turnover | ChoTgs326 | 1 | 0 | 4932.1338 | 0 | GS | 15 | 1 | 1 | 1 | 1 | 1 | 1 | 1 | 1 | 1 | 1 | 1 | 1 | 295.928 | 0 | 1973.2391 | 0 | 0 | 0 | 1 | 0 | 0 | 1
326 | HVAC | DX | HE DX Less than 5.4 Tons Other Heat | Hospitals | New | ChoNgs326 | 1 | 0 | 4932.1338 | 0 | GS | 15 | 1 | 1 | 1 | 1 | 1 | 1 | 1 | 1 | 1 | 1 | 1 | 1 | 295.928 | 0 | 1973.2391 | 0 | 0 | 0 | 1 | 0 | 0 | 1
326 | HVAC | DX | HE DX Less than 5.4 Tons Other Heat | Institutional | Turnover | CinTgs326 | 1 | 0 | 4932.1338 | 0 | GS | 15 | 1 | 1 | 1 | 1 | 1 | 1 | 1 | 1 | 1 | 1 | 1 | 1 | 295.928 | 0 | 7526.379 | 0 | 0 | 0 | 1 | 0 | 0 | 1
326 | HVAC | DX | HE DX Less than 5.4 Tons Other Heat | Institutional | New | CinNgs326 | 1 | 0 | 4932.1338 | 0 | GS | 15 | 1 | 1 | 1 | 1 | 1 | 1 | 1 | 1 | 1 | 1 | 1 | 1 | 295.928 | 0 | 7526.379 | 0 | 0 | 0 | 1 | 0 | 0 | 1
326 | HVAC | DX | HE DX Less than 5.4 Tons Other Heat | Lodging/Hospitality | Turnover | CloTgs326 | 1 | 0 | 5221.6595 | 0 | GS | 15 | 1 | 1 | 1 | 1 | 1 | 1 | 1 | 1 | 1 | 1 | 1 | 1 | 313.2996 | 0 | 2606.7505 | 0 | 0 | 0 | 1 | 0 | 0 | 1
326 | HVAC | DX | HE DX Less than 5.4 Tons Other Heat | Lodging/Hospitality | New | CloNgs326 | 1 | 0 | 5221.6595 | 0 | GS | 15 | 1 | 1 | 1 | 1 | 1 | 1 | 1 | 1 | 1 | 1 | 1 | 1 | 313.2996 | 0 | 2606.7505 | 0 | 0 | 0 | 1 | 0 | 0 | 1
326 | HVAC | DX | HE DX Less than 5.4 Tons Other Heat | Miscellaneous | Turnover | CmiTgs326 | 1 | 0 | 3002.444 | 0 | GS | 15 | 1 | 1 | 1 | 1 | 1 | 1 | 1 | 1 | 1 | 1 | 1 | 1 | 180.1466 | 0 | 4433.7748 | 0 | 0 | 0 | 1 | 0 | 0 | 1
326 | HVAC | DX | HE DX Less than 5.4 Tons Other Heat | Miscellaneous | New | CmiNgs326 | 1 | 0 | 3002.444 | 0 | GS | 15 | 1 | 1 | 1 | 1 | 1 | 1 | 1 | 1 | 1 | 1 | 1 | 1 | 180.1466 | 0 | 4433.7748 | 0 | 0 | 0 | 1 | 0 | 0 | 1
326 | HVAC | DX | HE DX Less than 5.4 Tons Other Heat | Offices | Turnover | CofTgs326 | 1 | 0 | 3002.444 | 0 | GS | 15 | 1 | 1 | 1 | 1 | 1 | 1 | 1 | 1 | 1 | 1 | 1 | 1 | 180.1466 | 0 | 2200.294 | 0 | 0 | 0 | 1 | 0 | 0 | 1
326 | HVAC | DX | HE DX Less than 5.4 Tons Other Heat | Offices | New | CofNgs326 | 1 | 0 | 3002.444 | 0 | GS | 15 | 1 | 1 | 1 | 1 | 1 | 1 | 1 | 1 | 1 | 1 | 1 | 1 | 180.1466 | 0 | 2200.294 | 0 | 0 | 0 | 1 | 0 | 0 | 1
326 | HVAC | DX | HE DX Less than 5.4 Tons Other Heat | Restaurants | Turnover | CreTgs326 | 1 | 0 | 3526.3542 | 0 | GS | 15 | 1 | 1 | 1 | 1 | 1 | 1 | 1 | 1 | 1 | 1 | 1 | 1 | 211.5813 | 0 | 1794.3801 | 0 | 0 | 0 | 1 | 0 | 0 | 1
326 | HVAC | DX | HE DX Less than 5.4 Tons Other Heat | Restaurants | New | CreNgs326 | 1 | 0 | 3526.3542 | 0 | GS | 15 | 1 | 1 | 1 | 1 | 1 | 1 | 1 | 1 | 1 | 1 | 1 | 1 | 211.5813 | 0 | 1794.3801 | 0 | 0 | 0 | 1 | 0 | 0 | 1
326 | HVAC | DX | HE DX Less than 5.4 Tons Other Heat | Retail | Turnover | CrtTgs326 | 1 | 0 | 3002.444 | 0 | GS | 15 | 1 | 1 | 1 | 1 | 1 | 1 | 1 | 1 | 1 | 1 | 1 | 1 | 180.1466 | 0 | 1949.3298 | 0 | 0 | 0 | 1 | 0 | 0 | 1
326 | HVAC | DX | HE DX Less than 5.4 Tons Other Heat | Retail | New | CrtNgs326 | 1 | 0 | 3002.444 | 0 | GS | 15 | 1 | 1 | 1 | 1 | 1 | 1 | 1 | 1 | 1 | 1 | 1 | 1 | 180.1466 | 0 | 1949.3298 | 0 | 0 | 0 | 1 | 0 | 0 | 1
326 | HVAC | DX | HE DX Less than 5.4 Tons Other Heat | Schools K-12 | Turnover | CscTgs326 | 1 | 0 | 3002.444 | 0 | GS | 15 | 1 | 1 | 1 | 1 | 1 | 1 | 1 | 1 | 1 | 1 | 1 | 1 | 180.1466 | 0 | 2242.2137 | 0 | 0 | 0 | 1 | 0 | 0 | 1
326 | HVAC | DX | HE DX Less than 5.4 Tons Other Heat | Schools K-12 | New | CscNgs326 | 1 | 0 | 3002.444 | 0 | GS | 15 | 1 | 1 | 1 | 1 | 1 | 1 | 1 | 1 | 1 | 1 | 1 | 1 | 180.1466 | 0 | 2242.2137 | 0 | 0 | 0 | 1 | 0 | 0 | 1
326 | HVAC | DX | HE DX Less than 5.4 Tons Other Heat | Warehouse | Turnover | CwaTgs326 | 1 | 0 | 3002.444 | 0 | GS | 15 | 1 | 1 | 1 | 1 | 1 | 1 | 1 | 1 | 1 | 1 | 1 | 1 | 180.1466 | 0 | 10220.8868 | 0 | 0 | 0 | 1 | 0 | 0 | 1
326 | HVAC | DX | HE DX Less than 5.4 Tons Other Heat | Warehouse | New | CwaNgs326 | 1 | 0 | 3002.444 | 0 | GS | 15 | 1 | 1 | 1 | 1 | 1 | 1 | 1 | 1 | 1 | 1 | 1 | 1 | 180.1466 | 0 | 10220.8868 | 0 | 0 | 0 | 1 | 0 | 0 | 1
327 | HVAC | Economizer | Airside Economizer | Assembly | Existing | CasEgs327 | 1 | 0 | 3002.4418 | 0 | GS | 10 | 1 | 1 | 1 | 1 | 1 | 1 | 1 | 1 | 1 | 1 | 1 | 1 | 150.9724 | 0 | 3099.931 | 0 | 0 | 0 | 1 | 0 | 0 | 1
327 | HVAC | Economizer | Airside Economizer | Assembly | New | CasNgs327 | 1 | 0 | 3002.4418 | 0 | GS | 10 | 1 | 1 | 1 | 1 | 1 | 1 | 1 | 1 | 1 | 1 | 1 | 1 | 150.9724 | 0 | 3099.931 | 0 | 0 | 0 | 1 | 0 | 0 | 1
327 | HVAC | Economizer | Airside Economizer | College and University | Existing | CcoEgs327 | 1 | 0 | 4932.1455 | 0 | GS | 10 | 1 | 1 | 1 | 1 | 1 | 1 | 1 | 1 | 1 | 1 | 1 | 1 | 248.0041 | 0 | 12653.4722 | 0 | 0 | 0 | 1 | 0 | 0 | 1
327 | HVAC | Economizer | Airside Economizer | College and University | New | CcoNgs327 | 1 | 0 | 4932.1455 | 0 | GS | 10 | 1 | 1 | 1 | 1 | 1 | 1 | 1 | 1 | 1 | 1 | 1 | 1 | 248.0041 | 0 | 12653.4722 | 0 | 0 | 0 | 1 | 0 | 0 | 1
327 | HVAC | Economizer | Airside Economizer | Data Center | Existing | CdaEgs327 | 1 | 0 | 4932.1455 | 0 | GS | 10 | 1 | 1 | 1 | 1 | 1 | 1 | 1 | 1 | 1 | 1 | 1 | 1 | 248.0041 | 0 | 2577.9743 | 0 | 0 | 0 | 1 | 0 | 0 | 1
327 | HVAC | Economizer | Airside Economizer | Data Center | New | CdaNgs327 | 1 | 0 | 4932.1455 | 0 | GS | 10 | 1 | 1 | 1 | 1 | 1 | 1 | 1 | 1 | 1 | 1 | 1 | 1 | 248.0041 | 0 | 2577.9743 | 0 | 0 | 0 | 1 | 0 | 0 | 1
327 | HVAC | Economizer | Airside Economizer | Grocery | Existing | CgrEgs327 | 1 | 0 | 3526.3551 | 0 | GS | 10 | 1 | 1 | 1 | 1 | 1 | 1 | 1 | 1 | 1 | 1 | 1 | 1 | 177.3164 | 0 | 44796.6653 | 0 | 0 | 0 | 1 | 0 | 0 | 1
327 | HVAC | Economizer | Airside Economizer | Grocery | New | CgrNgs327 | 1 | 0 | 3526.3551 | 0 | GS | 10 | 1 | 1 | 1 | 1 | 1 | 1 | 1 | 1 | 1 | 1 | 1 | 1 | 177.3164 | 0 | 44796.6653 | 0 | 0 | 0 | 1 | 0 | 0 | 1
327 | HVAC | Economizer | Airside Economizer | Healthcare | Existing | CheEgs327 | 1 | 0 | 4932.1455 | 0 | GS | 10 | 1 | 1 | 1 | 1 | 1 | 1 | 1 | 1 | 1 | 1 | 1 | 1 | 248.0041 | 0 | 30180.0774 | 0 | 0 | 0 | 1 | 0 | 0 | 1
327 | HVAC | Economizer | Airside Economizer | Healthcare | New | CheNgs327 | 1 | 0 | 4932.1455 | 0 | GS | 10 | 1 | 1 | 1 | 1 | 1 | 1 | 1 | 1 | 1 | 1 | 1 | 1 | 248.0041 | 0 | 30180.0774 | 0 | 0 | 0 | 1 | 0 | 0 | 1
327 | HVAC | Economizer | Airside Economizer | Hospitals | Existing | ChoEgs327 | 1 | 0 | 4932.1455 | 0 | GS | 10 | 1 | 1 | 1 | 1 | 1 | 1 | 1 | 1 | 1 | 1 | 1 | 1 | 248.0041 | 0 | 342.996 | 0 | 0 | 0 | 1 | 0 | 0 | 1
327 | HVAC | Economizer | Airside Economizer | Hospitals | New | ChoNgs327 | 1 | 0 | 4932.1455 | 0 | GS | 10 | 1 | 1 | 1 | 1 | 1 | 1 | 1 | 1 | 1 | 1 | 1 | 1 | 248.0041 | 0 | 342.996 | 0 | 0 | 0 | 1 | 0 | 0 | 1
327 | HVAC | Economizer | Airside Economizer | Institutional | Existing | CinEgs327 | 1 | 0 | 4932.1455 | 0 | GS | 10 | 1 | 1 | 1 | 1 | 1 | 1 | 1 | 1 | 1 | 1 | 1 | 1 | 248.0041 | 0 | 25792.1876 | 0 | 0 | 0 | 1 | 0 | 0 | 1
327 | HVAC | Economizer | Airside Economizer | Institutional | New | CinNgs327 | 1 | 0 | 4932.1455 | 0 | GS | 10 | 1 | 1 | 1 | 1 | 1 | 1 | 1 | 1 | 1 | 1 | 1 | 1 | 248.0041 | 0 | 25792.1876 | 0 | 0 | 0 | 1 | 0 | 0 | 1
327 | HVAC | Economizer | Airside Economizer | Lodging/Hospitality | Existing | CloEgs327 | 1 | 0 | 5221.6713 | 0 | GS | 10 | 1 | 1 | 1 | 1 | 1 | 1 | 1 | 1 | 1 | 1 | 1 | 1 | 262.5623 | 0 | 3354.0896 | 0 | 0 | 0 | 1 | 0 | 0 | 1
327 | HVAC | Economizer | Airside Economizer | Lodging/Hospitality | New | CloNgs327 | 1 | 0 | 5221.6713 | 0 | GS | 10 | 1 | 1 | 1 | 1 | 1 | 1 | 1 | 1 | 1 | 1 | 1 | 1 | 262.5623 | 0 | 3354.0896 | 0 | 0 | 0 | 1 | 0 | 0 | 1
327 | HVAC | Economizer | Airside Economizer | Miscellaneous | Existing | CmiEgs327 | 1 | 0 | 3002.4418 | 0 | GS | 10 | 1 | 1 | 1 | 1 | 1 | 1 | 1 | 1 | 1 | 1 | 1 | 1 | 150.9724 | 0 | 8672.3616 | 0 | 0 | 0 | 1 | 0 | 0 | 1
327 | HVAC | Economizer | Airside Economizer | Miscellaneous | New | CmiNgs327 | 1 | 0 | 3002.4418 | 0 | GS | 10 | 1 | 1 | 1 | 1 | 1 | 1 | 1 | 1 | 1 | 1 | 1 | 1 | 150.9724 | 0 | 8672.3616 | 0 | 0 | 0 | 1 | 0 | 0 | 1
327 | HVAC | Economizer | Airside Economizer | Offices | Existing | CofEgs327 | 1 | 0 | 3002.4418 | 0 | GS | 10 | 1 | 1 | 1 | 1 | 1 | 1 | 1 | 1 | 1 | 1 | 1 | 1 | 150.9724 | 0 | 6844.4536 | 0 | 0 | 0 | 1 | 0 | 0 | 1
327 | HVAC | Economizer | Airside Economizer | Offices | New | CofNgs327 | 1 | 0 | 3002.4418 | 0 | GS | 10 | 1 | 1 | 1 | 1 | 1 | 1 | 1 | 1 | 1 | 1 | 1 | 1 | 150.9724 | 0 | 6844.4536 | 0 | 0 | 0 | 1 | 0 | 0 | 1
327 | HVAC | Economizer | Airside Economizer | Restaurants | Existing | CreEgs327 | 1 | 0 | 3526.3551 | 0 | GS | 10 | 1 | 1 | 1 | 1 | 1 | 1 | 1 | 1 | 1 | 1 | 1 | 1 | 177.3164 | 0 | 9370.7921 | 0 | 0 | 0 | 1 | 0 | 0 | 1
327 | HVAC | Economizer | Airside Economizer | Restaurants | New | CreNgs327 | 1 | 0 | 3526.3551 | 0 | GS | 10 | 1 | 1 | 1 | 1 | 1 | 1 | 1 | 1 | 1 | 1 | 1 | 1 | 177.3164 | 0 | 9370.7921 | 0 | 0 | 0 | 1 | 0 | 0 | 1
327 | HVAC | Economizer | Airside Economizer | Retail | Existing | CrtEgs327 | 1 | 0 | 3002.4418 | 0 | GS | 10 | 1 | 1 | 1 | 1 | 1 | 1 | 1 | 1 | 1 | 1 | 1 | 1 | 150.9724 | 0 | 5402.1229 | 0 | 0 | 0 | 1 | 0 | 0 | 1
327 | HVAC | Economizer | Airside Economizer | Retail | New | CrtNgs327 | 1 | 0 | 3002.4418 | 0 | GS | 10 | 1 | 1 | 1 | 1 | 1 | 1 | 1 | 1 | 1 | 1 | 1 | 1 | 150.9724 | 0 | 5402.1229 | 0 | 0 | 0 | 1 | 0 | 0 | 1
327 | HVAC | Economizer | Airside Economizer | Schools K-12 | Existing | CscEgs327 | 1 | 0 | 3002.4418 | 0 | GS | 10 | 1 | 1 | 1 | 1 | 1 | 1 | 1 | 1 | 1 | 1 | 1 | 1 | 150.9724 | 0 | 2409.5639 | 0 | 0 | 0 | 1 | 0 | 0 | 1
327 | HVAC | Economizer | Airside Economizer | Schools K-12 | New | CscNgs327 | 1 | 0 | 3002.4418 | 0 | GS | 10 | 1 | 1 | 1 | 1 | 1 | 1 | 1 | 1 | 1 | 1 | 1 | 1 | 150.9724 | 0 | 2409.5639 | 0 | 0 | 0 | 1 | 0 | 0 | 1
327 | HVAC | Economizer | Airside Economizer | Warehouse | Existing | CwaEgs327 | 1 | 0 | 3002.4418 | 0 | GS | 10 | 1 | 1 | 1 | 1 | 1 | 1 | 1 | 1 | 1 | 1 | 1 | 1 | 150.9724 | 0 | 19941.4203 | 0 | 0 | 0 | 1 | 0 | 0 | 1
327 | HVAC | Economizer | Airside Economizer | Warehouse | New | CwaNgs327 | 1 | 0 | 3002.4418 | 0 | GS | 10 | 1 | 1 | 1 | 1 | 1 | 1 | 1 | 1 | 1 | 1 | 1 | 1 | 150.9724 | 0 | 19941.4203 | 0 | 0 | 0 | 1 | 0 | 0 | 1
328 | HVAC | Economizer | Dual Enthalpy Economizer | Assembly | Existing | CasEgs328 | 1 | 0.7121 | 3545.5611 | 0 | GS | 10 | 1 | 1 | 1 | 1 | 1 | 1 | 1 | 1 | 1 | 1 | 1 | 1 | 178.2822 | 0 | 18421.3272 | 0 | 0 | 0 | 1 | 0 | 0 | 1
328 | HVAC | Economizer | Dual Enthalpy Economizer | Assembly | New | CasNgs328 | 1 | 0.7121 | 3545.5611 | 0 | GS | 10 | 1 | 1 | 1 | 1 | 1 | 1 | 1 | 1 | 1 | 1 | 1 | 1 | 178.2822 | 0 | 18421.3272 | 0 | 0 | 0 | 1 | 0 | 0 | 1
328 | HVAC | Economizer | Dual Enthalpy Economizer | College and University | Existing | CcoEgs328 | 1 | 0.7896 | 6851.7404 | 0 | GS | 10 | 1 | 1 | 1 | 1 | 1 | 1 | 1 | 1 | 1 | 1 | 1 | 1 | 344.5274 | 0 | 83650.6589 | 0 | 0 | 0 | 1 | 0 | 0 | 1
328 | HVAC | Economizer | Dual Enthalpy Economizer | College and University | New | CcoNgs328 | 1 | 0.7896 | 6851.7404 | 0 | GS | 10 | 1 | 1 | 1 | 1 | 1 | 1 | 1 | 1 | 1 | 1 | 1 | 1 | 344.5274 | 0 | 83650.6589 | 0 | 0 | 0 | 1 | 0 | 0 | 1
328 | HVAC | Economizer | Dual Enthalpy Economizer | Data Center | Existing | CdaEgs328 | 1 | 0.7896 | 6851.7404 | 0 | GS | 10 | 1 | 1 | 1 | 1 | 1 | 1 | 1 | 1 | 1 | 1 | 1 | 1 | 344.5274 | 0 | 20764.7092 | 0 | 0 | 0 | 1 | 0 | 0 | 1
328 | HVAC | Economizer | Dual Enthalpy Economizer | Data Center | New | CdaNgs328 | 1 | 0.7896 | 6851.7404 | 0 | GS | 10 | 1 | 1 | 1 | 1 | 1 | 1 | 1 | 1 | 1 | 1 | 1 | 1 | 344.5274 | 0 | 20764.7092 | 0 | 0 | 0 | 1 | 0 | 0 | 1
328 | HVAC | Economizer | Dual Enthalpy Economizer | Grocery | Existing | CgrEgs328 | 1 | 0.74481 | 4506.7038 | 0 | GS | 10 | 1 | 1 | 1 | 1 | 1 | 1 | 1 | 1 | 1 | 1 | 1 | 1 | 226.6115 | 0 | 288074.91 | 0 | 0 | 0 | 1 | 0 | 0 | 1
328 | HVAC | Economizer | Dual Enthalpy Economizer | Grocery | New | CgrNgs328 | 1 | 0.74481 | 4506.7038 | 0 | GS | 10 | 1 | 1 | 1 | 1 | 1 | 1 | 1 | 1 | 1 | 1 | 1 | 1 | 226.6115 | 0 | 288074.91 | 0 | 0 | 0 | 1 | 0 | 0 | 1
328 | HVAC | Economizer | Dual Enthalpy Economizer | Healthcare | Existing | CheEgs328 | 1 | 0.7896 | 6851.7404 | 0 | GS | 10 | 1 | 1 | 1 | 1 | 1 | 1 | 1 | 1 | 1 | 1 | 1 | 1 | 344.5274 | 0 | 259122.5932 | 0 | 0 | 0 | 1 | 0 | 0 | 1
328 | HVAC | Economizer | Dual Enthalpy Economizer | Healthcare | New | CheNgs328 | 1 | 0.7896 | 6851.7404 | 0 | GS | 10 | 1 | 1 | 1 | 1 | 1 | 1 | 1 | 1 | 1 | 1 | 1 | 1 | 344.5274 | 0 | 259122.5932 | 0 | 0 | 0 | 1 | 0 | 0 | 1
328 | HVAC | Economizer | Dual Enthalpy Economizer | Hospitals | Existing | ChoEgs328 | 1 | 0.7896 | 6851.7404 | 0 | GS | 10 | 1 | 1 | 1 | 1 | 1 | 1 | 1 | 1 | 1 | 1 | 1 | 1 | 344.5274 | 0 | 2945.1285 | 0 | 0 | 0 | 1 | 0 | 0 | 1
328 | HVAC | Economizer | Dual Enthalpy Economizer | Hospitals | New | ChoNgs328 | 1 | 0.7896 | 6851.7404 | 0 | GS | 10 | 1 | 1 | 1 | 1 | 1 | 1 | 1 | 1 | 1 | 1 | 1 | 1 | 344.5274 | 0 | 2945.1285 | 0 | 0 | 0 | 1 | 0 | 0 | 1
328 | HVAC | Economizer | Dual Enthalpy Economizer | Institutional | Existing | CinEgs328 | 1 | 0.7896 | 6851.7404 | 0 | GS | 10 | 1 | 1 | 1 | 1 | 1 | 1 | 1 | 1 | 1 | 1 | 1 | 1 | 344.5274 | 0 | 207725.2252 | 0 | 0 | 0 | 1 | 0 | 0 | 1
328 | HVAC | Economizer | Dual Enthalpy Economizer | Institutional | New | CinNgs328 | 1 | 0.7896 | 6851.7404 | 0 | GS | 10 | 1 | 1 | 1 | 1 | 1 | 1 | 1 | 1 | 1 | 1 | 1 | 1 | 344.5274 | 0 | 207725.2252 | 0 | 0 | 0 | 1 | 0 | 0 | 1
328 | HVAC | Economizer | Dual Enthalpy Economizer | Lodging/Hospitality | Existing | CloEgs328 | 1 | 0.41054 | 5522.7016 | 0 | GS | 10 | 1 | 1 | 1 | 1 | 1 | 1 | 1 | 1 | 1 | 1 | 1 | 1 | 277.6991 | 0 | 17851.5828 | 0 | 0 | 0 | 1 | 0 | 0 | 1
328 | HVAC | Economizer | Dual Enthalpy Economizer | Lodging/Hospitality | New | CloNgs328 | 1 | 0.41054 | 5522.7016 | 0 | GS | 10 | 1 | 1 | 1 | 1 | 1 | 1 | 1 | 1 | 1 | 1 | 1 | 1 | 277.6991 | 0 | 17851.5828 | 0 | 0 | 0 | 1 | 0 | 0 | 1
328 | HVAC | Economizer | Dual Enthalpy Economizer | Miscellaneous | Existing | CmiEgs328 | 1 | 0.7121 | 3545.5611 | 0 | GS | 10 | 1 | 1 | 1 | 1 | 1 | 1 | 1 | 1 | 1 | 1 | 1 | 1 | 178.2822 | 0 | 54896.4991 | 0 | 0 | 0 | 1 | 0 | 0 | 1
328 | HVAC | Economizer | Dual Enthalpy Economizer | Miscellaneous | New | CmiNgs328 | 1 | 0.7121 | 3545.5611 | 0 | GS | 10 | 1 | 1 | 1 | 1 | 1 | 1 | 1 | 1 | 1 | 1 | 1 | 1 | 178.2822 | 0 | 54896.4991 | 0 | 0 | 0 | 1 | 0 | 0 | 1
328 | HVAC | Economizer | Dual Enthalpy Economizer | Offices | Existing | CofEgs328 | 1 | 0.7121 | 3545.5611 | 0 | GS | 10 | 1 | 1 | 1 | 1 | 1 | 1 | 1 | 1 | 1 | 1 | 1 | 1 | 178.2822 | 0 | 46860.5641 | 0 | 0 | 0 | 1 | 0 | 0 | 1
328 | HVAC | Economizer | Dual Enthalpy Economizer | Offices | New | CofNgs328 | 1 | 0.7121 | 3545.5611 | 0 | GS | 10 | 1 | 1 | 1 | 1 | 1 | 1 | 1 | 1 | 1 | 1 | 1 | 1 | 178.2822 | 0 | 46860.5641 | 0 | 0 | 0 | 1 | 0 | 0 | 1
328 | HVAC | Economizer | Dual Enthalpy Economizer | Restaurants | Existing | CreEgs328 | 1 | 0.74481 | 4506.7038 | 0 | GS | 10 | 1 | 1 | 1 | 1 | 1 | 1 | 1 | 1 | 1 | 1 | 1 | 1 | 226.6115 | 0 | 60919.8919 | 0 | 0 | 0 | 1 | 0 | 0 | 1
328 | HVAC | Economizer | Dual Enthalpy Economizer | Restaurants | New | CreNgs328 | 1 | 0.74481 | 4506.7038 | 0 | GS | 10 | 1 | 1 | 1 | 1 | 1 | 1 | 1 | 1 | 1 | 1 | 1 | 1 | 226.6115 | 0 | 60919.8919 | 0 | 0 | 0 | 1 | 0 | 0 | 1
328 | HVAC | Economizer | Dual Enthalpy Economizer | Retail | Existing | CrtEgs328 | 1 | 0.7121 | 3545.5611 | 0 | GS | 10 | 1 | 1 | 1 | 1 | 1 | 1 | 1 | 1 | 1 | 1 | 1 | 1 | 178.2822 | 0 | 28962.919 | 0 | 0 | 0 | 1 | 0 | 0 | 1
328 | HVAC | Economizer | Dual Enthalpy Economizer | Retail | New | CrtNgs328 | 1 | 0.7121 | 3545.5611 | 0 | GS | 10 | 1 | 1 | 1 | 1 | 1 | 1 | 1 | 1 | 1 | 1 | 1 | 1 | 178.2822 | 0 | 28962.919 | 0 | 0 | 0 | 1 | 0 | 0 | 1
328 | HVAC | Economizer | Dual Enthalpy Economizer | Schools K-12 | Existing | CscEgs328 | 1 | 0.7121 | 3545.5611 | 0 | GS | 10 | 1 | 1 | 1 | 1 | 1 | 1 | 1 | 1 | 1 | 1 | 1 | 1 | 178.2822 | 0 | 13540.7399 | 0 | 0 | 0 | 1 | 0 | 0 | 1
328 | HVAC | Economizer | Dual Enthalpy Economizer | Schools K-12 | New | CscNgs328 | 1 | 0.7121 | 3545.5611 | 0 | GS | 10 | 1 | 1 | 1 | 1 | 1 | 1 | 1 | 1 | 1 | 1 | 1 | 1 | 178.2822 | 0 | 13540.7399 | 0 | 0 | 0 | 1 | 0 | 0 | 1
328 | HVAC | Economizer | Dual Enthalpy Economizer | Warehouse | Existing | CwaEgs328 | 1 | 0.7121 | 3545.5611 | 0 | GS | 10 | 1 | 1 | 1 | 1 | 1 | 1 | 1 | 1 | 1 | 1 | 1 | 1 | 178.2822 | 0 | 90171.1922 | 0 | 0 | 0 | 1 | 0 | 0 | 1
328 | HVAC | Economizer | Dual Enthalpy Economizer | Warehouse | New | CwaNgs328 | 1 | 0.7121 | 3545.5611 | 0 | GS | 10 | 1 | 1 | 1 | 1 | 1 | 1 | 1 | 1 | 1 | 1 | 1 | 1 | 178.2822 | 0 | 90171.1922 | 0 | 0 | 0 | 1 | 0 | 0 | 1
329 | HVAC | Economizer | Waterside Economizer | Assembly | Existing | CasEgs329 | 1 | 0 | 3002.4418 | 0 | GS | 10 | 1 | 1 | 1 | 1 | 1 | 1 | 1 | 1 | 1 | 1 | 1 | 1 | 150.9724 | 0 | 1939.1796 | 0 | 0 | 0 | 1 | 0 | 0 | 1
329 | HVAC | Economizer | Waterside Economizer | Assembly | New | CasNgs329 | 1 | 0 | 3002.4418 | 0 | GS | 10 | 1 | 1 | 1 | 1 | 1 | 1 | 1 | 1 | 1 | 1 | 1 | 1 | 150.9724 | 0 | 1939.1796 | 0 | 0 | 0 | 1 | 0 | 0 | 1
329 | HVAC | Economizer | Waterside Economizer | College and University | Existing | CcoEgs329 | 1 | 0 | 4932.1455 | 0 | GS | 10 | 1 | 1 | 1 | 1 | 1 | 1 | 1 | 1 | 1 | 1 | 1 | 1 | 248.0041 | 0 | 2871.2786 | 0 | 0 | 0 | 1 | 0 | 0 | 1
329 | HVAC | Economizer | Waterside Economizer | College and University | New | CcoNgs329 | 1 | 0 | 4932.1455 | 0 | GS | 10 | 1 | 1 | 1 | 1 | 1 | 1 | 1 | 1 | 1 | 1 | 1 | 1 | 248.0041 | 0 | 2871.2786 | 0 | 0 | 0 | 1 | 0 | 0 | 1
329 | HVAC | Economizer | Waterside Economizer | Data Center | Existing | CdaEgs329 | 1 | 0 | 4932.1455 | 0 | GS | 10 | 1 | 1 | 1 | 1 | 1 | 1 | 1 | 1 | 1 | 1 | 1 | 1 | 248.0041 | 0 | 1544.9137 | 0 | 0 | 0 | 1 | 0 | 0 | 1
329 | HVAC | Economizer | Waterside Economizer | Data Center | New | CdaNgs329 | 1 | 0 | 4932.1455 | 0 | GS | 10 | 1 | 1 | 1 | 1 | 1 | 1 | 1 | 1 | 1 | 1 | 1 | 1 | 248.0041 | 0 | 1544.9137 | 0 | 0 | 0 | 1 | 0 | 0 | 1
329 | HVAC | Economizer | Waterside Economizer | Grocery | Existing | CgrEgs329 | 1 | 0 | 3526.3551 | 0 | GS | 10 | 1 | 1 | 1 | 1 | 1 | 1 | 1 | 1 | 1 | 1 | 1 | 1 | 177.3164 | 0 | 4121.4128 | 0 | 0 | 0 | 1 | 0 | 0 | 1
329 | HVAC | Economizer | Waterside Economizer | Grocery | New | CgrNgs329 | 1 | 0 | 3526.3551 | 0 | GS | 10 | 1 | 1 | 1 | 1 | 1 | 1 | 1 | 1 | 1 | 1 | 1 | 1 | 177.3164 | 0 | 4121.4128 | 0 | 0 | 0 | 1 | 0 | 0 | 1
329 | HVAC | Economizer | Waterside Economizer | Healthcare | Existing | CheEgs329 | 1 | 0 | 4932.1455 | 0 | GS | 10 | 1 | 1 | 1 | 1 | 1 | 1 | 1 | 1 | 1 | 1 | 1 | 1 | 248.0041 | 0 | 1463.4005 | 0 | 0 | 0 | 1 | 0 | 0 | 1
329 | HVAC | Economizer | Waterside Economizer | Healthcare | New | CheNgs329 | 1 | 0 | 4932.1455 | 0 | GS | 10 | 1 | 1 | 1 | 1 | 1 | 1 | 1 | 1 | 1 | 1 | 1 | 1 | 248.0041 | 0 | 1463.4005 | 0 | 0 | 0 | 1 | 0 | 0 | 1
329 | HVAC | Economizer | Waterside Economizer | Hospitals | Existing | ChoEgs329 | 1 | 0 | 4932.1455 | 0 | GS | 10 | 1 | 1 | 1 | 1 | 1 | 1 | 1 | 1 | 1 | 1 | 1 | 1 | 248.0041 | 0 | 1544.9137 | 0 | 0 | 0 | 1 | 0 | 0 | 1
329 | HVAC | Economizer | Waterside Economizer | Hospitals | New | ChoNgs329 | 1 | 0 | 4932.1455 | 0 | GS | 10 | 1 | 1 | 1 | 1 | 1 | 1 | 1 | 1 | 1 | 1 | 1 | 1 | 248.0041 | 0 | 1544.9137 | 0 | 0 | 0 | 1 | 0 | 0 | 1
329 | HVAC | Economizer | Waterside Economizer | Institutional | Existing | CinEgs329 | 1 | 0 | 4932.1455 | 0 | GS | 10 | 1 | 1 | 1 | 1 | 1 | 1 | 1 | 1 | 1 | 1 | 1 | 1 | 248.0041 | 0 | 5892.6718 | 0 | 0 | 0 | 1 | 0 | 0 | 1
329 | HVAC | Economizer | Waterside Economizer | Institutional | New | CinNgs329 | 1 | 0 | 4932.1455 | 0 | GS | 10 | 1 | 1 | 1 | 1 | 1 | 1 | 1 | 1 | 1 | 1 | 1 | 1 | 248.0041 | 0 | 5892.6718 | 0 | 0 | 0 | 1 | 0 | 0 | 1
329 | HVAC | Economizer | Waterside Economizer | Lodging/Hospitality | Existing | CloEgs329 | 1 | 0 | 5221.6713 | 0 | GS | 10 | 1 | 1 | 1 | 1 | 1 | 1 | 1 | 1 | 1 | 1 | 1 | 1 | 262.5623 | 0 | 2040.9324 | 0 | 0 | 0 | 1 | 0 | 0 | 1
329 | HVAC | Economizer | Waterside Economizer | Lodging/Hospitality | New | CloNgs329 | 1 | 0 | 5221.6713 | 0 | GS | 10 | 1 | 1 | 1 | 1 | 1 | 1 | 1 | 1 | 1 | 1 | 1 | 1 | 262.5623 | 0 | 2040.9324 | 0 | 0 | 0 | 1 | 0 | 0 | 1
329 | HVAC | Economizer | Waterside Economizer | Miscellaneous | Existing | CmiEgs329 | 1 | 0 | 3002.4418 | 0 | GS | 10 | 1 | 1 | 1 | 1 | 1 | 1 | 1 | 1 | 1 | 1 | 1 | 1 | 150.9724 | 0 | 3471.3223 | 0 | 0 | 0 | 1 | 0 | 0 | 1
329 | HVAC | Economizer | Waterside Economizer | Miscellaneous | New | CmiNgs329 | 1 | 0 | 3002.4418 | 0 | GS | 10 | 1 | 1 | 1 | 1 | 1 | 1 | 1 | 1 | 1 | 1 | 1 | 1 | 150.9724 | 0 | 3471.3223 | 0 | 0 | 0 | 1 | 0 | 0 | 1
329 | HVAC | Economizer | Waterside Economizer | Offices | Existing | CofEgs329 | 1 | 0 | 3002.4418 | 0 | GS | 10 | 1 | 1 | 1 | 1 | 1 | 1 | 1 | 1 | 1 | 1 | 1 | 1 | 150.9724 | 0 | 1722.6799 | 0 | 0 | 0 | 1 | 0 | 0 | 1
329 | HVAC | Economizer | Waterside Economizer | Offices | New | CofNgs329 | 1 | 0 | 3002.4418 | 0 | GS | 10 | 1 | 1 | 1 | 1 | 1 | 1 | 1 | 1 | 1 | 1 | 1 | 1 | 150.9724 | 0 | 1722.6799 | 0 | 0 | 0 | 1 | 0 | 0 | 1
329 | HVAC | Economizer | Waterside Economizer | Restaurants | Existing | CreEgs329 | 1 | 0 | 3526.3551 | 0 | GS | 10 | 1 | 1 | 1 | 1 | 1 | 1 | 1 | 1 | 1 | 1 | 1 | 1 | 177.3164 | 0 | 1404.8892 | 0 | 0 | 0 | 1 | 0 | 0 | 1
329 | HVAC | Economizer | Waterside Economizer | Restaurants | New | CreNgs329 | 1 | 0 | 3526.3551 | 0 | GS | 10 | 1 | 1 | 1 | 1 | 1 | 1 | 1 | 1 | 1 | 1 | 1 | 1 | 177.3164 | 0 | 1404.8892 | 0 | 0 | 0 | 1 | 0 | 0 | 1
329 | HVAC | Economizer | Waterside Economizer | Retail | Existing | CrtEgs329 | 1 | 0 | 3002.4418 | 0 | GS | 10 | 1 | 1 | 1 | 1 | 1 | 1 | 1 | 1 | 1 | 1 | 1 | 1 | 150.9724 | 0 | 1526.1978 | 0 | 0 | 0 | 1 | 0 | 0 | 1
329 | HVAC | Economizer | Waterside Economizer | Retail | New | CrtNgs329 | 1 | 0 | 3002.4418 | 0 | GS | 10 | 1 | 1 | 1 | 1 | 1 | 1 | 1 | 1 | 1 | 1 | 1 | 1 | 150.9724 | 0 | 1526.1978 | 0 | 0 | 0 | 1 | 0 | 0 | 1
329 | HVAC | Economizer | Waterside Economizer | Schools K-12 | Existing | CscEgs329 | 1 | 0 | 3002.4418 | 0 | GS | 10 | 1 | 1 | 1 | 1 | 1 | 1 | 1 | 1 | 1 | 1 | 1 | 1 | 150.9724 | 0 | 1755.5013 | 0 | 0 | 0 | 1 | 0 | 0 | 1
329 | HVAC | Economizer | Waterside Economizer | Schools K-12 | New | CscNgs329 | 1 | 0 | 3002.4418 | 0 | GS | 10 | 1 | 1 | 1 | 1 | 1 | 1 | 1 | 1 | 1 | 1 | 1 | 1 | 150.9724 | 0 | 1755.5013 | 0 | 0 | 0 | 1 | 0 | 0 | 1
329 | HVAC | Economizer | Waterside Economizer | Warehouse | Existing | CwaEgs329 | 1 | 0 | 3002.4418 | 0 | GS | 10 | 1 | 1 | 1 | 1 | 1 | 1 | 1 | 1 | 1 | 1 | 1 | 1 | 150.9724 | 0 | 8002.1159 | 0 | 0 | 0 | 1 | 0 | 0 | 1
329 | HVAC | Economizer | Waterside Economizer | Warehouse | New | CwaNgs329 | 1 | 0 | 3002.4418 | 0 | GS | 10 | 1 | 1 | 1 | 1 | 1 | 1 | 1 | 1 | 1 | 1 | 1 | 1 | 150.9724 | 0 | 8002.1159 | 0 | 0 | 0 | 1 | 0 | 0 | 1
330 | HVAC | Heating | ECM Motors on Furnaces | Assembly | Existing | CasEgs330 | 0 | 0.90215 | 396 | 0 | GS | 15 | 1 | 1 | 1 | 1 | 1 | 1 | 1 | 1 | 1 | 1 | 1 | 1 | 23.76 | 0 | 313 | 0 | 0 | 0 | 1 | 0 | 0 | 1
330 | HVAC | Heating | ECM Motors on Furnaces | Assembly | New | CasNgs330 | 0 | 0.90215 | 396 | 0 | GS | 15 | 1 | 1 | 1 | 1 | 1 | 1 | 1 | 1 | 1 | 1 | 1 | 1 | 23.76 | 0 | 313 | 0 | 0 | 0 | 1 | 0 | 0 | 1
330 | HVAC | Heating | ECM Motors on Furnaces | College and University | Existing | CcoEgs330 | 0 | 0.076186 | 396 | 0 | GS | 15 | 1 | 1 | 1 | 1 | 1 | 1 | 1 | 1 | 1 | 1 | 1 | 1 | 23.76 | 0 | 313 | 0 | 0 | 0 | 1 | 0 | 0 | 1
330 | HVAC | Heating | ECM Motors on Furnaces | College and University | New | CcoNgs330 | 0 | 0.076186 | 396 | 0 | GS | 15 | 1 | 1 | 1 | 1 | 1 | 1 | 1 | 1 | 1 | 1 | 1 | 1 | 23.76 | 0 | 313 | 0 | 0 | 0 | 1 | 0 | 0 | 1
330 | HVAC | Heating | ECM Motors on Furnaces | Data Center | Existing | CdaEgs330 | 0 | 0.13679 | 711 | 0 | GS | 15 | 1 | 1 | 1 | 1 | 1 | 1 | 1 | 1 | 1 | 1 | 1 | 1 | 42.66 | 0 | 313 | 0 | 0 | 0 | 1 | 0 | 0 | 1
330 | HVAC | Heating | ECM Motors on Furnaces | Data Center | New | CdaNgs330 | 0 | 0.13679 | 711 | 0 | GS | 15 | 1 | 1 | 1 | 1 | 1 | 1 | 1 | 1 | 1 | 1 | 1 | 1 | 42.66 | 0 | 313 | 0 | 0 | 0 | 1 | 0 | 0 | 1
330 | HVAC | Heating | ECM Motors on Furnaces | Grocery | Existing | CgrEgs330 | 0 | 0.52568 | 684 | 0 | GS | 15 | 1 | 1 | 1 | 1 | 1 | 1 | 1 | 1 | 1 | 1 | 1 | 1 | 41.04 | 0 | 313 | 0 | 0 | 0 | 1 | 0 | 0 | 1
330 | HVAC | Heating | ECM Motors on Furnaces | Grocery | New | CgrNgs330 | 0 | 0.52568 | 684 | 0 | GS | 15 | 1 | 1 | 1 | 1 | 1 | 1 | 1 | 1 | 1 | 1 | 1 | 1 | 41.04 | 0 | 313 | 0 | 0 | 0 | 1 | 0 | 0 | 1
330 | HVAC | Heating | ECM Motors on Furnaces | Healthcare | Existing | CheEgs330 | 0 | 0.11947 | 621 | 0 | GS | 15 | 1 | 1 | 1 | 1 | 1 | 1 | 1 | 1 | 1 | 1 | 1 | 1 | 37.26 | 0 | 313 | 0 | 0 | 0 | 1 | 0 | 0 | 1
330 | HVAC | Heating | ECM Motors on Furnaces | Healthcare | New | CheNgs330 | 0 | 0.11947 | 621 | 0 | GS | 15 | 1 | 1 | 1 | 1 | 1 | 1 | 1 | 1 | 1 | 1 | 1 | 1 | 37.26 | 0 | 313 | 0 | 0 | 0 | 1 | 0 | 0 | 1
330 | HVAC | Heating | ECM Motors on Furnaces | Hospitals | Existing | ChoEgs330 | 0 | 0.13679 | 711 | 0 | GS | 15 | 1 | 1 | 1 | 1 | 1 | 1 | 1 | 1 | 1 | 1 | 1 | 1 | 42.66 | 0 | 313 | 0 | 0 | 0 | 1 | 0 | 0 | 1
330 | HVAC | Heating | ECM Motors on Furnaces | Hospitals | New | ChoNgs330 | 0 | 0.13679 | 711 | 0 | GS | 15 | 1 | 1 | 1 | 1 | 1 | 1 | 1 | 1 | 1 | 1 | 1 | 1 | 42.66 | 0 | 313 | 0 | 0 | 0 | 1 | 0 | 0 | 1
330 | HVAC | Heating | ECM Motors on Furnaces | Institutional | Existing | CinEgs330 | 0 | 0.065797 | 342 | 0 | GS | 15 | 1 | 1 | 1 | 1 | 1 | 1 | 1 | 1 | 1 | 1 | 1 | 1 | 20.52 | 0 | 313 | 0 | 0 | 0 | 1 | 0 | 0 | 1
330 | HVAC | Heating | ECM Motors on Furnaces | Institutional | New | CinNgs330 | 0 | 0.065797 | 342 | 0 | GS | 15 | 1 | 1 | 1 | 1 | 1 | 1 | 1 | 1 | 1 | 1 | 1 | 1 | 20.52 | 0 | 313 | 0 | 0 | 0 | 1 | 0 | 0 | 1
330 | HVAC | Heating | ECM Motors on Furnaces | Lodging/Hospitality | Existing | CloEgs330 | 0 | 0.2727 | 414 | 0 | GS | 15 | 1 | 1 | 1 | 1 | 1 | 1 | 1 | 1 | 1 | 1 | 1 | 1 | 24.84 | 0 | 313 | 0 | 0 | 0 | 1 | 0 | 0 | 1
330 | HVAC | Heating | ECM Motors on Furnaces | Lodging/Hospitality | New | CloNgs330 | 0 | 0.2727 | 414 | 0 | GS | 15 | 1 | 1 | 1 | 1 | 1 | 1 | 1 | 1 | 1 | 1 | 1 | 1 | 24.84 | 0 | 313 | 0 | 0 | 0 | 1 | 0 | 0 | 1
330 | HVAC | Heating | ECM Motors on Furnaces | Miscellaneous | Existing | CmiEgs330 | 0 | 0.49208 | 216 | 0 | GS | 15 | 1 | 1 | 1 | 1 | 1 | 1 | 1 | 1 | 1 | 1 | 1 | 1 | 12.96 | 0 | 313 | 0 | 0 | 0 | 1 | 0 | 0 | 1
330 | HVAC | Heating | ECM Motors on Furnaces | Miscellaneous | New | CmiNgs330 | 0 | 0.49208 | 216 | 0 | GS | 15 | 1 | 1 | 1 | 1 | 1 | 1 | 1 | 1 | 1 | 1 | 1 | 1 | 12.96 | 0 | 313 | 0 | 0 | 0 | 1 | 0 | 0 | 1
330 | HVAC | Heating | ECM Motors on Furnaces | Offices | Existing | CofEgs330 | 0 | 0.53309 | 234 | 0 | GS | 15 | 1 | 1 | 1 | 1 | 1 | 1 | 1 | 1 | 1 | 1 | 1 | 1 | 14.04 | 0 | 313 | 0 | 0 | 0 | 1 | 0 | 0 | 1
330 | HVAC | Heating | ECM Motors on Furnaces | Offices | New | CofNgs330 | 0 | 0.53309 | 234 | 0 | GS | 15 | 1 | 1 | 1 | 1 | 1 | 1 | 1 | 1 | 1 | 1 | 1 | 1 | 14.04 | 0 | 313 | 0 | 0 | 0 | 1 | 0 | 0 | 1
330 | HVAC | Heating | ECM Motors on Furnaces | Restaurants | Existing | CreEgs330 | 0 | 1.1205 | 1458 | 0 | GS | 15 | 1 | 1 | 1 | 1 | 1 | 1 | 1 | 1 | 1 | 1 | 1 | 1 | 87.48 | 0 | 313 | 0 | 0 | 0 | 1 | 0 | 0 | 1
330 | HVAC | Heating | ECM Motors on Furnaces | Restaurants | New | CreNgs330 | 0 | 1.1205 | 1458 | 0 | GS | 15 | 1 | 1 | 1 | 1 | 1 | 1 | 1 | 1 | 1 | 1 | 1 | 1 | 87.48 | 0 | 313 | 0 | 0 | 0 | 1 | 0 | 0 | 1
330 | HVAC | Heating | ECM Motors on Furnaces | Retail | Existing | CrtEgs330 | 0 | 2.0913 | 918 | 0 | GS | 15 | 1 | 1 | 1 | 1 | 1 | 1 | 1 | 1 | 1 | 1 | 1 | 1 | 55.08 | 0 | 313 | 0 | 0 | 0 | 1 | 0 | 0 | 1
330 | HVAC | Heating | ECM Motors on Furnaces | Retail | New | CrtNgs330 | 0 | 2.0913 | 918 | 0 | GS | 15 | 1 | 1 | 1 | 1 | 1 | 1 | 1 | 1 | 1 | 1 | 1 | 1 | 55.08 | 0 | 313 | 0 | 0 | 0 | 1 | 0 | 0 | 1
330 | HVAC | Heating | ECM Motors on Furnaces | Schools K-12 | Existing | CscEgs330 | 0 | 1.9273 | 846 | 0 | GS | 15 | 1 | 1 | 1 | 1 | 1 | 1 | 1 | 1 | 1 | 1 | 1 | 1 | 50.76 | 0 | 313 | 0 | 0 | 0 | 1 | 0 | 0 | 1
330 | HVAC | Heating | ECM Motors on Furnaces | Schools K-12 | New | CscNgs330 | 0 | 1.9273 | 846 | 0 | GS | 15 | 1 | 1 | 1 | 1 | 1 | 1 | 1 | 1 | 1 | 1 | 1 | 1 | 50.76 | 0 | 313 | 0 | 0 | 0 | 1 | 0 | 0 | 1
330 | HVAC | Heating | ECM Motors on Furnaces | Warehouse | Existing | CwaEgs330 | 0 | 0.49208 | 216 | 0 | GS | 15 | 1 | 1 | 1 | 1 | 1 | 1 | 1 | 1 | 1 | 1 | 1 | 1 | 12.96 | 0 | 313 | 0 | 0 | 0 | 1 | 0 | 0 | 1
330 | HVAC | Heating | ECM Motors on Furnaces | Warehouse | New | CwaNgs330 | 0 | 0.49208 | 216 | 0 | GS | 15 | 1 | 1 | 1 | 1 | 1 | 1 | 1 | 1 | 1 | 1 | 1 | 1 | 12.96 | 0 | 313 | 0 | 0 | 0 | 1 | 0 | 0 | 1
331 | HVAC | Heating | Geothermal Heat Pump | Assembly | Turnover | CasTgs331 | 1 | 0.070769 | 3033.5084 | 0 | GS | 25 | 1 | 1 | 1 | 1 | 1 | 1 | 1 | 1 | 1 | 1 | 1 | 1 | 182.0105 | 0 | 216185.3657 | 0 | 0 | 0 | 1 | 0 | 0 | 1
331 | HVAC | Heating | Geothermal Heat Pump | Assembly | New | CasNgs331 | 1 | 0.070769 | 3033.5084 | 0 | GS | 25 | 1 | 1 | 1 | 1 | 1 | 1 | 1 | 1 | 1 | 1 | 1 | 1 | 182.0105 | 0 | 216185.3657 | 0 | 0 | 0 | 1 | 0 | 0 | 1
331 | HVAC | Heating | Geothermal Heat Pump | College and University | Turnover | CcoTgs331 | 1 | 0.0088491 | 4978.1294 | 0 | GS | 25 | 1 | 1 | 1 | 1 | 1 | 1 | 1 | 1 | 1 | 1 | 1 | 1 | 298.6878 | 0 | 320095.9609 | 0 | 0 | 0 | 1 | 0 | 0 | 1
331 | HVAC | Heating | Geothermal Heat Pump | College and University | New | CcoNgs331 | 1 | 0.0088491 | 4978.1294 | 0 | GS | 25 | 1 | 1 | 1 | 1 | 1 | 1 | 1 | 1 | 1 | 1 | 1 | 1 | 298.6878 | 0 | 320095.9609 | 0 | 0 | 0 | 1 | 0 | 0 | 1
331 | HVAC | Heating | Geothermal Heat Pump | Data Center | Turnover | CdaTgs331 | 1 | 0.0085462 | 4976.555 | 0 | GS | 25 | 1 | 1 | 1 | 1 | 1 | 1 | 1 | 1 | 1 | 1 | 1 | 1 | 298.5933 | 0 | 172230.9596 | 0 | 0 | 0 | 1 | 0 | 0 | 1
331 | HVAC | Heating | Geothermal Heat Pump | Data Center | New | CdaNgs331 | 1 | 0.0085462 | 4976.555 | 0 | GS | 25 | 1 | 1 | 1 | 1 | 1 | 1 | 1 | 1 | 1 | 1 | 1 | 1 | 298.5933 | 0 | 172230.9596 | 0 | 0 | 0 | 1 | 0 | 0 | 1
331 | HVAC | Heating | Geothermal Heat Pump | Grocery | Turnover | CgrTgs331 | 1 | 0.087606 | 3640.3446 | 0 | GS | 25 | 1 | 1 | 1 | 1 | 1 | 1 | 1 | 1 | 1 | 1 | 1 | 1 | 218.4207 | 0 | 459466.5579 | 0 | 0 | 0 | 1 | 0 | 0 | 1
331 | HVAC | Heating | Geothermal Heat Pump | Grocery | New | CgrNgs331 | 1 | 0.087606 | 3640.3446 | 0 | GS | 25 | 1 | 1 | 1 | 1 | 1 | 1 | 1 | 1 | 1 | 1 | 1 | 1 | 218.4207 | 0 | 459466.5579 | 0 | 0 | 0 | 1 | 0 | 0 | 1
331 | HVAC | Heating | Geothermal Heat Pump | Healthcare | Turnover | CheTgs331 | 1 | 0.0070719 | 4968.8918 | 0 | GS | 25 | 1 | 1 | 1 | 1 | 1 | 1 | 1 | 1 | 1 | 1 | 1 | 1 | 298.1335 | 0 | 163143.392 | 0 | 0 | 0 | 1 | 0 | 0 | 1
331 | HVAC | Heating | Geothermal Heat Pump | Healthcare | New | CheNgs331 | 1 | 0.0070719 | 4968.8918 | 0 | GS | 25 | 1 | 1 | 1 | 1 | 1 | 1 | 1 | 1 | 1 | 1 | 1 | 1 | 298.1335 | 0 | 163143.392 | 0 | 0 | 0 | 1 | 0 | 0 | 1
331 | HVAC | Heating | Geothermal Heat Pump | Hospitals | Turnover | ChoTgs331 | 1 | 0.0085462 | 4976.555 | 0 | GS | 25 | 1 | 1 | 1 | 1 | 1 | 1 | 1 | 1 | 1 | 1 | 1 | 1 | 298.5933 | 0 | 172230.9596 | 0 | 0 | 0 | 1 | 0 | 0 | 1
331 | HVAC | Heating | Geothermal Heat Pump | Hospitals | New | ChoNgs331 | 1 | 0.0085462 | 4976.555 | 0 | GS | 25 | 1 | 1 | 1 | 1 | 1 | 1 | 1 | 1 | 1 | 1 | 1 | 1 | 298.5933 | 0 | 172230.9596 | 0 | 0 | 0 | 1 | 0 | 0 | 1
331 | HVAC | Heating | Geothermal Heat Pump | Institutional | Turnover | CinTgs331 | 1 | 0.015678 | 5013.6244 | 0 | GS | 25 | 1 | 1 | 1 | 1 | 1 | 1 | 1 | 1 | 1 | 1 | 1 | 1 | 300.8175 | 0 | 656935.8961 | 0 | 0 | 0 | 1 | 0 | 0 | 1
331 | HVAC | Heating | Geothermal Heat Pump | Institutional | New | CinNgs331 | 1 | 0.015678 | 5013.6244 | 0 | GS | 25 | 1 | 1 | 1 | 1 | 1 | 1 | 1 | 1 | 1 | 1 | 1 | 1 | 300.8175 | 0 | 656935.8961 | 0 | 0 | 0 | 1 | 0 | 0 | 1
331 | HVAC | Heating | Geothermal Heat Pump | Lodging/Hospitality | Turnover | CloTgs331 | 1 | 0.022507 | 5255.8279 | 0 | GS | 25 | 1 | 1 | 1 | 1 | 1 | 1 | 1 | 1 | 1 | 1 | 1 | 1 | 315.3497 | 0 | 227528.0016 | 0 | 0 | 0 | 1 | 0 | 0 | 1
331 | HVAC | Heating | Geothermal Heat Pump | Lodging/Hospitality | New | CloNgs331 | 1 | 0.022507 | 5255.8279 | 0 | GS | 25 | 1 | 1 | 1 | 1 | 1 | 1 | 1 | 1 | 1 | 1 | 1 | 1 | 315.3497 | 0 | 227528.0016 | 0 | 0 | 0 | 1 | 0 | 0 | 1
331 | HVAC | Heating | Geothermal Heat Pump | Miscellaneous | Turnover | CmiTgs331 | 1 | 0.069008 | 3032.7353 | 0 | GS | 25 | 1 | 1 | 1 | 1 | 1 | 1 | 1 | 1 | 1 | 1 | 1 | 1 | 181.9641 | 0 | 386993.3528 | 0 | 0 | 0 | 1 | 0 | 0 | 1
331 | HVAC | Heating | Geothermal Heat Pump | Miscellaneous | New | CmiNgs331 | 1 | 0.069008 | 3032.7353 | 0 | GS | 25 | 1 | 1 | 1 | 1 | 1 | 1 | 1 | 1 | 1 | 1 | 1 | 1 | 181.9641 | 0 | 386993.3528 | 0 | 0 | 0 | 1 | 0 | 0 | 1
331 | HVAC | Heating | Geothermal Heat Pump | Offices | Turnover | CofTgs331 | 1 | 0.037127 | 3018.7408 | 0 | GS | 25 | 1 | 1 | 1 | 1 | 1 | 1 | 1 | 1 | 1 | 1 | 1 | 1 | 181.1244 | 0 | 192049.3222 | 0 | 0 | 0 | 1 | 0 | 0 | 1
331 | HVAC | Heating | Geothermal Heat Pump | Offices | New | CofNgs331 | 1 | 0.037127 | 3018.7408 | 0 | GS | 25 | 1 | 1 | 1 | 1 | 1 | 1 | 1 | 1 | 1 | 1 | 1 | 1 | 181.1244 | 0 | 192049.3222 | 0 | 0 | 0 | 1 | 0 | 0 | 1
331 | HVAC | Heating | Geothermal Heat Pump | Restaurants | Turnover | CreTgs331 | 1 | 0.063663 | 3609.19 | 0 | GS | 25 | 1 | 1 | 1 | 1 | 1 | 1 | 1 | 1 | 1 | 1 | 1 | 1 | 216.5514 | 0 | 156620.2832 | 0 | 0 | 0 | 1 | 0 | 0 | 1
331 | HVAC | Heating | Geothermal Heat Pump | Restaurants | New | CreNgs331 | 1 | 0.063663 | 3609.19 | 0 | GS | 25 | 1 | 1 | 1 | 1 | 1 | 1 | 1 | 1 | 1 | 1 | 1 | 1 | 216.5514 | 0 | 156620.2832 | 0 | 0 | 0 | 1 | 0 | 0 | 1
331 | HVAC | Heating | Geothermal Heat Pump | Retail | Turnover | CrtTgs331 | 1 | 0.12906 | 3059.0935 | 0 | GS | 25 | 1 | 1 | 1 | 1 | 1 | 1 | 1 | 1 | 1 | 1 | 1 | 1 | 183.5456 | 0 | 170144.2417 | 0 | 0 | 0 | 1 | 0 | 0 | 1
331 | HVAC | Heating | Geothermal Heat Pump | Retail | New | CrtNgs331 | 1 | 0.12906 | 3059.0935 | 0 | GS | 25 | 1 | 1 | 1 | 1 | 1 | 1 | 1 | 1 | 1 | 1 | 1 | 1 | 183.5456 | 0 | 170144.2417 | 0 | 0 | 0 | 1 | 0 | 0 | 1
331 | HVAC | Heating | Geothermal Heat Pump | Schools K-12 | Turnover | CscTgs331 | 1 | 0.13684 | 3062.5121 | 0 | GS | 25 | 1 | 1 | 1 | 1 | 1 | 1 | 1 | 1 | 1 | 1 | 1 | 1 | 183.7507 | 0 | 195707.0804 | 0 | 0 | 0 | 1 | 0 | 0 | 1
331 | HVAC | Heating | Geothermal Heat Pump | Schools K-12 | New | CscNgs331 | 1 | 0.13684 | 3062.5121 | 0 | GS | 25 | 1 | 1 | 1 | 1 | 1 | 1 | 1 | 1 | 1 | 1 | 1 | 1 | 183.7507 | 0 | 195707.0804 | 0 | 0 | 0 | 1 | 0 | 0 | 1
331 | HVAC | Heating | Geothermal Heat Pump | Warehouse | Turnover | CwaTgs331 | 1 | 0.15908 | 3072.2704 | 0 | GS | 25 | 1 | 1 | 1 | 1 | 1 | 1 | 1 | 1 | 1 | 1 | 1 | 1 | 184.3362 | 0 | 892081.8003 | 0 | 0 | 0 | 1 | 0 | 0 | 1
331 | HVAC | Heating | Geothermal Heat Pump | Warehouse | New | CwaNgs331 | 1 | 0.15908 | 3072.2704 | 0 | GS | 25 | 1 | 1 | 1 | 1 | 1 | 1 | 1 | 1 | 1 | 1 | 1 | 1 | 184.3362 | 0 | 892081.8003 | 0 | 0 | 0 | 1 | 0 | 0 | 1
332 | HVAC | Heating | Water source heat pump | Assembly | Turnover | CasTgs332 | 1 | 0.013491 | 3008.3658 | 0 | GS | 15 | 1 | 1 | 1 | 1 | 1 | 1 | 1 | 1 | 1 | 1 | 1 | 1 | 180.5019 | 0 | 931.6017 | 0 | 0 | 0 | 1 | 0 | 0 | 1
332 | HVAC | Heating | Water source heat pump | Assembly | New | CasNgs332 | 1 | 0.013491 | 3008.3658 | 0 | GS | 15 | 1 | 1 | 1 | 1 | 1 | 1 | 1 | 1 | 1 | 1 | 1 | 1 | 180.5019 | 0 | 931.6017 | 0 | 0 | 0 | 1 | 0 | 0 | 1
332 | HVAC | Heating | Water source heat pump | College and University | Turnover | CcoTgs332 | 1 | 0.0016869 | 4940.9021 | 0 | GS | 15 | 1 | 1 | 1 | 1 | 1 | 1 | 1 | 1 | 1 | 1 | 1 | 1 | 296.4541 | 0 | 1379.3995 | 0 | 0 | 0 | 1 | 0 | 0 | 1
332 | HVAC | Heating | Water source heat pump | College and University | New | CcoNgs332 | 1 | 0.0016869 | 4940.9021 | 0 | GS | 15 | 1 | 1 | 1 | 1 | 1 | 1 | 1 | 1 | 1 | 1 | 1 | 1 | 296.4541 | 0 | 1379.3995 | 0 | 0 | 0 | 1 | 0 | 0 | 1
332 | HVAC | Heating | Water source heat pump | Data Center | Turnover | CdaTgs332 | 1 | 0.0016249 | 4940.5799 | 0 | GS | 15 | 1 | 1 | 1 | 1 | 1 | 1 | 1 | 1 | 1 | 1 | 1 | 1 | 296.4348 | 0 | 742.1951 | 0 | 0 | 0 | 1 | 0 | 0 | 1
332 | HVAC | Heating | Water source heat pump | Data Center | New | CdaNgs332 | 1 | 0.0016249 | 4940.5799 | 0 | GS | 15 | 1 | 1 | 1 | 1 | 1 | 1 | 1 | 1 | 1 | 1 | 1 | 1 | 296.4348 | 0 | 742.1951 | 0 | 0 | 0 | 1 | 0 | 0 | 1
332 | HVAC | Heating | Water source heat pump | Grocery | Turnover | CgrTgs332 | 1 | 0.016656 | 3548.0263 | 0 | GS | 15 | 1 | 1 | 1 | 1 | 1 | 1 | 1 | 1 | 1 | 1 | 1 | 1 | 212.8816 | 0 | 1979.9597 | 0 | 0 | 0 | 1 | 0 | 0 | 1
332 | HVAC | Heating | Water source heat pump | Grocery | New | CgrNgs332 | 1 | 0.016656 | 3548.0263 | 0 | GS | 15 | 1 | 1 | 1 | 1 | 1 | 1 | 1 | 1 | 1 | 1 | 1 | 1 | 212.8816 | 0 | 1979.9597 | 0 | 0 | 0 | 1 | 0 | 0 | 1
332 | HVAC | Heating | Water source heat pump | Healthcare | Turnover | CheTgs332 | 1 | 0.0013463 | 4939.1315 | 0 | GS | 15 | 1 | 1 | 1 | 1 | 1 | 1 | 1 | 1 | 1 | 1 | 1 | 1 | 296.3479 | 0 | 703.0334 | 0 | 0 | 0 | 1 | 0 | 0 | 1
332 | HVAC | Heating | Water source heat pump | Healthcare | New | CheNgs332 | 1 | 0.0013463 | 4939.1315 | 0 | GS | 15 | 1 | 1 | 1 | 1 | 1 | 1 | 1 | 1 | 1 | 1 | 1 | 1 | 296.3479 | 0 | 703.0334 | 0 | 0 | 0 | 1 | 0 | 0 | 1
332 | HVAC | Heating | Water source heat pump | Hospitals | Turnover | ChoTgs332 | 1 | 0.0016249 | 4940.5799 | 0 | GS | 15 | 1 | 1 | 1 | 1 | 1 | 1 | 1 | 1 | 1 | 1 | 1 | 1 | 296.4348 | 0 | 742.1951 | 0 | 0 | 0 | 1 | 0 | 0 | 1
332 | HVAC | Heating | Water source heat pump | Hospitals | New | ChoNgs332 | 1 | 0.0016249 | 4940.5799 | 0 | GS | 15 | 1 | 1 | 1 | 1 | 1 | 1 | 1 | 1 | 1 | 1 | 1 | 1 | 296.4348 | 0 | 742.1951 | 0 | 0 | 0 | 1 | 0 | 0 | 1
332 | HVAC | Heating | Water source heat pump | Institutional | Turnover | CinTgs332 | 1 | 0.0029891 | 4947.6707 | 0 | GS | 15 | 1 | 1 | 1 | 1 | 1 | 1 | 1 | 1 | 1 | 1 | 1 | 1 | 296.8602 | 0 | 2830.877 | 0 | 0 | 0 | 1 | 0 | 0 | 1
332 | HVAC | Heating | Water source heat pump | Institutional | New | CinNgs332 | 1 | 0.0029891 | 4947.6707 | 0 | GS | 15 | 1 | 1 | 1 | 1 | 1 | 1 | 1 | 1 | 1 | 1 | 1 | 1 | 296.8602 | 0 | 2830.877 | 0 | 0 | 0 | 1 | 0 | 0 | 1
332 | HVAC | Heating | Water source heat pump | Lodging/Hospitality | Turnover | CloTgs332 | 1 | 0.0042856 | 5228.1656 | 0 | GS | 15 | 1 | 1 | 1 | 1 | 1 | 1 | 1 | 1 | 1 | 1 | 1 | 1 | 313.6899 | 0 | 980.4863 | 0 | 0 | 0 | 1 | 0 | 0 | 1
332 | HVAC | Heating | Water source heat pump | Lodging/Hospitality | New | CloNgs332 | 1 | 0.0042856 | 5228.1656 | 0 | GS | 15 | 1 | 1 | 1 | 1 | 1 | 1 | 1 | 1 | 1 | 1 | 1 | 1 | 313.6899 | 0 | 980.4863 | 0 | 0 | 0 | 1 | 0 | 0 | 1
332 | HVAC | Heating | Water source heat pump | Miscellaneous | Turnover | CmiTgs332 | 1 | 0.013194 | 3008.2356 | 0 | GS | 15 | 1 | 1 | 1 | 1 | 1 | 1 | 1 | 1 | 1 | 1 | 1 | 1 | 180.4941 | 0 | 1667.6797 | 0 | 0 | 0 | 1 | 0 | 0 | 1
332 | HVAC | Heating | Water source heat pump | Miscellaneous | New | CmiNgs332 | 1 | 0.013194 | 3008.2356 | 0 | GS | 15 | 1 | 1 | 1 | 1 | 1 | 1 | 1 | 1 | 1 | 1 | 1 | 1 | 180.4941 | 0 | 1667.6797 | 0 | 0 | 0 | 1 | 0 | 0 | 1
332 | HVAC | Heating | Water source heat pump | Offices | Turnover | CofTgs332 | 1 | 0.0070739 | 3005.5491 | 0 | GS | 15 | 1 | 1 | 1 | 1 | 1 | 1 | 1 | 1 | 1 | 1 | 1 | 1 | 180.3329 | 0 | 827.5967 | 0 | 0 | 0 | 1 | 0 | 0 | 1
332 | HVAC | Heating | Water source heat pump | Offices | New | CofNgs332 | 1 | 0.0070739 | 3005.5491 | 0 | GS | 15 | 1 | 1 | 1 | 1 | 1 | 1 | 1 | 1 | 1 | 1 | 1 | 1 | 180.3329 | 0 | 827.5967 | 0 | 0 | 0 | 1 | 0 | 0 | 1
332 | HVAC | Heating | Water source heat pump | Restaurants | Turnover | CreTgs332 | 1 | 0.012111 | 3542.1129 | 0 | GS | 15 | 1 | 1 | 1 | 1 | 1 | 1 | 1 | 1 | 1 | 1 | 1 | 1 | 212.5268 | 0 | 674.9254 | 0 | 0 | 0 | 1 | 0 | 0 | 1
332 | HVAC | Heating | Water source heat pump | Restaurants | New | CreNgs332 | 1 | 0.012111 | 3542.1129 | 0 | GS | 15 | 1 | 1 | 1 | 1 | 1 | 1 | 1 | 1 | 1 | 1 | 1 | 1 | 212.5268 | 0 | 674.9254 | 0 | 0 | 0 | 1 | 0 | 0 | 1
332 | HVAC | Heating | Water source heat pump | Retail | Turnover | CrtTgs332 | 1 | 0.02455 | 3013.2204 | 0 | GS | 15 | 1 | 1 | 1 | 1 | 1 | 1 | 1 | 1 | 1 | 1 | 1 | 1 | 180.7932 | 0 | 733.2073 | 0 | 0 | 0 | 1 | 0 | 0 | 1
332 | HVAC | Heating | Water source heat pump | Retail | New | CrtNgs332 | 1 | 0.02455 | 3013.2204 | 0 | GS | 15 | 1 | 1 | 1 | 1 | 1 | 1 | 1 | 1 | 1 | 1 | 1 | 1 | 180.7932 | 0 | 733.2073 | 0 | 0 | 0 | 1 | 0 | 0 | 1
332 | HVAC | Heating | Water source heat pump | Schools K-12 | Turnover | CscTgs332 | 1 | 0.026035 | 3013.872 | 0 | GS | 15 | 1 | 1 | 1 | 1 | 1 | 1 | 1 | 1 | 1 | 1 | 1 | 1 | 180.8323 | 0 | 843.3685 | 0 | 0 | 0 | 1 | 0 | 0 | 1
332 | HVAC | Heating | Water source heat pump | Schools K-12 | New | CscNgs332 | 1 | 0.026035 | 3013.872 | 0 | GS | 15 | 1 | 1 | 1 | 1 | 1 | 1 | 1 | 1 | 1 | 1 | 1 | 1 | 180.8323 | 0 | 843.3685 | 0 | 0 | 0 | 1 | 0 | 0 | 1
332 | HVAC | Heating | Water source heat pump | Warehouse | Turnover | CwaTgs332 | 1 | 0.030415 | 3015.7945 | 0 | GS | 15 | 1 | 1 | 1 | 1 | 1 | 1 | 1 | 1 | 1 | 1 | 1 | 1 | 180.9477 | 0 | 3844.244 | 0 | 0 | 0 | 1 | 0 | 0 | 1
332 | HVAC | Heating | Water source heat pump | Warehouse | New | CwaNgs332 | 1 | 0.030415 | 3015.7945 | 0 | GS | 15 | 1 | 1 | 1 | 1 | 1 | 1 | 1 | 1 | 1 | 1 | 1 | 1 | 180.9477 | 0 | 3844.244 | 0 | 0 | 0 | 1 | 0 | 0 | 1
333 | HVAC | Insulation | Commercial Duct Sealing | Assembly | Existing | CasEgs333 | 1 | 0.87101 | 3384.7769 | 0 | GS | 20 | 0.57723 | 0.60437 | 0.83705 | 1.097 | 1.2026 | 1.2026 | 1.289 | 1.2891 | 1.2453 | 1.1192 | 0.77553 | 0.85362 | 170.1974 | 0 | 1249.4567 | 0 | 0 | 0 | 1 | 0 | 0 | 1.0077
333 | HVAC | Insulation | Commercial Duct Sealing | Assembly | New | CasNgs333 | 1 | 0.87101 | 3384.7769 | 0 | GS | 20 | 0.57723 | 0.60437 | 0.83705 | 1.097 | 1.2026 | 1.2026 | 1.289 | 1.2891 | 1.2453 | 1.1192 | 0.77553 | 0.85362 | 170.1974 | 0 | 1249.4567 | 0 | 0 | 0 | 1 | 0 | 0 | 1.0077
333 | HVAC | Insulation | Commercial Duct Sealing | College and University | Existing | CcoEgs333 | 1 | 0.1474 | 5698.2917 | 0 | GS | 20 | 0.57723 | 0.60437 | 0.83705 | 1.097 | 1.2026 | 1.2026 | 1.289 | 1.2891 | 1.2453 | 1.1192 | 0.77553 | 0.85362 | 286.5283 | 0 | 7980.8039 | 0 | 0 | 0 | 1 | 0 | 0 | 1.0077
333 | HVAC | Insulation | Commercial Duct Sealing | College and University | New | CcoNgs333 | 1 | 0.1474 | 5698.2917 | 0 | GS | 20 | 0.57723 | 0.60437 | 0.83705 | 1.097 | 1.2026 | 1.2026 | 1.289 | 1.2891 | 1.2453 | 1.1192 | 0.77553 | 0.85362 | 286.5283 | 0 | 7980.8039 | 0 | 0 | 0 | 1 | 0 | 0 | 1.0077
333 | HVAC | Insulation | Commercial Duct Sealing | Data Center | Existing | CdaEgs333 | 1 | 0.22918 | 6123.3694 | 0 | GS | 20 | 0.57723 | 0.60437 | 0.83705 | 1.097 | 1.2026 | 1.2026 | 1.289 | 1.2891 | 1.2453 | 1.1192 | 0.77553 | 0.85362 | 307.9026 | 0 | 6966.2904 | 0 | 0 | 0 | 1 | 0 | 0 | 1.0077
333 | HVAC | Insulation | Commercial Duct Sealing | Data Center | New | CdaNgs333 | 1 | 0.22918 | 6123.3694 | 0 | GS | 20 | 0.57723 | 0.60437 | 0.83705 | 1.097 | 1.2026 | 1.2026 | 1.289 | 1.2891 | 1.2453 | 1.1192 | 0.77553 | 0.85362 | 307.9026 | 0 | 6966.2904 | 0 | 0 | 0 | 1 | 0 | 0 | 1.0077
333 | HVAC | Insulation | Commercial Duct Sealing | Grocery | Existing | CgrEgs333 | 1 | 1.8423 | 5923.5406 | 0 | GS | 20 | 0.57723 | 0.60437 | 0.83705 | 1.097 | 1.2026 | 1.2026 | 1.289 | 1.2891 | 1.2453 | 1.1192 | 0.77553 | 0.85362 | 297.8546 | 0 | 3085.1834 | 0 | 0 | 0 | 1 | 0 | 0 | 1.0077
333 | HVAC | Insulation | Commercial Duct Sealing | Grocery | New | CgrNgs333 | 1 | 1.8423 | 5923.5406 | 0 | GS | 20 | 0.57723 | 0.60437 | 0.83705 | 1.097 | 1.2026 | 1.2026 | 1.289 | 1.2891 | 1.2453 | 1.1192 | 0.77553 | 0.85362 | 297.8546 | 0 | 3085.1834 | 0 | 0 | 0 | 1 | 0 | 0 | 1.0077
333 | HVAC | Insulation | Commercial Duct Sealing | Healthcare | Existing | CheEgs333 | 1 | 0.48089 | 7431.685 | 0 | GS | 20 | 0.57723 | 0.60437 | 0.83705 | 1.097 | 1.2026 | 1.2026 | 1.289 | 1.2891 | 1.2453 | 1.1192 | 0.77553 | 0.85362 | 373.6889 | 0 | 7439.1194 | 0 | 0 | 0 | 1 | 0 | 0 | 1.0077
333 | HVAC | Insulation | Commercial Duct Sealing | Healthcare | New | CheNgs333 | 1 | 0.48089 | 7431.685 | 0 | GS | 20 | 0.57723 | 0.60437 | 0.83705 | 1.097 | 1.2026 | 1.2026 | 1.289 | 1.2891 | 1.2453 | 1.1192 | 0.77553 | 0.85362 | 373.6889 | 0 | 7439.1194 | 0 | 0 | 0 | 1 | 0 | 0 | 1.0077
333 | HVAC | Insulation | Commercial Duct Sealing | Hospitals | Existing | ChoEgs333 | 1 | 0.11198 | 5514.1558 | 0 | GS | 20 | 0.57723 | 0.60437 | 0.83705 | 1.097 | 1.2026 | 1.2026 | 1.289 | 1.2891 | 1.2453 | 1.1192 | 0.77553 | 0.85362 | 277.2694 | 0 | 1672.4767 | 0 | 0 | 0 | 1 | 0 | 0 | 1.0077
333 | HVAC | Insulation | Commercial Duct Sealing | Hospitals | New | ChoNgs333 | 1 | 0.11198 | 5514.1558 | 0 | GS | 20 | 0.57723 | 0.60437 | 0.83705 | 1.097 | 1.2026 | 1.2026 | 1.289 | 1.2891 | 1.2453 | 1.1192 | 0.77553 | 0.85362 | 277.2694 | 0 | 1672.4767 | 0 | 0 | 0 | 1 | 0 | 0 | 1.0077
333 | HVAC | Insulation | Commercial Duct Sealing | Institutional | Existing | CinEgs333 | 1 | 0.28275 | 6401.8151 | 0 | GS | 20 | 0.57723 | 0.60437 | 0.83705 | 1.097 | 1.2026 | 1.2026 | 1.289 | 1.2891 | 1.2453 | 1.1192 | 0.77553 | 0.85362 | 321.9038 | 0 | 8303.2691 | 0 | 0 | 0 | 1 | 0 | 0 | 1.0077
333 | HVAC | Insulation | Commercial Duct Sealing | Institutional | New | CinNgs333 | 1 | 0.28275 | 6401.8151 | 0 | GS | 20 | 0.57723 | 0.60437 | 0.83705 | 1.097 | 1.2026 | 1.2026 | 1.289 | 1.2891 | 1.2453 | 1.1192 | 0.77553 | 0.85362 | 321.9038 | 0 | 8303.2691 | 0 | 0 | 0 | 1 | 0 | 0 | 1.0077
333 | HVAC | Insulation | Commercial Duct Sealing | Lodging/Hospitality | Existing | CloEgs333 | 1 | 0.39458 | 5820.682 | 0 | GS | 20 | 0.57723 | 0.60437 | 0.83705 | 1.097 | 1.2026 | 1.2026 | 1.289 | 1.2891 | 1.2453 | 1.1192 | 0.77553 | 0.85362 | 292.6825 | 0 | 3767.4312 | 0 | 0 | 0 | 1 | 0 | 0 | 1.0077
333 | HVAC | Insulation | Commercial Duct Sealing | Lodging/Hospitality | New | CloNgs333 | 1 | 0.39458 | 5820.682 | 0 | GS | 20 | 0.57723 | 0.60437 | 0.83705 | 1.097 | 1.2026 | 1.2026 | 1.289 | 1.2891 | 1.2453 | 1.1192 | 0.77553 | 0.85362 | 292.6825 | 0 | 3767.4312 | 0 | 0 | 0 | 1 | 0 | 0 | 1.0077
333 | HVAC | Insulation | Commercial Duct Sealing | Miscellaneous | Existing | CmiEgs333 | 1 | 3.8346 | 4685.6307 | 0 | GS | 20 | 0.57723 | 0.60437 | 0.83705 | 1.097 | 1.2026 | 1.2026 | 1.289 | 1.2891 | 1.2453 | 1.1192 | 0.77553 | 0.85362 | 235.6085 | 0 | 7581.9321 | 0 | 0 | 0 | 1 | 0 | 0 | 1.0077
333 | HVAC | Insulation | Commercial Duct Sealing | Miscellaneous | New | CmiNgs333 | 1 | 3.8346 | 4685.6307 | 0 | GS | 20 | 0.57723 | 0.60437 | 0.83705 | 1.097 | 1.2026 | 1.2026 | 1.289 | 1.2891 | 1.2453 | 1.1192 | 0.77553 | 0.85362 | 235.6085 | 0 | 7581.9321 | 0 | 0 | 0 | 1 | 0 | 0 | 1.0077
333 | HVAC | Insulation | Commercial Duct Sealing | Offices | Existing | CofEgs333 | 1 | 3.4736 | 4527.1974 | 0 | GS | 20 | 0.57723 | 0.60437 | 0.83705 | 1.097 | 1.2026 | 1.2026 | 1.289 | 1.2891 | 1.2453 | 1.1192 | 0.77553 | 0.85362 | 227.642 | 0 | 3137.3487 | 0 | 0 | 0 | 1 | 0 | 0 | 1.0077
333 | HVAC | Insulation | Commercial Duct Sealing | Offices | New | CofNgs333 | 1 | 3.4736 | 4527.1974 | 0 | GS | 20 | 0.57723 | 0.60437 | 0.83705 | 1.097 | 1.2026 | 1.2026 | 1.289 | 1.2891 | 1.2453 | 1.1192 | 0.77553 | 0.85362 | 227.642 | 0 | 3137.3487 | 0 | 0 | 0 | 1 | 0 | 0 | 1.0077
333 | HVAC | Insulation | Commercial Duct Sealing | Restaurants | Existing | CreEgs333 | 1 | 0.98981 | 4814.2708 | 0 | GS | 20 | 0.57723 | 0.60437 | 0.83705 | 1.097 | 1.2026 | 1.2026 | 1.289 | 1.2891 | 1.2453 | 1.1192 | 0.77553 | 0.85362 | 242.0769 | 0 | 1209.3113 | 0 | 0 | 0 | 1 | 0 | 0 | 1.0077
333 | HVAC | Insulation | Commercial Duct Sealing | Restaurants | New | CreNgs333 | 1 | 0.98981 | 4814.2708 | 0 | GS | 20 | 0.57723 | 0.60437 | 0.83705 | 1.097 | 1.2026 | 1.2026 | 1.289 | 1.2891 | 1.2453 | 1.1192 | 0.77553 | 0.85362 | 242.0769 | 0 | 1209.3113 | 0 | 0 | 0 | 1 | 0 | 0 | 1.0077
333 | HVAC | Insulation | Commercial Duct Sealing | Retail | Existing | CrtEgs333 | 1 | 2.4285 | 4068.4587 | 0 | GS | 20 | 0.57723 | 0.60437 | 0.83705 | 1.097 | 1.2026 | 1.2026 | 1.289 | 1.2891 | 1.2453 | 1.1192 | 0.77553 | 0.85362 | 204.5751 | 0 | 3259.9809 | 0 | 0 | 0 | 1 | 0 | 0 | 1.0077
333 | HVAC | Insulation | Commercial Duct Sealing | Retail | New | CrtNgs333 | 1 | 2.4285 | 4068.4587 | 0 | GS | 20 | 0.57723 | 0.60437 | 0.83705 | 1.097 | 1.2026 | 1.2026 | 1.289 | 1.2891 | 1.2453 | 1.1192 | 0.77553 | 0.85362 | 204.5751 | 0 | 3259.9809 | 0 | 0 | 0 | 1 | 0 | 0 | 1.0077
333 | HVAC | Insulation | Commercial Duct Sealing | Schools K-12 | Existing | CscEgs333 | 1 | 2.1296 | 3937.2259 | 0 | GS | 20 | 0.57723 | 0.60437 | 0.83705 | 1.097 | 1.2026 | 1.2026 | 1.289 | 1.2891 | 1.2453 | 1.1192 | 0.77553 | 0.85362 | 197.9763 | 0 | 2063.5352 | 0 | 0 | 0 | 1 | 0 | 0 | 1.0077
333 | HVAC | Insulation | Commercial Duct Sealing | Schools K-12 | New | CscNgs333 | 1 | 2.1296 | 3937.2259 | 0 | GS | 20 | 0.57723 | 0.60437 | 0.83705 | 1.097 | 1.2026 | 1.2026 | 1.289 | 1.2891 | 1.2453 | 1.1192 | 0.77553 | 0.85362 | 197.9763 | 0 | 2063.5352 | 0 | 0 | 0 | 1 | 0 | 0 | 1.0077
333 | HVAC | Insulation | Commercial Duct Sealing | Warehouse | Existing | CwaEgs333 | 1 | 3.0012 | 4319.836 | 0 | GS | 20 | 0.57723 | 0.60437 | 0.83705 | 1.097 | 1.2026 | 1.2026 | 1.289 | 1.2891 | 1.2453 | 1.1192 | 0.77553 | 0.85362 | 217.2152 | 0 | 10212.3735 | 0 | 0 | 0 | 1 | 0 | 0 | 1.0077
333 | HVAC | Insulation | Commercial Duct Sealing | Warehouse | New | CwaNgs333 | 1 | 3.0012 | 4319.836 | 0 | GS | 20 | 0.57723 | 0.60437 | 0.83705 | 1.097 | 1.2026 | 1.2026 | 1.289 | 1.2891 | 1.2453 | 1.1192 | 0.77553 | 0.85362 | 217.2152 | 0 | 10212.3735 | 0 | 0 | 0 | 1 | 0 | 0 | 1.0077
334 | HVAC | Insulation | Duct Insulation | Assembly | Existing | CasEgs334 | 1 | 0.871 | 3384.7724 | 0 | GS | 20 | 1 | 1 | 1 | 1 | 1 | 1 | 1 | 1 | 1 | 1 | 1 | 1 | 170.1972 | 0 | 27737.9011 | 0 | 0 | 0 | 1 | 0 | 0 | 1
334 | HVAC | Insulation | Duct Insulation | Assembly | New | CasNgs334 | 1 | 0.871 | 3384.7724 | 0 | GS | 20 | 1 | 1 | 1 | 1 | 1 | 1 | 1 | 1 | 1 | 1 | 1 | 1 | 170.1972 | 0 | 27737.9011 | 0 | 0 | 0 | 1 | 0 | 0 | 1
334 | HVAC | Insulation | Duct Insulation | College and University | Existing | CcoEgs334 | 1 | 0.1474 | 5698.2715 | 0 | GS | 20 | 1 | 1 | 1 | 1 | 1 | 1 | 1 | 1 | 1 | 1 | 1 | 1 | 286.5273 | 0 | 177172.964 | 0 | 0 | 0 | 1 | 0 | 0 | 1
334 | HVAC | Insulation | Duct Insulation | College and University | New | CcoNgs334 | 1 | 0.1474 | 5698.2715 | 0 | GS | 20 | 1 | 1 | 1 | 1 | 1 | 1 | 1 | 1 | 1 | 1 | 1 | 1 | 286.5273 | 0 | 177172.964 | 0 | 0 | 0 | 1 | 0 | 0 | 1
334 | HVAC | Insulation | Duct Insulation | Data Center | Existing | CdaEgs334 | 1 | 0.22918 | 6123.3669 | 0 | GS | 20 | 1 | 1 | 1 | 1 | 1 | 1 | 1 | 1 | 1 | 1 | 1 | 1 | 307.9025 | 0 | 154651.5414 | 0 | 0 | 0 | 1 | 0 | 0 | 1
334 | HVAC | Insulation | Duct Insulation | Data Center | New | CdaNgs334 | 1 | 0.22918 | 6123.3669 | 0 | GS | 20 | 1 | 1 | 1 | 1 | 1 | 1 | 1 | 1 | 1 | 1 | 1 | 1 | 307.9025 | 0 | 154651.5414 | 0 | 0 | 0 | 1 | 0 | 0 | 1
334 | HVAC | Insulation | Duct Insulation | Grocery | Existing | CgrEgs334 | 1 | 1.8423 | 5923.4826 | 0 | GS | 20 | 1 | 1 | 1 | 1 | 1 | 1 | 1 | 1 | 1 | 1 | 1 | 1 | 297.8517 | 0 | 68491.0713 | 0 | 0 | 0 | 1 | 0 | 0 | 1
334 | HVAC | Insulation | Duct Insulation | Grocery | New | CgrNgs334 | 1 | 1.8423 | 5923.4826 | 0 | GS | 20 | 1 | 1 | 1 | 1 | 1 | 1 | 1 | 1 | 1 | 1 | 1 | 1 | 297.8517 | 0 | 68491.0713 | 0 | 0 | 0 | 1 | 0 | 0 | 1
334 | HVAC | Insulation | Duct Insulation | Healthcare | Existing | CheEgs334 | 1 | 0.48088 | 7431.6265 | 0 | GS | 20 | 1 | 1 | 1 | 1 | 1 | 1 | 1 | 1 | 1 | 1 | 1 | 1 | 373.686 | 0 | 165148.4514 | 0 | 0 | 0 | 1 | 0 | 0 | 1
334 | HVAC | Insulation | Duct Insulation | Healthcare | New | CheNgs334 | 1 | 0.48088 | 7431.6265 | 0 | GS | 20 | 1 | 1 | 1 | 1 | 1 | 1 | 1 | 1 | 1 | 1 | 1 | 1 | 373.686 | 0 | 165148.4514 | 0 | 0 | 0 | 1 | 0 | 0 | 1
334 | HVAC | Insulation | Duct Insulation | Hospitals | Existing | ChoEgs334 | 1 | 0.11198 | 5514.1561 | 0 | GS | 20 | 1 | 1 | 1 | 1 | 1 | 1 | 1 | 1 | 1 | 1 | 1 | 1 | 277.2694 | 0 | 37128.9869 | 0 | 0 | 0 | 1 | 0 | 0 | 1
334 | HVAC | Insulation | Duct Insulation | Hospitals | New | ChoNgs334 | 1 | 0.11198 | 5514.1561 | 0 | GS | 20 | 1 | 1 | 1 | 1 | 1 | 1 | 1 | 1 | 1 | 1 | 1 | 1 | 277.2694 | 0 | 37128.9869 | 0 | 0 | 0 | 1 | 0 | 0 | 1
334 | HVAC | Insulation | Duct Insulation | Institutional | Existing | CinEgs334 | 1 | 0.28276 | 6401.8485 | 0 | GS | 20 | 1 | 1 | 1 | 1 | 1 | 1 | 1 | 1 | 1 | 1 | 1 | 1 | 321.9054 | 0 | 184332.5737 | 0 | 0 | 0 | 1 | 0 | 0 | 1
334 | HVAC | Insulation | Duct Insulation | Institutional | New | CinNgs334 | 1 | 0.28276 | 6401.8485 | 0 | GS | 20 | 1 | 1 | 1 | 1 | 1 | 1 | 1 | 1 | 1 | 1 | 1 | 1 | 321.9054 | 0 | 184332.5737 | 0 | 0 | 0 | 1 | 0 | 0 | 1
334 | HVAC | Insulation | Duct Insulation | Lodging/Hospitality | Existing | CloEgs334 | 1 | 0.39458 | 5820.6815 | 0 | GS | 20 | 1 | 1 | 1 | 1 | 1 | 1 | 1 | 1 | 1 | 1 | 1 | 1 | 292.6825 | 0 | 83636.9028 | 0 | 0 | 0 | 1 | 0 | 0 | 1
334 | HVAC | Insulation | Duct Insulation | Lodging/Hospitality | New | CloNgs334 | 1 | 0.39458 | 5820.6815 | 0 | GS | 20 | 1 | 1 | 1 | 1 | 1 | 1 | 1 | 1 | 1 | 1 | 1 | 1 | 292.6825 | 0 | 83636.9028 | 0 | 0 | 0 | 1 | 0 | 0 | 1
334 | HVAC | Insulation | Duct Insulation | Miscellaneous | Existing | CmiEgs334 | 1 | 3.8345 | 4685.6226 | 0 | GS | 20 | 1 | 1 | 1 | 1 | 1 | 1 | 1 | 1 | 1 | 1 | 1 | 1 | 235.6081 | 0 | 168319.2069 | 0 | 0 | 0 | 1 | 0 | 0 | 1
334 | HVAC | Insulation | Duct Insulation | Miscellaneous | New | CmiNgs334 | 1 | 3.8345 | 4685.6226 | 0 | GS | 20 | 1 | 1 | 1 | 1 | 1 | 1 | 1 | 1 | 1 | 1 | 1 | 1 | 235.6081 | 0 | 168319.2069 | 0 | 0 | 0 | 1 | 0 | 0 | 1
334 | HVAC | Insulation | Duct Insulation | Offices | Existing | CofEgs334 | 1 | 3.4736 | 4527.2041 | 0 | GS | 20 | 1 | 1 | 1 | 1 | 1 | 1 | 1 | 1 | 1 | 1 | 1 | 1 | 227.6423 | 0 | 69649.2448 | 0 | 0 | 0 | 1 | 0 | 0 | 1
334 | HVAC | Insulation | Duct Insulation | Offices | New | CofNgs334 | 1 | 3.4736 | 4527.2041 | 0 | GS | 20 | 1 | 1 | 1 | 1 | 1 | 1 | 1 | 1 | 1 | 1 | 1 | 1 | 227.6423 | 0 | 69649.2448 | 0 | 0 | 0 | 1 | 0 | 0 | 1
334 | HVAC | Insulation | Duct Insulation | Restaurants | Existing | CreEgs334 | 1 | 0.98981 | 4814.2663 | 0 | GS | 20 | 1 | 1 | 1 | 1 | 1 | 1 | 1 | 1 | 1 | 1 | 1 | 1 | 242.0767 | 0 | 26846.6188 | 0 | 0 | 0 | 1 | 0 | 0 | 1
334 | HVAC | Insulation | Duct Insulation | Restaurants | New | CreNgs334 | 1 | 0.98981 | 4814.2663 | 0 | GS | 20 | 1 | 1 | 1 | 1 | 1 | 1 | 1 | 1 | 1 | 1 | 1 | 1 | 242.0767 | 0 | 26846.6188 | 0 | 0 | 0 | 1 | 0 | 0 | 1
334 | HVAC | Insulation | Duct Insulation | Retail | Existing | CrtEgs334 | 1 | 2.4285 | 4068.454 | 0 | GS | 20 | 1 | 1 | 1 | 1 | 1 | 1 | 1 | 1 | 1 | 1 | 1 | 1 | 204.5749 | 0 | 72371.4928 | 0 | 0 | 0 | 1 | 0 | 0 | 1
334 | HVAC | Insulation | Duct Insulation | Retail | New | CrtNgs334 | 1 | 2.4285 | 4068.454 | 0 | GS | 20 | 1 | 1 | 1 | 1 | 1 | 1 | 1 | 1 | 1 | 1 | 1 | 1 | 204.5749 | 0 | 72371.4928 | 0 | 0 | 0 | 1 | 0 | 0 | 1
334 | HVAC | Insulation | Duct Insulation | Schools K-12 | Existing | CscEgs334 | 1 | 2.1296 | 3937.2223 | 0 | GS | 20 | 1 | 1 | 1 | 1 | 1 | 1 | 1 | 1 | 1 | 1 | 1 | 1 | 197.9761 | 0 | 45810.4571 | 0 | 0 | 0 | 1 | 0 | 0 | 1
334 | HVAC | Insulation | Duct Insulation | Schools K-12 | New | CscNgs334 | 1 | 2.1296 | 3937.2223 | 0 | GS | 20 | 1 | 1 | 1 | 1 | 1 | 1 | 1 | 1 | 1 | 1 | 1 | 1 | 197.9761 | 0 | 45810.4571 | 0 | 0 | 0 | 1 | 0 | 0 | 1
334 | HVAC | Insulation | Duct Insulation | Warehouse | Existing | CwaEgs334 | 1 | 3.0013 | 4319.8618 | 0 | GS | 20 | 1 | 1 | 1 | 1 | 1 | 1 | 1 | 1 | 1 | 1 | 1 | 1 | 217.2165 | 0 | 226714.6918 | 0 | 0 | 0 | 1 | 0 | 0 | 1
334 | HVAC | Insulation | Duct Insulation | Warehouse | New | CwaNgs334 | 1 | 3.0013 | 4319.8618 | 0 | GS | 20 | 1 | 1 | 1 | 1 | 1 | 1 | 1 | 1 | 1 | 1 | 1 | 1 | 217.2165 | 0 | 226714.6918 | 0 | 0 | 0 | 1 | 0 | 0 | 1
335 | HVAC | Insulation | Thermal Energy Storage | Assembly | Existing | CasEgs335 | 1 | 0 | -309.2 | 0 | GS | 30 | 0.57723 | 0.60437 | 0.83705 | 1.097 | 1.2026 | 1.2026 | 1.289 | 1.2891 | 1.2453 | 1.1192 | 0.77553 | 0.85362 | 15.5476 | 0 | 2781.66 | 0 | 0 | 0 | 1 | 0 | 0 | 1.0077
335 | HVAC | Insulation | Thermal Energy Storage | Assembly | New | CasNgs335 | 1 | 0 | -309.2 | 0 | GS | 30 | 0.57723 | 0.60437 | 0.83705 | 1.097 | 1.2026 | 1.2026 | 1.289 | 1.2891 | 1.2453 | 1.1192 | 0.77553 | 0.85362 | 15.5476 | 0 | 2781.66 | 0 | 0 | 0 | 1 | 0 | 0 | 1.0077
335 | HVAC | Insulation | Thermal Energy Storage | College and University | Existing | CcoEgs335 | 1 | 0 | -309.2 | 0 | GS | 30 | 0.57723 | 0.60437 | 0.83705 | 1.097 | 1.2026 | 1.2026 | 1.289 | 1.2891 | 1.2453 | 1.1192 | 0.77553 | 0.85362 | 15.5476 | 0 | 2781.66 | 0 | 0 | 0 | 1 | 0 | 0 | 1.0077
335 | HVAC | Insulation | Thermal Energy Storage | College and University | New | CcoNgs335 | 1 | 0 | -309.2 | 0 | GS | 30 | 0.57723 | 0.60437 | 0.83705 | 1.097 | 1.2026 | 1.2026 | 1.289 | 1.2891 | 1.2453 | 1.1192 | 0.77553 | 0.85362 | 15.5476 | 0 | 2781.66 | 0 | 0 | 0 | 1 | 0 | 0 | 1.0077
335 | HVAC | Insulation | Thermal Energy Storage | Data Center | Existing | CdaEgs335 | 1 | 0 | -309.2 | 0 | GS | 30 | 0.57723 | 0.60437 | 0.83705 | 1.097 | 1.2026 | 1.2026 | 1.289 | 1.2891 | 1.2453 | 1.1192 | 0.77553 | 0.85362 | 15.5476 | 0 | 2781.66 | 0 | 0 | 0 | 1 | 0 | 0 | 1.0077
335 | HVAC | Insulation | Thermal Energy Storage | Data Center | New | CdaNgs335 | 1 | 0 | -309.2 | 0 | GS | 30 | 0.57723 | 0.60437 | 0.83705 | 1.097 | 1.2026 | 1.2026 | 1.289 | 1.2891 | 1.2453 | 1.1192 | 0.77553 | 0.85362 | 15.5476 | 0 | 2781.66 | 0 | 0 | 0 | 1 | 0 | 0 | 1.0077
335 | HVAC | Insulation | Thermal Energy Storage | Grocery | Existing | CgrEgs335 | 1 | 0 | -309.2 | 0 | GS | 30 | 0.57723 | 0.60437 | 0.83705 | 1.097 | 1.2026 | 1.2026 | 1.289 | 1.2891 | 1.2453 | 1.1192 | 0.77553 | 0.85362 | 15.5476 | 0 | 2781.66 | 0 | 0 | 0 | 1 | 0 | 0 | 1.0077
335 | HVAC | Insulation | Thermal Energy Storage | Grocery | New | CgrNgs335 | 1 | 0 | -309.2 | 0 | GS | 30 | 0.57723 | 0.60437 | 0.83705 | 1.097 | 1.2026 | 1.2026 | 1.289 | 1.2891 | 1.2453 | 1.1192 | 0.77553 | 0.85362 | 15.5476 | 0 | 2781.66 | 0 | 0 | 0 | 1 | 0 | 0 | 1.0077
335 | HVAC | Insulation | Thermal Energy Storage | Healthcare | Existing | CheEgs335 | 1 | 0 | -309.2 | 0 | GS | 30 | 0.57723 | 0.60437 | 0.83705 | 1.097 | 1.2026 | 1.2026 | 1.289 | 1.2891 | 1.2453 | 1.1192 | 0.77553 | 0.85362 | 15.5476 | 0 | 2781.66 | 0 | 0 | 0 | 1 | 0 | 0 | 1.0077
335 | HVAC | Insulation | Thermal Energy Storage | Healthcare | New | CheNgs335 | 1 | 0 | -309.2 | 0 | GS | 30 | 0.57723 | 0.60437 | 0.83705 | 1.097 | 1.2026 | 1.2026 | 1.289 | 1.2891 | 1.2453 | 1.1192 | 0.77553 | 0.85362 | 15.5476 | 0 | 2781.66 | 0 | 0 | 0 | 1 | 0 | 0 | 1.0077
335 | HVAC | Insulation | Thermal Energy Storage | Hospitals | Existing | ChoEgs335 | 1 | 0 | -309.2 | 0 | GS | 30 | 0.57723 | 0.60437 | 0.83705 | 1.097 | 1.2026 | 1.2026 | 1.289 | 1.2891 | 1.2453 | 1.1192 | 0.77553 | 0.85362 | 15.5476 | 0 | 2781.66 | 0 | 0 | 0 | 1 | 0 | 0 | 1.0077
335 | HVAC | Insulation | Thermal Energy Storage | Hospitals | New | ChoNgs335 | 1 | 0 | -309.2 | 0 | GS | 30 | 0.57723 | 0.60437 | 0.83705 | 1.097 | 1.2026 | 1.2026 | 1.289 | 1.2891 | 1.2453 | 1.1192 | 0.77553 | 0.85362 | 15.5476 | 0 | 2781.66 | 0 | 0 | 0 | 1 | 0 | 0 | 1.0077
335 | HVAC | Insulation | Thermal Energy Storage | Institutional | Existing | CinEgs335 | 1 | 0 | -309.2 | 0 | GS | 30 | 0.57723 | 0.60437 | 0.83705 | 1.097 | 1.2026 | 1.2026 | 1.289 | 1.2891 | 1.2453 | 1.1192 | 0.77553 | 0.85362 | 15.5476 | 0 | 2781.66 | 0 | 0 | 0 | 1 | 0 | 0 | 1.0077
335 | HVAC | Insulation | Thermal Energy Storage | Institutional | New | CinNgs335 | 1 | 0 | -309.2 | 0 | GS | 30 | 0.57723 | 0.60437 | 0.83705 | 1.097 | 1.2026 | 1.2026 | 1.289 | 1.2891 | 1.2453 | 1.1192 | 0.77553 | 0.85362 | 15.5476 | 0 | 2781.66 | 0 | 0 | 0 | 1 | 0 | 0 | 1.0077
335 | HVAC | Insulation | Thermal Energy Storage | Lodging/Hospitality | Existing | CloEgs335 | 1 | 0 | -309.2 | 0 | GS | 30 | 0.57723 | 0.60437 | 0.83705 | 1.097 | 1.2026 | 1.2026 | 1.289 | 1.2891 | 1.2453 | 1.1192 | 0.77553 | 0.85362 | 15.5476 | 0 | 2781.66 | 0 | 0 | 0 | 1 | 0 | 0 | 1.0077
335 | HVAC | Insulation | Thermal Energy Storage | Lodging/Hospitality | New | CloNgs335 | 1 | 0 | -309.2 | 0 | GS | 30 | 0.57723 | 0.60437 | 0.83705 | 1.097 | 1.2026 | 1.2026 | 1.289 | 1.2891 | 1.2453 | 1.1192 | 0.77553 | 0.85362 | 15.5476 | 0 | 2781.66 | 0 | 0 | 0 | 1 | 0 | 0 | 1.0077
335 | HVAC | Insulation | Thermal Energy Storage | Miscellaneous | Existing | CmiEgs335 | 1 | 0 | -309.2 | 0 | GS | 30 | 0.57723 | 0.60437 | 0.83705 | 1.097 | 1.2026 | 1.2026 | 1.289 | 1.2891 | 1.2453 | 1.1192 | 0.77553 | 0.85362 | 15.5476 | 0 | 2781.66 | 0 | 0 | 0 | 1 | 0 | 0 | 1.0077
335 | HVAC | Insulation | Thermal Energy Storage | Miscellaneous | New | CmiNgs335 | 1 | 0 | -309.2 | 0 | GS | 30 | 0.57723 | 0.60437 | 0.83705 | 1.097 | 1.2026 | 1.2026 | 1.289 | 1.2891 | 1.2453 | 1.1192 | 0.77553 | 0.85362 | 15.5476 | 0 | 2781.66 | 0 | 0 | 0 | 1 | 0 | 0 | 1.0077
335 | HVAC | Insulation | Thermal Energy Storage | Offices | Existing | CofEgs335 | 1 | 0 | -309.2 | 0 | GS | 30 | 0.57723 | 0.60437 | 0.83705 | 1.097 | 1.2026 | 1.2026 | 1.289 | 1.2891 | 1.2453 | 1.1192 | 0.77553 | 0.85362 | 15.5476 | 0 | 2781.66 | 0 | 0 | 0 | 1 | 0 | 0 | 1.0077
335 | HVAC | Insulation | Thermal Energy Storage | Offices | New | CofNgs335 | 1 | 0 | -309.2 | 0 | GS | 30 | 0.57723 | 0.60437 | 0.83705 | 1.097 | 1.2026 | 1.2026 | 1.289 | 1.2891 | 1.2453 | 1.1192 | 0.77553 | 0.85362 | 15.5476 | 0 | 2781.66 | 0 | 0 | 0 | 1 | 0 | 0 | 1.0077
335 | HVAC | Insulation | Thermal Energy Storage | Restaurants | Existing | CreEgs335 | 1 | 0 | -309.2 | 0 | GS | 30 | 0.57723 | 0.60437 | 0.83705 | 1.097 | 1.2026 | 1.2026 | 1.289 | 1.2891 | 1.2453 | 1.1192 | 0.77553 | 0.85362 | 15.5476 | 0 | 2781.66 | 0 | 0 | 0 | 1 | 0 | 0 | 1.0077
335 | HVAC | Insulation | Thermal Energy Storage | Restaurants | New | CreNgs335 | 1 | 0 | -309.2 | 0 | GS | 30 | 0.57723 | 0.60437 | 0.83705 | 1.097 | 1.2026 | 1.2026 | 1.289 | 1.2891 | 1.2453 | 1.1192 | 0.77553 | 0.85362 | 15.5476 | 0 | 2781.66 | 0 | 0 | 0 | 1 | 0 | 0 | 1.0077
335 | HVAC | Insulation | Thermal Energy Storage | Retail | Existing | CrtEgs335 | 1 | 0 | -309.2 | 0 | GS | 30 | 0.57723 | 0.60437 | 0.83705 | 1.097 | 1.2026 | 1.2026 | 1.289 | 1.2891 | 1.2453 | 1.1192 | 0.77553 | 0.85362 | 15.5476 | 0 | 2781.66 | 0 | 0 | 0 | 1 | 0 | 0 | 1.0077
335 | HVAC | Insulation | Thermal Energy Storage | Retail | New | CrtNgs335 | 1 | 0 | -309.2 | 0 | GS | 30 | 0.57723 | 0.60437 | 0.83705 | 1.097 | 1.2026 | 1.2026 | 1.289 | 1.2891 | 1.2453 | 1.1192 | 0.77553 | 0.85362 | 15.5476 | 0 | 2781.66 | 0 | 0 | 0 | 1 | 0 | 0 | 1.0077
335 | HVAC | Insulation | Thermal Energy Storage | Schools K-12 | Existing | CscEgs335 | 1 | 0 | -309.2 | 0 | GS | 30 | 0.57723 | 0.60437 | 0.83705 | 1.097 | 1.2026 | 1.2026 | 1.289 | 1.2891 | 1.2453 | 1.1192 | 0.77553 | 0.85362 | 15.5476 | 0 | 2781.66 | 0 | 0 | 0 | 1 | 0 | 0 | 1.0077
335 | HVAC | Insulation | Thermal Energy Storage | Schools K-12 | New | CscNgs335 | 1 | 0 | -309.2 | 0 | GS | 30 | 0.57723 | 0.60437 | 0.83705 | 1.097 | 1.2026 | 1.2026 | 1.289 | 1.2891 | 1.2453 | 1.1192 | 0.77553 | 0.85362 | 15.5476 | 0 | 2781.66 | 0 | 0 | 0 | 1 | 0 | 0 | 1.0077
335 | HVAC | Insulation | Thermal Energy Storage | Warehouse | Existing | CwaEgs335 | 1 | 0 | -309.2 | 0 | GS | 30 | 0.57723 | 0.60437 | 0.83705 | 1.097 | 1.2026 | 1.2026 | 1.289 | 1.2891 | 1.2453 | 1.1192 | 0.77553 | 0.85362 | 15.5476 | 0 | 2781.66 | 0 | 0 | 0 | 1 | 0 | 0 | 1.0077
335 | HVAC | Insulation | Thermal Energy Storage | Warehouse | New | CwaNgs335 | 1 | 0 | -309.2 | 0 | GS | 30 | 0.57723 | 0.60437 | 0.83705 | 1.097 | 1.2026 | 1.2026 | 1.289 | 1.2891 | 1.2453 | 1.1192 | 0.77553 | 0.85362 | 15.5476 | 0 | 2781.66 | 0 | 0 | 0 | 1 | 0 | 0 | 1.0077
336 | HVAC | Mini-Split | Ductless Mini-Split AC | Assembly | Turnover | CasTgs336 | 1 | 0 | 3002.444 | 0 | GS | 18 | 0.57723 | 0.60437 | 0.83705 | 1.097 | 1.2026 | 1.2026 | 1.289 | 1.2891 | 1.2453 | 1.1192 | 0.77553 | 0.85362 | 180.1466 | 0 | 6335.9231 | 0 | 0 | 0 | 1 | 0 | 0 | 1.0077
336 | HVAC | Mini-Split | Ductless Mini-Split AC | Assembly | New | CasNgs336 | 1 | 0 | 3002.444 | 0 | GS | 18 | 0.57723 | 0.60437 | 0.83705 | 1.097 | 1.2026 | 1.2026 | 1.289 | 1.2891 | 1.2453 | 1.1192 | 0.77553 | 0.85362 | 180.1466 | 0 | 6335.9231 | 0 | 0 | 0 | 1 | 0 | 0 | 1.0077
336 | HVAC | Mini-Split | Ductless Mini-Split AC | College and University | Turnover | CcoTgs336 | 1 | 0 | 4932.1338 | 0 | GS | 18 | 0.57723 | 0.60437 | 0.83705 | 1.097 | 1.2026 | 1.2026 | 1.289 | 1.2891 | 1.2453 | 1.1192 | 0.77553 | 0.85362 | 295.928 | 0 | 9381.3526 | 0 | 0 | 0 | 1 | 0 | 0 | 1.0077
336 | HVAC | Mini-Split | Ductless Mini-Split AC | College and University | New | CcoNgs336 | 1 | 0 | 4932.1338 | 0 | GS | 18 | 0.57723 | 0.60437 | 0.83705 | 1.097 | 1.2026 | 1.2026 | 1.289 | 1.2891 | 1.2453 | 1.1192 | 0.77553 | 0.85362 | 295.928 | 0 | 9381.3526 | 0 | 0 | 0 | 1 | 0 | 0 | 1.0077
336 | HVAC | Mini-Split | Ductless Mini-Split AC | Data Center | Turnover | CdaTgs336 | 1 | 0 | 4932.1338 | 0 | GS | 18 | 0.57723 | 0.60437 | 0.83705 | 1.097 | 1.2026 | 1.2026 | 1.289 | 1.2891 | 1.2453 | 1.1192 | 0.77553 | 0.85362 | 295.928 | 0 | 5047.6869 | 0 | 0 | 0 | 1 | 0 | 0 | 1.0077
336 | HVAC | Mini-Split | Ductless Mini-Split AC | Data Center | New | CdaNgs336 | 1 | 0 | 4932.1338 | 0 | GS | 18 | 0.57723 | 0.60437 | 0.83705 | 1.097 | 1.2026 | 1.2026 | 1.289 | 1.2891 | 1.2453 | 1.1192 | 0.77553 | 0.85362 | 295.928 | 0 | 5047.6869 | 0 | 0 | 0 | 1 | 0 | 0 | 1.0077
336 | HVAC | Mini-Split | Ductless Mini-Split AC | Grocery | Turnover | CgrTgs336 | 1 | 0 | 3526.3542 | 0 | GS | 18 | 0.57723 | 0.60437 | 0.83705 | 1.097 | 1.2026 | 1.2026 | 1.289 | 1.2891 | 1.2453 | 1.1192 | 0.77553 | 0.85362 | 211.5813 | 0 | 13465.7917 | 0 | 0 | 0 | 1 | 0 | 0 | 1.0077
336 | HVAC | Mini-Split | Ductless Mini-Split AC | Grocery | New | CgrNgs336 | 1 | 0 | 3526.3542 | 0 | GS | 18 | 0.57723 | 0.60437 | 0.83705 | 1.097 | 1.2026 | 1.2026 | 1.289 | 1.2891 | 1.2453 | 1.1192 | 0.77553 | 0.85362 | 211.5813 | 0 | 13465.7917 | 0 | 0 | 0 | 1 | 0 | 0 | 1.0077
336 | HVAC | Mini-Split | Ductless Mini-Split AC | Healthcare | Turnover | CheTgs336 | 1 | 0 | 4932.1338 | 0 | GS | 18 | 0.57723 | 0.60437 | 0.83705 | 1.097 | 1.2026 | 1.2026 | 1.289 | 1.2891 | 1.2453 | 1.1192 | 0.77553 | 0.85362 | 295.928 | 0 | 4781.3497 | 0 | 0 | 0 | 1 | 0 | 0 | 1.0077
336 | HVAC | Mini-Split | Ductless Mini-Split AC | Healthcare | New | CheNgs336 | 1 | 0 | 4932.1338 | 0 | GS | 18 | 0.57723 | 0.60437 | 0.83705 | 1.097 | 1.2026 | 1.2026 | 1.289 | 1.2891 | 1.2453 | 1.1192 | 0.77553 | 0.85362 | 295.928 | 0 | 4781.3497 | 0 | 0 | 0 | 1 | 0 | 0 | 1.0077
336 | HVAC | Mini-Split | Ductless Mini-Split AC | Hospitals | Turnover | ChoTgs336 | 1 | 0 | 4932.1338 | 0 | GS | 18 | 0.57723 | 0.60437 | 0.83705 | 1.097 | 1.2026 | 1.2026 | 1.289 | 1.2891 | 1.2453 | 1.1192 | 0.77553 | 0.85362 | 295.928 | 0 | 5047.6869 | 0 | 0 | 0 | 1 | 0 | 0 | 1.0077
336 | HVAC | Mini-Split | Ductless Mini-Split AC | Hospitals | New | ChoNgs336 | 1 | 0 | 4932.1338 | 0 | GS | 18 | 0.57723 | 0.60437 | 0.83705 | 1.097 | 1.2026 | 1.2026 | 1.289 | 1.2891 | 1.2453 | 1.1192 | 0.77553 | 0.85362 | 295.928 | 0 | 5047.6869 | 0 | 0 | 0 | 1 | 0 | 0 | 1.0077
336 | HVAC | Mini-Split | Ductless Mini-Split AC | Institutional | Turnover | CinTgs336 | 1 | 0 | 4932.1338 | 0 | GS | 18 | 0.57723 | 0.60437 | 0.83705 | 1.097 | 1.2026 | 1.2026 | 1.289 | 1.2891 | 1.2453 | 1.1192 | 0.77553 | 0.85362 | 295.928 | 0 | 19252.8467 | 0 | 0 | 0 | 1 | 0 | 0 | 1.0077
336 | HVAC | Mini-Split | Ductless Mini-Split AC | Institutional | New | CinNgs336 | 1 | 0 | 4932.1338 | 0 | GS | 18 | 0.57723 | 0.60437 | 0.83705 | 1.097 | 1.2026 | 1.2026 | 1.289 | 1.2891 | 1.2453 | 1.1192 | 0.77553 | 0.85362 | 295.928 | 0 | 19252.8467 | 0 | 0 | 0 | 1 | 0 | 0 | 1.0077
336 | HVAC | Mini-Split | Ductless Mini-Split AC | Lodging/Hospitality | Turnover | CloTgs336 | 1 | 0 | 5221.6594 | 0 | GS | 18 | 0.57723 | 0.60437 | 0.83705 | 1.097 | 1.2026 | 1.2026 | 1.289 | 1.2891 | 1.2453 | 1.1192 | 0.77553 | 0.85362 | 313.2996 | 0 | 6668.3443 | 0 | 0 | 0 | 1 | 0 | 0 | 1.0077
336 | HVAC | Mini-Split | Ductless Mini-Split AC | Lodging/Hospitality | New | CloNgs336 | 1 | 0 | 5221.6594 | 0 | GS | 18 | 0.57723 | 0.60437 | 0.83705 | 1.097 | 1.2026 | 1.2026 | 1.289 | 1.2891 | 1.2453 | 1.1192 | 0.77553 | 0.85362 | 313.2996 | 0 | 6668.3443 | 0 | 0 | 0 | 1 | 0 | 0 | 1.0077
336 | HVAC | Mini-Split | Ductless Mini-Split AC | Miscellaneous | Turnover | CmiTgs336 | 1 | 0 | 3002.444 | 0 | GS | 18 | 0.57723 | 0.60437 | 0.83705 | 1.097 | 1.2026 | 1.2026 | 1.289 | 1.2891 | 1.2453 | 1.1192 | 0.77553 | 0.85362 | 180.1466 | 0 | 11341.9293 | 0 | 0 | 0 | 1 | 0 | 0 | 1.0077
336 | HVAC | Mini-Split | Ductless Mini-Split AC | Miscellaneous | New | CmiNgs336 | 1 | 0 | 3002.444 | 0 | GS | 18 | 0.57723 | 0.60437 | 0.83705 | 1.097 | 1.2026 | 1.2026 | 1.289 | 1.2891 | 1.2453 | 1.1192 | 0.77553 | 0.85362 | 180.1466 | 0 | 11341.9293 | 0 | 0 | 0 | 1 | 0 | 0 | 1.0077
336 | HVAC | Mini-Split | Ductless Mini-Split AC | Offices | Turnover | CofTgs336 | 1 | 0 | 3002.444 | 0 | GS | 18 | 0.57723 | 0.60437 | 0.83705 | 1.097 | 1.2026 | 1.2026 | 1.289 | 1.2891 | 1.2453 | 1.1192 | 0.77553 | 0.85362 | 180.1466 | 0 | 5628.4832 | 0 | 0 | 0 | 1 | 0 | 0 | 1.0077
336 | HVAC | Mini-Split | Ductless Mini-Split AC | Offices | New | CofNgs336 | 1 | 0 | 3002.444 | 0 | GS | 18 | 0.57723 | 0.60437 | 0.83705 | 1.097 | 1.2026 | 1.2026 | 1.289 | 1.2891 | 1.2453 | 1.1192 | 0.77553 | 0.85362 | 180.1466 | 0 | 5628.4832 | 0 | 0 | 0 | 1 | 0 | 0 | 1.0077
336 | HVAC | Mini-Split | Ductless Mini-Split AC | Restaurants | Turnover | CreTgs336 | 1 | 0 | 3526.3542 | 0 | GS | 18 | 0.57723 | 0.60437 | 0.83705 | 1.097 | 1.2026 | 1.2026 | 1.289 | 1.2891 | 1.2453 | 1.1192 | 0.77553 | 0.85362 | 211.5813 | 0 | 4590.1844 | 0 | 0 | 0 | 1 | 0 | 0 | 1.0077
336 | HVAC | Mini-Split | Ductless Mini-Split AC | Restaurants | New | CreNgs336 | 1 | 0 | 3526.3542 | 0 | GS | 18 | 0.57723 | 0.60437 | 0.83705 | 1.097 | 1.2026 | 1.2026 | 1.289 | 1.2891 | 1.2453 | 1.1192 | 0.77553 | 0.85362 | 211.5813 | 0 | 4590.1844 | 0 | 0 | 0 | 1 | 0 | 0 | 1.0077
336 | HVAC | Mini-Split | Ductless Mini-Split AC | Retail | Turnover | CrtTgs336 | 1 | 0 | 3002.444 | 0 | GS | 18 | 0.57723 | 0.60437 | 0.83705 | 1.097 | 1.2026 | 1.2026 | 1.289 | 1.2891 | 1.2453 | 1.1192 | 0.77553 | 0.85362 | 180.1466 | 0 | 4986.5563 | 0 | 0 | 0 | 1 | 0 | 0 | 1.0077
336 | HVAC | Mini-Split | Ductless Mini-Split AC | Retail | New | CrtNgs336 | 1 | 0 | 3002.444 | 0 | GS | 18 | 0.57723 | 0.60437 | 0.83705 | 1.097 | 1.2026 | 1.2026 | 1.289 | 1.2891 | 1.2453 | 1.1192 | 0.77553 | 0.85362 | 180.1466 | 0 | 4986.5563 | 0 | 0 | 0 | 1 | 0 | 0 | 1.0077
336 | HVAC | Mini-Split | Ductless Mini-Split AC | Schools K-12 | Turnover | CscTgs336 | 1 | 0 | 3002.444 | 0 | GS | 18 | 0.57723 | 0.60437 | 0.83705 | 1.097 | 1.2026 | 1.2026 | 1.289 | 1.2891 | 1.2453 | 1.1192 | 0.77553 | 0.85362 | 180.1466 | 0 | 5735.721 | 0 | 0 | 0 | 1 | 0 | 0 | 1.0077
336 | HVAC | Mini-Split | Ductless Mini-Split AC | Schools K-12 | New | CscNgs336 | 1 | 0 | 3002.444 | 0 | GS | 18 | 0.57723 | 0.60437 | 0.83705 | 1.097 | 1.2026 | 1.2026 | 1.289 | 1.2891 | 1.2453 | 1.1192 | 0.77553 | 0.85362 | 180.1466 | 0 | 5735.721 | 0 | 0 | 0 | 1 | 0 | 0 | 1.0077
336 | HVAC | Mini-Split | Ductless Mini-Split AC | Warehouse | Turnover | CwaTgs336 | 1 | 0 | 3002.444 | 0 | GS | 18 | 0.57723 | 0.60437 | 0.83705 | 1.097 | 1.2026 | 1.2026 | 1.289 | 1.2891 | 1.2453 | 1.1192 | 0.77553 | 0.85362 | 180.1466 | 0 | 26146.0006 | 0 | 0 | 0 | 1 | 0 | 0 | 1.0077
336 | HVAC | Mini-Split | Ductless Mini-Split AC | Warehouse | New | CwaNgs336 | 1 | 0 | 3002.444 | 0 | GS | 18 | 0.57723 | 0.60437 | 0.83705 | 1.097 | 1.2026 | 1.2026 | 1.289 | 1.2891 | 1.2453 | 1.1192 | 0.77553 | 0.85362 | 180.1466 | 0 | 26146.0006 | 0 | 0 | 0 | 1 | 0 | 0 | 1.0077
337 | HVAC | Misc | Custom measure - Non-lighting | Assembly | Turnover | CasTgs337 | 1 | 0.87102 | 3384.7802 | 0 | GS | 15 | 1 | 1 | 1 | 1 | 1 | 1 | 1 | 1 | 1 | 1 | 1 | 1 | 203.0868 | 0 | 1286.2168 | 0 | 0 | 0 | 1 | 0 | 0 | 1
337 | HVAC | Misc | Custom measure - Non-lighting | Assembly | New | CasNgs337 | 1 | 0.87102 | 3384.7802 | 0 | GS | 15 | 1 | 1 | 1 | 1 | 1 | 1 | 1 | 1 | 1 | 1 | 1 | 1 | 203.0868 | 0 | 1286.2168 | 0 | 0 | 0 | 1 | 0 | 0 | 1
337 | HVAC | Misc | Custom measure - Non-lighting | College and University | Turnover | CcoTgs337 | 1 | 0.1474 | 5698.2957 | 0 | GS | 15 | 1 | 1 | 1 | 1 | 1 | 1 | 1 | 1 | 1 | 1 | 1 | 1 | 341.8977 | 0 | 2165.363 | 0 | 0 | 0 | 1 | 0 | 0 | 1
337 | HVAC | Misc | Custom measure - Non-lighting | College and University | New | CcoNgs337 | 1 | 0.1474 | 5698.2957 | 0 | GS | 15 | 1 | 1 | 1 | 1 | 1 | 1 | 1 | 1 | 1 | 1 | 1 | 1 | 341.8977 | 0 | 2165.363 | 0 | 0 | 0 | 1 | 0 | 0 | 1
337 | HVAC | Misc | Custom measure - Non-lighting | Data Center | Turnover | CdaTgs337 | 1 | 0.22918 | 6123.3694 | 0 | GS | 15 | 1 | 1 | 1 | 1 | 1 | 1 | 1 | 1 | 1 | 1 | 1 | 1 | 367.4022 | 0 | 2326.8792 | 0 | 0 | 0 | 1 | 0 | 0 | 1
337 | HVAC | Misc | Custom measure - Non-lighting | Data Center | New | CdaNgs337 | 1 | 0.22918 | 6123.3694 | 0 | GS | 15 | 1 | 1 | 1 | 1 | 1 | 1 | 1 | 1 | 1 | 1 | 1 | 1 | 367.4022 | 0 | 2326.8792 | 0 | 0 | 0 | 1 | 0 | 0 | 1
337 | HVAC | Misc | Custom measure - Non-lighting | Grocery | Turnover | CgrTgs337 | 1 | 1.8423 | 5923.5521 | 0 | GS | 15 | 1 | 1 | 1 | 1 | 1 | 1 | 1 | 1 | 1 | 1 | 1 | 1 | 355.4131 | 0 | 2250.9442 | 0 | 0 | 0 | 1 | 0 | 0 | 1
337 | HVAC | Misc | Custom measure - Non-lighting | Grocery | New | CgrNgs337 | 1 | 1.8423 | 5923.5521 | 0 | GS | 15 | 1 | 1 | 1 | 1 | 1 | 1 | 1 | 1 | 1 | 1 | 1 | 1 | 355.4131 | 0 | 2250.9442 | 0 | 0 | 0 | 1 | 0 | 0 | 1
337 | HVAC | Misc | Custom measure - Non-lighting | Healthcare | Turnover | CheTgs337 | 1 | 0.48089 | 7431.6848 | 0 | GS | 15 | 1 | 1 | 1 | 1 | 1 | 1 | 1 | 1 | 1 | 1 | 1 | 1 | 445.9011 | 0 | 2824.0421 | 0 | 0 | 0 | 1 | 0 | 0 | 1
337 | HVAC | Misc | Custom measure - Non-lighting | Healthcare | New | CheNgs337 | 1 | 0.48089 | 7431.6848 | 0 | GS | 15 | 1 | 1 | 1 | 1 | 1 | 1 | 1 | 1 | 1 | 1 | 1 | 1 | 445.9011 | 0 | 2824.0421 | 0 | 0 | 0 | 1 | 0 | 0 | 1
337 | HVAC | Misc | Custom measure - Non-lighting | Hospitals | Turnover | ChoTgs337 | 1 | 0.11198 | 5514.1556 | 0 | GS | 15 | 1 | 1 | 1 | 1 | 1 | 1 | 1 | 1 | 1 | 1 | 1 | 1 | 330.8493 | 0 | 2095.3791 | 0 | 0 | 0 | 1 | 0 | 0 | 1
337 | HVAC | Misc | Custom measure - Non-lighting | Hospitals | New | ChoNgs337 | 1 | 0.11198 | 5514.1556 | 0 | GS | 15 | 1 | 1 | 1 | 1 | 1 | 1 | 1 | 1 | 1 | 1 | 1 | 1 | 330.8493 | 0 | 2095.3791 | 0 | 0 | 0 | 1 | 0 | 0 | 1
337 | HVAC | Misc | Custom measure - Non-lighting | Institutional | Turnover | CinTgs337 | 1 | 0.28275 | 6401.8285 | 0 | GS | 15 | 1 | 1 | 1 | 1 | 1 | 1 | 1 | 1 | 1 | 1 | 1 | 1 | 384.1097 | 0 | 2432.7084 | 0 | 0 | 0 | 1 | 0 | 0 | 1
337 | HVAC | Misc | Custom measure - Non-lighting | Institutional | New | CinNgs337 | 1 | 0.28275 | 6401.8285 | 0 | GS | 15 | 1 | 1 | 1 | 1 | 1 | 1 | 1 | 1 | 1 | 1 | 1 | 1 | 384.1097 | 0 | 2432.7084 | 0 | 0 | 0 | 1 | 0 | 0 | 1
337 | HVAC | Misc | Custom measure - Non-lighting | Lodging/Hospitality | Turnover | CloTgs337 | 1 | 0.39458 | 5820.6821 | 0 | GS | 15 | 1 | 1 | 1 | 1 | 1 | 1 | 1 | 1 | 1 | 1 | 1 | 1 | 349.2409 | 0 | 2211.8586 | 0 | 0 | 0 | 1 | 0 | 0 | 1
337 | HVAC | Misc | Custom measure - Non-lighting | Lodging/Hospitality | New | CloNgs337 | 1 | 0.39458 | 5820.6821 | 0 | GS | 15 | 1 | 1 | 1 | 1 | 1 | 1 | 1 | 1 | 1 | 1 | 1 | 1 | 349.2409 | 0 | 2211.8586 | 0 | 0 | 0 | 1 | 0 | 0 | 1
337 | HVAC | Misc | Custom measure - Non-lighting | Miscellaneous | Turnover | CmiTgs337 | 1 | 3.8345 | 4685.6256 | 0 | GS | 15 | 1 | 1 | 1 | 1 | 1 | 1 | 1 | 1 | 1 | 1 | 1 | 1 | 281.1375 | 0 | 1780.5434 | 0 | 0 | 0 | 1 | 0 | 0 | 1
337 | HVAC | Misc | Custom measure - Non-lighting | Miscellaneous | New | CmiNgs337 | 1 | 3.8345 | 4685.6256 | 0 | GS | 15 | 1 | 1 | 1 | 1 | 1 | 1 | 1 | 1 | 1 | 1 | 1 | 1 | 281.1375 | 0 | 1780.5434 | 0 | 0 | 0 | 1 | 0 | 0 | 1
337 | HVAC | Misc | Custom measure - Non-lighting | Offices | Turnover | CofTgs337 | 1 | 3.4736 | 4527.1908 | 0 | GS | 15 | 1 | 1 | 1 | 1 | 1 | 1 | 1 | 1 | 1 | 1 | 1 | 1 | 271.6314 | 0 | 1720.3372 | 0 | 0 | 0 | 1 | 0 | 0 | 1
337 | HVAC | Misc | Custom measure - Non-lighting | Offices | New | CofNgs337 | 1 | 3.4736 | 4527.1908 | 0 | GS | 15 | 1 | 1 | 1 | 1 | 1 | 1 | 1 | 1 | 1 | 1 | 1 | 1 | 271.6314 | 0 | 1720.3372 | 0 | 0 | 0 | 1 | 0 | 0 | 1
337 | HVAC | Misc | Custom measure - Non-lighting | Restaurants | Turnover | CreTgs337 | 1 | 0.98982 | 4814.2789 | 0 | GS | 15 | 1 | 1 | 1 | 1 | 1 | 1 | 1 | 1 | 1 | 1 | 1 | 1 | 288.8567 | 0 | 1829.4251 | 0 | 0 | 0 | 1 | 0 | 0 | 1
337 | HVAC | Misc | Custom measure - Non-lighting | Restaurants | New | CreNgs337 | 1 | 0.98982 | 4814.2789 | 0 | GS | 15 | 1 | 1 | 1 | 1 | 1 | 1 | 1 | 1 | 1 | 1 | 1 | 1 | 288.8567 | 0 | 1829.4251 | 0 | 0 | 0 | 1 | 0 | 0 | 1
337 | HVAC | Misc | Custom measure - Non-lighting | Retail | Turnover | CrtTgs337 | 1 | 2.4285 | 4068.4555 | 0 | GS | 15 | 1 | 1 | 1 | 1 | 1 | 1 | 1 | 1 | 1 | 1 | 1 | 1 | 244.1073 | 0 | 1546.0143 | 0 | 0 | 0 | 1 | 0 | 0 | 1
337 | HVAC | Misc | Custom measure - Non-lighting | Retail | New | CrtNgs337 | 1 | 2.4285 | 4068.4555 | 0 | GS | 15 | 1 | 1 | 1 | 1 | 1 | 1 | 1 | 1 | 1 | 1 | 1 | 1 | 244.1073 | 0 | 1546.0143 | 0 | 0 | 0 | 1 | 0 | 0 | 1
337 | HVAC | Misc | Custom measure - Non-lighting | Schools K-12 | Turnover | CscTgs337 | 1 | 2.1296 | 3937.2261 | 0 | GS | 15 | 1 | 1 | 1 | 1 | 1 | 1 | 1 | 1 | 1 | 1 | 1 | 1 | 236.2336 | 0 | 1496.1464 | 0 | 0 | 0 | 1 | 0 | 0 | 1
337 | HVAC | Misc | Custom measure - Non-lighting | Schools K-12 | New | CscNgs337 | 1 | 2.1296 | 3937.2261 | 0 | GS | 15 | 1 | 1 | 1 | 1 | 1 | 1 | 1 | 1 | 1 | 1 | 1 | 1 | 236.2336 | 0 | 1496.1464 | 0 | 0 | 0 | 1 | 0 | 0 | 1
337 | HVAC | Misc | Custom measure - Non-lighting | Warehouse | Turnover | CwaTgs337 | 1 | 3.0012 | 4319.8309 | 0 | GS | 15 | 1 | 1 | 1 | 1 | 1 | 1 | 1 | 1 | 1 | 1 | 1 | 1 | 259.1899 | 0 | 1641.5506 | 0 | 0 | 0 | 1 | 0 | 0 | 1
337 | HVAC | Misc | Custom measure - Non-lighting | Warehouse | New | CwaNgs337 | 1 | 3.0012 | 4319.8309 | 0 | GS | 15 | 1 | 1 | 1 | 1 | 1 | 1 | 1 | 1 | 1 | 1 | 1 | 1 | 259.1899 | 0 | 1641.5506 | 0 | 0 | 0 | 1 | 0 | 0 | 1
338 | HVAC | Misc | Dedicated Outside Air System (DOAS) | Assembly | Turnover | CasTgs338 | 1 | 0.87101 | 3384.7774 | 0 | GS | 15 | 1.4643 | 1.391 | 1.4253 | 1.4319 | 1.4238 | 1.3901 | 1.2504 | 1.3782 | 1.4309 | 1.4735 | 1.4117 | 1.4938 | 203.0866 | 0 | 11951.946 | 0 | 0 | 0 | 1 | 0 | 0 | 1.4137
338 | HVAC | Misc | Dedicated Outside Air System (DOAS) | Assembly | New | CasNgs338 | 1 | 0.87101 | 3384.7774 | 0 | GS | 15 | 1.4643 | 1.391 | 1.4253 | 1.4319 | 1.4238 | 1.3901 | 1.2504 | 1.3782 | 1.4309 | 1.4735 | 1.4117 | 1.4938 | 203.0866 | 0 | 11951.946 | 0 | 0 | 0 | 1 | 0 | 0 | 1.4137
338 | HVAC | Misc | Dedicated Outside Air System (DOAS) | College and University | Turnover | CcoTgs338 | 1 | 0.1474 | 5698.292 | 0 | GS | 15 | 1.4643 | 1.391 | 1.4253 | 1.4319 | 1.4238 | 1.3901 | 1.2504 | 1.3782 | 1.4309 | 1.4735 | 1.4117 | 1.4938 | 341.8975 | 0 | 76342.0786 | 0 | 0 | 0 | 1 | 0 | 0 | 1.4137
338 | HVAC | Misc | Dedicated Outside Air System (DOAS) | College and University | New | CcoNgs338 | 1 | 0.1474 | 5698.292 | 0 | GS | 15 | 1.4643 | 1.391 | 1.4253 | 1.4319 | 1.4238 | 1.3901 | 1.2504 | 1.3782 | 1.4309 | 1.4735 | 1.4117 | 1.4938 | 341.8975 | 0 | 76342.0786 | 0 | 0 | 0 | 1 | 0 | 0 | 1.4137
338 | HVAC | Misc | Dedicated Outside Air System (DOAS) | Data Center | Turnover | CdaTgs338 | 1 | 0.22918 | 6123.3698 | 0 | GS | 15 | 1.4643 | 1.391 | 1.4253 | 1.4319 | 1.4238 | 1.3901 | 1.2504 | 1.3782 | 1.4309 | 1.4735 | 1.4117 | 1.4938 | 367.4022 | 0 | 66637.5483 | 0 | 0 | 0 | 1 | 0 | 0 | 1.4137
338 | HVAC | Misc | Dedicated Outside Air System (DOAS) | Data Center | New | CdaNgs338 | 1 | 0.22918 | 6123.3698 | 0 | GS | 15 | 1.4643 | 1.391 | 1.4253 | 1.4319 | 1.4238 | 1.3901 | 1.2504 | 1.3782 | 1.4309 | 1.4735 | 1.4117 | 1.4938 | 367.4022 | 0 | 66637.5483 | 0 | 0 | 0 | 1 | 0 | 0 | 1.4137
338 | HVAC | Misc | Dedicated Outside Air System (DOAS) | Grocery | Turnover | CgrTgs338 | 1 | 1.8423 | 5923.5188 | 0 | GS | 15 | 1.4643 | 1.391 | 1.4253 | 1.4319 | 1.4238 | 1.3901 | 1.2504 | 1.3782 | 1.4309 | 1.4735 | 1.4117 | 1.4938 | 355.4111 | 0 | 29511.8168 | 0 | 0 | 0 | 1 | 0 | 0 | 1.4137
338 | HVAC | Misc | Dedicated Outside Air System (DOAS) | Grocery | New | CgrNgs338 | 1 | 1.8423 | 5923.5188 | 0 | GS | 15 | 1.4643 | 1.391 | 1.4253 | 1.4319 | 1.4238 | 1.3901 | 1.2504 | 1.3782 | 1.4309 | 1.4735 | 1.4117 | 1.4938 | 355.4111 | 0 | 29511.8168 | 0 | 0 | 0 | 1 | 0 | 0 | 1.4137
338 | HVAC | Misc | Dedicated Outside Air System (DOAS) | Healthcare | Turnover | CheTgs338 | 1 | 0.48089 | 7431.685 | 0 | GS | 15 | 1.4643 | 1.391 | 1.4253 | 1.4319 | 1.4238 | 1.3901 | 1.2504 | 1.3782 | 1.4309 | 1.4735 | 1.4117 | 1.4938 | 445.9011 | 0 | 71160.5392 | 0 | 0 | 0 | 1 | 0 | 0 | 1.4137
338 | HVAC | Misc | Dedicated Outside Air System (DOAS) | Healthcare | New | CheNgs338 | 1 | 0.48089 | 7431.685 | 0 | GS | 15 | 1.4643 | 1.391 | 1.4253 | 1.4319 | 1.4238 | 1.3901 | 1.2504 | 1.3782 | 1.4309 | 1.4735 | 1.4117 | 1.4938 | 445.9011 | 0 | 71160.5392 | 0 | 0 | 0 | 1 | 0 | 0 | 1.4137
338 | HVAC | Misc | Dedicated Outside Air System (DOAS) | Hospitals | Turnover | ChoTgs338 | 1 | 0.11198 | 5514.1557 | 0 | GS | 15 | 1.4643 | 1.391 | 1.4253 | 1.4319 | 1.4238 | 1.3901 | 1.2504 | 1.3782 | 1.4309 | 1.4735 | 1.4117 | 1.4938 | 330.8493 | 0 | 15998.4342 | 0 | 0 | 0 | 1 | 0 | 0 | 1.4137
338 | HVAC | Misc | Dedicated Outside Air System (DOAS) | Hospitals | New | ChoNgs338 | 1 | 0.11198 | 5514.1557 | 0 | GS | 15 | 1.4643 | 1.391 | 1.4253 | 1.4319 | 1.4238 | 1.3901 | 1.2504 | 1.3782 | 1.4309 | 1.4735 | 1.4117 | 1.4938 | 330.8493 | 0 | 15998.4342 | 0 | 0 | 0 | 1 | 0 | 0 | 1.4137
338 | HVAC | Misc | Dedicated Outside Air System (DOAS) | Institutional | Turnover | CinTgs338 | 1 | 0.28275 | 6401.8153 | 0 | GS | 15 | 1.4643 | 1.391 | 1.4253 | 1.4319 | 1.4238 | 1.3901 | 1.2504 | 1.3782 | 1.4309 | 1.4735 | 1.4117 | 1.4938 | 384.1089 | 0 | 79426.6077 | 0 | 0 | 0 | 1 | 0 | 0 | 1.4137
338 | HVAC | Misc | Dedicated Outside Air System (DOAS) | Institutional | New | CinNgs338 | 1 | 0.28275 | 6401.8153 | 0 | GS | 15 | 1.4643 | 1.391 | 1.4253 | 1.4319 | 1.4238 | 1.3901 | 1.2504 | 1.3782 | 1.4309 | 1.4735 | 1.4117 | 1.4938 | 384.1089 | 0 | 79426.6077 | 0 | 0 | 0 | 1 | 0 | 0 | 1.4137
338 | HVAC | Misc | Dedicated Outside Air System (DOAS) | Lodging/Hospitality | Turnover | CloTgs338 | 1 | 0.39458 | 5820.6813 | 0 | GS | 15 | 1.4643 | 1.391 | 1.4253 | 1.4319 | 1.4238 | 1.3901 | 1.2504 | 1.3782 | 1.4309 | 1.4735 | 1.4117 | 1.4938 | 349.2409 | 0 | 36038.1711 | 0 | 0 | 0 | 1 | 0 | 0 | 1.4137
338 | HVAC | Misc | Dedicated Outside Air System (DOAS) | Lodging/Hospitality | New | CloNgs338 | 1 | 0.39458 | 5820.6813 | 0 | GS | 15 | 1.4643 | 1.391 | 1.4253 | 1.4319 | 1.4238 | 1.3901 | 1.2504 | 1.3782 | 1.4309 | 1.4735 | 1.4117 | 1.4938 | 349.2409 | 0 | 36038.1711 | 0 | 0 | 0 | 1 | 0 | 0 | 1.4137
338 | HVAC | Misc | Dedicated Outside Air System (DOAS) | Miscellaneous | Turnover | CmiTgs338 | 1 | 3.8346 | 4685.6322 | 0 | GS | 15 | 1.4643 | 1.391 | 1.4253 | 1.4319 | 1.4238 | 1.3901 | 1.2504 | 1.3782 | 1.4309 | 1.4735 | 1.4117 | 1.4938 | 281.1379 | 0 | 72526.5226 | 0 | 0 | 0 | 1 | 0 | 0 | 1.4137
338 | HVAC | Misc | Dedicated Outside Air System (DOAS) | Miscellaneous | New | CmiNgs338 | 1 | 3.8346 | 4685.6322 | 0 | GS | 15 | 1.4643 | 1.391 | 1.4253 | 1.4319 | 1.4238 | 1.3901 | 1.2504 | 1.3782 | 1.4309 | 1.4735 | 1.4117 | 1.4938 | 281.1379 | 0 | 72526.5226 | 0 | 0 | 0 | 1 | 0 | 0 | 1.4137
338 | HVAC | Misc | Dedicated Outside Air System (DOAS) | Offices | Turnover | CofTgs338 | 1 | 3.4736 | 4527.1954 | 0 | GS | 15 | 1.4643 | 1.391 | 1.4253 | 1.4319 | 1.4238 | 1.3901 | 1.2504 | 1.3782 | 1.4309 | 1.4735 | 1.4117 | 1.4938 | 271.6317 | 0 | 30011.0032 | 0 | 0 | 0 | 1 | 0 | 0 | 1.4137
338 | HVAC | Misc | Dedicated Outside Air System (DOAS) | Offices | New | CofNgs338 | 1 | 3.4736 | 4527.1954 | 0 | GS | 15 | 1.4643 | 1.391 | 1.4253 | 1.4319 | 1.4238 | 1.3901 | 1.2504 | 1.3782 | 1.4309 | 1.4735 | 1.4117 | 1.4938 | 271.6317 | 0 | 30011.0032 | 0 | 0 | 0 | 1 | 0 | 0 | 1.4137
338 | HVAC | Misc | Dedicated Outside Air System (DOAS) | Restaurants | Turnover | CreTgs338 | 1 | 0.98982 | 4814.2727 | 0 | GS | 15 | 1.4643 | 1.391 | 1.4253 | 1.4319 | 1.4238 | 1.3901 | 1.2504 | 1.3782 | 1.4309 | 1.4735 | 1.4117 | 1.4938 | 288.8564 | 0 | 11567.9344 | 0 | 0 | 0 | 1 | 0 | 0 | 1.4137
338 | HVAC | Misc | Dedicated Outside Air System (DOAS) | Restaurants | New | CreNgs338 | 1 | 0.98982 | 4814.2727 | 0 | GS | 15 | 1.4643 | 1.391 | 1.4253 | 1.4319 | 1.4238 | 1.3901 | 1.2504 | 1.3782 | 1.4309 | 1.4735 | 1.4117 | 1.4938 | 288.8564 | 0 | 11567.9344 | 0 | 0 | 0 | 1 | 0 | 0 | 1.4137
338 | HVAC | Misc | Dedicated Outside Air System (DOAS) | Retail | Turnover | CrtTgs338 | 1 | 2.4285 | 4068.4583 | 0 | GS | 15 | 1.4643 | 1.391 | 1.4253 | 1.4319 | 1.4238 | 1.3901 | 1.2504 | 1.3782 | 1.4309 | 1.4735 | 1.4117 | 1.4938 | 244.1075 | 0 | 31184.066 | 0 | 0 | 0 | 1 | 0 | 0 | 1.4137
338 | HVAC | Misc | Dedicated Outside Air System (DOAS) | Retail | New | CrtNgs338 | 1 | 2.4285 | 4068.4583 | 0 | GS | 15 | 1.4643 | 1.391 | 1.4253 | 1.4319 | 1.4238 | 1.3901 | 1.2504 | 1.3782 | 1.4309 | 1.4735 | 1.4117 | 1.4938 | 244.1075 | 0 | 31184.066 | 0 | 0 | 0 | 1 | 0 | 0 | 1.4137
338 | HVAC | Misc | Dedicated Outside Air System (DOAS) | Schools K-12 | Turnover | CscTgs338 | 1 | 2.1296 | 3937.225 | 0 | GS | 15 | 1.4643 | 1.391 | 1.4253 | 1.4319 | 1.4238 | 1.3901 | 1.2504 | 1.3782 | 1.4309 | 1.4735 | 1.4117 | 1.4938 | 236.2335 | 0 | 19739.1882 | 0 | 0 | 0 | 1 | 0 | 0 | 1.4137
338 | HVAC | Misc | Dedicated Outside Air System (DOAS) | Schools K-12 | New | CscNgs338 | 1 | 2.1296 | 3937.225 | 0 | GS | 15 | 1.4643 | 1.391 | 1.4253 | 1.4319 | 1.4238 | 1.3901 | 1.2504 | 1.3782 | 1.4309 | 1.4735 | 1.4117 | 1.4938 | 236.2335 | 0 | 19739.1882 | 0 | 0 | 0 | 1 | 0 | 0 | 1.4137
338 | HVAC | Misc | Dedicated Outside Air System (DOAS) | Warehouse | Turnover | CwaTgs338 | 1 | 3.0012 | 4319.8436 | 0 | GS | 15 | 1.4643 | 1.391 | 1.4253 | 1.4319 | 1.4238 | 1.3901 | 1.2504 | 1.3782 | 1.4309 | 1.4735 | 1.4117 | 1.4938 | 259.1906 | 0 | 97688.9345 | 0 | 0 | 0 | 1 | 0 | 0 | 1.4137
338 | HVAC | Misc | Dedicated Outside Air System (DOAS) | Warehouse | New | CwaNgs338 | 1 | 3.0012 | 4319.8436 | 0 | GS | 15 | 1.4643 | 1.391 | 1.4253 | 1.4319 | 1.4238 | 1.3901 | 1.2504 | 1.3782 | 1.4309 | 1.4735 | 1.4117 | 1.4938 | 259.1906 | 0 | 97688.9345 | 0 | 0 | 0 | 1 | 0 | 0 | 1.4137
339 | HVAC | Room | Ductless Mini-Split HP | Assembly | Turnover | CasTgs339 | 1 | 0.051153 | 3024.8978 | 0 | GS | 18 | 0.57723 | 0.60437 | 0.83705 | 1.097 | 1.2026 | 1.2026 | 1.289 | 1.2891 | 1.2453 | 1.1192 | 0.77553 | 0.85362 | 181.4939 | 0 | 6335.9231 | 0 | 0 | 0 | 1 | 0 | 0 | 1.0077
339 | HVAC | Room | Ductless Mini-Split HP | Assembly | New | CasNgs339 | 1 | 0.051153 | 3024.8978 | 0 | GS | 18 | 0.57723 | 0.60437 | 0.83705 | 1.097 | 1.2026 | 1.2026 | 1.289 | 1.2891 | 1.2453 | 1.1192 | 0.77553 | 0.85362 | 181.4939 | 0 | 6335.9231 | 0 | 0 | 0 | 1 | 0 | 0 | 1.0077
339 | HVAC | Room | Ductless Mini-Split HP | College and University | Turnover | CcoTgs339 | 1 | 0.0063963 | 4965.3803 | 0 | GS | 18 | 0.57723 | 0.60437 | 0.83705 | 1.097 | 1.2026 | 1.2026 | 1.289 | 1.2891 | 1.2453 | 1.1192 | 0.77553 | 0.85362 | 297.9228 | 0 | 9381.3526 | 0 | 0 | 0 | 1 | 0 | 0 | 1.0077
339 | HVAC | Room | Ductless Mini-Split HP | College and University | New | CcoNgs339 | 1 | 0.0063963 | 4965.3803 | 0 | GS | 18 | 0.57723 | 0.60437 | 0.83705 | 1.097 | 1.2026 | 1.2026 | 1.289 | 1.2891 | 1.2453 | 1.1192 | 0.77553 | 0.85362 | 297.9228 | 0 | 9381.3526 | 0 | 0 | 0 | 1 | 0 | 0 | 1.0077
339 | HVAC | Room | Ductless Mini-Split HP | Data Center | Turnover | CdaTgs339 | 1 | 0.0061858 | 4964.286 | 0 | GS | 18 | 0.57723 | 0.60437 | 0.83705 | 1.097 | 1.2026 | 1.2026 | 1.289 | 1.2891 | 1.2453 | 1.1192 | 0.77553 | 0.85362 | 297.8572 | 0 | 5047.6869 | 0 | 0 | 0 | 1 | 0 | 0 | 1.0077
339 | HVAC | Room | Ductless Mini-Split HP | Data Center | New | CdaNgs339 | 1 | 0.0061858 | 4964.286 | 0 | GS | 18 | 0.57723 | 0.60437 | 0.83705 | 1.097 | 1.2026 | 1.2026 | 1.289 | 1.2891 | 1.2453 | 1.1192 | 0.77553 | 0.85362 | 297.8572 | 0 | 5047.6869 | 0 | 0 | 0 | 1 | 0 | 0 | 1.0077
339 | HVAC | Room | Ductless Mini-Split HP | Grocery | Turnover | CgrTgs339 | 1 | 0.063443 | 3608.9038 | 0 | GS | 18 | 0.57723 | 0.60437 | 0.83705 | 1.097 | 1.2026 | 1.2026 | 1.289 | 1.2891 | 1.2453 | 1.1192 | 0.77553 | 0.85362 | 216.5342 | 0 | 13465.7917 | 0 | 0 | 0 | 1 | 0 | 0 | 1.0077
339 | HVAC | Room | Ductless Mini-Split HP | Grocery | New | CgrNgs339 | 1 | 0.063443 | 3608.9038 | 0 | GS | 18 | 0.57723 | 0.60437 | 0.83705 | 1.097 | 1.2026 | 1.2026 | 1.289 | 1.2891 | 1.2453 | 1.1192 | 0.77553 | 0.85362 | 216.5342 | 0 | 13465.7917 | 0 | 0 | 0 | 1 | 0 | 0 | 1.0077
339 | HVAC | Room | Ductless Mini-Split HP | Healthcare | Turnover | CheTgs339 | 1 | 0.0051132 | 4958.711 | 0 | GS | 18 | 0.57723 | 0.60437 | 0.83705 | 1.097 | 1.2026 | 1.2026 | 1.289 | 1.2891 | 1.2453 | 1.1192 | 0.77553 | 0.85362 | 297.5227 | 0 | 4781.3497 | 0 | 0 | 0 | 1 | 0 | 0 | 1.0077
339 | HVAC | Room | Ductless Mini-Split HP | Healthcare | New | CheNgs339 | 1 | 0.0051132 | 4958.711 | 0 | GS | 18 | 0.57723 | 0.60437 | 0.83705 | 1.097 | 1.2026 | 1.2026 | 1.289 | 1.2891 | 1.2453 | 1.1192 | 0.77553 | 0.85362 | 297.5227 | 0 | 4781.3497 | 0 | 0 | 0 | 1 | 0 | 0 | 1.0077
339 | HVAC | Room | Ductless Mini-Split HP | Hospitals | Turnover | ChoTgs339 | 1 | 0.0061858 | 4964.286 | 0 | GS | 18 | 0.57723 | 0.60437 | 0.83705 | 1.097 | 1.2026 | 1.2026 | 1.289 | 1.2891 | 1.2453 | 1.1192 | 0.77553 | 0.85362 | 297.8572 | 0 | 5047.6869 | 0 | 0 | 0 | 1 | 0 | 0 | 1.0077
339 | HVAC | Room | Ductless Mini-Split HP | Hospitals | New | ChoNgs339 | 1 | 0.0061858 | 4964.286 | 0 | GS | 18 | 0.57723 | 0.60437 | 0.83705 | 1.097 | 1.2026 | 1.2026 | 1.289 | 1.2891 | 1.2453 | 1.1192 | 0.77553 | 0.85362 | 297.8572 | 0 | 5047.6869 | 0 | 0 | 0 | 1 | 0 | 0 | 1.0077
339 | HVAC | Room | Ductless Mini-Split HP | Institutional | Turnover | CinTgs339 | 1 | 0.011329 | 4991.0189 | 0 | GS | 18 | 0.57723 | 0.60437 | 0.83705 | 1.097 | 1.2026 | 1.2026 | 1.289 | 1.2891 | 1.2453 | 1.1192 | 0.77553 | 0.85362 | 299.4611 | 0 | 19252.8467 | 0 | 0 | 0 | 1 | 0 | 0 | 1.0077
339 | HVAC | Room | Ductless Mini-Split HP | Institutional | New | CinNgs339 | 1 | 0.011329 | 4991.0189 | 0 | GS | 18 | 0.57723 | 0.60437 | 0.83705 | 1.097 | 1.2026 | 1.2026 | 1.289 | 1.2891 | 1.2453 | 1.1192 | 0.77553 | 0.85362 | 299.4611 | 0 | 19252.8467 | 0 | 0 | 0 | 1 | 0 | 0 | 1.0077
339 | HVAC | Room | Ductless Mini-Split HP | Lodging/Hospitality | Turnover | CloTgs339 | 1 | 0.016297 | 5246.3997 | 0 | GS | 18 | 0.57723 | 0.60437 | 0.83705 | 1.097 | 1.2026 | 1.2026 | 1.289 | 1.2891 | 1.2453 | 1.1192 | 0.77553 | 0.85362 | 314.784 | 0 | 6668.3443 | 0 | 0 | 0 | 1 | 0 | 0 | 1.0077
339 | HVAC | Room | Ductless Mini-Split HP | Lodging/Hospitality | New | CloNgs339 | 1 | 0.016297 | 5246.3997 | 0 | GS | 18 | 0.57723 | 0.60437 | 0.83705 | 1.097 | 1.2026 | 1.2026 | 1.289 | 1.2891 | 1.2453 | 1.1192 | 0.77553 | 0.85362 | 314.784 | 0 | 6668.3443 | 0 | 0 | 0 | 1 | 0 | 0 | 1.0077
339 | HVAC | Room | Ductless Mini-Split HP | Miscellaneous | Turnover | CmiTgs339 | 1 | 0.049994 | 3024.3888 | 0 | GS | 18 | 0.57723 | 0.60437 | 0.83705 | 1.097 | 1.2026 | 1.2026 | 1.289 | 1.2891 | 1.2453 | 1.1192 | 0.77553 | 0.85362 | 181.4633 | 0 | 11341.9293 | 0 | 0 | 0 | 1 | 0 | 0 | 1.0077
339 | HVAC | Room | Ductless Mini-Split HP | Miscellaneous | New | CmiNgs339 | 1 | 0.049994 | 3024.3888 | 0 | GS | 18 | 0.57723 | 0.60437 | 0.83705 | 1.097 | 1.2026 | 1.2026 | 1.289 | 1.2891 | 1.2453 | 1.1192 | 0.77553 | 0.85362 | 181.4633 | 0 | 11341.9293 | 0 | 0 | 0 | 1 | 0 | 0 | 1.0077
339 | HVAC | Room | Ductless Mini-Split HP | Offices | Turnover | CofTgs339 | 1 | 0.026856 | 3014.2324 | 0 | GS | 18 | 0.57723 | 0.60437 | 0.83705 | 1.097 | 1.2026 | 1.2026 | 1.289 | 1.2891 | 1.2453 | 1.1192 | 0.77553 | 0.85362 | 180.8539 | 0 | 5628.4832 | 0 | 0 | 0 | 1 | 0 | 0 | 1.0077
339 | HVAC | Room | Ductless Mini-Split HP | Offices | New | CofNgs339 | 1 | 0.026856 | 3014.2324 | 0 | GS | 18 | 0.57723 | 0.60437 | 0.83705 | 1.097 | 1.2026 | 1.2026 | 1.289 | 1.2891 | 1.2453 | 1.1192 | 0.77553 | 0.85362 | 180.8539 | 0 | 5628.4832 | 0 | 0 | 0 | 1 | 0 | 0 | 1.0077
339 | HVAC | Room | Ductless Mini-Split HP | Restaurants | Turnover | CreTgs339 | 1 | 0.046067 | 3586.2952 | 0 | GS | 18 | 0.57723 | 0.60437 | 0.83705 | 1.097 | 1.2026 | 1.2026 | 1.289 | 1.2891 | 1.2453 | 1.1192 | 0.77553 | 0.85362 | 215.1777 | 0 | 4590.1844 | 0 | 0 | 0 | 1 | 0 | 0 | 1.0077
339 | HVAC | Room | Ductless Mini-Split HP | Restaurants | New | CreNgs339 | 1 | 0.046067 | 3586.2952 | 0 | GS | 18 | 0.57723 | 0.60437 | 0.83705 | 1.097 | 1.2026 | 1.2026 | 1.289 | 1.2891 | 1.2453 | 1.1192 | 0.77553 | 0.85362 | 215.1777 | 0 | 4590.1844 | 0 | 0 | 0 | 1 | 0 | 0 | 1.0077
339 | HVAC | Room | Ductless Mini-Split HP | Retail | Turnover | CrtTgs339 | 1 | 0.093358 | 3043.4239 | 0 | GS | 18 | 0.57723 | 0.60437 | 0.83705 | 1.097 | 1.2026 | 1.2026 | 1.289 | 1.2891 | 1.2453 | 1.1192 | 0.77553 | 0.85362 | 182.6054 | 0 | 4986.5563 | 0 | 0 | 0 | 1 | 0 | 0 | 1.0077
339 | HVAC | Room | Ductless Mini-Split HP | Retail | New | CrtNgs339 | 1 | 0.093358 | 3043.4239 | 0 | GS | 18 | 0.57723 | 0.60437 | 0.83705 | 1.097 | 1.2026 | 1.2026 | 1.289 | 1.2891 | 1.2453 | 1.1192 | 0.77553 | 0.85362 | 182.6054 | 0 | 4986.5563 | 0 | 0 | 0 | 1 | 0 | 0 | 1.0077
339 | HVAC | Room | Ductless Mini-Split HP | Schools K-12 | Turnover | CscTgs339 | 1 | 0.099044 | 3045.9195 | 0 | GS | 18 | 0.57723 | 0.60437 | 0.83705 | 1.097 | 1.2026 | 1.2026 | 1.289 | 1.2891 | 1.2453 | 1.1192 | 0.77553 | 0.85362 | 182.7552 | 0 | 5735.721 | 0 | 0 | 0 | 1 | 0 | 0 | 1.0077
339 | HVAC | Room | Ductless Mini-Split HP | Schools K-12 | New | CscNgs339 | 1 | 0.099044 | 3045.9195 | 0 | GS | 18 | 0.57723 | 0.60437 | 0.83705 | 1.097 | 1.2026 | 1.2026 | 1.289 | 1.2891 | 1.2453 | 1.1192 | 0.77553 | 0.85362 | 182.7552 | 0 | 5735.721 | 0 | 0 | 0 | 1 | 0 | 0 | 1.0077
339 | HVAC | Room | Ductless Mini-Split HP | Warehouse | Turnover | CwaTgs339 | 1 | 0.11525 | 3053.0323 | 0 | GS | 18 | 0.57723 | 0.60437 | 0.83705 | 1.097 | 1.2026 | 1.2026 | 1.289 | 1.2891 | 1.2453 | 1.1192 | 0.77553 | 0.85362 | 183.1819 | 0 | 26146.0006 | 0 | 0 | 0 | 1 | 0 | 0 | 1.0077
339 | HVAC | Room | Ductless Mini-Split HP | Warehouse | New | CwaNgs339 | 1 | 0.11525 | 3053.0323 | 0 | GS | 18 | 0.57723 | 0.60437 | 0.83705 | 1.097 | 1.2026 | 1.2026 | 1.289 | 1.2891 | 1.2453 | 1.1192 | 0.77553 | 0.85362 | 183.1819 | 0 | 26146.0006 | 0 | 0 | 0 | 1 | 0 | 0 | 1.0077
340 | HVAC | Room | Energy Star room AC | Assembly | Turnover | CasTgs340 | 1 | 0 | 3002.444 | 0 | GS | 12 | 0.57723 | 0.60437 | 0.83705 | 1.097 | 1.2026 | 1.2026 | 1.289 | 1.2891 | 1.2453 | 1.1192 | 0.77553 | 0.85362 | 180.1466 | 0 | 871.732 | 0 | 0 | 0 | 1 | 0 | 0 | 1.0077
340 | HVAC | Room | Energy Star room AC | Assembly | New | CasNgs340 | 1 | 0 | 3002.444 | 0 | GS | 12 | 0.57723 | 0.60437 | 0.83705 | 1.097 | 1.2026 | 1.2026 | 1.289 | 1.2891 | 1.2453 | 1.1192 | 0.77553 | 0.85362 | 180.1466 | 0 | 871.732 | 0 | 0 | 0 | 1 | 0 | 0 | 1.0077
340 | HVAC | Room | Energy Star room AC | College and University | Turnover | CcoTgs340 | 1 | 0 | 4932.1338 | 0 | GS | 12 | 0.57723 | 0.60437 | 0.83705 | 1.097 | 1.2026 | 1.2026 | 1.289 | 1.2891 | 1.2453 | 1.1192 | 0.77553 | 0.85362 | 295.928 | 0 | 1290.6665 | 0 | 0 | 0 | 1 | 0 | 0 | 1.0077
340 | HVAC | Room | Energy Star room AC | College and University | New | CcoNgs340 | 1 | 0 | 4932.1338 | 0 | GS | 12 | 0.57723 | 0.60437 | 0.83705 | 1.097 | 1.2026 | 1.2026 | 1.289 | 1.2891 | 1.2453 | 1.1192 | 0.77553 | 0.85362 | 295.928 | 0 | 1290.6665 | 0 | 0 | 0 | 1 | 0 | 0 | 1.0077
340 | HVAC | Room | Energy Star room AC | Data Center | Turnover | CdaTgs340 | 1 | 0 | 4932.1338 | 0 | GS | 12 | 0.57723 | 0.60437 | 0.83705 | 1.097 | 1.2026 | 1.2026 | 1.289 | 1.2891 | 1.2453 | 1.1192 | 0.77553 | 0.85362 | 295.928 | 0 | 694.4647 | 0 | 0 | 0 | 1 | 0 | 0 | 1.0077
340 | HVAC | Room | Energy Star room AC | Data Center | New | CdaNgs340 | 1 | 0 | 4932.1338 | 0 | GS | 12 | 0.57723 | 0.60437 | 0.83705 | 1.097 | 1.2026 | 1.2026 | 1.289 | 1.2891 | 1.2453 | 1.1192 | 0.77553 | 0.85362 | 295.928 | 0 | 694.4647 | 0 | 0 | 0 | 1 | 0 | 0 | 1.0077
340 | HVAC | Room | Energy Star room AC | Grocery | Turnover | CgrTgs340 | 1 | 0 | 3526.3543 | 0 | GS | 12 | 0.57723 | 0.60437 | 0.83705 | 1.097 | 1.2026 | 1.2026 | 1.289 | 1.2891 | 1.2453 | 1.1192 | 0.77553 | 0.85362 | 211.5813 | 0 | 1852.7768 | 0 | 0 | 0 | 1 | 0 | 0 | 1.0077
340 | HVAC | Room | Energy Star room AC | Grocery | New | CgrNgs340 | 1 | 0 | 3526.3543 | 0 | GS | 12 | 0.57723 | 0.60437 | 0.83705 | 1.097 | 1.2026 | 1.2026 | 1.289 | 1.2891 | 1.2453 | 1.1192 | 0.77553 | 0.85362 | 211.5813 | 0 | 1852.7768 | 0 | 0 | 0 | 1 | 0 | 0 | 1.0077
340 | HVAC | Room | Energy Star room AC | Healthcare | Turnover | CheTgs340 | 1 | 0 | 4932.1338 | 0 | GS | 12 | 0.57723 | 0.60437 | 0.83705 | 1.097 | 1.2026 | 1.2026 | 1.289 | 1.2891 | 1.2453 | 1.1192 | 0.77553 | 0.85362 | 295.928 | 0 | 657.8417 | 0 | 0 | 0 | 1 | 0 | 0 | 1.0077
340 | HVAC | Room | Energy Star room AC | Healthcare | New | CheNgs340 | 1 | 0 | 4932.1338 | 0 | GS | 12 | 0.57723 | 0.60437 | 0.83705 | 1.097 | 1.2026 | 1.2026 | 1.289 | 1.2891 | 1.2453 | 1.1192 | 0.77553 | 0.85362 | 295.928 | 0 | 657.8417 | 0 | 0 | 0 | 1 | 0 | 0 | 1.0077
340 | HVAC | Room | Energy Star room AC | Hospitals | Turnover | ChoTgs340 | 1 | 0 | 4932.1338 | 0 | GS | 12 | 0.57723 | 0.60437 | 0.83705 | 1.097 | 1.2026 | 1.2026 | 1.289 | 1.2891 | 1.2453 | 1.1192 | 0.77553 | 0.85362 | 295.928 | 0 | 694.4647 | 0 | 0 | 0 | 1 | 0 | 0 | 1.0077
340 | HVAC | Room | Energy Star room AC | Hospitals | New | ChoNgs340 | 1 | 0 | 4932.1338 | 0 | GS | 12 | 0.57723 | 0.60437 | 0.83705 | 1.097 | 1.2026 | 1.2026 | 1.289 | 1.2891 | 1.2453 | 1.1192 | 0.77553 | 0.85362 | 295.928 | 0 | 694.4647 | 0 | 0 | 0 | 1 | 0 | 0 | 1.0077
340 | HVAC | Room | Energy Star room AC | Institutional | Turnover | CinTgs340 | 1 | 0 | 4932.1339 | 0 | GS | 12 | 0.57723 | 0.60437 | 0.83705 | 1.097 | 1.2026 | 1.2026 | 1.289 | 1.2891 | 1.2453 | 1.1192 | 0.77553 | 0.85362 | 295.928 | 0 | 2648.8816 | 0 | 0 | 0 | 1 | 0 | 0 | 1.0077
340 | HVAC | Room | Energy Star room AC | Institutional | New | CinNgs340 | 1 | 0 | 4932.1339 | 0 | GS | 12 | 0.57723 | 0.60437 | 0.83705 | 1.097 | 1.2026 | 1.2026 | 1.289 | 1.2891 | 1.2453 | 1.1192 | 0.77553 | 0.85362 | 295.928 | 0 | 2648.8816 | 0 | 0 | 0 | 1 | 0 | 0 | 1.0077
340 | HVAC | Room | Energy Star room AC | Lodging/Hospitality | Turnover | CloTgs340 | 1 | 0 | 5221.6594 | 0 | GS | 12 | 0.57723 | 0.60437 | 0.83705 | 1.097 | 1.2026 | 1.2026 | 1.289 | 1.2891 | 1.2453 | 1.1192 | 0.77553 | 0.85362 | 313.2996 | 0 | 917.4692 | 0 | 0 | 0 | 1 | 0 | 0 | 1.0077
340 | HVAC | Room | Energy Star room AC | Lodging/Hospitality | New | CloNgs340 | 1 | 0 | 5221.6594 | 0 | GS | 12 | 0.57723 | 0.60437 | 0.83705 | 1.097 | 1.2026 | 1.2026 | 1.289 | 1.2891 | 1.2453 | 1.1192 | 0.77553 | 0.85362 | 313.2996 | 0 | 917.4692 | 0 | 0 | 0 | 1 | 0 | 0 | 1.0077
340 | HVAC | Room | Energy Star room AC | Miscellaneous | Turnover | CmiTgs340 | 1 | 0 | 3002.444 | 0 | GS | 12 | 0.57723 | 0.60437 | 0.83705 | 1.097 | 1.2026 | 1.2026 | 1.289 | 1.2891 | 1.2453 | 1.1192 | 0.77553 | 0.85362 | 180.1466 | 0 | 1560.376 | 0 | 0 | 0 | 1 | 0 | 0 | 1.0077
340 | HVAC | Room | Energy Star room AC | Miscellaneous | New | CmiNgs340 | 1 | 0 | 3002.444 | 0 | GS | 12 | 0.57723 | 0.60437 | 0.83705 | 1.097 | 1.2026 | 1.2026 | 1.289 | 1.2891 | 1.2453 | 1.1192 | 0.77553 | 0.85362 | 180.1466 | 0 | 1560.376 | 0 | 0 | 0 | 1 | 0 | 0 | 1.0077
340 | HVAC | Room | Energy Star room AC | Offices | Turnover | CofTgs340 | 1 | 0 | 3002.444 | 0 | GS | 12 | 0.57723 | 0.60437 | 0.83705 | 1.097 | 1.2026 | 1.2026 | 1.289 | 1.2891 | 1.2453 | 1.1192 | 0.77553 | 0.85362 | 180.1466 | 0 | 774.369 | 0 | 0 | 0 | 1 | 0 | 0 | 1.0077
340 | HVAC | Room | Energy Star room AC | Offices | New | CofNgs340 | 1 | 0 | 3002.444 | 0 | GS | 12 | 0.57723 | 0.60437 | 0.83705 | 1.097 | 1.2026 | 1.2026 | 1.289 | 1.2891 | 1.2453 | 1.1192 | 0.77553 | 0.85362 | 180.1466 | 0 | 774.369 | 0 | 0 | 0 | 1 | 0 | 0 | 1.0077
340 | HVAC | Room | Energy Star room AC | Restaurants | Turnover | CreTgs340 | 1 | 0 | 3526.3542 | 0 | GS | 12 | 0.57723 | 0.60437 | 0.83705 | 1.097 | 1.2026 | 1.2026 | 1.289 | 1.2891 | 1.2453 | 1.1192 | 0.77553 | 0.85362 | 211.5813 | 0 | 631.5423 | 0 | 0 | 0 | 1 | 0 | 0 | 1.0077
340 | HVAC | Room | Energy Star room AC | Restaurants | New | CreNgs340 | 1 | 0 | 3526.3542 | 0 | GS | 12 | 0.57723 | 0.60437 | 0.83705 | 1.097 | 1.2026 | 1.2026 | 1.289 | 1.2891 | 1.2453 | 1.1192 | 0.77553 | 0.85362 | 211.5813 | 0 | 631.5423 | 0 | 0 | 0 | 1 | 0 | 0 | 1.0077
340 | HVAC | Room | Energy Star room AC | Retail | Turnover | CrtTgs340 | 1 | 0 | 3002.444 | 0 | GS | 12 | 0.57723 | 0.60437 | 0.83705 | 1.097 | 1.2026 | 1.2026 | 1.289 | 1.2891 | 1.2453 | 1.1192 | 0.77553 | 0.85362 | 180.1466 | 0 | 686.049 | 0 | 0 | 0 | 1 | 0 | 0 | 1.0077
340 | HVAC | Room | Energy Star room AC | Retail | New | CrtNgs340 | 1 | 0 | 3002.444 | 0 | GS | 12 | 0.57723 | 0.60437 | 0.83705 | 1.097 | 1.2026 | 1.2026 | 1.289 | 1.2891 | 1.2453 | 1.1192 | 0.77553 | 0.85362 | 180.1466 | 0 | 686.049 | 0 | 0 | 0 | 1 | 0 | 0 | 1.0077
340 | HVAC | Room | Energy Star room AC | Schools K-12 | Turnover | CscTgs340 | 1 | 0 | 3002.444 | 0 | GS | 12 | 0.57723 | 0.60437 | 0.83705 | 1.097 | 1.2026 | 1.2026 | 1.289 | 1.2891 | 1.2453 | 1.1192 | 0.77553 | 0.85362 | 180.1466 | 0 | 789.1076 | 0 | 0 | 0 | 1 | 0 | 0 | 1.0077
340 | HVAC | Room | Energy Star room AC | Schools K-12 | New | CscNgs340 | 1 | 0 | 3002.444 | 0 | GS | 12 | 0.57723 | 0.60437 | 0.83705 | 1.097 | 1.2026 | 1.2026 | 1.289 | 1.2891 | 1.2453 | 1.1192 | 0.77553 | 0.85362 | 180.1466 | 0 | 789.1076 | 0 | 0 | 0 | 1 | 0 | 0 | 1.0077
340 | HVAC | Room | Energy Star room AC | Warehouse | Turnover | CwaTgs340 | 1 | 0 | 3002.444 | 0 | GS | 12 | 0.57723 | 0.60437 | 0.83705 | 1.097 | 1.2026 | 1.2026 | 1.289 | 1.2891 | 1.2453 | 1.1192 | 0.77553 | 0.85362 | 180.1466 | 0 | 3597.8617 | 0 | 0 | 0 | 1 | 0 | 0 | 1.0077
340 | HVAC | Room | Energy Star room AC | Warehouse | New | CwaNgs340 | 1 | 0 | 3002.444 | 0 | GS | 12 | 0.57723 | 0.60437 | 0.83705 | 1.097 | 1.2026 | 1.2026 | 1.289 | 1.2891 | 1.2453 | 1.1192 | 0.77553 | 0.85362 | 180.1466 | 0 | 3597.8617 | 0 | 0 | 0 | 1 | 0 | 0 | 1.0077
341 | HVAC | Room | High Efficiency PTAC | Assembly | Turnover | CasTgs341 | 1 | 0 | 3002.444 | 0 | GS | 8 | 0.57723 | 0.60437 | 0.83705 | 1.097 | 1.2026 | 1.2026 | 1.289 | 1.2891 | 1.2453 | 1.1192 | 0.77553 | 0.85362 | 180.1466 | 0 | 636.9269 | 0 | 0 | 0 | 1 | 0 | 0 | 1.0077
341 | HVAC | Room | High Efficiency PTAC | Assembly | New | CasNgs341 | 1 | 0 | 3002.444 | 0 | GS | 8 | 0.57723 | 0.60437 | 0.83705 | 1.097 | 1.2026 | 1.2026 | 1.289 | 1.2891 | 1.2453 | 1.1192 | 0.77553 | 0.85362 | 180.1466 | 0 | 636.9269 | 0 | 0 | 0 | 1 | 0 | 0 | 1.0077
341 | HVAC | Room | High Efficiency PTAC | College and University | Turnover | CcoTgs341 | 1 | 0 | 4932.1338 | 0 | GS | 8 | 0.57723 | 0.60437 | 0.83705 | 1.097 | 1.2026 | 1.2026 | 1.289 | 1.2891 | 1.2453 | 1.1192 | 0.77553 | 0.85362 | 295.928 | 0 | 943.0746 | 0 | 0 | 0 | 1 | 0 | 0 | 1.0077
341 | HVAC | Room | High Efficiency PTAC | College and University | New | CcoNgs341 | 1 | 0 | 4932.1338 | 0 | GS | 8 | 0.57723 | 0.60437 | 0.83705 | 1.097 | 1.2026 | 1.2026 | 1.289 | 1.2891 | 1.2453 | 1.1192 | 0.77553 | 0.85362 | 295.928 | 0 | 943.0746 | 0 | 0 | 0 | 1 | 0 | 0 | 1.0077
341 | HVAC | Room | High Efficiency PTAC | Data Center | Turnover | CdaTgs341 | 1 | 0 | 4932.1338 | 0 | GS | 8 | 0.57723 | 0.60437 | 0.83705 | 1.097 | 1.2026 | 1.2026 | 1.289 | 1.2891 | 1.2453 | 1.1192 | 0.77553 | 0.85362 | 295.928 | 0 | 507.4293 | 0 | 0 | 0 | 1 | 0 | 0 | 1.0077
341 | HVAC | Room | High Efficiency PTAC | Data Center | New | CdaNgs341 | 1 | 0 | 4932.1338 | 0 | GS | 8 | 0.57723 | 0.60437 | 0.83705 | 1.097 | 1.2026 | 1.2026 | 1.289 | 1.2891 | 1.2453 | 1.1192 | 0.77553 | 0.85362 | 295.928 | 0 | 507.4293 | 0 | 0 | 0 | 1 | 0 | 0 | 1.0077
341 | HVAC | Room | High Efficiency PTAC | Grocery | Turnover | CgrTgs341 | 1 | 0 | 3526.3542 | 0 | GS | 8 | 0.57723 | 0.60437 | 0.83705 | 1.097 | 1.2026 | 1.2026 | 1.289 | 1.2891 | 1.2453 | 1.1192 | 0.77553 | 0.85362 | 211.5813 | 0 | 1353.707 | 0 | 0 | 0 | 1 | 0 | 0 | 1.0077
341 | HVAC | Room | High Efficiency PTAC | Grocery | New | CgrNgs341 | 1 | 0 | 3526.3542 | 0 | GS | 8 | 0.57723 | 0.60437 | 0.83705 | 1.097 | 1.2026 | 1.2026 | 1.289 | 1.2891 | 1.2453 | 1.1192 | 0.77553 | 0.85362 | 211.5813 | 0 | 1353.707 | 0 | 0 | 0 | 1 | 0 | 0 | 1.0077
341 | HVAC | Room | High Efficiency PTAC | Healthcare | Turnover | CheTgs341 | 1 | 0 | 4932.1338 | 0 | GS | 8 | 0.57723 | 0.60437 | 0.83705 | 1.097 | 1.2026 | 1.2026 | 1.289 | 1.2891 | 1.2453 | 1.1192 | 0.77553 | 0.85362 | 295.928 | 0 | 480.6603 | 0 | 0 | 0 | 1 | 0 | 0 | 1.0077
341 | HVAC | Room | High Efficiency PTAC | Healthcare | New | CheNgs341 | 1 | 0 | 4932.1338 | 0 | GS | 8 | 0.57723 | 0.60437 | 0.83705 | 1.097 | 1.2026 | 1.2026 | 1.289 | 1.2891 | 1.2453 | 1.1192 | 0.77553 | 0.85362 | 295.928 | 0 | 480.6603 | 0 | 0 | 0 | 1 | 0 | 0 | 1.0077
341 | HVAC | Room | High Efficiency PTAC | Hospitals | Turnover | ChoTgs341 | 1 | 0 | 4932.1338 | 0 | GS | 8 | 0.57723 | 0.60437 | 0.83705 | 1.097 | 1.2026 | 1.2026 | 1.289 | 1.2891 | 1.2453 | 1.1192 | 0.77553 | 0.85362 | 295.928 | 0 | 507.4293 | 0 | 0 | 0 | 1 | 0 | 0 | 1.0077
341 | HVAC | Room | High Efficiency PTAC | Hospitals | New | ChoNgs341 | 1 | 0 | 4932.1338 | 0 | GS | 8 | 0.57723 | 0.60437 | 0.83705 | 1.097 | 1.2026 | 1.2026 | 1.289 | 1.2891 | 1.2453 | 1.1192 | 0.77553 | 0.85362 | 295.928 | 0 | 507.4293 | 0 | 0 | 0 | 1 | 0 | 0 | 1.0077
341 | HVAC | Room | High Efficiency PTAC | Institutional | Turnover | CinTgs341 | 1 | 0 | 4932.1338 | 0 | GS | 8 | 0.57723 | 0.60437 | 0.83705 | 1.097 | 1.2026 | 1.2026 | 1.289 | 1.2891 | 1.2453 | 1.1192 | 0.77553 | 0.85362 | 295.928 | 0 | 1935.4646 | 0 | 0 | 0 | 1 | 0 | 0 | 1.0077
341 | HVAC | Room | High Efficiency PTAC | Institutional | New | CinNgs341 | 1 | 0 | 4932.1338 | 0 | GS | 8 | 0.57723 | 0.60437 | 0.83705 | 1.097 | 1.2026 | 1.2026 | 1.289 | 1.2891 | 1.2453 | 1.1192 | 0.77553 | 0.85362 | 295.928 | 0 | 1935.4646 | 0 | 0 | 0 | 1 | 0 | 0 | 1.0077
341 | HVAC | Room | High Efficiency PTAC | Lodging/Hospitality | Turnover | CloTgs341 | 1 | 0 | 5221.6595 | 0 | GS | 8 | 0.57723 | 0.60437 | 0.83705 | 1.097 | 1.2026 | 1.2026 | 1.289 | 1.2891 | 1.2453 | 1.1192 | 0.77553 | 0.85362 | 313.2996 | 0 | 670.3496 | 0 | 0 | 0 | 1 | 0 | 0 | 1.0077
341 | HVAC | Room | High Efficiency PTAC | Lodging/Hospitality | New | CloNgs341 | 1 | 0 | 5221.6595 | 0 | GS | 8 | 0.57723 | 0.60437 | 0.83705 | 1.097 | 1.2026 | 1.2026 | 1.289 | 1.2891 | 1.2453 | 1.1192 | 0.77553 | 0.85362 | 313.2996 | 0 | 670.3496 | 0 | 0 | 0 | 1 | 0 | 0 | 1.0077
341 | HVAC | Room | High Efficiency PTAC | Miscellaneous | Turnover | CmiTgs341 | 1 | 0 | 3002.444 | 0 | GS | 8 | 0.57723 | 0.60437 | 0.83705 | 1.097 | 1.2026 | 1.2026 | 1.289 | 1.2891 | 1.2453 | 1.1192 | 0.77553 | 0.85362 | 180.1466 | 0 | 1140.1686 | 0 | 0 | 0 | 1 | 0 | 0 | 1.0077
341 | HVAC | Room | High Efficiency PTAC | Miscellaneous | New | CmiNgs341 | 1 | 0 | 3002.444 | 0 | GS | 8 | 0.57723 | 0.60437 | 0.83705 | 1.097 | 1.2026 | 1.2026 | 1.289 | 1.2891 | 1.2453 | 1.1192 | 0.77553 | 0.85362 | 180.1466 | 0 | 1140.1686 | 0 | 0 | 0 | 1 | 0 | 0 | 1.0077
341 | HVAC | Room | High Efficiency PTAC | Offices | Turnover | CofTgs341 | 1 | 0 | 3002.444 | 0 | GS | 8 | 0.57723 | 0.60437 | 0.83705 | 1.097 | 1.2026 | 1.2026 | 1.289 | 1.2891 | 1.2453 | 1.1192 | 0.77553 | 0.85362 | 180.1466 | 0 | 565.8202 | 0 | 0 | 0 | 1 | 0 | 0 | 1.0077
341 | HVAC | Room | High Efficiency PTAC | Offices | New | CofNgs341 | 1 | 0 | 3002.444 | 0 | GS | 8 | 0.57723 | 0.60437 | 0.83705 | 1.097 | 1.2026 | 1.2026 | 1.289 | 1.2891 | 1.2453 | 1.1192 | 0.77553 | 0.85362 | 180.1466 | 0 | 565.8202 | 0 | 0 | 0 | 1 | 0 | 0 | 1.0077
341 | HVAC | Room | High Efficiency PTAC | Restaurants | Turnover | CreTgs341 | 1 | 0 | 3526.3542 | 0 | GS | 8 | 0.57723 | 0.60437 | 0.83705 | 1.097 | 1.2026 | 1.2026 | 1.289 | 1.2891 | 1.2453 | 1.1192 | 0.77553 | 0.85362 | 211.5813 | 0 | 461.443 | 0 | 0 | 0 | 1 | 0 | 0 | 1.0077
341 | HVAC | Room | High Efficiency PTAC | Restaurants | New | CreNgs341 | 1 | 0 | 3526.3542 | 0 | GS | 8 | 0.57723 | 0.60437 | 0.83705 | 1.097 | 1.2026 | 1.2026 | 1.289 | 1.2891 | 1.2453 | 1.1192 | 0.77553 | 0.85362 | 211.5813 | 0 | 461.443 | 0 | 0 | 0 | 1 | 0 | 0 | 1.0077
341 | HVAC | Room | High Efficiency PTAC | Retail | Turnover | CrtTgs341 | 1 | 0 | 3002.444 | 0 | GS | 8 | 0.57723 | 0.60437 | 0.83705 | 1.097 | 1.2026 | 1.2026 | 1.289 | 1.2891 | 1.2453 | 1.1192 | 0.77553 | 0.85362 | 180.1466 | 0 | 501.2817 | 0 | 0 | 0 | 1 | 0 | 0 | 1.0077
341 | HVAC | Room | High Efficiency PTAC | Retail | New | CrtNgs341 | 1 | 0 | 3002.444 | 0 | GS | 8 | 0.57723 | 0.60437 | 0.83705 | 1.097 | 1.2026 | 1.2026 | 1.289 | 1.2891 | 1.2453 | 1.1192 | 0.77553 | 0.85362 | 180.1466 | 0 | 501.2817 | 0 | 0 | 0 | 1 | 0 | 0 | 1.0077
341 | HVAC | Room | High Efficiency PTAC | Schools K-12 | Turnover | CscTgs341 | 1 | 0 | 3002.444 | 0 | GS | 8 | 0.57723 | 0.60437 | 0.83705 | 1.097 | 1.2026 | 1.2026 | 1.289 | 1.2891 | 1.2453 | 1.1192 | 0.77553 | 0.85362 | 180.1466 | 0 | 576.6023 | 0 | 0 | 0 | 1 | 0 | 0 | 1.0077
341 | HVAC | Room | High Efficiency PTAC | Schools K-12 | New | CscNgs341 | 1 | 0 | 3002.444 | 0 | GS | 8 | 0.57723 | 0.60437 | 0.83705 | 1.097 | 1.2026 | 1.2026 | 1.289 | 1.2891 | 1.2453 | 1.1192 | 0.77553 | 0.85362 | 180.1466 | 0 | 576.6023 | 0 | 0 | 0 | 1 | 0 | 0 | 1.0077
341 | HVAC | Room | High Efficiency PTAC | Warehouse | Turnover | CwaTgs341 | 1 | 0 | 3002.444 | 0 | GS | 8 | 0.57723 | 0.60437 | 0.83705 | 1.097 | 1.2026 | 1.2026 | 1.289 | 1.2891 | 1.2453 | 1.1192 | 0.77553 | 0.85362 | 180.1466 | 0 | 2628.361 | 0 | 0 | 0 | 1 | 0 | 0 | 1.0077
341 | HVAC | Room | High Efficiency PTAC | Warehouse | New | CwaNgs341 | 1 | 0 | 3002.444 | 0 | GS | 8 | 0.57723 | 0.60437 | 0.83705 | 1.097 | 1.2026 | 1.2026 | 1.289 | 1.2891 | 1.2453 | 1.1192 | 0.77553 | 0.85362 | 180.1466 | 0 | 2628.361 | 0 | 0 | 0 | 1 | 0 | 0 | 1.0077
342 | HVAC | Room | High Efficiency PTHP | Assembly | Turnover | CasTgs342 | 1 | 0.2764 | 3123.7683 | 0 | GS | 8 | 1.0063 | 0.98564 | 1.0265 | 1.0441 | 1.0994 | 1.0901 | 1.0679 | 1.0965 | 1.0642 | 1.0547 | 1.0277 | 1.0297 | 187.4261 | 0 | 611.3606 | 0 | 0 | 0 | 1 | 0 | 0 | 1.0494
342 | HVAC | Room | High Efficiency PTHP | Assembly | New | CasNgs342 | 1 | 0.2764 | 3123.7683 | 0 | GS | 8 | 1.0063 | 0.98564 | 1.0265 | 1.0441 | 1.0994 | 1.0901 | 1.0679 | 1.0965 | 1.0642 | 1.0547 | 1.0277 | 1.0297 | 187.4261 | 0 | 611.3606 | 0 | 0 | 0 | 1 | 0 | 0 | 1.0494
342 | HVAC | Room | High Efficiency PTHP | College and University | Turnover | CcoTgs342 | 1 | 0.034561 | 5111.775 | 0 | GS | 8 | 1.0063 | 0.98564 | 1.0265 | 1.0441 | 1.0994 | 1.0901 | 1.0679 | 1.0965 | 1.0642 | 1.0547 | 1.0277 | 1.0297 | 306.7065 | 0 | 905.2233 | 0 | 0 | 0 | 1 | 0 | 0 | 1.0494
342 | HVAC | Room | High Efficiency PTHP | College and University | New | CcoNgs342 | 1 | 0.034561 | 5111.775 | 0 | GS | 8 | 1.0063 | 0.98564 | 1.0265 | 1.0441 | 1.0994 | 1.0901 | 1.0679 | 1.0965 | 1.0642 | 1.0547 | 1.0277 | 1.0297 | 306.7065 | 0 | 905.2233 | 0 | 0 | 0 | 1 | 0 | 0 | 1.0494
342 | HVAC | Room | High Efficiency PTHP | Data Center | Turnover | CdaTgs342 | 1 | 0.033385 | 5105.6641 | 0 | GS | 8 | 1.0063 | 0.98564 | 1.0265 | 1.0441 | 1.0994 | 1.0901 | 1.0679 | 1.0965 | 1.0642 | 1.0547 | 1.0277 | 1.0297 | 306.3398 | 0 | 487.0628 | 0 | 0 | 0 | 1 | 0 | 0 | 1.0494
342 | HVAC | Room | High Efficiency PTHP | Data Center | New | CdaNgs342 | 1 | 0.033385 | 5105.6641 | 0 | GS | 8 | 1.0063 | 0.98564 | 1.0265 | 1.0441 | 1.0994 | 1.0901 | 1.0679 | 1.0965 | 1.0642 | 1.0547 | 1.0277 | 1.0297 | 306.3398 | 0 | 487.0628 | 0 | 0 | 0 | 1 | 0 | 0 | 1.0494
342 | HVAC | Room | High Efficiency PTHP | Grocery | Turnover | CgrTgs342 | 1 | 0.34231 | 3971.7566 | 0 | GS | 8 | 1.0063 | 0.98564 | 1.0265 | 1.0441 | 1.0994 | 1.0901 | 1.0679 | 1.0965 | 1.0642 | 1.0547 | 1.0277 | 1.0297 | 238.3054 | 0 | 1299.3422 | 0 | 0 | 0 | 1 | 0 | 0 | 1.0494
342 | HVAC | Room | High Efficiency PTHP | Grocery | New | CgrNgs342 | 1 | 0.34231 | 3971.7566 | 0 | GS | 8 | 1.0063 | 0.98564 | 1.0265 | 1.0441 | 1.0994 | 1.0901 | 1.0679 | 1.0965 | 1.0642 | 1.0547 | 1.0277 | 1.0297 | 238.3054 | 0 | 1299.3422 | 0 | 0 | 0 | 1 | 0 | 0 | 1.0494
342 | HVAC | Room | High Efficiency PTHP | Healthcare | Turnover | CheTgs342 | 1 | 0.027633 | 5075.766 | 0 | GS | 8 | 1.0063 | 0.98564 | 1.0265 | 1.0441 | 1.0994 | 1.0901 | 1.0679 | 1.0965 | 1.0642 | 1.0547 | 1.0277 | 1.0297 | 304.546 | 0 | 461.3682 | 0 | 0 | 0 | 1 | 0 | 0 | 1.0494
342 | HVAC | Room | High Efficiency PTHP | Healthcare | New | CheNgs342 | 1 | 0.027633 | 5075.766 | 0 | GS | 8 | 1.0063 | 0.98564 | 1.0265 | 1.0441 | 1.0994 | 1.0901 | 1.0679 | 1.0965 | 1.0642 | 1.0547 | 1.0277 | 1.0297 | 304.546 | 0 | 461.3682 | 0 | 0 | 0 | 1 | 0 | 0 | 1.0494
342 | HVAC | Room | High Efficiency PTHP | Hospitals | Turnover | ChoTgs342 | 1 | 0.033385 | 5105.6641 | 0 | GS | 8 | 1.0063 | 0.98564 | 1.0265 | 1.0441 | 1.0994 | 1.0901 | 1.0679 | 1.0965 | 1.0642 | 1.0547 | 1.0277 | 1.0297 | 306.3398 | 0 | 487.0628 | 0 | 0 | 0 | 1 | 0 | 0 | 1.0494
342 | HVAC | Room | High Efficiency PTHP | Hospitals | New | ChoNgs342 | 1 | 0.033385 | 5105.6641 | 0 | GS | 8 | 1.0063 | 0.98564 | 1.0265 | 1.0441 | 1.0994 | 1.0901 | 1.0679 | 1.0965 | 1.0642 | 1.0547 | 1.0277 | 1.0297 | 306.3398 | 0 | 487.0628 | 0 | 0 | 0 | 1 | 0 | 0 | 1.0494
342 | HVAC | Room | High Efficiency PTHP | Institutional | Turnover | CinTgs342 | 1 | 0.061261 | 5250.5544 | 0 | GS | 8 | 1.0063 | 0.98564 | 1.0265 | 1.0441 | 1.0994 | 1.0901 | 1.0679 | 1.0965 | 1.0642 | 1.0547 | 1.0277 | 1.0297 | 315.0333 | 0 | 1857.8131 | 0 | 0 | 0 | 1 | 0 | 0 | 1.0494
342 | HVAC | Room | High Efficiency PTHP | Institutional | New | CinNgs342 | 1 | 0.061261 | 5250.5544 | 0 | GS | 8 | 1.0063 | 0.98564 | 1.0265 | 1.0441 | 1.0994 | 1.0901 | 1.0679 | 1.0965 | 1.0642 | 1.0547 | 1.0277 | 1.0297 | 315.0333 | 0 | 1857.8131 | 0 | 0 | 0 | 1 | 0 | 0 | 1.0494
342 | HVAC | Room | High Efficiency PTHP | Lodging/Hospitality | Turnover | CloTgs342 | 1 | 0.087955 | 5355.1862 | 0 | GS | 8 | 1.0063 | 0.98564 | 1.0265 | 1.0441 | 1.0994 | 1.0901 | 1.0679 | 1.0965 | 1.0642 | 1.0547 | 1.0277 | 1.0297 | 321.3112 | 0 | 643.4424 | 0 | 0 | 0 | 1 | 0 | 0 | 1.0494
342 | HVAC | Room | High Efficiency PTHP | Lodging/Hospitality | New | CloNgs342 | 1 | 0.087955 | 5355.1862 | 0 | GS | 8 | 1.0063 | 0.98564 | 1.0265 | 1.0441 | 1.0994 | 1.0901 | 1.0679 | 1.0965 | 1.0642 | 1.0547 | 1.0277 | 1.0297 | 321.3112 | 0 | 643.4424 | 0 | 0 | 0 | 1 | 0 | 0 | 1.0494
342 | HVAC | Room | High Efficiency PTHP | Miscellaneous | Turnover | CmiTgs342 | 1 | 0.27001 | 3120.9637 | 0 | GS | 8 | 1.0063 | 0.98564 | 1.0265 | 1.0441 | 1.0994 | 1.0901 | 1.0679 | 1.0965 | 1.0642 | 1.0547 | 1.0277 | 1.0297 | 187.2578 | 0 | 1094.4201 | 0 | 0 | 0 | 1 | 0 | 0 | 1.0494
342 | HVAC | Room | High Efficiency PTHP | Miscellaneous | New | CmiNgs342 | 1 | 0.27001 | 3120.9637 | 0 | GS | 8 | 1.0063 | 0.98564 | 1.0265 | 1.0441 | 1.0994 | 1.0901 | 1.0679 | 1.0965 | 1.0642 | 1.0547 | 1.0277 | 1.0297 | 187.2578 | 0 | 1094.4201 | 0 | 0 | 0 | 1 | 0 | 0 | 1.0494
342 | HVAC | Room | High Efficiency PTHP | Offices | Turnover | CofTgs342 | 1 | 0.14512 | 3066.1439 | 0 | GS | 8 | 1.0063 | 0.98564 | 1.0265 | 1.0441 | 1.0994 | 1.0901 | 1.0679 | 1.0965 | 1.0642 | 1.0547 | 1.0277 | 1.0297 | 183.9686 | 0 | 543.1125 | 0 | 0 | 0 | 1 | 0 | 0 | 1.0494
342 | HVAC | Room | High Efficiency PTHP | Offices | New | CofNgs342 | 1 | 0.14512 | 3066.1439 | 0 | GS | 8 | 1.0063 | 0.98564 | 1.0265 | 1.0441 | 1.0994 | 1.0901 | 1.0679 | 1.0965 | 1.0642 | 1.0547 | 1.0277 | 1.0297 | 183.9686 | 0 | 543.1125 | 0 | 0 | 0 | 1 | 0 | 0 | 1.0494
342 | HVAC | Room | High Efficiency PTHP | Restaurants | Turnover | CreTgs342 | 1 | 0.24876 | 3850.0314 | 0 | GS | 8 | 1.0063 | 0.98564 | 1.0265 | 1.0441 | 1.0994 | 1.0901 | 1.0679 | 1.0965 | 1.0642 | 1.0547 | 1.0277 | 1.0297 | 231.0019 | 0 | 442.9231 | 0 | 0 | 0 | 1 | 0 | 0 | 1.0494
342 | HVAC | Room | High Efficiency PTHP | Restaurants | New | CreNgs342 | 1 | 0.24876 | 3850.0314 | 0 | GS | 8 | 1.0063 | 0.98564 | 1.0265 | 1.0441 | 1.0994 | 1.0901 | 1.0679 | 1.0965 | 1.0642 | 1.0547 | 1.0277 | 1.0297 | 231.0019 | 0 | 442.9231 | 0 | 0 | 0 | 1 | 0 | 0 | 1.0494
342 | HVAC | Room | High Efficiency PTHP | Retail | Turnover | CrtTgs342 | 1 | 0.50432 | 3223.8153 | 0 | GS | 8 | 1.0063 | 0.98564 | 1.0265 | 1.0441 | 1.0994 | 1.0901 | 1.0679 | 1.0965 | 1.0642 | 1.0547 | 1.0277 | 1.0297 | 193.4289 | 0 | 481.1609 | 0 | 0 | 0 | 1 | 0 | 0 | 1.0494
342 | HVAC | Room | High Efficiency PTHP | Retail | New | CrtNgs342 | 1 | 0.50432 | 3223.8153 | 0 | GS | 8 | 1.0063 | 0.98564 | 1.0265 | 1.0441 | 1.0994 | 1.0901 | 1.0679 | 1.0965 | 1.0642 | 1.0547 | 1.0277 | 1.0297 | 193.4289 | 0 | 481.1609 | 0 | 0 | 0 | 1 | 0 | 0 | 1.0494
342 | HVAC | Room | High Efficiency PTHP | Schools K-12 | Turnover | CscTgs342 | 1 | 0.53464 | 3237.1272 | 0 | GS | 8 | 1.0063 | 0.98564 | 1.0265 | 1.0441 | 1.0994 | 1.0901 | 1.0679 | 1.0965 | 1.0642 | 1.0547 | 1.0277 | 1.0297 | 194.2276 | 0 | 553.4578 | 0 | 0 | 0 | 1 | 0 | 0 | 1.0494
342 | HVAC | Room | High Efficiency PTHP | Schools K-12 | New | CscNgs342 | 1 | 0.53464 | 3237.1272 | 0 | GS | 8 | 1.0063 | 0.98564 | 1.0265 | 1.0441 | 1.0994 | 1.0901 | 1.0679 | 1.0965 | 1.0642 | 1.0547 | 1.0277 | 1.0297 | 194.2276 | 0 | 553.4578 | 0 | 0 | 0 | 1 | 0 | 0 | 1.0494
342 | HVAC | Room | High Efficiency PTHP | Warehouse | Turnover | CwaTgs342 | 1 | 0.62239 | 3275.6423 | 0 | GS | 8 | 1.0063 | 0.98564 | 1.0265 | 1.0441 | 1.0994 | 1.0901 | 1.0679 | 1.0965 | 1.0642 | 1.0547 | 1.0277 | 1.0297 | 196.5385 | 0 | 2522.7335 | 0 | 0 | 0 | 1 | 0 | 0 | 1.0494
342 | HVAC | Room | High Efficiency PTHP | Warehouse | New | CwaNgs342 | 1 | 0.62239 | 3275.6423 | 0 | GS | 8 | 1.0063 | 0.98564 | 1.0265 | 1.0441 | 1.0994 | 1.0901 | 1.0679 | 1.0965 | 1.0642 | 1.0547 | 1.0277 | 1.0297 | 196.5385 | 0 | 2522.7335 | 0 | 0 | 0 | 1 | 0 | 0 | 1.0494
343 | HVAC | Room | Variable Refrigerant Flow (VRF) HVAC Systems | Assembly | Turnover | CasTgs343 | 1 | 0.2347 | 3105.466 | 0 | GS | 15 | 0.57723 | 0.60437 | 0.83705 | 1.097 | 1.2026 | 1.2026 | 1.289 | 1.2891 | 1.2453 | 1.1192 | 0.77553 | 0.85362 | 186.328 | 0 | 3971.7476 | 0 | 0 | 0 | 1 | 0 | 0 | 1.0077
343 | HVAC | Room | Variable Refrigerant Flow (VRF) HVAC Systems | Assembly | New | CasNgs343 | 1 | 0.2347 | 3105.466 | 0 | GS | 15 | 0.57723 | 0.60437 | 0.83705 | 1.097 | 1.2026 | 1.2026 | 1.289 | 1.2891 | 1.2453 | 1.1192 | 0.77553 | 0.85362 | 186.328 | 0 | 3971.7476 | 0 | 0 | 0 | 1 | 0 | 0 | 1.0077
343 | HVAC | Room | Variable Refrigerant Flow (VRF) HVAC Systems | College and University | Turnover | CcoTgs343 | 1 | 0.029347 | 5084.6747 | 0 | GS | 15 | 0.57723 | 0.60437 | 0.83705 | 1.097 | 1.2026 | 1.2026 | 1.289 | 1.2891 | 1.2453 | 1.1192 | 0.77553 | 0.85362 | 305.0805 | 0 | 5880.8159 | 0 | 0 | 0 | 1 | 0 | 0 | 1.0077
343 | HVAC | Room | Variable Refrigerant Flow (VRF) HVAC Systems | College and University | New | CcoNgs343 | 1 | 0.029347 | 5084.6747 | 0 | GS | 15 | 0.57723 | 0.60437 | 0.83705 | 1.097 | 1.2026 | 1.2026 | 1.289 | 1.2891 | 1.2453 | 1.1192 | 0.77553 | 0.85362 | 305.0805 | 0 | 5880.8159 | 0 | 0 | 0 | 1 | 0 | 0 | 1.0077
343 | HVAC | Room | Variable Refrigerant Flow (VRF) HVAC Systems | Data Center | Turnover | CdaTgs343 | 1 | 0.028352 | 5079.501 | 0 | GS | 15 | 0.57723 | 0.60437 | 0.83705 | 1.097 | 1.2026 | 1.2026 | 1.289 | 1.2891 | 1.2453 | 1.1192 | 0.77553 | 0.85362 | 304.7701 | 0 | 3164.2204 | 0 | 0 | 0 | 1 | 0 | 0 | 1.0077
343 | HVAC | Room | Variable Refrigerant Flow (VRF) HVAC Systems | Data Center | New | CdaNgs343 | 1 | 0.028352 | 5079.501 | 0 | GS | 15 | 0.57723 | 0.60437 | 0.83705 | 1.097 | 1.2026 | 1.2026 | 1.289 | 1.2891 | 1.2453 | 1.1192 | 0.77553 | 0.85362 | 304.7701 | 0 | 3164.2204 | 0 | 0 | 0 | 1 | 0 | 0 | 1.0077
343 | HVAC | Room | Variable Refrigerant Flow (VRF) HVAC Systems | Grocery | Turnover | CgrTgs343 | 1 | 0.29067 | 3904.5595 | 0 | GS | 15 | 0.57723 | 0.60437 | 0.83705 | 1.097 | 1.2026 | 1.2026 | 1.289 | 1.2891 | 1.2453 | 1.1192 | 0.77553 | 0.85362 | 234.2736 | 0 | 8441.3368 | 0 | 0 | 0 | 1 | 0 | 0 | 1.0077
343 | HVAC | Room | Variable Refrigerant Flow (VRF) HVAC Systems | Grocery | New | CgrNgs343 | 1 | 0.29067 | 3904.5595 | 0 | GS | 15 | 0.57723 | 0.60437 | 0.83705 | 1.097 | 1.2026 | 1.2026 | 1.289 | 1.2891 | 1.2453 | 1.1192 | 0.77553 | 0.85362 | 234.2736 | 0 | 8441.3368 | 0 | 0 | 0 | 1 | 0 | 0 | 1.0077
343 | HVAC | Room | Variable Refrigerant Flow (VRF) HVAC Systems | Healthcare | Turnover | CheTgs343 | 1 | 0.023456 | 5054.0541 | 0 | GS | 15 | 0.57723 | 0.60437 | 0.83705 | 1.097 | 1.2026 | 1.2026 | 1.289 | 1.2891 | 1.2453 | 1.1192 | 0.77553 | 0.85362 | 303.2432 | 0 | 2997.2698 | 0 | 0 | 0 | 1 | 0 | 0 | 1.0077
343 | HVAC | Room | Variable Refrigerant Flow (VRF) HVAC Systems | Healthcare | New | CheNgs343 | 1 | 0.023456 | 5054.0541 | 0 | GS | 15 | 0.57723 | 0.60437 | 0.83705 | 1.097 | 1.2026 | 1.2026 | 1.289 | 1.2891 | 1.2453 | 1.1192 | 0.77553 | 0.85362 | 303.2432 | 0 | 2997.2698 | 0 | 0 | 0 | 1 | 0 | 0 | 1.0077
343 | HVAC | Room | Variable Refrigerant Flow (VRF) HVAC Systems | Hospitals | Turnover | ChoTgs343 | 1 | 0.028352 | 5079.501 | 0 | GS | 15 | 0.57723 | 0.60437 | 0.83705 | 1.097 | 1.2026 | 1.2026 | 1.289 | 1.2891 | 1.2453 | 1.1192 | 0.77553 | 0.85362 | 304.7701 | 0 | 3164.2204 | 0 | 0 | 0 | 1 | 0 | 0 | 1.0077
343 | HVAC | Room | Variable Refrigerant Flow (VRF) HVAC Systems | Hospitals | New | ChoNgs343 | 1 | 0.028352 | 5079.501 | 0 | GS | 15 | 0.57723 | 0.60437 | 0.83705 | 1.097 | 1.2026 | 1.2026 | 1.289 | 1.2891 | 1.2453 | 1.1192 | 0.77553 | 0.85362 | 304.7701 | 0 | 3164.2204 | 0 | 0 | 0 | 1 | 0 | 0 | 1.0077
343 | HVAC | Room | Variable Refrigerant Flow (VRF) HVAC Systems | Institutional | Turnover | CinTgs343 | 1 | 0.052014 | 5202.489 | 0 | GS | 15 | 0.57723 | 0.60437 | 0.83705 | 1.097 | 1.2026 | 1.2026 | 1.289 | 1.2891 | 1.2453 | 1.1192 | 0.77553 | 0.85362 | 312.1493 | 0 | 12069.0581 | 0 | 0 | 0 | 1 | 0 | 0 | 1.0077
343 | HVAC | Room | Variable Refrigerant Flow (VRF) HVAC Systems | Institutional | New | CinNgs343 | 1 | 0.052014 | 5202.489 | 0 | GS | 15 | 0.57723 | 0.60437 | 0.83705 | 1.097 | 1.2026 | 1.2026 | 1.289 | 1.2891 | 1.2453 | 1.1192 | 0.77553 | 0.85362 | 312.1493 | 0 | 12069.0581 | 0 | 0 | 0 | 1 | 0 | 0 | 1.0077
343 | HVAC | Room | Variable Refrigerant Flow (VRF) HVAC Systems | Lodging/Hospitality | Turnover | CloTgs343 | 1 | 0.074672 | 5335.0206 | 0 | GS | 15 | 0.57723 | 0.60437 | 0.83705 | 1.097 | 1.2026 | 1.2026 | 1.289 | 1.2891 | 1.2453 | 1.1192 | 0.77553 | 0.85362 | 320.1012 | 0 | 4180.1467 | 0 | 0 | 0 | 1 | 0 | 0 | 1.0077
343 | HVAC | Room | Variable Refrigerant Flow (VRF) HVAC Systems | Lodging/Hospitality | New | CloNgs343 | 1 | 0.074672 | 5335.0206 | 0 | GS | 15 | 0.57723 | 0.60437 | 0.83705 | 1.097 | 1.2026 | 1.2026 | 1.289 | 1.2891 | 1.2453 | 1.1192 | 0.77553 | 0.85362 | 320.1012 | 0 | 4180.1467 | 0 | 0 | 0 | 1 | 0 | 0 | 1.0077
343 | HVAC | Room | Variable Refrigerant Flow (VRF) HVAC Systems | Miscellaneous | Turnover | CmiTgs343 | 1 | 0.22918 | 3103.0449 | 0 | GS | 15 | 0.57723 | 0.60437 | 0.83705 | 1.097 | 1.2026 | 1.2026 | 1.289 | 1.2891 | 1.2453 | 1.1192 | 0.77553 | 0.85362 | 186.1827 | 0 | 7109.8198 | 0 | 0 | 0 | 1 | 0 | 0 | 1.0077
343 | HVAC | Room | Variable Refrigerant Flow (VRF) HVAC Systems | Miscellaneous | New | CmiNgs343 | 1 | 0.22918 | 3103.0449 | 0 | GS | 15 | 0.57723 | 0.60437 | 0.83705 | 1.097 | 1.2026 | 1.2026 | 1.289 | 1.2891 | 1.2453 | 1.1192 | 0.77553 | 0.85362 | 186.1827 | 0 | 7109.8198 | 0 | 0 | 0 | 1 | 0 | 0 | 1.0077
343 | HVAC | Room | Variable Refrigerant Flow (VRF) HVAC Systems | Offices | Turnover | CofTgs343 | 1 | 0.1232 | 3056.5234 | 0 | GS | 15 | 0.57723 | 0.60437 | 0.83705 | 1.097 | 1.2026 | 1.2026 | 1.289 | 1.2891 | 1.2453 | 1.1192 | 0.77553 | 0.85362 | 183.3914 | 0 | 3528.3291 | 0 | 0 | 0 | 1 | 0 | 0 | 1.0077
343 | HVAC | Room | Variable Refrigerant Flow (VRF) HVAC Systems | Offices | New | CofNgs343 | 1 | 0.1232 | 3056.5234 | 0 | GS | 15 | 0.57723 | 0.60437 | 0.83705 | 1.097 | 1.2026 | 1.2026 | 1.289 | 1.2891 | 1.2453 | 1.1192 | 0.77553 | 0.85362 | 183.3914 | 0 | 3528.3291 | 0 | 0 | 0 | 1 | 0 | 0 | 1.0077
343 | HVAC | Room | Variable Refrigerant Flow (VRF) HVAC Systems | Restaurants | Turnover | CreTgs343 | 1 | 0.21119 | 3801.1529 | 0 | GS | 15 | 0.57723 | 0.60437 | 0.83705 | 1.097 | 1.2026 | 1.2026 | 1.289 | 1.2891 | 1.2453 | 1.1192 | 0.77553 | 0.85362 | 228.0692 | 0 | 2877.4373 | 0 | 0 | 0 | 1 | 0 | 0 | 1.0077
343 | HVAC | Room | Variable Refrigerant Flow (VRF) HVAC Systems | Restaurants | New | CreNgs343 | 1 | 0.21119 | 3801.1529 | 0 | GS | 15 | 0.57723 | 0.60437 | 0.83705 | 1.097 | 1.2026 | 1.2026 | 1.289 | 1.2891 | 1.2453 | 1.1192 | 0.77553 | 0.85362 | 228.0692 | 0 | 2877.4373 | 0 | 0 | 0 | 1 | 0 | 0 | 1.0077
343 | HVAC | Room | Variable Refrigerant Flow (VRF) HVAC Systems | Retail | Turnover | CrtTgs343 | 1 | 0.42821 | 3190.4079 | 0 | GS | 15 | 0.57723 | 0.60437 | 0.83705 | 1.097 | 1.2026 | 1.2026 | 1.289 | 1.2891 | 1.2453 | 1.1192 | 0.77553 | 0.85362 | 191.4245 | 0 | 3125.8992 | 0 | 0 | 0 | 1 | 0 | 0 | 1.0077
343 | HVAC | Room | Variable Refrigerant Flow (VRF) HVAC Systems | Retail | New | CrtNgs343 | 1 | 0.42821 | 3190.4079 | 0 | GS | 15 | 0.57723 | 0.60437 | 0.83705 | 1.097 | 1.2026 | 1.2026 | 1.289 | 1.2891 | 1.2453 | 1.1192 | 0.77553 | 0.85362 | 191.4245 | 0 | 3125.8992 | 0 | 0 | 0 | 1 | 0 | 0 | 1.0077
343 | HVAC | Room | Variable Refrigerant Flow (VRF) HVAC Systems | Schools K-12 | Turnover | CscTgs343 | 1 | 0.45392 | 3201.6929 | 0 | GS | 15 | 0.57723 | 0.60437 | 0.83705 | 1.097 | 1.2026 | 1.2026 | 1.289 | 1.2891 | 1.2453 | 1.1192 | 0.77553 | 0.85362 | 192.1016 | 0 | 3595.5463 | 0 | 0 | 0 | 1 | 0 | 0 | 1.0077
343 | HVAC | Room | Variable Refrigerant Flow (VRF) HVAC Systems | Schools K-12 | New | CscNgs343 | 1 | 0.45392 | 3201.6929 | 0 | GS | 15 | 0.57723 | 0.60437 | 0.83705 | 1.097 | 1.2026 | 1.2026 | 1.289 | 1.2891 | 1.2453 | 1.1192 | 0.77553 | 0.85362 | 192.1016 | 0 | 3595.5463 | 0 | 0 | 0 | 1 | 0 | 0 | 1.0077
343 | HVAC | Room | Variable Refrigerant Flow (VRF) HVAC Systems | Warehouse | Turnover | CwaTgs343 | 1 | 0.52832 | 3234.3496 | 0 | GS | 15 | 0.57723 | 0.60437 | 0.83705 | 1.097 | 1.2026 | 1.2026 | 1.289 | 1.2891 | 1.2453 | 1.1192 | 0.77553 | 0.85362 | 194.061 | 0 | 16389.5818 | 0 | 0 | 0 | 1 | 0 | 0 | 1.0077
343 | HVAC | Room | Variable Refrigerant Flow (VRF) HVAC Systems | Warehouse | New | CwaNgs343 | 1 | 0.52832 | 3234.3496 | 0 | GS | 15 | 0.57723 | 0.60437 | 0.83705 | 1.097 | 1.2026 | 1.2026 | 1.289 | 1.2891 | 1.2453 | 1.1192 | 0.77553 | 0.85362 | 194.061 | 0 | 16389.5818 | 0 | 0 | 0 | 1 | 0 | 0 | 1.0077
344 | HVAC | Sealing | Air Curtains | Assembly | Existing | CasEgs344 | 1 | 173.2213 | 79038.3601 | 0 | GS | 15 | 0.536 | 0.638 | 0.811 | 0.882 | 1.033 | 1.022 | 1.038 | 1.051 | 1.035 | 1.017 | 0.878 | 0.562 | 4742.3016 | 0 | 3610731.2023 | 0 | 0 | 0 | 1 | 0 | 0 | 0.87525
344 | HVAC | Sealing | Air Curtains | Assembly | New | CasNgs344 | 1 | 173.2213 | 79038.3601 | 0 | GS | 15 | 0.536 | 0.638 | 0.811 | 0.882 | 1.033 | 1.022 | 1.038 | 1.051 | 1.035 | 1.017 | 0.878 | 0.562 | 4742.3016 | 0 | 3610731.2023 | 0 | 0 | 0 | 1 | 0 | 0 | 0.87525
344 | HVAC | Sealing | Air Curtains | College and University | Existing | CcoEgs344 | 1 | 24.0304 | 129836.8552 | 0 | GS | 15 | 0.536 | 0.638 | 0.811 | 0.882 | 1.033 | 1.022 | 1.038 | 1.051 | 1.035 | 1.017 | 0.878 | 0.562 | 7790.2113 | 0 | 5931372.863 | 0 | 0 | 0 | 1 | 0 | 0 | 0.87525
344 | HVAC | Sealing | Air Curtains | College and University | New | CcoNgs344 | 1 | 24.0304 | 129836.8552 | 0 | GS | 15 | 0.536 | 0.638 | 0.811 | 0.882 | 1.033 | 1.022 | 1.038 | 1.051 | 1.035 | 1.017 | 0.878 | 0.562 | 7790.2113 | 0 | 5931372.863 | 0 | 0 | 0 | 1 | 0 | 0 | 0.87525
344 | HVAC | Sealing | Air Curtains | Data Center | Existing | CdaEgs344 | 1 | 24.0304 | 129836.8552 | 0 | GS | 15 | 0.536 | 0.638 | 0.811 | 0.882 | 1.033 | 1.022 | 1.038 | 1.051 | 1.035 | 1.017 | 0.878 | 0.562 | 7790.2113 | 0 | 5931372.863 | 0 | 0 | 0 | 1 | 0 | 0 | 0.87525
344 | HVAC | Sealing | Air Curtains | Data Center | New | CdaNgs344 | 1 | 24.0304 | 129836.8552 | 0 | GS | 15 | 0.536 | 0.638 | 0.811 | 0.882 | 1.033 | 1.022 | 1.038 | 1.051 | 1.035 | 1.017 | 0.878 | 0.562 | 7790.2113 | 0 | 5931372.863 | 0 | 0 | 0 | 1 | 0 | 0 | 0.87525
344 | HVAC | Sealing | Air Curtains | Grocery | Existing | CgrEgs344 | 1 | 68.6335 | 92830.1636 | 0 | GS | 15 | 0.536 | 0.638 | 0.811 | 0.882 | 1.033 | 1.022 | 1.038 | 1.051 | 1.035 | 1.017 | 0.878 | 0.562 | 5569.8098 | 0 | 4240785.9651 | 0 | 0 | 0 | 1 | 0 | 0 | 0.87525
344 | HVAC | Sealing | Air Curtains | Grocery | New | CgrNgs344 | 1 | 68.6335 | 92830.1636 | 0 | GS | 15 | 0.536 | 0.638 | 0.811 | 0.882 | 1.033 | 1.022 | 1.038 | 1.051 | 1.035 | 1.017 | 0.878 | 0.562 | 5569.8098 | 0 | 4240785.9651 | 0 | 0 | 0 | 1 | 0 | 0 | 0.87525
344 | HVAC | Sealing | Air Curtains | Healthcare | Existing | CheEgs344 | 1 | 24.0304 | 129836.8552 | 0 | GS | 15 | 0.536 | 0.638 | 0.811 | 0.882 | 1.033 | 1.022 | 1.038 | 1.051 | 1.035 | 1.017 | 0.878 | 0.562 | 7790.2113 | 0 | 5931372.863 | 0 | 0 | 0 | 1 | 0 | 0 | 0.87525
344 | HVAC | Sealing | Air Curtains | Healthcare | New | CheNgs344 | 1 | 24.0304 | 129836.8552 | 0 | GS | 15 | 0.536 | 0.638 | 0.811 | 0.882 | 1.033 | 1.022 | 1.038 | 1.051 | 1.035 | 1.017 | 0.878 | 0.562 | 7790.2113 | 0 | 5931372.863 | 0 | 0 | 0 | 1 | 0 | 0 | 0.87525
344 | HVAC | Sealing | Air Curtains | Hospitals | Existing | ChoEgs344 | 1 | 24.0304 | 129836.8552 | 0 | GS | 15 | 0.536 | 0.638 | 0.811 | 0.882 | 1.033 | 1.022 | 1.038 | 1.051 | 1.035 | 1.017 | 0.878 | 0.562 | 7790.2113 | 0 | 5931372.863 | 0 | 0 | 0 | 1 | 0 | 0 | 0.87525
344 | HVAC | Sealing | Air Curtains | Hospitals | New | ChoNgs344 | 1 | 24.0304 | 129836.8552 | 0 | GS | 15 | 0.536 | 0.638 | 0.811 | 0.882 | 1.033 | 1.022 | 1.038 | 1.051 | 1.035 | 1.017 | 0.878 | 0.562 | 7790.2113 | 0 | 5931372.863 | 0 | 0 | 0 | 1 | 0 | 0 | 0.87525
344 | HVAC | Sealing | Air Curtains | Institutional | Existing | CinEgs344 | 1 | 24.0304 | 129836.8552 | 0 | GS | 15 | 0.536 | 0.638 | 0.811 | 0.882 | 1.033 | 1.022 | 1.038 | 1.051 | 1.035 | 1.017 | 0.878 | 0.562 | 7790.2113 | 0 | 5931372.863 | 0 | 0 | 0 | 1 | 0 | 0 | 0.87525
344 | HVAC | Sealing | Air Curtains | Institutional | New | CinNgs344 | 1 | 24.0304 | 129836.8552 | 0 | GS | 15 | 0.536 | 0.638 | 0.811 | 0.882 | 1.033 | 1.022 | 1.038 | 1.051 | 1.035 | 1.017 | 0.878 | 0.562 | 7790.2113 | 0 | 5931372.863 | 0 | 0 | 0 | 1 | 0 | 0 | 0.87525
344 | HVAC | Sealing | Air Curtains | Lodging/Hospitality | Existing | CloEgs344 | 1 | 87.105 | 137458.4429 | 0 | GS | 15 | 0.536 | 0.638 | 0.811 | 0.882 | 1.033 | 1.022 | 1.038 | 1.051 | 1.035 | 1.017 | 0.878 | 0.562 | 8247.5066 | 0 | 6279551.9546 | 0 | 0 | 0 | 1 | 0 | 0 | 0.87525
344 | HVAC | Sealing | Air Curtains | Lodging/Hospitality | New | CloNgs344 | 1 | 87.105 | 137458.4429 | 0 | GS | 15 | 0.536 | 0.638 | 0.811 | 0.882 | 1.033 | 1.022 | 1.038 | 1.051 | 1.035 | 1.017 | 0.878 | 0.562 | 8247.5066 | 0 | 6279551.9546 | 0 | 0 | 0 | 1 | 0 | 0 | 0.87525
344 | HVAC | Sealing | Air Curtains | Miscellaneous | Existing | CmiEgs344 | 1 | 173.2213 | 79038.3601 | 0 | GS | 15 | 0.536 | 0.638 | 0.811 | 0.882 | 1.033 | 1.022 | 1.038 | 1.051 | 1.035 | 1.017 | 0.878 | 0.562 | 4742.3016 | 0 | 3610731.2023 | 0 | 0 | 0 | 1 | 0 | 0 | 0.87525
344 | HVAC | Sealing | Air Curtains | Miscellaneous | New | CmiNgs344 | 1 | 173.2213 | 79038.3601 | 0 | GS | 15 | 0.536 | 0.638 | 0.811 | 0.882 | 1.033 | 1.022 | 1.038 | 1.051 | 1.035 | 1.017 | 0.878 | 0.562 | 4742.3016 | 0 | 3610731.2023 | 0 | 0 | 0 | 1 | 0 | 0 | 0.87525
344 | HVAC | Sealing | Air Curtains | Offices | Existing | CofEgs344 | 1 | 173.2213 | 79038.3601 | 0 | GS | 15 | 0.536 | 0.638 | 0.811 | 0.882 | 1.033 | 1.022 | 1.038 | 1.051 | 1.035 | 1.017 | 0.878 | 0.562 | 4742.3016 | 0 | 3610731.2023 | 0 | 0 | 0 | 1 | 0 | 0 | 0.87525
344 | HVAC | Sealing | Air Curtains | Offices | New | CofNgs344 | 1 | 173.2213 | 79038.3601 | 0 | GS | 15 | 0.536 | 0.638 | 0.811 | 0.882 | 1.033 | 1.022 | 1.038 | 1.051 | 1.035 | 1.017 | 0.878 | 0.562 | 4742.3016 | 0 | 3610731.2023 | 0 | 0 | 0 | 1 | 0 | 0 | 0.87525
344 | HVAC | Sealing | Air Curtains | Restaurants | Existing | CreEgs344 | 1 | 68.6335 | 92830.1636 | 0 | GS | 15 | 0.536 | 0.638 | 0.811 | 0.882 | 1.033 | 1.022 | 1.038 | 1.051 | 1.035 | 1.017 | 0.878 | 0.562 | 5569.8098 | 0 | 4240785.9651 | 0 | 0 | 0 | 1 | 0 | 0 | 0.87525
344 | HVAC | Sealing | Air Curtains | Restaurants | New | CreNgs344 | 1 | 68.6335 | 92830.1636 | 0 | GS | 15 | 0.536 | 0.638 | 0.811 | 0.882 | 1.033 | 1.022 | 1.038 | 1.051 | 1.035 | 1.017 | 0.878 | 0.562 | 5569.8098 | 0 | 4240785.9651 | 0 | 0 | 0 | 1 | 0 | 0 | 0.87525
344 | HVAC | Sealing | Air Curtains | Retail | Existing | CrtEgs344 | 1 | 173.2213 | 79038.3601 | 0 | GS | 15 | 0.536 | 0.638 | 0.811 | 0.882 | 1.033 | 1.022 | 1.038 | 1.051 | 1.035 | 1.017 | 0.878 | 0.562 | 4742.3016 | 0 | 3610731.2023 | 0 | 0 | 0 | 1 | 0 | 0 | 0.87525
344 | HVAC | Sealing | Air Curtains | Retail | New | CrtNgs344 | 1 | 173.2213 | 79038.3601 | 0 | GS | 15 | 0.536 | 0.638 | 0.811 | 0.882 | 1.033 | 1.022 | 1.038 | 1.051 | 1.035 | 1.017 | 0.878 | 0.562 | 4742.3016 | 0 | 3610731.2023 | 0 | 0 | 0 | 1 | 0 | 0 | 0.87525
344 | HVAC | Sealing | Air Curtains | Schools K-12 | Existing | CscEgs344 | 1 | 173.2213 | 79038.3601 | 0 | GS | 15 | 0.536 | 0.638 | 0.811 | 0.882 | 1.033 | 1.022 | 1.038 | 1.051 | 1.035 | 1.017 | 0.878 | 0.562 | 4742.3016 | 0 | 3610731.2023 | 0 | 0 | 0 | 1 | 0 | 0 | 0.87525
344 | HVAC | Sealing | Air Curtains | Schools K-12 | New | CscNgs344 | 1 | 173.2213 | 79038.3601 | 0 | GS | 15 | 0.536 | 0.638 | 0.811 | 0.882 | 1.033 | 1.022 | 1.038 | 1.051 | 1.035 | 1.017 | 0.878 | 0.562 | 4742.3016 | 0 | 3610731.2023 | 0 | 0 | 0 | 1 | 0 | 0 | 0.87525
344 | HVAC | Sealing | Air Curtains | Warehouse | Existing | CwaEgs344 | 1 | 173.2213 | 79038.3601 | 0 | GS | 15 | 0.536 | 0.638 | 0.811 | 0.882 | 1.033 | 1.022 | 1.038 | 1.051 | 1.035 | 1.017 | 0.878 | 0.562 | 4742.3016 | 0 | 3610731.2023 | 0 | 0 | 0 | 1 | 0 | 0 | 0.87525
344 | HVAC | Sealing | Air Curtains | Warehouse | New | CwaNgs344 | 1 | 173.2213 | 79038.3601 | 0 | GS | 15 | 0.536 | 0.638 | 0.811 | 0.882 | 1.033 | 1.022 | 1.038 | 1.051 | 1.035 | 1.017 | 0.878 | 0.562 | 4742.3016 | 0 | 3610731.2023 | 0 | 0 | 0 | 1 | 0 | 0 | 0.87525
345 | HVAC | Space Cooling | Data Center Hot Cold Aisle | Data Center | Existing | CdaEgs345 | 1 | 1.0631 | 9009.009 | 0 | GS | 15 | 1 | 1 | 1 | 1 | 1 | 1 | 1 | 1 | 1 | 1 | 1 | 1 | 453.0018 | 0 | 24217.7662 | 0 | 0 | 0 | 1 | 0 | 0 | 1
345 | HVAC | Space Cooling | Data Center Hot Cold Aisle | Data Center | New | CdaNgs345 | 1 | 1.0631 | 9009.009 | 0 | GS | 15 | 1 | 1 | 1 | 1 | 1 | 1 | 1 | 1 | 1 | 1 | 1 | 1 | 453.0018 | 0 | 24217.7662 | 0 | 0 | 0 | 1 | 0 | 0 | 1
346 | HVAC | Space Cooling | High Efficiency Data Center Cooling | Assembly | Turnover | CasTgs346 | 1 | 0 | 3002.444 | 0 | GS | 15 | 1 | 1 | 1 | 1 | 1 | 1 | 1 | 1 | 1 | 1 | 1 | 1 | 180.1466 | 0 | 4863.9593 | 0 | 0 | 0 | 1 | 0 | 0 | 1
346 | HVAC | Space Cooling | High Efficiency Data Center Cooling | Assembly | New | CasNgs346 | 1 | 0 | 3002.444 | 0 | GS | 15 | 1 | 1 | 1 | 1 | 1 | 1 | 1 | 1 | 1 | 1 | 1 | 1 | 180.1466 | 0 | 4863.9593 | 0 | 0 | 0 | 1 | 0 | 0 | 1
346 | HVAC | Space Cooling | High Efficiency Data Center Cooling | College and University | Turnover | CcoTgs346 | 1 | 0 | 4932.1338 | 0 | GS | 15 | 1 | 1 | 1 | 1 | 1 | 1 | 1 | 1 | 1 | 1 | 1 | 1 | 295.928 | 0 | 7990.0568 | 0 | 0 | 0 | 1 | 0 | 0 | 1
346 | HVAC | Space Cooling | High Efficiency Data Center Cooling | College and University | New | CcoNgs346 | 1 | 0 | 4932.1338 | 0 | GS | 15 | 1 | 1 | 1 | 1 | 1 | 1 | 1 | 1 | 1 | 1 | 1 | 1 | 295.928 | 0 | 7990.0568 | 0 | 0 | 0 | 1 | 0 | 0 | 1
346 | HVAC | Space Cooling | High Efficiency Data Center Cooling | Data Center | Turnover | CdaTgs346 | 1 | 0 | 4932.1338 | 0 | GS | 15 | 1 | 1 | 1 | 1 | 1 | 1 | 1 | 1 | 1 | 1 | 1 | 1 | 295.928 | 0 | 7990.0568 | 0 | 0 | 0 | 1 | 0 | 0 | 1
346 | HVAC | Space Cooling | High Efficiency Data Center Cooling | Data Center | New | CdaNgs346 | 1 | 0 | 4932.1338 | 0 | GS | 15 | 1 | 1 | 1 | 1 | 1 | 1 | 1 | 1 | 1 | 1 | 1 | 1 | 295.928 | 0 | 7990.0568 | 0 | 0 | 0 | 1 | 0 | 0 | 1
346 | HVAC | Space Cooling | High Efficiency Data Center Cooling | Grocery | Turnover | CgrTgs346 | 1 | 0 | 3526.3542 | 0 | GS | 15 | 1 | 1 | 1 | 1 | 1 | 1 | 1 | 1 | 1 | 1 | 1 | 1 | 211.5813 | 0 | 5712.6965 | 0 | 0 | 0 | 1 | 0 | 0 | 1
346 | HVAC | Space Cooling | High Efficiency Data Center Cooling | Grocery | New | CgrNgs346 | 1 | 0 | 3526.3542 | 0 | GS | 15 | 1 | 1 | 1 | 1 | 1 | 1 | 1 | 1 | 1 | 1 | 1 | 1 | 211.5813 | 0 | 5712.6965 | 0 | 0 | 0 | 1 | 0 | 0 | 1
346 | HVAC | Space Cooling | High Efficiency Data Center Cooling | Healthcare | Turnover | CheTgs346 | 1 | 0 | 4932.1338 | 0 | GS | 15 | 1 | 1 | 1 | 1 | 1 | 1 | 1 | 1 | 1 | 1 | 1 | 1 | 295.928 | 0 | 7990.0516 | 0 | 0 | 0 | 1 | 0 | 0 | 1
346 | HVAC | Space Cooling | High Efficiency Data Center Cooling | Healthcare | New | CheNgs346 | 1 | 0 | 4932.1338 | 0 | GS | 15 | 1 | 1 | 1 | 1 | 1 | 1 | 1 | 1 | 1 | 1 | 1 | 1 | 295.928 | 0 | 7990.0516 | 0 | 0 | 0 | 1 | 0 | 0 | 1
346 | HVAC | Space Cooling | High Efficiency Data Center Cooling | Hospitals | Turnover | ChoTgs346 | 1 | 0 | 4932.1338 | 0 | GS | 15 | 1 | 1 | 1 | 1 | 1 | 1 | 1 | 1 | 1 | 1 | 1 | 1 | 295.928 | 0 | 7990.0568 | 0 | 0 | 0 | 1 | 0 | 0 | 1
346 | HVAC | Space Cooling | High Efficiency Data Center Cooling | Hospitals | New | ChoNgs346 | 1 | 0 | 4932.1338 | 0 | GS | 15 | 1 | 1 | 1 | 1 | 1 | 1 | 1 | 1 | 1 | 1 | 1 | 1 | 295.928 | 0 | 7990.0568 | 0 | 0 | 0 | 1 | 0 | 0 | 1
346 | HVAC | Space Cooling | High Efficiency Data Center Cooling | Institutional | Turnover | CinTgs346 | 1 | 0 | 4932.1338 | 0 | GS | 15 | 1 | 1 | 1 | 1 | 1 | 1 | 1 | 1 | 1 | 1 | 1 | 1 | 295.928 | 0 | 7990.0559 | 0 | 0 | 0 | 1 | 0 | 0 | 1
346 | HVAC | Space Cooling | High Efficiency Data Center Cooling | Institutional | New | CinNgs346 | 1 | 0 | 4932.1338 | 0 | GS | 15 | 1 | 1 | 1 | 1 | 1 | 1 | 1 | 1 | 1 | 1 | 1 | 1 | 295.928 | 0 | 7990.0559 | 0 | 0 | 0 | 1 | 0 | 0 | 1
346 | HVAC | Space Cooling | High Efficiency Data Center Cooling | Lodging/Hospitality | Turnover | CloTgs346 | 1 | 0 | 5221.6594 | 0 | GS | 15 | 1 | 1 | 1 | 1 | 1 | 1 | 1 | 1 | 1 | 1 | 1 | 1 | 313.2996 | 0 | 8459.0883 | 0 | 0 | 0 | 1 | 0 | 0 | 1
346 | HVAC | Space Cooling | High Efficiency Data Center Cooling | Lodging/Hospitality | New | CloNgs346 | 1 | 0 | 5221.6594 | 0 | GS | 15 | 1 | 1 | 1 | 1 | 1 | 1 | 1 | 1 | 1 | 1 | 1 | 1 | 313.2996 | 0 | 8459.0883 | 0 | 0 | 0 | 1 | 0 | 0 | 1
346 | HVAC | Space Cooling | High Efficiency Data Center Cooling | Miscellaneous | Turnover | CmiTgs346 | 1 | 0 | 3002.444 | 0 | GS | 15 | 1 | 1 | 1 | 1 | 1 | 1 | 1 | 1 | 1 | 1 | 1 | 1 | 180.1466 | 0 | 4863.9593 | 0 | 0 | 0 | 1 | 0 | 0 | 1
346 | HVAC | Space Cooling | High Efficiency Data Center Cooling | Miscellaneous | New | CmiNgs346 | 1 | 0 | 3002.444 | 0 | GS | 15 | 1 | 1 | 1 | 1 | 1 | 1 | 1 | 1 | 1 | 1 | 1 | 1 | 180.1466 | 0 | 4863.9593 | 0 | 0 | 0 | 1 | 0 | 0 | 1
346 | HVAC | Space Cooling | High Efficiency Data Center Cooling | Offices | Turnover | CofTgs346 | 1 | 0 | 3002.444 | 0 | GS | 15 | 1 | 1 | 1 | 1 | 1 | 1 | 1 | 1 | 1 | 1 | 1 | 1 | 180.1466 | 0 | 4863.9593 | 0 | 0 | 0 | 1 | 0 | 0 | 1
346 | HVAC | Space Cooling | High Efficiency Data Center Cooling | Offices | New | CofNgs346 | 1 | 0 | 3002.444 | 0 | GS | 15 | 1 | 1 | 1 | 1 | 1 | 1 | 1 | 1 | 1 | 1 | 1 | 1 | 180.1466 | 0 | 4863.9593 | 0 | 0 | 0 | 1 | 0 | 0 | 1
346 | HVAC | Space Cooling | High Efficiency Data Center Cooling | Restaurants | Turnover | CreTgs346 | 1 | 0 | 3526.3542 | 0 | GS | 15 | 1 | 1 | 1 | 1 | 1 | 1 | 1 | 1 | 1 | 1 | 1 | 1 | 211.5813 | 0 | 5712.6938 | 0 | 0 | 0 | 1 | 0 | 0 | 1
346 | HVAC | Space Cooling | High Efficiency Data Center Cooling | Restaurants | New | CreNgs346 | 1 | 0 | 3526.3542 | 0 | GS | 15 | 1 | 1 | 1 | 1 | 1 | 1 | 1 | 1 | 1 | 1 | 1 | 1 | 211.5813 | 0 | 5712.6938 | 0 | 0 | 0 | 1 | 0 | 0 | 1
346 | HVAC | Space Cooling | High Efficiency Data Center Cooling | Retail | Turnover | CrtTgs346 | 1 | 0 | 3002.444 | 0 | GS | 15 | 1 | 1 | 1 | 1 | 1 | 1 | 1 | 1 | 1 | 1 | 1 | 1 | 180.1466 | 0 | 4863.9593 | 0 | 0 | 0 | 1 | 0 | 0 | 1
346 | HVAC | Space Cooling | High Efficiency Data Center Cooling | Retail | New | CrtNgs346 | 1 | 0 | 3002.444 | 0 | GS | 15 | 1 | 1 | 1 | 1 | 1 | 1 | 1 | 1 | 1 | 1 | 1 | 1 | 180.1466 | 0 | 4863.9593 | 0 | 0 | 0 | 1 | 0 | 0 | 1
346 | HVAC | Space Cooling | High Efficiency Data Center Cooling | Schools K-12 | Turnover | CscTgs346 | 1 | 0 | 3002.444 | 0 | GS | 15 | 1 | 1 | 1 | 1 | 1 | 1 | 1 | 1 | 1 | 1 | 1 | 1 | 180.1466 | 0 | 4863.9593 | 0 | 0 | 0 | 1 | 0 | 0 | 1
346 | HVAC | Space Cooling | High Efficiency Data Center Cooling | Schools K-12 | New | CscNgs346 | 1 | 0 | 3002.444 | 0 | GS | 15 | 1 | 1 | 1 | 1 | 1 | 1 | 1 | 1 | 1 | 1 | 1 | 1 | 180.1466 | 0 | 4863.9593 | 0 | 0 | 0 | 1 | 0 | 0 | 1
346 | HVAC | Space Cooling | High Efficiency Data Center Cooling | Warehouse | Turnover | CwaTgs346 | 1 | 0 | 3002.444 | 0 | GS | 15 | 1 | 1 | 1 | 1 | 1 | 1 | 1 | 1 | 1 | 1 | 1 | 1 | 180.1466 | 0 | 4863.96 | 0 | 0 | 0 | 1 | 0 | 0 | 1
346 | HVAC | Space Cooling | High Efficiency Data Center Cooling | Warehouse | New | CwaNgs346 | 1 | 0 | 3002.444 | 0 | GS | 15 | 1 | 1 | 1 | 1 | 1 | 1 | 1 | 1 | 1 | 1 | 1 | 1 | 180.1466 | 0 | 4863.96 | 0 | 0 | 0 | 1 | 0 | 0 | 1
347 | HVAC | Ventilation | Demand Controlled Ventilation | Assembly | Existing | CasEgs347 | 1 | 0.7121 | 3545.5611 | 0 | GS | 10 | 1 | 1 | 1 | 1 | 1 | 1 | 1 | 1 | 1 | 1 | 1 | 1 | 178.2822 | 0 | 4248.7657 | 0 | 0 | 0 | 1 | 0 | 0 | 1
347 | HVAC | Ventilation | Demand Controlled Ventilation | Assembly | New | CasNgs347 | 1 | 0.7121 | 3545.5611 | 0 | GS | 10 | 1 | 1 | 1 | 1 | 1 | 1 | 1 | 1 | 1 | 1 | 1 | 1 | 178.2822 | 0 | 4248.7657 | 0 | 0 | 0 | 1 | 0 | 0 | 1
347 | HVAC | Ventilation | Demand Controlled Ventilation | College and University | Existing | CcoEgs347 | 1 | 0.7896 | 6851.7404 | 0 | GS | 10 | 1 | 1 | 1 | 1 | 1 | 1 | 1 | 1 | 1 | 1 | 1 | 1 | 344.5274 | 0 | 5642.919 | 0 | 0 | 0 | 1 | 0 | 0 | 1
347 | HVAC | Ventilation | Demand Controlled Ventilation | College and University | New | CcoNgs347 | 1 | 0.7896 | 6851.7404 | 0 | GS | 10 | 1 | 1 | 1 | 1 | 1 | 1 | 1 | 1 | 1 | 1 | 1 | 1 | 344.5274 | 0 | 5642.919 | 0 | 0 | 0 | 1 | 0 | 0 | 1
347 | HVAC | Ventilation | Demand Controlled Ventilation | Data Center | Existing | CdaEgs347 | 1 | 0.7896 | 6851.7404 | 0 | GS | 10 | 1 | 1 | 1 | 1 | 1 | 1 | 1 | 1 | 1 | 1 | 1 | 1 | 344.5274 | 0 | 5642.9149 | 0 | 0 | 0 | 1 | 0 | 0 | 1
347 | HVAC | Ventilation | Demand Controlled Ventilation | Data Center | New | CdaNgs347 | 1 | 0.7896 | 6851.7404 | 0 | GS | 10 | 1 | 1 | 1 | 1 | 1 | 1 | 1 | 1 | 1 | 1 | 1 | 1 | 344.5274 | 0 | 5642.9149 | 0 | 0 | 0 | 1 | 0 | 0 | 1
347 | HVAC | Ventilation | Demand Controlled Ventilation | Grocery | Existing | CgrEgs347 | 1 | 0.74481 | 4506.7038 | 0 | GS | 10 | 1 | 1 | 1 | 1 | 1 | 1 | 1 | 1 | 1 | 1 | 1 | 1 | 226.6115 | 0 | 3711.6018 | 0 | 0 | 0 | 1 | 0 | 0 | 1
347 | HVAC | Ventilation | Demand Controlled Ventilation | Grocery | New | CgrNgs347 | 1 | 0.74481 | 4506.7038 | 0 | GS | 10 | 1 | 1 | 1 | 1 | 1 | 1 | 1 | 1 | 1 | 1 | 1 | 1 | 226.6115 | 0 | 3711.6018 | 0 | 0 | 0 | 1 | 0 | 0 | 1
347 | HVAC | Ventilation | Demand Controlled Ventilation | Healthcare | Existing | CheEgs347 | 1 | 0.7896 | 6851.7404 | 0 | GS | 10 | 1 | 1 | 1 | 1 | 1 | 1 | 1 | 1 | 1 | 1 | 1 | 1 | 344.5274 | 0 | 5642.9145 | 0 | 0 | 0 | 1 | 0 | 0 | 1
347 | HVAC | Ventilation | Demand Controlled Ventilation | Healthcare | New | CheNgs347 | 1 | 0.7896 | 6851.7404 | 0 | GS | 10 | 1 | 1 | 1 | 1 | 1 | 1 | 1 | 1 | 1 | 1 | 1 | 1 | 344.5274 | 0 | 5642.9145 | 0 | 0 | 0 | 1 | 0 | 0 | 1
347 | HVAC | Ventilation | Demand Controlled Ventilation | Hospitals | Existing | ChoEgs347 | 1 | 0.7896 | 6851.7404 | 0 | GS | 10 | 1 | 1 | 1 | 1 | 1 | 1 | 1 | 1 | 1 | 1 | 1 | 1 | 344.5274 | 0 | 5642.9147 | 0 | 0 | 0 | 1 | 0 | 0 | 1
347 | HVAC | Ventilation | Demand Controlled Ventilation | Hospitals | New | ChoNgs347 | 1 | 0.7896 | 6851.7404 | 0 | GS | 10 | 1 | 1 | 1 | 1 | 1 | 1 | 1 | 1 | 1 | 1 | 1 | 1 | 344.5274 | 0 | 5642.9147 | 0 | 0 | 0 | 1 | 0 | 0 | 1
347 | HVAC | Ventilation | Demand Controlled Ventilation | Institutional | Existing | CinEgs347 | 1 | 0.7896 | 6851.7404 | 0 | GS | 10 | 1 | 1 | 1 | 1 | 1 | 1 | 1 | 1 | 1 | 1 | 1 | 1 | 344.5274 | 0 | 8628.1521 | 0 | 0 | 0 | 1 | 0 | 0 | 1
347 | HVAC | Ventilation | Demand Controlled Ventilation | Institutional | New | CinNgs347 | 1 | 0.7896 | 6851.7404 | 0 | GS | 10 | 1 | 1 | 1 | 1 | 1 | 1 | 1 | 1 | 1 | 1 | 1 | 1 | 344.5274 | 0 | 8628.1521 | 0 | 0 | 0 | 1 | 0 | 0 | 1
347 | HVAC | Ventilation | Demand Controlled Ventilation | Lodging/Hospitality | Existing | CloEgs347 | 1 | 0.41054 | 5522.7016 | 0 | GS | 10 | 1 | 1 | 1 | 1 | 1 | 1 | 1 | 1 | 1 | 1 | 1 | 1 | 277.6991 | 0 | 4548.3513 | 0 | 0 | 0 | 1 | 0 | 0 | 1
347 | HVAC | Ventilation | Demand Controlled Ventilation | Lodging/Hospitality | New | CloNgs347 | 1 | 0.41054 | 5522.7016 | 0 | GS | 10 | 1 | 1 | 1 | 1 | 1 | 1 | 1 | 1 | 1 | 1 | 1 | 1 | 277.6991 | 0 | 4548.3513 | 0 | 0 | 0 | 1 | 0 | 0 | 1
347 | HVAC | Ventilation | Demand Controlled Ventilation | Miscellaneous | Existing | CmiEgs347 | 1 | 0.7121 | 3545.5611 | 0 | GS | 10 | 1 | 1 | 1 | 1 | 1 | 1 | 1 | 1 | 1 | 1 | 1 | 1 | 178.2822 | 0 | 4181.324 | 0 | 0 | 0 | 1 | 0 | 0 | 1
347 | HVAC | Ventilation | Demand Controlled Ventilation | Miscellaneous | New | CmiNgs347 | 1 | 0.7121 | 3545.5611 | 0 | GS | 10 | 1 | 1 | 1 | 1 | 1 | 1 | 1 | 1 | 1 | 1 | 1 | 1 | 178.2822 | 0 | 4181.324 | 0 | 0 | 0 | 1 | 0 | 0 | 1
347 | HVAC | Ventilation | Demand Controlled Ventilation | Offices | Existing | CofEgs347 | 1 | 0.7121 | 3545.5611 | 0 | GS | 10 | 1 | 1 | 1 | 1 | 1 | 1 | 1 | 1 | 1 | 1 | 1 | 1 | 178.2822 | 0 | 2920.0322 | 0 | 0 | 0 | 1 | 0 | 0 | 1
347 | HVAC | Ventilation | Demand Controlled Ventilation | Offices | New | CofNgs347 | 1 | 0.7121 | 3545.5611 | 0 | GS | 10 | 1 | 1 | 1 | 1 | 1 | 1 | 1 | 1 | 1 | 1 | 1 | 1 | 178.2822 | 0 | 2920.0322 | 0 | 0 | 0 | 1 | 0 | 0 | 1
347 | HVAC | Ventilation | Demand Controlled Ventilation | Restaurants | Existing | CreEgs347 | 1 | 0.74481 | 4506.7038 | 0 | GS | 10 | 1 | 1 | 1 | 1 | 1 | 1 | 1 | 1 | 1 | 1 | 1 | 1 | 226.6115 | 0 | 3711.6034 | 0 | 0 | 0 | 1 | 0 | 0 | 1
347 | HVAC | Ventilation | Demand Controlled Ventilation | Restaurants | New | CreNgs347 | 1 | 0.74481 | 4506.7038 | 0 | GS | 10 | 1 | 1 | 1 | 1 | 1 | 1 | 1 | 1 | 1 | 1 | 1 | 1 | 226.6115 | 0 | 3711.6034 | 0 | 0 | 0 | 1 | 0 | 0 | 1
347 | HVAC | Ventilation | Demand Controlled Ventilation | Retail | Existing | CrtEgs347 | 1 | 0.7121 | 3545.5611 | 0 | GS | 10 | 1 | 1 | 1 | 1 | 1 | 1 | 1 | 1 | 1 | 1 | 1 | 1 | 178.2822 | 0 | 2920.0318 | 0 | 0 | 0 | 1 | 0 | 0 | 1
347 | HVAC | Ventilation | Demand Controlled Ventilation | Retail | New | CrtNgs347 | 1 | 0.7121 | 3545.5611 | 0 | GS | 10 | 1 | 1 | 1 | 1 | 1 | 1 | 1 | 1 | 1 | 1 | 1 | 1 | 178.2822 | 0 | 2920.0318 | 0 | 0 | 0 | 1 | 0 | 0 | 1
347 | HVAC | Ventilation | Demand Controlled Ventilation | Schools K-12 | Existing | CscEgs347 | 1 | 0.7121 | 3545.5611 | 0 | GS | 10 | 1 | 1 | 1 | 1 | 1 | 1 | 1 | 1 | 1 | 1 | 1 | 1 | 178.2822 | 0 | 2920.0328 | 0 | 0 | 0 | 1 | 0 | 0 | 1
347 | HVAC | Ventilation | Demand Controlled Ventilation | Schools K-12 | New | CscNgs347 | 1 | 0.7121 | 3545.5611 | 0 | GS | 10 | 1 | 1 | 1 | 1 | 1 | 1 | 1 | 1 | 1 | 1 | 1 | 1 | 178.2822 | 0 | 2920.0328 | 0 | 0 | 0 | 1 | 0 | 0 | 1
347 | HVAC | Ventilation | Demand Controlled Ventilation | Warehouse | Existing | CwaEgs347 | 1 | 0.7121 | 3545.5611 | 0 | GS | 10 | 1 | 1 | 1 | 1 | 1 | 1 | 1 | 1 | 1 | 1 | 1 | 1 | 178.2822 | 0 | 10975.9694 | 0 | 0 | 0 | 1 | 0 | 0 | 1
347 | HVAC | Ventilation | Demand Controlled Ventilation | Warehouse | New | CwaNgs347 | 1 | 0.7121 | 3545.5611 | 0 | GS | 10 | 1 | 1 | 1 | 1 | 1 | 1 | 1 | 1 | 1 | 1 | 1 | 1 | 178.2822 | 0 | 10975.9694 | 0 | 0 | 0 | 1 | 0 | 0 | 1
348 | HVAC | Ventilation | Destratification Fans | Assembly | Existing | CasEgs348 | 0 | 21.8474 | 9589.97 | 0 | GS | 10 | 1 | 1 | 1 | 1 | 1 | 1 | 1 | 1 | 1 | 1 | 1 | 1 | 482.2144 | 0 | 6919 | 0 | 0 | 0 | 1 | 0 | 0 | 1
348 | HVAC | Ventilation | Destratification Fans | Assembly | New | CasNgs348 | 0 | 21.8474 | 9589.97 | 0 | GS | 10 | 1 | 1 | 1 | 1 | 1 | 1 | 1 | 1 | 1 | 1 | 1 | 1 | 482.2144 | 0 | 6919 | 0 | 0 | 0 | 1 | 0 | 0 | 1
348 | HVAC | Ventilation | Destratification Fans | College and University | Existing | CcoEgs348 | 0 | 1.845 | 9589.97 | 0 | GS | 10 | 1 | 1 | 1 | 1 | 1 | 1 | 1 | 1 | 1 | 1 | 1 | 1 | 482.2144 | 0 | 6919 | 0 | 0 | 0 | 1 | 0 | 0 | 1
348 | HVAC | Ventilation | Destratification Fans | College and University | New | CcoNgs348 | 0 | 1.845 | 9589.97 | 0 | GS | 10 | 1 | 1 | 1 | 1 | 1 | 1 | 1 | 1 | 1 | 1 | 1 | 1 | 482.2144 | 0 | 6919 | 0 | 0 | 0 | 1 | 0 | 0 | 1
348 | HVAC | Ventilation | Destratification Fans | Data Center | Existing | CdaEgs348 | 0 | 1.845 | 9589.97 | 0 | GS | 10 | 1 | 1 | 1 | 1 | 1 | 1 | 1 | 1 | 1 | 1 | 1 | 1 | 482.2144 | 0 | 6919 | 0 | 0 | 0 | 1 | 0 | 0 | 1
348 | HVAC | Ventilation | Destratification Fans | Data Center | New | CdaNgs348 | 0 | 1.845 | 9589.97 | 0 | GS | 10 | 1 | 1 | 1 | 1 | 1 | 1 | 1 | 1 | 1 | 1 | 1 | 1 | 482.2144 | 0 | 6919 | 0 | 0 | 0 | 1 | 0 | 0 | 1
348 | HVAC | Ventilation | Destratification Fans | Grocery | Existing | CgrEgs348 | 0 | 7.3703 | 9589.97 | 0 | GS | 10 | 1 | 1 | 1 | 1 | 1 | 1 | 1 | 1 | 1 | 1 | 1 | 1 | 482.2144 | 0 | 6919 | 0 | 0 | 0 | 1 | 0 | 0 | 1
348 | HVAC | Ventilation | Destratification Fans | Grocery | New | CgrNgs348 | 0 | 7.3703 | 9589.97 | 0 | GS | 10 | 1 | 1 | 1 | 1 | 1 | 1 | 1 | 1 | 1 | 1 | 1 | 1 | 482.2144 | 0 | 6919 | 0 | 0 | 0 | 1 | 0 | 0 | 1
348 | HVAC | Ventilation | Destratification Fans | Healthcare | Existing | CheEgs348 | 0 | 1.845 | 9589.97 | 0 | GS | 10 | 1 | 1 | 1 | 1 | 1 | 1 | 1 | 1 | 1 | 1 | 1 | 1 | 482.2144 | 0 | 6919 | 0 | 0 | 0 | 1 | 0 | 0 | 1
348 | HVAC | Ventilation | Destratification Fans | Healthcare | New | CheNgs348 | 0 | 1.845 | 9589.97 | 0 | GS | 10 | 1 | 1 | 1 | 1 | 1 | 1 | 1 | 1 | 1 | 1 | 1 | 1 | 482.2144 | 0 | 6919 | 0 | 0 | 0 | 1 | 0 | 0 | 1
348 | HVAC | Ventilation | Destratification Fans | Hospitals | Existing | ChoEgs348 | 0 | 1.845 | 9589.97 | 0 | GS | 10 | 1 | 1 | 1 | 1 | 1 | 1 | 1 | 1 | 1 | 1 | 1 | 1 | 482.2144 | 0 | 6919 | 0 | 0 | 0 | 1 | 0 | 0 | 1
348 | HVAC | Ventilation | Destratification Fans | Hospitals | New | ChoNgs348 | 0 | 1.845 | 9589.97 | 0 | GS | 10 | 1 | 1 | 1 | 1 | 1 | 1 | 1 | 1 | 1 | 1 | 1 | 1 | 482.2144 | 0 | 6919 | 0 | 0 | 0 | 1 | 0 | 0 | 1
348 | HVAC | Ventilation | Destratification Fans | Institutional | Existing | CinEgs348 | 0 | 1.845 | 9589.97 | 0 | GS | 10 | 1 | 1 | 1 | 1 | 1 | 1 | 1 | 1 | 1 | 1 | 1 | 1 | 482.2144 | 0 | 6919 | 0 | 0 | 0 | 1 | 0 | 0 | 1
348 | HVAC | Ventilation | Destratification Fans | Institutional | New | CinNgs348 | 0 | 1.845 | 9589.97 | 0 | GS | 10 | 1 | 1 | 1 | 1 | 1 | 1 | 1 | 1 | 1 | 1 | 1 | 1 | 482.2144 | 0 | 6919 | 0 | 0 | 0 | 1 | 0 | 0 | 1
348 | HVAC | Ventilation | Destratification Fans | Lodging/Hospitality | Existing | CloEgs348 | 0 | 6.317 | 9589.97 | 0 | GS | 10 | 1 | 1 | 1 | 1 | 1 | 1 | 1 | 1 | 1 | 1 | 1 | 1 | 482.2144 | 0 | 6919 | 0 | 0 | 0 | 1 | 0 | 0 | 1
348 | HVAC | Ventilation | Destratification Fans | Lodging/Hospitality | New | CloNgs348 | 0 | 6.317 | 9589.97 | 0 | GS | 10 | 1 | 1 | 1 | 1 | 1 | 1 | 1 | 1 | 1 | 1 | 1 | 1 | 482.2144 | 0 | 6919 | 0 | 0 | 0 | 1 | 0 | 0 | 1
348 | HVAC | Ventilation | Destratification Fans | Miscellaneous | Existing | CmiEgs348 | 0 | 21.8474 | 9589.97 | 0 | GS | 10 | 1 | 1 | 1 | 1 | 1 | 1 | 1 | 1 | 1 | 1 | 1 | 1 | 482.2144 | 0 | 6919 | 0 | 0 | 0 | 1 | 0 | 0 | 1
348 | HVAC | Ventilation | Destratification Fans | Miscellaneous | New | CmiNgs348 | 0 | 21.8474 | 9589.97 | 0 | GS | 10 | 1 | 1 | 1 | 1 | 1 | 1 | 1 | 1 | 1 | 1 | 1 | 1 | 482.2144 | 0 | 6919 | 0 | 0 | 0 | 1 | 0 | 0 | 1
348 | HVAC | Ventilation | Destratification Fans | Offices | Existing | CofEgs348 | 0 | 21.8474 | 9589.97 | 0 | GS | 10 | 1 | 1 | 1 | 1 | 1 | 1 | 1 | 1 | 1 | 1 | 1 | 1 | 482.2144 | 0 | 6919 | 0 | 0 | 0 | 1 | 0 | 0 | 1
348 | HVAC | Ventilation | Destratification Fans | Offices | New | CofNgs348 | 0 | 21.8474 | 9589.97 | 0 | GS | 10 | 1 | 1 | 1 | 1 | 1 | 1 | 1 | 1 | 1 | 1 | 1 | 1 | 482.2144 | 0 | 6919 | 0 | 0 | 0 | 1 | 0 | 0 | 1
348 | HVAC | Ventilation | Destratification Fans | Restaurants | Existing | CreEgs348 | 0 | 7.3703 | 9589.97 | 0 | GS | 10 | 1 | 1 | 1 | 1 | 1 | 1 | 1 | 1 | 1 | 1 | 1 | 1 | 482.2144 | 0 | 6919 | 0 | 0 | 0 | 1 | 0 | 0 | 1
348 | HVAC | Ventilation | Destratification Fans | Restaurants | New | CreNgs348 | 0 | 7.3703 | 9589.97 | 0 | GS | 10 | 1 | 1 | 1 | 1 | 1 | 1 | 1 | 1 | 1 | 1 | 1 | 1 | 482.2144 | 0 | 6919 | 0 | 0 | 0 | 1 | 0 | 0 | 1
348 | HVAC | Ventilation | Destratification Fans | Retail | Existing | CrtEgs348 | 0 | 21.8474 | 9589.97 | 0 | GS | 10 | 1 | 1 | 1 | 1 | 1 | 1 | 1 | 1 | 1 | 1 | 1 | 1 | 482.2144 | 0 | 6919 | 0 | 0 | 0 | 1 | 0 | 0 | 1
348 | HVAC | Ventilation | Destratification Fans | Retail | New | CrtNgs348 | 0 | 21.8474 | 9589.97 | 0 | GS | 10 | 1 | 1 | 1 | 1 | 1 | 1 | 1 | 1 | 1 | 1 | 1 | 1 | 482.2144 | 0 | 6919 | 0 | 0 | 0 | 1 | 0 | 0 | 1
348 | HVAC | Ventilation | Destratification Fans | Schools K-12 | Existing | CscEgs348 | 0 | 21.8474 | 9589.97 | 0 | GS | 10 | 1 | 1 | 1 | 1 | 1 | 1 | 1 | 1 | 1 | 1 | 1 | 1 | 482.2144 | 0 | 6919 | 0 | 0 | 0 | 1 | 0 | 0 | 1
348 | HVAC | Ventilation | Destratification Fans | Schools K-12 | New | CscNgs348 | 0 | 21.8474 | 9589.97 | 0 | GS | 10 | 1 | 1 | 1 | 1 | 1 | 1 | 1 | 1 | 1 | 1 | 1 | 1 | 482.2144 | 0 | 6919 | 0 | 0 | 0 | 1 | 0 | 0 | 1
348 | HVAC | Ventilation | Destratification Fans | Warehouse | Existing | CwaEgs348 | 0 | 21.8474 | 9589.97 | 0 | GS | 10 | 1 | 1 | 1 | 1 | 1 | 1 | 1 | 1 | 1 | 1 | 1 | 1 | 482.2144 | 0 | 6919 | 0 | 0 | 0 | 1 | 0 | 0 | 1
348 | HVAC | Ventilation | Destratification Fans | Warehouse | New | CwaNgs348 | 0 | 21.8474 | 9589.97 | 0 | GS | 10 | 1 | 1 | 1 | 1 | 1 | 1 | 1 | 1 | 1 | 1 | 1 | 1 | 482.2144 | 0 | 6919 | 0 | 0 | 0 | 1 | 0 | 0 | 1
349 | HVAC | Ventilation | Energy Recovery Ventilation System (ERV) | Assembly | Existing | CasEgs349 | 1 | 0 | 3002.4418 | 0 | GS | 15 | 1.4643 | 1.391 | 1.4253 | 1.4319 | 1.4238 | 1.3901 | 1.2504 | 1.3782 | 1.4309 | 1.4735 | 1.4117 | 1.4938 | 150.9724 | 0 | 7457.8027 | 0 | 0 | 0 | 1 | 0 | 0 | 1.4137
349 | HVAC | Ventilation | Energy Recovery Ventilation System (ERV) | Assembly | New | CasNgs349 | 1 | 0 | 3002.4418 | 0 | GS | 15 | 1.4643 | 1.391 | 1.4253 | 1.4319 | 1.4238 | 1.3901 | 1.2504 | 1.3782 | 1.4309 | 1.4735 | 1.4117 | 1.4938 | 150.9724 | 0 | 7457.8027 | 0 | 0 | 0 | 1 | 0 | 0 | 1.4137
349 | HVAC | Ventilation | Energy Recovery Ventilation System (ERV) | College and University | Existing | CcoEgs349 | 1 | 0 | 4932.1455 | 0 | GS | 15 | 1.4643 | 1.391 | 1.4253 | 1.4319 | 1.4238 | 1.3901 | 1.2504 | 1.3782 | 1.4309 | 1.4735 | 1.4117 | 1.4938 | 248.0041 | 0 | 12251.0178 | 0 | 0 | 0 | 1 | 0 | 0 | 1.4137
349 | HVAC | Ventilation | Energy Recovery Ventilation System (ERV) | College and University | New | CcoNgs349 | 1 | 0 | 4932.1455 | 0 | GS | 15 | 1.4643 | 1.391 | 1.4253 | 1.4319 | 1.4238 | 1.3901 | 1.2504 | 1.3782 | 1.4309 | 1.4735 | 1.4117 | 1.4938 | 248.0041 | 0 | 12251.0178 | 0 | 0 | 0 | 1 | 0 | 0 | 1.4137
349 | HVAC | Ventilation | Energy Recovery Ventilation System (ERV) | Data Center | Existing | CdaEgs349 | 1 | 0 | 4932.1455 | 0 | GS | 15 | 1.4643 | 1.391 | 1.4253 | 1.4319 | 1.4238 | 1.3901 | 1.2504 | 1.3782 | 1.4309 | 1.4735 | 1.4117 | 1.4938 | 248.0041 | 0 | 12251.0178 | 0 | 0 | 0 | 1 | 0 | 0 | 1.4137
349 | HVAC | Ventilation | Energy Recovery Ventilation System (ERV) | Data Center | New | CdaNgs349 | 1 | 0 | 4932.1455 | 0 | GS | 15 | 1.4643 | 1.391 | 1.4253 | 1.4319 | 1.4238 | 1.3901 | 1.2504 | 1.3782 | 1.4309 | 1.4735 | 1.4117 | 1.4938 | 248.0041 | 0 | 12251.0178 | 0 | 0 | 0 | 1 | 0 | 0 | 1.4137
349 | HVAC | Ventilation | Energy Recovery Ventilation System (ERV) | Grocery | Existing | CgrEgs349 | 1 | 0 | 3526.3551 | 0 | GS | 15 | 1.4643 | 1.391 | 1.4253 | 1.4319 | 1.4238 | 1.3901 | 1.2504 | 1.3782 | 1.4309 | 1.4735 | 1.4117 | 1.4938 | 177.3164 | 0 | 8759.1575 | 0 | 0 | 0 | 1 | 0 | 0 | 1.4137
349 | HVAC | Ventilation | Energy Recovery Ventilation System (ERV) | Grocery | New | CgrNgs349 | 1 | 0 | 3526.3551 | 0 | GS | 15 | 1.4643 | 1.391 | 1.4253 | 1.4319 | 1.4238 | 1.3901 | 1.2504 | 1.3782 | 1.4309 | 1.4735 | 1.4117 | 1.4938 | 177.3164 | 0 | 8759.1575 | 0 | 0 | 0 | 1 | 0 | 0 | 1.4137
349 | HVAC | Ventilation | Energy Recovery Ventilation System (ERV) | Healthcare | Existing | CheEgs349 | 1 | 0 | 4932.1455 | 0 | GS | 15 | 1.4643 | 1.391 | 1.4253 | 1.4319 | 1.4238 | 1.3901 | 1.2504 | 1.3782 | 1.4309 | 1.4735 | 1.4117 | 1.4938 | 248.0041 | 0 | 12251.0178 | 0 | 0 | 0 | 1 | 0 | 0 | 1.4137
349 | HVAC | Ventilation | Energy Recovery Ventilation System (ERV) | Healthcare | New | CheNgs349 | 1 | 0 | 4932.1455 | 0 | GS | 15 | 1.4643 | 1.391 | 1.4253 | 1.4319 | 1.4238 | 1.3901 | 1.2504 | 1.3782 | 1.4309 | 1.4735 | 1.4117 | 1.4938 | 248.0041 | 0 | 12251.0178 | 0 | 0 | 0 | 1 | 0 | 0 | 1.4137
349 | HVAC | Ventilation | Energy Recovery Ventilation System (ERV) | Hospitals | Existing | ChoEgs349 | 1 | 0 | 4932.1455 | 0 | GS | 15 | 1.4643 | 1.391 | 1.4253 | 1.4319 | 1.4238 | 1.3901 | 1.2504 | 1.3782 | 1.4309 | 1.4735 | 1.4117 | 1.4938 | 248.0041 | 0 | 12251.0178 | 0 | 0 | 0 | 1 | 0 | 0 | 1.4137
349 | HVAC | Ventilation | Energy Recovery Ventilation System (ERV) | Hospitals | New | ChoNgs349 | 1 | 0 | 4932.1455 | 0 | GS | 15 | 1.4643 | 1.391 | 1.4253 | 1.4319 | 1.4238 | 1.3901 | 1.2504 | 1.3782 | 1.4309 | 1.4735 | 1.4117 | 1.4938 | 248.0041 | 0 | 12251.0178 | 0 | 0 | 0 | 1 | 0 | 0 | 1.4137
349 | HVAC | Ventilation | Energy Recovery Ventilation System (ERV) | Institutional | Existing | CinEgs349 | 1 | 0 | 4932.1455 | 0 | GS | 15 | 1.4643 | 1.391 | 1.4253 | 1.4319 | 1.4238 | 1.3901 | 1.2504 | 1.3782 | 1.4309 | 1.4735 | 1.4117 | 1.4938 | 248.0041 | 0 | 12251.0178 | 0 | 0 | 0 | 1 | 0 | 0 | 1.4137
349 | HVAC | Ventilation | Energy Recovery Ventilation System (ERV) | Institutional | New | CinNgs349 | 1 | 0 | 4932.1455 | 0 | GS | 15 | 1.4643 | 1.391 | 1.4253 | 1.4319 | 1.4238 | 1.3901 | 1.2504 | 1.3782 | 1.4309 | 1.4735 | 1.4117 | 1.4938 | 248.0041 | 0 | 12251.0178 | 0 | 0 | 0 | 1 | 0 | 0 | 1.4137
349 | HVAC | Ventilation | Energy Recovery Ventilation System (ERV) | Lodging/Hospitality | Existing | CloEgs349 | 1 | 0 | 5221.6713 | 0 | GS | 15 | 1.4643 | 1.391 | 1.4253 | 1.4319 | 1.4238 | 1.3901 | 1.2504 | 1.3782 | 1.4309 | 1.4735 | 1.4117 | 1.4938 | 262.5623 | 0 | 12970.1745 | 0 | 0 | 0 | 1 | 0 | 0 | 1.4137
349 | HVAC | Ventilation | Energy Recovery Ventilation System (ERV) | Lodging/Hospitality | New | CloNgs349 | 1 | 0 | 5221.6713 | 0 | GS | 15 | 1.4643 | 1.391 | 1.4253 | 1.4319 | 1.4238 | 1.3901 | 1.2504 | 1.3782 | 1.4309 | 1.4735 | 1.4117 | 1.4938 | 262.5623 | 0 | 12970.1745 | 0 | 0 | 0 | 1 | 0 | 0 | 1.4137
349 | HVAC | Ventilation | Energy Recovery Ventilation System (ERV) | Miscellaneous | Existing | CmiEgs349 | 1 | 0 | 3002.4418 | 0 | GS | 15 | 1.4643 | 1.391 | 1.4253 | 1.4319 | 1.4238 | 1.3901 | 1.2504 | 1.3782 | 1.4309 | 1.4735 | 1.4117 | 1.4938 | 150.9724 | 0 | 7457.8027 | 0 | 0 | 0 | 1 | 0 | 0 | 1.4137
349 | HVAC | Ventilation | Energy Recovery Ventilation System (ERV) | Miscellaneous | New | CmiNgs349 | 1 | 0 | 3002.4418 | 0 | GS | 15 | 1.4643 | 1.391 | 1.4253 | 1.4319 | 1.4238 | 1.3901 | 1.2504 | 1.3782 | 1.4309 | 1.4735 | 1.4117 | 1.4938 | 150.9724 | 0 | 7457.8027 | 0 | 0 | 0 | 1 | 0 | 0 | 1.4137
349 | HVAC | Ventilation | Energy Recovery Ventilation System (ERV) | Offices | Existing | CofEgs349 | 1 | 0 | 3002.4418 | 0 | GS | 15 | 1.4643 | 1.391 | 1.4253 | 1.4319 | 1.4238 | 1.3901 | 1.2504 | 1.3782 | 1.4309 | 1.4735 | 1.4117 | 1.4938 | 150.9724 | 0 | 7457.8027 | 0 | 0 | 0 | 1 | 0 | 0 | 1.4137
349 | HVAC | Ventilation | Energy Recovery Ventilation System (ERV) | Offices | New | CofNgs349 | 1 | 0 | 3002.4418 | 0 | GS | 15 | 1.4643 | 1.391 | 1.4253 | 1.4319 | 1.4238 | 1.3901 | 1.2504 | 1.3782 | 1.4309 | 1.4735 | 1.4117 | 1.4938 | 150.9724 | 0 | 7457.8027 | 0 | 0 | 0 | 1 | 0 | 0 | 1.4137
349 | HVAC | Ventilation | Energy Recovery Ventilation System (ERV) | Restaurants | Existing | CreEgs349 | 1 | 0 | 3526.3551 | 0 | GS | 15 | 1.4643 | 1.391 | 1.4253 | 1.4319 | 1.4238 | 1.3901 | 1.2504 | 1.3782 | 1.4309 | 1.4735 | 1.4117 | 1.4938 | 177.3164 | 0 | 8759.1575 | 0 | 0 | 0 | 1 | 0 | 0 | 1.4137
349 | HVAC | Ventilation | Energy Recovery Ventilation System (ERV) | Restaurants | New | CreNgs349 | 1 | 0 | 3526.3551 | 0 | GS | 15 | 1.4643 | 1.391 | 1.4253 | 1.4319 | 1.4238 | 1.3901 | 1.2504 | 1.3782 | 1.4309 | 1.4735 | 1.4117 | 1.4938 | 177.3164 | 0 | 8759.1575 | 0 | 0 | 0 | 1 | 0 | 0 | 1.4137
349 | HVAC | Ventilation | Energy Recovery Ventilation System (ERV) | Retail | Existing | CrtEgs349 | 1 | 0 | 3002.4418 | 0 | GS | 15 | 1.4643 | 1.391 | 1.4253 | 1.4319 | 1.4238 | 1.3901 | 1.2504 | 1.3782 | 1.4309 | 1.4735 | 1.4117 | 1.4938 | 150.9724 | 0 | 7457.8027 | 0 | 0 | 0 | 1 | 0 | 0 | 1.4137
349 | HVAC | Ventilation | Energy Recovery Ventilation System (ERV) | Retail | New | CrtNgs349 | 1 | 0 | 3002.4418 | 0 | GS | 15 | 1.4643 | 1.391 | 1.4253 | 1.4319 | 1.4238 | 1.3901 | 1.2504 | 1.3782 | 1.4309 | 1.4735 | 1.4117 | 1.4938 | 150.9724 | 0 | 7457.8027 | 0 | 0 | 0 | 1 | 0 | 0 | 1.4137
349 | HVAC | Ventilation | Energy Recovery Ventilation System (ERV) | Schools K-12 | Existing | CscEgs349 | 1 | 0 | 3002.4418 | 0 | GS | 15 | 1.4643 | 1.391 | 1.4253 | 1.4319 | 1.4238 | 1.3901 | 1.2504 | 1.3782 | 1.4309 | 1.4735 | 1.4117 | 1.4938 | 150.9724 | 0 | 7457.8027 | 0 | 0 | 0 | 1 | 0 | 0 | 1.4137
349 | HVAC | Ventilation | Energy Recovery Ventilation System (ERV) | Schools K-12 | New | CscNgs349 | 1 | 0 | 3002.4418 | 0 | GS | 15 | 1.4643 | 1.391 | 1.4253 | 1.4319 | 1.4238 | 1.3901 | 1.2504 | 1.3782 | 1.4309 | 1.4735 | 1.4117 | 1.4938 | 150.9724 | 0 | 7457.8027 | 0 | 0 | 0 | 1 | 0 | 0 | 1.4137
349 | HVAC | Ventilation | Energy Recovery Ventilation System (ERV) | Warehouse | Existing | CwaEgs349 | 1 | 0 | 3002.4418 | 0 | GS | 15 | 1.4643 | 1.391 | 1.4253 | 1.4319 | 1.4238 | 1.3901 | 1.2504 | 1.3782 | 1.4309 | 1.4735 | 1.4117 | 1.4938 | 150.9724 | 0 | 7457.8027 | 0 | 0 | 0 | 1 | 0 | 0 | 1.4137
349 | HVAC | Ventilation | Energy Recovery Ventilation System (ERV) | Warehouse | New | CwaNgs349 | 1 | 0 | 3002.4418 | 0 | GS | 15 | 1.4643 | 1.391 | 1.4253 | 1.4319 | 1.4238 | 1.3901 | 1.2504 | 1.3782 | 1.4309 | 1.4735 | 1.4117 | 1.4938 | 150.9724 | 0 | 7457.8027 | 0 | 0 | 0 | 1 | 0 | 0 | 1.4137
350 | HVAC | Ventilation | VAV System | Assembly | Existing | CasEgs350 | 1 | 0.7121 | 3545.5611 | 0 | GS | 10 | 1.4643 | 1.391 | 1.4253 | 1.4319 | 1.4238 | 1.3901 | 1.2504 | 1.3782 | 1.4309 | 1.4735 | 1.4117 | 1.4938 | 178.2822 | 0 | 1351.6227 | 0 | 0 | 0 | 1 | 0 | 0 | 1.4137
350 | HVAC | Ventilation | VAV System | Assembly | New | CasNgs350 | 1 | 0.7121 | 3545.5611 | 0 | GS | 10 | 1.4643 | 1.391 | 1.4253 | 1.4319 | 1.4238 | 1.3901 | 1.2504 | 1.3782 | 1.4309 | 1.4735 | 1.4117 | 1.4938 | 178.2822 | 0 | 1351.6227 | 0 | 0 | 0 | 1 | 0 | 0 | 1.4137
350 | HVAC | Ventilation | VAV System | College and University | Existing | CcoEgs350 | 1 | 0.7896 | 6851.7404 | 0 | GS | 10 | 1.4643 | 1.391 | 1.4253 | 1.4319 | 1.4238 | 1.3901 | 1.2504 | 1.3782 | 1.4309 | 1.4735 | 1.4117 | 1.4938 | 344.5274 | 0 | 2611.9894 | 0 | 0 | 0 | 1 | 0 | 0 | 1.4137
350 | HVAC | Ventilation | VAV System | College and University | New | CcoNgs350 | 1 | 0.7896 | 6851.7404 | 0 | GS | 10 | 1.4643 | 1.391 | 1.4253 | 1.4319 | 1.4238 | 1.3901 | 1.2504 | 1.3782 | 1.4309 | 1.4735 | 1.4117 | 1.4938 | 344.5274 | 0 | 2611.9894 | 0 | 0 | 0 | 1 | 0 | 0 | 1.4137
350 | HVAC | Ventilation | VAV System | Data Center | Existing | CdaEgs350 | 1 | 0.7896 | 6851.7404 | 0 | GS | 10 | 1.4643 | 1.391 | 1.4253 | 1.4319 | 1.4238 | 1.3901 | 1.2504 | 1.3782 | 1.4309 | 1.4735 | 1.4117 | 1.4938 | 344.5274 | 0 | 2611.9894 | 0 | 0 | 0 | 1 | 0 | 0 | 1.4137
350 | HVAC | Ventilation | VAV System | Data Center | New | CdaNgs350 | 1 | 0.7896 | 6851.7404 | 0 | GS | 10 | 1.4643 | 1.391 | 1.4253 | 1.4319 | 1.4238 | 1.3901 | 1.2504 | 1.3782 | 1.4309 | 1.4735 | 1.4117 | 1.4938 | 344.5274 | 0 | 2611.9894 | 0 | 0 | 0 | 1 | 0 | 0 | 1.4137
350 | HVAC | Ventilation | VAV System | Grocery | Existing | CgrEgs350 | 1 | 0.74481 | 4506.7038 | 0 | GS | 10 | 1.4643 | 1.391 | 1.4253 | 1.4319 | 1.4238 | 1.3901 | 1.2504 | 1.3782 | 1.4309 | 1.4735 | 1.4117 | 1.4938 | 226.6115 | 0 | 1718.0252 | 0 | 0 | 0 | 1 | 0 | 0 | 1.4137
350 | HVAC | Ventilation | VAV System | Grocery | New | CgrNgs350 | 1 | 0.74481 | 4506.7038 | 0 | GS | 10 | 1.4643 | 1.391 | 1.4253 | 1.4319 | 1.4238 | 1.3901 | 1.2504 | 1.3782 | 1.4309 | 1.4735 | 1.4117 | 1.4938 | 226.6115 | 0 | 1718.0252 | 0 | 0 | 0 | 1 | 0 | 0 | 1.4137
350 | HVAC | Ventilation | VAV System | Healthcare | Existing | CheEgs350 | 1 | 0.7896 | 6851.7404 | 0 | GS | 10 | 1.4643 | 1.391 | 1.4253 | 1.4319 | 1.4238 | 1.3901 | 1.2504 | 1.3782 | 1.4309 | 1.4735 | 1.4117 | 1.4938 | 344.5274 | 0 | 2611.9894 | 0 | 0 | 0 | 1 | 0 | 0 | 1.4137
350 | HVAC | Ventilation | VAV System | Healthcare | New | CheNgs350 | 1 | 0.7896 | 6851.7404 | 0 | GS | 10 | 1.4643 | 1.391 | 1.4253 | 1.4319 | 1.4238 | 1.3901 | 1.2504 | 1.3782 | 1.4309 | 1.4735 | 1.4117 | 1.4938 | 344.5274 | 0 | 2611.9894 | 0 | 0 | 0 | 1 | 0 | 0 | 1.4137
350 | HVAC | Ventilation | VAV System | Hospitals | Existing | ChoEgs350 | 1 | 0.7896 | 6851.7404 | 0 | GS | 10 | 1.4643 | 1.391 | 1.4253 | 1.4319 | 1.4238 | 1.3901 | 1.2504 | 1.3782 | 1.4309 | 1.4735 | 1.4117 | 1.4938 | 344.5274 | 0 | 2611.9894 | 0 | 0 | 0 | 1 | 0 | 0 | 1.4137
350 | HVAC | Ventilation | VAV System | Hospitals | New | ChoNgs350 | 1 | 0.7896 | 6851.7404 | 0 | GS | 10 | 1.4643 | 1.391 | 1.4253 | 1.4319 | 1.4238 | 1.3901 | 1.2504 | 1.3782 | 1.4309 | 1.4735 | 1.4117 | 1.4938 | 344.5274 | 0 | 2611.9894 | 0 | 0 | 0 | 1 | 0 | 0 | 1.4137
350 | HVAC | Ventilation | VAV System | Institutional | Existing | CinEgs350 | 1 | 0.7896 | 6851.7404 | 0 | GS | 10 | 1.4643 | 1.391 | 1.4253 | 1.4319 | 1.4238 | 1.3901 | 1.2504 | 1.3782 | 1.4309 | 1.4735 | 1.4117 | 1.4938 | 344.5274 | 0 | 2611.9894 | 0 | 0 | 0 | 1 | 0 | 0 | 1.4137
350 | HVAC | Ventilation | VAV System | Institutional | New | CinNgs350 | 1 | 0.7896 | 6851.7404 | 0 | GS | 10 | 1.4643 | 1.391 | 1.4253 | 1.4319 | 1.4238 | 1.3901 | 1.2504 | 1.3782 | 1.4309 | 1.4735 | 1.4117 | 1.4938 | 344.5274 | 0 | 2611.9894 | 0 | 0 | 0 | 1 | 0 | 0 | 1.4137
350 | HVAC | Ventilation | VAV System | Lodging/Hospitality | Existing | CloEgs350 | 1 | 0.41054 | 5522.7016 | 0 | GS | 10 | 1.4643 | 1.391 | 1.4253 | 1.4319 | 1.4238 | 1.3901 | 1.2504 | 1.3782 | 1.4309 | 1.4735 | 1.4117 | 1.4938 | 277.6991 | 0 | 2105.3393 | 0 | 0 | 0 | 1 | 0 | 0 | 1.4137
350 | HVAC | Ventilation | VAV System | Lodging/Hospitality | New | CloNgs350 | 1 | 0.41054 | 5522.7016 | 0 | GS | 10 | 1.4643 | 1.391 | 1.4253 | 1.4319 | 1.4238 | 1.3901 | 1.2504 | 1.3782 | 1.4309 | 1.4735 | 1.4117 | 1.4938 | 277.6991 | 0 | 2105.3393 | 0 | 0 | 0 | 1 | 0 | 0 | 1.4137
350 | HVAC | Ventilation | VAV System | Miscellaneous | Existing | CmiEgs350 | 1 | 0.7121 | 3545.5611 | 0 | GS | 10 | 1.4643 | 1.391 | 1.4253 | 1.4319 | 1.4238 | 1.3901 | 1.2504 | 1.3782 | 1.4309 | 1.4735 | 1.4117 | 1.4938 | 178.2822 | 0 | 1351.6227 | 0 | 0 | 0 | 1 | 0 | 0 | 1.4137
350 | HVAC | Ventilation | VAV System | Miscellaneous | New | CmiNgs350 | 1 | 0.7121 | 3545.5611 | 0 | GS | 10 | 1.4643 | 1.391 | 1.4253 | 1.4319 | 1.4238 | 1.3901 | 1.2504 | 1.3782 | 1.4309 | 1.4735 | 1.4117 | 1.4938 | 178.2822 | 0 | 1351.6227 | 0 | 0 | 0 | 1 | 0 | 0 | 1.4137
350 | HVAC | Ventilation | VAV System | Offices | Existing | CofEgs350 | 1 | 0.7121 | 3545.5611 | 0 | GS | 10 | 1.4643 | 1.391 | 1.4253 | 1.4319 | 1.4238 | 1.3901 | 1.2504 | 1.3782 | 1.4309 | 1.4735 | 1.4117 | 1.4938 | 178.2822 | 0 | 1351.6227 | 0 | 0 | 0 | 1 | 0 | 0 | 1.4137
350 | HVAC | Ventilation | VAV System | Offices | New | CofNgs350 | 1 | 0.7121 | 3545.5611 | 0 | GS | 10 | 1.4643 | 1.391 | 1.4253 | 1.4319 | 1.4238 | 1.3901 | 1.2504 | 1.3782 | 1.4309 | 1.4735 | 1.4117 | 1.4938 | 178.2822 | 0 | 1351.6227 | 0 | 0 | 0 | 1 | 0 | 0 | 1.4137
350 | HVAC | Ventilation | VAV System | Restaurants | Existing | CreEgs350 | 1 | 0.74481 | 4506.7038 | 0 | GS | 10 | 1.4643 | 1.391 | 1.4253 | 1.4319 | 1.4238 | 1.3901 | 1.2504 | 1.3782 | 1.4309 | 1.4735 | 1.4117 | 1.4938 | 226.6115 | 0 | 1718.0252 | 0 | 0 | 0 | 1 | 0 | 0 | 1.4137
350 | HVAC | Ventilation | VAV System | Restaurants | New | CreNgs350 | 1 | 0.74481 | 4506.7038 | 0 | GS | 10 | 1.4643 | 1.391 | 1.4253 | 1.4319 | 1.4238 | 1.3901 | 1.2504 | 1.3782 | 1.4309 | 1.4735 | 1.4117 | 1.4938 | 226.6115 | 0 | 1718.0252 | 0 | 0 | 0 | 1 | 0 | 0 | 1.4137
350 | HVAC | Ventilation | VAV System | Retail | Existing | CrtEgs350 | 1 | 0.7121 | 3545.5611 | 0 | GS | 10 | 1.4643 | 1.391 | 1.4253 | 1.4319 | 1.4238 | 1.3901 | 1.2504 | 1.3782 | 1.4309 | 1.4735 | 1.4117 | 1.4938 | 178.2822 | 0 | 1351.6227 | 0 | 0 | 0 | 1 | 0 | 0 | 1.4137
350 | HVAC | Ventilation | VAV System | Retail | New | CrtNgs350 | 1 | 0.7121 | 3545.5611 | 0 | GS | 10 | 1.4643 | 1.391 | 1.4253 | 1.4319 | 1.4238 | 1.3901 | 1.2504 | 1.3782 | 1.4309 | 1.4735 | 1.4117 | 1.4938 | 178.2822 | 0 | 1351.6227 | 0 | 0 | 0 | 1 | 0 | 0 | 1.4137
350 | HVAC | Ventilation | VAV System | Schools K-12 | Existing | CscEgs350 | 1 | 0.7121 | 3545.5611 | 0 | GS | 10 | 1.4643 | 1.391 | 1.4253 | 1.4319 | 1.4238 | 1.3901 | 1.2504 | 1.3782 | 1.4309 | 1.4735 | 1.4117 | 1.4938 | 178.2822 | 0 | 1351.6227 | 0 | 0 | 0 | 1 | 0 | 0 | 1.4137
350 | HVAC | Ventilation | VAV System | Schools K-12 | New | CscNgs350 | 1 | 0.7121 | 3545.5611 | 0 | GS | 10 | 1.4643 | 1.391 | 1.4253 | 1.4319 | 1.4238 | 1.3901 | 1.2504 | 1.3782 | 1.4309 | 1.4735 | 1.4117 | 1.4938 | 178.2822 | 0 | 1351.6227 | 0 | 0 | 0 | 1 | 0 | 0 | 1.4137
350 | HVAC | Ventilation | VAV System | Warehouse | Existing | CwaEgs350 | 1 | 0.7121 | 3545.5611 | 0 | GS | 10 | 1.4643 | 1.391 | 1.4253 | 1.4319 | 1.4238 | 1.3901 | 1.2504 | 1.3782 | 1.4309 | 1.4735 | 1.4117 | 1.4938 | 178.2822 | 0 | 1351.6227 | 0 | 0 | 0 | 1 | 0 | 0 | 1.4137
350 | HVAC | Ventilation | VAV System | Warehouse | New | CwaNgs350 | 1 | 0.7121 | 3545.5611 | 0 | GS | 10 | 1.4643 | 1.391 | 1.4253 | 1.4319 | 1.4238 | 1.3901 | 1.2504 | 1.3782 | 1.4309 | 1.4735 | 1.4117 | 1.4938 | 178.2822 | 0 | 1351.6227 | 0 | 0 | 0 | 1 | 0 | 0 | 1.4137
401 | Lighting-Exterior | Controls | Bi-Level Lighting Control (Exterior) | Assembly | Existing | CasEgs401 | 0 | 0.059165 | 622.79 | 0 | GS | 8 | 1 | 1 | 1 | 1 | 1 | 1 | 1 | 1 | 1 | 1 | 1 | 1 | 37.3674 | 0 | 400 | 0 | 0 | 0 | 1 | 0 | 0 | 1
401 | Lighting-Exterior | Controls | Bi-Level Lighting Control (Exterior) | Assembly | New | CasNgs401 | 0 | 0.059165 | 622.79 | 0 | GS | 8 | 1 | 1 | 1 | 1 | 1 | 1 | 1 | 1 | 1 | 1 | 1 | 1 | 37.3674 | 0 | 400 | 0 | 0 | 0 | 1 | 0 | 0 | 1
401 | Lighting-Exterior | Controls | Bi-Level Lighting Control (Exterior) | College and University | Existing | CcoEgs401 | 0 | 0.061656 | 622.79 | 0 | GS | 8 | 1 | 1 | 1 | 1 | 1 | 1 | 1 | 1 | 1 | 1 | 1 | 1 | 37.3674 | 0 | 400 | 0 | 0 | 0 | 1 | 0 | 0 | 1
401 | Lighting-Exterior | Controls | Bi-Level Lighting Control (Exterior) | College and University | New | CcoNgs401 | 0 | 0.061656 | 622.79 | 0 | GS | 8 | 1 | 1 | 1 | 1 | 1 | 1 | 1 | 1 | 1 | 1 | 1 | 1 | 37.3674 | 0 | 400 | 0 | 0 | 0 | 1 | 0 | 0 | 1
401 | Lighting-Exterior | Controls | Bi-Level Lighting Control (Exterior) | Data Center | Existing | CdaEgs401 | 0 | 0.056674 | 622.79 | 0 | GS | 8 | 1 | 1 | 1 | 1 | 1 | 1 | 1 | 1 | 1 | 1 | 1 | 1 | 37.3674 | 0 | 400 | 0 | 0 | 0 | 1 | 0 | 0 | 1
401 | Lighting-Exterior | Controls | Bi-Level Lighting Control (Exterior) | Data Center | New | CdaNgs401 | 0 | 0.056674 | 622.79 | 0 | GS | 8 | 1 | 1 | 1 | 1 | 1 | 1 | 1 | 1 | 1 | 1 | 1 | 1 | 37.3674 | 0 | 400 | 0 | 0 | 0 | 1 | 0 | 0 | 1
401 | Lighting-Exterior | Controls | Bi-Level Lighting Control (Exterior) | Grocery | Existing | CgrEgs401 | 0 | 0.060411 | 622.79 | 0 | GS | 8 | 1 | 1 | 1 | 1 | 1 | 1 | 1 | 1 | 1 | 1 | 1 | 1 | 37.3674 | 0 | 400 | 0 | 0 | 0 | 1 | 0 | 0 | 1
401 | Lighting-Exterior | Controls | Bi-Level Lighting Control (Exterior) | Grocery | New | CgrNgs401 | 0 | 0.060411 | 622.79 | 0 | GS | 8 | 1 | 1 | 1 | 1 | 1 | 1 | 1 | 1 | 1 | 1 | 1 | 1 | 37.3674 | 0 | 400 | 0 | 0 | 0 | 1 | 0 | 0 | 1
401 | Lighting-Exterior | Controls | Bi-Level Lighting Control (Exterior) | Healthcare | Existing | CheEgs401 | 0 | 0.060411 | 622.79 | 0 | GS | 8 | 1 | 1 | 1 | 1 | 1 | 1 | 1 | 1 | 1 | 1 | 1 | 1 | 37.3674 | 0 | 400 | 0 | 0 | 0 | 1 | 0 | 0 | 1
401 | Lighting-Exterior | Controls | Bi-Level Lighting Control (Exterior) | Healthcare | New | CheNgs401 | 0 | 0.060411 | 622.79 | 0 | GS | 8 | 1 | 1 | 1 | 1 | 1 | 1 | 1 | 1 | 1 | 1 | 1 | 1 | 37.3674 | 0 | 400 | 0 | 0 | 0 | 1 | 0 | 0 | 1
401 | Lighting-Exterior | Controls | Bi-Level Lighting Control (Exterior) | Hospitals | Existing | ChoEgs401 | 0 | 0.061656 | 622.79 | 0 | GS | 8 | 1 | 1 | 1 | 1 | 1 | 1 | 1 | 1 | 1 | 1 | 1 | 1 | 37.3674 | 0 | 400 | 0 | 0 | 0 | 1 | 0 | 0 | 1
401 | Lighting-Exterior | Controls | Bi-Level Lighting Control (Exterior) | Hospitals | New | ChoNgs401 | 0 | 0.061656 | 622.79 | 0 | GS | 8 | 1 | 1 | 1 | 1 | 1 | 1 | 1 | 1 | 1 | 1 | 1 | 1 | 37.3674 | 0 | 400 | 0 | 0 | 0 | 1 | 0 | 0 | 1
401 | Lighting-Exterior | Controls | Bi-Level Lighting Control (Exterior) | Institutional | Existing | CinEgs401 | 0 | 0.074735 | 622.79 | 0 | GS | 8 | 1 | 1 | 1 | 1 | 1 | 1 | 1 | 1 | 1 | 1 | 1 | 1 | 37.3674 | 0 | 400 | 0 | 0 | 0 | 1 | 0 | 0 | 1
401 | Lighting-Exterior | Controls | Bi-Level Lighting Control (Exterior) | Institutional | New | CinNgs401 | 0 | 0.074735 | 622.79 | 0 | GS | 8 | 1 | 1 | 1 | 1 | 1 | 1 | 1 | 1 | 1 | 1 | 1 | 1 | 37.3674 | 0 | 400 | 0 | 0 | 0 | 1 | 0 | 0 | 1
401 | Lighting-Exterior | Controls | Bi-Level Lighting Control (Exterior) | Lodging/Hospitality | Existing | CloEgs401 | 0 | 0.054183 | 622.79 | 0 | GS | 8 | 1 | 1 | 1 | 1 | 1 | 1 | 1 | 1 | 1 | 1 | 1 | 1 | 37.3674 | 0 | 400 | 0 | 0 | 0 | 1 | 0 | 0 | 1
401 | Lighting-Exterior | Controls | Bi-Level Lighting Control (Exterior) | Lodging/Hospitality | New | CloNgs401 | 0 | 0.054183 | 622.79 | 0 | GS | 8 | 1 | 1 | 1 | 1 | 1 | 1 | 1 | 1 | 1 | 1 | 1 | 1 | 37.3674 | 0 | 400 | 0 | 0 | 0 | 1 | 0 | 0 | 1
401 | Lighting-Exterior | Controls | Bi-Level Lighting Control (Exterior) | Miscellaneous | Existing | CmiEgs401 | 0 | 0.056674 | 622.79 | 0 | GS | 8 | 1 | 1 | 1 | 1 | 1 | 1 | 1 | 1 | 1 | 1 | 1 | 1 | 37.3674 | 0 | 400 | 0 | 0 | 0 | 1 | 0 | 0 | 1
401 | Lighting-Exterior | Controls | Bi-Level Lighting Control (Exterior) | Miscellaneous | New | CmiNgs401 | 0 | 0.056674 | 622.79 | 0 | GS | 8 | 1 | 1 | 1 | 1 | 1 | 1 | 1 | 1 | 1 | 1 | 1 | 1 | 37.3674 | 0 | 400 | 0 | 0 | 0 | 1 | 0 | 0 | 1
401 | Lighting-Exterior | Controls | Bi-Level Lighting Control (Exterior) | Offices | Existing | CofEgs401 | 0 | 0.056674 | 622.79 | 0 | GS | 8 | 1 | 1 | 1 | 1 | 1 | 1 | 1 | 1 | 1 | 1 | 1 | 1 | 37.3674 | 0 | 400 | 0 | 0 | 0 | 1 | 0 | 0 | 1
401 | Lighting-Exterior | Controls | Bi-Level Lighting Control (Exterior) | Offices | New | CofNgs401 | 0 | 0.056674 | 622.79 | 0 | GS | 8 | 1 | 1 | 1 | 1 | 1 | 1 | 1 | 1 | 1 | 1 | 1 | 1 | 37.3674 | 0 | 400 | 0 | 0 | 0 | 1 | 0 | 0 | 1
401 | Lighting-Exterior | Controls | Bi-Level Lighting Control (Exterior) | Restaurants | Existing | CreEgs401 | 0 | 0.056051 | 622.79 | 0 | GS | 8 | 1 | 1 | 1 | 1 | 1 | 1 | 1 | 1 | 1 | 1 | 1 | 1 | 37.3674 | 0 | 400 | 0 | 0 | 0 | 1 | 0 | 0 | 1
401 | Lighting-Exterior | Controls | Bi-Level Lighting Control (Exterior) | Restaurants | New | CreNgs401 | 0 | 0.056051 | 622.79 | 0 | GS | 8 | 1 | 1 | 1 | 1 | 1 | 1 | 1 | 1 | 1 | 1 | 1 | 1 | 37.3674 | 0 | 400 | 0 | 0 | 0 | 1 | 0 | 0 | 1
401 | Lighting-Exterior | Controls | Bi-Level Lighting Control (Exterior) | Retail | Existing | CrtEgs401 | 0 | 0.059788 | 622.79 | 0 | GS | 8 | 1 | 1 | 1 | 1 | 1 | 1 | 1 | 1 | 1 | 1 | 1 | 1 | 37.3674 | 0 | 400 | 0 | 0 | 0 | 1 | 0 | 0 | 1
401 | Lighting-Exterior | Controls | Bi-Level Lighting Control (Exterior) | Retail | New | CrtNgs401 | 0 | 0.059788 | 622.79 | 0 | GS | 8 | 1 | 1 | 1 | 1 | 1 | 1 | 1 | 1 | 1 | 1 | 1 | 1 | 37.3674 | 0 | 400 | 0 | 0 | 0 | 1 | 0 | 0 | 1
401 | Lighting-Exterior | Controls | Bi-Level Lighting Control (Exterior) | Schools K-12 | Existing | CscEgs401 | 0 | 0.06477 | 622.79 | 0 | GS | 8 | 1 | 1 | 1 | 1 | 1 | 1 | 1 | 1 | 1 | 1 | 1 | 1 | 37.3674 | 0 | 400 | 0 | 0 | 0 | 1 | 0 | 0 | 1
401 | Lighting-Exterior | Controls | Bi-Level Lighting Control (Exterior) | Schools K-12 | New | CscNgs401 | 0 | 0.06477 | 622.79 | 0 | GS | 8 | 1 | 1 | 1 | 1 | 1 | 1 | 1 | 1 | 1 | 1 | 1 | 1 | 37.3674 | 0 | 400 | 0 | 0 | 0 | 1 | 0 | 0 | 1
401 | Lighting-Exterior | Controls | Bi-Level Lighting Control (Exterior) | Warehouse | Existing | CwaEgs401 | 0 | 0.059788 | 622.79 | 0 | GS | 8 | 1 | 1 | 1 | 1 | 1 | 1 | 1 | 1 | 1 | 1 | 1 | 1 | 37.3674 | 0 | 400 | 0 | 0 | 0 | 1 | 0 | 0 | 1
401 | Lighting-Exterior | Controls | Bi-Level Lighting Control (Exterior) | Warehouse | New | CwaNgs401 | 0 | 0.059788 | 622.79 | 0 | GS | 8 | 1 | 1 | 1 | 1 | 1 | 1 | 1 | 1 | 1 | 1 | 1 | 1 | 37.3674 | 0 | 400 | 0 | 0 | 0 | 1 | 0 | 0 | 1
402 | Lighting-Exterior | Controls | Outdoor Lighting Controls | Assembly | Existing | CasEgs402 | 0 | 0.041895 | 441 | 0 | GS | 10 | 0.57723 | 0.60437 | 0.83705 | 1.097 | 1.2026 | 1.2026 | 1.289 | 1.2891 | 1.2453 | 1.1192 | 0.77553 | 0.85362 | 26.46 | 0 | 57.62 | 0 | 0 | 0 | 1 | 0 | 0 | 1.0077
402 | Lighting-Exterior | Controls | Outdoor Lighting Controls | Assembly | New | CasNgs402 | 0 | 0.041895 | 441 | 0 | GS | 10 | 0.57723 | 0.60437 | 0.83705 | 1.097 | 1.2026 | 1.2026 | 1.289 | 1.2891 | 1.2453 | 1.1192 | 0.77553 | 0.85362 | 26.46 | 0 | 57.62 | 0 | 0 | 0 | 1 | 0 | 0 | 1.0077
402 | Lighting-Exterior | Controls | Outdoor Lighting Controls | College and University | Existing | CcoEgs402 | 0 | 0.043659 | 441 | 0 | GS | 10 | 0.57723 | 0.60437 | 0.83705 | 1.097 | 1.2026 | 1.2026 | 1.289 | 1.2891 | 1.2453 | 1.1192 | 0.77553 | 0.85362 | 26.46 | 0 | 57.62 | 0 | 0 | 0 | 1 | 0 | 0 | 1.0077
402 | Lighting-Exterior | Controls | Outdoor Lighting Controls | College and University | New | CcoNgs402 | 0 | 0.043659 | 441 | 0 | GS | 10 | 0.57723 | 0.60437 | 0.83705 | 1.097 | 1.2026 | 1.2026 | 1.289 | 1.2891 | 1.2453 | 1.1192 | 0.77553 | 0.85362 | 26.46 | 0 | 57.62 | 0 | 0 | 0 | 1 | 0 | 0 | 1.0077
402 | Lighting-Exterior | Controls | Outdoor Lighting Controls | Data Center | Existing | CdaEgs402 | 0 | 0.040131 | 441 | 0 | GS | 10 | 0.57723 | 0.60437 | 0.83705 | 1.097 | 1.2026 | 1.2026 | 1.289 | 1.2891 | 1.2453 | 1.1192 | 0.77553 | 0.85362 | 26.46 | 0 | 57.62 | 0 | 0 | 0 | 1 | 0 | 0 | 1.0077
402 | Lighting-Exterior | Controls | Outdoor Lighting Controls | Data Center | New | CdaNgs402 | 0 | 0.040131 | 441 | 0 | GS | 10 | 0.57723 | 0.60437 | 0.83705 | 1.097 | 1.2026 | 1.2026 | 1.289 | 1.2891 | 1.2453 | 1.1192 | 0.77553 | 0.85362 | 26.46 | 0 | 57.62 | 0 | 0 | 0 | 1 | 0 | 0 | 1.0077
402 | Lighting-Exterior | Controls | Outdoor Lighting Controls | Grocery | Existing | CgrEgs402 | 0 | 0.042777 | 441 | 0 | GS | 10 | 0.57723 | 0.60437 | 0.83705 | 1.097 | 1.2026 | 1.2026 | 1.289 | 1.2891 | 1.2453 | 1.1192 | 0.77553 | 0.85362 | 26.46 | 0 | 57.62 | 0 | 0 | 0 | 1 | 0 | 0 | 1.0077
402 | Lighting-Exterior | Controls | Outdoor Lighting Controls | Grocery | New | CgrNgs402 | 0 | 0.042777 | 441 | 0 | GS | 10 | 0.57723 | 0.60437 | 0.83705 | 1.097 | 1.2026 | 1.2026 | 1.289 | 1.2891 | 1.2453 | 1.1192 | 0.77553 | 0.85362 | 26.46 | 0 | 57.62 | 0 | 0 | 0 | 1 | 0 | 0 | 1.0077
402 | Lighting-Exterior | Controls | Outdoor Lighting Controls | Healthcare | Existing | CheEgs402 | 0 | 0.042777 | 441 | 0 | GS | 10 | 0.57723 | 0.60437 | 0.83705 | 1.097 | 1.2026 | 1.2026 | 1.289 | 1.2891 | 1.2453 | 1.1192 | 0.77553 | 0.85362 | 26.46 | 0 | 57.62 | 0 | 0 | 0 | 1 | 0 | 0 | 1.0077
402 | Lighting-Exterior | Controls | Outdoor Lighting Controls | Healthcare | New | CheNgs402 | 0 | 0.042777 | 441 | 0 | GS | 10 | 0.57723 | 0.60437 | 0.83705 | 1.097 | 1.2026 | 1.2026 | 1.289 | 1.2891 | 1.2453 | 1.1192 | 0.77553 | 0.85362 | 26.46 | 0 | 57.62 | 0 | 0 | 0 | 1 | 0 | 0 | 1.0077
402 | Lighting-Exterior | Controls | Outdoor Lighting Controls | Hospitals | Existing | ChoEgs402 | 0 | 0.043659 | 441 | 0 | GS | 10 | 0.57723 | 0.60437 | 0.83705 | 1.097 | 1.2026 | 1.2026 | 1.289 | 1.2891 | 1.2453 | 1.1192 | 0.77553 | 0.85362 | 26.46 | 0 | 57.62 | 0 | 0 | 0 | 1 | 0 | 0 | 1.0077
402 | Lighting-Exterior | Controls | Outdoor Lighting Controls | Hospitals | New | ChoNgs402 | 0 | 0.043659 | 441 | 0 | GS | 10 | 0.57723 | 0.60437 | 0.83705 | 1.097 | 1.2026 | 1.2026 | 1.289 | 1.2891 | 1.2453 | 1.1192 | 0.77553 | 0.85362 | 26.46 | 0 | 57.62 | 0 | 0 | 0 | 1 | 0 | 0 | 1.0077
402 | Lighting-Exterior | Controls | Outdoor Lighting Controls | Institutional | Existing | CinEgs402 | 0 | 0.05292 | 441 | 0 | GS | 10 | 0.57723 | 0.60437 | 0.83705 | 1.097 | 1.2026 | 1.2026 | 1.289 | 1.2891 | 1.2453 | 1.1192 | 0.77553 | 0.85362 | 26.46 | 0 | 57.62 | 0 | 0 | 0 | 1 | 0 | 0 | 1.0077
402 | Lighting-Exterior | Controls | Outdoor Lighting Controls | Institutional | New | CinNgs402 | 0 | 0.05292 | 441 | 0 | GS | 10 | 0.57723 | 0.60437 | 0.83705 | 1.097 | 1.2026 | 1.2026 | 1.289 | 1.2891 | 1.2453 | 1.1192 | 0.77553 | 0.85362 | 26.46 | 0 | 57.62 | 0 | 0 | 0 | 1 | 0 | 0 | 1.0077
402 | Lighting-Exterior | Controls | Outdoor Lighting Controls | Lodging/Hospitality | Existing | CloEgs402 | 0 | 0.038367 | 441 | 0 | GS | 10 | 0.57723 | 0.60437 | 0.83705 | 1.097 | 1.2026 | 1.2026 | 1.289 | 1.2891 | 1.2453 | 1.1192 | 0.77553 | 0.85362 | 26.46 | 0 | 57.62 | 0 | 0 | 0 | 1 | 0 | 0 | 1.0077
402 | Lighting-Exterior | Controls | Outdoor Lighting Controls | Lodging/Hospitality | New | CloNgs402 | 0 | 0.038367 | 441 | 0 | GS | 10 | 0.57723 | 0.60437 | 0.83705 | 1.097 | 1.2026 | 1.2026 | 1.289 | 1.2891 | 1.2453 | 1.1192 | 0.77553 | 0.85362 | 26.46 | 0 | 57.62 | 0 | 0 | 0 | 1 | 0 | 0 | 1.0077
402 | Lighting-Exterior | Controls | Outdoor Lighting Controls | Miscellaneous | Existing | CmiEgs402 | 0 | 0.040131 | 441 | 0 | GS | 10 | 0.57723 | 0.60437 | 0.83705 | 1.097 | 1.2026 | 1.2026 | 1.289 | 1.2891 | 1.2453 | 1.1192 | 0.77553 | 0.85362 | 26.46 | 0 | 57.62 | 0 | 0 | 0 | 1 | 0 | 0 | 1.0077
402 | Lighting-Exterior | Controls | Outdoor Lighting Controls | Miscellaneous | New | CmiNgs402 | 0 | 0.040131 | 441 | 0 | GS | 10 | 0.57723 | 0.60437 | 0.83705 | 1.097 | 1.2026 | 1.2026 | 1.289 | 1.2891 | 1.2453 | 1.1192 | 0.77553 | 0.85362 | 26.46 | 0 | 57.62 | 0 | 0 | 0 | 1 | 0 | 0 | 1.0077
402 | Lighting-Exterior | Controls | Outdoor Lighting Controls | Offices | Existing | CofEgs402 | 0 | 0.040131 | 441 | 0 | GS | 10 | 0.57723 | 0.60437 | 0.83705 | 1.097 | 1.2026 | 1.2026 | 1.289 | 1.2891 | 1.2453 | 1.1192 | 0.77553 | 0.85362 | 26.46 | 0 | 57.62 | 0 | 0 | 0 | 1 | 0 | 0 | 1.0077
402 | Lighting-Exterior | Controls | Outdoor Lighting Controls | Offices | New | CofNgs402 | 0 | 0.040131 | 441 | 0 | GS | 10 | 0.57723 | 0.60437 | 0.83705 | 1.097 | 1.2026 | 1.2026 | 1.289 | 1.2891 | 1.2453 | 1.1192 | 0.77553 | 0.85362 | 26.46 | 0 | 57.62 | 0 | 0 | 0 | 1 | 0 | 0 | 1.0077
402 | Lighting-Exterior | Controls | Outdoor Lighting Controls | Restaurants | Existing | CreEgs402 | 0 | 0.03969 | 441 | 0 | GS | 10 | 0.57723 | 0.60437 | 0.83705 | 1.097 | 1.2026 | 1.2026 | 1.289 | 1.2891 | 1.2453 | 1.1192 | 0.77553 | 0.85362 | 26.46 | 0 | 57.62 | 0 | 0 | 0 | 1 | 0 | 0 | 1.0077
402 | Lighting-Exterior | Controls | Outdoor Lighting Controls | Restaurants | New | CreNgs402 | 0 | 0.03969 | 441 | 0 | GS | 10 | 0.57723 | 0.60437 | 0.83705 | 1.097 | 1.2026 | 1.2026 | 1.289 | 1.2891 | 1.2453 | 1.1192 | 0.77553 | 0.85362 | 26.46 | 0 | 57.62 | 0 | 0 | 0 | 1 | 0 | 0 | 1.0077
402 | Lighting-Exterior | Controls | Outdoor Lighting Controls | Retail | Existing | CrtEgs402 | 0 | 0.042336 | 441 | 0 | GS | 10 | 0.57723 | 0.60437 | 0.83705 | 1.097 | 1.2026 | 1.2026 | 1.289 | 1.2891 | 1.2453 | 1.1192 | 0.77553 | 0.85362 | 26.46 | 0 | 57.62 | 0 | 0 | 0 | 1 | 0 | 0 | 1.0077
402 | Lighting-Exterior | Controls | Outdoor Lighting Controls | Retail | New | CrtNgs402 | 0 | 0.042336 | 441 | 0 | GS | 10 | 0.57723 | 0.60437 | 0.83705 | 1.097 | 1.2026 | 1.2026 | 1.289 | 1.2891 | 1.2453 | 1.1192 | 0.77553 | 0.85362 | 26.46 | 0 | 57.62 | 0 | 0 | 0 | 1 | 0 | 0 | 1.0077
402 | Lighting-Exterior | Controls | Outdoor Lighting Controls | Schools K-12 | Existing | CscEgs402 | 0 | 0.045864 | 441 | 0 | GS | 10 | 0.57723 | 0.60437 | 0.83705 | 1.097 | 1.2026 | 1.2026 | 1.289 | 1.2891 | 1.2453 | 1.1192 | 0.77553 | 0.85362 | 26.46 | 0 | 57.62 | 0 | 0 | 0 | 1 | 0 | 0 | 1.0077
402 | Lighting-Exterior | Controls | Outdoor Lighting Controls | Schools K-12 | New | CscNgs402 | 0 | 0.045864 | 441 | 0 | GS | 10 | 0.57723 | 0.60437 | 0.83705 | 1.097 | 1.2026 | 1.2026 | 1.289 | 1.2891 | 1.2453 | 1.1192 | 0.77553 | 0.85362 | 26.46 | 0 | 57.62 | 0 | 0 | 0 | 1 | 0 | 0 | 1.0077
402 | Lighting-Exterior | Controls | Outdoor Lighting Controls | Warehouse | Existing | CwaEgs402 | 0 | 0.042336 | 441 | 0 | GS | 10 | 0.57723 | 0.60437 | 0.83705 | 1.097 | 1.2026 | 1.2026 | 1.289 | 1.2891 | 1.2453 | 1.1192 | 0.77553 | 0.85362 | 26.46 | 0 | 57.62 | 0 | 0 | 0 | 1 | 0 | 0 | 1.0077
402 | Lighting-Exterior | Controls | Outdoor Lighting Controls | Warehouse | New | CwaNgs402 | 0 | 0.042336 | 441 | 0 | GS | 10 | 0.57723 | 0.60437 | 0.83705 | 1.097 | 1.2026 | 1.2026 | 1.289 | 1.2891 | 1.2453 | 1.1192 | 0.77553 | 0.85362 | 26.46 | 0 | 57.62 | 0 | 0 | 0 | 1 | 0 | 0 | 1.0077
403 | Lighting-Exterior | Controls | Outdoor motion sensor | Assembly | Existing | CasEgs403 | 0 | 0.045805 | 482.16 | 0 | GS | 10 | 0.57723 | 0.60437 | 0.83705 | 1.097 | 1.2026 | 1.2026 | 1.289 | 1.2891 | 1.2453 | 1.1192 | 0.77553 | 0.85362 | 28.9296 | 0 | 84 | 0 | 0 | 0 | 1 | 0 | 0 | 1.0077
403 | Lighting-Exterior | Controls | Outdoor motion sensor | Assembly | New | CasNgs403 | 0 | 0.045805 | 482.16 | 0 | GS | 10 | 0.57723 | 0.60437 | 0.83705 | 1.097 | 1.2026 | 1.2026 | 1.289 | 1.2891 | 1.2453 | 1.1192 | 0.77553 | 0.85362 | 28.9296 | 0 | 84 | 0 | 0 | 0 | 1 | 0 | 0 | 1.0077
403 | Lighting-Exterior | Controls | Outdoor motion sensor | College and University | Existing | CcoEgs403 | 0 | 0.047734 | 482.16 | 0 | GS | 10 | 0.57723 | 0.60437 | 0.83705 | 1.097 | 1.2026 | 1.2026 | 1.289 | 1.2891 | 1.2453 | 1.1192 | 0.77553 | 0.85362 | 28.9296 | 0 | 84 | 0 | 0 | 0 | 1 | 0 | 0 | 1.0077
403 | Lighting-Exterior | Controls | Outdoor motion sensor | College and University | New | CcoNgs403 | 0 | 0.047734 | 482.16 | 0 | GS | 10 | 0.57723 | 0.60437 | 0.83705 | 1.097 | 1.2026 | 1.2026 | 1.289 | 1.2891 | 1.2453 | 1.1192 | 0.77553 | 0.85362 | 28.9296 | 0 | 84 | 0 | 0 | 0 | 1 | 0 | 0 | 1.0077
403 | Lighting-Exterior | Controls | Outdoor motion sensor | Data Center | Existing | CdaEgs403 | 0 | 0.043877 | 482.16 | 0 | GS | 10 | 0.57723 | 0.60437 | 0.83705 | 1.097 | 1.2026 | 1.2026 | 1.289 | 1.2891 | 1.2453 | 1.1192 | 0.77553 | 0.85362 | 28.9296 | 0 | 84 | 0 | 0 | 0 | 1 | 0 | 0 | 1.0077
403 | Lighting-Exterior | Controls | Outdoor motion sensor | Data Center | New | CdaNgs403 | 0 | 0.043877 | 482.16 | 0 | GS | 10 | 0.57723 | 0.60437 | 0.83705 | 1.097 | 1.2026 | 1.2026 | 1.289 | 1.2891 | 1.2453 | 1.1192 | 0.77553 | 0.85362 | 28.9296 | 0 | 84 | 0 | 0 | 0 | 1 | 0 | 0 | 1.0077
403 | Lighting-Exterior | Controls | Outdoor motion sensor | Grocery | Existing | CgrEgs403 | 0 | 0.04677 | 482.16 | 0 | GS | 10 | 0.57723 | 0.60437 | 0.83705 | 1.097 | 1.2026 | 1.2026 | 1.289 | 1.2891 | 1.2453 | 1.1192 | 0.77553 | 0.85362 | 28.9296 | 0 | 84 | 0 | 0 | 0 | 1 | 0 | 0 | 1.0077
403 | Lighting-Exterior | Controls | Outdoor motion sensor | Grocery | New | CgrNgs403 | 0 | 0.04677 | 482.16 | 0 | GS | 10 | 0.57723 | 0.60437 | 0.83705 | 1.097 | 1.2026 | 1.2026 | 1.289 | 1.2891 | 1.2453 | 1.1192 | 0.77553 | 0.85362 | 28.9296 | 0 | 84 | 0 | 0 | 0 | 1 | 0 | 0 | 1.0077
403 | Lighting-Exterior | Controls | Outdoor motion sensor | Healthcare | Existing | CheEgs403 | 0 | 0.04677 | 482.16 | 0 | GS | 10 | 0.57723 | 0.60437 | 0.83705 | 1.097 | 1.2026 | 1.2026 | 1.289 | 1.2891 | 1.2453 | 1.1192 | 0.77553 | 0.85362 | 28.9296 | 0 | 84 | 0 | 0 | 0 | 1 | 0 | 0 | 1.0077
403 | Lighting-Exterior | Controls | Outdoor motion sensor | Healthcare | New | CheNgs403 | 0 | 0.04677 | 482.16 | 0 | GS | 10 | 0.57723 | 0.60437 | 0.83705 | 1.097 | 1.2026 | 1.2026 | 1.289 | 1.2891 | 1.2453 | 1.1192 | 0.77553 | 0.85362 | 28.9296 | 0 | 84 | 0 | 0 | 0 | 1 | 0 | 0 | 1.0077
403 | Lighting-Exterior | Controls | Outdoor motion sensor | Hospitals | Existing | ChoEgs403 | 0 | 0.047734 | 482.16 | 0 | GS | 10 | 0.57723 | 0.60437 | 0.83705 | 1.097 | 1.2026 | 1.2026 | 1.289 | 1.2891 | 1.2453 | 1.1192 | 0.77553 | 0.85362 | 28.9296 | 0 | 84 | 0 | 0 | 0 | 1 | 0 | 0 | 1.0077
403 | Lighting-Exterior | Controls | Outdoor motion sensor | Hospitals | New | ChoNgs403 | 0 | 0.047734 | 482.16 | 0 | GS | 10 | 0.57723 | 0.60437 | 0.83705 | 1.097 | 1.2026 | 1.2026 | 1.289 | 1.2891 | 1.2453 | 1.1192 | 0.77553 | 0.85362 | 28.9296 | 0 | 84 | 0 | 0 | 0 | 1 | 0 | 0 | 1.0077
403 | Lighting-Exterior | Controls | Outdoor motion sensor | Institutional | Existing | CinEgs403 | 0 | 0.057859 | 482.16 | 0 | GS | 10 | 0.57723 | 0.60437 | 0.83705 | 1.097 | 1.2026 | 1.2026 | 1.289 | 1.2891 | 1.2453 | 1.1192 | 0.77553 | 0.85362 | 28.9296 | 0 | 84 | 0 | 0 | 0 | 1 | 0 | 0 | 1.0077
403 | Lighting-Exterior | Controls | Outdoor motion sensor | Institutional | New | CinNgs403 | 0 | 0.057859 | 482.16 | 0 | GS | 10 | 0.57723 | 0.60437 | 0.83705 | 1.097 | 1.2026 | 1.2026 | 1.289 | 1.2891 | 1.2453 | 1.1192 | 0.77553 | 0.85362 | 28.9296 | 0 | 84 | 0 | 0 | 0 | 1 | 0 | 0 | 1.0077
403 | Lighting-Exterior | Controls | Outdoor motion sensor | Lodging/Hospitality | Existing | CloEgs403 | 0 | 0.041948 | 482.16 | 0 | GS | 10 | 0.57723 | 0.60437 | 0.83705 | 1.097 | 1.2026 | 1.2026 | 1.289 | 1.2891 | 1.2453 | 1.1192 | 0.77553 | 0.85362 | 28.9296 | 0 | 84 | 0 | 0 | 0 | 1 | 0 | 0 | 1.0077
403 | Lighting-Exterior | Controls | Outdoor motion sensor | Lodging/Hospitality | New | CloNgs403 | 0 | 0.041948 | 482.16 | 0 | GS | 10 | 0.57723 | 0.60437 | 0.83705 | 1.097 | 1.2026 | 1.2026 | 1.289 | 1.2891 | 1.2453 | 1.1192 | 0.77553 | 0.85362 | 28.9296 | 0 | 84 | 0 | 0 | 0 | 1 | 0 | 0 | 1.0077
403 | Lighting-Exterior | Controls | Outdoor motion sensor | Miscellaneous | Existing | CmiEgs403 | 0 | 0.043877 | 482.16 | 0 | GS | 10 | 0.57723 | 0.60437 | 0.83705 | 1.097 | 1.2026 | 1.2026 | 1.289 | 1.2891 | 1.2453 | 1.1192 | 0.77553 | 0.85362 | 28.9296 | 0 | 84 | 0 | 0 | 0 | 1 | 0 | 0 | 1.0077
403 | Lighting-Exterior | Controls | Outdoor motion sensor | Miscellaneous | New | CmiNgs403 | 0 | 0.043877 | 482.16 | 0 | GS | 10 | 0.57723 | 0.60437 | 0.83705 | 1.097 | 1.2026 | 1.2026 | 1.289 | 1.2891 | 1.2453 | 1.1192 | 0.77553 | 0.85362 | 28.9296 | 0 | 84 | 0 | 0 | 0 | 1 | 0 | 0 | 1.0077
403 | Lighting-Exterior | Controls | Outdoor motion sensor | Offices | Existing | CofEgs403 | 0 | 0.043877 | 482.16 | 0 | GS | 10 | 0.57723 | 0.60437 | 0.83705 | 1.097 | 1.2026 | 1.2026 | 1.289 | 1.2891 | 1.2453 | 1.1192 | 0.77553 | 0.85362 | 28.9296 | 0 | 84 | 0 | 0 | 0 | 1 | 0 | 0 | 1.0077
403 | Lighting-Exterior | Controls | Outdoor motion sensor | Offices | New | CofNgs403 | 0 | 0.043877 | 482.16 | 0 | GS | 10 | 0.57723 | 0.60437 | 0.83705 | 1.097 | 1.2026 | 1.2026 | 1.289 | 1.2891 | 1.2453 | 1.1192 | 0.77553 | 0.85362 | 28.9296 | 0 | 84 | 0 | 0 | 0 | 1 | 0 | 0 | 1.0077
403 | Lighting-Exterior | Controls | Outdoor motion sensor | Restaurants | Existing | CreEgs403 | 0 | 0.043394 | 482.16 | 0 | GS | 10 | 0.57723 | 0.60437 | 0.83705 | 1.097 | 1.2026 | 1.2026 | 1.289 | 1.2891 | 1.2453 | 1.1192 | 0.77553 | 0.85362 | 28.9296 | 0 | 84 | 0 | 0 | 0 | 1 | 0 | 0 | 1.0077
403 | Lighting-Exterior | Controls | Outdoor motion sensor | Restaurants | New | CreNgs403 | 0 | 0.043394 | 482.16 | 0 | GS | 10 | 0.57723 | 0.60437 | 0.83705 | 1.097 | 1.2026 | 1.2026 | 1.289 | 1.2891 | 1.2453 | 1.1192 | 0.77553 | 0.85362 | 28.9296 | 0 | 84 | 0 | 0 | 0 | 1 | 0 | 0 | 1.0077
403 | Lighting-Exterior | Controls | Outdoor motion sensor | Retail | Existing | CrtEgs403 | 0 | 0.046287 | 482.16 | 0 | GS | 10 | 0.57723 | 0.60437 | 0.83705 | 1.097 | 1.2026 | 1.2026 | 1.289 | 1.2891 | 1.2453 | 1.1192 | 0.77553 | 0.85362 | 28.9296 | 0 | 84 | 0 | 0 | 0 | 1 | 0 | 0 | 1.0077
403 | Lighting-Exterior | Controls | Outdoor motion sensor | Retail | New | CrtNgs403 | 0 | 0.046287 | 482.16 | 0 | GS | 10 | 0.57723 | 0.60437 | 0.83705 | 1.097 | 1.2026 | 1.2026 | 1.289 | 1.2891 | 1.2453 | 1.1192 | 0.77553 | 0.85362 | 28.9296 | 0 | 84 | 0 | 0 | 0 | 1 | 0 | 0 | 1.0077
403 | Lighting-Exterior | Controls | Outdoor motion sensor | Schools K-12 | Existing | CscEgs403 | 0 | 0.050145 | 482.16 | 0 | GS | 10 | 0.57723 | 0.60437 | 0.83705 | 1.097 | 1.2026 | 1.2026 | 1.289 | 1.2891 | 1.2453 | 1.1192 | 0.77553 | 0.85362 | 28.9296 | 0 | 84 | 0 | 0 | 0 | 1 | 0 | 0 | 1.0077
403 | Lighting-Exterior | Controls | Outdoor motion sensor | Schools K-12 | New | CscNgs403 | 0 | 0.050145 | 482.16 | 0 | GS | 10 | 0.57723 | 0.60437 | 0.83705 | 1.097 | 1.2026 | 1.2026 | 1.289 | 1.2891 | 1.2453 | 1.1192 | 0.77553 | 0.85362 | 28.9296 | 0 | 84 | 0 | 0 | 0 | 1 | 0 | 0 | 1.0077
403 | Lighting-Exterior | Controls | Outdoor motion sensor | Warehouse | Existing | CwaEgs403 | 0 | 0.046287 | 482.16 | 0 | GS | 10 | 0.57723 | 0.60437 | 0.83705 | 1.097 | 1.2026 | 1.2026 | 1.289 | 1.2891 | 1.2453 | 1.1192 | 0.77553 | 0.85362 | 28.9296 | 0 | 84 | 0 | 0 | 0 | 1 | 0 | 0 | 1.0077
403 | Lighting-Exterior | Controls | Outdoor motion sensor | Warehouse | New | CwaNgs403 | 0 | 0.046287 | 482.16 | 0 | GS | 10 | 0.57723 | 0.60437 | 0.83705 | 1.097 | 1.2026 | 1.2026 | 1.289 | 1.2891 | 1.2453 | 1.1192 | 0.77553 | 0.85362 | 28.9296 | 0 | 84 | 0 | 0 | 0 | 1 | 0 | 0 | 1.0077
404 | Lighting-Exterior | LED | LED - 9W Flood_CFL Baseline | Assembly | Turnover | CasTgs404 | 0 | 0.0019085 | 20.09 | 0 | GS | 10 | 0.57723 | 0.60437 | 0.83705 | 1.097 | 1.2026 | 1.2026 | 1.289 | 1.2891 | 1.2453 | 1.1192 | 0.77553 | 0.85362 | 1.2054 | 0 | 0.5 | 0 | 0 | 0 | 1 | 0 | 0 | 1.0077
404 | Lighting-Exterior | LED | LED - 9W Flood_CFL Baseline | Assembly | New | CasNgs404 | 0 | 0.0019085 | 20.09 | 0 | GS | 10 | 0.57723 | 0.60437 | 0.83705 | 1.097 | 1.2026 | 1.2026 | 1.289 | 1.2891 | 1.2453 | 1.1192 | 0.77553 | 0.85362 | 1.2054 | 0 | 0.5 | 0 | 0 | 0 | 1 | 0 | 0 | 1.0077
404 | Lighting-Exterior | LED | LED - 9W Flood_CFL Baseline | College and University | Turnover | CcoTgs404 | 0 | 0.0019889 | 20.09 | 0 | GS | 10 | 0.57723 | 0.60437 | 0.83705 | 1.097 | 1.2026 | 1.2026 | 1.289 | 1.2891 | 1.2453 | 1.1192 | 0.77553 | 0.85362 | 1.2054 | 0 | 0.5 | 0 | 0 | 0 | 1 | 0 | 0 | 1.0077
404 | Lighting-Exterior | LED | LED - 9W Flood_CFL Baseline | College and University | New | CcoNgs404 | 0 | 0.0019889 | 20.09 | 0 | GS | 10 | 0.57723 | 0.60437 | 0.83705 | 1.097 | 1.2026 | 1.2026 | 1.289 | 1.2891 | 1.2453 | 1.1192 | 0.77553 | 0.85362 | 1.2054 | 0 | 0.5 | 0 | 0 | 0 | 1 | 0 | 0 | 1.0077
404 | Lighting-Exterior | LED | LED - 9W Flood_CFL Baseline | Data Center | Turnover | CdaTgs404 | 0 | 0.0018282 | 20.09 | 0 | GS | 10 | 0.57723 | 0.60437 | 0.83705 | 1.097 | 1.2026 | 1.2026 | 1.289 | 1.2891 | 1.2453 | 1.1192 | 0.77553 | 0.85362 | 1.2054 | 0 | 0.5 | 0 | 0 | 0 | 1 | 0 | 0 | 1.0077
404 | Lighting-Exterior | LED | LED - 9W Flood_CFL Baseline | Data Center | New | CdaNgs404 | 0 | 0.0018282 | 20.09 | 0 | GS | 10 | 0.57723 | 0.60437 | 0.83705 | 1.097 | 1.2026 | 1.2026 | 1.289 | 1.2891 | 1.2453 | 1.1192 | 0.77553 | 0.85362 | 1.2054 | 0 | 0.5 | 0 | 0 | 0 | 1 | 0 | 0 | 1.0077
404 | Lighting-Exterior | LED | LED - 9W Flood_CFL Baseline | Grocery | Turnover | CgrTgs404 | 0 | 0.0019487 | 20.09 | 0 | GS | 10 | 0.57723 | 0.60437 | 0.83705 | 1.097 | 1.2026 | 1.2026 | 1.289 | 1.2891 | 1.2453 | 1.1192 | 0.77553 | 0.85362 | 1.2054 | 0 | 0.5 | 0 | 0 | 0 | 1 | 0 | 0 | 1.0077
404 | Lighting-Exterior | LED | LED - 9W Flood_CFL Baseline | Grocery | New | CgrNgs404 | 0 | 0.0019487 | 20.09 | 0 | GS | 10 | 0.57723 | 0.60437 | 0.83705 | 1.097 | 1.2026 | 1.2026 | 1.289 | 1.2891 | 1.2453 | 1.1192 | 0.77553 | 0.85362 | 1.2054 | 0 | 0.5 | 0 | 0 | 0 | 1 | 0 | 0 | 1.0077
404 | Lighting-Exterior | LED | LED - 9W Flood_CFL Baseline | Healthcare | Turnover | CheTgs404 | 0 | 0.0019487 | 20.09 | 0 | GS | 10 | 0.57723 | 0.60437 | 0.83705 | 1.097 | 1.2026 | 1.2026 | 1.289 | 1.2891 | 1.2453 | 1.1192 | 0.77553 | 0.85362 | 1.2054 | 0 | 0.5 | 0 | 0 | 0 | 1 | 0 | 0 | 1.0077
404 | Lighting-Exterior | LED | LED - 9W Flood_CFL Baseline | Healthcare | New | CheNgs404 | 0 | 0.0019487 | 20.09 | 0 | GS | 10 | 0.57723 | 0.60437 | 0.83705 | 1.097 | 1.2026 | 1.2026 | 1.289 | 1.2891 | 1.2453 | 1.1192 | 0.77553 | 0.85362 | 1.2054 | 0 | 0.5 | 0 | 0 | 0 | 1 | 0 | 0 | 1.0077
404 | Lighting-Exterior | LED | LED - 9W Flood_CFL Baseline | Hospitals | Turnover | ChoTgs404 | 0 | 0.0019889 | 20.09 | 0 | GS | 10 | 0.57723 | 0.60437 | 0.83705 | 1.097 | 1.2026 | 1.2026 | 1.289 | 1.2891 | 1.2453 | 1.1192 | 0.77553 | 0.85362 | 1.2054 | 0 | 0.5 | 0 | 0 | 0 | 1 | 0 | 0 | 1.0077
404 | Lighting-Exterior | LED | LED - 9W Flood_CFL Baseline | Hospitals | New | ChoNgs404 | 0 | 0.0019889 | 20.09 | 0 | GS | 10 | 0.57723 | 0.60437 | 0.83705 | 1.097 | 1.2026 | 1.2026 | 1.289 | 1.2891 | 1.2453 | 1.1192 | 0.77553 | 0.85362 | 1.2054 | 0 | 0.5 | 0 | 0 | 0 | 1 | 0 | 0 | 1.0077
404 | Lighting-Exterior | LED | LED - 9W Flood_CFL Baseline | Institutional | Turnover | CinTgs404 | 0 | 0.0024108 | 20.09 | 0 | GS | 10 | 0.57723 | 0.60437 | 0.83705 | 1.097 | 1.2026 | 1.2026 | 1.289 | 1.2891 | 1.2453 | 1.1192 | 0.77553 | 0.85362 | 1.2054 | 0 | 0.5 | 0 | 0 | 0 | 1 | 0 | 0 | 1.0077
404 | Lighting-Exterior | LED | LED - 9W Flood_CFL Baseline | Institutional | New | CinNgs404 | 0 | 0.0024108 | 20.09 | 0 | GS | 10 | 0.57723 | 0.60437 | 0.83705 | 1.097 | 1.2026 | 1.2026 | 1.289 | 1.2891 | 1.2453 | 1.1192 | 0.77553 | 0.85362 | 1.2054 | 0 | 0.5 | 0 | 0 | 0 | 1 | 0 | 0 | 1.0077
404 | Lighting-Exterior | LED | LED - 9W Flood_CFL Baseline | Lodging/Hospitality | Turnover | CloTgs404 | 0 | 0.0017478 | 20.09 | 0 | GS | 10 | 0.57723 | 0.60437 | 0.83705 | 1.097 | 1.2026 | 1.2026 | 1.289 | 1.2891 | 1.2453 | 1.1192 | 0.77553 | 0.85362 | 1.2054 | 0 | 0.5 | 0 | 0 | 0 | 1 | 0 | 0 | 1.0077
404 | Lighting-Exterior | LED | LED - 9W Flood_CFL Baseline | Lodging/Hospitality | New | CloNgs404 | 0 | 0.0017478 | 20.09 | 0 | GS | 10 | 0.57723 | 0.60437 | 0.83705 | 1.097 | 1.2026 | 1.2026 | 1.289 | 1.2891 | 1.2453 | 1.1192 | 0.77553 | 0.85362 | 1.2054 | 0 | 0.5 | 0 | 0 | 0 | 1 | 0 | 0 | 1.0077
404 | Lighting-Exterior | LED | LED - 9W Flood_CFL Baseline | Miscellaneous | Turnover | CmiTgs404 | 0 | 0.0018282 | 20.09 | 0 | GS | 10 | 0.57723 | 0.60437 | 0.83705 | 1.097 | 1.2026 | 1.2026 | 1.289 | 1.2891 | 1.2453 | 1.1192 | 0.77553 | 0.85362 | 1.2054 | 0 | 0.5 | 0 | 0 | 0 | 1 | 0 | 0 | 1.0077
404 | Lighting-Exterior | LED | LED - 9W Flood_CFL Baseline | Miscellaneous | New | CmiNgs404 | 0 | 0.0018282 | 20.09 | 0 | GS | 10 | 0.57723 | 0.60437 | 0.83705 | 1.097 | 1.2026 | 1.2026 | 1.289 | 1.2891 | 1.2453 | 1.1192 | 0.77553 | 0.85362 | 1.2054 | 0 | 0.5 | 0 | 0 | 0 | 1 | 0 | 0 | 1.0077
404 | Lighting-Exterior | LED | LED - 9W Flood_CFL Baseline | Offices | Turnover | CofTgs404 | 0 | 0.0018282 | 20.09 | 0 | GS | 10 | 0.57723 | 0.60437 | 0.83705 | 1.097 | 1.2026 | 1.2026 | 1.289 | 1.2891 | 1.2453 | 1.1192 | 0.77553 | 0.85362 | 1.2054 | 0 | 0.5 | 0 | 0 | 0 | 1 | 0 | 0 | 1.0077
404 | Lighting-Exterior | LED | LED - 9W Flood_CFL Baseline | Offices | New | CofNgs404 | 0 | 0.0018282 | 20.09 | 0 | GS | 10 | 0.57723 | 0.60437 | 0.83705 | 1.097 | 1.2026 | 1.2026 | 1.289 | 1.2891 | 1.2453 | 1.1192 | 0.77553 | 0.85362 | 1.2054 | 0 | 0.5 | 0 | 0 | 0 | 1 | 0 | 0 | 1.0077
404 | Lighting-Exterior | LED | LED - 9W Flood_CFL Baseline | Restaurants | Turnover | CreTgs404 | 0 | 0.0018081 | 20.09 | 0 | GS | 10 | 0.57723 | 0.60437 | 0.83705 | 1.097 | 1.2026 | 1.2026 | 1.289 | 1.2891 | 1.2453 | 1.1192 | 0.77553 | 0.85362 | 1.2054 | 0 | 0.5 | 0 | 0 | 0 | 1 | 0 | 0 | 1.0077
404 | Lighting-Exterior | LED | LED - 9W Flood_CFL Baseline | Restaurants | New | CreNgs404 | 0 | 0.0018081 | 20.09 | 0 | GS | 10 | 0.57723 | 0.60437 | 0.83705 | 1.097 | 1.2026 | 1.2026 | 1.289 | 1.2891 | 1.2453 | 1.1192 | 0.77553 | 0.85362 | 1.2054 | 0 | 0.5 | 0 | 0 | 0 | 1 | 0 | 0 | 1.0077
404 | Lighting-Exterior | LED | LED - 9W Flood_CFL Baseline | Retail | Turnover | CrtTgs404 | 0 | 0.0019286 | 20.09 | 0 | GS | 10 | 0.57723 | 0.60437 | 0.83705 | 1.097 | 1.2026 | 1.2026 | 1.289 | 1.2891 | 1.2453 | 1.1192 | 0.77553 | 0.85362 | 1.2054 | 0 | 0.5 | 0 | 0 | 0 | 1 | 0 | 0 | 1.0077
404 | Lighting-Exterior | LED | LED - 9W Flood_CFL Baseline | Retail | New | CrtNgs404 | 0 | 0.0019286 | 20.09 | 0 | GS | 10 | 0.57723 | 0.60437 | 0.83705 | 1.097 | 1.2026 | 1.2026 | 1.289 | 1.2891 | 1.2453 | 1.1192 | 0.77553 | 0.85362 | 1.2054 | 0 | 0.5 | 0 | 0 | 0 | 1 | 0 | 0 | 1.0077
404 | Lighting-Exterior | LED | LED - 9W Flood_CFL Baseline | Schools K-12 | Turnover | CscTgs404 | 0 | 0.0020894 | 20.09 | 0 | GS | 10 | 0.57723 | 0.60437 | 0.83705 | 1.097 | 1.2026 | 1.2026 | 1.289 | 1.2891 | 1.2453 | 1.1192 | 0.77553 | 0.85362 | 1.2054 | 0 | 0.5 | 0 | 0 | 0 | 1 | 0 | 0 | 1.0077
404 | Lighting-Exterior | LED | LED - 9W Flood_CFL Baseline | Schools K-12 | New | CscNgs404 | 0 | 0.0020894 | 20.09 | 0 | GS | 10 | 0.57723 | 0.60437 | 0.83705 | 1.097 | 1.2026 | 1.2026 | 1.289 | 1.2891 | 1.2453 | 1.1192 | 0.77553 | 0.85362 | 1.2054 | 0 | 0.5 | 0 | 0 | 0 | 1 | 0 | 0 | 1.0077
404 | Lighting-Exterior | LED | LED - 9W Flood_CFL Baseline | Warehouse | Turnover | CwaTgs404 | 0 | 0.0019286 | 20.09 | 0 | GS | 10 | 0.57723 | 0.60437 | 0.83705 | 1.097 | 1.2026 | 1.2026 | 1.289 | 1.2891 | 1.2453 | 1.1192 | 0.77553 | 0.85362 | 1.2054 | 0 | 0.5 | 0 | 0 | 0 | 1 | 0 | 0 | 1.0077
404 | Lighting-Exterior | LED | LED - 9W Flood_CFL Baseline | Warehouse | New | CwaNgs404 | 0 | 0.0019286 | 20.09 | 0 | GS | 10 | 0.57723 | 0.60437 | 0.83705 | 1.097 | 1.2026 | 1.2026 | 1.289 | 1.2891 | 1.2453 | 1.1192 | 0.77553 | 0.85362 | 1.2054 | 0 | 0.5 | 0 | 0 | 0 | 1 | 0 | 0 | 1.0077
405 | Lighting-Exterior | LED | LED Canopy Lighting (Exterior) | Assembly | Turnover | CasTgs405 | 0 | 0.050271 | 529.17 | 0 | GS | 13 | 0.57723 | 0.60437 | 0.83705 | 1.097 | 1.2026 | 1.2026 | 1.289 | 1.2891 | 1.2453 | 1.1192 | 0.77553 | 0.85362 | 31.7502 | 0 | 255 | 0 | 0 | 0 | 1 | 0 | 0 | 1.0077
405 | Lighting-Exterior | LED | LED Canopy Lighting (Exterior) | Assembly | New | CasNgs405 | 0 | 0.050271 | 529.17 | 0 | GS | 13 | 0.57723 | 0.60437 | 0.83705 | 1.097 | 1.2026 | 1.2026 | 1.289 | 1.2891 | 1.2453 | 1.1192 | 0.77553 | 0.85362 | 31.7502 | 0 | 255 | 0 | 0 | 0 | 1 | 0 | 0 | 1.0077
405 | Lighting-Exterior | LED | LED Canopy Lighting (Exterior) | College and University | Turnover | CcoTgs405 | 0 | 0.052388 | 529.17 | 0 | GS | 13 | 0.57723 | 0.60437 | 0.83705 | 1.097 | 1.2026 | 1.2026 | 1.289 | 1.2891 | 1.2453 | 1.1192 | 0.77553 | 0.85362 | 31.7502 | 0 | 255 | 0 | 0 | 0 | 1 | 0 | 0 | 1.0077
405 | Lighting-Exterior | LED | LED Canopy Lighting (Exterior) | College and University | New | CcoNgs405 | 0 | 0.052388 | 529.17 | 0 | GS | 13 | 0.57723 | 0.60437 | 0.83705 | 1.097 | 1.2026 | 1.2026 | 1.289 | 1.2891 | 1.2453 | 1.1192 | 0.77553 | 0.85362 | 31.7502 | 0 | 255 | 0 | 0 | 0 | 1 | 0 | 0 | 1.0077
405 | Lighting-Exterior | LED | LED Canopy Lighting (Exterior) | Data Center | Turnover | CdaTgs405 | 0 | 0.048154 | 529.17 | 0 | GS | 13 | 0.57723 | 0.60437 | 0.83705 | 1.097 | 1.2026 | 1.2026 | 1.289 | 1.2891 | 1.2453 | 1.1192 | 0.77553 | 0.85362 | 31.7502 | 0 | 255 | 0 | 0 | 0 | 1 | 0 | 0 | 1.0077
405 | Lighting-Exterior | LED | LED Canopy Lighting (Exterior) | Data Center | New | CdaNgs405 | 0 | 0.048154 | 529.17 | 0 | GS | 13 | 0.57723 | 0.60437 | 0.83705 | 1.097 | 1.2026 | 1.2026 | 1.289 | 1.2891 | 1.2453 | 1.1192 | 0.77553 | 0.85362 | 31.7502 | 0 | 255 | 0 | 0 | 0 | 1 | 0 | 0 | 1.0077
405 | Lighting-Exterior | LED | LED Canopy Lighting (Exterior) | Grocery | Turnover | CgrTgs405 | 0 | 0.051329 | 529.17 | 0 | GS | 13 | 0.57723 | 0.60437 | 0.83705 | 1.097 | 1.2026 | 1.2026 | 1.289 | 1.2891 | 1.2453 | 1.1192 | 0.77553 | 0.85362 | 31.7502 | 0 | 255 | 0 | 0 | 0 | 1 | 0 | 0 | 1.0077
405 | Lighting-Exterior | LED | LED Canopy Lighting (Exterior) | Grocery | New | CgrNgs405 | 0 | 0.051329 | 529.17 | 0 | GS | 13 | 0.57723 | 0.60437 | 0.83705 | 1.097 | 1.2026 | 1.2026 | 1.289 | 1.2891 | 1.2453 | 1.1192 | 0.77553 | 0.85362 | 31.7502 | 0 | 255 | 0 | 0 | 0 | 1 | 0 | 0 | 1.0077
405 | Lighting-Exterior | LED | LED Canopy Lighting (Exterior) | Healthcare | Turnover | CheTgs405 | 0 | 0.051329 | 529.17 | 0 | GS | 13 | 0.57723 | 0.60437 | 0.83705 | 1.097 | 1.2026 | 1.2026 | 1.289 | 1.2891 | 1.2453 | 1.1192 | 0.77553 | 0.85362 | 31.7502 | 0 | 255 | 0 | 0 | 0 | 1 | 0 | 0 | 1.0077
405 | Lighting-Exterior | LED | LED Canopy Lighting (Exterior) | Healthcare | New | CheNgs405 | 0 | 0.051329 | 529.17 | 0 | GS | 13 | 0.57723 | 0.60437 | 0.83705 | 1.097 | 1.2026 | 1.2026 | 1.289 | 1.2891 | 1.2453 | 1.1192 | 0.77553 | 0.85362 | 31.7502 | 0 | 255 | 0 | 0 | 0 | 1 | 0 | 0 | 1.0077
405 | Lighting-Exterior | LED | LED Canopy Lighting (Exterior) | Hospitals | Turnover | ChoTgs405 | 0 | 0.052388 | 529.17 | 0 | GS | 13 | 0.57723 | 0.60437 | 0.83705 | 1.097 | 1.2026 | 1.2026 | 1.289 | 1.2891 | 1.2453 | 1.1192 | 0.77553 | 0.85362 | 31.7502 | 0 | 255 | 0 | 0 | 0 | 1 | 0 | 0 | 1.0077
405 | Lighting-Exterior | LED | LED Canopy Lighting (Exterior) | Hospitals | New | ChoNgs405 | 0 | 0.052388 | 529.17 | 0 | GS | 13 | 0.57723 | 0.60437 | 0.83705 | 1.097 | 1.2026 | 1.2026 | 1.289 | 1.2891 | 1.2453 | 1.1192 | 0.77553 | 0.85362 | 31.7502 | 0 | 255 | 0 | 0 | 0 | 1 | 0 | 0 | 1.0077
405 | Lighting-Exterior | LED | LED Canopy Lighting (Exterior) | Institutional | Turnover | CinTgs405 | 0 | 0.0635 | 529.17 | 0 | GS | 13 | 0.57723 | 0.60437 | 0.83705 | 1.097 | 1.2026 | 1.2026 | 1.289 | 1.2891 | 1.2453 | 1.1192 | 0.77553 | 0.85362 | 31.7502 | 0 | 255 | 0 | 0 | 0 | 1 | 0 | 0 | 1.0077
405 | Lighting-Exterior | LED | LED Canopy Lighting (Exterior) | Institutional | New | CinNgs405 | 0 | 0.0635 | 529.17 | 0 | GS | 13 | 0.57723 | 0.60437 | 0.83705 | 1.097 | 1.2026 | 1.2026 | 1.289 | 1.2891 | 1.2453 | 1.1192 | 0.77553 | 0.85362 | 31.7502 | 0 | 255 | 0 | 0 | 0 | 1 | 0 | 0 | 1.0077
405 | Lighting-Exterior | LED | LED Canopy Lighting (Exterior) | Lodging/Hospitality | Turnover | CloTgs405 | 0 | 0.046038 | 529.17 | 0 | GS | 13 | 0.57723 | 0.60437 | 0.83705 | 1.097 | 1.2026 | 1.2026 | 1.289 | 1.2891 | 1.2453 | 1.1192 | 0.77553 | 0.85362 | 31.7502 | 0 | 255 | 0 | 0 | 0 | 1 | 0 | 0 | 1.0077
405 | Lighting-Exterior | LED | LED Canopy Lighting (Exterior) | Lodging/Hospitality | New | CloNgs405 | 0 | 0.046038 | 529.17 | 0 | GS | 13 | 0.57723 | 0.60437 | 0.83705 | 1.097 | 1.2026 | 1.2026 | 1.289 | 1.2891 | 1.2453 | 1.1192 | 0.77553 | 0.85362 | 31.7502 | 0 | 255 | 0 | 0 | 0 | 1 | 0 | 0 | 1.0077
405 | Lighting-Exterior | LED | LED Canopy Lighting (Exterior) | Miscellaneous | Turnover | CmiTgs405 | 0 | 0.048154 | 529.17 | 0 | GS | 13 | 0.57723 | 0.60437 | 0.83705 | 1.097 | 1.2026 | 1.2026 | 1.289 | 1.2891 | 1.2453 | 1.1192 | 0.77553 | 0.85362 | 31.7502 | 0 | 255 | 0 | 0 | 0 | 1 | 0 | 0 | 1.0077
405 | Lighting-Exterior | LED | LED Canopy Lighting (Exterior) | Miscellaneous | New | CmiNgs405 | 0 | 0.048154 | 529.17 | 0 | GS | 13 | 0.57723 | 0.60437 | 0.83705 | 1.097 | 1.2026 | 1.2026 | 1.289 | 1.2891 | 1.2453 | 1.1192 | 0.77553 | 0.85362 | 31.7502 | 0 | 255 | 0 | 0 | 0 | 1 | 0 | 0 | 1.0077
405 | Lighting-Exterior | LED | LED Canopy Lighting (Exterior) | Offices | Turnover | CofTgs405 | 0 | 0.048154 | 529.17 | 0 | GS | 13 | 0.57723 | 0.60437 | 0.83705 | 1.097 | 1.2026 | 1.2026 | 1.289 | 1.2891 | 1.2453 | 1.1192 | 0.77553 | 0.85362 | 31.7502 | 0 | 255 | 0 | 0 | 0 | 1 | 0 | 0 | 1.0077
405 | Lighting-Exterior | LED | LED Canopy Lighting (Exterior) | Offices | New | CofNgs405 | 0 | 0.048154 | 529.17 | 0 | GS | 13 | 0.57723 | 0.60437 | 0.83705 | 1.097 | 1.2026 | 1.2026 | 1.289 | 1.2891 | 1.2453 | 1.1192 | 0.77553 | 0.85362 | 31.7502 | 0 | 255 | 0 | 0 | 0 | 1 | 0 | 0 | 1.0077
405 | Lighting-Exterior | LED | LED Canopy Lighting (Exterior) | Restaurants | Turnover | CreTgs405 | 0 | 0.047625 | 529.17 | 0 | GS | 13 | 0.57723 | 0.60437 | 0.83705 | 1.097 | 1.2026 | 1.2026 | 1.289 | 1.2891 | 1.2453 | 1.1192 | 0.77553 | 0.85362 | 31.7502 | 0 | 255 | 0 | 0 | 0 | 1 | 0 | 0 | 1.0077
405 | Lighting-Exterior | LED | LED Canopy Lighting (Exterior) | Restaurants | New | CreNgs405 | 0 | 0.047625 | 529.17 | 0 | GS | 13 | 0.57723 | 0.60437 | 0.83705 | 1.097 | 1.2026 | 1.2026 | 1.289 | 1.2891 | 1.2453 | 1.1192 | 0.77553 | 0.85362 | 31.7502 | 0 | 255 | 0 | 0 | 0 | 1 | 0 | 0 | 1.0077
405 | Lighting-Exterior | LED | LED Canopy Lighting (Exterior) | Retail | Turnover | CrtTgs405 | 0 | 0.0508 | 529.17 | 0 | GS | 13 | 0.57723 | 0.60437 | 0.83705 | 1.097 | 1.2026 | 1.2026 | 1.289 | 1.2891 | 1.2453 | 1.1192 | 0.77553 | 0.85362 | 31.7502 | 0 | 255 | 0 | 0 | 0 | 1 | 0 | 0 | 1.0077
405 | Lighting-Exterior | LED | LED Canopy Lighting (Exterior) | Retail | New | CrtNgs405 | 0 | 0.0508 | 529.17 | 0 | GS | 13 | 0.57723 | 0.60437 | 0.83705 | 1.097 | 1.2026 | 1.2026 | 1.289 | 1.2891 | 1.2453 | 1.1192 | 0.77553 | 0.85362 | 31.7502 | 0 | 255 | 0 | 0 | 0 | 1 | 0 | 0 | 1.0077
405 | Lighting-Exterior | LED | LED Canopy Lighting (Exterior) | Schools K-12 | Turnover | CscTgs405 | 0 | 0.055034 | 529.17 | 0 | GS | 13 | 0.57723 | 0.60437 | 0.83705 | 1.097 | 1.2026 | 1.2026 | 1.289 | 1.2891 | 1.2453 | 1.1192 | 0.77553 | 0.85362 | 31.7502 | 0 | 255 | 0 | 0 | 0 | 1 | 0 | 0 | 1.0077
405 | Lighting-Exterior | LED | LED Canopy Lighting (Exterior) | Schools K-12 | New | CscNgs405 | 0 | 0.055034 | 529.17 | 0 | GS | 13 | 0.57723 | 0.60437 | 0.83705 | 1.097 | 1.2026 | 1.2026 | 1.289 | 1.2891 | 1.2453 | 1.1192 | 0.77553 | 0.85362 | 31.7502 | 0 | 255 | 0 | 0 | 0 | 1 | 0 | 0 | 1.0077
405 | Lighting-Exterior | LED | LED Canopy Lighting (Exterior) | Warehouse | Turnover | CwaTgs405 | 0 | 0.0508 | 529.17 | 0 | GS | 13 | 0.57723 | 0.60437 | 0.83705 | 1.097 | 1.2026 | 1.2026 | 1.289 | 1.2891 | 1.2453 | 1.1192 | 0.77553 | 0.85362 | 31.7502 | 0 | 255 | 0 | 0 | 0 | 1 | 0 | 0 | 1.0077
405 | Lighting-Exterior | LED | LED Canopy Lighting (Exterior) | Warehouse | New | CwaNgs405 | 0 | 0.0508 | 529.17 | 0 | GS | 13 | 0.57723 | 0.60437 | 0.83705 | 1.097 | 1.2026 | 1.2026 | 1.289 | 1.2891 | 1.2453 | 1.1192 | 0.77553 | 0.85362 | 31.7502 | 0 | 255 | 0 | 0 | 0 | 1 | 0 | 0 | 1.0077
406 | Lighting-Exterior | LED | LED Display Lighting (Exterior) | Assembly | Turnover | CasTgs406 | 0 | 0.35881 | 3776.92 | 0 | GS | 11 | 0.57723 | 0.60437 | 0.83705 | 1.097 | 1.2026 | 1.2026 | 1.289 | 1.2891 | 1.2453 | 1.1192 | 0.77553 | 0.85362 | 226.6152 | 0 | 2274.8 | 0 | 0 | 0 | 1 | 0 | 0 | 1.0077
406 | Lighting-Exterior | LED | LED Display Lighting (Exterior) | Assembly | New | CasNgs406 | 0 | 0.35881 | 3776.92 | 0 | GS | 11 | 0.57723 | 0.60437 | 0.83705 | 1.097 | 1.2026 | 1.2026 | 1.289 | 1.2891 | 1.2453 | 1.1192 | 0.77553 | 0.85362 | 226.6152 | 0 | 2274.8 | 0 | 0 | 0 | 1 | 0 | 0 | 1.0077
406 | Lighting-Exterior | LED | LED Display Lighting (Exterior) | College and University | Turnover | CcoTgs406 | 0 | 0.37392 | 3776.92 | 0 | GS | 11 | 0.57723 | 0.60437 | 0.83705 | 1.097 | 1.2026 | 1.2026 | 1.289 | 1.2891 | 1.2453 | 1.1192 | 0.77553 | 0.85362 | 226.6152 | 0 | 2274.8 | 0 | 0 | 0 | 1 | 0 | 0 | 1.0077
406 | Lighting-Exterior | LED | LED Display Lighting (Exterior) | College and University | New | CcoNgs406 | 0 | 0.37392 | 3776.92 | 0 | GS | 11 | 0.57723 | 0.60437 | 0.83705 | 1.097 | 1.2026 | 1.2026 | 1.289 | 1.2891 | 1.2453 | 1.1192 | 0.77553 | 0.85362 | 226.6152 | 0 | 2274.8 | 0 | 0 | 0 | 1 | 0 | 0 | 1.0077
406 | Lighting-Exterior | LED | LED Display Lighting (Exterior) | Data Center | Turnover | CdaTgs406 | 0 | 0.3437 | 3776.92 | 0 | GS | 11 | 0.57723 | 0.60437 | 0.83705 | 1.097 | 1.2026 | 1.2026 | 1.289 | 1.2891 | 1.2453 | 1.1192 | 0.77553 | 0.85362 | 226.6152 | 0 | 2274.8 | 0 | 0 | 0 | 1 | 0 | 0 | 1.0077
406 | Lighting-Exterior | LED | LED Display Lighting (Exterior) | Data Center | New | CdaNgs406 | 0 | 0.3437 | 3776.92 | 0 | GS | 11 | 0.57723 | 0.60437 | 0.83705 | 1.097 | 1.2026 | 1.2026 | 1.289 | 1.2891 | 1.2453 | 1.1192 | 0.77553 | 0.85362 | 226.6152 | 0 | 2274.8 | 0 | 0 | 0 | 1 | 0 | 0 | 1.0077
406 | Lighting-Exterior | LED | LED Display Lighting (Exterior) | Grocery | Turnover | CgrTgs406 | 0 | 0.36636 | 3776.92 | 0 | GS | 11 | 0.57723 | 0.60437 | 0.83705 | 1.097 | 1.2026 | 1.2026 | 1.289 | 1.2891 | 1.2453 | 1.1192 | 0.77553 | 0.85362 | 226.6152 | 0 | 2274.8 | 0 | 0 | 0 | 1 | 0 | 0 | 1.0077
406 | Lighting-Exterior | LED | LED Display Lighting (Exterior) | Grocery | New | CgrNgs406 | 0 | 0.36636 | 3776.92 | 0 | GS | 11 | 0.57723 | 0.60437 | 0.83705 | 1.097 | 1.2026 | 1.2026 | 1.289 | 1.2891 | 1.2453 | 1.1192 | 0.77553 | 0.85362 | 226.6152 | 0 | 2274.8 | 0 | 0 | 0 | 1 | 0 | 0 | 1.0077
406 | Lighting-Exterior | LED | LED Display Lighting (Exterior) | Healthcare | Turnover | CheTgs406 | 0 | 0.36636 | 3776.92 | 0 | GS | 11 | 0.57723 | 0.60437 | 0.83705 | 1.097 | 1.2026 | 1.2026 | 1.289 | 1.2891 | 1.2453 | 1.1192 | 0.77553 | 0.85362 | 226.6152 | 0 | 2274.8 | 0 | 0 | 0 | 1 | 0 | 0 | 1.0077
406 | Lighting-Exterior | LED | LED Display Lighting (Exterior) | Healthcare | New | CheNgs406 | 0 | 0.36636 | 3776.92 | 0 | GS | 11 | 0.57723 | 0.60437 | 0.83705 | 1.097 | 1.2026 | 1.2026 | 1.289 | 1.2891 | 1.2453 | 1.1192 | 0.77553 | 0.85362 | 226.6152 | 0 | 2274.8 | 0 | 0 | 0 | 1 | 0 | 0 | 1.0077
406 | Lighting-Exterior | LED | LED Display Lighting (Exterior) | Hospitals | Turnover | ChoTgs406 | 0 | 0.37392 | 3776.92 | 0 | GS | 11 | 0.57723 | 0.60437 | 0.83705 | 1.097 | 1.2026 | 1.2026 | 1.289 | 1.2891 | 1.2453 | 1.1192 | 0.77553 | 0.85362 | 226.6152 | 0 | 2274.8 | 0 | 0 | 0 | 1 | 0 | 0 | 1.0077
406 | Lighting-Exterior | LED | LED Display Lighting (Exterior) | Hospitals | New | ChoNgs406 | 0 | 0.37392 | 3776.92 | 0 | GS | 11 | 0.57723 | 0.60437 | 0.83705 | 1.097 | 1.2026 | 1.2026 | 1.289 | 1.2891 | 1.2453 | 1.1192 | 0.77553 | 0.85362 | 226.6152 | 0 | 2274.8 | 0 | 0 | 0 | 1 | 0 | 0 | 1.0077
406 | Lighting-Exterior | LED | LED Display Lighting (Exterior) | Institutional | Turnover | CinTgs406 | 0 | 0.45323 | 3776.92 | 0 | GS | 11 | 0.57723 | 0.60437 | 0.83705 | 1.097 | 1.2026 | 1.2026 | 1.289 | 1.2891 | 1.2453 | 1.1192 | 0.77553 | 0.85362 | 226.6152 | 0 | 2274.8 | 0 | 0 | 0 | 1 | 0 | 0 | 1.0077
406 | Lighting-Exterior | LED | LED Display Lighting (Exterior) | Institutional | New | CinNgs406 | 0 | 0.45323 | 3776.92 | 0 | GS | 11 | 0.57723 | 0.60437 | 0.83705 | 1.097 | 1.2026 | 1.2026 | 1.289 | 1.2891 | 1.2453 | 1.1192 | 0.77553 | 0.85362 | 226.6152 | 0 | 2274.8 | 0 | 0 | 0 | 1 | 0 | 0 | 1.0077
406 | Lighting-Exterior | LED | LED Display Lighting (Exterior) | Lodging/Hospitality | Turnover | CloTgs406 | 0 | 0.32859 | 3776.92 | 0 | GS | 11 | 0.57723 | 0.60437 | 0.83705 | 1.097 | 1.2026 | 1.2026 | 1.289 | 1.2891 | 1.2453 | 1.1192 | 0.77553 | 0.85362 | 226.6152 | 0 | 2274.8 | 0 | 0 | 0 | 1 | 0 | 0 | 1.0077
406 | Lighting-Exterior | LED | LED Display Lighting (Exterior) | Lodging/Hospitality | New | CloNgs406 | 0 | 0.32859 | 3776.92 | 0 | GS | 11 | 0.57723 | 0.60437 | 0.83705 | 1.097 | 1.2026 | 1.2026 | 1.289 | 1.2891 | 1.2453 | 1.1192 | 0.77553 | 0.85362 | 226.6152 | 0 | 2274.8 | 0 | 0 | 0 | 1 | 0 | 0 | 1.0077
406 | Lighting-Exterior | LED | LED Display Lighting (Exterior) | Miscellaneous | Turnover | CmiTgs406 | 0 | 0.3437 | 3776.92 | 0 | GS | 11 | 0.57723 | 0.60437 | 0.83705 | 1.097 | 1.2026 | 1.2026 | 1.289 | 1.2891 | 1.2453 | 1.1192 | 0.77553 | 0.85362 | 226.6152 | 0 | 2274.8 | 0 | 0 | 0 | 1 | 0 | 0 | 1.0077
406 | Lighting-Exterior | LED | LED Display Lighting (Exterior) | Miscellaneous | New | CmiNgs406 | 0 | 0.3437 | 3776.92 | 0 | GS | 11 | 0.57723 | 0.60437 | 0.83705 | 1.097 | 1.2026 | 1.2026 | 1.289 | 1.2891 | 1.2453 | 1.1192 | 0.77553 | 0.85362 | 226.6152 | 0 | 2274.8 | 0 | 0 | 0 | 1 | 0 | 0 | 1.0077
406 | Lighting-Exterior | LED | LED Display Lighting (Exterior) | Offices | Turnover | CofTgs406 | 0 | 0.3437 | 3776.92 | 0 | GS | 11 | 0.57723 | 0.60437 | 0.83705 | 1.097 | 1.2026 | 1.2026 | 1.289 | 1.2891 | 1.2453 | 1.1192 | 0.77553 | 0.85362 | 226.6152 | 0 | 2274.8 | 0 | 0 | 0 | 1 | 0 | 0 | 1.0077
406 | Lighting-Exterior | LED | LED Display Lighting (Exterior) | Offices | New | CofNgs406 | 0 | 0.3437 | 3776.92 | 0 | GS | 11 | 0.57723 | 0.60437 | 0.83705 | 1.097 | 1.2026 | 1.2026 | 1.289 | 1.2891 | 1.2453 | 1.1192 | 0.77553 | 0.85362 | 226.6152 | 0 | 2274.8 | 0 | 0 | 0 | 1 | 0 | 0 | 1.0077
406 | Lighting-Exterior | LED | LED Display Lighting (Exterior) | Restaurants | Turnover | CreTgs406 | 0 | 0.33992 | 3776.92 | 0 | GS | 11 | 0.57723 | 0.60437 | 0.83705 | 1.097 | 1.2026 | 1.2026 | 1.289 | 1.2891 | 1.2453 | 1.1192 | 0.77553 | 0.85362 | 226.6152 | 0 | 2274.8 | 0 | 0 | 0 | 1 | 0 | 0 | 1.0077
406 | Lighting-Exterior | LED | LED Display Lighting (Exterior) | Restaurants | New | CreNgs406 | 0 | 0.33992 | 3776.92 | 0 | GS | 11 | 0.57723 | 0.60437 | 0.83705 | 1.097 | 1.2026 | 1.2026 | 1.289 | 1.2891 | 1.2453 | 1.1192 | 0.77553 | 0.85362 | 226.6152 | 0 | 2274.8 | 0 | 0 | 0 | 1 | 0 | 0 | 1.0077
406 | Lighting-Exterior | LED | LED Display Lighting (Exterior) | Retail | Turnover | CrtTgs406 | 0 | 0.36258 | 3776.92 | 0 | GS | 11 | 0.57723 | 0.60437 | 0.83705 | 1.097 | 1.2026 | 1.2026 | 1.289 | 1.2891 | 1.2453 | 1.1192 | 0.77553 | 0.85362 | 226.6152 | 0 | 2274.8 | 0 | 0 | 0 | 1 | 0 | 0 | 1.0077
406 | Lighting-Exterior | LED | LED Display Lighting (Exterior) | Retail | New | CrtNgs406 | 0 | 0.36258 | 3776.92 | 0 | GS | 11 | 0.57723 | 0.60437 | 0.83705 | 1.097 | 1.2026 | 1.2026 | 1.289 | 1.2891 | 1.2453 | 1.1192 | 0.77553 | 0.85362 | 226.6152 | 0 | 2274.8 | 0 | 0 | 0 | 1 | 0 | 0 | 1.0077
406 | Lighting-Exterior | LED | LED Display Lighting (Exterior) | Schools K-12 | Turnover | CscTgs406 | 0 | 0.3928 | 3776.92 | 0 | GS | 11 | 0.57723 | 0.60437 | 0.83705 | 1.097 | 1.2026 | 1.2026 | 1.289 | 1.2891 | 1.2453 | 1.1192 | 0.77553 | 0.85362 | 226.6152 | 0 | 2274.8 | 0 | 0 | 0 | 1 | 0 | 0 | 1.0077
406 | Lighting-Exterior | LED | LED Display Lighting (Exterior) | Schools K-12 | New | CscNgs406 | 0 | 0.3928 | 3776.92 | 0 | GS | 11 | 0.57723 | 0.60437 | 0.83705 | 1.097 | 1.2026 | 1.2026 | 1.289 | 1.2891 | 1.2453 | 1.1192 | 0.77553 | 0.85362 | 226.6152 | 0 | 2274.8 | 0 | 0 | 0 | 1 | 0 | 0 | 1.0077
406 | Lighting-Exterior | LED | LED Display Lighting (Exterior) | Warehouse | Turnover | CwaTgs406 | 0 | 0.36258 | 3776.92 | 0 | GS | 11 | 0.57723 | 0.60437 | 0.83705 | 1.097 | 1.2026 | 1.2026 | 1.289 | 1.2891 | 1.2453 | 1.1192 | 0.77553 | 0.85362 | 226.6152 | 0 | 2274.8 | 0 | 0 | 0 | 1 | 0 | 0 | 1.0077
406 | Lighting-Exterior | LED | LED Display Lighting (Exterior) | Warehouse | New | CwaNgs406 | 0 | 0.36258 | 3776.92 | 0 | GS | 11 | 0.57723 | 0.60437 | 0.83705 | 1.097 | 1.2026 | 1.2026 | 1.289 | 1.2891 | 1.2453 | 1.1192 | 0.77553 | 0.85362 | 226.6152 | 0 | 2274.8 | 0 | 0 | 0 | 1 | 0 | 0 | 1.0077
407 | Lighting-Exterior | LED | LED Exterior Wall Packs | Assembly | Turnover | CasTgs407 | 0 | 0.053439 | 562.52 | 0 | GS | 15 | 0.57723 | 0.60437 | 0.83705 | 1.097 | 1.2026 | 1.2026 | 1.289 | 1.2891 | 1.2453 | 1.1192 | 0.77553 | 0.85362 | 33.7512 | 0 | 169 | 0 | 0 | 0 | 1 | 0 | 0 | 1.0077
407 | Lighting-Exterior | LED | LED Exterior Wall Packs | Assembly | New | CasNgs407 | 0 | 0.053439 | 562.52 | 0 | GS | 15 | 0.57723 | 0.60437 | 0.83705 | 1.097 | 1.2026 | 1.2026 | 1.289 | 1.2891 | 1.2453 | 1.1192 | 0.77553 | 0.85362 | 33.7512 | 0 | 169 | 0 | 0 | 0 | 1 | 0 | 0 | 1.0077
407 | Lighting-Exterior | LED | LED Exterior Wall Packs | College and University | Turnover | CcoTgs407 | 0 | 0.055689 | 562.52 | 0 | GS | 15 | 0.57723 | 0.60437 | 0.83705 | 1.097 | 1.2026 | 1.2026 | 1.289 | 1.2891 | 1.2453 | 1.1192 | 0.77553 | 0.85362 | 33.7512 | 0 | 169 | 0 | 0 | 0 | 1 | 0 | 0 | 1.0077
407 | Lighting-Exterior | LED | LED Exterior Wall Packs | College and University | New | CcoNgs407 | 0 | 0.055689 | 562.52 | 0 | GS | 15 | 0.57723 | 0.60437 | 0.83705 | 1.097 | 1.2026 | 1.2026 | 1.289 | 1.2891 | 1.2453 | 1.1192 | 0.77553 | 0.85362 | 33.7512 | 0 | 169 | 0 | 0 | 0 | 1 | 0 | 0 | 1.0077
407 | Lighting-Exterior | LED | LED Exterior Wall Packs | Data Center | Turnover | CdaTgs407 | 0 | 0.051189 | 562.52 | 0 | GS | 15 | 0.57723 | 0.60437 | 0.83705 | 1.097 | 1.2026 | 1.2026 | 1.289 | 1.2891 | 1.2453 | 1.1192 | 0.77553 | 0.85362 | 33.7512 | 0 | 169 | 0 | 0 | 0 | 1 | 0 | 0 | 1.0077
407 | Lighting-Exterior | LED | LED Exterior Wall Packs | Data Center | New | CdaNgs407 | 0 | 0.051189 | 562.52 | 0 | GS | 15 | 0.57723 | 0.60437 | 0.83705 | 1.097 | 1.2026 | 1.2026 | 1.289 | 1.2891 | 1.2453 | 1.1192 | 0.77553 | 0.85362 | 33.7512 | 0 | 169 | 0 | 0 | 0 | 1 | 0 | 0 | 1.0077
407 | Lighting-Exterior | LED | LED Exterior Wall Packs | Grocery | Turnover | CgrTgs407 | 0 | 0.054564 | 562.52 | 0 | GS | 15 | 0.57723 | 0.60437 | 0.83705 | 1.097 | 1.2026 | 1.2026 | 1.289 | 1.2891 | 1.2453 | 1.1192 | 0.77553 | 0.85362 | 33.7512 | 0 | 169 | 0 | 0 | 0 | 1 | 0 | 0 | 1.0077
407 | Lighting-Exterior | LED | LED Exterior Wall Packs | Grocery | New | CgrNgs407 | 0 | 0.054564 | 562.52 | 0 | GS | 15 | 0.57723 | 0.60437 | 0.83705 | 1.097 | 1.2026 | 1.2026 | 1.289 | 1.2891 | 1.2453 | 1.1192 | 0.77553 | 0.85362 | 33.7512 | 0 | 169 | 0 | 0 | 0 | 1 | 0 | 0 | 1.0077
407 | Lighting-Exterior | LED | LED Exterior Wall Packs | Healthcare | Turnover | CheTgs407 | 0 | 0.054564 | 562.52 | 0 | GS | 15 | 0.57723 | 0.60437 | 0.83705 | 1.097 | 1.2026 | 1.2026 | 1.289 | 1.2891 | 1.2453 | 1.1192 | 0.77553 | 0.85362 | 33.7512 | 0 | 169 | 0 | 0 | 0 | 1 | 0 | 0 | 1.0077
407 | Lighting-Exterior | LED | LED Exterior Wall Packs | Healthcare | New | CheNgs407 | 0 | 0.054564 | 562.52 | 0 | GS | 15 | 0.57723 | 0.60437 | 0.83705 | 1.097 | 1.2026 | 1.2026 | 1.289 | 1.2891 | 1.2453 | 1.1192 | 0.77553 | 0.85362 | 33.7512 | 0 | 169 | 0 | 0 | 0 | 1 | 0 | 0 | 1.0077
407 | Lighting-Exterior | LED | LED Exterior Wall Packs | Hospitals | Turnover | ChoTgs407 | 0 | 0.055689 | 562.52 | 0 | GS | 15 | 0.57723 | 0.60437 | 0.83705 | 1.097 | 1.2026 | 1.2026 | 1.289 | 1.2891 | 1.2453 | 1.1192 | 0.77553 | 0.85362 | 33.7512 | 0 | 169 | 0 | 0 | 0 | 1 | 0 | 0 | 1.0077
407 | Lighting-Exterior | LED | LED Exterior Wall Packs | Hospitals | New | ChoNgs407 | 0 | 0.055689 | 562.52 | 0 | GS | 15 | 0.57723 | 0.60437 | 0.83705 | 1.097 | 1.2026 | 1.2026 | 1.289 | 1.2891 | 1.2453 | 1.1192 | 0.77553 | 0.85362 | 33.7512 | 0 | 169 | 0 | 0 | 0 | 1 | 0 | 0 | 1.0077
407 | Lighting-Exterior | LED | LED Exterior Wall Packs | Institutional | Turnover | CinTgs407 | 0 | 0.067502 | 562.52 | 0 | GS | 15 | 0.57723 | 0.60437 | 0.83705 | 1.097 | 1.2026 | 1.2026 | 1.289 | 1.2891 | 1.2453 | 1.1192 | 0.77553 | 0.85362 | 33.7512 | 0 | 169 | 0 | 0 | 0 | 1 | 0 | 0 | 1.0077
407 | Lighting-Exterior | LED | LED Exterior Wall Packs | Institutional | New | CinNgs407 | 0 | 0.067502 | 562.52 | 0 | GS | 15 | 0.57723 | 0.60437 | 0.83705 | 1.097 | 1.2026 | 1.2026 | 1.289 | 1.2891 | 1.2453 | 1.1192 | 0.77553 | 0.85362 | 33.7512 | 0 | 169 | 0 | 0 | 0 | 1 | 0 | 0 | 1.0077
407 | Lighting-Exterior | LED | LED Exterior Wall Packs | Lodging/Hospitality | Turnover | CloTgs407 | 0 | 0.048939 | 562.52 | 0 | GS | 15 | 0.57723 | 0.60437 | 0.83705 | 1.097 | 1.2026 | 1.2026 | 1.289 | 1.2891 | 1.2453 | 1.1192 | 0.77553 | 0.85362 | 33.7512 | 0 | 169 | 0 | 0 | 0 | 1 | 0 | 0 | 1.0077
407 | Lighting-Exterior | LED | LED Exterior Wall Packs | Lodging/Hospitality | New | CloNgs407 | 0 | 0.048939 | 562.52 | 0 | GS | 15 | 0.57723 | 0.60437 | 0.83705 | 1.097 | 1.2026 | 1.2026 | 1.289 | 1.2891 | 1.2453 | 1.1192 | 0.77553 | 0.85362 | 33.7512 | 0 | 169 | 0 | 0 | 0 | 1 | 0 | 0 | 1.0077
407 | Lighting-Exterior | LED | LED Exterior Wall Packs | Miscellaneous | Turnover | CmiTgs407 | 0 | 0.051189 | 562.52 | 0 | GS | 15 | 0.57723 | 0.60437 | 0.83705 | 1.097 | 1.2026 | 1.2026 | 1.289 | 1.2891 | 1.2453 | 1.1192 | 0.77553 | 0.85362 | 33.7512 | 0 | 169 | 0 | 0 | 0 | 1 | 0 | 0 | 1.0077
407 | Lighting-Exterior | LED | LED Exterior Wall Packs | Miscellaneous | New | CmiNgs407 | 0 | 0.051189 | 562.52 | 0 | GS | 15 | 0.57723 | 0.60437 | 0.83705 | 1.097 | 1.2026 | 1.2026 | 1.289 | 1.2891 | 1.2453 | 1.1192 | 0.77553 | 0.85362 | 33.7512 | 0 | 169 | 0 | 0 | 0 | 1 | 0 | 0 | 1.0077
407 | Lighting-Exterior | LED | LED Exterior Wall Packs | Offices | Turnover | CofTgs407 | 0 | 0.051189 | 562.52 | 0 | GS | 15 | 0.57723 | 0.60437 | 0.83705 | 1.097 | 1.2026 | 1.2026 | 1.289 | 1.2891 | 1.2453 | 1.1192 | 0.77553 | 0.85362 | 33.7512 | 0 | 169 | 0 | 0 | 0 | 1 | 0 | 0 | 1.0077
407 | Lighting-Exterior | LED | LED Exterior Wall Packs | Offices | New | CofNgs407 | 0 | 0.051189 | 562.52 | 0 | GS | 15 | 0.57723 | 0.60437 | 0.83705 | 1.097 | 1.2026 | 1.2026 | 1.289 | 1.2891 | 1.2453 | 1.1192 | 0.77553 | 0.85362 | 33.7512 | 0 | 169 | 0 | 0 | 0 | 1 | 0 | 0 | 1.0077
407 | Lighting-Exterior | LED | LED Exterior Wall Packs | Restaurants | Turnover | CreTgs407 | 0 | 0.050627 | 562.52 | 0 | GS | 15 | 0.57723 | 0.60437 | 0.83705 | 1.097 | 1.2026 | 1.2026 | 1.289 | 1.2891 | 1.2453 | 1.1192 | 0.77553 | 0.85362 | 33.7512 | 0 | 169 | 0 | 0 | 0 | 1 | 0 | 0 | 1.0077
407 | Lighting-Exterior | LED | LED Exterior Wall Packs | Restaurants | New | CreNgs407 | 0 | 0.050627 | 562.52 | 0 | GS | 15 | 0.57723 | 0.60437 | 0.83705 | 1.097 | 1.2026 | 1.2026 | 1.289 | 1.2891 | 1.2453 | 1.1192 | 0.77553 | 0.85362 | 33.7512 | 0 | 169 | 0 | 0 | 0 | 1 | 0 | 0 | 1.0077
407 | Lighting-Exterior | LED | LED Exterior Wall Packs | Retail | Turnover | CrtTgs407 | 0 | 0.054002 | 562.52 | 0 | GS | 15 | 0.57723 | 0.60437 | 0.83705 | 1.097 | 1.2026 | 1.2026 | 1.289 | 1.2891 | 1.2453 | 1.1192 | 0.77553 | 0.85362 | 33.7512 | 0 | 169 | 0 | 0 | 0 | 1 | 0 | 0 | 1.0077
407 | Lighting-Exterior | LED | LED Exterior Wall Packs | Retail | New | CrtNgs407 | 0 | 0.054002 | 562.52 | 0 | GS | 15 | 0.57723 | 0.60437 | 0.83705 | 1.097 | 1.2026 | 1.2026 | 1.289 | 1.2891 | 1.2453 | 1.1192 | 0.77553 | 0.85362 | 33.7512 | 0 | 169 | 0 | 0 | 0 | 1 | 0 | 0 | 1.0077
407 | Lighting-Exterior | LED | LED Exterior Wall Packs | Schools K-12 | Turnover | CscTgs407 | 0 | 0.058502 | 562.52 | 0 | GS | 15 | 0.57723 | 0.60437 | 0.83705 | 1.097 | 1.2026 | 1.2026 | 1.289 | 1.2891 | 1.2453 | 1.1192 | 0.77553 | 0.85362 | 33.7512 | 0 | 169 | 0 | 0 | 0 | 1 | 0 | 0 | 1.0077
407 | Lighting-Exterior | LED | LED Exterior Wall Packs | Schools K-12 | New | CscNgs407 | 0 | 0.058502 | 562.52 | 0 | GS | 15 | 0.57723 | 0.60437 | 0.83705 | 1.097 | 1.2026 | 1.2026 | 1.289 | 1.2891 | 1.2453 | 1.1192 | 0.77553 | 0.85362 | 33.7512 | 0 | 169 | 0 | 0 | 0 | 1 | 0 | 0 | 1.0077
407 | Lighting-Exterior | LED | LED Exterior Wall Packs | Warehouse | Turnover | CwaTgs407 | 0 | 0.054002 | 562.52 | 0 | GS | 15 | 0.57723 | 0.60437 | 0.83705 | 1.097 | 1.2026 | 1.2026 | 1.289 | 1.2891 | 1.2453 | 1.1192 | 0.77553 | 0.85362 | 33.7512 | 0 | 169 | 0 | 0 | 0 | 1 | 0 | 0 | 1.0077
407 | Lighting-Exterior | LED | LED Exterior Wall Packs | Warehouse | New | CwaNgs407 | 0 | 0.054002 | 562.52 | 0 | GS | 15 | 0.57723 | 0.60437 | 0.83705 | 1.097 | 1.2026 | 1.2026 | 1.289 | 1.2891 | 1.2453 | 1.1192 | 0.77553 | 0.85362 | 33.7512 | 0 | 169 | 0 | 0 | 0 | 1 | 0 | 0 | 1.0077
408 | Lighting-Exterior | LED | LED Parking Lighting | Assembly | Turnover | CasTgs408 | 0 | 0.058146 | 612.06 | 0 | GS | 15 | 1 | 1 | 1 | 1 | 1 | 1 | 1 | 1 | 1 | 1 | 1 | 1 | 36.7236 | 0 | 255 | 0 | 0 | 0 | 1 | 0 | 0 | 1
408 | Lighting-Exterior | LED | LED Parking Lighting | Assembly | New | CasNgs408 | 0 | 0.058146 | 612.06 | 0 | GS | 15 | 1 | 1 | 1 | 1 | 1 | 1 | 1 | 1 | 1 | 1 | 1 | 1 | 36.7236 | 0 | 255 | 0 | 0 | 0 | 1 | 0 | 0 | 1
408 | Lighting-Exterior | LED | LED Parking Lighting | College and University | Turnover | CcoTgs408 | 0 | 0.060594 | 612.06 | 0 | GS | 15 | 1 | 1 | 1 | 1 | 1 | 1 | 1 | 1 | 1 | 1 | 1 | 1 | 36.7236 | 0 | 255 | 0 | 0 | 0 | 1 | 0 | 0 | 1
408 | Lighting-Exterior | LED | LED Parking Lighting | College and University | New | CcoNgs408 | 0 | 0.060594 | 612.06 | 0 | GS | 15 | 1 | 1 | 1 | 1 | 1 | 1 | 1 | 1 | 1 | 1 | 1 | 1 | 36.7236 | 0 | 255 | 0 | 0 | 0 | 1 | 0 | 0 | 1
408 | Lighting-Exterior | LED | LED Parking Lighting | Data Center | Turnover | CdaTgs408 | 0 | 0.055697 | 612.06 | 0 | GS | 15 | 1 | 1 | 1 | 1 | 1 | 1 | 1 | 1 | 1 | 1 | 1 | 1 | 36.7236 | 0 | 255 | 0 | 0 | 0 | 1 | 0 | 0 | 1
408 | Lighting-Exterior | LED | LED Parking Lighting | Data Center | New | CdaNgs408 | 0 | 0.055697 | 612.06 | 0 | GS | 15 | 1 | 1 | 1 | 1 | 1 | 1 | 1 | 1 | 1 | 1 | 1 | 1 | 36.7236 | 0 | 255 | 0 | 0 | 0 | 1 | 0 | 0 | 1
408 | Lighting-Exterior | LED | LED Parking Lighting | Grocery | Turnover | CgrTgs408 | 0 | 0.05937 | 612.06 | 0 | GS | 15 | 1 | 1 | 1 | 1 | 1 | 1 | 1 | 1 | 1 | 1 | 1 | 1 | 36.7236 | 0 | 255 | 0 | 0 | 0 | 1 | 0 | 0 | 1
408 | Lighting-Exterior | LED | LED Parking Lighting | Grocery | New | CgrNgs408 | 0 | 0.05937 | 612.06 | 0 | GS | 15 | 1 | 1 | 1 | 1 | 1 | 1 | 1 | 1 | 1 | 1 | 1 | 1 | 36.7236 | 0 | 255 | 0 | 0 | 0 | 1 | 0 | 0 | 1
408 | Lighting-Exterior | LED | LED Parking Lighting | Healthcare | Turnover | CheTgs408 | 0 | 0.05937 | 612.06 | 0 | GS | 15 | 1 | 1 | 1 | 1 | 1 | 1 | 1 | 1 | 1 | 1 | 1 | 1 | 36.7236 | 0 | 255 | 0 | 0 | 0 | 1 | 0 | 0 | 1
408 | Lighting-Exterior | LED | LED Parking Lighting | Healthcare | New | CheNgs408 | 0 | 0.05937 | 612.06 | 0 | GS | 15 | 1 | 1 | 1 | 1 | 1 | 1 | 1 | 1 | 1 | 1 | 1 | 1 | 36.7236 | 0 | 255 | 0 | 0 | 0 | 1 | 0 | 0 | 1
408 | Lighting-Exterior | LED | LED Parking Lighting | Hospitals | Turnover | ChoTgs408 | 0 | 0.060594 | 612.06 | 0 | GS | 15 | 1 | 1 | 1 | 1 | 1 | 1 | 1 | 1 | 1 | 1 | 1 | 1 | 36.7236 | 0 | 255 | 0 | 0 | 0 | 1 | 0 | 0 | 1
408 | Lighting-Exterior | LED | LED Parking Lighting | Hospitals | New | ChoNgs408 | 0 | 0.060594 | 612.06 | 0 | GS | 15 | 1 | 1 | 1 | 1 | 1 | 1 | 1 | 1 | 1 | 1 | 1 | 1 | 36.7236 | 0 | 255 | 0 | 0 | 0 | 1 | 0 | 0 | 1
408 | Lighting-Exterior | LED | LED Parking Lighting | Institutional | Turnover | CinTgs408 | 0 | 0.073447 | 612.06 | 0 | GS | 15 | 1 | 1 | 1 | 1 | 1 | 1 | 1 | 1 | 1 | 1 | 1 | 1 | 36.7236 | 0 | 255 | 0 | 0 | 0 | 1 | 0 | 0 | 1
408 | Lighting-Exterior | LED | LED Parking Lighting | Institutional | New | CinNgs408 | 0 | 0.073447 | 612.06 | 0 | GS | 15 | 1 | 1 | 1 | 1 | 1 | 1 | 1 | 1 | 1 | 1 | 1 | 1 | 36.7236 | 0 | 255 | 0 | 0 | 0 | 1 | 0 | 0 | 1
408 | Lighting-Exterior | LED | LED Parking Lighting | Lodging/Hospitality | Turnover | CloTgs408 | 0 | 0.053249 | 612.06 | 0 | GS | 15 | 1 | 1 | 1 | 1 | 1 | 1 | 1 | 1 | 1 | 1 | 1 | 1 | 36.7236 | 0 | 255 | 0 | 0 | 0 | 1 | 0 | 0 | 1
408 | Lighting-Exterior | LED | LED Parking Lighting | Lodging/Hospitality | New | CloNgs408 | 0 | 0.053249 | 612.06 | 0 | GS | 15 | 1 | 1 | 1 | 1 | 1 | 1 | 1 | 1 | 1 | 1 | 1 | 1 | 36.7236 | 0 | 255 | 0 | 0 | 0 | 1 | 0 | 0 | 1
408 | Lighting-Exterior | LED | LED Parking Lighting | Miscellaneous | Turnover | CmiTgs408 | 0 | 0.055697 | 612.06 | 0 | GS | 15 | 1 | 1 | 1 | 1 | 1 | 1 | 1 | 1 | 1 | 1 | 1 | 1 | 36.7236 | 0 | 255 | 0 | 0 | 0 | 1 | 0 | 0 | 1
408 | Lighting-Exterior | LED | LED Parking Lighting | Miscellaneous | New | CmiNgs408 | 0 | 0.055697 | 612.06 | 0 | GS | 15 | 1 | 1 | 1 | 1 | 1 | 1 | 1 | 1 | 1 | 1 | 1 | 1 | 36.7236 | 0 | 255 | 0 | 0 | 0 | 1 | 0 | 0 | 1
408 | Lighting-Exterior | LED | LED Parking Lighting | Offices | Turnover | CofTgs408 | 0 | 0.055697 | 612.06 | 0 | GS | 15 | 1 | 1 | 1 | 1 | 1 | 1 | 1 | 1 | 1 | 1 | 1 | 1 | 36.7236 | 0 | 255 | 0 | 0 | 0 | 1 | 0 | 0 | 1
408 | Lighting-Exterior | LED | LED Parking Lighting | Offices | New | CofNgs408 | 0 | 0.055697 | 612.06 | 0 | GS | 15 | 1 | 1 | 1 | 1 | 1 | 1 | 1 | 1 | 1 | 1 | 1 | 1 | 36.7236 | 0 | 255 | 0 | 0 | 0 | 1 | 0 | 0 | 1
408 | Lighting-Exterior | LED | LED Parking Lighting | Restaurants | Turnover | CreTgs408 | 0 | 0.055085 | 612.06 | 0 | GS | 15 | 1 | 1 | 1 | 1 | 1 | 1 | 1 | 1 | 1 | 1 | 1 | 1 | 36.7236 | 0 | 255 | 0 | 0 | 0 | 1 | 0 | 0 | 1
408 | Lighting-Exterior | LED | LED Parking Lighting | Restaurants | New | CreNgs408 | 0 | 0.055085 | 612.06 | 0 | GS | 15 | 1 | 1 | 1 | 1 | 1 | 1 | 1 | 1 | 1 | 1 | 1 | 1 | 36.7236 | 0 | 255 | 0 | 0 | 0 | 1 | 0 | 0 | 1
408 | Lighting-Exterior | LED | LED Parking Lighting | Retail | Turnover | CrtTgs408 | 0 | 0.058758 | 612.06 | 0 | GS | 15 | 1 | 1 | 1 | 1 | 1 | 1 | 1 | 1 | 1 | 1 | 1 | 1 | 36.7236 | 0 | 255 | 0 | 0 | 0 | 1 | 0 | 0 | 1
408 | Lighting-Exterior | LED | LED Parking Lighting | Retail | New | CrtNgs408 | 0 | 0.058758 | 612.06 | 0 | GS | 15 | 1 | 1 | 1 | 1 | 1 | 1 | 1 | 1 | 1 | 1 | 1 | 1 | 36.7236 | 0 | 255 | 0 | 0 | 0 | 1 | 0 | 0 | 1
408 | Lighting-Exterior | LED | LED Parking Lighting | Schools K-12 | Turnover | CscTgs408 | 0 | 0.063654 | 612.06 | 0 | GS | 15 | 1 | 1 | 1 | 1 | 1 | 1 | 1 | 1 | 1 | 1 | 1 | 1 | 36.7236 | 0 | 255 | 0 | 0 | 0 | 1 | 0 | 0 | 1
408 | Lighting-Exterior | LED | LED Parking Lighting | Schools K-12 | New | CscNgs408 | 0 | 0.063654 | 612.06 | 0 | GS | 15 | 1 | 1 | 1 | 1 | 1 | 1 | 1 | 1 | 1 | 1 | 1 | 1 | 36.7236 | 0 | 255 | 0 | 0 | 0 | 1 | 0 | 0 | 1
408 | Lighting-Exterior | LED | LED Parking Lighting | Warehouse | Turnover | CwaTgs408 | 0 | 0.058758 | 612.06 | 0 | GS | 15 | 1 | 1 | 1 | 1 | 1 | 1 | 1 | 1 | 1 | 1 | 1 | 1 | 36.7236 | 0 | 255 | 0 | 0 | 0 | 1 | 0 | 0 | 1
408 | Lighting-Exterior | LED | LED Parking Lighting | Warehouse | New | CwaNgs408 | 0 | 0.058758 | 612.06 | 0 | GS | 15 | 1 | 1 | 1 | 1 | 1 | 1 | 1 | 1 | 1 | 1 | 1 | 1 | 36.7236 | 0 | 255 | 0 | 0 | 0 | 1 | 0 | 0 | 1
501 | Lighting-Interior | Controls | Auto Off Time Switch | Assembly | Existing | CasEgs501 | 1 | 0.48503 | 5988.024 | 0 | GS | 10 | 1.0063 | 0.98564 | 1.0265 | 1.0441 | 1.0994 | 1.0901 | 1.0679 | 1.0965 | 1.0642 | 1.0547 | 1.0277 | 1.0297 | 359.2814 | 0 | 5334.2897 | 0 | 0 | 0 | 1 | 0 | 0 | 1.0494
501 | Lighting-Interior | Controls | Auto Off Time Switch | Assembly | New | CasNgs501 | 1 | 0.48503 | 5988.024 | 0 | GS | 10 | 1.0063 | 0.98564 | 1.0265 | 1.0441 | 1.0994 | 1.0901 | 1.0679 | 1.0965 | 1.0642 | 1.0547 | 1.0277 | 1.0297 | 359.2814 | 0 | 5334.2897 | 0 | 0 | 0 | 1 | 0 | 0 | 1.0494
501 | Lighting-Interior | Controls | Auto Off Time Switch | College and University | Existing | CcoEgs501 | 1 | 0.77586 | 8620.6897 | 0 | GS | 10 | 1.0063 | 0.98564 | 1.0265 | 1.0441 | 1.0994 | 1.0901 | 1.0679 | 1.0965 | 1.0642 | 1.0547 | 1.0277 | 1.0297 | 517.2414 | 0 | 5663.5786 | 0 | 0 | 0 | 1 | 0 | 0 | 1.0494
501 | Lighting-Interior | Controls | Auto Off Time Switch | College and University | New | CcoNgs501 | 1 | 0.77586 | 8620.6897 | 0 | GS | 10 | 1.0063 | 0.98564 | 1.0265 | 1.0441 | 1.0994 | 1.0901 | 1.0679 | 1.0965 | 1.0642 | 1.0547 | 1.0277 | 1.0297 | 517.2414 | 0 | 5663.5786 | 0 | 0 | 0 | 1 | 0 | 0 | 1.0494
501 | Lighting-Interior | Controls | Auto Off Time Switch | Data Center | Existing | CdaEgs501 | 1 | 1.114 | 8771.9298 | 0 | GS | 10 | 1.0063 | 0.98564 | 1.0265 | 1.0441 | 1.0994 | 1.0901 | 1.0679 | 1.0965 | 1.0642 | 1.0547 | 1.0277 | 1.0297 | 526.3158 | 0 | 5516.1988 | 0 | 0 | 0 | 1 | 0 | 0 | 1.0494
501 | Lighting-Interior | Controls | Auto Off Time Switch | Data Center | New | CdaNgs501 | 1 | 1.114 | 8771.9298 | 0 | GS | 10 | 1.0063 | 0.98564 | 1.0265 | 1.0441 | 1.0994 | 1.0901 | 1.0679 | 1.0965 | 1.0642 | 1.0547 | 1.0277 | 1.0297 | 526.3158 | 0 | 5516.1988 | 0 | 0 | 0 | 1 | 0 | 0 | 1.0494
501 | Lighting-Interior | Controls | Auto Off Time Switch | Grocery | Existing | CgrEgs501 | 1 | 0.44706 | 5882.3529 | 0 | GS | 10 | 1.0063 | 0.98564 | 1.0265 | 1.0441 | 1.0994 | 1.0901 | 1.0679 | 1.0965 | 1.0642 | 1.0547 | 1.0277 | 1.0297 | 352.9412 | 0 | 2003.4101 | 0 | 0 | 0 | 1 | 0 | 0 | 1.0494
501 | Lighting-Interior | Controls | Auto Off Time Switch | Grocery | New | CgrNgs501 | 1 | 0.44706 | 5882.3529 | 0 | GS | 10 | 1.0063 | 0.98564 | 1.0265 | 1.0441 | 1.0994 | 1.0901 | 1.0679 | 1.0965 | 1.0642 | 1.0547 | 1.0277 | 1.0297 | 352.9412 | 0 | 2003.4101 | 0 | 0 | 0 | 1 | 0 | 0 | 1.0494
501 | Lighting-Interior | Controls | Auto Off Time Switch | Healthcare | Existing | CheEgs501 | 1 | 0.8255 | 6711.4094 | 0 | GS | 10 | 1.0063 | 0.98564 | 1.0265 | 1.0441 | 1.0994 | 1.0901 | 1.0679 | 1.0965 | 1.0642 | 1.0547 | 1.0277 | 1.0297 | 402.6846 | 0 | 4657.948 | 0 | 0 | 0 | 1 | 0 | 0 | 1.0494
501 | Lighting-Interior | Controls | Auto Off Time Switch | Healthcare | New | CheNgs501 | 1 | 0.8255 | 6711.4094 | 0 | GS | 10 | 1.0063 | 0.98564 | 1.0265 | 1.0441 | 1.0994 | 1.0901 | 1.0679 | 1.0965 | 1.0642 | 1.0547 | 1.0277 | 1.0297 | 402.6846 | 0 | 4657.948 | 0 | 0 | 0 | 1 | 0 | 0 | 1.0494
501 | Lighting-Interior | Controls | Auto Off Time Switch | Hospitals | Existing | ChoEgs501 | 1 | 0.77586 | 8620.6897 | 0 | GS | 10 | 1.0063 | 0.98564 | 1.0265 | 1.0441 | 1.0994 | 1.0901 | 1.0679 | 1.0965 | 1.0642 | 1.0547 | 1.0277 | 1.0297 | 517.2414 | 0 | 3535.5359 | 0 | 0 | 0 | 1 | 0 | 0 | 1.0494
501 | Lighting-Interior | Controls | Auto Off Time Switch | Hospitals | New | ChoNgs501 | 1 | 0.77586 | 8620.6897 | 0 | GS | 10 | 1.0063 | 0.98564 | 1.0265 | 1.0441 | 1.0994 | 1.0901 | 1.0679 | 1.0965 | 1.0642 | 1.0547 | 1.0277 | 1.0297 | 517.2414 | 0 | 3535.5359 | 0 | 0 | 0 | 1 | 0 | 0 | 1.0494
501 | Lighting-Interior | Controls | Auto Off Time Switch | Institutional | Existing | CinEgs501 | 1 | 1.3619 | 9523.8095 | 0 | GS | 10 | 1.0063 | 0.98564 | 1.0265 | 1.0441 | 1.0994 | 1.0901 | 1.0679 | 1.0965 | 1.0642 | 1.0547 | 1.0277 | 1.0297 | 571.4286 | 0 | 6446.1268 | 0 | 0 | 0 | 1 | 0 | 0 | 1.0494
501 | Lighting-Interior | Controls | Auto Off Time Switch | Institutional | New | CinNgs501 | 1 | 1.3619 | 9523.8095 | 0 | GS | 10 | 1.0063 | 0.98564 | 1.0265 | 1.0441 | 1.0994 | 1.0901 | 1.0679 | 1.0965 | 1.0642 | 1.0547 | 1.0277 | 1.0297 | 571.4286 | 0 | 6446.1268 | 0 | 0 | 0 | 1 | 0 | 0 | 1.0494
501 | Lighting-Interior | Controls | Auto Off Time Switch | Lodging/Hospitality | Existing | CloEgs501 | 1 | 1.4146 | 12195.122 | 0 | GS | 10 | 1.0063 | 0.98564 | 1.0265 | 1.0441 | 1.0994 | 1.0901 | 1.0679 | 1.0965 | 1.0642 | 1.0547 | 1.0277 | 1.0297 | 731.7073 | 0 | 5918.7395 | 0 | 0 | 0 | 1 | 0 | 0 | 1.0494
501 | Lighting-Interior | Controls | Auto Off Time Switch | Lodging/Hospitality | New | CloNgs501 | 1 | 1.4146 | 12195.122 | 0 | GS | 10 | 1.0063 | 0.98564 | 1.0265 | 1.0441 | 1.0994 | 1.0901 | 1.0679 | 1.0965 | 1.0642 | 1.0547 | 1.0277 | 1.0297 | 731.7073 | 0 | 5918.7395 | 0 | 0 | 0 | 1 | 0 | 0 | 1.0494
501 | Lighting-Interior | Controls | Auto Off Time Switch | Miscellaneous | Existing | CmiEgs501 | 1 | 1.114 | 8771.9298 | 0 | GS | 10 | 1.0063 | 0.98564 | 1.0265 | 1.0441 | 1.0994 | 1.0901 | 1.0679 | 1.0965 | 1.0642 | 1.0547 | 1.0277 | 1.0297 | 526.3158 | 0 | 5019.244 | 0 | 0 | 0 | 1 | 0 | 0 | 1.0494
501 | Lighting-Interior | Controls | Auto Off Time Switch | Miscellaneous | New | CmiNgs501 | 1 | 1.114 | 8771.9298 | 0 | GS | 10 | 1.0063 | 0.98564 | 1.0265 | 1.0441 | 1.0994 | 1.0901 | 1.0679 | 1.0965 | 1.0642 | 1.0547 | 1.0277 | 1.0297 | 526.3158 | 0 | 5019.244 | 0 | 0 | 0 | 1 | 0 | 0 | 1.0494
501 | Lighting-Interior | Controls | Auto Off Time Switch | Offices | Existing | CofEgs501 | 1 | 1.114 | 8771.9298 | 0 | GS | 10 | 1.0063 | 0.98564 | 1.0265 | 1.0441 | 1.0994 | 1.0901 | 1.0679 | 1.0965 | 1.0642 | 1.0547 | 1.0277 | 1.0297 | 526.3158 | 0 | 5511.7741 | 0 | 0 | 0 | 1 | 0 | 0 | 1.0494
501 | Lighting-Interior | Controls | Auto Off Time Switch | Offices | New | CofNgs501 | 1 | 1.114 | 8771.9298 | 0 | GS | 10 | 1.0063 | 0.98564 | 1.0265 | 1.0441 | 1.0994 | 1.0901 | 1.0679 | 1.0965 | 1.0642 | 1.0547 | 1.0277 | 1.0297 | 526.3158 | 0 | 5511.7741 | 0 | 0 | 0 | 1 | 0 | 0 | 1.0494
501 | Lighting-Interior | Controls | Auto Off Time Switch | Restaurants | Existing | CreEgs501 | 1 | 0.58 | 6666.6667 | 0 | GS | 10 | 1.0063 | 0.98564 | 1.0265 | 1.0441 | 1.0994 | 1.0901 | 1.0679 | 1.0965 | 1.0642 | 1.0547 | 1.0277 | 1.0297 | 400 | 0 | 2968.2961 | 0 | 0 | 0 | 1 | 0 | 0 | 1.0494
501 | Lighting-Interior | Controls | Auto Off Time Switch | Restaurants | New | CreNgs501 | 1 | 0.58 | 6666.6667 | 0 | GS | 10 | 1.0063 | 0.98564 | 1.0265 | 1.0441 | 1.0994 | 1.0901 | 1.0679 | 1.0965 | 1.0642 | 1.0547 | 1.0277 | 1.0297 | 400 | 0 | 2968.2961 | 0 | 0 | 0 | 1 | 0 | 0 | 1.0494
501 | Lighting-Interior | Controls | Auto Off Time Switch | Retail | Existing | CrtEgs501 | 1 | 0.46429 | 5952.381 | 0 | GS | 10 | 1.0063 | 0.98564 | 1.0265 | 1.0441 | 1.0994 | 1.0901 | 1.0679 | 1.0965 | 1.0642 | 1.0547 | 1.0277 | 1.0297 | 357.1429 | 0 | 3813.5483 | 0 | 0 | 0 | 1 | 0 | 0 | 1.0494
501 | Lighting-Interior | Controls | Auto Off Time Switch | Retail | New | CrtNgs501 | 1 | 0.46429 | 5952.381 | 0 | GS | 10 | 1.0063 | 0.98564 | 1.0265 | 1.0441 | 1.0994 | 1.0901 | 1.0679 | 1.0965 | 1.0642 | 1.0547 | 1.0277 | 1.0297 | 357.1429 | 0 | 3813.5483 | 0 | 0 | 0 | 1 | 0 | 0 | 1.0494
501 | Lighting-Interior | Controls | Auto Off Time Switch | Schools K-12 | Existing | CscEgs501 | 1 | 1.1226 | 9433.9623 | 0 | GS | 10 | 1.0063 | 0.98564 | 1.0265 | 1.0441 | 1.0994 | 1.0901 | 1.0679 | 1.0965 | 1.0642 | 1.0547 | 1.0277 | 1.0297 | 566.0377 | 0 | 7983.3674 | 0 | 0 | 0 | 1 | 0 | 0 | 1.0494
501 | Lighting-Interior | Controls | Auto Off Time Switch | Schools K-12 | New | CscNgs501 | 1 | 1.1226 | 9433.9623 | 0 | GS | 10 | 1.0063 | 0.98564 | 1.0265 | 1.0441 | 1.0994 | 1.0901 | 1.0679 | 1.0965 | 1.0642 | 1.0547 | 1.0277 | 1.0297 | 566.0377 | 0 | 7983.3674 | 0 | 0 | 0 | 1 | 0 | 0 | 1.0494
501 | Lighting-Interior | Controls | Auto Off Time Switch | Warehouse | Existing | CwaEgs501 | 1 | 0.71429 | 5952.381 | 0 | GS | 10 | 1.0063 | 0.98564 | 1.0265 | 1.0441 | 1.0994 | 1.0901 | 1.0679 | 1.0965 | 1.0642 | 1.0547 | 1.0277 | 1.0297 | 357.1429 | 0 | 3833.4051 | 0 | 0 | 0 | 1 | 0 | 0 | 1.0494
501 | Lighting-Interior | Controls | Auto Off Time Switch | Warehouse | New | CwaNgs501 | 1 | 0.71429 | 5952.381 | 0 | GS | 10 | 1.0063 | 0.98564 | 1.0265 | 1.0441 | 1.0994 | 1.0901 | 1.0679 | 1.0965 | 1.0642 | 1.0547 | 1.0277 | 1.0297 | 357.1429 | 0 | 3833.4051 | 0 | 0 | 0 | 1 | 0 | 0 | 1.0494
502 | Lighting-Interior | Controls | Bi-Level Lighting Control (Interior) | Assembly | Existing | CasEgs502 | 1 | 0.48503 | 5988.024 | 0 | GS | 8 | 1.0063 | 0.98564 | 1.0265 | 1.0441 | 1.0994 | 1.0901 | 1.0679 | 1.0965 | 1.0642 | 1.0547 | 1.0277 | 1.0297 | 301.097 | 0 | 9709.3592 | 0 | 0 | 0 | 1 | 0 | 0 | 1.0494
502 | Lighting-Interior | Controls | Bi-Level Lighting Control (Interior) | Assembly | New | CasNgs502 | 1 | 0.48503 | 5988.024 | 0 | GS | 8 | 1.0063 | 0.98564 | 1.0265 | 1.0441 | 1.0994 | 1.0901 | 1.0679 | 1.0965 | 1.0642 | 1.0547 | 1.0277 | 1.0297 | 301.097 | 0 | 9709.3592 | 0 | 0 | 0 | 1 | 0 | 0 | 1.0494
502 | Lighting-Interior | Controls | Bi-Level Lighting Control (Interior) | College and University | Existing | CcoEgs502 | 1 | 0.77586 | 8620.6897 | 0 | GS | 8 | 1.0063 | 0.98564 | 1.0265 | 1.0441 | 1.0994 | 1.0901 | 1.0679 | 1.0965 | 1.0642 | 1.0547 | 1.0277 | 1.0297 | 433.4759 | 0 | 10308.6308 | 0 | 0 | 0 | 1 | 0 | 0 | 1.0494
502 | Lighting-Interior | Controls | Bi-Level Lighting Control (Interior) | College and University | New | CcoNgs502 | 1 | 0.77586 | 8620.6897 | 0 | GS | 8 | 1.0063 | 0.98564 | 1.0265 | 1.0441 | 1.0994 | 1.0901 | 1.0679 | 1.0965 | 1.0642 | 1.0547 | 1.0277 | 1.0297 | 433.4759 | 0 | 10308.6308 | 0 | 0 | 0 | 1 | 0 | 0 | 1.0494
502 | Lighting-Interior | Controls | Bi-Level Lighting Control (Interior) | Data Center | Existing | CdaEgs502 | 1 | 1.114 | 8771.9298 | 0 | GS | 8 | 1.0063 | 0.98564 | 1.0265 | 1.0441 | 1.0994 | 1.0901 | 1.0679 | 1.0965 | 1.0642 | 1.0547 | 1.0277 | 1.0297 | 441.0807 | 0 | 10040.3796 | 0 | 0 | 0 | 1 | 0 | 0 | 1.0494
502 | Lighting-Interior | Controls | Bi-Level Lighting Control (Interior) | Data Center | New | CdaNgs502 | 1 | 1.114 | 8771.9298 | 0 | GS | 8 | 1.0063 | 0.98564 | 1.0265 | 1.0441 | 1.0994 | 1.0901 | 1.0679 | 1.0965 | 1.0642 | 1.0547 | 1.0277 | 1.0297 | 441.0807 | 0 | 10040.3796 | 0 | 0 | 0 | 1 | 0 | 0 | 1.0494
502 | Lighting-Interior | Controls | Bi-Level Lighting Control (Interior) | Grocery | Existing | CgrEgs502 | 1 | 0.44706 | 5882.3529 | 0 | GS | 8 | 1.0063 | 0.98564 | 1.0265 | 1.0441 | 1.0994 | 1.0901 | 1.0679 | 1.0965 | 1.0642 | 1.0547 | 1.0277 | 1.0297 | 295.7835 | 0 | 3646.5638 | 0 | 0 | 0 | 1 | 0 | 0 | 1.0494
502 | Lighting-Interior | Controls | Bi-Level Lighting Control (Interior) | Grocery | New | CgrNgs502 | 1 | 0.44706 | 5882.3529 | 0 | GS | 8 | 1.0063 | 0.98564 | 1.0265 | 1.0441 | 1.0994 | 1.0901 | 1.0679 | 1.0965 | 1.0642 | 1.0547 | 1.0277 | 1.0297 | 295.7835 | 0 | 3646.5638 | 0 | 0 | 0 | 1 | 0 | 0 | 1.0494
502 | Lighting-Interior | Controls | Bi-Level Lighting Control (Interior) | Healthcare | Existing | CheEgs502 | 1 | 0.8255 | 6711.4094 | 0 | GS | 8 | 1.0063 | 0.98564 | 1.0265 | 1.0441 | 1.0994 | 1.0901 | 1.0679 | 1.0965 | 1.0642 | 1.0547 | 1.0277 | 1.0297 | 337.4711 | 0 | 8478.2966 | 0 | 0 | 0 | 1 | 0 | 0 | 1.0494
502 | Lighting-Interior | Controls | Bi-Level Lighting Control (Interior) | Healthcare | New | CheNgs502 | 1 | 0.8255 | 6711.4094 | 0 | GS | 8 | 1.0063 | 0.98564 | 1.0265 | 1.0441 | 1.0994 | 1.0901 | 1.0679 | 1.0965 | 1.0642 | 1.0547 | 1.0277 | 1.0297 | 337.4711 | 0 | 8478.2966 | 0 | 0 | 0 | 1 | 0 | 0 | 1.0494
502 | Lighting-Interior | Controls | Bi-Level Lighting Control (Interior) | Hospitals | Existing | ChoEgs502 | 1 | 0.77586 | 8620.6897 | 0 | GS | 8 | 1.0063 | 0.98564 | 1.0265 | 1.0441 | 1.0994 | 1.0901 | 1.0679 | 1.0965 | 1.0642 | 1.0547 | 1.0277 | 1.0297 | 433.4759 | 0 | 6435.3062 | 0 | 0 | 0 | 1 | 0 | 0 | 1.0494
502 | Lighting-Interior | Controls | Bi-Level Lighting Control (Interior) | Hospitals | New | ChoNgs502 | 1 | 0.77586 | 8620.6897 | 0 | GS | 8 | 1.0063 | 0.98564 | 1.0265 | 1.0441 | 1.0994 | 1.0901 | 1.0679 | 1.0965 | 1.0642 | 1.0547 | 1.0277 | 1.0297 | 433.4759 | 0 | 6435.3062 | 0 | 0 | 0 | 1 | 0 | 0 | 1.0494
502 | Lighting-Interior | Controls | Bi-Level Lighting Control (Interior) | Institutional | Existing | CinEgs502 | 1 | 1.3619 | 9523.8095 | 0 | GS | 8 | 1.0063 | 0.98564 | 1.0265 | 1.0441 | 1.0994 | 1.0901 | 1.0679 | 1.0965 | 1.0642 | 1.0547 | 1.0277 | 1.0297 | 478.8876 | 0 | 11733.1011 | 0 | 0 | 0 | 1 | 0 | 0 | 1.0494
502 | Lighting-Interior | Controls | Bi-Level Lighting Control (Interior) | Institutional | New | CinNgs502 | 1 | 1.3619 | 9523.8095 | 0 | GS | 8 | 1.0063 | 0.98564 | 1.0265 | 1.0441 | 1.0994 | 1.0901 | 1.0679 | 1.0965 | 1.0642 | 1.0547 | 1.0277 | 1.0297 | 478.8876 | 0 | 11733.1011 | 0 | 0 | 0 | 1 | 0 | 0 | 1.0494
502 | Lighting-Interior | Controls | Bi-Level Lighting Control (Interior) | Lodging/Hospitality | Existing | CloEgs502 | 1 | 1.4146 | 12195.122 | 0 | GS | 8 | 1.0063 | 0.98564 | 1.0265 | 1.0441 | 1.0994 | 1.0901 | 1.0679 | 1.0965 | 1.0642 | 1.0547 | 1.0277 | 1.0297 | 613.2098 | 0 | 10773.1621 | 0 | 0 | 0 | 1 | 0 | 0 | 1.0494
502 | Lighting-Interior | Controls | Bi-Level Lighting Control (Interior) | Lodging/Hospitality | New | CloNgs502 | 1 | 1.4146 | 12195.122 | 0 | GS | 8 | 1.0063 | 0.98564 | 1.0265 | 1.0441 | 1.0994 | 1.0901 | 1.0679 | 1.0965 | 1.0642 | 1.0547 | 1.0277 | 1.0297 | 613.2098 | 0 | 10773.1621 | 0 | 0 | 0 | 1 | 0 | 0 | 1.0494
502 | Lighting-Interior | Controls | Bi-Level Lighting Control (Interior) | Miscellaneous | Existing | CmiEgs502 | 1 | 1.114 | 8771.9298 | 0 | GS | 8 | 1.0063 | 0.98564 | 1.0265 | 1.0441 | 1.0994 | 1.0901 | 1.0679 | 1.0965 | 1.0642 | 1.0547 | 1.0277 | 1.0297 | 441.0807 | 0 | 9135.848 | 0 | 0 | 0 | 1 | 0 | 0 | 1.0494
502 | Lighting-Interior | Controls | Bi-Level Lighting Control (Interior) | Miscellaneous | New | CmiNgs502 | 1 | 1.114 | 8771.9298 | 0 | GS | 8 | 1.0063 | 0.98564 | 1.0265 | 1.0441 | 1.0994 | 1.0901 | 1.0679 | 1.0965 | 1.0642 | 1.0547 | 1.0277 | 1.0297 | 441.0807 | 0 | 9135.848 | 0 | 0 | 0 | 1 | 0 | 0 | 1.0494
502 | Lighting-Interior | Controls | Bi-Level Lighting Control (Interior) | Offices | Existing | CofEgs502 | 1 | 1.114 | 8771.9298 | 0 | GS | 8 | 1.0063 | 0.98564 | 1.0265 | 1.0441 | 1.0994 | 1.0901 | 1.0679 | 1.0965 | 1.0642 | 1.0547 | 1.0277 | 1.0297 | 441.0807 | 0 | 10032.4124 | 0 | 0 | 0 | 1 | 0 | 0 | 1.0494
502 | Lighting-Interior | Controls | Bi-Level Lighting Control (Interior) | Offices | New | CofNgs502 | 1 | 1.114 | 8771.9298 | 0 | GS | 8 | 1.0063 | 0.98564 | 1.0265 | 1.0441 | 1.0994 | 1.0901 | 1.0679 | 1.0965 | 1.0642 | 1.0547 | 1.0277 | 1.0297 | 441.0807 | 0 | 10032.4124 | 0 | 0 | 0 | 1 | 0 | 0 | 1.0494
502 | Lighting-Interior | Controls | Bi-Level Lighting Control (Interior) | Restaurants | Existing | CreEgs502 | 1 | 0.58 | 6666.6667 | 0 | GS | 8 | 1.0063 | 0.98564 | 1.0265 | 1.0441 | 1.0994 | 1.0901 | 1.0679 | 1.0965 | 1.0642 | 1.0547 | 1.0277 | 1.0297 | 335.2213 | 0 | 5402.8285 | 0 | 0 | 0 | 1 | 0 | 0 | 1.0494
502 | Lighting-Interior | Controls | Bi-Level Lighting Control (Interior) | Restaurants | New | CreNgs502 | 1 | 0.58 | 6666.6667 | 0 | GS | 8 | 1.0063 | 0.98564 | 1.0265 | 1.0441 | 1.0994 | 1.0901 | 1.0679 | 1.0965 | 1.0642 | 1.0547 | 1.0277 | 1.0297 | 335.2213 | 0 | 5402.8285 | 0 | 0 | 0 | 1 | 0 | 0 | 1.0494
502 | Lighting-Interior | Controls | Bi-Level Lighting Control (Interior) | Retail | Existing | CrtEgs502 | 1 | 0.46429 | 5952.381 | 0 | GS | 8 | 1.0063 | 0.98564 | 1.0265 | 1.0441 | 1.0994 | 1.0901 | 1.0679 | 1.0965 | 1.0642 | 1.0547 | 1.0277 | 1.0297 | 299.3048 | 0 | 6941.3385 | 0 | 0 | 0 | 1 | 0 | 0 | 1.0494
502 | Lighting-Interior | Controls | Bi-Level Lighting Control (Interior) | Retail | New | CrtNgs502 | 1 | 0.46429 | 5952.381 | 0 | GS | 8 | 1.0063 | 0.98564 | 1.0265 | 1.0441 | 1.0994 | 1.0901 | 1.0679 | 1.0965 | 1.0642 | 1.0547 | 1.0277 | 1.0297 | 299.3048 | 0 | 6941.3385 | 0 | 0 | 0 | 1 | 0 | 0 | 1.0494
502 | Lighting-Interior | Controls | Bi-Level Lighting Control (Interior) | Schools K-12 | Existing | CscEgs502 | 1 | 1.1226 | 9433.9623 | 0 | GS | 8 | 1.0063 | 0.98564 | 1.0265 | 1.0441 | 1.0994 | 1.0901 | 1.0679 | 1.0965 | 1.0642 | 1.0547 | 1.0277 | 1.0297 | 474.3698 | 0 | 14530.9845 | 0 | 0 | 0 | 1 | 0 | 0 | 1.0494
502 | Lighting-Interior | Controls | Bi-Level Lighting Control (Interior) | Schools K-12 | New | CscNgs502 | 1 | 1.1226 | 9433.9623 | 0 | GS | 8 | 1.0063 | 0.98564 | 1.0265 | 1.0441 | 1.0994 | 1.0901 | 1.0679 | 1.0965 | 1.0642 | 1.0547 | 1.0277 | 1.0297 | 474.3698 | 0 | 14530.9845 | 0 | 0 | 0 | 1 | 0 | 0 | 1.0494
502 | Lighting-Interior | Controls | Bi-Level Lighting Control (Interior) | Warehouse | Existing | CwaEgs502 | 1 | 0.71429 | 5952.381 | 0 | GS | 8 | 1.0063 | 0.98564 | 1.0265 | 1.0441 | 1.0994 | 1.0901 | 1.0679 | 1.0965 | 1.0642 | 1.0547 | 1.0277 | 1.0297 | 299.3048 | 0 | 6977.4197 | 0 | 0 | 0 | 1 | 0 | 0 | 1.0494
502 | Lighting-Interior | Controls | Bi-Level Lighting Control (Interior) | Warehouse | New | CwaNgs502 | 1 | 0.71429 | 5952.381 | 0 | GS | 8 | 1.0063 | 0.98564 | 1.0265 | 1.0441 | 1.0994 | 1.0901 | 1.0679 | 1.0965 | 1.0642 | 1.0547 | 1.0277 | 1.0297 | 299.3048 | 0 | 6977.4197 | 0 | 0 | 0 | 1 | 0 | 0 | 1.0494
503 | Lighting-Interior | Controls | Indoor daylight sensor | Assembly | Existing | CasEgs503 | 1 | 0.48503 | 5988.024 | 0 | GS | 10 | 1.0063 | 0.98564 | 1.0265 | 1.0441 | 1.0994 | 1.0901 | 1.0679 | 1.0965 | 1.0642 | 1.0547 | 1.0277 | 1.0297 | 359.2814 | 0 | 826.896 | 0 | 0 | 0 | 1 | 0 | 0 | 1.0494
503 | Lighting-Interior | Controls | Indoor daylight sensor | Assembly | New | CasNgs503 | 1 | 0.48503 | 5988.024 | 0 | GS | 10 | 1.0063 | 0.98564 | 1.0265 | 1.0441 | 1.0994 | 1.0901 | 1.0679 | 1.0965 | 1.0642 | 1.0547 | 1.0277 | 1.0297 | 359.2814 | 0 | 826.896 | 0 | 0 | 0 | 1 | 0 | 0 | 1.0494
503 | Lighting-Interior | Controls | Indoor daylight sensor | College and University | Existing | CcoEgs503 | 1 | 0.77586 | 8620.6897 | 0 | GS | 10 | 1.0063 | 0.98564 | 1.0265 | 1.0441 | 1.0994 | 1.0901 | 1.0679 | 1.0965 | 1.0642 | 1.0547 | 1.0277 | 1.0297 | 517.2414 | 0 | 877.9408 | 0 | 0 | 0 | 1 | 0 | 0 | 1.0494
503 | Lighting-Interior | Controls | Indoor daylight sensor | College and University | New | CcoNgs503 | 1 | 0.77586 | 8620.6897 | 0 | GS | 10 | 1.0063 | 0.98564 | 1.0265 | 1.0441 | 1.0994 | 1.0901 | 1.0679 | 1.0965 | 1.0642 | 1.0547 | 1.0277 | 1.0297 | 517.2414 | 0 | 877.9408 | 0 | 0 | 0 | 1 | 0 | 0 | 1.0494
503 | Lighting-Interior | Controls | Indoor daylight sensor | Data Center | Existing | CdaEgs503 | 1 | 1.114 | 8771.9298 | 0 | GS | 10 | 1.0063 | 0.98564 | 1.0265 | 1.0441 | 1.0994 | 1.0901 | 1.0679 | 1.0965 | 1.0642 | 1.0547 | 1.0277 | 1.0297 | 526.3158 | 0 | 855.0947 | 0 | 0 | 0 | 1 | 0 | 0 | 1.0494
503 | Lighting-Interior | Controls | Indoor daylight sensor | Data Center | New | CdaNgs503 | 1 | 1.114 | 8771.9298 | 0 | GS | 10 | 1.0063 | 0.98564 | 1.0265 | 1.0441 | 1.0994 | 1.0901 | 1.0679 | 1.0965 | 1.0642 | 1.0547 | 1.0277 | 1.0297 | 526.3158 | 0 | 855.0947 | 0 | 0 | 0 | 1 | 0 | 0 | 1.0494
503 | Lighting-Interior | Controls | Indoor daylight sensor | Grocery | Existing | CgrEgs503 | 1 | 0.44706 | 5882.3529 | 0 | GS | 10 | 1.0063 | 0.98564 | 1.0265 | 1.0441 | 1.0994 | 1.0901 | 1.0679 | 1.0965 | 1.0642 | 1.0547 | 1.0277 | 1.0297 | 352.9412 | 0 | 310.559 | 0 | 0 | 0 | 1 | 0 | 0 | 1.0494
503 | Lighting-Interior | Controls | Indoor daylight sensor | Grocery | New | CgrNgs503 | 1 | 0.44706 | 5882.3529 | 0 | GS | 10 | 1.0063 | 0.98564 | 1.0265 | 1.0441 | 1.0994 | 1.0901 | 1.0679 | 1.0965 | 1.0642 | 1.0547 | 1.0277 | 1.0297 | 352.9412 | 0 | 310.559 | 0 | 0 | 0 | 1 | 0 | 0 | 1.0494
503 | Lighting-Interior | Controls | Indoor daylight sensor | Healthcare | Existing | CheEgs503 | 1 | 0.8255 | 6711.4094 | 0 | GS | 10 | 1.0063 | 0.98564 | 1.0265 | 1.0441 | 1.0994 | 1.0901 | 1.0679 | 1.0965 | 1.0642 | 1.0547 | 1.0277 | 1.0297 | 402.6846 | 0 | 722.0527 | 0 | 0 | 0 | 1 | 0 | 0 | 1.0494
503 | Lighting-Interior | Controls | Indoor daylight sensor | Healthcare | New | CheNgs503 | 1 | 0.8255 | 6711.4094 | 0 | GS | 10 | 1.0063 | 0.98564 | 1.0265 | 1.0441 | 1.0994 | 1.0901 | 1.0679 | 1.0965 | 1.0642 | 1.0547 | 1.0277 | 1.0297 | 402.6846 | 0 | 722.0527 | 0 | 0 | 0 | 1 | 0 | 0 | 1.0494
503 | Lighting-Interior | Controls | Indoor daylight sensor | Hospitals | Existing | ChoEgs503 | 1 | 0.77586 | 8620.6897 | 0 | GS | 10 | 1.0063 | 0.98564 | 1.0265 | 1.0441 | 1.0994 | 1.0901 | 1.0679 | 1.0965 | 1.0642 | 1.0547 | 1.0277 | 1.0297 | 517.2414 | 0 | 548.0618 | 0 | 0 | 0 | 1 | 0 | 0 | 1.0494
503 | Lighting-Interior | Controls | Indoor daylight sensor | Hospitals | New | ChoNgs503 | 1 | 0.77586 | 8620.6897 | 0 | GS | 10 | 1.0063 | 0.98564 | 1.0265 | 1.0441 | 1.0994 | 1.0901 | 1.0679 | 1.0965 | 1.0642 | 1.0547 | 1.0277 | 1.0297 | 517.2414 | 0 | 548.0618 | 0 | 0 | 0 | 1 | 0 | 0 | 1.0494
503 | Lighting-Interior | Controls | Indoor daylight sensor | Institutional | Existing | CinEgs503 | 1 | 1.3619 | 9523.8095 | 0 | GS | 10 | 1.0063 | 0.98564 | 1.0265 | 1.0441 | 1.0994 | 1.0901 | 1.0679 | 1.0965 | 1.0642 | 1.0547 | 1.0277 | 1.0297 | 571.4286 | 0 | 999.2476 | 0 | 0 | 0 | 1 | 0 | 0 | 1.0494
503 | Lighting-Interior | Controls | Indoor daylight sensor | Institutional | New | CinNgs503 | 1 | 1.3619 | 9523.8095 | 0 | GS | 10 | 1.0063 | 0.98564 | 1.0265 | 1.0441 | 1.0994 | 1.0901 | 1.0679 | 1.0965 | 1.0642 | 1.0547 | 1.0277 | 1.0297 | 571.4286 | 0 | 999.2476 | 0 | 0 | 0 | 1 | 0 | 0 | 1.0494
503 | Lighting-Interior | Controls | Indoor daylight sensor | Lodging/Hospitality | Existing | CloEgs503 | 1 | 1.4146 | 12195.122 | 0 | GS | 10 | 1.0063 | 0.98564 | 1.0265 | 1.0441 | 1.0994 | 1.0901 | 1.0679 | 1.0965 | 1.0642 | 1.0547 | 1.0277 | 1.0297 | 731.7073 | 0 | 917.4946 | 0 | 0 | 0 | 1 | 0 | 0 | 1.0494
503 | Lighting-Interior | Controls | Indoor daylight sensor | Lodging/Hospitality | New | CloNgs503 | 1 | 1.4146 | 12195.122 | 0 | GS | 10 | 1.0063 | 0.98564 | 1.0265 | 1.0441 | 1.0994 | 1.0901 | 1.0679 | 1.0965 | 1.0642 | 1.0547 | 1.0277 | 1.0297 | 731.7073 | 0 | 917.4946 | 0 | 0 | 0 | 1 | 0 | 0 | 1.0494
503 | Lighting-Interior | Controls | Indoor daylight sensor | Miscellaneous | Existing | CmiEgs503 | 1 | 1.114 | 8771.9298 | 0 | GS | 10 | 1.0063 | 0.98564 | 1.0265 | 1.0441 | 1.0994 | 1.0901 | 1.0679 | 1.0965 | 1.0642 | 1.0547 | 1.0277 | 1.0297 | 526.3158 | 0 | 778.0591 | 0 | 0 | 0 | 1 | 0 | 0 | 1.0494
503 | Lighting-Interior | Controls | Indoor daylight sensor | Miscellaneous | New | CmiNgs503 | 1 | 1.114 | 8771.9298 | 0 | GS | 10 | 1.0063 | 0.98564 | 1.0265 | 1.0441 | 1.0994 | 1.0901 | 1.0679 | 1.0965 | 1.0642 | 1.0547 | 1.0277 | 1.0297 | 526.3158 | 0 | 778.0591 | 0 | 0 | 0 | 1 | 0 | 0 | 1.0494
503 | Lighting-Interior | Controls | Indoor daylight sensor | Offices | Existing | CofEgs503 | 1 | 1.114 | 8771.9298 | 0 | GS | 10 | 1.0063 | 0.98564 | 1.0265 | 1.0441 | 1.0994 | 1.0901 | 1.0679 | 1.0965 | 1.0642 | 1.0547 | 1.0277 | 1.0297 | 526.3158 | 0 | 854.4087 | 0 | 0 | 0 | 1 | 0 | 0 | 1.0494
503 | Lighting-Interior | Controls | Indoor daylight sensor | Offices | New | CofNgs503 | 1 | 1.114 | 8771.9298 | 0 | GS | 10 | 1.0063 | 0.98564 | 1.0265 | 1.0441 | 1.0994 | 1.0901 | 1.0679 | 1.0965 | 1.0642 | 1.0547 | 1.0277 | 1.0297 | 526.3158 | 0 | 854.4087 | 0 | 0 | 0 | 1 | 0 | 0 | 1.0494
503 | Lighting-Interior | Controls | Indoor daylight sensor | Restaurants | Existing | CreEgs503 | 1 | 0.58 | 6666.6667 | 0 | GS | 10 | 1.0063 | 0.98564 | 1.0265 | 1.0441 | 1.0994 | 1.0901 | 1.0679 | 1.0965 | 1.0642 | 1.0547 | 1.0277 | 1.0297 | 400 | 0 | 460.131 | 0 | 0 | 0 | 1 | 0 | 0 | 1.0494
503 | Lighting-Interior | Controls | Indoor daylight sensor | Restaurants | New | CreNgs503 | 1 | 0.58 | 6666.6667 | 0 | GS | 10 | 1.0063 | 0.98564 | 1.0265 | 1.0441 | 1.0994 | 1.0901 | 1.0679 | 1.0965 | 1.0642 | 1.0547 | 1.0277 | 1.0297 | 400 | 0 | 460.131 | 0 | 0 | 0 | 1 | 0 | 0 | 1.0494
503 | Lighting-Interior | Controls | Indoor daylight sensor | Retail | Existing | CrtEgs503 | 1 | 0.46429 | 5952.381 | 0 | GS | 10 | 1.0063 | 0.98564 | 1.0265 | 1.0441 | 1.0994 | 1.0901 | 1.0679 | 1.0965 | 1.0642 | 1.0547 | 1.0277 | 1.0297 | 357.1429 | 0 | 591.1579 | 0 | 0 | 0 | 1 | 0 | 0 | 1.0494
503 | Lighting-Interior | Controls | Indoor daylight sensor | Retail | New | CrtNgs503 | 1 | 0.46429 | 5952.381 | 0 | GS | 10 | 1.0063 | 0.98564 | 1.0265 | 1.0441 | 1.0994 | 1.0901 | 1.0679 | 1.0965 | 1.0642 | 1.0547 | 1.0277 | 1.0297 | 357.1429 | 0 | 591.1579 | 0 | 0 | 0 | 1 | 0 | 0 | 1.0494
503 | Lighting-Interior | Controls | Indoor daylight sensor | Schools K-12 | Existing | CscEgs503 | 1 | 1.1226 | 9433.9623 | 0 | GS | 10 | 1.0063 | 0.98564 | 1.0265 | 1.0441 | 1.0994 | 1.0901 | 1.0679 | 1.0965 | 1.0642 | 1.0547 | 1.0277 | 1.0297 | 566.0377 | 0 | 1237.5433 | 0 | 0 | 0 | 1 | 0 | 0 | 1.0494
503 | Lighting-Interior | Controls | Indoor daylight sensor | Schools K-12 | New | CscNgs503 | 1 | 1.1226 | 9433.9623 | 0 | GS | 10 | 1.0063 | 0.98564 | 1.0265 | 1.0441 | 1.0994 | 1.0901 | 1.0679 | 1.0965 | 1.0642 | 1.0547 | 1.0277 | 1.0297 | 566.0377 | 0 | 1237.5433 | 0 | 0 | 0 | 1 | 0 | 0 | 1.0494
503 | Lighting-Interior | Controls | Indoor daylight sensor | Warehouse | Existing | CwaEgs503 | 1 | 0.71429 | 5952.381 | 0 | GS | 10 | 1.0063 | 0.98564 | 1.0265 | 1.0441 | 1.0994 | 1.0901 | 1.0679 | 1.0965 | 1.0642 | 1.0547 | 1.0277 | 1.0297 | 357.1429 | 0 | 594.2361 | 0 | 0 | 0 | 1 | 0 | 0 | 1.0494
503 | Lighting-Interior | Controls | Indoor daylight sensor | Warehouse | New | CwaNgs503 | 1 | 0.71429 | 5952.381 | 0 | GS | 10 | 1.0063 | 0.98564 | 1.0265 | 1.0441 | 1.0994 | 1.0901 | 1.0679 | 1.0965 | 1.0642 | 1.0547 | 1.0277 | 1.0297 | 357.1429 | 0 | 594.2361 | 0 | 0 | 0 | 1 | 0 | 0 | 1.0494
504 | Lighting-Interior | Controls | Networked Lighting Controls | Assembly | Existing | CasEgs504 | 1 | 0.48503 | 5988.024 | 0 | GS | 15 | 1 | 1 | 1 | 1 | 1 | 1 | 1 | 1 | 1 | 1 | 1 | 1 | 301.097 | 0 | 93824.7775 | 0 | 0 | 0 | 1 | 0 | 0 | 1
504 | Lighting-Interior | Controls | Networked Lighting Controls | Assembly | New | CasNgs504 | 1 | 0.48503 | 5988.024 | 0 | GS | 15 | 1 | 1 | 1 | 1 | 1 | 1 | 1 | 1 | 1 | 1 | 1 | 1 | 301.097 | 0 | 93824.7775 | 0 | 0 | 0 | 1 | 0 | 0 | 1
504 | Lighting-Interior | Controls | Networked Lighting Controls | College and University | Existing | CcoEgs504 | 1 | 0.77586 | 8620.6897 | 0 | GS | 15 | 1 | 1 | 1 | 1 | 1 | 1 | 1 | 1 | 1 | 1 | 1 | 1 | 433.4759 | 0 | 155883.8976 | 0 | 0 | 0 | 1 | 0 | 0 | 1
504 | Lighting-Interior | Controls | Networked Lighting Controls | College and University | New | CcoNgs504 | 1 | 0.77586 | 8620.6897 | 0 | GS | 15 | 1 | 1 | 1 | 1 | 1 | 1 | 1 | 1 | 1 | 1 | 1 | 1 | 433.4759 | 0 | 155883.8976 | 0 | 0 | 0 | 1 | 0 | 0 | 1
504 | Lighting-Interior | Controls | Networked Lighting Controls | Data Center | Existing | CdaEgs504 | 1 | 1.114 | 8771.9298 | 0 | GS | 15 | 1 | 1 | 1 | 1 | 1 | 1 | 1 | 1 | 1 | 1 | 1 | 1 | 441.0807 | 0 | 650483.5374 | 0 | 0 | 0 | 1 | 0 | 0 | 1
504 | Lighting-Interior | Controls | Networked Lighting Controls | Data Center | New | CdaNgs504 | 1 | 1.114 | 8771.9298 | 0 | GS | 15 | 1 | 1 | 1 | 1 | 1 | 1 | 1 | 1 | 1 | 1 | 1 | 1 | 441.0807 | 0 | 650483.5374 | 0 | 0 | 0 | 1 | 0 | 0 | 1
504 | Lighting-Interior | Controls | Networked Lighting Controls | Grocery | Existing | CgrEgs504 | 1 | 0.44706 | 5882.3529 | 0 | GS | 15 | 1 | 1 | 1 | 1 | 1 | 1 | 1 | 1 | 1 | 1 | 1 | 1 | 295.7835 | 0 | 6021.0905 | 0 | 0 | 0 | 1 | 0 | 0 | 1
504 | Lighting-Interior | Controls | Networked Lighting Controls | Grocery | New | CgrNgs504 | 1 | 0.44706 | 5882.3529 | 0 | GS | 15 | 1 | 1 | 1 | 1 | 1 | 1 | 1 | 1 | 1 | 1 | 1 | 1 | 295.7835 | 0 | 6021.0905 | 0 | 0 | 0 | 1 | 0 | 0 | 1
504 | Lighting-Interior | Controls | Networked Lighting Controls | Healthcare | Existing | CheEgs504 | 1 | 0.8255 | 6711.4094 | 0 | GS | 15 | 1 | 1 | 1 | 1 | 1 | 1 | 1 | 1 | 1 | 1 | 1 | 1 | 337.4711 | 0 | 50103.4056 | 0 | 0 | 0 | 1 | 0 | 0 | 1
504 | Lighting-Interior | Controls | Networked Lighting Controls | Healthcare | New | CheNgs504 | 1 | 0.8255 | 6711.4094 | 0 | GS | 15 | 1 | 1 | 1 | 1 | 1 | 1 | 1 | 1 | 1 | 1 | 1 | 1 | 337.4711 | 0 | 50103.4056 | 0 | 0 | 0 | 1 | 0 | 0 | 1
504 | Lighting-Interior | Controls | Networked Lighting Controls | Hospitals | Existing | ChoEgs504 | 1 | 0.77586 | 8620.6897 | 0 | GS | 15 | 1 | 1 | 1 | 1 | 1 | 1 | 1 | 1 | 1 | 1 | 1 | 1 | 433.4759 | 0 | 752315.1382 | 0 | 0 | 0 | 1 | 0 | 0 | 1
504 | Lighting-Interior | Controls | Networked Lighting Controls | Hospitals | New | ChoNgs504 | 1 | 0.77586 | 8620.6897 | 0 | GS | 15 | 1 | 1 | 1 | 1 | 1 | 1 | 1 | 1 | 1 | 1 | 1 | 1 | 433.4759 | 0 | 752315.1382 | 0 | 0 | 0 | 1 | 0 | 0 | 1
504 | Lighting-Interior | Controls | Networked Lighting Controls | Institutional | Existing | CinEgs504 | 1 | 1.3619 | 9523.8095 | 0 | GS | 15 | 1 | 1 | 1 | 1 | 1 | 1 | 1 | 1 | 1 | 1 | 1 | 1 | 478.8876 | 0 | 90559.197 | 0 | 0 | 0 | 1 | 0 | 0 | 1
504 | Lighting-Interior | Controls | Networked Lighting Controls | Institutional | New | CinNgs504 | 1 | 1.3619 | 9523.8095 | 0 | GS | 15 | 1 | 1 | 1 | 1 | 1 | 1 | 1 | 1 | 1 | 1 | 1 | 1 | 478.8876 | 0 | 90559.197 | 0 | 0 | 0 | 1 | 0 | 0 | 1
504 | Lighting-Interior | Controls | Networked Lighting Controls | Lodging/Hospitality | Existing | CloEgs504 | 1 | 1.4146 | 12195.122 | 0 | GS | 15 | 1 | 1 | 1 | 1 | 1 | 1 | 1 | 1 | 1 | 1 | 1 | 1 | 613.2098 | 0 | 290117.0082 | 0 | 0 | 0 | 1 | 0 | 0 | 1
504 | Lighting-Interior | Controls | Networked Lighting Controls | Lodging/Hospitality | New | CloNgs504 | 1 | 1.4146 | 12195.122 | 0 | GS | 15 | 1 | 1 | 1 | 1 | 1 | 1 | 1 | 1 | 1 | 1 | 1 | 1 | 613.2098 | 0 | 290117.0082 | 0 | 0 | 0 | 1 | 0 | 0 | 1
504 | Lighting-Interior | Controls | Networked Lighting Controls | Miscellaneous | Existing | CmiEgs504 | 1 | 1.114 | 8771.9298 | 0 | GS | 15 | 1 | 1 | 1 | 1 | 1 | 1 | 1 | 1 | 1 | 1 | 1 | 1 | 441.0807 | 0 | 191493.2126 | 0 | 0 | 0 | 1 | 0 | 0 | 1
504 | Lighting-Interior | Controls | Networked Lighting Controls | Miscellaneous | New | CmiNgs504 | 1 | 1.114 | 8771.9298 | 0 | GS | 15 | 1 | 1 | 1 | 1 | 1 | 1 | 1 | 1 | 1 | 1 | 1 | 1 | 441.0807 | 0 | 191493.2126 | 0 | 0 | 0 | 1 | 0 | 0 | 1
504 | Lighting-Interior | Controls | Networked Lighting Controls | Offices | Existing | CofEgs504 | 1 | 1.114 | 8771.9298 | 0 | GS | 15 | 1 | 1 | 1 | 1 | 1 | 1 | 1 | 1 | 1 | 1 | 1 | 1 | 441.0807 | 0 | 110252.2057 | 0 | 0 | 0 | 1 | 0 | 0 | 1
504 | Lighting-Interior | Controls | Networked Lighting Controls | Offices | New | CofNgs504 | 1 | 1.114 | 8771.9298 | 0 | GS | 15 | 1 | 1 | 1 | 1 | 1 | 1 | 1 | 1 | 1 | 1 | 1 | 1 | 441.0807 | 0 | 110252.2057 | 0 | 0 | 0 | 1 | 0 | 0 | 1
504 | Lighting-Interior | Controls | Networked Lighting Controls | Restaurants | Existing | CreEgs504 | 1 | 0.58 | 6666.6667 | 0 | GS | 15 | 1 | 1 | 1 | 1 | 1 | 1 | 1 | 1 | 1 | 1 | 1 | 1 | 335.2213 | 0 | 16716.3671 | 0 | 0 | 0 | 1 | 0 | 0 | 1
504 | Lighting-Interior | Controls | Networked Lighting Controls | Restaurants | New | CreNgs504 | 1 | 0.58 | 6666.6667 | 0 | GS | 15 | 1 | 1 | 1 | 1 | 1 | 1 | 1 | 1 | 1 | 1 | 1 | 1 | 335.2213 | 0 | 16716.3671 | 0 | 0 | 0 | 1 | 0 | 0 | 1
504 | Lighting-Interior | Controls | Networked Lighting Controls | Retail | Existing | CrtEgs504 | 1 | 0.46429 | 5952.381 | 0 | GS | 15 | 1 | 1 | 1 | 1 | 1 | 1 | 1 | 1 | 1 | 1 | 1 | 1 | 299.3048 | 0 | 100427.4843 | 0 | 0 | 0 | 1 | 0 | 0 | 1
504 | Lighting-Interior | Controls | Networked Lighting Controls | Retail | New | CrtNgs504 | 1 | 0.46429 | 5952.381 | 0 | GS | 15 | 1 | 1 | 1 | 1 | 1 | 1 | 1 | 1 | 1 | 1 | 1 | 1 | 299.3048 | 0 | 100427.4843 | 0 | 0 | 0 | 1 | 0 | 0 | 1
504 | Lighting-Interior | Controls | Networked Lighting Controls | Schools K-12 | Existing | CscEgs504 | 1 | 1.1226 | 9433.9623 | 0 | GS | 15 | 1 | 1 | 1 | 1 | 1 | 1 | 1 | 1 | 1 | 1 | 1 | 1 | 474.3698 | 0 | 298354.0231 | 0 | 0 | 0 | 1 | 0 | 0 | 1
504 | Lighting-Interior | Controls | Networked Lighting Controls | Schools K-12 | New | CscNgs504 | 1 | 1.1226 | 9433.9623 | 0 | GS | 15 | 1 | 1 | 1 | 1 | 1 | 1 | 1 | 1 | 1 | 1 | 1 | 1 | 474.3698 | 0 | 298354.0231 | 0 | 0 | 0 | 1 | 0 | 0 | 1
504 | Lighting-Interior | Controls | Networked Lighting Controls | Warehouse | Existing | CwaEgs504 | 1 | 0.71429 | 5952.381 | 0 | GS | 15 | 1 | 1 | 1 | 1 | 1 | 1 | 1 | 1 | 1 | 1 | 1 | 1 | 299.3048 | 0 | 85669.831 | 0 | 0 | 0 | 1 | 0 | 0 | 1
504 | Lighting-Interior | Controls | Networked Lighting Controls | Warehouse | New | CwaNgs504 | 1 | 0.71429 | 5952.381 | 0 | GS | 15 | 1 | 1 | 1 | 1 | 1 | 1 | 1 | 1 | 1 | 1 | 1 | 1 | 299.3048 | 0 | 85669.831 | 0 | 0 | 0 | 1 | 0 | 0 | 1
505 | Lighting-Interior | Controls | Occupancy Sensors, Ceiling Mounted | Assembly | Existing | CasEgs505 | 1 | 0.48503 | 5988.024 | 0 | GS | 10 | 1 | 1 | 1 | 1 | 1 | 1 | 1 | 1 | 1 | 1 | 1 | 1 | 359.2814 | 0 | 2440.1538 | 0 | 0 | 0 | 1 | 0 | 0 | 1
505 | Lighting-Interior | Controls | Occupancy Sensors, Ceiling Mounted | Assembly | New | CasNgs505 | 1 | 0.48503 | 5988.024 | 0 | GS | 10 | 1 | 1 | 1 | 1 | 1 | 1 | 1 | 1 | 1 | 1 | 1 | 1 | 359.2814 | 0 | 2440.1538 | 0 | 0 | 0 | 1 | 0 | 0 | 1
505 | Lighting-Interior | Controls | Occupancy Sensors, Ceiling Mounted | College and University | Existing | CcoEgs505 | 1 | 0.77586 | 8620.6897 | 0 | GS | 10 | 1 | 1 | 1 | 1 | 1 | 1 | 1 | 1 | 1 | 1 | 1 | 1 | 517.2414 | 0 | 2590.786 | 0 | 0 | 0 | 1 | 0 | 0 | 1
505 | Lighting-Interior | Controls | Occupancy Sensors, Ceiling Mounted | College and University | New | CcoNgs505 | 1 | 0.77586 | 8620.6897 | 0 | GS | 10 | 1 | 1 | 1 | 1 | 1 | 1 | 1 | 1 | 1 | 1 | 1 | 1 | 517.2414 | 0 | 2590.786 | 0 | 0 | 0 | 1 | 0 | 0 | 1
505 | Lighting-Interior | Controls | Occupancy Sensors, Ceiling Mounted | Data Center | Existing | CdaEgs505 | 1 | 1.114 | 8771.9298 | 0 | GS | 10 | 1 | 1 | 1 | 1 | 1 | 1 | 1 | 1 | 1 | 1 | 1 | 1 | 526.3158 | 0 | 2523.3676 | 0 | 0 | 0 | 1 | 0 | 0 | 1
505 | Lighting-Interior | Controls | Occupancy Sensors, Ceiling Mounted | Data Center | New | CdaNgs505 | 1 | 1.114 | 8771.9298 | 0 | GS | 10 | 1 | 1 | 1 | 1 | 1 | 1 | 1 | 1 | 1 | 1 | 1 | 1 | 526.3158 | 0 | 2523.3676 | 0 | 0 | 0 | 1 | 0 | 0 | 1
505 | Lighting-Interior | Controls | Occupancy Sensors, Ceiling Mounted | Grocery | Existing | CgrEgs505 | 1 | 0.44706 | 5882.3529 | 0 | GS | 10 | 1 | 1 | 1 | 1 | 1 | 1 | 1 | 1 | 1 | 1 | 1 | 1 | 352.9412 | 0 | 916.4535 | 0 | 0 | 0 | 1 | 0 | 0 | 1
505 | Lighting-Interior | Controls | Occupancy Sensors, Ceiling Mounted | Grocery | New | CgrNgs505 | 1 | 0.44706 | 5882.3529 | 0 | GS | 10 | 1 | 1 | 1 | 1 | 1 | 1 | 1 | 1 | 1 | 1 | 1 | 1 | 352.9412 | 0 | 916.4535 | 0 | 0 | 0 | 1 | 0 | 0 | 1
505 | Lighting-Interior | Controls | Occupancy Sensors, Ceiling Mounted | Healthcare | Existing | CheEgs505 | 1 | 0.8255 | 6711.4094 | 0 | GS | 10 | 1 | 1 | 1 | 1 | 1 | 1 | 1 | 1 | 1 | 1 | 1 | 1 | 402.6846 | 0 | 2130.7635 | 0 | 0 | 0 | 1 | 0 | 0 | 1
505 | Lighting-Interior | Controls | Occupancy Sensors, Ceiling Mounted | Healthcare | New | CheNgs505 | 1 | 0.8255 | 6711.4094 | 0 | GS | 10 | 1 | 1 | 1 | 1 | 1 | 1 | 1 | 1 | 1 | 1 | 1 | 1 | 402.6846 | 0 | 2130.7635 | 0 | 0 | 0 | 1 | 0 | 0 | 1
505 | Lighting-Interior | Controls | Occupancy Sensors, Ceiling Mounted | Hospitals | Existing | ChoEgs505 | 1 | 0.77586 | 8620.6897 | 0 | GS | 10 | 1 | 1 | 1 | 1 | 1 | 1 | 1 | 1 | 1 | 1 | 1 | 1 | 517.2414 | 0 | 1617.3196 | 0 | 0 | 0 | 1 | 0 | 0 | 1
505 | Lighting-Interior | Controls | Occupancy Sensors, Ceiling Mounted | Hospitals | New | ChoNgs505 | 1 | 0.77586 | 8620.6897 | 0 | GS | 10 | 1 | 1 | 1 | 1 | 1 | 1 | 1 | 1 | 1 | 1 | 1 | 1 | 517.2414 | 0 | 1617.3196 | 0 | 0 | 0 | 1 | 0 | 0 | 1
505 | Lighting-Interior | Controls | Occupancy Sensors, Ceiling Mounted | Institutional | Existing | CinEgs505 | 1 | 1.3619 | 9523.8095 | 0 | GS | 10 | 1 | 1 | 1 | 1 | 1 | 1 | 1 | 1 | 1 | 1 | 1 | 1 | 571.4286 | 0 | 2948.7601 | 0 | 0 | 0 | 1 | 0 | 0 | 1
505 | Lighting-Interior | Controls | Occupancy Sensors, Ceiling Mounted | Institutional | New | CinNgs505 | 1 | 1.3619 | 9523.8095 | 0 | GS | 10 | 1 | 1 | 1 | 1 | 1 | 1 | 1 | 1 | 1 | 1 | 1 | 1 | 571.4286 | 0 | 2948.7601 | 0 | 0 | 0 | 1 | 0 | 0 | 1
505 | Lighting-Interior | Controls | Occupancy Sensors, Ceiling Mounted | Lodging/Hospitality | Existing | CloEgs505 | 1 | 1.4146 | 12195.122 | 0 | GS | 10 | 1 | 1 | 1 | 1 | 1 | 1 | 1 | 1 | 1 | 1 | 1 | 1 | 731.7073 | 0 | 2707.5085 | 0 | 0 | 0 | 1 | 0 | 0 | 1
505 | Lighting-Interior | Controls | Occupancy Sensors, Ceiling Mounted | Lodging/Hospitality | New | CloNgs505 | 1 | 1.4146 | 12195.122 | 0 | GS | 10 | 1 | 1 | 1 | 1 | 1 | 1 | 1 | 1 | 1 | 1 | 1 | 1 | 731.7073 | 0 | 2707.5085 | 0 | 0 | 0 | 1 | 0 | 0 | 1
505 | Lighting-Interior | Controls | Occupancy Sensors, Ceiling Mounted | Miscellaneous | Existing | CmiEgs505 | 1 | 1.114 | 8771.9298 | 0 | GS | 10 | 1 | 1 | 1 | 1 | 1 | 1 | 1 | 1 | 1 | 1 | 1 | 1 | 526.3158 | 0 | 2296.0371 | 0 | 0 | 0 | 1 | 0 | 0 | 1
505 | Lighting-Interior | Controls | Occupancy Sensors, Ceiling Mounted | Miscellaneous | New | CmiNgs505 | 1 | 1.114 | 8771.9298 | 0 | GS | 10 | 1 | 1 | 1 | 1 | 1 | 1 | 1 | 1 | 1 | 1 | 1 | 1 | 526.3158 | 0 | 2296.0371 | 0 | 0 | 0 | 1 | 0 | 0 | 1
505 | Lighting-Interior | Controls | Occupancy Sensors, Ceiling Mounted | Offices | Existing | CofEgs505 | 1 | 1.114 | 8771.9298 | 0 | GS | 10 | 1 | 1 | 1 | 1 | 1 | 1 | 1 | 1 | 1 | 1 | 1 | 1 | 526.3158 | 0 | 2521.3435 | 0 | 0 | 0 | 1 | 0 | 0 | 1
505 | Lighting-Interior | Controls | Occupancy Sensors, Ceiling Mounted | Offices | New | CofNgs505 | 1 | 1.114 | 8771.9298 | 0 | GS | 10 | 1 | 1 | 1 | 1 | 1 | 1 | 1 | 1 | 1 | 1 | 1 | 1 | 526.3158 | 0 | 2521.3435 | 0 | 0 | 0 | 1 | 0 | 0 | 1
505 | Lighting-Interior | Controls | Occupancy Sensors, Ceiling Mounted | Restaurants | Existing | CreEgs505 | 1 | 0.58 | 6666.6667 | 0 | GS | 10 | 1 | 1 | 1 | 1 | 1 | 1 | 1 | 1 | 1 | 1 | 1 | 1 | 400 | 0 | 1357.8376 | 0 | 0 | 0 | 1 | 0 | 0 | 1
505 | Lighting-Interior | Controls | Occupancy Sensors, Ceiling Mounted | Restaurants | New | CreNgs505 | 1 | 0.58 | 6666.6667 | 0 | GS | 10 | 1 | 1 | 1 | 1 | 1 | 1 | 1 | 1 | 1 | 1 | 1 | 1 | 400 | 0 | 1357.8376 | 0 | 0 | 0 | 1 | 0 | 0 | 1
505 | Lighting-Interior | Controls | Occupancy Sensors, Ceiling Mounted | Retail | Existing | CrtEgs505 | 1 | 0.46429 | 5952.381 | 0 | GS | 10 | 1 | 1 | 1 | 1 | 1 | 1 | 1 | 1 | 1 | 1 | 1 | 1 | 357.1429 | 0 | 1744.4955 | 0 | 0 | 0 | 1 | 0 | 0 | 1
505 | Lighting-Interior | Controls | Occupancy Sensors, Ceiling Mounted | Retail | New | CrtNgs505 | 1 | 0.46429 | 5952.381 | 0 | GS | 10 | 1 | 1 | 1 | 1 | 1 | 1 | 1 | 1 | 1 | 1 | 1 | 1 | 357.1429 | 0 | 1744.4955 | 0 | 0 | 0 | 1 | 0 | 0 | 1
505 | Lighting-Interior | Controls | Occupancy Sensors, Ceiling Mounted | Schools K-12 | Existing | CscEgs505 | 1 | 1.1226 | 9433.9623 | 0 | GS | 10 | 1 | 1 | 1 | 1 | 1 | 1 | 1 | 1 | 1 | 1 | 1 | 1 | 566.0377 | 0 | 3651.9659 | 0 | 0 | 0 | 1 | 0 | 0 | 1
505 | Lighting-Interior | Controls | Occupancy Sensors, Ceiling Mounted | Schools K-12 | New | CscNgs505 | 1 | 1.1226 | 9433.9623 | 0 | GS | 10 | 1 | 1 | 1 | 1 | 1 | 1 | 1 | 1 | 1 | 1 | 1 | 1 | 566.0377 | 0 | 3651.9659 | 0 | 0 | 0 | 1 | 0 | 0 | 1
505 | Lighting-Interior | Controls | Occupancy Sensors, Ceiling Mounted | Warehouse | Existing | CwaEgs505 | 1 | 0.71429 | 5952.381 | 0 | GS | 10 | 1 | 1 | 1 | 1 | 1 | 1 | 1 | 1 | 1 | 1 | 1 | 1 | 357.1429 | 0 | 1753.5789 | 0 | 0 | 0 | 1 | 0 | 0 | 1
505 | Lighting-Interior | Controls | Occupancy Sensors, Ceiling Mounted | Warehouse | New | CwaNgs505 | 1 | 0.71429 | 5952.381 | 0 | GS | 10 | 1 | 1 | 1 | 1 | 1 | 1 | 1 | 1 | 1 | 1 | 1 | 1 | 357.1429 | 0 | 1753.5789 | 0 | 0 | 0 | 1 | 0 | 0 | 1
506 | Lighting-Interior | Controls | Occupancy Sensors, Switch Mounted | Assembly | Existing | CasEgs506 | 1 | 0.48503 | 5988.024 | 0 | GS | 10 | 1 | 1 | 1 | 1 | 1 | 1 | 1 | 1 | 1 | 1 | 1 | 1 | 359.2814 | 0 | 1070.452 | 0 | 0 | 0 | 1 | 0 | 0 | 1
506 | Lighting-Interior | Controls | Occupancy Sensors, Switch Mounted | Assembly | New | CasNgs506 | 1 | 0.48503 | 5988.024 | 0 | GS | 10 | 1 | 1 | 1 | 1 | 1 | 1 | 1 | 1 | 1 | 1 | 1 | 1 | 359.2814 | 0 | 1070.452 | 0 | 0 | 0 | 1 | 0 | 0 | 1
506 | Lighting-Interior | Controls | Occupancy Sensors, Switch Mounted | College and University | Existing | CcoEgs506 | 1 | 0.77586 | 8620.6897 | 0 | GS | 10 | 1 | 1 | 1 | 1 | 1 | 1 | 1 | 1 | 1 | 1 | 1 | 1 | 517.2414 | 0 | 1136.5316 | 0 | 0 | 0 | 1 | 0 | 0 | 1
506 | Lighting-Interior | Controls | Occupancy Sensors, Switch Mounted | College and University | New | CcoNgs506 | 1 | 0.77586 | 8620.6897 | 0 | GS | 10 | 1 | 1 | 1 | 1 | 1 | 1 | 1 | 1 | 1 | 1 | 1 | 1 | 517.2414 | 0 | 1136.5316 | 0 | 0 | 0 | 1 | 0 | 0 | 1
506 | Lighting-Interior | Controls | Occupancy Sensors, Switch Mounted | Data Center | Existing | CdaEgs506 | 1 | 1.114 | 8771.9298 | 0 | GS | 10 | 1 | 1 | 1 | 1 | 1 | 1 | 1 | 1 | 1 | 1 | 1 | 1 | 526.3158 | 0 | 1106.9564 | 0 | 0 | 0 | 1 | 0 | 0 | 1
506 | Lighting-Interior | Controls | Occupancy Sensors, Switch Mounted | Data Center | New | CdaNgs506 | 1 | 1.114 | 8771.9298 | 0 | GS | 10 | 1 | 1 | 1 | 1 | 1 | 1 | 1 | 1 | 1 | 1 | 1 | 1 | 526.3158 | 0 | 1106.9564 | 0 | 0 | 0 | 1 | 0 | 0 | 1
506 | Lighting-Interior | Controls | Occupancy Sensors, Switch Mounted | Grocery | Existing | CgrEgs506 | 1 | 0.44706 | 5882.3529 | 0 | GS | 10 | 1 | 1 | 1 | 1 | 1 | 1 | 1 | 1 | 1 | 1 | 1 | 1 | 352.9412 | 0 | 402.0318 | 0 | 0 | 0 | 1 | 0 | 0 | 1
506 | Lighting-Interior | Controls | Occupancy Sensors, Switch Mounted | Grocery | New | CgrNgs506 | 1 | 0.44706 | 5882.3529 | 0 | GS | 10 | 1 | 1 | 1 | 1 | 1 | 1 | 1 | 1 | 1 | 1 | 1 | 1 | 352.9412 | 0 | 402.0318 | 0 | 0 | 0 | 1 | 0 | 0 | 1
506 | Lighting-Interior | Controls | Occupancy Sensors, Switch Mounted | Healthcare | Existing | CheEgs506 | 1 | 0.8255 | 6711.4094 | 0 | GS | 10 | 1 | 1 | 1 | 1 | 1 | 1 | 1 | 1 | 1 | 1 | 1 | 1 | 402.6846 | 0 | 934.7279 | 0 | 0 | 0 | 1 | 0 | 0 | 1
506 | Lighting-Interior | Controls | Occupancy Sensors, Switch Mounted | Healthcare | New | CheNgs506 | 1 | 0.8255 | 6711.4094 | 0 | GS | 10 | 1 | 1 | 1 | 1 | 1 | 1 | 1 | 1 | 1 | 1 | 1 | 1 | 402.6846 | 0 | 934.7279 | 0 | 0 | 0 | 1 | 0 | 0 | 1
506 | Lighting-Interior | Controls | Occupancy Sensors, Switch Mounted | Hospitals | Existing | ChoEgs506 | 1 | 0.77586 | 8620.6897 | 0 | GS | 10 | 1 | 1 | 1 | 1 | 1 | 1 | 1 | 1 | 1 | 1 | 1 | 1 | 517.2414 | 0 | 709.4893 | 0 | 0 | 0 | 1 | 0 | 0 | 1
506 | Lighting-Interior | Controls | Occupancy Sensors, Switch Mounted | Hospitals | New | ChoNgs506 | 1 | 0.77586 | 8620.6897 | 0 | GS | 10 | 1 | 1 | 1 | 1 | 1 | 1 | 1 | 1 | 1 | 1 | 1 | 1 | 517.2414 | 0 | 709.4893 | 0 | 0 | 0 | 1 | 0 | 0 | 1
506 | Lighting-Interior | Controls | Occupancy Sensors, Switch Mounted | Institutional | Existing | CinEgs506 | 1 | 1.3619 | 9523.8095 | 0 | GS | 10 | 1 | 1 | 1 | 1 | 1 | 1 | 1 | 1 | 1 | 1 | 1 | 1 | 571.4286 | 0 | 1293.5685 | 0 | 0 | 0 | 1 | 0 | 0 | 1
506 | Lighting-Interior | Controls | Occupancy Sensors, Switch Mounted | Institutional | New | CinNgs506 | 1 | 1.3619 | 9523.8095 | 0 | GS | 10 | 1 | 1 | 1 | 1 | 1 | 1 | 1 | 1 | 1 | 1 | 1 | 1 | 571.4286 | 0 | 1293.5685 | 0 | 0 | 0 | 1 | 0 | 0 | 1
506 | Lighting-Interior | Controls | Occupancy Sensors, Switch Mounted | Lodging/Hospitality | Existing | CloEgs506 | 1 | 1.4146 | 12195.122 | 0 | GS | 10 | 1 | 1 | 1 | 1 | 1 | 1 | 1 | 1 | 1 | 1 | 1 | 1 | 731.7073 | 0 | 1187.7357 | 0 | 0 | 0 | 1 | 0 | 0 | 1
506 | Lighting-Interior | Controls | Occupancy Sensors, Switch Mounted | Lodging/Hospitality | New | CloNgs506 | 1 | 1.4146 | 12195.122 | 0 | GS | 10 | 1 | 1 | 1 | 1 | 1 | 1 | 1 | 1 | 1 | 1 | 1 | 1 | 731.7073 | 0 | 1187.7357 | 0 | 0 | 0 | 1 | 0 | 0 | 1
506 | Lighting-Interior | Controls | Occupancy Sensors, Switch Mounted | Miscellaneous | Existing | CmiEgs506 | 1 | 1.114 | 8771.9298 | 0 | GS | 10 | 1 | 1 | 1 | 1 | 1 | 1 | 1 | 1 | 1 | 1 | 1 | 1 | 526.3158 | 0 | 1007.2306 | 0 | 0 | 0 | 1 | 0 | 0 | 1
506 | Lighting-Interior | Controls | Occupancy Sensors, Switch Mounted | Miscellaneous | New | CmiNgs506 | 1 | 1.114 | 8771.9298 | 0 | GS | 10 | 1 | 1 | 1 | 1 | 1 | 1 | 1 | 1 | 1 | 1 | 1 | 1 | 526.3158 | 0 | 1007.2306 | 0 | 0 | 0 | 1 | 0 | 0 | 1
506 | Lighting-Interior | Controls | Occupancy Sensors, Switch Mounted | Offices | Existing | CofEgs506 | 1 | 1.114 | 8771.9298 | 0 | GS | 10 | 1 | 1 | 1 | 1 | 1 | 1 | 1 | 1 | 1 | 1 | 1 | 1 | 526.3158 | 0 | 1106.0684 | 0 | 0 | 0 | 1 | 0 | 0 | 1
506 | Lighting-Interior | Controls | Occupancy Sensors, Switch Mounted | Offices | New | CofNgs506 | 1 | 1.114 | 8771.9298 | 0 | GS | 10 | 1 | 1 | 1 | 1 | 1 | 1 | 1 | 1 | 1 | 1 | 1 | 1 | 526.3158 | 0 | 1106.0684 | 0 | 0 | 0 | 1 | 0 | 0 | 1
506 | Lighting-Interior | Controls | Occupancy Sensors, Switch Mounted | Restaurants | Existing | CreEgs506 | 1 | 0.58 | 6666.6667 | 0 | GS | 10 | 1 | 1 | 1 | 1 | 1 | 1 | 1 | 1 | 1 | 1 | 1 | 1 | 400 | 0 | 595.6591 | 0 | 0 | 0 | 1 | 0 | 0 | 1
506 | Lighting-Interior | Controls | Occupancy Sensors, Switch Mounted | Restaurants | New | CreNgs506 | 1 | 0.58 | 6666.6667 | 0 | GS | 10 | 1 | 1 | 1 | 1 | 1 | 1 | 1 | 1 | 1 | 1 | 1 | 1 | 400 | 0 | 595.6591 | 0 | 0 | 0 | 1 | 0 | 0 | 1
506 | Lighting-Interior | Controls | Occupancy Sensors, Switch Mounted | Retail | Existing | CrtEgs506 | 1 | 0.46429 | 5952.381 | 0 | GS | 10 | 1 | 1 | 1 | 1 | 1 | 1 | 1 | 1 | 1 | 1 | 1 | 1 | 357.1429 | 0 | 765.2791 | 0 | 0 | 0 | 1 | 0 | 0 | 1
506 | Lighting-Interior | Controls | Occupancy Sensors, Switch Mounted | Retail | New | CrtNgs506 | 1 | 0.46429 | 5952.381 | 0 | GS | 10 | 1 | 1 | 1 | 1 | 1 | 1 | 1 | 1 | 1 | 1 | 1 | 1 | 357.1429 | 0 | 765.2791 | 0 | 0 | 0 | 1 | 0 | 0 | 1
506 | Lighting-Interior | Controls | Occupancy Sensors, Switch Mounted | Schools K-12 | Existing | CscEgs506 | 1 | 1.1226 | 9433.9623 | 0 | GS | 10 | 1 | 1 | 1 | 1 | 1 | 1 | 1 | 1 | 1 | 1 | 1 | 1 | 566.0377 | 0 | 1602.0523 | 0 | 0 | 0 | 1 | 0 | 0 | 1
506 | Lighting-Interior | Controls | Occupancy Sensors, Switch Mounted | Schools K-12 | New | CscNgs506 | 1 | 1.1226 | 9433.9623 | 0 | GS | 10 | 1 | 1 | 1 | 1 | 1 | 1 | 1 | 1 | 1 | 1 | 1 | 1 | 566.0377 | 0 | 1602.0523 | 0 | 0 | 0 | 1 | 0 | 0 | 1
506 | Lighting-Interior | Controls | Occupancy Sensors, Switch Mounted | Warehouse | Existing | CwaEgs506 | 1 | 0.71429 | 5952.381 | 0 | GS | 10 | 1 | 1 | 1 | 1 | 1 | 1 | 1 | 1 | 1 | 1 | 1 | 1 | 357.1429 | 0 | 769.2638 | 0 | 0 | 0 | 1 | 0 | 0 | 1
506 | Lighting-Interior | Controls | Occupancy Sensors, Switch Mounted | Warehouse | New | CwaNgs506 | 1 | 0.71429 | 5952.381 | 0 | GS | 10 | 1 | 1 | 1 | 1 | 1 | 1 | 1 | 1 | 1 | 1 | 1 | 1 | 357.1429 | 0 | 769.2638 | 0 | 0 | 0 | 1 | 0 | 0 | 1
507 | Lighting-Interior | Controls | Time Clock Control | Assembly | Existing | CasEgs507 | 1 | 0.48503 | 5988.024 | 0 | GS | 8 | 1 | 1 | 1 | 1 | 1 | 1 | 1 | 1 | 1 | 1 | 1 | 1 | 359.2814 | 0 | 491.8139 | 0 | 0 | 0 | 1 | 0 | 0 | 1
507 | Lighting-Interior | Controls | Time Clock Control | Assembly | New | CasNgs507 | 1 | 0.48503 | 5988.024 | 0 | GS | 8 | 1 | 1 | 1 | 1 | 1 | 1 | 1 | 1 | 1 | 1 | 1 | 1 | 359.2814 | 0 | 491.8139 | 0 | 0 | 0 | 1 | 0 | 0 | 1
507 | Lighting-Interior | Controls | Time Clock Control | College and University | Existing | CcoEgs507 | 1 | 0.77586 | 8620.6897 | 0 | GS | 8 | 1 | 1 | 1 | 1 | 1 | 1 | 1 | 1 | 1 | 1 | 1 | 1 | 517.2414 | 0 | 522.1739 | 0 | 0 | 0 | 1 | 0 | 0 | 1
507 | Lighting-Interior | Controls | Time Clock Control | College and University | New | CcoNgs507 | 1 | 0.77586 | 8620.6897 | 0 | GS | 8 | 1 | 1 | 1 | 1 | 1 | 1 | 1 | 1 | 1 | 1 | 1 | 1 | 517.2414 | 0 | 522.1739 | 0 | 0 | 0 | 1 | 0 | 0 | 1
507 | Lighting-Interior | Controls | Time Clock Control | Data Center | Existing | CdaEgs507 | 1 | 1.114 | 8771.9298 | 0 | GS | 8 | 1 | 1 | 1 | 1 | 1 | 1 | 1 | 1 | 1 | 1 | 1 | 1 | 526.3158 | 0 | 508.5857 | 0 | 0 | 0 | 1 | 0 | 0 | 1
507 | Lighting-Interior | Controls | Time Clock Control | Data Center | New | CdaNgs507 | 1 | 1.114 | 8771.9298 | 0 | GS | 8 | 1 | 1 | 1 | 1 | 1 | 1 | 1 | 1 | 1 | 1 | 1 | 1 | 526.3158 | 0 | 508.5857 | 0 | 0 | 0 | 1 | 0 | 0 | 1
507 | Lighting-Interior | Controls | Time Clock Control | Grocery | Existing | CgrEgs507 | 1 | 0.44706 | 5882.3529 | 0 | GS | 8 | 1 | 1 | 1 | 1 | 1 | 1 | 1 | 1 | 1 | 1 | 1 | 1 | 352.9412 | 0 | 184.7116 | 0 | 0 | 0 | 1 | 0 | 0 | 1
507 | Lighting-Interior | Controls | Time Clock Control | Grocery | New | CgrNgs507 | 1 | 0.44706 | 5882.3529 | 0 | GS | 8 | 1 | 1 | 1 | 1 | 1 | 1 | 1 | 1 | 1 | 1 | 1 | 1 | 352.9412 | 0 | 184.7116 | 0 | 0 | 0 | 1 | 0 | 0 | 1
507 | Lighting-Interior | Controls | Time Clock Control | Healthcare | Existing | CheEgs507 | 1 | 0.8255 | 6711.4094 | 0 | GS | 8 | 1 | 1 | 1 | 1 | 1 | 1 | 1 | 1 | 1 | 1 | 1 | 1 | 402.6846 | 0 | 429.4562 | 0 | 0 | 0 | 1 | 0 | 0 | 1
507 | Lighting-Interior | Controls | Time Clock Control | Healthcare | New | CheNgs507 | 1 | 0.8255 | 6711.4094 | 0 | GS | 8 | 1 | 1 | 1 | 1 | 1 | 1 | 1 | 1 | 1 | 1 | 1 | 1 | 402.6846 | 0 | 429.4562 | 0 | 0 | 0 | 1 | 0 | 0 | 1
507 | Lighting-Interior | Controls | Time Clock Control | Hospitals | Existing | ChoEgs507 | 1 | 0.77586 | 8620.6897 | 0 | GS | 8 | 1 | 1 | 1 | 1 | 1 | 1 | 1 | 1 | 1 | 1 | 1 | 1 | 517.2414 | 0 | 325.9714 | 0 | 0 | 0 | 1 | 0 | 0 | 1
507 | Lighting-Interior | Controls | Time Clock Control | Hospitals | New | ChoNgs507 | 1 | 0.77586 | 8620.6897 | 0 | GS | 8 | 1 | 1 | 1 | 1 | 1 | 1 | 1 | 1 | 1 | 1 | 1 | 1 | 517.2414 | 0 | 325.9714 | 0 | 0 | 0 | 1 | 0 | 0 | 1
507 | Lighting-Interior | Controls | Time Clock Control | Institutional | Existing | CinEgs507 | 1 | 1.3619 | 9523.8095 | 0 | GS | 8 | 1 | 1 | 1 | 1 | 1 | 1 | 1 | 1 | 1 | 1 | 1 | 1 | 571.4286 | 0 | 594.3238 | 0 | 0 | 0 | 1 | 0 | 0 | 1
507 | Lighting-Interior | Controls | Time Clock Control | Institutional | New | CinNgs507 | 1 | 1.3619 | 9523.8095 | 0 | GS | 8 | 1 | 1 | 1 | 1 | 1 | 1 | 1 | 1 | 1 | 1 | 1 | 1 | 571.4286 | 0 | 594.3238 | 0 | 0 | 0 | 1 | 0 | 0 | 1
507 | Lighting-Interior | Controls | Time Clock Control | Lodging/Hospitality | Existing | CloEgs507 | 1 | 1.4146 | 12195.122 | 0 | GS | 8 | 1 | 1 | 1 | 1 | 1 | 1 | 1 | 1 | 1 | 1 | 1 | 1 | 731.7073 | 0 | 545.6994 | 0 | 0 | 0 | 1 | 0 | 0 | 1
507 | Lighting-Interior | Controls | Time Clock Control | Lodging/Hospitality | New | CloNgs507 | 1 | 1.4146 | 12195.122 | 0 | GS | 8 | 1 | 1 | 1 | 1 | 1 | 1 | 1 | 1 | 1 | 1 | 1 | 1 | 731.7073 | 0 | 545.6994 | 0 | 0 | 0 | 1 | 0 | 0 | 1
507 | Lighting-Interior | Controls | Time Clock Control | Miscellaneous | Existing | CmiEgs507 | 1 | 1.114 | 8771.9298 | 0 | GS | 8 | 1 | 1 | 1 | 1 | 1 | 1 | 1 | 1 | 1 | 1 | 1 | 1 | 526.3158 | 0 | 462.7672 | 0 | 0 | 0 | 1 | 0 | 0 | 1
507 | Lighting-Interior | Controls | Time Clock Control | Miscellaneous | New | CmiNgs507 | 1 | 1.114 | 8771.9298 | 0 | GS | 8 | 1 | 1 | 1 | 1 | 1 | 1 | 1 | 1 | 1 | 1 | 1 | 1 | 526.3158 | 0 | 462.7672 | 0 | 0 | 0 | 1 | 0 | 0 | 1
507 | Lighting-Interior | Controls | Time Clock Control | Offices | Existing | CofEgs507 | 1 | 1.114 | 8771.9298 | 0 | GS | 8 | 1 | 1 | 1 | 1 | 1 | 1 | 1 | 1 | 1 | 1 | 1 | 1 | 526.3158 | 0 | 508.1778 | 0 | 0 | 0 | 1 | 0 | 0 | 1
507 | Lighting-Interior | Controls | Time Clock Control | Offices | New | CofNgs507 | 1 | 1.114 | 8771.9298 | 0 | GS | 8 | 1 | 1 | 1 | 1 | 1 | 1 | 1 | 1 | 1 | 1 | 1 | 1 | 526.3158 | 0 | 508.1778 | 0 | 0 | 0 | 1 | 0 | 0 | 1
507 | Lighting-Interior | Controls | Time Clock Control | Restaurants | Existing | CreEgs507 | 1 | 0.58 | 6666.6667 | 0 | GS | 8 | 1 | 1 | 1 | 1 | 1 | 1 | 1 | 1 | 1 | 1 | 1 | 1 | 400 | 0 | 273.6727 | 0 | 0 | 0 | 1 | 0 | 0 | 1
507 | Lighting-Interior | Controls | Time Clock Control | Restaurants | New | CreNgs507 | 1 | 0.58 | 6666.6667 | 0 | GS | 8 | 1 | 1 | 1 | 1 | 1 | 1 | 1 | 1 | 1 | 1 | 1 | 1 | 400 | 0 | 273.6727 | 0 | 0 | 0 | 1 | 0 | 0 | 1
507 | Lighting-Interior | Controls | Time Clock Control | Retail | Existing | CrtEgs507 | 1 | 0.46429 | 5952.381 | 0 | GS | 8 | 1 | 1 | 1 | 1 | 1 | 1 | 1 | 1 | 1 | 1 | 1 | 1 | 357.1429 | 0 | 351.6037 | 0 | 0 | 0 | 1 | 0 | 0 | 1
507 | Lighting-Interior | Controls | Time Clock Control | Retail | New | CrtNgs507 | 1 | 0.46429 | 5952.381 | 0 | GS | 8 | 1 | 1 | 1 | 1 | 1 | 1 | 1 | 1 | 1 | 1 | 1 | 1 | 357.1429 | 0 | 351.6037 | 0 | 0 | 0 | 1 | 0 | 0 | 1
507 | Lighting-Interior | Controls | Time Clock Control | Schools K-12 | Existing | CscEgs507 | 1 | 1.1226 | 9433.9623 | 0 | GS | 8 | 1 | 1 | 1 | 1 | 1 | 1 | 1 | 1 | 1 | 1 | 1 | 1 | 566.0377 | 0 | 736.0552 | 0 | 0 | 0 | 1 | 0 | 0 | 1
507 | Lighting-Interior | Controls | Time Clock Control | Schools K-12 | New | CscNgs507 | 1 | 1.1226 | 9433.9623 | 0 | GS | 8 | 1 | 1 | 1 | 1 | 1 | 1 | 1 | 1 | 1 | 1 | 1 | 1 | 566.0377 | 0 | 736.0552 | 0 | 0 | 0 | 1 | 0 | 0 | 1
507 | Lighting-Interior | Controls | Time Clock Control | Warehouse | Existing | CwaEgs507 | 1 | 0.71429 | 5952.381 | 0 | GS | 8 | 1 | 1 | 1 | 1 | 1 | 1 | 1 | 1 | 1 | 1 | 1 | 1 | 357.1429 | 0 | 353.4345 | 0 | 0 | 0 | 1 | 0 | 0 | 1
507 | Lighting-Interior | Controls | Time Clock Control | Warehouse | New | CwaNgs507 | 1 | 0.71429 | 5952.381 | 0 | GS | 8 | 1 | 1 | 1 | 1 | 1 | 1 | 1 | 1 | 1 | 1 | 1 | 1 | 357.1429 | 0 | 353.4345 | 0 | 0 | 0 | 1 | 0 | 0 | 1
508 | Lighting-Interior | LED | Energy Star LED Directional Lamp | Assembly | Turnover | CasTgs508 | 1 | 0.48503 | 5988.024 | 0 | GS | 5 | 1 | 1 | 1 | 1 | 1 | 1 | 1 | 1 | 1 | 1 | 1 | 1 | 359.2814 | 0 | 92.7614 | 0 | 0 | 0 | 1 | 0 | 0 | 1
508 | Lighting-Interior | LED | Energy Star LED Directional Lamp | Assembly | New | CasNgs508 | 1 | 0.48503 | 5988.024 | 0 | GS | 5 | 1 | 1 | 1 | 1 | 1 | 1 | 1 | 1 | 1 | 1 | 1 | 1 | 359.2814 | 0 | 92.7614 | 0 | 0 | 0 | 1 | 0 | 0 | 1
508 | Lighting-Interior | LED | Energy Star LED Directional Lamp | College and University | Turnover | CcoTgs508 | 1 | 0.77586 | 8620.6897 | 0 | GS | 5 | 1 | 1 | 1 | 1 | 1 | 1 | 1 | 1 | 1 | 1 | 1 | 1 | 517.2414 | 0 | 98.4891 | 0 | 0 | 0 | 1 | 0 | 0 | 1
508 | Lighting-Interior | LED | Energy Star LED Directional Lamp | College and University | New | CcoNgs508 | 1 | 0.77586 | 8620.6897 | 0 | GS | 5 | 1 | 1 | 1 | 1 | 1 | 1 | 1 | 1 | 1 | 1 | 1 | 1 | 517.2414 | 0 | 98.4891 | 0 | 0 | 0 | 1 | 0 | 0 | 1
508 | Lighting-Interior | LED | Energy Star LED Directional Lamp | Data Center | Turnover | CdaTgs508 | 1 | 1.114 | 8771.9298 | 0 | GS | 5 | 1 | 1 | 1 | 1 | 1 | 1 | 1 | 1 | 1 | 1 | 1 | 1 | 526.3158 | 0 | 95.9236 | 0 | 0 | 0 | 1 | 0 | 0 | 1
508 | Lighting-Interior | LED | Energy Star LED Directional Lamp | Data Center | New | CdaNgs508 | 1 | 1.114 | 8771.9298 | 0 | GS | 5 | 1 | 1 | 1 | 1 | 1 | 1 | 1 | 1 | 1 | 1 | 1 | 1 | 526.3158 | 0 | 95.9236 | 0 | 0 | 0 | 1 | 0 | 0 | 1
508 | Lighting-Interior | LED | Energy Star LED Directional Lamp | Grocery | Turnover | CgrTgs508 | 1 | 0.44706 | 5882.3529 | 0 | GS | 5 | 1 | 1 | 1 | 1 | 1 | 1 | 1 | 1 | 1 | 1 | 1 | 1 | 352.9412 | 0 | 34.8384 | 0 | 0 | 0 | 1 | 0 | 0 | 1
508 | Lighting-Interior | LED | Energy Star LED Directional Lamp | Grocery | New | CgrNgs508 | 1 | 0.44706 | 5882.3529 | 0 | GS | 5 | 1 | 1 | 1 | 1 | 1 | 1 | 1 | 1 | 1 | 1 | 1 | 1 | 352.9412 | 0 | 34.8384 | 0 | 0 | 0 | 1 | 0 | 0 | 1
508 | Lighting-Interior | LED | Energy Star LED Directional Lamp | Healthcare | Turnover | CheTgs508 | 1 | 0.8255 | 6711.4094 | 0 | GS | 5 | 1 | 1 | 1 | 1 | 1 | 1 | 1 | 1 | 1 | 1 | 1 | 1 | 402.6846 | 0 | 80.9981 | 0 | 0 | 0 | 1 | 0 | 0 | 1
508 | Lighting-Interior | LED | Energy Star LED Directional Lamp | Healthcare | New | CheNgs508 | 1 | 0.8255 | 6711.4094 | 0 | GS | 5 | 1 | 1 | 1 | 1 | 1 | 1 | 1 | 1 | 1 | 1 | 1 | 1 | 402.6846 | 0 | 80.9981 | 0 | 0 | 0 | 1 | 0 | 0 | 1
508 | Lighting-Interior | LED | Energy Star LED Directional Lamp | Hospitals | Turnover | ChoTgs508 | 1 | 0.77586 | 8620.6897 | 0 | GS | 5 | 1 | 1 | 1 | 1 | 1 | 1 | 1 | 1 | 1 | 1 | 1 | 1 | 517.2414 | 0 | 61.4808 | 0 | 0 | 0 | 1 | 0 | 0 | 1
508 | Lighting-Interior | LED | Energy Star LED Directional Lamp | Hospitals | New | ChoNgs508 | 1 | 0.77586 | 8620.6897 | 0 | GS | 5 | 1 | 1 | 1 | 1 | 1 | 1 | 1 | 1 | 1 | 1 | 1 | 1 | 517.2414 | 0 | 61.4808 | 0 | 0 | 0 | 1 | 0 | 0 | 1
508 | Lighting-Interior | LED | Energy Star LED Directional Lamp | Institutional | Turnover | CinTgs508 | 1 | 1.3619 | 9523.8095 | 0 | GS | 5 | 1 | 1 | 1 | 1 | 1 | 1 | 1 | 1 | 1 | 1 | 1 | 1 | 571.4286 | 0 | 112.0991 | 0 | 0 | 0 | 1 | 0 | 0 | 1
508 | Lighting-Interior | LED | Energy Star LED Directional Lamp | Institutional | New | CinNgs508 | 1 | 1.3619 | 9523.8095 | 0 | GS | 5 | 1 | 1 | 1 | 1 | 1 | 1 | 1 | 1 | 1 | 1 | 1 | 1 | 571.4286 | 0 | 112.0991 | 0 | 0 | 0 | 1 | 0 | 0 | 1
508 | Lighting-Interior | LED | Energy Star LED Directional Lamp | Lodging/Hospitality | Turnover | CloTgs508 | 1 | 1.4146 | 12195.122 | 0 | GS | 5 | 1 | 1 | 1 | 1 | 1 | 1 | 1 | 1 | 1 | 1 | 1 | 1 | 731.7073 | 0 | 102.9226 | 0 | 0 | 0 | 1 | 0 | 0 | 1
508 | Lighting-Interior | LED | Energy Star LED Directional Lamp | Lodging/Hospitality | New | CloNgs508 | 1 | 1.4146 | 12195.122 | 0 | GS | 5 | 1 | 1 | 1 | 1 | 1 | 1 | 1 | 1 | 1 | 1 | 1 | 1 | 731.7073 | 0 | 102.9226 | 0 | 0 | 0 | 1 | 0 | 0 | 1
508 | Lighting-Interior | LED | Energy Star LED Directional Lamp | Miscellaneous | Turnover | CmiTgs508 | 1 | 1.114 | 8771.9298 | 0 | GS | 5 | 1 | 1 | 1 | 1 | 1 | 1 | 1 | 1 | 1 | 1 | 1 | 1 | 526.3158 | 0 | 87.2829 | 0 | 0 | 0 | 1 | 0 | 0 | 1
508 | Lighting-Interior | LED | Energy Star LED Directional Lamp | Miscellaneous | New | CmiNgs508 | 1 | 1.114 | 8771.9298 | 0 | GS | 5 | 1 | 1 | 1 | 1 | 1 | 1 | 1 | 1 | 1 | 1 | 1 | 1 | 526.3158 | 0 | 87.2829 | 0 | 0 | 0 | 1 | 0 | 0 | 1
508 | Lighting-Interior | LED | Energy Star LED Directional Lamp | Offices | Turnover | CofTgs508 | 1 | 1.114 | 8771.9298 | 0 | GS | 5 | 1 | 1 | 1 | 1 | 1 | 1 | 1 | 1 | 1 | 1 | 1 | 1 | 526.3158 | 0 | 95.8434 | 0 | 0 | 0 | 1 | 0 | 0 | 1
508 | Lighting-Interior | LED | Energy Star LED Directional Lamp | Offices | New | CofNgs508 | 1 | 1.114 | 8771.9298 | 0 | GS | 5 | 1 | 1 | 1 | 1 | 1 | 1 | 1 | 1 | 1 | 1 | 1 | 1 | 526.3158 | 0 | 95.8434 | 0 | 0 | 0 | 1 | 0 | 0 | 1
508 | Lighting-Interior | LED | Energy Star LED Directional Lamp | Restaurants | Turnover | CreTgs508 | 1 | 0.58 | 6666.6667 | 0 | GS | 5 | 1 | 1 | 1 | 1 | 1 | 1 | 1 | 1 | 1 | 1 | 1 | 1 | 400 | 0 | 51.616 | 0 | 0 | 0 | 1 | 0 | 0 | 1
508 | Lighting-Interior | LED | Energy Star LED Directional Lamp | Restaurants | New | CreNgs508 | 1 | 0.58 | 6666.6667 | 0 | GS | 5 | 1 | 1 | 1 | 1 | 1 | 1 | 1 | 1 | 1 | 1 | 1 | 1 | 400 | 0 | 51.616 | 0 | 0 | 0 | 1 | 0 | 0 | 1
508 | Lighting-Interior | LED | Energy Star LED Directional Lamp | Retail | Turnover | CrtTgs508 | 1 | 0.46429 | 5952.381 | 0 | GS | 5 | 1 | 1 | 1 | 1 | 1 | 1 | 1 | 1 | 1 | 1 | 1 | 1 | 357.1429 | 0 | 66.3153 | 0 | 0 | 0 | 1 | 0 | 0 | 1
508 | Lighting-Interior | LED | Energy Star LED Directional Lamp | Retail | New | CrtNgs508 | 1 | 0.46429 | 5952.381 | 0 | GS | 5 | 1 | 1 | 1 | 1 | 1 | 1 | 1 | 1 | 1 | 1 | 1 | 1 | 357.1429 | 0 | 66.3153 | 0 | 0 | 0 | 1 | 0 | 0 | 1
508 | Lighting-Interior | LED | Energy Star LED Directional Lamp | Schools K-12 | Turnover | CscTgs508 | 1 | 1.1226 | 9433.9623 | 0 | GS | 5 | 1 | 1 | 1 | 1 | 1 | 1 | 1 | 1 | 1 | 1 | 1 | 1 | 566.0377 | 0 | 138.8308 | 0 | 0 | 0 | 1 | 0 | 0 | 1
508 | Lighting-Interior | LED | Energy Star LED Directional Lamp | Schools K-12 | New | CscNgs508 | 1 | 1.1226 | 9433.9623 | 0 | GS | 5 | 1 | 1 | 1 | 1 | 1 | 1 | 1 | 1 | 1 | 1 | 1 | 1 | 566.0377 | 0 | 138.8308 | 0 | 0 | 0 | 1 | 0 | 0 | 1
508 | Lighting-Interior | LED | Energy Star LED Directional Lamp | Warehouse | Turnover | CwaTgs508 | 1 | 0.71429 | 5952.381 | 0 | GS | 5 | 1 | 1 | 1 | 1 | 1 | 1 | 1 | 1 | 1 | 1 | 1 | 1 | 357.1429 | 0 | 66.6604 | 0 | 0 | 0 | 1 | 0 | 0 | 1
508 | Lighting-Interior | LED | Energy Star LED Directional Lamp | Warehouse | New | CwaNgs508 | 1 | 0.71429 | 5952.381 | 0 | GS | 5 | 1 | 1 | 1 | 1 | 1 | 1 | 1 | 1 | 1 | 1 | 1 | 1 | 357.1429 | 0 | 66.6604 | 0 | 0 | 0 | 1 | 0 | 0 | 1
509 | Lighting-Interior | LED | LED - 14W_CFL Baseline | Assembly | Turnover | CasTgs509 | 1 | 0.48503 | 5988.024 | 0 | GS | 10 | 0.57723 | 0.60437 | 0.83705 | 1.097 | 1.2026 | 1.2026 | 1.289 | 1.2891 | 1.2453 | 1.1192 | 0.77553 | 0.85362 | 359.2814 | 0 | 219.4432 | 0 | 0 | 0 | 1 | 0 | 0 | 1.0077
509 | Lighting-Interior | LED | LED - 14W_CFL Baseline | Assembly | New | CasNgs509 | 1 | 0.48503 | 5988.024 | 0 | GS | 10 | 0.57723 | 0.60437 | 0.83705 | 1.097 | 1.2026 | 1.2026 | 1.289 | 1.2891 | 1.2453 | 1.1192 | 0.77553 | 0.85362 | 359.2814 | 0 | 219.4432 | 0 | 0 | 0 | 1 | 0 | 0 | 1.0077
509 | Lighting-Interior | LED | LED - 14W_CFL Baseline | College and University | Turnover | CcoTgs509 | 1 | 0.77586 | 8620.6897 | 0 | GS | 10 | 0.57723 | 0.60437 | 0.83705 | 1.097 | 1.2026 | 1.2026 | 1.289 | 1.2891 | 1.2453 | 1.1192 | 0.77553 | 0.85362 | 517.2414 | 0 | 232.9916 | 0 | 0 | 0 | 1 | 0 | 0 | 1.0077
509 | Lighting-Interior | LED | LED - 14W_CFL Baseline | College and University | New | CcoNgs509 | 1 | 0.77586 | 8620.6897 | 0 | GS | 10 | 0.57723 | 0.60437 | 0.83705 | 1.097 | 1.2026 | 1.2026 | 1.289 | 1.2891 | 1.2453 | 1.1192 | 0.77553 | 0.85362 | 517.2414 | 0 | 232.9916 | 0 | 0 | 0 | 1 | 0 | 0 | 1.0077
509 | Lighting-Interior | LED | LED - 14W_CFL Baseline | Data Center | Turnover | CdaTgs509 | 1 | 1.114 | 8771.9298 | 0 | GS | 10 | 0.57723 | 0.60437 | 0.83705 | 1.097 | 1.2026 | 1.2026 | 1.289 | 1.2891 | 1.2453 | 1.1192 | 0.77553 | 0.85362 | 526.3158 | 0 | 226.9277 | 0 | 0 | 0 | 1 | 0 | 0 | 1.0077
509 | Lighting-Interior | LED | LED - 14W_CFL Baseline | Data Center | New | CdaNgs509 | 1 | 1.114 | 8771.9298 | 0 | GS | 10 | 0.57723 | 0.60437 | 0.83705 | 1.097 | 1.2026 | 1.2026 | 1.289 | 1.2891 | 1.2453 | 1.1192 | 0.77553 | 0.85362 | 526.3158 | 0 | 226.9277 | 0 | 0 | 0 | 1 | 0 | 0 | 1.0077
509 | Lighting-Interior | LED | LED - 14W_CFL Baseline | Grocery | Turnover | CgrTgs509 | 1 | 0.44706 | 5882.3529 | 0 | GS | 10 | 0.57723 | 0.60437 | 0.83705 | 1.097 | 1.2026 | 1.2026 | 1.289 | 1.2891 | 1.2453 | 1.1192 | 0.77553 | 0.85362 | 352.9412 | 0 | 82.4098 | 0 | 0 | 0 | 1 | 0 | 0 | 1.0077
509 | Lighting-Interior | LED | LED - 14W_CFL Baseline | Grocery | New | CgrNgs509 | 1 | 0.44706 | 5882.3529 | 0 | GS | 10 | 0.57723 | 0.60437 | 0.83705 | 1.097 | 1.2026 | 1.2026 | 1.289 | 1.2891 | 1.2453 | 1.1192 | 0.77553 | 0.85362 | 352.9412 | 0 | 82.4098 | 0 | 0 | 0 | 1 | 0 | 0 | 1.0077
509 | Lighting-Interior | LED | LED - 14W_CFL Baseline | Healthcare | Turnover | CheTgs509 | 1 | 0.8255 | 6711.4094 | 0 | GS | 10 | 0.57723 | 0.60437 | 0.83705 | 1.097 | 1.2026 | 1.2026 | 1.289 | 1.2891 | 1.2453 | 1.1192 | 0.77553 | 0.85362 | 402.6846 | 0 | 191.5658 | 0 | 0 | 0 | 1 | 0 | 0 | 1.0077
509 | Lighting-Interior | LED | LED - 14W_CFL Baseline | Healthcare | New | CheNgs509 | 1 | 0.8255 | 6711.4094 | 0 | GS | 10 | 0.57723 | 0.60437 | 0.83705 | 1.097 | 1.2026 | 1.2026 | 1.289 | 1.2891 | 1.2453 | 1.1192 | 0.77553 | 0.85362 | 402.6846 | 0 | 191.5658 | 0 | 0 | 0 | 1 | 0 | 0 | 1.0077
509 | Lighting-Interior | LED | LED - 14W_CFL Baseline | Hospitals | Turnover | ChoTgs509 | 1 | 0.77586 | 8620.6897 | 0 | GS | 10 | 0.57723 | 0.60437 | 0.83705 | 1.097 | 1.2026 | 1.2026 | 1.289 | 1.2891 | 1.2453 | 1.1192 | 0.77553 | 0.85362 | 517.2414 | 0 | 145.4334 | 0 | 0 | 0 | 1 | 0 | 0 | 1.0077
509 | Lighting-Interior | LED | LED - 14W_CFL Baseline | Hospitals | New | ChoNgs509 | 1 | 0.77586 | 8620.6897 | 0 | GS | 10 | 0.57723 | 0.60437 | 0.83705 | 1.097 | 1.2026 | 1.2026 | 1.289 | 1.2891 | 1.2453 | 1.1192 | 0.77553 | 0.85362 | 517.2414 | 0 | 145.4334 | 0 | 0 | 0 | 1 | 0 | 0 | 1.0077
509 | Lighting-Interior | LED | LED - 14W_CFL Baseline | Institutional | Turnover | CinTgs509 | 1 | 1.3619 | 9523.8095 | 0 | GS | 10 | 0.57723 | 0.60437 | 0.83705 | 1.097 | 1.2026 | 1.2026 | 1.289 | 1.2891 | 1.2453 | 1.1192 | 0.77553 | 0.85362 | 571.4286 | 0 | 265.1429 | 0 | 0 | 0 | 1 | 0 | 0 | 1.0077
509 | Lighting-Interior | LED | LED - 14W_CFL Baseline | Institutional | New | CinNgs509 | 1 | 1.3619 | 9523.8095 | 0 | GS | 10 | 0.57723 | 0.60437 | 0.83705 | 1.097 | 1.2026 | 1.2026 | 1.289 | 1.2891 | 1.2453 | 1.1192 | 0.77553 | 0.85362 | 571.4286 | 0 | 265.1429 | 0 | 0 | 0 | 1 | 0 | 0 | 1.0077
509 | Lighting-Interior | LED | LED - 14W_CFL Baseline | Lodging/Hospitality | Turnover | CloTgs509 | 1 | 1.4146 | 12195.122 | 0 | GS | 10 | 0.57723 | 0.60437 | 0.83705 | 1.097 | 1.2026 | 1.2026 | 1.289 | 1.2891 | 1.2453 | 1.1192 | 0.77553 | 0.85362 | 731.7073 | 0 | 243.4547 | 0 | 0 | 0 | 1 | 0 | 0 | 1.0077
509 | Lighting-Interior | LED | LED - 14W_CFL Baseline | Lodging/Hospitality | New | CloNgs509 | 1 | 1.4146 | 12195.122 | 0 | GS | 10 | 0.57723 | 0.60437 | 0.83705 | 1.097 | 1.2026 | 1.2026 | 1.289 | 1.2891 | 1.2453 | 1.1192 | 0.77553 | 0.85362 | 731.7073 | 0 | 243.4547 | 0 | 0 | 0 | 1 | 0 | 0 | 1.0077
509 | Lighting-Interior | LED | LED - 14W_CFL Baseline | Miscellaneous | Turnover | CmiTgs509 | 1 | 1.114 | 8771.9298 | 0 | GS | 10 | 0.57723 | 0.60437 | 0.83705 | 1.097 | 1.2026 | 1.2026 | 1.289 | 1.2891 | 1.2453 | 1.1192 | 0.77553 | 0.85362 | 526.3158 | 0 | 206.4821 | 0 | 0 | 0 | 1 | 0 | 0 | 1.0077
509 | Lighting-Interior | LED | LED - 14W_CFL Baseline | Miscellaneous | New | CmiNgs509 | 1 | 1.114 | 8771.9298 | 0 | GS | 10 | 0.57723 | 0.60437 | 0.83705 | 1.097 | 1.2026 | 1.2026 | 1.289 | 1.2891 | 1.2453 | 1.1192 | 0.77553 | 0.85362 | 526.3158 | 0 | 206.4821 | 0 | 0 | 0 | 1 | 0 | 0 | 1.0077
509 | Lighting-Interior | LED | LED - 14W_CFL Baseline | Offices | Turnover | CofTgs509 | 1 | 1.114 | 8771.9298 | 0 | GS | 10 | 0.57723 | 0.60437 | 0.83705 | 1.097 | 1.2026 | 1.2026 | 1.289 | 1.2891 | 1.2453 | 1.1192 | 0.77553 | 0.85362 | 526.3158 | 0 | 226.7255 | 0 | 0 | 0 | 1 | 0 | 0 | 1.0077
509 | Lighting-Interior | LED | LED - 14W_CFL Baseline | Offices | New | CofNgs509 | 1 | 1.114 | 8771.9298 | 0 | GS | 10 | 0.57723 | 0.60437 | 0.83705 | 1.097 | 1.2026 | 1.2026 | 1.289 | 1.2891 | 1.2453 | 1.1192 | 0.77553 | 0.85362 | 526.3158 | 0 | 226.7255 | 0 | 0 | 0 | 1 | 0 | 0 | 1.0077
509 | Lighting-Interior | LED | LED - 14W_CFL Baseline | Restaurants | Turnover | CreTgs509 | 1 | 0.58 | 6666.6667 | 0 | GS | 10 | 0.57723 | 0.60437 | 0.83705 | 1.097 | 1.2026 | 1.2026 | 1.289 | 1.2891 | 1.2453 | 1.1192 | 0.77553 | 0.85362 | 400 | 0 | 122.1053 | 0 | 0 | 0 | 1 | 0 | 0 | 1.0077
509 | Lighting-Interior | LED | LED - 14W_CFL Baseline | Restaurants | New | CreNgs509 | 1 | 0.58 | 6666.6667 | 0 | GS | 10 | 0.57723 | 0.60437 | 0.83705 | 1.097 | 1.2026 | 1.2026 | 1.289 | 1.2891 | 1.2453 | 1.1192 | 0.77553 | 0.85362 | 400 | 0 | 122.1053 | 0 | 0 | 0 | 1 | 0 | 0 | 1.0077
509 | Lighting-Interior | LED | LED - 14W_CFL Baseline | Retail | Turnover | CrtTgs509 | 1 | 0.46429 | 5952.381 | 0 | GS | 10 | 0.57723 | 0.60437 | 0.83705 | 1.097 | 1.2026 | 1.2026 | 1.289 | 1.2891 | 1.2453 | 1.1192 | 0.77553 | 0.85362 | 357.1429 | 0 | 156.8789 | 0 | 0 | 0 | 1 | 0 | 0 | 1.0077
509 | Lighting-Interior | LED | LED - 14W_CFL Baseline | Retail | New | CrtNgs509 | 1 | 0.46429 | 5952.381 | 0 | GS | 10 | 0.57723 | 0.60437 | 0.83705 | 1.097 | 1.2026 | 1.2026 | 1.289 | 1.2891 | 1.2453 | 1.1192 | 0.77553 | 0.85362 | 357.1429 | 0 | 156.8789 | 0 | 0 | 0 | 1 | 0 | 0 | 1.0077
509 | Lighting-Interior | LED | LED - 14W_CFL Baseline | Schools K-12 | Turnover | CscTgs509 | 1 | 1.1226 | 9433.9623 | 0 | GS | 10 | 0.57723 | 0.60437 | 0.83705 | 1.097 | 1.2026 | 1.2026 | 1.289 | 1.2891 | 1.2453 | 1.1192 | 0.77553 | 0.85362 | 566.0377 | 0 | 328.4333 | 0 | 0 | 0 | 1 | 0 | 0 | 1.0077
509 | Lighting-Interior | LED | LED - 14W_CFL Baseline | Schools K-12 | New | CscNgs509 | 1 | 1.1226 | 9433.9623 | 0 | GS | 10 | 0.57723 | 0.60437 | 0.83705 | 1.097 | 1.2026 | 1.2026 | 1.289 | 1.2891 | 1.2453 | 1.1192 | 0.77553 | 0.85362 | 566.0377 | 0 | 328.4333 | 0 | 0 | 0 | 1 | 0 | 0 | 1.0077
509 | Lighting-Interior | LED | LED - 14W_CFL Baseline | Warehouse | Turnover | CwaTgs509 | 1 | 0.71429 | 5952.381 | 0 | GS | 10 | 0.57723 | 0.60437 | 0.83705 | 1.097 | 1.2026 | 1.2026 | 1.289 | 1.2891 | 1.2453 | 1.1192 | 0.77553 | 0.85362 | 357.1429 | 0 | 157.691 | 0 | 0 | 0 | 1 | 0 | 0 | 1.0077
509 | Lighting-Interior | LED | LED - 14W_CFL Baseline | Warehouse | New | CwaNgs509 | 1 | 0.71429 | 5952.381 | 0 | GS | 10 | 0.57723 | 0.60437 | 0.83705 | 1.097 | 1.2026 | 1.2026 | 1.289 | 1.2891 | 1.2453 | 1.1192 | 0.77553 | 0.85362 | 357.1429 | 0 | 157.691 | 0 | 0 | 0 | 1 | 0 | 0 | 1.0077
510 | Lighting-Interior | LED | LED Display Lighting (Interior) | Assembly | Turnover | CasTgs510 | 1 | 0.48503 | 5988.024 | 0 | GS | 11 | 1 | 1 | 1 | 1 | 1 | 1 | 1 | 1 | 1 | 1 | 1 | 1 | 359.2814 | 0 | 8285.1734 | 0 | 0 | 0 | 1 | 0 | 0 | 1
510 | Lighting-Interior | LED | LED Display Lighting (Interior) | Assembly | New | CasNgs510 | 1 | 0.48503 | 5988.024 | 0 | GS | 11 | 1 | 1 | 1 | 1 | 1 | 1 | 1 | 1 | 1 | 1 | 1 | 1 | 359.2814 | 0 | 8285.1734 | 0 | 0 | 0 | 1 | 0 | 0 | 1
510 | Lighting-Interior | LED | LED Display Lighting (Interior) | College and University | Turnover | CcoTgs510 | 1 | 0.77586 | 8620.6897 | 0 | GS | 11 | 1 | 1 | 1 | 1 | 1 | 1 | 1 | 1 | 1 | 1 | 1 | 1 | 517.2414 | 0 | 8796.6221 | 0 | 0 | 0 | 1 | 0 | 0 | 1
510 | Lighting-Interior | LED | LED Display Lighting (Interior) | College and University | New | CcoNgs510 | 1 | 0.77586 | 8620.6897 | 0 | GS | 11 | 1 | 1 | 1 | 1 | 1 | 1 | 1 | 1 | 1 | 1 | 1 | 1 | 517.2414 | 0 | 8796.6221 | 0 | 0 | 0 | 1 | 0 | 0 | 1
510 | Lighting-Interior | LED | LED Display Lighting (Interior) | Data Center | Turnover | CdaTgs510 | 1 | 1.114 | 8771.9298 | 0 | GS | 11 | 1 | 1 | 1 | 1 | 1 | 1 | 1 | 1 | 1 | 1 | 1 | 1 | 526.3158 | 0 | 8567.7131 | 0 | 0 | 0 | 1 | 0 | 0 | 1
510 | Lighting-Interior | LED | LED Display Lighting (Interior) | Data Center | New | CdaNgs510 | 1 | 1.114 | 8771.9298 | 0 | GS | 11 | 1 | 1 | 1 | 1 | 1 | 1 | 1 | 1 | 1 | 1 | 1 | 1 | 526.3158 | 0 | 8567.7131 | 0 | 0 | 0 | 1 | 0 | 0 | 1
510 | Lighting-Interior | LED | LED Display Lighting (Interior) | Grocery | Turnover | CgrTgs510 | 1 | 0.44706 | 5882.3529 | 0 | GS | 11 | 1 | 1 | 1 | 1 | 1 | 1 | 1 | 1 | 1 | 1 | 1 | 1 | 352.9412 | 0 | 3111.6795 | 0 | 0 | 0 | 1 | 0 | 0 | 1
510 | Lighting-Interior | LED | LED Display Lighting (Interior) | Grocery | New | CgrNgs510 | 1 | 0.44706 | 5882.3529 | 0 | GS | 11 | 1 | 1 | 1 | 1 | 1 | 1 | 1 | 1 | 1 | 1 | 1 | 1 | 352.9412 | 0 | 3111.6795 | 0 | 0 | 0 | 1 | 0 | 0 | 1
510 | Lighting-Interior | LED | LED Display Lighting (Interior) | Healthcare | Turnover | CheTgs510 | 1 | 0.8255 | 6711.4094 | 0 | GS | 11 | 1 | 1 | 1 | 1 | 1 | 1 | 1 | 1 | 1 | 1 | 1 | 1 | 402.6846 | 0 | 7234.6853 | 0 | 0 | 0 | 1 | 0 | 0 | 1
510 | Lighting-Interior | LED | LED Display Lighting (Interior) | Healthcare | New | CheNgs510 | 1 | 0.8255 | 6711.4094 | 0 | GS | 11 | 1 | 1 | 1 | 1 | 1 | 1 | 1 | 1 | 1 | 1 | 1 | 1 | 402.6846 | 0 | 7234.6853 | 0 | 0 | 0 | 1 | 0 | 0 | 1
510 | Lighting-Interior | LED | LED Display Lighting (Interior) | Hospitals | Turnover | ChoTgs510 | 1 | 0.77586 | 8620.6897 | 0 | GS | 11 | 1 | 1 | 1 | 1 | 1 | 1 | 1 | 1 | 1 | 1 | 1 | 1 | 517.2414 | 0 | 5491.3643 | 0 | 0 | 0 | 1 | 0 | 0 | 1
510 | Lighting-Interior | LED | LED Display Lighting (Interior) | Hospitals | New | ChoNgs510 | 1 | 0.77586 | 8620.6897 | 0 | GS | 11 | 1 | 1 | 1 | 1 | 1 | 1 | 1 | 1 | 1 | 1 | 1 | 1 | 517.2414 | 0 | 5491.3643 | 0 | 0 | 0 | 1 | 0 | 0 | 1
510 | Lighting-Interior | LED | LED Display Lighting (Interior) | Institutional | Turnover | CinTgs510 | 1 | 1.3619 | 9523.8095 | 0 | GS | 11 | 1 | 1 | 1 | 1 | 1 | 1 | 1 | 1 | 1 | 1 | 1 | 1 | 571.4286 | 0 | 10012.0693 | 0 | 0 | 0 | 1 | 0 | 0 | 1
510 | Lighting-Interior | LED | LED Display Lighting (Interior) | Institutional | New | CinNgs510 | 1 | 1.3619 | 9523.8095 | 0 | GS | 11 | 1 | 1 | 1 | 1 | 1 | 1 | 1 | 1 | 1 | 1 | 1 | 1 | 571.4286 | 0 | 10012.0693 | 0 | 0 | 0 | 1 | 0 | 0 | 1
510 | Lighting-Interior | LED | LED Display Lighting (Interior) | Lodging/Hospitality | Turnover | CloTgs510 | 1 | 1.4146 | 12195.122 | 0 | GS | 11 | 1 | 1 | 1 | 1 | 1 | 1 | 1 | 1 | 1 | 1 | 1 | 1 | 731.7073 | 0 | 9192.9358 | 0 | 0 | 0 | 1 | 0 | 0 | 1
510 | Lighting-Interior | LED | LED Display Lighting (Interior) | Lodging/Hospitality | New | CloNgs510 | 1 | 1.4146 | 12195.122 | 0 | GS | 11 | 1 | 1 | 1 | 1 | 1 | 1 | 1 | 1 | 1 | 1 | 1 | 1 | 731.7073 | 0 | 9192.9358 | 0 | 0 | 0 | 1 | 0 | 0 | 1
510 | Lighting-Interior | LED | LED Display Lighting (Interior) | Miscellaneous | Turnover | CmiTgs510 | 1 | 1.114 | 8771.9298 | 0 | GS | 11 | 1 | 1 | 1 | 1 | 1 | 1 | 1 | 1 | 1 | 1 | 1 | 1 | 526.3158 | 0 | 7795.8471 | 0 | 0 | 0 | 1 | 0 | 0 | 1
510 | Lighting-Interior | LED | LED Display Lighting (Interior) | Miscellaneous | New | CmiNgs510 | 1 | 1.114 | 8771.9298 | 0 | GS | 11 | 1 | 1 | 1 | 1 | 1 | 1 | 1 | 1 | 1 | 1 | 1 | 1 | 526.3158 | 0 | 7795.8471 | 0 | 0 | 0 | 1 | 0 | 0 | 1
510 | Lighting-Interior | LED | LED Display Lighting (Interior) | Offices | Turnover | CofTgs510 | 1 | 1.114 | 8771.9298 | 0 | GS | 11 | 1 | 1 | 1 | 1 | 1 | 1 | 1 | 1 | 1 | 1 | 1 | 1 | 526.3158 | 0 | 8560.8406 | 0 | 0 | 0 | 1 | 0 | 0 | 1
510 | Lighting-Interior | LED | LED Display Lighting (Interior) | Offices | New | CofNgs510 | 1 | 1.114 | 8771.9298 | 0 | GS | 11 | 1 | 1 | 1 | 1 | 1 | 1 | 1 | 1 | 1 | 1 | 1 | 1 | 526.3158 | 0 | 8560.8406 | 0 | 0 | 0 | 1 | 0 | 0 | 1
510 | Lighting-Interior | LED | LED Display Lighting (Interior) | Restaurants | Turnover | CreTgs510 | 1 | 0.58 | 6666.6667 | 0 | GS | 11 | 1 | 1 | 1 | 1 | 1 | 1 | 1 | 1 | 1 | 1 | 1 | 1 | 400 | 0 | 4610.3322 | 0 | 0 | 0 | 1 | 0 | 0 | 1
510 | Lighting-Interior | LED | LED Display Lighting (Interior) | Restaurants | New | CreNgs510 | 1 | 0.58 | 6666.6667 | 0 | GS | 11 | 1 | 1 | 1 | 1 | 1 | 1 | 1 | 1 | 1 | 1 | 1 | 1 | 400 | 0 | 4610.3322 | 0 | 0 | 0 | 1 | 0 | 0 | 1
510 | Lighting-Interior | LED | LED Display Lighting (Interior) | Retail | Turnover | CrtTgs510 | 1 | 0.46429 | 5952.381 | 0 | GS | 11 | 1 | 1 | 1 | 1 | 1 | 1 | 1 | 1 | 1 | 1 | 1 | 1 | 357.1429 | 0 | 5923.1708 | 0 | 0 | 0 | 1 | 0 | 0 | 1
510 | Lighting-Interior | LED | LED Display Lighting (Interior) | Retail | New | CrtNgs510 | 1 | 0.46429 | 5952.381 | 0 | GS | 11 | 1 | 1 | 1 | 1 | 1 | 1 | 1 | 1 | 1 | 1 | 1 | 1 | 357.1429 | 0 | 5923.1708 | 0 | 0 | 0 | 1 | 0 | 0 | 1
510 | Lighting-Interior | LED | LED Display Lighting (Interior) | Schools K-12 | Turnover | CscTgs510 | 1 | 1.1226 | 9433.9623 | 0 | GS | 11 | 1 | 1 | 1 | 1 | 1 | 1 | 1 | 1 | 1 | 1 | 1 | 1 | 566.0377 | 0 | 12399.6983 | 0 | 0 | 0 | 1 | 0 | 0 | 1
510 | Lighting-Interior | LED | LED Display Lighting (Interior) | Schools K-12 | New | CscNgs510 | 1 | 1.1226 | 9433.9623 | 0 | GS | 11 | 1 | 1 | 1 | 1 | 1 | 1 | 1 | 1 | 1 | 1 | 1 | 1 | 566.0377 | 0 | 12399.6983 | 0 | 0 | 0 | 1 | 0 | 0 | 1
510 | Lighting-Interior | LED | LED Display Lighting (Interior) | Warehouse | Turnover | CwaTgs510 | 1 | 0.71429 | 5952.381 | 0 | GS | 11 | 1 | 1 | 1 | 1 | 1 | 1 | 1 | 1 | 1 | 1 | 1 | 1 | 357.1429 | 0 | 5954.0122 | 0 | 0 | 0 | 1 | 0 | 0 | 1
510 | Lighting-Interior | LED | LED Display Lighting (Interior) | Warehouse | New | CwaNgs510 | 1 | 0.71429 | 5952.381 | 0 | GS | 11 | 1 | 1 | 1 | 1 | 1 | 1 | 1 | 1 | 1 | 1 | 1 | 1 | 357.1429 | 0 | 5954.0122 | 0 | 0 | 0 | 1 | 0 | 0 | 1
511 | Lighting-Interior | LED | LED Exit Sign | Assembly | Turnover | CasTgs511 | 1 | 0.48503 | 5988.024 | 0 | GS | 15 | 1 | 1 | 1 | 1 | 1 | 1 | 1 | 1 | 1 | 1 | 1 | 1 | 359.2814 | 0 | 5714.5982 | 0 | 0 | 0 | 1 | 0 | 0 | 1
511 | Lighting-Interior | LED | LED Exit Sign | Assembly | New | CasNgs511 | 1 | 0.48503 | 5988.024 | 0 | GS | 15 | 1 | 1 | 1 | 1 | 1 | 1 | 1 | 1 | 1 | 1 | 1 | 1 | 359.2814 | 0 | 5714.5982 | 0 | 0 | 0 | 1 | 0 | 0 | 1
511 | Lighting-Interior | LED | LED Exit Sign | College and University | Turnover | CcoTgs511 | 1 | 0.77586 | 8620.6897 | 0 | GS | 15 | 1 | 1 | 1 | 1 | 1 | 1 | 1 | 1 | 1 | 1 | 1 | 1 | 517.2414 | 0 | 8227.0509 | 0 | 0 | 0 | 1 | 0 | 0 | 1
511 | Lighting-Interior | LED | LED Exit Sign | College and University | New | CcoNgs511 | 1 | 0.77586 | 8620.6897 | 0 | GS | 15 | 1 | 1 | 1 | 1 | 1 | 1 | 1 | 1 | 1 | 1 | 1 | 1 | 517.2414 | 0 | 8227.0509 | 0 | 0 | 0 | 1 | 0 | 0 | 1
511 | Lighting-Interior | LED | LED Exit Sign | Data Center | Turnover | CdaTgs511 | 1 | 1.114 | 8771.9298 | 0 | GS | 15 | 1 | 1 | 1 | 1 | 1 | 1 | 1 | 1 | 1 | 1 | 1 | 1 | 526.3158 | 0 | 8371.3851 | 0 | 0 | 0 | 1 | 0 | 0 | 1
511 | Lighting-Interior | LED | LED Exit Sign | Data Center | New | CdaNgs511 | 1 | 1.114 | 8771.9298 | 0 | GS | 15 | 1 | 1 | 1 | 1 | 1 | 1 | 1 | 1 | 1 | 1 | 1 | 1 | 526.3158 | 0 | 8371.3851 | 0 | 0 | 0 | 1 | 0 | 0 | 1
511 | Lighting-Interior | LED | LED Exit Sign | Grocery | Turnover | CgrTgs511 | 1 | 0.44706 | 5882.3529 | 0 | GS | 15 | 1 | 1 | 1 | 1 | 1 | 1 | 1 | 1 | 1 | 1 | 1 | 1 | 352.9412 | 0 | 5613.7524 | 0 | 0 | 0 | 1 | 0 | 0 | 1
511 | Lighting-Interior | LED | LED Exit Sign | Grocery | New | CgrNgs511 | 1 | 0.44706 | 5882.3529 | 0 | GS | 15 | 1 | 1 | 1 | 1 | 1 | 1 | 1 | 1 | 1 | 1 | 1 | 1 | 352.9412 | 0 | 5613.7524 | 0 | 0 | 0 | 1 | 0 | 0 | 1
511 | Lighting-Interior | LED | LED Exit Sign | Healthcare | Turnover | CheTgs511 | 1 | 0.8255 | 6711.4094 | 0 | GS | 15 | 1 | 1 | 1 | 1 | 1 | 1 | 1 | 1 | 1 | 1 | 1 | 1 | 402.6846 | 0 | 6404.9523 | 0 | 0 | 0 | 1 | 0 | 0 | 1
511 | Lighting-Interior | LED | LED Exit Sign | Healthcare | New | CheNgs511 | 1 | 0.8255 | 6711.4094 | 0 | GS | 15 | 1 | 1 | 1 | 1 | 1 | 1 | 1 | 1 | 1 | 1 | 1 | 1 | 402.6846 | 0 | 6404.9523 | 0 | 0 | 0 | 1 | 0 | 0 | 1
511 | Lighting-Interior | LED | LED Exit Sign | Hospitals | Turnover | ChoTgs511 | 1 | 0.77586 | 8620.6897 | 0 | GS | 15 | 1 | 1 | 1 | 1 | 1 | 1 | 1 | 1 | 1 | 1 | 1 | 1 | 517.2414 | 0 | 8227.0509 | 0 | 0 | 0 | 1 | 0 | 0 | 1
511 | Lighting-Interior | LED | LED Exit Sign | Hospitals | New | ChoNgs511 | 1 | 0.77586 | 8620.6897 | 0 | GS | 15 | 1 | 1 | 1 | 1 | 1 | 1 | 1 | 1 | 1 | 1 | 1 | 1 | 517.2414 | 0 | 8227.0509 | 0 | 0 | 0 | 1 | 0 | 0 | 1
511 | Lighting-Interior | LED | LED Exit Sign | Institutional | Turnover | CinTgs511 | 1 | 1.3619 | 9523.8095 | 0 | GS | 15 | 1 | 1 | 1 | 1 | 1 | 1 | 1 | 1 | 1 | 1 | 1 | 1 | 571.4286 | 0 | 9088.9324 | 0 | 0 | 0 | 1 | 0 | 0 | 1
511 | Lighting-Interior | LED | LED Exit Sign | Institutional | New | CinNgs511 | 1 | 1.3619 | 9523.8095 | 0 | GS | 15 | 1 | 1 | 1 | 1 | 1 | 1 | 1 | 1 | 1 | 1 | 1 | 1 | 571.4286 | 0 | 9088.9324 | 0 | 0 | 0 | 1 | 0 | 0 | 1
511 | Lighting-Interior | LED | LED Exit Sign | Lodging/Hospitality | Turnover | CloTgs511 | 1 | 1.4146 | 12195.122 | 0 | GS | 15 | 1 | 1 | 1 | 1 | 1 | 1 | 1 | 1 | 1 | 1 | 1 | 1 | 731.7073 | 0 | 11638.2671 | 0 | 0 | 0 | 1 | 0 | 0 | 1
511 | Lighting-Interior | LED | LED Exit Sign | Lodging/Hospitality | New | CloNgs511 | 1 | 1.4146 | 12195.122 | 0 | GS | 15 | 1 | 1 | 1 | 1 | 1 | 1 | 1 | 1 | 1 | 1 | 1 | 1 | 731.7073 | 0 | 11638.2671 | 0 | 0 | 0 | 1 | 0 | 0 | 1
511 | Lighting-Interior | LED | LED Exit Sign | Miscellaneous | Turnover | CmiTgs511 | 1 | 1.114 | 8771.9298 | 0 | GS | 15 | 1 | 1 | 1 | 1 | 1 | 1 | 1 | 1 | 1 | 1 | 1 | 1 | 526.3158 | 0 | 8371.3851 | 0 | 0 | 0 | 1 | 0 | 0 | 1
511 | Lighting-Interior | LED | LED Exit Sign | Miscellaneous | New | CmiNgs511 | 1 | 1.114 | 8771.9298 | 0 | GS | 15 | 1 | 1 | 1 | 1 | 1 | 1 | 1 | 1 | 1 | 1 | 1 | 1 | 526.3158 | 0 | 8371.3851 | 0 | 0 | 0 | 1 | 0 | 0 | 1
511 | Lighting-Interior | LED | LED Exit Sign | Offices | Turnover | CofTgs511 | 1 | 1.114 | 8771.9298 | 0 | GS | 15 | 1 | 1 | 1 | 1 | 1 | 1 | 1 | 1 | 1 | 1 | 1 | 1 | 526.3158 | 0 | 8371.3851 | 0 | 0 | 0 | 1 | 0 | 0 | 1
511 | Lighting-Interior | LED | LED Exit Sign | Offices | New | CofNgs511 | 1 | 1.114 | 8771.9298 | 0 | GS | 15 | 1 | 1 | 1 | 1 | 1 | 1 | 1 | 1 | 1 | 1 | 1 | 1 | 526.3158 | 0 | 8371.3851 | 0 | 0 | 0 | 1 | 0 | 0 | 1
511 | Lighting-Interior | LED | LED Exit Sign | Restaurants | Turnover | CreTgs511 | 1 | 0.58 | 6666.6667 | 0 | GS | 15 | 1 | 1 | 1 | 1 | 1 | 1 | 1 | 1 | 1 | 1 | 1 | 1 | 400 | 0 | 6362.2527 | 0 | 0 | 0 | 1 | 0 | 0 | 1
511 | Lighting-Interior | LED | LED Exit Sign | Restaurants | New | CreNgs511 | 1 | 0.58 | 6666.6667 | 0 | GS | 15 | 1 | 1 | 1 | 1 | 1 | 1 | 1 | 1 | 1 | 1 | 1 | 1 | 400 | 0 | 6362.2527 | 0 | 0 | 0 | 1 | 0 | 0 | 1
511 | Lighting-Interior | LED | LED Exit Sign | Retail | Turnover | CrtTgs511 | 1 | 0.46429 | 5952.381 | 0 | GS | 15 | 1 | 1 | 1 | 1 | 1 | 1 | 1 | 1 | 1 | 1 | 1 | 1 | 357.1429 | 0 | 5680.5827 | 0 | 0 | 0 | 1 | 0 | 0 | 1
511 | Lighting-Interior | LED | LED Exit Sign | Retail | New | CrtNgs511 | 1 | 0.46429 | 5952.381 | 0 | GS | 15 | 1 | 1 | 1 | 1 | 1 | 1 | 1 | 1 | 1 | 1 | 1 | 1 | 357.1429 | 0 | 5680.5827 | 0 | 0 | 0 | 1 | 0 | 0 | 1
511 | Lighting-Interior | LED | LED Exit Sign | Schools K-12 | Turnover | CscTgs511 | 1 | 1.1226 | 9433.9623 | 0 | GS | 15 | 1 | 1 | 1 | 1 | 1 | 1 | 1 | 1 | 1 | 1 | 1 | 1 | 566.0377 | 0 | 9003.1877 | 0 | 0 | 0 | 1 | 0 | 0 | 1
511 | Lighting-Interior | LED | LED Exit Sign | Schools K-12 | New | CscNgs511 | 1 | 1.1226 | 9433.9623 | 0 | GS | 15 | 1 | 1 | 1 | 1 | 1 | 1 | 1 | 1 | 1 | 1 | 1 | 1 | 566.0377 | 0 | 9003.1877 | 0 | 0 | 0 | 1 | 0 | 0 | 1
511 | Lighting-Interior | LED | LED Exit Sign | Warehouse | Turnover | CwaTgs511 | 1 | 0.71429 | 5952.381 | 0 | GS | 15 | 1 | 1 | 1 | 1 | 1 | 1 | 1 | 1 | 1 | 1 | 1 | 1 | 357.1429 | 0 | 5680.5827 | 0 | 0 | 0 | 1 | 0 | 0 | 1
511 | Lighting-Interior | LED | LED Exit Sign | Warehouse | New | CwaNgs511 | 1 | 0.71429 | 5952.381 | 0 | GS | 15 | 1 | 1 | 1 | 1 | 1 | 1 | 1 | 1 | 1 | 1 | 1 | 1 | 357.1429 | 0 | 5680.5827 | 0 | 0 | 0 | 1 | 0 | 0 | 1
512 | Lighting-Interior | LED | LED High Bay_HID Baseline | Assembly | Turnover | CasTgs512 | 1 | 0.48503 | 5988.024 | 0 | GS | 15 | 0.57723 | 0.60437 | 0.83705 | 1.097 | 1.2026 | 1.2026 | 1.289 | 1.2891 | 1.2453 | 1.1192 | 0.77553 | 0.85362 | 359.2814 | 0 | 1574.8697 | 0 | 0 | 0 | 1 | 0 | 0 | 1.0077
512 | Lighting-Interior | LED | LED High Bay_HID Baseline | Assembly | New | CasNgs512 | 1 | 0.48503 | 5988.024 | 0 | GS | 15 | 0.57723 | 0.60437 | 0.83705 | 1.097 | 1.2026 | 1.2026 | 1.289 | 1.2891 | 1.2453 | 1.1192 | 0.77553 | 0.85362 | 359.2814 | 0 | 1574.8697 | 0 | 0 | 0 | 1 | 0 | 0 | 1.0077
512 | Lighting-Interior | LED | LED High Bay_HID Baseline | College and University | Turnover | CcoTgs512 | 1 | 0.77586 | 8620.6897 | 0 | GS | 15 | 0.57723 | 0.60437 | 0.83705 | 1.097 | 1.2026 | 1.2026 | 1.289 | 1.2891 | 1.2453 | 1.1192 | 0.77553 | 0.85362 | 517.2414 | 0 | 1672.0702 | 0 | 0 | 0 | 1 | 0 | 0 | 1.0077
512 | Lighting-Interior | LED | LED High Bay_HID Baseline | College and University | New | CcoNgs512 | 1 | 0.77586 | 8620.6897 | 0 | GS | 15 | 0.57723 | 0.60437 | 0.83705 | 1.097 | 1.2026 | 1.2026 | 1.289 | 1.2891 | 1.2453 | 1.1192 | 0.77553 | 0.85362 | 517.2414 | 0 | 1672.0702 | 0 | 0 | 0 | 1 | 0 | 0 | 1.0077
512 | Lighting-Interior | LED | LED High Bay_HID Baseline | Data Center | Turnover | CdaTgs512 | 1 | 1.114 | 8771.9298 | 0 | GS | 15 | 0.57723 | 0.60437 | 0.83705 | 1.097 | 1.2026 | 1.2026 | 1.289 | 1.2891 | 1.2453 | 1.1192 | 0.77553 | 0.85362 | 526.3158 | 0 | 1628.5593 | 0 | 0 | 0 | 1 | 0 | 0 | 1.0077
512 | Lighting-Interior | LED | LED High Bay_HID Baseline | Data Center | New | CdaNgs512 | 1 | 1.114 | 8771.9298 | 0 | GS | 15 | 0.57723 | 0.60437 | 0.83705 | 1.097 | 1.2026 | 1.2026 | 1.289 | 1.2891 | 1.2453 | 1.1192 | 0.77553 | 0.85362 | 526.3158 | 0 | 1628.5593 | 0 | 0 | 0 | 1 | 0 | 0 | 1.0077
512 | Lighting-Interior | LED | LED High Bay_HID Baseline | Grocery | Turnover | CgrTgs512 | 1 | 0.44706 | 5882.3529 | 0 | GS | 15 | 0.57723 | 0.60437 | 0.83705 | 1.097 | 1.2026 | 1.2026 | 1.289 | 1.2891 | 1.2453 | 1.1192 | 0.77553 | 0.85362 | 352.9412 | 0 | 591.4735 | 0 | 0 | 0 | 1 | 0 | 0 | 1.0077
512 | Lighting-Interior | LED | LED High Bay_HID Baseline | Grocery | New | CgrNgs512 | 1 | 0.44706 | 5882.3529 | 0 | GS | 15 | 0.57723 | 0.60437 | 0.83705 | 1.097 | 1.2026 | 1.2026 | 1.289 | 1.2891 | 1.2453 | 1.1192 | 0.77553 | 0.85362 | 352.9412 | 0 | 591.4735 | 0 | 0 | 0 | 1 | 0 | 0 | 1.0077
512 | Lighting-Interior | LED | LED High Bay_HID Baseline | Healthcare | Turnover | CheTgs512 | 1 | 0.8255 | 6711.4094 | 0 | GS | 15 | 0.57723 | 0.60437 | 0.83705 | 1.097 | 1.2026 | 1.2026 | 1.289 | 1.2891 | 1.2453 | 1.1192 | 0.77553 | 0.85362 | 402.6846 | 0 | 1375.1786 | 0 | 0 | 0 | 1 | 0 | 0 | 1.0077
512 | Lighting-Interior | LED | LED High Bay_HID Baseline | Healthcare | New | CheNgs512 | 1 | 0.8255 | 6711.4094 | 0 | GS | 15 | 0.57723 | 0.60437 | 0.83705 | 1.097 | 1.2026 | 1.2026 | 1.289 | 1.2891 | 1.2453 | 1.1192 | 0.77553 | 0.85362 | 402.6846 | 0 | 1375.1786 | 0 | 0 | 0 | 1 | 0 | 0 | 1.0077
512 | Lighting-Interior | LED | LED High Bay_HID Baseline | Hospitals | Turnover | ChoTgs512 | 1 | 0.77586 | 8620.6897 | 0 | GS | 15 | 0.57723 | 0.60437 | 0.83705 | 1.097 | 1.2026 | 1.2026 | 1.289 | 1.2891 | 1.2453 | 1.1192 | 0.77553 | 0.85362 | 517.2414 | 0 | 1043.8082 | 0 | 0 | 0 | 1 | 0 | 0 | 1.0077
512 | Lighting-Interior | LED | LED High Bay_HID Baseline | Hospitals | New | ChoNgs512 | 1 | 0.77586 | 8620.6897 | 0 | GS | 15 | 0.57723 | 0.60437 | 0.83705 | 1.097 | 1.2026 | 1.2026 | 1.289 | 1.2891 | 1.2453 | 1.1192 | 0.77553 | 0.85362 | 517.2414 | 0 | 1043.8082 | 0 | 0 | 0 | 1 | 0 | 0 | 1.0077
512 | Lighting-Interior | LED | LED High Bay_HID Baseline | Institutional | Turnover | CinTgs512 | 1 | 1.3619 | 9523.8095 | 0 | GS | 15 | 0.57723 | 0.60437 | 0.83705 | 1.097 | 1.2026 | 1.2026 | 1.289 | 1.2891 | 1.2453 | 1.1192 | 0.77553 | 0.85362 | 571.4286 | 0 | 1903.1033 | 0 | 0 | 0 | 1 | 0 | 0 | 1.0077
512 | Lighting-Interior | LED | LED High Bay_HID Baseline | Institutional | New | CinNgs512 | 1 | 1.3619 | 9523.8095 | 0 | GS | 15 | 0.57723 | 0.60437 | 0.83705 | 1.097 | 1.2026 | 1.2026 | 1.289 | 1.2891 | 1.2453 | 1.1192 | 0.77553 | 0.85362 | 571.4286 | 0 | 1903.1033 | 0 | 0 | 0 | 1 | 0 | 0 | 1.0077
512 | Lighting-Interior | LED | LED High Bay_HID Baseline | Lodging/Hospitality | Turnover | CloTgs512 | 1 | 1.4146 | 12195.122 | 0 | GS | 15 | 0.57723 | 0.60437 | 0.83705 | 1.097 | 1.2026 | 1.2026 | 1.289 | 1.2891 | 1.2453 | 1.1192 | 0.77553 | 0.85362 | 731.7073 | 0 | 1747.4039 | 0 | 0 | 0 | 1 | 0 | 0 | 1.0077
512 | Lighting-Interior | LED | LED High Bay_HID Baseline | Lodging/Hospitality | New | CloNgs512 | 1 | 1.4146 | 12195.122 | 0 | GS | 15 | 0.57723 | 0.60437 | 0.83705 | 1.097 | 1.2026 | 1.2026 | 1.289 | 1.2891 | 1.2453 | 1.1192 | 0.77553 | 0.85362 | 731.7073 | 0 | 1747.4039 | 0 | 0 | 0 | 1 | 0 | 0 | 1.0077
512 | Lighting-Interior | LED | LED High Bay_HID Baseline | Miscellaneous | Turnover | CmiTgs512 | 1 | 1.114 | 8771.9298 | 0 | GS | 15 | 0.57723 | 0.60437 | 0.83705 | 1.097 | 1.2026 | 1.2026 | 1.289 | 1.2891 | 1.2453 | 1.1192 | 0.77553 | 0.85362 | 526.3158 | 0 | 1481.8428 | 0 | 0 | 0 | 1 | 0 | 0 | 1.0077
512 | Lighting-Interior | LED | LED High Bay_HID Baseline | Miscellaneous | New | CmiNgs512 | 1 | 1.114 | 8771.9298 | 0 | GS | 15 | 0.57723 | 0.60437 | 0.83705 | 1.097 | 1.2026 | 1.2026 | 1.289 | 1.2891 | 1.2453 | 1.1192 | 0.77553 | 0.85362 | 526.3158 | 0 | 1481.8428 | 0 | 0 | 0 | 1 | 0 | 0 | 1.0077
512 | Lighting-Interior | LED | LED High Bay_HID Baseline | Offices | Turnover | CofTgs512 | 1 | 1.114 | 8771.9298 | 0 | GS | 15 | 0.57723 | 0.60437 | 0.83705 | 1.097 | 1.2026 | 1.2026 | 1.289 | 1.2891 | 1.2453 | 1.1192 | 0.77553 | 0.85362 | 526.3158 | 0 | 1627.2597 | 0 | 0 | 0 | 1 | 0 | 0 | 1.0077
512 | Lighting-Interior | LED | LED High Bay_HID Baseline | Offices | New | CofNgs512 | 1 | 1.114 | 8771.9298 | 0 | GS | 15 | 0.57723 | 0.60437 | 0.83705 | 1.097 | 1.2026 | 1.2026 | 1.289 | 1.2891 | 1.2453 | 1.1192 | 0.77553 | 0.85362 | 526.3158 | 0 | 1627.2597 | 0 | 0 | 0 | 1 | 0 | 0 | 1.0077
512 | Lighting-Interior | LED | LED High Bay_HID Baseline | Restaurants | Turnover | CreTgs512 | 1 | 0.58 | 6666.6667 | 0 | GS | 15 | 0.57723 | 0.60437 | 0.83705 | 1.097 | 1.2026 | 1.2026 | 1.289 | 1.2891 | 1.2453 | 1.1192 | 0.77553 | 0.85362 | 400 | 0 | 876.3427 | 0 | 0 | 0 | 1 | 0 | 0 | 1.0077
512 | Lighting-Interior | LED | LED High Bay_HID Baseline | Restaurants | New | CreNgs512 | 1 | 0.58 | 6666.6667 | 0 | GS | 15 | 0.57723 | 0.60437 | 0.83705 | 1.097 | 1.2026 | 1.2026 | 1.289 | 1.2891 | 1.2453 | 1.1192 | 0.77553 | 0.85362 | 400 | 0 | 876.3427 | 0 | 0 | 0 | 1 | 0 | 0 | 1.0077
512 | Lighting-Interior | LED | LED High Bay_HID Baseline | Retail | Turnover | CrtTgs512 | 1 | 0.46429 | 5952.381 | 0 | GS | 15 | 0.57723 | 0.60437 | 0.83705 | 1.097 | 1.2026 | 1.2026 | 1.289 | 1.2891 | 1.2453 | 1.1192 | 0.77553 | 0.85362 | 357.1429 | 0 | 1125.8915 | 0 | 0 | 0 | 1 | 0 | 0 | 1.0077
512 | Lighting-Interior | LED | LED High Bay_HID Baseline | Retail | New | CrtNgs512 | 1 | 0.46429 | 5952.381 | 0 | GS | 15 | 0.57723 | 0.60437 | 0.83705 | 1.097 | 1.2026 | 1.2026 | 1.289 | 1.2891 | 1.2453 | 1.1192 | 0.77553 | 0.85362 | 357.1429 | 0 | 1125.8915 | 0 | 0 | 0 | 1 | 0 | 0 | 1.0077
512 | Lighting-Interior | LED | LED High Bay_HID Baseline | Schools K-12 | Turnover | CscTgs512 | 1 | 1.1226 | 9433.9623 | 0 | GS | 15 | 0.57723 | 0.60437 | 0.83705 | 1.097 | 1.2026 | 1.2026 | 1.289 | 1.2891 | 1.2453 | 1.1192 | 0.77553 | 0.85362 | 566.0377 | 0 | 2356.9434 | 0 | 0 | 0 | 1 | 0 | 0 | 1.0077
512 | Lighting-Interior | LED | LED High Bay_HID Baseline | Schools K-12 | New | CscNgs512 | 1 | 1.1226 | 9433.9623 | 0 | GS | 15 | 0.57723 | 0.60437 | 0.83705 | 1.097 | 1.2026 | 1.2026 | 1.289 | 1.2891 | 1.2453 | 1.1192 | 0.77553 | 0.85362 | 566.0377 | 0 | 2356.9434 | 0 | 0 | 0 | 1 | 0 | 0 | 1.0077
512 | Lighting-Interior | LED | LED High Bay_HID Baseline | Warehouse | Turnover | CwaTgs512 | 1 | 0.71429 | 5952.381 | 0 | GS | 15 | 0.57723 | 0.60437 | 0.83705 | 1.097 | 1.2026 | 1.2026 | 1.289 | 1.2891 | 1.2453 | 1.1192 | 0.77553 | 0.85362 | 357.1429 | 0 | 1131.7516 | 0 | 0 | 0 | 1 | 0 | 0 | 1.0077
512 | Lighting-Interior | LED | LED High Bay_HID Baseline | Warehouse | New | CwaNgs512 | 1 | 0.71429 | 5952.381 | 0 | GS | 15 | 0.57723 | 0.60437 | 0.83705 | 1.097 | 1.2026 | 1.2026 | 1.289 | 1.2891 | 1.2453 | 1.1192 | 0.77553 | 0.85362 | 357.1429 | 0 | 1131.7516 | 0 | 0 | 0 | 1 | 0 | 0 | 1.0077
513 | Lighting-Interior | LED | LED High Bay_LF Baseline | Assembly | Turnover | CasTgs513 | 1 | 0.48503 | 5988.024 | 0 | GS | 15 | 0.57723 | 0.60437 | 0.83705 | 1.097 | 1.2026 | 1.2026 | 1.289 | 1.2891 | 1.2453 | 1.1192 | 0.77553 | 0.85362 | 359.2814 | 0 | 2638.4155 | 0 | 0 | 0 | 1 | 0 | 0 | 1.0077
513 | Lighting-Interior | LED | LED High Bay_LF Baseline | Assembly | New | CasNgs513 | 1 | 0.48503 | 5988.024 | 0 | GS | 15 | 0.57723 | 0.60437 | 0.83705 | 1.097 | 1.2026 | 1.2026 | 1.289 | 1.2891 | 1.2453 | 1.1192 | 0.77553 | 0.85362 | 359.2814 | 0 | 2638.4155 | 0 | 0 | 0 | 1 | 0 | 0 | 1.0077
513 | Lighting-Interior | LED | LED High Bay_LF Baseline | College and University | Turnover | CcoTgs513 | 1 | 0.77586 | 8620.6897 | 0 | GS | 15 | 0.57723 | 0.60437 | 0.83705 | 1.097 | 1.2026 | 1.2026 | 1.289 | 1.2891 | 1.2453 | 1.1192 | 0.77553 | 0.85362 | 517.2414 | 0 | 2801.2625 | 0 | 0 | 0 | 1 | 0 | 0 | 1.0077
513 | Lighting-Interior | LED | LED High Bay_LF Baseline | College and University | New | CcoNgs513 | 1 | 0.77586 | 8620.6897 | 0 | GS | 15 | 0.57723 | 0.60437 | 0.83705 | 1.097 | 1.2026 | 1.2026 | 1.289 | 1.2891 | 1.2453 | 1.1192 | 0.77553 | 0.85362 | 517.2414 | 0 | 2801.2625 | 0 | 0 | 0 | 1 | 0 | 0 | 1.0077
513 | Lighting-Interior | LED | LED High Bay_LF Baseline | Data Center | Turnover | CdaTgs513 | 1 | 1.114 | 8771.9298 | 0 | GS | 15 | 0.57723 | 0.60437 | 0.83705 | 1.097 | 1.2026 | 1.2026 | 1.289 | 1.2891 | 1.2453 | 1.1192 | 0.77553 | 0.85362 | 526.3158 | 0 | 2728.3674 | 0 | 0 | 0 | 1 | 0 | 0 | 1.0077
513 | Lighting-Interior | LED | LED High Bay_LF Baseline | Data Center | New | CdaNgs513 | 1 | 1.114 | 8771.9298 | 0 | GS | 15 | 0.57723 | 0.60437 | 0.83705 | 1.097 | 1.2026 | 1.2026 | 1.289 | 1.2891 | 1.2453 | 1.1192 | 0.77553 | 0.85362 | 526.3158 | 0 | 2728.3674 | 0 | 0 | 0 | 1 | 0 | 0 | 1.0077
513 | Lighting-Interior | LED | LED High Bay_LF Baseline | Grocery | Turnover | CgrTgs513 | 1 | 0.44706 | 5882.3529 | 0 | GS | 15 | 0.57723 | 0.60437 | 0.83705 | 1.097 | 1.2026 | 1.2026 | 1.289 | 1.2891 | 1.2453 | 1.1192 | 0.77553 | 0.85362 | 352.9412 | 0 | 990.9102 | 0 | 0 | 0 | 1 | 0 | 0 | 1.0077
513 | Lighting-Interior | LED | LED High Bay_LF Baseline | Grocery | New | CgrNgs513 | 1 | 0.44706 | 5882.3529 | 0 | GS | 15 | 0.57723 | 0.60437 | 0.83705 | 1.097 | 1.2026 | 1.2026 | 1.289 | 1.2891 | 1.2453 | 1.1192 | 0.77553 | 0.85362 | 352.9412 | 0 | 990.9102 | 0 | 0 | 0 | 1 | 0 | 0 | 1.0077
513 | Lighting-Interior | LED | LED High Bay_LF Baseline | Healthcare | Turnover | CheTgs513 | 1 | 0.8255 | 6711.4094 | 0 | GS | 15 | 0.57723 | 0.60437 | 0.83705 | 1.097 | 1.2026 | 1.2026 | 1.289 | 1.2891 | 1.2453 | 1.1192 | 0.77553 | 0.85362 | 402.6846 | 0 | 2303.8936 | 0 | 0 | 0 | 1 | 0 | 0 | 1.0077
513 | Lighting-Interior | LED | LED High Bay_LF Baseline | Healthcare | New | CheNgs513 | 1 | 0.8255 | 6711.4094 | 0 | GS | 15 | 0.57723 | 0.60437 | 0.83705 | 1.097 | 1.2026 | 1.2026 | 1.289 | 1.2891 | 1.2453 | 1.1192 | 0.77553 | 0.85362 | 402.6846 | 0 | 2303.8936 | 0 | 0 | 0 | 1 | 0 | 0 | 1.0077
513 | Lighting-Interior | LED | LED High Bay_LF Baseline | Hospitals | Turnover | ChoTgs513 | 1 | 0.77586 | 8620.6897 | 0 | GS | 15 | 0.57723 | 0.60437 | 0.83705 | 1.097 | 1.2026 | 1.2026 | 1.289 | 1.2891 | 1.2453 | 1.1192 | 0.77553 | 0.85362 | 517.2414 | 0 | 1748.7177 | 0 | 0 | 0 | 1 | 0 | 0 | 1.0077
513 | Lighting-Interior | LED | LED High Bay_LF Baseline | Hospitals | New | ChoNgs513 | 1 | 0.77586 | 8620.6897 | 0 | GS | 15 | 0.57723 | 0.60437 | 0.83705 | 1.097 | 1.2026 | 1.2026 | 1.289 | 1.2891 | 1.2453 | 1.1192 | 0.77553 | 0.85362 | 517.2414 | 0 | 1748.7177 | 0 | 0 | 0 | 1 | 0 | 0 | 1.0077
513 | Lighting-Interior | LED | LED High Bay_LF Baseline | Institutional | Turnover | CinTgs513 | 1 | 1.3619 | 9523.8095 | 0 | GS | 15 | 0.57723 | 0.60437 | 0.83705 | 1.097 | 1.2026 | 1.2026 | 1.289 | 1.2891 | 1.2453 | 1.1192 | 0.77553 | 0.85362 | 571.4286 | 0 | 3188.3183 | 0 | 0 | 0 | 1 | 0 | 0 | 1.0077
513 | Lighting-Interior | LED | LED High Bay_LF Baseline | Institutional | New | CinNgs513 | 1 | 1.3619 | 9523.8095 | 0 | GS | 15 | 0.57723 | 0.60437 | 0.83705 | 1.097 | 1.2026 | 1.2026 | 1.289 | 1.2891 | 1.2453 | 1.1192 | 0.77553 | 0.85362 | 571.4286 | 0 | 3188.3183 | 0 | 0 | 0 | 1 | 0 | 0 | 1.0077
513 | Lighting-Interior | LED | LED High Bay_LF Baseline | Lodging/Hospitality | Turnover | CloTgs513 | 1 | 1.4146 | 12195.122 | 0 | GS | 15 | 0.57723 | 0.60437 | 0.83705 | 1.097 | 1.2026 | 1.2026 | 1.289 | 1.2891 | 1.2453 | 1.1192 | 0.77553 | 0.85362 | 731.7073 | 0 | 2927.4704 | 0 | 0 | 0 | 1 | 0 | 0 | 1.0077
513 | Lighting-Interior | LED | LED High Bay_LF Baseline | Lodging/Hospitality | New | CloNgs513 | 1 | 1.4146 | 12195.122 | 0 | GS | 15 | 0.57723 | 0.60437 | 0.83705 | 1.097 | 1.2026 | 1.2026 | 1.289 | 1.2891 | 1.2453 | 1.1192 | 0.77553 | 0.85362 | 731.7073 | 0 | 2927.4704 | 0 | 0 | 0 | 1 | 0 | 0 | 1.0077
513 | Lighting-Interior | LED | LED High Bay_LF Baseline | Miscellaneous | Turnover | CmiTgs513 | 1 | 1.114 | 8771.9298 | 0 | GS | 15 | 0.57723 | 0.60437 | 0.83705 | 1.097 | 1.2026 | 1.2026 | 1.289 | 1.2891 | 1.2453 | 1.1192 | 0.77553 | 0.85362 | 526.3158 | 0 | 2482.5693 | 0 | 0 | 0 | 1 | 0 | 0 | 1.0077
513 | Lighting-Interior | LED | LED High Bay_LF Baseline | Miscellaneous | New | CmiNgs513 | 1 | 1.114 | 8771.9298 | 0 | GS | 15 | 0.57723 | 0.60437 | 0.83705 | 1.097 | 1.2026 | 1.2026 | 1.289 | 1.2891 | 1.2453 | 1.1192 | 0.77553 | 0.85362 | 526.3158 | 0 | 2482.5693 | 0 | 0 | 0 | 1 | 0 | 0 | 1.0077
513 | Lighting-Interior | LED | LED High Bay_LF Baseline | Offices | Turnover | CofTgs513 | 1 | 1.114 | 8771.9298 | 0 | GS | 15 | 0.57723 | 0.60437 | 0.83705 | 1.097 | 1.2026 | 1.2026 | 1.289 | 1.2891 | 1.2453 | 1.1192 | 0.77553 | 0.85362 | 526.3158 | 0 | 2726.1883 | 0 | 0 | 0 | 1 | 0 | 0 | 1.0077
513 | Lighting-Interior | LED | LED High Bay_LF Baseline | Offices | New | CofNgs513 | 1 | 1.114 | 8771.9298 | 0 | GS | 15 | 0.57723 | 0.60437 | 0.83705 | 1.097 | 1.2026 | 1.2026 | 1.289 | 1.2891 | 1.2453 | 1.1192 | 0.77553 | 0.85362 | 526.3158 | 0 | 2726.1883 | 0 | 0 | 0 | 1 | 0 | 0 | 1.0077
513 | Lighting-Interior | LED | LED High Bay_LF Baseline | Restaurants | Turnover | CreTgs513 | 1 | 0.58 | 6666.6667 | 0 | GS | 15 | 0.57723 | 0.60437 | 0.83705 | 1.097 | 1.2026 | 1.2026 | 1.289 | 1.2891 | 1.2453 | 1.1192 | 0.77553 | 0.85362 | 400 | 0 | 1468.1578 | 0 | 0 | 0 | 1 | 0 | 0 | 1.0077
513 | Lighting-Interior | LED | LED High Bay_LF Baseline | Restaurants | New | CreNgs513 | 1 | 0.58 | 6666.6667 | 0 | GS | 15 | 0.57723 | 0.60437 | 0.83705 | 1.097 | 1.2026 | 1.2026 | 1.289 | 1.2891 | 1.2453 | 1.1192 | 0.77553 | 0.85362 | 400 | 0 | 1468.1578 | 0 | 0 | 0 | 1 | 0 | 0 | 1.0077
513 | Lighting-Interior | LED | LED High Bay_LF Baseline | Retail | Turnover | CrtTgs513 | 1 | 0.46429 | 5952.381 | 0 | GS | 15 | 0.57723 | 0.60437 | 0.83705 | 1.097 | 1.2026 | 1.2026 | 1.289 | 1.2891 | 1.2453 | 1.1192 | 0.77553 | 0.85362 | 357.1429 | 0 | 1886.2326 | 0 | 0 | 0 | 1 | 0 | 0 | 1.0077
513 | Lighting-Interior | LED | LED High Bay_LF Baseline | Retail | New | CrtNgs513 | 1 | 0.46429 | 5952.381 | 0 | GS | 15 | 0.57723 | 0.60437 | 0.83705 | 1.097 | 1.2026 | 1.2026 | 1.289 | 1.2891 | 1.2453 | 1.1192 | 0.77553 | 0.85362 | 357.1429 | 0 | 1886.2326 | 0 | 0 | 0 | 1 | 0 | 0 | 1.0077
513 | Lighting-Interior | LED | LED High Bay_LF Baseline | Schools K-12 | Turnover | CscTgs513 | 1 | 1.1226 | 9433.9623 | 0 | GS | 15 | 0.57723 | 0.60437 | 0.83705 | 1.097 | 1.2026 | 1.2026 | 1.289 | 1.2891 | 1.2453 | 1.1192 | 0.77553 | 0.85362 | 566.0377 | 0 | 3948.649 | 0 | 0 | 0 | 1 | 0 | 0 | 1.0077
513 | Lighting-Interior | LED | LED High Bay_LF Baseline | Schools K-12 | New | CscNgs513 | 1 | 1.1226 | 9433.9623 | 0 | GS | 15 | 0.57723 | 0.60437 | 0.83705 | 1.097 | 1.2026 | 1.2026 | 1.289 | 1.2891 | 1.2453 | 1.1192 | 0.77553 | 0.85362 | 566.0377 | 0 | 3948.649 | 0 | 0 | 0 | 1 | 0 | 0 | 1.0077
513 | Lighting-Interior | LED | LED High Bay_LF Baseline | Warehouse | Turnover | CwaTgs513 | 1 | 0.71429 | 5952.381 | 0 | GS | 15 | 0.57723 | 0.60437 | 0.83705 | 1.097 | 1.2026 | 1.2026 | 1.289 | 1.2891 | 1.2453 | 1.1192 | 0.77553 | 0.85362 | 357.1429 | 0 | 1896.0338 | 0 | 0 | 0 | 1 | 0 | 0 | 1.0077
513 | Lighting-Interior | LED | LED High Bay_LF Baseline | Warehouse | New | CwaNgs513 | 1 | 0.71429 | 5952.381 | 0 | GS | 15 | 0.57723 | 0.60437 | 0.83705 | 1.097 | 1.2026 | 1.2026 | 1.289 | 1.2891 | 1.2453 | 1.1192 | 0.77553 | 0.85362 | 357.1429 | 0 | 1896.0338 | 0 | 0 | 0 | 1 | 0 | 0 | 1.0077
514 | Lighting-Interior | LED | LED Linear - Fixture Replacement | Assembly | Turnover | CasTgs514 | 1 | 0.48503 | 5988.024 | 0 | GS | 15 | 0.57723 | 0.60437 | 0.83705 | 1.097 | 1.2026 | 1.2026 | 1.289 | 1.2891 | 1.2453 | 1.1192 | 0.77553 | 0.85362 | 359.2814 | 0 | 4348.6928 | 0 | 0 | 0 | 1 | 0 | 0 | 1.0077
514 | Lighting-Interior | LED | LED Linear - Fixture Replacement | Assembly | New | CasNgs514 | 1 | 0.48503 | 5988.024 | 0 | GS | 15 | 0.57723 | 0.60437 | 0.83705 | 1.097 | 1.2026 | 1.2026 | 1.289 | 1.2891 | 1.2453 | 1.1192 | 0.77553 | 0.85362 | 359.2814 | 0 | 4348.6928 | 0 | 0 | 0 | 1 | 0 | 0 | 1.0077
514 | Lighting-Interior | LED | LED Linear - Fixture Replacement | College and University | Turnover | CcoTgs514 | 1 | 0.77586 | 8620.6897 | 0 | GS | 15 | 0.57723 | 0.60437 | 0.83705 | 1.097 | 1.2026 | 1.2026 | 1.289 | 1.2891 | 1.2453 | 1.1192 | 0.77553 | 0.85362 | 517.2414 | 0 | 5200.7346 | 0 | 0 | 0 | 1 | 0 | 0 | 1.0077
514 | Lighting-Interior | LED | LED Linear - Fixture Replacement | College and University | New | CcoNgs514 | 1 | 0.77586 | 8620.6897 | 0 | GS | 15 | 0.57723 | 0.60437 | 0.83705 | 1.097 | 1.2026 | 1.2026 | 1.289 | 1.2891 | 1.2453 | 1.1192 | 0.77553 | 0.85362 | 517.2414 | 0 | 5200.7346 | 0 | 0 | 0 | 1 | 0 | 0 | 1.0077
514 | Lighting-Interior | LED | LED Linear - Fixture Replacement | Data Center | Turnover | CdaTgs514 | 1 | 1.114 | 8771.9298 | 0 | GS | 15 | 0.57723 | 0.60437 | 0.83705 | 1.097 | 1.2026 | 1.2026 | 1.289 | 1.2891 | 1.2453 | 1.1192 | 0.77553 | 0.85362 | 526.3158 | 0 | 4688.3341 | 0 | 0 | 0 | 1 | 0 | 0 | 1.0077
514 | Lighting-Interior | LED | LED Linear - Fixture Replacement | Data Center | New | CdaNgs514 | 1 | 1.114 | 8771.9298 | 0 | GS | 15 | 0.57723 | 0.60437 | 0.83705 | 1.097 | 1.2026 | 1.2026 | 1.289 | 1.2891 | 1.2453 | 1.1192 | 0.77553 | 0.85362 | 526.3158 | 0 | 4688.3341 | 0 | 0 | 0 | 1 | 0 | 0 | 1.0077
514 | Lighting-Interior | LED | LED Linear - Fixture Replacement | Grocery | Turnover | CgrTgs514 | 1 | 0.44706 | 5882.3529 | 0 | GS | 15 | 0.57723 | 0.60437 | 0.83705 | 1.097 | 1.2026 | 1.2026 | 1.289 | 1.2891 | 1.2453 | 1.1192 | 0.77553 | 0.85362 | 352.9412 | 0 | 1684.8206 | 0 | 0 | 0 | 1 | 0 | 0 | 1.0077
514 | Lighting-Interior | LED | LED Linear - Fixture Replacement | Grocery | New | CgrNgs514 | 1 | 0.44706 | 5882.3529 | 0 | GS | 15 | 0.57723 | 0.60437 | 0.83705 | 1.097 | 1.2026 | 1.2026 | 1.289 | 1.2891 | 1.2453 | 1.1192 | 0.77553 | 0.85362 | 352.9412 | 0 | 1684.8206 | 0 | 0 | 0 | 1 | 0 | 0 | 1.0077
514 | Lighting-Interior | LED | LED Linear - Fixture Replacement | Healthcare | Turnover | CheTgs514 | 1 | 0.8255 | 6711.4094 | 0 | GS | 15 | 0.57723 | 0.60437 | 0.83705 | 1.097 | 1.2026 | 1.2026 | 1.289 | 1.2891 | 1.2453 | 1.1192 | 0.77553 | 0.85362 | 402.6846 | 0 | 4044.8673 | 0 | 0 | 0 | 1 | 0 | 0 | 1.0077
514 | Lighting-Interior | LED | LED Linear - Fixture Replacement | Healthcare | New | CheNgs514 | 1 | 0.8255 | 6711.4094 | 0 | GS | 15 | 0.57723 | 0.60437 | 0.83705 | 1.097 | 1.2026 | 1.2026 | 1.289 | 1.2891 | 1.2453 | 1.1192 | 0.77553 | 0.85362 | 402.6846 | 0 | 4044.8673 | 0 | 0 | 0 | 1 | 0 | 0 | 1.0077
514 | Lighting-Interior | LED | LED Linear - Fixture Replacement | Hospitals | Turnover | ChoTgs514 | 1 | 0.77586 | 8620.6897 | 0 | GS | 15 | 0.57723 | 0.60437 | 0.83705 | 1.097 | 1.2026 | 1.2026 | 1.289 | 1.2891 | 1.2453 | 1.1192 | 0.77553 | 0.85362 | 517.2414 | 0 | 3070.213 | 0 | 0 | 0 | 1 | 0 | 0 | 1.0077
514 | Lighting-Interior | LED | LED Linear - Fixture Replacement | Hospitals | New | ChoNgs514 | 1 | 0.77586 | 8620.6897 | 0 | GS | 15 | 0.57723 | 0.60437 | 0.83705 | 1.097 | 1.2026 | 1.2026 | 1.289 | 1.2891 | 1.2453 | 1.1192 | 0.77553 | 0.85362 | 517.2414 | 0 | 3070.213 | 0 | 0 | 0 | 1 | 0 | 0 | 1.0077
514 | Lighting-Interior | LED | LED Linear - Fixture Replacement | Institutional | Turnover | CinTgs514 | 1 | 1.3619 | 9523.8095 | 0 | GS | 15 | 0.57723 | 0.60437 | 0.83705 | 1.097 | 1.2026 | 1.2026 | 1.289 | 1.2891 | 1.2453 | 1.1192 | 0.77553 | 0.85362 | 571.4286 | 0 | 5852.0569 | 0 | 0 | 0 | 1 | 0 | 0 | 1.0077
514 | Lighting-Interior | LED | LED Linear - Fixture Replacement | Institutional | New | CinNgs514 | 1 | 1.3619 | 9523.8095 | 0 | GS | 15 | 0.57723 | 0.60437 | 0.83705 | 1.097 | 1.2026 | 1.2026 | 1.289 | 1.2891 | 1.2453 | 1.1192 | 0.77553 | 0.85362 | 571.4286 | 0 | 5852.0569 | 0 | 0 | 0 | 1 | 0 | 0 | 1.0077
514 | Lighting-Interior | LED | LED Linear - Fixture Replacement | Lodging/Hospitality | Turnover | CloTgs514 | 1 | 1.4146 | 12195.122 | 0 | GS | 15 | 0.57723 | 0.60437 | 0.83705 | 1.097 | 1.2026 | 1.2026 | 1.289 | 1.2891 | 1.2453 | 1.1192 | 0.77553 | 0.85362 | 731.7073 | 0 | 5563.0809 | 0 | 0 | 0 | 1 | 0 | 0 | 1.0077
514 | Lighting-Interior | LED | LED Linear - Fixture Replacement | Lodging/Hospitality | New | CloNgs514 | 1 | 1.4146 | 12195.122 | 0 | GS | 15 | 0.57723 | 0.60437 | 0.83705 | 1.097 | 1.2026 | 1.2026 | 1.289 | 1.2891 | 1.2453 | 1.1192 | 0.77553 | 0.85362 | 731.7073 | 0 | 5563.0809 | 0 | 0 | 0 | 1 | 0 | 0 | 1.0077
514 | Lighting-Interior | LED | LED Linear - Fixture Replacement | Miscellaneous | Turnover | CmiTgs514 | 1 | 1.114 | 8771.9298 | 0 | GS | 15 | 0.57723 | 0.60437 | 0.83705 | 1.097 | 1.2026 | 1.2026 | 1.289 | 1.2891 | 1.2453 | 1.1192 | 0.77553 | 0.85362 | 526.3158 | 0 | 4265.9033 | 0 | 0 | 0 | 1 | 0 | 0 | 1.0077
514 | Lighting-Interior | LED | LED Linear - Fixture Replacement | Miscellaneous | New | CmiNgs514 | 1 | 1.114 | 8771.9298 | 0 | GS | 15 | 0.57723 | 0.60437 | 0.83705 | 1.097 | 1.2026 | 1.2026 | 1.289 | 1.2891 | 1.2453 | 1.1192 | 0.77553 | 0.85362 | 526.3158 | 0 | 4265.9033 | 0 | 0 | 0 | 1 | 0 | 0 | 1.0077
514 | Lighting-Interior | LED | LED Linear - Fixture Replacement | Offices | Turnover | CofTgs514 | 1 | 1.114 | 8771.9298 | 0 | GS | 15 | 0.57723 | 0.60437 | 0.83705 | 1.097 | 1.2026 | 1.2026 | 1.289 | 1.2891 | 1.2453 | 1.1192 | 0.77553 | 0.85362 | 526.3158 | 0 | 5180.5203 | 0 | 0 | 0 | 1 | 0 | 0 | 1.0077
514 | Lighting-Interior | LED | LED Linear - Fixture Replacement | Offices | New | CofNgs514 | 1 | 1.114 | 8771.9298 | 0 | GS | 15 | 0.57723 | 0.60437 | 0.83705 | 1.097 | 1.2026 | 1.2026 | 1.289 | 1.2891 | 1.2453 | 1.1192 | 0.77553 | 0.85362 | 526.3158 | 0 | 5180.5203 | 0 | 0 | 0 | 1 | 0 | 0 | 1.0077
514 | Lighting-Interior | LED | LED Linear - Fixture Replacement | Restaurants | Turnover | CreTgs514 | 1 | 0.58 | 6666.6667 | 0 | GS | 15 | 0.57723 | 0.60437 | 0.83705 | 1.097 | 1.2026 | 1.2026 | 1.289 | 1.2891 | 1.2453 | 1.1192 | 0.77553 | 0.85362 | 400 | 0 | 2496.2241 | 0 | 0 | 0 | 1 | 0 | 0 | 1.0077
514 | Lighting-Interior | LED | LED Linear - Fixture Replacement | Restaurants | New | CreNgs514 | 1 | 0.58 | 6666.6667 | 0 | GS | 15 | 0.57723 | 0.60437 | 0.83705 | 1.097 | 1.2026 | 1.2026 | 1.289 | 1.2891 | 1.2453 | 1.1192 | 0.77553 | 0.85362 | 400 | 0 | 2496.2241 | 0 | 0 | 0 | 1 | 0 | 0 | 1.0077
514 | Lighting-Interior | LED | LED Linear - Fixture Replacement | Retail | Turnover | CrtTgs514 | 1 | 0.46429 | 5952.381 | 0 | GS | 15 | 0.57723 | 0.60437 | 0.83705 | 1.097 | 1.2026 | 1.2026 | 1.289 | 1.2891 | 1.2453 | 1.1192 | 0.77553 | 0.85362 | 357.1429 | 0 | 3207.1411 | 0 | 0 | 0 | 1 | 0 | 0 | 1.0077
514 | Lighting-Interior | LED | LED Linear - Fixture Replacement | Retail | New | CrtNgs514 | 1 | 0.46429 | 5952.381 | 0 | GS | 15 | 0.57723 | 0.60437 | 0.83705 | 1.097 | 1.2026 | 1.2026 | 1.289 | 1.2891 | 1.2453 | 1.1192 | 0.77553 | 0.85362 | 357.1429 | 0 | 3207.1411 | 0 | 0 | 0 | 1 | 0 | 0 | 1.0077
514 | Lighting-Interior | LED | LED Linear - Fixture Replacement | Schools K-12 | Turnover | CscTgs514 | 1 | 1.1226 | 9433.9623 | 0 | GS | 15 | 0.57723 | 0.60437 | 0.83705 | 1.097 | 1.2026 | 1.2026 | 1.289 | 1.2891 | 1.2453 | 1.1192 | 0.77553 | 0.85362 | 566.0377 | 0 | 7684.1144 | 0 | 0 | 0 | 1 | 0 | 0 | 1.0077
514 | Lighting-Interior | LED | LED Linear - Fixture Replacement | Schools K-12 | New | CscNgs514 | 1 | 1.1226 | 9433.9623 | 0 | GS | 15 | 0.57723 | 0.60437 | 0.83705 | 1.097 | 1.2026 | 1.2026 | 1.289 | 1.2891 | 1.2453 | 1.1192 | 0.77553 | 0.85362 | 566.0377 | 0 | 7684.1144 | 0 | 0 | 0 | 1 | 0 | 0 | 1.0077
514 | Lighting-Interior | LED | LED Linear - Fixture Replacement | Warehouse | Turnover | CwaTgs514 | 1 | 0.71429 | 5952.381 | 0 | GS | 15 | 0.57723 | 0.60437 | 0.83705 | 1.097 | 1.2026 | 1.2026 | 1.289 | 1.2891 | 1.2453 | 1.1192 | 0.77553 | 0.85362 | 357.1429 | 0 | 3561.2424 | 0 | 0 | 0 | 1 | 0 | 0 | 1.0077
514 | Lighting-Interior | LED | LED Linear - Fixture Replacement | Warehouse | New | CwaNgs514 | 1 | 0.71429 | 5952.381 | 0 | GS | 15 | 0.57723 | 0.60437 | 0.83705 | 1.097 | 1.2026 | 1.2026 | 1.289 | 1.2891 | 1.2453 | 1.1192 | 0.77553 | 0.85362 | 357.1429 | 0 | 3561.2424 | 0 | 0 | 0 | 1 | 0 | 0 | 1.0077
515 | Lighting-Interior | LED | LED Linear - Lamp Replacement | Assembly | Turnover | CasTgs515 | 1 | 0.48503 | 5988.024 | 0 | GS | 12 | 1.4643 | 1.391 | 1.4253 | 1.4319 | 1.4238 | 1.3901 | 1.2504 | 1.3782 | 1.4309 | 1.4735 | 1.4117 | 1.4938 | 359.2814 | 0 | 1186.9877 | 0 | 0 | 0 | 1 | 0 | 0 | 1.4137
515 | Lighting-Interior | LED | LED Linear - Lamp Replacement | Assembly | New | CasNgs515 | 1 | 0.48503 | 5988.024 | 0 | GS | 12 | 1.4643 | 1.391 | 1.4253 | 1.4319 | 1.4238 | 1.3901 | 1.2504 | 1.3782 | 1.4309 | 1.4735 | 1.4117 | 1.4938 | 359.2814 | 0 | 1186.9877 | 0 | 0 | 0 | 1 | 0 | 0 | 1.4137
515 | Lighting-Interior | LED | LED Linear - Lamp Replacement | College and University | Turnover | CcoTgs515 | 1 | 0.77586 | 8620.6897 | 0 | GS | 12 | 1.4643 | 1.391 | 1.4253 | 1.4319 | 1.4238 | 1.3901 | 1.2504 | 1.3782 | 1.4309 | 1.4735 | 1.4117 | 1.4938 | 517.2414 | 0 | 1260.1897 | 0 | 0 | 0 | 1 | 0 | 0 | 1.4137
515 | Lighting-Interior | LED | LED Linear - Lamp Replacement | College and University | New | CcoNgs515 | 1 | 0.77586 | 8620.6897 | 0 | GS | 12 | 1.4643 | 1.391 | 1.4253 | 1.4319 | 1.4238 | 1.3901 | 1.2504 | 1.3782 | 1.4309 | 1.4735 | 1.4117 | 1.4938 | 517.2414 | 0 | 1260.1897 | 0 | 0 | 0 | 1 | 0 | 0 | 1.4137
515 | Lighting-Interior | LED | LED Linear - Lamp Replacement | Data Center | Turnover | CdaTgs515 | 1 | 1.114 | 8771.9298 | 0 | GS | 12 | 1.4643 | 1.391 | 1.4253 | 1.4319 | 1.4238 | 1.3901 | 1.2504 | 1.3782 | 1.4309 | 1.4735 | 1.4117 | 1.4938 | 526.3158 | 0 | 1227.7188 | 0 | 0 | 0 | 1 | 0 | 0 | 1.4137
515 | Lighting-Interior | LED | LED Linear - Lamp Replacement | Data Center | New | CdaNgs515 | 1 | 1.114 | 8771.9298 | 0 | GS | 12 | 1.4643 | 1.391 | 1.4253 | 1.4319 | 1.4238 | 1.3901 | 1.2504 | 1.3782 | 1.4309 | 1.4735 | 1.4117 | 1.4938 | 526.3158 | 0 | 1227.7188 | 0 | 0 | 0 | 1 | 0 | 0 | 1.4137
515 | Lighting-Interior | LED | LED Linear - Lamp Replacement | Grocery | Turnover | CgrTgs515 | 1 | 0.44706 | 5882.3529 | 0 | GS | 12 | 1.4643 | 1.391 | 1.4253 | 1.4319 | 1.4238 | 1.3901 | 1.2504 | 1.3782 | 1.4309 | 1.4735 | 1.4117 | 1.4938 | 352.9412 | 0 | 445.802 | 0 | 0 | 0 | 1 | 0 | 0 | 1.4137
515 | Lighting-Interior | LED | LED Linear - Lamp Replacement | Grocery | New | CgrNgs515 | 1 | 0.44706 | 5882.3529 | 0 | GS | 12 | 1.4643 | 1.391 | 1.4253 | 1.4319 | 1.4238 | 1.3901 | 1.2504 | 1.3782 | 1.4309 | 1.4735 | 1.4117 | 1.4938 | 352.9412 | 0 | 445.802 | 0 | 0 | 0 | 1 | 0 | 0 | 1.4137
515 | Lighting-Interior | LED | LED Linear - Lamp Replacement | Healthcare | Turnover | CheTgs515 | 1 | 0.8255 | 6711.4094 | 0 | GS | 12 | 1.4643 | 1.391 | 1.4253 | 1.4319 | 1.4238 | 1.3901 | 1.2504 | 1.3782 | 1.4309 | 1.4735 | 1.4117 | 1.4938 | 402.6846 | 0 | 1036.3751 | 0 | 0 | 0 | 1 | 0 | 0 | 1.4137
515 | Lighting-Interior | LED | LED Linear - Lamp Replacement | Healthcare | New | CheNgs515 | 1 | 0.8255 | 6711.4094 | 0 | GS | 12 | 1.4643 | 1.391 | 1.4253 | 1.4319 | 1.4238 | 1.3901 | 1.2504 | 1.3782 | 1.4309 | 1.4735 | 1.4117 | 1.4938 | 402.6846 | 0 | 1036.3751 | 0 | 0 | 0 | 1 | 0 | 0 | 1.4137
515 | Lighting-Interior | LED | LED Linear - Lamp Replacement | Hospitals | Turnover | ChoTgs515 | 1 | 0.77586 | 8620.6897 | 0 | GS | 12 | 1.4643 | 1.391 | 1.4253 | 1.4319 | 1.4238 | 1.3901 | 1.2504 | 1.3782 | 1.4309 | 1.4735 | 1.4117 | 1.4938 | 517.2414 | 0 | 786.7699 | 0 | 0 | 0 | 1 | 0 | 0 | 1.4137
515 | Lighting-Interior | LED | LED Linear - Lamp Replacement | Hospitals | New | ChoNgs515 | 1 | 0.77586 | 8620.6897 | 0 | GS | 12 | 1.4643 | 1.391 | 1.4253 | 1.4319 | 1.4238 | 1.3901 | 1.2504 | 1.3782 | 1.4309 | 1.4735 | 1.4117 | 1.4938 | 517.2414 | 0 | 786.7699 | 0 | 0 | 0 | 1 | 0 | 0 | 1.4137
515 | Lighting-Interior | LED | LED Linear - Lamp Replacement | Institutional | Turnover | CinTgs515 | 1 | 1.3619 | 9523.8095 | 0 | GS | 12 | 1.4643 | 1.391 | 1.4253 | 1.4319 | 1.4238 | 1.3901 | 1.2504 | 1.3782 | 1.4309 | 1.4735 | 1.4117 | 1.4938 | 571.4286 | 0 | 1434.6024 | 0 | 0 | 0 | 1 | 0 | 0 | 1.4137
515 | Lighting-Interior | LED | LED Linear - Lamp Replacement | Institutional | New | CinNgs515 | 1 | 1.3619 | 9523.8095 | 0 | GS | 12 | 1.4643 | 1.391 | 1.4253 | 1.4319 | 1.4238 | 1.3901 | 1.2504 | 1.3782 | 1.4309 | 1.4735 | 1.4117 | 1.4938 | 571.4286 | 0 | 1434.6024 | 0 | 0 | 0 | 1 | 0 | 0 | 1.4137
515 | Lighting-Interior | LED | LED Linear - Lamp Replacement | Lodging/Hospitality | Turnover | CloTgs515 | 1 | 1.4146 | 12195.122 | 0 | GS | 12 | 1.4643 | 1.391 | 1.4253 | 1.4319 | 1.4238 | 1.3901 | 1.2504 | 1.3782 | 1.4309 | 1.4735 | 1.4117 | 1.4938 | 731.7073 | 0 | 1317.0543 | 0 | 0 | 0 | 1 | 0 | 0 | 1.4137
515 | Lighting-Interior | LED | LED Linear - Lamp Replacement | Lodging/Hospitality | New | CloNgs515 | 1 | 1.4146 | 12195.122 | 0 | GS | 12 | 1.4643 | 1.391 | 1.4253 | 1.4319 | 1.4238 | 1.3901 | 1.2504 | 1.3782 | 1.4309 | 1.4735 | 1.4117 | 1.4938 | 731.7073 | 0 | 1317.0543 | 0 | 0 | 0 | 1 | 0 | 0 | 1.4137
515 | Lighting-Interior | LED | LED Linear - Lamp Replacement | Miscellaneous | Turnover | CmiTgs515 | 1 | 1.114 | 8771.9298 | 0 | GS | 12 | 1.4643 | 1.391 | 1.4253 | 1.4319 | 1.4238 | 1.3901 | 1.2504 | 1.3782 | 1.4309 | 1.4735 | 1.4117 | 1.4938 | 526.3158 | 0 | 1116.9724 | 0 | 0 | 0 | 1 | 0 | 0 | 1.4137
515 | Lighting-Interior | LED | LED Linear - Lamp Replacement | Miscellaneous | New | CmiNgs515 | 1 | 1.114 | 8771.9298 | 0 | GS | 12 | 1.4643 | 1.391 | 1.4253 | 1.4319 | 1.4238 | 1.3901 | 1.2504 | 1.3782 | 1.4309 | 1.4735 | 1.4117 | 1.4938 | 526.3158 | 0 | 1116.9724 | 0 | 0 | 0 | 1 | 0 | 0 | 1.4137
515 | Lighting-Interior | LED | LED Linear - Lamp Replacement | Offices | Turnover | CofTgs515 | 1 | 1.114 | 8771.9298 | 0 | GS | 12 | 1.4643 | 1.391 | 1.4253 | 1.4319 | 1.4238 | 1.3901 | 1.2504 | 1.3782 | 1.4309 | 1.4735 | 1.4117 | 1.4938 | 526.3158 | 0 | 1226.4904 | 0 | 0 | 0 | 1 | 0 | 0 | 1.4137
515 | Lighting-Interior | LED | LED Linear - Lamp Replacement | Offices | New | CofNgs515 | 1 | 1.114 | 8771.9298 | 0 | GS | 12 | 1.4643 | 1.391 | 1.4253 | 1.4319 | 1.4238 | 1.3901 | 1.2504 | 1.3782 | 1.4309 | 1.4735 | 1.4117 | 1.4938 | 526.3158 | 0 | 1226.4904 | 0 | 0 | 0 | 1 | 0 | 0 | 1.4137
515 | Lighting-Interior | LED | LED Linear - Lamp Replacement | Restaurants | Turnover | CreTgs515 | 1 | 0.58 | 6666.6667 | 0 | GS | 12 | 1.4643 | 1.391 | 1.4253 | 1.4319 | 1.4238 | 1.3901 | 1.2504 | 1.3782 | 1.4309 | 1.4735 | 1.4117 | 1.4938 | 400 | 0 | 660.5223 | 0 | 0 | 0 | 1 | 0 | 0 | 1.4137
515 | Lighting-Interior | LED | LED Linear - Lamp Replacement | Restaurants | New | CreNgs515 | 1 | 0.58 | 6666.6667 | 0 | GS | 12 | 1.4643 | 1.391 | 1.4253 | 1.4319 | 1.4238 | 1.3901 | 1.2504 | 1.3782 | 1.4309 | 1.4735 | 1.4117 | 1.4938 | 400 | 0 | 660.5223 | 0 | 0 | 0 | 1 | 0 | 0 | 1.4137
515 | Lighting-Interior | LED | LED Linear - Lamp Replacement | Retail | Turnover | CrtTgs515 | 1 | 0.46429 | 5952.381 | 0 | GS | 12 | 1.4643 | 1.391 | 1.4253 | 1.4319 | 1.4238 | 1.3901 | 1.2504 | 1.3782 | 1.4309 | 1.4735 | 1.4117 | 1.4938 | 357.1429 | 0 | 848.6052 | 0 | 0 | 0 | 1 | 0 | 0 | 1.4137
515 | Lighting-Interior | LED | LED Linear - Lamp Replacement | Retail | New | CrtNgs515 | 1 | 0.46429 | 5952.381 | 0 | GS | 12 | 1.4643 | 1.391 | 1.4253 | 1.4319 | 1.4238 | 1.3901 | 1.2504 | 1.3782 | 1.4309 | 1.4735 | 1.4117 | 1.4938 | 357.1429 | 0 | 848.6052 | 0 | 0 | 0 | 1 | 0 | 0 | 1.4137
515 | Lighting-Interior | LED | LED Linear - Lamp Replacement | Schools K-12 | Turnover | CscTgs515 | 1 | 1.1226 | 9433.9623 | 0 | GS | 12 | 1.4643 | 1.391 | 1.4253 | 1.4319 | 1.4238 | 1.3901 | 1.2504 | 1.3782 | 1.4309 | 1.4735 | 1.4117 | 1.4938 | 566.0377 | 0 | 1776.2159 | 0 | 0 | 0 | 1 | 0 | 0 | 1.4137
515 | Lighting-Interior | LED | LED Linear - Lamp Replacement | Schools K-12 | New | CscNgs515 | 1 | 1.1226 | 9433.9623 | 0 | GS | 12 | 1.4643 | 1.391 | 1.4253 | 1.4319 | 1.4238 | 1.3901 | 1.2504 | 1.3782 | 1.4309 | 1.4735 | 1.4117 | 1.4938 | 566.0377 | 0 | 1776.2159 | 0 | 0 | 0 | 1 | 0 | 0 | 1.4137
515 | Lighting-Interior | LED | LED Linear - Lamp Replacement | Warehouse | Turnover | CwaTgs515 | 1 | 0.71429 | 5952.381 | 0 | GS | 12 | 1.4643 | 1.391 | 1.4253 | 1.4319 | 1.4238 | 1.3901 | 1.2504 | 1.3782 | 1.4309 | 1.4735 | 1.4117 | 1.4938 | 357.1429 | 0 | 852.9559 | 0 | 0 | 0 | 1 | 0 | 0 | 1.4137
515 | Lighting-Interior | LED | LED Linear - Lamp Replacement | Warehouse | New | CwaNgs515 | 1 | 0.71429 | 5952.381 | 0 | GS | 12 | 1.4643 | 1.391 | 1.4253 | 1.4319 | 1.4238 | 1.3901 | 1.2504 | 1.3782 | 1.4309 | 1.4735 | 1.4117 | 1.4938 | 357.1429 | 0 | 852.9559 | 0 | 0 | 0 | 1 | 0 | 0 | 1.4137
516 | Lighting-Interior | Misc | Efficient New Construction Lighting | Assembly | New | CasNgs516 | 1 | 0.48503 | 5988.024 | 0 | GS | 15 | 0.57723 | 0.60437 | 0.83705 | 1.097 | 1.2026 | 1.2026 | 1.289 | 1.2891 | 1.2453 | 1.1192 | 0.77553 | 0.85362 | 359.2814 | 0 | 11727.8574 | 0 | 0 | 0 | 1 | 0 | 0 | 1.0077
516 | Lighting-Interior | Misc | Efficient New Construction Lighting | College and University | New | CcoNgs516 | 1 | 0.77586 | 8620.6897 | 0 | GS | 15 | 0.57723 | 0.60437 | 0.83705 | 1.097 | 1.2026 | 1.2026 | 1.289 | 1.2891 | 1.2453 | 1.1192 | 0.77553 | 0.85362 | 517.2414 | 0 | 18447.1678 | 0 | 0 | 0 | 1 | 0 | 0 | 1.0077
516 | Lighting-Interior | Misc | Efficient New Construction Lighting | Data Center | New | CdaNgs516 | 1 | 1.114 | 8771.9298 | 0 | GS | 15 | 0.57723 | 0.60437 | 0.83705 | 1.097 | 1.2026 | 1.2026 | 1.289 | 1.2891 | 1.2453 | 1.1192 | 0.77553 | 0.85362 | 526.3158 | 0 | 18421.9939 | 0 | 0 | 0 | 1 | 0 | 0 | 1.0077
516 | Lighting-Interior | Misc | Efficient New Construction Lighting | Grocery | New | CgrNgs516 | 1 | 0.44706 | 5882.3529 | 0 | GS | 15 | 0.57723 | 0.60437 | 0.83705 | 1.097 | 1.2026 | 1.2026 | 1.289 | 1.2891 | 1.2453 | 1.1192 | 0.77553 | 0.85362 | 352.9412 | 0 | 4986.4034 | 0 | 0 | 0 | 1 | 0 | 0 | 1.0077
516 | Lighting-Interior | Misc | Efficient New Construction Lighting | Healthcare | New | CheNgs516 | 1 | 0.8255 | 6711.4094 | 0 | GS | 15 | 0.57723 | 0.60437 | 0.83705 | 1.097 | 1.2026 | 1.2026 | 1.289 | 1.2891 | 1.2453 | 1.1192 | 0.77553 | 0.85362 | 402.6846 | 0 | 14986.6586 | 0 | 0 | 0 | 1 | 0 | 0 | 1.0077
516 | Lighting-Interior | Misc | Efficient New Construction Lighting | Hospitals | New | ChoNgs516 | 1 | 0.77586 | 8620.6897 | 0 | GS | 15 | 0.57723 | 0.60437 | 0.83705 | 1.097 | 1.2026 | 1.2026 | 1.289 | 1.2891 | 1.2453 | 1.1192 | 0.77553 | 0.85362 | 517.2414 | 0 | 8883.6162 | 0 | 0 | 0 | 1 | 0 | 0 | 1.0077
516 | Lighting-Interior | Misc | Efficient New Construction Lighting | Institutional | New | CinNgs516 | 1 | 1.3619 | 9523.8095 | 0 | GS | 15 | 0.57723 | 0.60437 | 0.83705 | 1.097 | 1.2026 | 1.2026 | 1.289 | 1.2891 | 1.2453 | 1.1192 | 0.77553 | 0.85362 | 571.4286 | 0 | 18092.3531 | 0 | 0 | 0 | 1 | 0 | 0 | 1.0077
516 | Lighting-Interior | Misc | Efficient New Construction Lighting | Lodging/Hospitality | New | CloNgs516 | 1 | 1.4146 | 12195.122 | 0 | GS | 15 | 0.57723 | 0.60437 | 0.83705 | 1.097 | 1.2026 | 1.2026 | 1.289 | 1.2891 | 1.2453 | 1.1192 | 0.77553 | 0.85362 | 731.7073 | 0 | 20820.527 | 0 | 0 | 0 | 1 | 0 | 0 | 1.0077
516 | Lighting-Interior | Misc | Efficient New Construction Lighting | Miscellaneous | New | CmiNgs516 | 1 | 1.114 | 8771.9298 | 0 | GS | 15 | 0.57723 | 0.60437 | 0.83705 | 1.097 | 1.2026 | 1.2026 | 1.289 | 1.2891 | 1.2453 | 1.1192 | 0.77553 | 0.85362 | 526.3158 | 0 | 14713.6256 | 0 | 0 | 0 | 1 | 0 | 0 | 1.0077
516 | Lighting-Interior | Misc | Efficient New Construction Lighting | Offices | New | CofNgs516 | 1 | 1.114 | 8771.9298 | 0 | GS | 15 | 0.57723 | 0.60437 | 0.83705 | 1.097 | 1.2026 | 1.2026 | 1.289 | 1.2891 | 1.2453 | 1.1192 | 0.77553 | 0.85362 | 526.3158 | 0 | 18407.2165 | 0 | 0 | 0 | 1 | 0 | 0 | 1.0077
516 | Lighting-Interior | Misc | Efficient New Construction Lighting | Restaurants | New | CreNgs516 | 1 | 0.58 | 6666.6667 | 0 | GS | 15 | 0.57723 | 0.60437 | 0.83705 | 1.097 | 1.2026 | 1.2026 | 1.289 | 1.2891 | 1.2453 | 1.1192 | 0.77553 | 0.85362 | 400 | 0 | 8701.375 | 0 | 0 | 0 | 1 | 0 | 0 | 1.0077
516 | Lighting-Interior | Misc | Efficient New Construction Lighting | Retail | New | CrtNgs516 | 1 | 0.46429 | 5952.381 | 0 | GS | 15 | 0.57723 | 0.60437 | 0.83705 | 1.097 | 1.2026 | 1.2026 | 1.289 | 1.2891 | 1.2453 | 1.1192 | 0.77553 | 0.85362 | 357.1429 | 0 | 9491.7694 | 0 | 0 | 0 | 1 | 0 | 0 | 1.0077
516 | Lighting-Interior | Misc | Efficient New Construction Lighting | Schools K-12 | New | CscNgs516 | 1 | 1.1226 | 9433.9623 | 0 | GS | 15 | 0.57723 | 0.60437 | 0.83705 | 1.097 | 1.2026 | 1.2026 | 1.289 | 1.2891 | 1.2453 | 1.1192 | 0.77553 | 0.85362 | 566.0377 | 0 | 26003.078 | 0 | 0 | 0 | 1 | 0 | 0 | 1.0077
516 | Lighting-Interior | Misc | Efficient New Construction Lighting | Warehouse | New | CwaNgs516 | 1 | 0.71429 | 5952.381 | 0 | GS | 15 | 0.57723 | 0.60437 | 0.83705 | 1.097 | 1.2026 | 1.2026 | 1.289 | 1.2891 | 1.2453 | 1.1192 | 0.77553 | 0.85362 | 357.1429 | 0 | 21070.1339 | 0 | 0 | 0 | 1 | 0 | 0 | 1.0077
517 | Lighting-Interior | Misc | Light Tube | Assembly | Turnover | CasTgs517 | 1 | 0.48503 | 5988.024 | 0 | GS | 10 | 1 | 1 | 1 | 1 | 1 | 1 | 1 | 1 | 1 | 1 | 1 | 1 | 359.2814 | 0 | 12883.9311 | 0 | 0 | 0 | 1 | 0 | 0 | 1
517 | Lighting-Interior | Misc | Light Tube | Assembly | New | CasNgs517 | 1 | 0.48503 | 5988.024 | 0 | GS | 10 | 1 | 1 | 1 | 1 | 1 | 1 | 1 | 1 | 1 | 1 | 1 | 1 | 359.2814 | 0 | 12883.9311 | 0 | 0 | 0 | 1 | 0 | 0 | 1
517 | Lighting-Interior | Misc | Light Tube | College and University | Turnover | CcoTgs517 | 1 | 0.77586 | 8620.6897 | 0 | GS | 10 | 1 | 1 | 1 | 1 | 1 | 1 | 1 | 1 | 1 | 1 | 1 | 1 | 517.2414 | 0 | 20636.1935 | 0 | 0 | 0 | 1 | 0 | 0 | 1
517 | Lighting-Interior | Misc | Light Tube | College and University | New | CcoNgs517 | 1 | 0.77586 | 8620.6897 | 0 | GS | 10 | 1 | 1 | 1 | 1 | 1 | 1 | 1 | 1 | 1 | 1 | 1 | 1 | 517.2414 | 0 | 20636.1935 | 0 | 0 | 0 | 1 | 0 | 0 | 1
517 | Lighting-Interior | Misc | Light Tube | Data Center | Turnover | CdaTgs517 | 1 | 1.114 | 8771.9298 | 0 | GS | 10 | 1 | 1 | 1 | 1 | 1 | 1 | 1 | 1 | 1 | 1 | 1 | 1 | 526.3158 | 0 | 18873.8289 | 0 | 0 | 0 | 1 | 0 | 0 | 1
517 | Lighting-Interior | Misc | Light Tube | Data Center | New | CdaNgs517 | 1 | 1.114 | 8771.9298 | 0 | GS | 10 | 1 | 1 | 1 | 1 | 1 | 1 | 1 | 1 | 1 | 1 | 1 | 1 | 526.3158 | 0 | 18873.8289 | 0 | 0 | 0 | 1 | 0 | 0 | 1
517 | Lighting-Interior | Misc | Light Tube | Grocery | Turnover | CgrTgs517 | 1 | 0.44706 | 5882.3529 | 0 | GS | 10 | 1 | 1 | 1 | 1 | 1 | 1 | 1 | 1 | 1 | 1 | 1 | 1 | 352.9412 | 0 | 12656.5676 | 0 | 0 | 0 | 1 | 0 | 0 | 1
517 | Lighting-Interior | Misc | Light Tube | Grocery | New | CgrNgs517 | 1 | 0.44706 | 5882.3529 | 0 | GS | 10 | 1 | 1 | 1 | 1 | 1 | 1 | 1 | 1 | 1 | 1 | 1 | 1 | 352.9412 | 0 | 12656.5676 | 0 | 0 | 0 | 1 | 0 | 0 | 1
517 | Lighting-Interior | Misc | Light Tube | Healthcare | Turnover | CheTgs517 | 1 | 0.8255 | 6711.4094 | 0 | GS | 10 | 1 | 1 | 1 | 1 | 1 | 1 | 1 | 1 | 1 | 1 | 1 | 1 | 402.6846 | 0 | 14440.3792 | 0 | 0 | 0 | 1 | 0 | 0 | 1
517 | Lighting-Interior | Misc | Light Tube | Healthcare | New | CheNgs517 | 1 | 0.8255 | 6711.4094 | 0 | GS | 10 | 1 | 1 | 1 | 1 | 1 | 1 | 1 | 1 | 1 | 1 | 1 | 1 | 402.6846 | 0 | 14440.3792 | 0 | 0 | 0 | 1 | 0 | 0 | 1
517 | Lighting-Interior | Misc | Light Tube | Hospitals | Turnover | ChoTgs517 | 1 | 0.77586 | 8620.6897 | 0 | GS | 10 | 1 | 1 | 1 | 1 | 1 | 1 | 1 | 1 | 1 | 1 | 1 | 1 | 517.2414 | 0 | 18548.4181 | 0 | 0 | 0 | 1 | 0 | 0 | 1
517 | Lighting-Interior | Misc | Light Tube | Hospitals | New | ChoNgs517 | 1 | 0.77586 | 8620.6897 | 0 | GS | 10 | 1 | 1 | 1 | 1 | 1 | 1 | 1 | 1 | 1 | 1 | 1 | 1 | 517.2414 | 0 | 18548.4181 | 0 | 0 | 0 | 1 | 0 | 0 | 1
517 | Lighting-Interior | Misc | Light Tube | Institutional | Turnover | CinTgs517 | 1 | 1.3619 | 9523.8095 | 0 | GS | 10 | 1 | 1 | 1 | 1 | 1 | 1 | 1 | 1 | 1 | 1 | 1 | 1 | 571.4286 | 0 | 27231.0406 | 0 | 0 | 0 | 1 | 0 | 0 | 1
517 | Lighting-Interior | Misc | Light Tube | Institutional | New | CinNgs517 | 1 | 1.3619 | 9523.8095 | 0 | GS | 10 | 1 | 1 | 1 | 1 | 1 | 1 | 1 | 1 | 1 | 1 | 1 | 1 | 571.4286 | 0 | 27231.0406 | 0 | 0 | 0 | 1 | 0 | 0 | 1
517 | Lighting-Interior | Misc | Light Tube | Lodging/Hospitality | Turnover | CloTgs517 | 1 | 1.4146 | 12195.122 | 0 | GS | 10 | 1 | 1 | 1 | 1 | 1 | 1 | 1 | 1 | 1 | 1 | 1 | 1 | 731.7073 | 0 | 26239.2256 | 0 | 0 | 0 | 1 | 0 | 0 | 1
517 | Lighting-Interior | Misc | Light Tube | Lodging/Hospitality | New | CloNgs517 | 1 | 1.4146 | 12195.122 | 0 | GS | 10 | 1 | 1 | 1 | 1 | 1 | 1 | 1 | 1 | 1 | 1 | 1 | 1 | 731.7073 | 0 | 26239.2256 | 0 | 0 | 0 | 1 | 0 | 0 | 1
517 | Lighting-Interior | Misc | Light Tube | Miscellaneous | Turnover | CmiTgs517 | 1 | 1.114 | 8771.9298 | 0 | GS | 10 | 1 | 1 | 1 | 1 | 1 | 1 | 1 | 1 | 1 | 1 | 1 | 1 | 526.3158 | 0 | 20064.9773 | 0 | 0 | 0 | 1 | 0 | 0 | 1
517 | Lighting-Interior | Misc | Light Tube | Miscellaneous | New | CmiNgs517 | 1 | 1.114 | 8771.9298 | 0 | GS | 10 | 1 | 1 | 1 | 1 | 1 | 1 | 1 | 1 | 1 | 1 | 1 | 1 | 526.3158 | 0 | 20064.9773 | 0 | 0 | 0 | 1 | 0 | 0 | 1
517 | Lighting-Interior | Misc | Light Tube | Offices | Turnover | CofTgs517 | 1 | 1.114 | 8771.9298 | 0 | GS | 10 | 1 | 1 | 1 | 1 | 1 | 1 | 1 | 1 | 1 | 1 | 1 | 1 | 526.3158 | 0 | 18873.8289 | 0 | 0 | 0 | 1 | 0 | 0 | 1
517 | Lighting-Interior | Misc | Light Tube | Offices | New | CofNgs517 | 1 | 1.114 | 8771.9298 | 0 | GS | 10 | 1 | 1 | 1 | 1 | 1 | 1 | 1 | 1 | 1 | 1 | 1 | 1 | 526.3158 | 0 | 18873.8289 | 0 | 0 | 0 | 1 | 0 | 0 | 1
517 | Lighting-Interior | Misc | Light Tube | Restaurants | Turnover | CreTgs517 | 1 | 0.58 | 6666.6667 | 0 | GS | 10 | 1 | 1 | 1 | 1 | 1 | 1 | 1 | 1 | 1 | 1 | 1 | 1 | 400 | 0 | 14344.11 | 0 | 0 | 0 | 1 | 0 | 0 | 1
517 | Lighting-Interior | Misc | Light Tube | Restaurants | New | CreNgs517 | 1 | 0.58 | 6666.6667 | 0 | GS | 10 | 1 | 1 | 1 | 1 | 1 | 1 | 1 | 1 | 1 | 1 | 1 | 1 | 400 | 0 | 14344.11 | 0 | 0 | 0 | 1 | 0 | 0 | 1
517 | Lighting-Interior | Misc | Light Tube | Retail | Turnover | CrtTgs517 | 1 | 0.46429 | 5952.381 | 0 | GS | 10 | 1 | 1 | 1 | 1 | 1 | 1 | 1 | 1 | 1 | 1 | 1 | 1 | 357.1429 | 0 | 12807.2411 | 0 | 0 | 0 | 1 | 0 | 0 | 1
517 | Lighting-Interior | Misc | Light Tube | Retail | New | CrtNgs517 | 1 | 0.46429 | 5952.381 | 0 | GS | 10 | 1 | 1 | 1 | 1 | 1 | 1 | 1 | 1 | 1 | 1 | 1 | 1 | 357.1429 | 0 | 12807.2411 | 0 | 0 | 0 | 1 | 0 | 0 | 1
517 | Lighting-Interior | Misc | Light Tube | Schools K-12 | Turnover | CscTgs517 | 1 | 1.1226 | 9433.9623 | 0 | GS | 10 | 1 | 1 | 1 | 1 | 1 | 1 | 1 | 1 | 1 | 1 | 1 | 1 | 566.0377 | 0 | 20298.2689 | 0 | 0 | 0 | 1 | 0 | 0 | 1
517 | Lighting-Interior | Misc | Light Tube | Schools K-12 | New | CscNgs517 | 1 | 1.1226 | 9433.9623 | 0 | GS | 10 | 1 | 1 | 1 | 1 | 1 | 1 | 1 | 1 | 1 | 1 | 1 | 1 | 566.0377 | 0 | 20298.2689 | 0 | 0 | 0 | 1 | 0 | 0 | 1
517 | Lighting-Interior | Misc | Light Tube | Warehouse | Turnover | CwaTgs517 | 1 | 0.71429 | 5952.381 | 0 | GS | 10 | 1 | 1 | 1 | 1 | 1 | 1 | 1 | 1 | 1 | 1 | 1 | 1 | 357.1429 | 0 | 20423.2804 | 0 | 0 | 0 | 1 | 0 | 0 | 1
517 | Lighting-Interior | Misc | Light Tube | Warehouse | New | CwaNgs517 | 1 | 0.71429 | 5952.381 | 0 | GS | 10 | 1 | 1 | 1 | 1 | 1 | 1 | 1 | 1 | 1 | 1 | 1 | 1 | 357.1429 | 0 | 20423.2804 | 0 | 0 | 0 | 1 | 0 | 0 | 1
601 | Motors | Belts | Efficient Motor Belts | Assembly | Turnover | CasTgs601 | 1 | 0.43275 | 5847.9532 | 0 | GS | 4 | 1 | 1 | 1 | 1 | 1 | 1 | 1 | 1 | 1 | 1 | 1 | 1 | 350.8772 | 0 | 5252.5721 | 0 | 0 | 0 | 1 | 0 | 0 | 1
601 | Motors | Belts | Efficient Motor Belts | Assembly | New | CasNgs601 | 1 | 0.43275 | 5847.9532 | 0 | GS | 4 | 1 | 1 | 1 | 1 | 1 | 1 | 1 | 1 | 1 | 1 | 1 | 1 | 350.8772 | 0 | 5252.5721 | 0 | 0 | 0 | 1 | 0 | 0 | 1
601 | Motors | Belts | Efficient Motor Belts | College and University | Turnover | CcoTgs601 | 1 | 1.0099 | 9900.9901 | 0 | GS | 4 | 1 | 1 | 1 | 1 | 1 | 1 | 1 | 1 | 1 | 1 | 1 | 1 | 594.0594 | 0 | 8892.9687 | 0 | 0 | 0 | 1 | 0 | 0 | 1
601 | Motors | Belts | Efficient Motor Belts | College and University | New | CcoNgs601 | 1 | 1.0099 | 9900.9901 | 0 | GS | 4 | 1 | 1 | 1 | 1 | 1 | 1 | 1 | 1 | 1 | 1 | 1 | 1 | 594.0594 | 0 | 8892.9687 | 0 | 0 | 0 | 1 | 0 | 0 | 1
601 | Motors | Belts | Efficient Motor Belts | Data Center | Turnover | CdaTgs601 | 1 | 1.0631 | 9009.009 | 0 | GS | 4 | 1 | 1 | 1 | 1 | 1 | 1 | 1 | 1 | 1 | 1 | 1 | 1 | 540.5405 | 0 | 8091.8003 | 0 | 0 | 0 | 1 | 0 | 0 | 1
601 | Motors | Belts | Efficient Motor Belts | Data Center | New | CdaNgs601 | 1 | 1.0631 | 9009.009 | 0 | GS | 4 | 1 | 1 | 1 | 1 | 1 | 1 | 1 | 1 | 1 | 1 | 1 | 1 | 540.5405 | 0 | 8091.8003 | 0 | 0 | 0 | 1 | 0 | 0 | 1
601 | Motors | Belts | Efficient Motor Belts | Grocery | Turnover | CgrTgs601 | 1 | 0.6 | 7407.4074 | 0 | GS | 4 | 1 | 1 | 1 | 1 | 1 | 1 | 1 | 1 | 1 | 1 | 1 | 1 | 444.4444 | 0 | 6653.2581 | 0 | 0 | 0 | 1 | 0 | 0 | 1
601 | Motors | Belts | Efficient Motor Belts | Grocery | New | CgrNgs601 | 1 | 0.6 | 7407.4074 | 0 | GS | 4 | 1 | 1 | 1 | 1 | 1 | 1 | 1 | 1 | 1 | 1 | 1 | 1 | 444.4444 | 0 | 6653.2581 | 0 | 0 | 0 | 1 | 0 | 0 | 1
601 | Motors | Belts | Efficient Motor Belts | Healthcare | Turnover | CheTgs601 | 1 | 1.0347 | 6944.4444 | 0 | GS | 4 | 1 | 1 | 1 | 1 | 1 | 1 | 1 | 1 | 1 | 1 | 1 | 1 | 416.6667 | 0 | 6237.4294 | 0 | 0 | 0 | 1 | 0 | 0 | 1
601 | Motors | Belts | Efficient Motor Belts | Healthcare | New | CheNgs601 | 1 | 1.0347 | 6944.4444 | 0 | GS | 4 | 1 | 1 | 1 | 1 | 1 | 1 | 1 | 1 | 1 | 1 | 1 | 1 | 416.6667 | 0 | 6237.4294 | 0 | 0 | 0 | 1 | 0 | 0 | 1
601 | Motors | Belts | Efficient Motor Belts | Hospitals | Turnover | ChoTgs601 | 1 | 1.0099 | 9900.9901 | 0 | GS | 4 | 1 | 1 | 1 | 1 | 1 | 1 | 1 | 1 | 1 | 1 | 1 | 1 | 594.0594 | 0 | 8892.9687 | 0 | 0 | 0 | 1 | 0 | 0 | 1
601 | Motors | Belts | Efficient Motor Belts | Hospitals | New | ChoNgs601 | 1 | 1.0099 | 9900.9901 | 0 | GS | 4 | 1 | 1 | 1 | 1 | 1 | 1 | 1 | 1 | 1 | 1 | 1 | 1 | 594.0594 | 0 | 8892.9687 | 0 | 0 | 0 | 1 | 0 | 0 | 1
601 | Motors | Belts | Efficient Motor Belts | Institutional | Turnover | CinTgs601 | 1 | 1.0811 | 9009.009 | 0 | GS | 4 | 1 | 1 | 1 | 1 | 1 | 1 | 1 | 1 | 1 | 1 | 1 | 1 | 540.5405 | 0 | 8091.8003 | 0 | 0 | 0 | 1 | 0 | 0 | 1
601 | Motors | Belts | Efficient Motor Belts | Institutional | New | CinNgs601 | 1 | 1.0811 | 9009.009 | 0 | GS | 4 | 1 | 1 | 1 | 1 | 1 | 1 | 1 | 1 | 1 | 1 | 1 | 1 | 540.5405 | 0 | 8091.8003 | 0 | 0 | 0 | 1 | 0 | 0 | 1
601 | Motors | Belts | Efficient Motor Belts | Lodging/Hospitality | Turnover | CloTgs601 | 1 | 1.1682 | 9345.7944 | 0 | GS | 4 | 1 | 1 | 1 | 1 | 1 | 1 | 1 | 1 | 1 | 1 | 1 | 1 | 560.7477 | 0 | 8394.2975 | 0 | 0 | 0 | 1 | 0 | 0 | 1
601 | Motors | Belts | Efficient Motor Belts | Lodging/Hospitality | New | CloNgs601 | 1 | 1.1682 | 9345.7944 | 0 | GS | 4 | 1 | 1 | 1 | 1 | 1 | 1 | 1 | 1 | 1 | 1 | 1 | 1 | 560.7477 | 0 | 8394.2975 | 0 | 0 | 0 | 1 | 0 | 0 | 1
601 | Motors | Belts | Efficient Motor Belts | Miscellaneous | Turnover | CmiTgs601 | 1 | 1.0631 | 9009.009 | 0 | GS | 4 | 1 | 1 | 1 | 1 | 1 | 1 | 1 | 1 | 1 | 1 | 1 | 1 | 540.5405 | 0 | 8091.8003 | 0 | 0 | 0 | 1 | 0 | 0 | 1
601 | Motors | Belts | Efficient Motor Belts | Miscellaneous | New | CmiNgs601 | 1 | 1.0631 | 9009.009 | 0 | GS | 4 | 1 | 1 | 1 | 1 | 1 | 1 | 1 | 1 | 1 | 1 | 1 | 1 | 540.5405 | 0 | 8091.8003 | 0 | 0 | 0 | 1 | 0 | 0 | 1
601 | Motors | Belts | Efficient Motor Belts | Offices | Turnover | CofTgs601 | 1 | 1.0631 | 9009.009 | 0 | GS | 4 | 1 | 1 | 1 | 1 | 1 | 1 | 1 | 1 | 1 | 1 | 1 | 1 | 540.5405 | 0 | 8091.8003 | 0 | 0 | 0 | 1 | 0 | 0 | 1
601 | Motors | Belts | Efficient Motor Belts | Offices | New | CofNgs601 | 1 | 1.0631 | 9009.009 | 0 | GS | 4 | 1 | 1 | 1 | 1 | 1 | 1 | 1 | 1 | 1 | 1 | 1 | 1 | 540.5405 | 0 | 8091.8003 | 0 | 0 | 0 | 1 | 0 | 0 | 1
601 | Motors | Belts | Efficient Motor Belts | Restaurants | Turnover | CreTgs601 | 1 | 0.37313 | 7462.6866 | 0 | GS | 4 | 1 | 1 | 1 | 1 | 1 | 1 | 1 | 1 | 1 | 1 | 1 | 1 | 447.7612 | 0 | 6702.9092 | 0 | 0 | 0 | 1 | 0 | 0 | 1
601 | Motors | Belts | Efficient Motor Belts | Restaurants | New | CreNgs601 | 1 | 0.37313 | 7462.6866 | 0 | GS | 4 | 1 | 1 | 1 | 1 | 1 | 1 | 1 | 1 | 1 | 1 | 1 | 1 | 447.7612 | 0 | 6702.9092 | 0 | 0 | 0 | 1 | 0 | 0 | 1
601 | Motors | Belts | Efficient Motor Belts | Retail | Turnover | CrtTgs601 | 1 | 0.55245 | 6993.007 | 0 | GS | 4 | 1 | 1 | 1 | 1 | 1 | 1 | 1 | 1 | 1 | 1 | 1 | 1 | 419.5804 | 0 | 6281.0478 | 0 | 0 | 0 | 1 | 0 | 0 | 1
601 | Motors | Belts | Efficient Motor Belts | Retail | New | CrtNgs601 | 1 | 0.55245 | 6993.007 | 0 | GS | 4 | 1 | 1 | 1 | 1 | 1 | 1 | 1 | 1 | 1 | 1 | 1 | 1 | 419.5804 | 0 | 6281.0478 | 0 | 0 | 0 | 1 | 0 | 0 | 1
601 | Motors | Belts | Efficient Motor Belts | Schools K-12 | Turnover | CscTgs601 | 1 | 1.0388 | 9708.7379 | 0 | GS | 4 | 1 | 1 | 1 | 1 | 1 | 1 | 1 | 1 | 1 | 1 | 1 | 1 | 582.5243 | 0 | 8720.2897 | 0 | 0 | 0 | 1 | 0 | 0 | 1
601 | Motors | Belts | Efficient Motor Belts | Schools K-12 | New | CscNgs601 | 1 | 1.0388 | 9708.7379 | 0 | GS | 4 | 1 | 1 | 1 | 1 | 1 | 1 | 1 | 1 | 1 | 1 | 1 | 1 | 582.5243 | 0 | 8720.2897 | 0 | 0 | 0 | 1 | 0 | 0 | 1
601 | Motors | Belts | Efficient Motor Belts | Warehouse | Turnover | CwaTgs601 | 1 | 0.72549 | 6535.9477 | 0 | GS | 4 | 1 | 1 | 1 | 1 | 1 | 1 | 1 | 1 | 1 | 1 | 1 | 1 | 392.1569 | 0 | 5870.5218 | 0 | 0 | 0 | 1 | 0 | 0 | 1
601 | Motors | Belts | Efficient Motor Belts | Warehouse | New | CwaNgs601 | 1 | 0.72549 | 6535.9477 | 0 | GS | 4 | 1 | 1 | 1 | 1 | 1 | 1 | 1 | 1 | 1 | 1 | 1 | 1 | 392.1569 | 0 | 5870.5218 | 0 | 0 | 0 | 1 | 0 | 0 | 1
602 | Motors | Controls | CO Sensors for Parking Garage Exhaust | Assembly | Existing | CasEgs602 | 1 | 0.43275 | 5847.9532 | 0 | GS | 5 | 1 | 1 | 1 | 1 | 1 | 1 | 1 | 1 | 1 | 1 | 1 | 1 | 350.8772 | 0 | 3003.5242 | 0 | 0 | 0 | 1 | 0 | 0 | 1
602 | Motors | Controls | CO Sensors for Parking Garage Exhaust | Assembly | New | CasNgs602 | 1 | 0.43275 | 5847.9532 | 0 | GS | 5 | 1 | 1 | 1 | 1 | 1 | 1 | 1 | 1 | 1 | 1 | 1 | 1 | 350.8772 | 0 | 3003.5242 | 0 | 0 | 0 | 1 | 0 | 0 | 1
602 | Motors | Controls | CO Sensors for Parking Garage Exhaust | College and University | Existing | CcoEgs602 | 1 | 1.0099 | 9900.9901 | 0 | GS | 5 | 1 | 1 | 1 | 1 | 1 | 1 | 1 | 1 | 1 | 1 | 1 | 1 | 594.0594 | 0 | 5085.1746 | 0 | 0 | 0 | 1 | 0 | 0 | 1
602 | Motors | Controls | CO Sensors for Parking Garage Exhaust | College and University | New | CcoNgs602 | 1 | 1.0099 | 9900.9901 | 0 | GS | 5 | 1 | 1 | 1 | 1 | 1 | 1 | 1 | 1 | 1 | 1 | 1 | 1 | 594.0594 | 0 | 5085.1746 | 0 | 0 | 0 | 1 | 0 | 0 | 1
602 | Motors | Controls | CO Sensors for Parking Garage Exhaust | Data Center | Existing | CdaEgs602 | 1 | 1.0631 | 9009.009 | 0 | GS | 5 | 1 | 1 | 1 | 1 | 1 | 1 | 1 | 1 | 1 | 1 | 1 | 1 | 540.5405 | 0 | 4627.0507 | 0 | 0 | 0 | 1 | 0 | 0 | 1
602 | Motors | Controls | CO Sensors for Parking Garage Exhaust | Data Center | New | CdaNgs602 | 1 | 1.0631 | 9009.009 | 0 | GS | 5 | 1 | 1 | 1 | 1 | 1 | 1 | 1 | 1 | 1 | 1 | 1 | 1 | 540.5405 | 0 | 4627.0507 | 0 | 0 | 0 | 1 | 0 | 0 | 1
602 | Motors | Controls | CO Sensors for Parking Garage Exhaust | Grocery | Existing | CgrEgs602 | 1 | 0.6 | 7407.4074 | 0 | GS | 5 | 1 | 1 | 1 | 1 | 1 | 1 | 1 | 1 | 1 | 1 | 1 | 1 | 444.4444 | 0 | 3804.4639 | 0 | 0 | 0 | 1 | 0 | 0 | 1
602 | Motors | Controls | CO Sensors for Parking Garage Exhaust | Grocery | New | CgrNgs602 | 1 | 0.6 | 7407.4074 | 0 | GS | 5 | 1 | 1 | 1 | 1 | 1 | 1 | 1 | 1 | 1 | 1 | 1 | 1 | 444.4444 | 0 | 3804.4639 | 0 | 0 | 0 | 1 | 0 | 0 | 1
602 | Motors | Controls | CO Sensors for Parking Garage Exhaust | Healthcare | Existing | CheEgs602 | 1 | 1.0347 | 6944.4444 | 0 | GS | 5 | 1 | 1 | 1 | 1 | 1 | 1 | 1 | 1 | 1 | 1 | 1 | 1 | 416.6667 | 0 | 3566.685 | 0 | 0 | 0 | 1 | 0 | 0 | 1
602 | Motors | Controls | CO Sensors for Parking Garage Exhaust | Healthcare | New | CheNgs602 | 1 | 1.0347 | 6944.4444 | 0 | GS | 5 | 1 | 1 | 1 | 1 | 1 | 1 | 1 | 1 | 1 | 1 | 1 | 1 | 416.6667 | 0 | 3566.685 | 0 | 0 | 0 | 1 | 0 | 0 | 1
602 | Motors | Controls | CO Sensors for Parking Garage Exhaust | Hospitals | Existing | ChoEgs602 | 1 | 1.0099 | 9900.9901 | 0 | GS | 5 | 1 | 1 | 1 | 1 | 1 | 1 | 1 | 1 | 1 | 1 | 1 | 1 | 594.0594 | 0 | 5085.1746 | 0 | 0 | 0 | 1 | 0 | 0 | 1
602 | Motors | Controls | CO Sensors for Parking Garage Exhaust | Hospitals | New | ChoNgs602 | 1 | 1.0099 | 9900.9901 | 0 | GS | 5 | 1 | 1 | 1 | 1 | 1 | 1 | 1 | 1 | 1 | 1 | 1 | 1 | 594.0594 | 0 | 5085.1746 | 0 | 0 | 0 | 1 | 0 | 0 | 1
602 | Motors | Controls | CO Sensors for Parking Garage Exhaust | Institutional | Existing | CinEgs602 | 1 | 1.0811 | 9009.009 | 0 | GS | 5 | 1 | 1 | 1 | 1 | 1 | 1 | 1 | 1 | 1 | 1 | 1 | 1 | 540.5405 | 0 | 4627.0507 | 0 | 0 | 0 | 1 | 0 | 0 | 1
602 | Motors | Controls | CO Sensors for Parking Garage Exhaust | Institutional | New | CinNgs602 | 1 | 1.0811 | 9009.009 | 0 | GS | 5 | 1 | 1 | 1 | 1 | 1 | 1 | 1 | 1 | 1 | 1 | 1 | 1 | 540.5405 | 0 | 4627.0507 | 0 | 0 | 0 | 1 | 0 | 0 | 1
602 | Motors | Controls | CO Sensors for Parking Garage Exhaust | Lodging/Hospitality | Existing | CloEgs602 | 1 | 1.1682 | 9345.7944 | 0 | GS | 5 | 1 | 1 | 1 | 1 | 1 | 1 | 1 | 1 | 1 | 1 | 1 | 1 | 560.7477 | 0 | 4800.0246 | 0 | 0 | 0 | 1 | 0 | 0 | 1
602 | Motors | Controls | CO Sensors for Parking Garage Exhaust | Lodging/Hospitality | New | CloNgs602 | 1 | 1.1682 | 9345.7944 | 0 | GS | 5 | 1 | 1 | 1 | 1 | 1 | 1 | 1 | 1 | 1 | 1 | 1 | 1 | 560.7477 | 0 | 4800.0246 | 0 | 0 | 0 | 1 | 0 | 0 | 1
602 | Motors | Controls | CO Sensors for Parking Garage Exhaust | Miscellaneous | Existing | CmiEgs602 | 1 | 1.0631 | 9009.009 | 0 | GS | 5 | 1 | 1 | 1 | 1 | 1 | 1 | 1 | 1 | 1 | 1 | 1 | 1 | 540.5405 | 0 | 4627.0507 | 0 | 0 | 0 | 1 | 0 | 0 | 1
602 | Motors | Controls | CO Sensors for Parking Garage Exhaust | Miscellaneous | New | CmiNgs602 | 1 | 1.0631 | 9009.009 | 0 | GS | 5 | 1 | 1 | 1 | 1 | 1 | 1 | 1 | 1 | 1 | 1 | 1 | 1 | 540.5405 | 0 | 4627.0507 | 0 | 0 | 0 | 1 | 0 | 0 | 1
602 | Motors | Controls | CO Sensors for Parking Garage Exhaust | Offices | Existing | CofEgs602 | 1 | 1.0631 | 9009.009 | 0 | GS | 5 | 1 | 1 | 1 | 1 | 1 | 1 | 1 | 1 | 1 | 1 | 1 | 1 | 540.5405 | 0 | 4627.0507 | 0 | 0 | 0 | 1 | 0 | 0 | 1
602 | Motors | Controls | CO Sensors for Parking Garage Exhaust | Offices | New | CofNgs602 | 1 | 1.0631 | 9009.009 | 0 | GS | 5 | 1 | 1 | 1 | 1 | 1 | 1 | 1 | 1 | 1 | 1 | 1 | 1 | 540.5405 | 0 | 4627.0507 | 0 | 0 | 0 | 1 | 0 | 0 | 1
602 | Motors | Controls | CO Sensors for Parking Garage Exhaust | Restaurants | Existing | CreEgs602 | 1 | 0.37313 | 7462.6866 | 0 | GS | 5 | 1 | 1 | 1 | 1 | 1 | 1 | 1 | 1 | 1 | 1 | 1 | 1 | 447.7612 | 0 | 3832.8555 | 0 | 0 | 0 | 1 | 0 | 0 | 1
602 | Motors | Controls | CO Sensors for Parking Garage Exhaust | Restaurants | New | CreNgs602 | 1 | 0.37313 | 7462.6866 | 0 | GS | 5 | 1 | 1 | 1 | 1 | 1 | 1 | 1 | 1 | 1 | 1 | 1 | 1 | 447.7612 | 0 | 3832.8555 | 0 | 0 | 0 | 1 | 0 | 0 | 1
602 | Motors | Controls | CO Sensors for Parking Garage Exhaust | Retail | Existing | CrtEgs602 | 1 | 0.55245 | 6993.007 | 0 | GS | 5 | 1 | 1 | 1 | 1 | 1 | 1 | 1 | 1 | 1 | 1 | 1 | 1 | 419.5804 | 0 | 3591.6268 | 0 | 0 | 0 | 1 | 0 | 0 | 1
602 | Motors | Controls | CO Sensors for Parking Garage Exhaust | Retail | New | CrtNgs602 | 1 | 0.55245 | 6993.007 | 0 | GS | 5 | 1 | 1 | 1 | 1 | 1 | 1 | 1 | 1 | 1 | 1 | 1 | 1 | 419.5804 | 0 | 3591.6268 | 0 | 0 | 0 | 1 | 0 | 0 | 1
602 | Motors | Controls | CO Sensors for Parking Garage Exhaust | Schools K-12 | Existing | CscEgs602 | 1 | 1.0388 | 9708.7379 | 0 | GS | 5 | 1 | 1 | 1 | 1 | 1 | 1 | 1 | 1 | 1 | 1 | 1 | 1 | 582.5243 | 0 | 4986.4333 | 0 | 0 | 0 | 1 | 0 | 0 | 1
602 | Motors | Controls | CO Sensors for Parking Garage Exhaust | Schools K-12 | New | CscNgs602 | 1 | 1.0388 | 9708.7379 | 0 | GS | 5 | 1 | 1 | 1 | 1 | 1 | 1 | 1 | 1 | 1 | 1 | 1 | 1 | 582.5243 | 0 | 4986.4333 | 0 | 0 | 0 | 1 | 0 | 0 | 1
602 | Motors | Controls | CO Sensors for Parking Garage Exhaust | Warehouse | Existing | CwaEgs602 | 1 | 0.72549 | 6535.9477 | 0 | GS | 5 | 1 | 1 | 1 | 1 | 1 | 1 | 1 | 1 | 1 | 1 | 1 | 1 | 392.1569 | 0 | 3356.88 | 0 | 0 | 0 | 1 | 0 | 0 | 1
602 | Motors | Controls | CO Sensors for Parking Garage Exhaust | Warehouse | New | CwaNgs602 | 1 | 0.72549 | 6535.9477 | 0 | GS | 5 | 1 | 1 | 1 | 1 | 1 | 1 | 1 | 1 | 1 | 1 | 1 | 1 | 392.1569 | 0 | 3356.88 | 0 | 0 | 0 | 1 | 0 | 0 | 1
603 | Motors | Controls | Escalator Motor Efficiency Controller | Assembly | Existing | CasEgs603 | 1 | 0.43275 | 5847.9532 | 0 | GS | 15 | 1 | 1 | 1 | 1 | 1 | 1 | 1 | 1 | 1 | 1 | 1 | 1 | 350.8772 | 0 | 1635.8674 | 0 | 0 | 0 | 1 | 0 | 0 | 1
603 | Motors | Controls | Escalator Motor Efficiency Controller | Assembly | New | CasNgs603 | 1 | 0.43275 | 5847.9532 | 0 | GS | 15 | 1 | 1 | 1 | 1 | 1 | 1 | 1 | 1 | 1 | 1 | 1 | 1 | 350.8772 | 0 | 1635.8674 | 0 | 0 | 0 | 1 | 0 | 0 | 1
603 | Motors | Controls | Escalator Motor Efficiency Controller | College and University | Existing | CcoEgs603 | 1 | 1.0099 | 9900.9901 | 0 | GS | 15 | 1 | 1 | 1 | 1 | 1 | 1 | 1 | 1 | 1 | 1 | 1 | 1 | 594.0594 | 0 | 2769.637 | 0 | 0 | 0 | 1 | 0 | 0 | 1
603 | Motors | Controls | Escalator Motor Efficiency Controller | College and University | New | CcoNgs603 | 1 | 1.0099 | 9900.9901 | 0 | GS | 15 | 1 | 1 | 1 | 1 | 1 | 1 | 1 | 1 | 1 | 1 | 1 | 1 | 594.0594 | 0 | 2769.637 | 0 | 0 | 0 | 1 | 0 | 0 | 1
603 | Motors | Controls | Escalator Motor Efficiency Controller | Data Center | Existing | CdaEgs603 | 1 | 1.0631 | 9009.009 | 0 | GS | 15 | 1 | 1 | 1 | 1 | 1 | 1 | 1 | 1 | 1 | 1 | 1 | 1 | 540.5405 | 0 | 2520.1201 | 0 | 0 | 0 | 1 | 0 | 0 | 1
603 | Motors | Controls | Escalator Motor Efficiency Controller | Data Center | New | CdaNgs603 | 1 | 1.0631 | 9009.009 | 0 | GS | 15 | 1 | 1 | 1 | 1 | 1 | 1 | 1 | 1 | 1 | 1 | 1 | 1 | 540.5405 | 0 | 2520.1201 | 0 | 0 | 0 | 1 | 0 | 0 | 1
603 | Motors | Controls | Escalator Motor Efficiency Controller | Grocery | Existing | CgrEgs603 | 1 | 0.6 | 7407.4074 | 0 | GS | 15 | 1 | 1 | 1 | 1 | 1 | 1 | 1 | 1 | 1 | 1 | 1 | 1 | 444.4444 | 0 | 2072.0988 | 0 | 0 | 0 | 1 | 0 | 0 | 1
603 | Motors | Controls | Escalator Motor Efficiency Controller | Grocery | New | CgrNgs603 | 1 | 0.6 | 7407.4074 | 0 | GS | 15 | 1 | 1 | 1 | 1 | 1 | 1 | 1 | 1 | 1 | 1 | 1 | 1 | 444.4444 | 0 | 2072.0988 | 0 | 0 | 0 | 1 | 0 | 0 | 1
603 | Motors | Controls | Escalator Motor Efficiency Controller | Healthcare | Existing | CheEgs603 | 1 | 1.0347 | 6944.4444 | 0 | GS | 15 | 1 | 1 | 1 | 1 | 1 | 1 | 1 | 1 | 1 | 1 | 1 | 1 | 416.6667 | 0 | 1942.5926 | 0 | 0 | 0 | 1 | 0 | 0 | 1
603 | Motors | Controls | Escalator Motor Efficiency Controller | Healthcare | New | CheNgs603 | 1 | 1.0347 | 6944.4444 | 0 | GS | 15 | 1 | 1 | 1 | 1 | 1 | 1 | 1 | 1 | 1 | 1 | 1 | 1 | 416.6667 | 0 | 1942.5926 | 0 | 0 | 0 | 1 | 0 | 0 | 1
603 | Motors | Controls | Escalator Motor Efficiency Controller | Hospitals | Existing | ChoEgs603 | 1 | 1.0099 | 9900.9901 | 0 | GS | 15 | 1 | 1 | 1 | 1 | 1 | 1 | 1 | 1 | 1 | 1 | 1 | 1 | 594.0594 | 0 | 2769.637 | 0 | 0 | 0 | 1 | 0 | 0 | 1
603 | Motors | Controls | Escalator Motor Efficiency Controller | Hospitals | New | ChoNgs603 | 1 | 1.0099 | 9900.9901 | 0 | GS | 15 | 1 | 1 | 1 | 1 | 1 | 1 | 1 | 1 | 1 | 1 | 1 | 1 | 594.0594 | 0 | 2769.637 | 0 | 0 | 0 | 1 | 0 | 0 | 1
603 | Motors | Controls | Escalator Motor Efficiency Controller | Institutional | Existing | CinEgs603 | 1 | 1.0811 | 9009.009 | 0 | GS | 15 | 1 | 1 | 1 | 1 | 1 | 1 | 1 | 1 | 1 | 1 | 1 | 1 | 540.5405 | 0 | 2520.1201 | 0 | 0 | 0 | 1 | 0 | 0 | 1
603 | Motors | Controls | Escalator Motor Efficiency Controller | Institutional | New | CinNgs603 | 1 | 1.0811 | 9009.009 | 0 | GS | 15 | 1 | 1 | 1 | 1 | 1 | 1 | 1 | 1 | 1 | 1 | 1 | 1 | 540.5405 | 0 | 2520.1201 | 0 | 0 | 0 | 1 | 0 | 0 | 1
603 | Motors | Controls | Escalator Motor Efficiency Controller | Lodging/Hospitality | Existing | CloEgs603 | 1 | 1.1682 | 9345.7944 | 0 | GS | 15 | 1 | 1 | 1 | 1 | 1 | 1 | 1 | 1 | 1 | 1 | 1 | 1 | 560.7477 | 0 | 2614.3302 | 0 | 0 | 0 | 1 | 0 | 0 | 1
603 | Motors | Controls | Escalator Motor Efficiency Controller | Lodging/Hospitality | New | CloNgs603 | 1 | 1.1682 | 9345.7944 | 0 | GS | 15 | 1 | 1 | 1 | 1 | 1 | 1 | 1 | 1 | 1 | 1 | 1 | 1 | 560.7477 | 0 | 2614.3302 | 0 | 0 | 0 | 1 | 0 | 0 | 1
603 | Motors | Controls | Escalator Motor Efficiency Controller | Miscellaneous | Existing | CmiEgs603 | 1 | 1.0631 | 9009.009 | 0 | GS | 15 | 1 | 1 | 1 | 1 | 1 | 1 | 1 | 1 | 1 | 1 | 1 | 1 | 540.5405 | 0 | 2520.1201 | 0 | 0 | 0 | 1 | 0 | 0 | 1
603 | Motors | Controls | Escalator Motor Efficiency Controller | Miscellaneous | New | CmiNgs603 | 1 | 1.0631 | 9009.009 | 0 | GS | 15 | 1 | 1 | 1 | 1 | 1 | 1 | 1 | 1 | 1 | 1 | 1 | 1 | 540.5405 | 0 | 2520.1201 | 0 | 0 | 0 | 1 | 0 | 0 | 1
603 | Motors | Controls | Escalator Motor Efficiency Controller | Offices | Existing | CofEgs603 | 1 | 1.0631 | 9009.009 | 0 | GS | 15 | 1 | 1 | 1 | 1 | 1 | 1 | 1 | 1 | 1 | 1 | 1 | 1 | 540.5405 | 0 | 2520.1201 | 0 | 0 | 0 | 1 | 0 | 0 | 1
603 | Motors | Controls | Escalator Motor Efficiency Controller | Offices | New | CofNgs603 | 1 | 1.0631 | 9009.009 | 0 | GS | 15 | 1 | 1 | 1 | 1 | 1 | 1 | 1 | 1 | 1 | 1 | 1 | 1 | 540.5405 | 0 | 2520.1201 | 0 | 0 | 0 | 1 | 0 | 0 | 1
603 | Motors | Controls | Escalator Motor Efficiency Controller | Restaurants | Existing | CreEgs603 | 1 | 0.37313 | 7462.6866 | 0 | GS | 15 | 1 | 1 | 1 | 1 | 1 | 1 | 1 | 1 | 1 | 1 | 1 | 1 | 447.7612 | 0 | 2087.5622 | 0 | 0 | 0 | 1 | 0 | 0 | 1
603 | Motors | Controls | Escalator Motor Efficiency Controller | Restaurants | New | CreNgs603 | 1 | 0.37313 | 7462.6866 | 0 | GS | 15 | 1 | 1 | 1 | 1 | 1 | 1 | 1 | 1 | 1 | 1 | 1 | 1 | 447.7612 | 0 | 2087.5622 | 0 | 0 | 0 | 1 | 0 | 0 | 1
603 | Motors | Controls | Escalator Motor Efficiency Controller | Retail | Existing | CrtEgs603 | 1 | 0.55245 | 6993.007 | 0 | GS | 15 | 1 | 1 | 1 | 1 | 1 | 1 | 1 | 1 | 1 | 1 | 1 | 1 | 419.5804 | 0 | 1956.1772 | 0 | 0 | 0 | 1 | 0 | 0 | 1
603 | Motors | Controls | Escalator Motor Efficiency Controller | Retail | New | CrtNgs603 | 1 | 0.55245 | 6993.007 | 0 | GS | 15 | 1 | 1 | 1 | 1 | 1 | 1 | 1 | 1 | 1 | 1 | 1 | 1 | 419.5804 | 0 | 1956.1772 | 0 | 0 | 0 | 1 | 0 | 0 | 1
603 | Motors | Controls | Escalator Motor Efficiency Controller | Schools K-12 | Existing | CscEgs603 | 1 | 1.0388 | 9708.7379 | 0 | GS | 15 | 1 | 1 | 1 | 1 | 1 | 1 | 1 | 1 | 1 | 1 | 1 | 1 | 582.5243 | 0 | 2715.8576 | 0 | 0 | 0 | 1 | 0 | 0 | 1
603 | Motors | Controls | Escalator Motor Efficiency Controller | Schools K-12 | New | CscNgs603 | 1 | 1.0388 | 9708.7379 | 0 | GS | 15 | 1 | 1 | 1 | 1 | 1 | 1 | 1 | 1 | 1 | 1 | 1 | 1 | 582.5243 | 0 | 2715.8576 | 0 | 0 | 0 | 1 | 0 | 0 | 1
603 | Motors | Controls | Escalator Motor Efficiency Controller | Warehouse | Existing | CwaEgs603 | 1 | 0.72549 | 6535.9477 | 0 | GS | 15 | 1 | 1 | 1 | 1 | 1 | 1 | 1 | 1 | 1 | 1 | 1 | 1 | 392.1569 | 0 | 1828.3224 | 0 | 0 | 0 | 1 | 0 | 0 | 1
603 | Motors | Controls | Escalator Motor Efficiency Controller | Warehouse | New | CwaNgs603 | 1 | 0.72549 | 6535.9477 | 0 | GS | 15 | 1 | 1 | 1 | 1 | 1 | 1 | 1 | 1 | 1 | 1 | 1 | 1 | 392.1569 | 0 | 1828.3224 | 0 | 0 | 0 | 1 | 0 | 0 | 1
604 | Motors | Fans | 1.5HP Open Drip-Proof(ODP) Motor | Assembly | Turnover | CasTgs604 | 1 | 1 | 8620.6897 | 0 | GS | 15 | 1 | 1 | 1 | 1 | 1 | 1 | 1 | 1 | 1 | 1 | 1 | 1 | 517.2414 | 0 | 244433.3022 | 0 | 0 | 0 | 1 | 0 | 0 | 1
604 | Motors | Fans | 1.5HP Open Drip-Proof(ODP) Motor | Assembly | New | CasNgs604 | 1 | 1 | 8620.6897 | 0 | GS | 15 | 1 | 1 | 1 | 1 | 1 | 1 | 1 | 1 | 1 | 1 | 1 | 1 | 517.2414 | 0 | 244433.3022 | 0 | 0 | 0 | 1 | 0 | 0 | 1
604 | Motors | Fans | 1.5HP Open Drip-Proof(ODP) Motor | College and University | Turnover | CcoTgs604 | 1 | 1 | 8620.6897 | 0 | GS | 15 | 1 | 1 | 1 | 1 | 1 | 1 | 1 | 1 | 1 | 1 | 1 | 1 | 517.2414 | 0 | 244433.3022 | 0 | 0 | 0 | 1 | 0 | 0 | 1
604 | Motors | Fans | 1.5HP Open Drip-Proof(ODP) Motor | College and University | New | CcoNgs604 | 1 | 1 | 8620.6897 | 0 | GS | 15 | 1 | 1 | 1 | 1 | 1 | 1 | 1 | 1 | 1 | 1 | 1 | 1 | 517.2414 | 0 | 244433.3022 | 0 | 0 | 0 | 1 | 0 | 0 | 1
604 | Motors | Fans | 1.5HP Open Drip-Proof(ODP) Motor | Data Center | Turnover | CdaTgs604 | 1 | 0.71038 | 5464.4809 | 0 | GS | 15 | 1 | 1 | 1 | 1 | 1 | 1 | 1 | 1 | 1 | 1 | 1 | 1 | 327.8689 | 0 | 154941.3282 | 0 | 0 | 0 | 1 | 0 | 0 | 1
604 | Motors | Fans | 1.5HP Open Drip-Proof(ODP) Motor | Data Center | New | CdaNgs604 | 1 | 0.71038 | 5464.4809 | 0 | GS | 15 | 1 | 1 | 1 | 1 | 1 | 1 | 1 | 1 | 1 | 1 | 1 | 1 | 327.8689 | 0 | 154941.3282 | 0 | 0 | 0 | 1 | 0 | 0 | 1
604 | Motors | Fans | 1.5HP Open Drip-Proof(ODP) Motor | Grocery | Turnover | CgrTgs604 | 1 | 0.53409 | 5681.8182 | 0 | GS | 15 | 1 | 1 | 1 | 1 | 1 | 1 | 1 | 1 | 1 | 1 | 1 | 1 | 340.9091 | 0 | 161103.7673 | 0 | 0 | 0 | 1 | 0 | 0 | 1
604 | Motors | Fans | 1.5HP Open Drip-Proof(ODP) Motor | Grocery | New | CgrNgs604 | 1 | 0.53409 | 5681.8182 | 0 | GS | 15 | 1 | 1 | 1 | 1 | 1 | 1 | 1 | 1 | 1 | 1 | 1 | 1 | 340.9091 | 0 | 161103.7673 | 0 | 0 | 0 | 1 | 0 | 0 | 1
604 | Motors | Fans | 1.5HP Open Drip-Proof(ODP) Motor | Healthcare | Turnover | CheTgs604 | 1 | 0.87755 | 6802.7211 | 0 | GS | 15 | 1 | 1 | 1 | 1 | 1 | 1 | 1 | 1 | 1 | 1 | 1 | 1 | 408.1633 | 0 | 192886.1432 | 0 | 0 | 0 | 1 | 0 | 0 | 1
604 | Motors | Fans | 1.5HP Open Drip-Proof(ODP) Motor | Healthcare | New | CheNgs604 | 1 | 0.87755 | 6802.7211 | 0 | GS | 15 | 1 | 1 | 1 | 1 | 1 | 1 | 1 | 1 | 1 | 1 | 1 | 1 | 408.1633 | 0 | 192886.1432 | 0 | 0 | 0 | 1 | 0 | 0 | 1
604 | Motors | Fans | 1.5HP Open Drip-Proof(ODP) Motor | Hospitals | Turnover | ChoTgs604 | 1 | 1 | 8620.6897 | 0 | GS | 15 | 1 | 1 | 1 | 1 | 1 | 1 | 1 | 1 | 1 | 1 | 1 | 1 | 517.2414 | 0 | 244433.3022 | 0 | 0 | 0 | 1 | 0 | 0 | 1
604 | Motors | Fans | 1.5HP Open Drip-Proof(ODP) Motor | Hospitals | New | ChoNgs604 | 1 | 1 | 8620.6897 | 0 | GS | 15 | 1 | 1 | 1 | 1 | 1 | 1 | 1 | 1 | 1 | 1 | 1 | 1 | 517.2414 | 0 | 244433.3022 | 0 | 0 | 0 | 1 | 0 | 0 | 1
604 | Motors | Fans | 1.5HP Open Drip-Proof(ODP) Motor | Institutional | Turnover | CinTgs604 | 1 | 0.78049 | 6097.561 | 0 | GS | 15 | 1 | 1 | 1 | 1 | 1 | 1 | 1 | 1 | 1 | 1 | 1 | 1 | 365.8537 | 0 | 172891.8479 | 0 | 0 | 0 | 1 | 0 | 0 | 1
604 | Motors | Fans | 1.5HP Open Drip-Proof(ODP) Motor | Institutional | New | CinNgs604 | 1 | 0.78049 | 6097.561 | 0 | GS | 15 | 1 | 1 | 1 | 1 | 1 | 1 | 1 | 1 | 1 | 1 | 1 | 1 | 365.8537 | 0 | 172891.8479 | 0 | 0 | 0 | 1 | 0 | 0 | 1
604 | Motors | Fans | 1.5HP Open Drip-Proof(ODP) Motor | Lodging/Hospitality | Turnover | CloTgs604 | 1 | 0.8209 | 7462.6866 | 0 | GS | 15 | 1 | 1 | 1 | 1 | 1 | 1 | 1 | 1 | 1 | 1 | 1 | 1 | 447.7612 | 0 | 211598.978 | 0 | 0 | 0 | 1 | 0 | 0 | 1
604 | Motors | Fans | 1.5HP Open Drip-Proof(ODP) Motor | Lodging/Hospitality | New | CloNgs604 | 1 | 0.8209 | 7462.6866 | 0 | GS | 15 | 1 | 1 | 1 | 1 | 1 | 1 | 1 | 1 | 1 | 1 | 1 | 1 | 447.7612 | 0 | 211598.978 | 0 | 0 | 0 | 1 | 0 | 0 | 1
604 | Motors | Fans | 1.5HP Open Drip-Proof(ODP) Motor | Miscellaneous | Turnover | CmiTgs604 | 1 | 0.71038 | 5464.4809 | 0 | GS | 15 | 1 | 1 | 1 | 1 | 1 | 1 | 1 | 1 | 1 | 1 | 1 | 1 | 327.8689 | 0 | 154941.3282 | 0 | 0 | 0 | 1 | 0 | 0 | 1
604 | Motors | Fans | 1.5HP Open Drip-Proof(ODP) Motor | Miscellaneous | New | CmiNgs604 | 1 | 0.71038 | 5464.4809 | 0 | GS | 15 | 1 | 1 | 1 | 1 | 1 | 1 | 1 | 1 | 1 | 1 | 1 | 1 | 327.8689 | 0 | 154941.3282 | 0 | 0 | 0 | 1 | 0 | 0 | 1
604 | Motors | Fans | 1.5HP Open Drip-Proof(ODP) Motor | Offices | Turnover | CofTgs604 | 1 | 0.71038 | 5464.4809 | 0 | GS | 15 | 1 | 1 | 1 | 1 | 1 | 1 | 1 | 1 | 1 | 1 | 1 | 1 | 327.8689 | 0 | 154941.3282 | 0 | 0 | 0 | 1 | 0 | 0 | 1
604 | Motors | Fans | 1.5HP Open Drip-Proof(ODP) Motor | Offices | New | CofNgs604 | 1 | 0.71038 | 5464.4809 | 0 | GS | 15 | 1 | 1 | 1 | 1 | 1 | 1 | 1 | 1 | 1 | 1 | 1 | 1 | 327.8689 | 0 | 154941.3282 | 0 | 0 | 0 | 1 | 0 | 0 | 1
604 | Motors | Fans | 1.5HP Open Drip-Proof(ODP) Motor | Restaurants | Turnover | CreTgs604 | 1 | 0.76471 | 6535.9477 | 0 | GS | 15 | 1 | 1 | 1 | 1 | 1 | 1 | 1 | 1 | 1 | 1 | 1 | 1 | 392.1569 | 0 | 185321.9807 | 0 | 0 | 0 | 1 | 0 | 0 | 1
604 | Motors | Fans | 1.5HP Open Drip-Proof(ODP) Motor | Restaurants | New | CreNgs604 | 1 | 0.76471 | 6535.9477 | 0 | GS | 15 | 1 | 1 | 1 | 1 | 1 | 1 | 1 | 1 | 1 | 1 | 1 | 1 | 392.1569 | 0 | 185321.9807 | 0 | 0 | 0 | 1 | 0 | 0 | 1
604 | Motors | Fans | 1.5HP Open Drip-Proof(ODP) Motor | Retail | Turnover | CrtTgs604 | 1 | 1 | 8620.6897 | 0 | GS | 15 | 1 | 1 | 1 | 1 | 1 | 1 | 1 | 1 | 1 | 1 | 1 | 1 | 517.2414 | 0 | 244433.3022 | 0 | 0 | 0 | 1 | 0 | 0 | 1
604 | Motors | Fans | 1.5HP Open Drip-Proof(ODP) Motor | Retail | New | CrtNgs604 | 1 | 1 | 8620.6897 | 0 | GS | 15 | 1 | 1 | 1 | 1 | 1 | 1 | 1 | 1 | 1 | 1 | 1 | 1 | 517.2414 | 0 | 244433.3022 | 0 | 0 | 0 | 1 | 0 | 0 | 1
604 | Motors | Fans | 1.5HP Open Drip-Proof(ODP) Motor | Schools K-12 | Turnover | CscTgs604 | 1 | 0.71038 | 5464.4809 | 0 | GS | 15 | 1 | 1 | 1 | 1 | 1 | 1 | 1 | 1 | 1 | 1 | 1 | 1 | 327.8689 | 0 | 154941.3282 | 0 | 0 | 0 | 1 | 0 | 0 | 1
604 | Motors | Fans | 1.5HP Open Drip-Proof(ODP) Motor | Schools K-12 | New | CscNgs604 | 1 | 0.71038 | 5464.4809 | 0 | GS | 15 | 1 | 1 | 1 | 1 | 1 | 1 | 1 | 1 | 1 | 1 | 1 | 1 | 327.8689 | 0 | 154941.3282 | 0 | 0 | 0 | 1 | 0 | 0 | 1
604 | Motors | Fans | 1.5HP Open Drip-Proof(ODP) Motor | Warehouse | Turnover | CwaTgs604 | 1 | 0.71038 | 5464.4809 | 0 | GS | 15 | 1 | 1 | 1 | 1 | 1 | 1 | 1 | 1 | 1 | 1 | 1 | 1 | 327.8689 | 0 | 154941.3282 | 0 | 0 | 0 | 1 | 0 | 0 | 1
604 | Motors | Fans | 1.5HP Open Drip-Proof(ODP) Motor | Warehouse | New | CwaNgs604 | 1 | 0.71038 | 5464.4809 | 0 | GS | 15 | 1 | 1 | 1 | 1 | 1 | 1 | 1 | 1 | 1 | 1 | 1 | 1 | 327.8689 | 0 | 154941.3282 | 0 | 0 | 0 | 1 | 0 | 0 | 1
605 | Motors | Fans | 10HP Open Drip-Proof(ODP) Motor | Assembly | Turnover | CasTgs605 | 1 | 1 | 8620.6897 | 0 | GS | 15 | 1 | 1 | 1 | 1 | 1 | 1 | 1 | 1 | 1 | 1 | 1 | 1 | 517.2414 | 0 | 57297.8024 | 0 | 0 | 0 | 1 | 0 | 0 | 1
605 | Motors | Fans | 10HP Open Drip-Proof(ODP) Motor | Assembly | New | CasNgs605 | 1 | 1 | 8620.6897 | 0 | GS | 15 | 1 | 1 | 1 | 1 | 1 | 1 | 1 | 1 | 1 | 1 | 1 | 1 | 517.2414 | 0 | 57297.8024 | 0 | 0 | 0 | 1 | 0 | 0 | 1
605 | Motors | Fans | 10HP Open Drip-Proof(ODP) Motor | College and University | Turnover | CcoTgs605 | 1 | 1 | 8620.6897 | 0 | GS | 15 | 1 | 1 | 1 | 1 | 1 | 1 | 1 | 1 | 1 | 1 | 1 | 1 | 517.2414 | 0 | 57297.8024 | 0 | 0 | 0 | 1 | 0 | 0 | 1
605 | Motors | Fans | 10HP Open Drip-Proof(ODP) Motor | College and University | New | CcoNgs605 | 1 | 1 | 8620.6897 | 0 | GS | 15 | 1 | 1 | 1 | 1 | 1 | 1 | 1 | 1 | 1 | 1 | 1 | 1 | 517.2414 | 0 | 57297.8024 | 0 | 0 | 0 | 1 | 0 | 0 | 1
605 | Motors | Fans | 10HP Open Drip-Proof(ODP) Motor | Data Center | Turnover | CdaTgs605 | 1 | 0.71038 | 5464.4809 | 0 | GS | 15 | 1 | 1 | 1 | 1 | 1 | 1 | 1 | 1 | 1 | 1 | 1 | 1 | 327.8689 | 0 | 36319.9185 | 0 | 0 | 0 | 1 | 0 | 0 | 1
605 | Motors | Fans | 10HP Open Drip-Proof(ODP) Motor | Data Center | New | CdaNgs605 | 1 | 0.71038 | 5464.4809 | 0 | GS | 15 | 1 | 1 | 1 | 1 | 1 | 1 | 1 | 1 | 1 | 1 | 1 | 1 | 327.8689 | 0 | 36319.9185 | 0 | 0 | 0 | 1 | 0 | 0 | 1
605 | Motors | Fans | 10HP Open Drip-Proof(ODP) Motor | Grocery | Turnover | CgrTgs605 | 1 | 0.53409 | 5681.8182 | 0 | GS | 15 | 1 | 1 | 1 | 1 | 1 | 1 | 1 | 1 | 1 | 1 | 1 | 1 | 340.9091 | 0 | 37764.4607 | 0 | 0 | 0 | 1 | 0 | 0 | 1
605 | Motors | Fans | 10HP Open Drip-Proof(ODP) Motor | Grocery | New | CgrNgs605 | 1 | 0.53409 | 5681.8182 | 0 | GS | 15 | 1 | 1 | 1 | 1 | 1 | 1 | 1 | 1 | 1 | 1 | 1 | 1 | 340.9091 | 0 | 37764.4607 | 0 | 0 | 0 | 1 | 0 | 0 | 1
605 | Motors | Fans | 10HP Open Drip-Proof(ODP) Motor | Healthcare | Turnover | CheTgs605 | 1 | 0.87755 | 6802.7211 | 0 | GS | 15 | 1 | 1 | 1 | 1 | 1 | 1 | 1 | 1 | 1 | 1 | 1 | 1 | 408.1633 | 0 | 45214.5924 | 0 | 0 | 0 | 1 | 0 | 0 | 1
605 | Motors | Fans | 10HP Open Drip-Proof(ODP) Motor | Healthcare | New | CheNgs605 | 1 | 0.87755 | 6802.7211 | 0 | GS | 15 | 1 | 1 | 1 | 1 | 1 | 1 | 1 | 1 | 1 | 1 | 1 | 1 | 408.1633 | 0 | 45214.5924 | 0 | 0 | 0 | 1 | 0 | 0 | 1
605 | Motors | Fans | 10HP Open Drip-Proof(ODP) Motor | Hospitals | Turnover | ChoTgs605 | 1 | 1 | 8620.6897 | 0 | GS | 15 | 1 | 1 | 1 | 1 | 1 | 1 | 1 | 1 | 1 | 1 | 1 | 1 | 517.2414 | 0 | 57297.8024 | 0 | 0 | 0 | 1 | 0 | 0 | 1
605 | Motors | Fans | 10HP Open Drip-Proof(ODP) Motor | Hospitals | New | ChoNgs605 | 1 | 1 | 8620.6897 | 0 | GS | 15 | 1 | 1 | 1 | 1 | 1 | 1 | 1 | 1 | 1 | 1 | 1 | 1 | 517.2414 | 0 | 57297.8024 | 0 | 0 | 0 | 1 | 0 | 0 | 1
605 | Motors | Fans | 10HP Open Drip-Proof(ODP) Motor | Institutional | Turnover | CinTgs605 | 1 | 0.78049 | 6097.561 | 0 | GS | 15 | 1 | 1 | 1 | 1 | 1 | 1 | 1 | 1 | 1 | 1 | 1 | 1 | 365.8537 | 0 | 40527.7139 | 0 | 0 | 0 | 1 | 0 | 0 | 1
605 | Motors | Fans | 10HP Open Drip-Proof(ODP) Motor | Institutional | New | CinNgs605 | 1 | 0.78049 | 6097.561 | 0 | GS | 15 | 1 | 1 | 1 | 1 | 1 | 1 | 1 | 1 | 1 | 1 | 1 | 1 | 365.8537 | 0 | 40527.7139 | 0 | 0 | 0 | 1 | 0 | 0 | 1
605 | Motors | Fans | 10HP Open Drip-Proof(ODP) Motor | Lodging/Hospitality | Turnover | CloTgs605 | 1 | 0.8209 | 7462.6866 | 0 | GS | 15 | 1 | 1 | 1 | 1 | 1 | 1 | 1 | 1 | 1 | 1 | 1 | 1 | 447.7612 | 0 | 49601.0827 | 0 | 0 | 0 | 1 | 0 | 0 | 1
605 | Motors | Fans | 10HP Open Drip-Proof(ODP) Motor | Lodging/Hospitality | New | CloNgs605 | 1 | 0.8209 | 7462.6866 | 0 | GS | 15 | 1 | 1 | 1 | 1 | 1 | 1 | 1 | 1 | 1 | 1 | 1 | 1 | 447.7612 | 0 | 49601.0827 | 0 | 0 | 0 | 1 | 0 | 0 | 1
605 | Motors | Fans | 10HP Open Drip-Proof(ODP) Motor | Miscellaneous | Turnover | CmiTgs605 | 1 | 0.71038 | 5464.4809 | 0 | GS | 15 | 1 | 1 | 1 | 1 | 1 | 1 | 1 | 1 | 1 | 1 | 1 | 1 | 327.8689 | 0 | 36319.9185 | 0 | 0 | 0 | 1 | 0 | 0 | 1
605 | Motors | Fans | 10HP Open Drip-Proof(ODP) Motor | Miscellaneous | New | CmiNgs605 | 1 | 0.71038 | 5464.4809 | 0 | GS | 15 | 1 | 1 | 1 | 1 | 1 | 1 | 1 | 1 | 1 | 1 | 1 | 1 | 327.8689 | 0 | 36319.9185 | 0 | 0 | 0 | 1 | 0 | 0 | 1
605 | Motors | Fans | 10HP Open Drip-Proof(ODP) Motor | Offices | Turnover | CofTgs605 | 1 | 0.71038 | 5464.4809 | 0 | GS | 15 | 1 | 1 | 1 | 1 | 1 | 1 | 1 | 1 | 1 | 1 | 1 | 1 | 327.8689 | 0 | 36319.9185 | 0 | 0 | 0 | 1 | 0 | 0 | 1
605 | Motors | Fans | 10HP Open Drip-Proof(ODP) Motor | Offices | New | CofNgs605 | 1 | 0.71038 | 5464.4809 | 0 | GS | 15 | 1 | 1 | 1 | 1 | 1 | 1 | 1 | 1 | 1 | 1 | 1 | 1 | 327.8689 | 0 | 36319.9185 | 0 | 0 | 0 | 1 | 0 | 0 | 1
605 | Motors | Fans | 10HP Open Drip-Proof(ODP) Motor | Restaurants | Turnover | CreTgs605 | 1 | 0.76471 | 6535.9477 | 0 | GS | 15 | 1 | 1 | 1 | 1 | 1 | 1 | 1 | 1 | 1 | 1 | 1 | 1 | 392.1569 | 0 | 43441.4711 | 0 | 0 | 0 | 1 | 0 | 0 | 1
605 | Motors | Fans | 10HP Open Drip-Proof(ODP) Motor | Restaurants | New | CreNgs605 | 1 | 0.76471 | 6535.9477 | 0 | GS | 15 | 1 | 1 | 1 | 1 | 1 | 1 | 1 | 1 | 1 | 1 | 1 | 1 | 392.1569 | 0 | 43441.4711 | 0 | 0 | 0 | 1 | 0 | 0 | 1
605 | Motors | Fans | 10HP Open Drip-Proof(ODP) Motor | Retail | Turnover | CrtTgs605 | 1 | 1 | 8620.6897 | 0 | GS | 15 | 1 | 1 | 1 | 1 | 1 | 1 | 1 | 1 | 1 | 1 | 1 | 1 | 517.2414 | 0 | 57297.8024 | 0 | 0 | 0 | 1 | 0 | 0 | 1
605 | Motors | Fans | 10HP Open Drip-Proof(ODP) Motor | Retail | New | CrtNgs605 | 1 | 1 | 8620.6897 | 0 | GS | 15 | 1 | 1 | 1 | 1 | 1 | 1 | 1 | 1 | 1 | 1 | 1 | 1 | 517.2414 | 0 | 57297.8024 | 0 | 0 | 0 | 1 | 0 | 0 | 1
605 | Motors | Fans | 10HP Open Drip-Proof(ODP) Motor | Schools K-12 | Turnover | CscTgs605 | 1 | 0.71038 | 5464.4809 | 0 | GS | 15 | 1 | 1 | 1 | 1 | 1 | 1 | 1 | 1 | 1 | 1 | 1 | 1 | 327.8689 | 0 | 36319.9185 | 0 | 0 | 0 | 1 | 0 | 0 | 1
605 | Motors | Fans | 10HP Open Drip-Proof(ODP) Motor | Schools K-12 | New | CscNgs605 | 1 | 0.71038 | 5464.4809 | 0 | GS | 15 | 1 | 1 | 1 | 1 | 1 | 1 | 1 | 1 | 1 | 1 | 1 | 1 | 327.8689 | 0 | 36319.9185 | 0 | 0 | 0 | 1 | 0 | 0 | 1
605 | Motors | Fans | 10HP Open Drip-Proof(ODP) Motor | Warehouse | Turnover | CwaTgs605 | 1 | 0.71038 | 5464.4809 | 0 | GS | 15 | 1 | 1 | 1 | 1 | 1 | 1 | 1 | 1 | 1 | 1 | 1 | 1 | 327.8689 | 0 | 36319.9185 | 0 | 0 | 0 | 1 | 0 | 0 | 1
605 | Motors | Fans | 10HP Open Drip-Proof(ODP) Motor | Warehouse | New | CwaNgs605 | 1 | 0.71038 | 5464.4809 | 0 | GS | 15 | 1 | 1 | 1 | 1 | 1 | 1 | 1 | 1 | 1 | 1 | 1 | 1 | 327.8689 | 0 | 36319.9185 | 0 | 0 | 0 | 1 | 0 | 0 | 1
606 | Motors | Fans | 20HP Open Drip-Proof (ODP) Motor | Assembly | Turnover | CasTgs606 | 1 | 1 | 8620.6897 | 0 | GS | 15 | 1 | 1 | 1 | 1 | 1 | 1 | 1 | 1 | 1 | 1 | 1 | 1 | 517.2414 | 0 | 81549.731 | 0 | 0 | 0 | 1 | 0 | 0 | 1
606 | Motors | Fans | 20HP Open Drip-Proof (ODP) Motor | Assembly | New | CasNgs606 | 1 | 1 | 8620.6897 | 0 | GS | 15 | 1 | 1 | 1 | 1 | 1 | 1 | 1 | 1 | 1 | 1 | 1 | 1 | 517.2414 | 0 | 81549.731 | 0 | 0 | 0 | 1 | 0 | 0 | 1
606 | Motors | Fans | 20HP Open Drip-Proof (ODP) Motor | College and University | Turnover | CcoTgs606 | 1 | 1 | 8620.6897 | 0 | GS | 15 | 1 | 1 | 1 | 1 | 1 | 1 | 1 | 1 | 1 | 1 | 1 | 1 | 517.2414 | 0 | 81549.731 | 0 | 0 | 0 | 1 | 0 | 0 | 1
606 | Motors | Fans | 20HP Open Drip-Proof (ODP) Motor | College and University | New | CcoNgs606 | 1 | 1 | 8620.6897 | 0 | GS | 15 | 1 | 1 | 1 | 1 | 1 | 1 | 1 | 1 | 1 | 1 | 1 | 1 | 517.2414 | 0 | 81549.731 | 0 | 0 | 0 | 1 | 0 | 0 | 1
606 | Motors | Fans | 20HP Open Drip-Proof (ODP) Motor | Data Center | Turnover | CdaTgs606 | 1 | 0.71038 | 5464.4809 | 0 | GS | 15 | 1 | 1 | 1 | 1 | 1 | 1 | 1 | 1 | 1 | 1 | 1 | 1 | 327.8689 | 0 | 51692.7257 | 0 | 0 | 0 | 1 | 0 | 0 | 1
606 | Motors | Fans | 20HP Open Drip-Proof (ODP) Motor | Data Center | New | CdaNgs606 | 1 | 0.71038 | 5464.4809 | 0 | GS | 15 | 1 | 1 | 1 | 1 | 1 | 1 | 1 | 1 | 1 | 1 | 1 | 1 | 327.8689 | 0 | 51692.7257 | 0 | 0 | 0 | 1 | 0 | 0 | 1
606 | Motors | Fans | 20HP Open Drip-Proof (ODP) Motor | Grocery | Turnover | CgrTgs606 | 1 | 0.53409 | 5681.8182 | 0 | GS | 15 | 1 | 1 | 1 | 1 | 1 | 1 | 1 | 1 | 1 | 1 | 1 | 1 | 340.9091 | 0 | 53748.6864 | 0 | 0 | 0 | 1 | 0 | 0 | 1
606 | Motors | Fans | 20HP Open Drip-Proof (ODP) Motor | Grocery | New | CgrNgs606 | 1 | 0.53409 | 5681.8182 | 0 | GS | 15 | 1 | 1 | 1 | 1 | 1 | 1 | 1 | 1 | 1 | 1 | 1 | 1 | 340.9091 | 0 | 53748.6864 | 0 | 0 | 0 | 1 | 0 | 0 | 1
606 | Motors | Fans | 20HP Open Drip-Proof (ODP) Motor | Healthcare | Turnover | CheTgs606 | 1 | 0.87755 | 6802.7211 | 0 | GS | 15 | 1 | 1 | 1 | 1 | 1 | 1 | 1 | 1 | 1 | 1 | 1 | 1 | 408.1633 | 0 | 64352.1687 | 0 | 0 | 0 | 1 | 0 | 0 | 1
606 | Motors | Fans | 20HP Open Drip-Proof (ODP) Motor | Healthcare | New | CheNgs606 | 1 | 0.87755 | 6802.7211 | 0 | GS | 15 | 1 | 1 | 1 | 1 | 1 | 1 | 1 | 1 | 1 | 1 | 1 | 1 | 408.1633 | 0 | 64352.1687 | 0 | 0 | 0 | 1 | 0 | 0 | 1
606 | Motors | Fans | 20HP Open Drip-Proof (ODP) Motor | Hospitals | Turnover | ChoTgs606 | 1 | 1 | 8620.6897 | 0 | GS | 15 | 1 | 1 | 1 | 1 | 1 | 1 | 1 | 1 | 1 | 1 | 1 | 1 | 517.2414 | 0 | 81549.731 | 0 | 0 | 0 | 1 | 0 | 0 | 1
606 | Motors | Fans | 20HP Open Drip-Proof (ODP) Motor | Hospitals | New | ChoNgs606 | 1 | 1 | 8620.6897 | 0 | GS | 15 | 1 | 1 | 1 | 1 | 1 | 1 | 1 | 1 | 1 | 1 | 1 | 1 | 517.2414 | 0 | 81549.731 | 0 | 0 | 0 | 1 | 0 | 0 | 1
606 | Motors | Fans | 20HP Open Drip-Proof (ODP) Motor | Institutional | Turnover | CinTgs606 | 1 | 0.78049 | 6097.561 | 0 | GS | 15 | 1 | 1 | 1 | 1 | 1 | 1 | 1 | 1 | 1 | 1 | 1 | 1 | 365.8537 | 0 | 57681.5171 | 0 | 0 | 0 | 1 | 0 | 0 | 1
606 | Motors | Fans | 20HP Open Drip-Proof (ODP) Motor | Institutional | New | CinNgs606 | 1 | 0.78049 | 6097.561 | 0 | GS | 15 | 1 | 1 | 1 | 1 | 1 | 1 | 1 | 1 | 1 | 1 | 1 | 1 | 365.8537 | 0 | 57681.5171 | 0 | 0 | 0 | 1 | 0 | 0 | 1
606 | Motors | Fans | 20HP Open Drip-Proof (ODP) Motor | Lodging/Hospitality | Turnover | CloTgs606 | 1 | 0.8209 | 7462.6866 | 0 | GS | 15 | 1 | 1 | 1 | 1 | 1 | 1 | 1 | 1 | 1 | 1 | 1 | 1 | 447.7612 | 0 | 70595.2895 | 0 | 0 | 0 | 1 | 0 | 0 | 1
606 | Motors | Fans | 20HP Open Drip-Proof (ODP) Motor | Lodging/Hospitality | New | CloNgs606 | 1 | 0.8209 | 7462.6866 | 0 | GS | 15 | 1 | 1 | 1 | 1 | 1 | 1 | 1 | 1 | 1 | 1 | 1 | 1 | 447.7612 | 0 | 70595.2895 | 0 | 0 | 0 | 1 | 0 | 0 | 1
606 | Motors | Fans | 20HP Open Drip-Proof (ODP) Motor | Miscellaneous | Turnover | CmiTgs606 | 1 | 0.71038 | 5464.4809 | 0 | GS | 15 | 1 | 1 | 1 | 1 | 1 | 1 | 1 | 1 | 1 | 1 | 1 | 1 | 327.8689 | 0 | 51692.7257 | 0 | 0 | 0 | 1 | 0 | 0 | 1
606 | Motors | Fans | 20HP Open Drip-Proof (ODP) Motor | Miscellaneous | New | CmiNgs606 | 1 | 0.71038 | 5464.4809 | 0 | GS | 15 | 1 | 1 | 1 | 1 | 1 | 1 | 1 | 1 | 1 | 1 | 1 | 1 | 327.8689 | 0 | 51692.7257 | 0 | 0 | 0 | 1 | 0 | 0 | 1
606 | Motors | Fans | 20HP Open Drip-Proof (ODP) Motor | Offices | Turnover | CofTgs606 | 1 | 0.71038 | 5464.4809 | 0 | GS | 15 | 1 | 1 | 1 | 1 | 1 | 1 | 1 | 1 | 1 | 1 | 1 | 1 | 327.8689 | 0 | 51692.7257 | 0 | 0 | 0 | 1 | 0 | 0 | 1
606 | Motors | Fans | 20HP Open Drip-Proof (ODP) Motor | Offices | New | CofNgs606 | 1 | 0.71038 | 5464.4809 | 0 | GS | 15 | 1 | 1 | 1 | 1 | 1 | 1 | 1 | 1 | 1 | 1 | 1 | 1 | 327.8689 | 0 | 51692.7257 | 0 | 0 | 0 | 1 | 0 | 0 | 1
606 | Motors | Fans | 20HP Open Drip-Proof (ODP) Motor | Restaurants | Turnover | CreTgs606 | 1 | 0.76471 | 6535.9477 | 0 | GS | 15 | 1 | 1 | 1 | 1 | 1 | 1 | 1 | 1 | 1 | 1 | 1 | 1 | 392.1569 | 0 | 61828.5542 | 0 | 0 | 0 | 1 | 0 | 0 | 1
606 | Motors | Fans | 20HP Open Drip-Proof (ODP) Motor | Restaurants | New | CreNgs606 | 1 | 0.76471 | 6535.9477 | 0 | GS | 15 | 1 | 1 | 1 | 1 | 1 | 1 | 1 | 1 | 1 | 1 | 1 | 1 | 392.1569 | 0 | 61828.5542 | 0 | 0 | 0 | 1 | 0 | 0 | 1
606 | Motors | Fans | 20HP Open Drip-Proof (ODP) Motor | Retail | Turnover | CrtTgs606 | 1 | 1 | 8620.6897 | 0 | GS | 15 | 1 | 1 | 1 | 1 | 1 | 1 | 1 | 1 | 1 | 1 | 1 | 1 | 517.2414 | 0 | 81549.731 | 0 | 0 | 0 | 1 | 0 | 0 | 1
606 | Motors | Fans | 20HP Open Drip-Proof (ODP) Motor | Retail | New | CrtNgs606 | 1 | 1 | 8620.6897 | 0 | GS | 15 | 1 | 1 | 1 | 1 | 1 | 1 | 1 | 1 | 1 | 1 | 1 | 1 | 517.2414 | 0 | 81549.731 | 0 | 0 | 0 | 1 | 0 | 0 | 1
606 | Motors | Fans | 20HP Open Drip-Proof (ODP) Motor | Schools K-12 | Turnover | CscTgs606 | 1 | 0.71038 | 5464.4809 | 0 | GS | 15 | 1 | 1 | 1 | 1 | 1 | 1 | 1 | 1 | 1 | 1 | 1 | 1 | 327.8689 | 0 | 51692.7257 | 0 | 0 | 0 | 1 | 0 | 0 | 1
606 | Motors | Fans | 20HP Open Drip-Proof (ODP) Motor | Schools K-12 | New | CscNgs606 | 1 | 0.71038 | 5464.4809 | 0 | GS | 15 | 1 | 1 | 1 | 1 | 1 | 1 | 1 | 1 | 1 | 1 | 1 | 1 | 327.8689 | 0 | 51692.7257 | 0 | 0 | 0 | 1 | 0 | 0 | 1
606 | Motors | Fans | 20HP Open Drip-Proof (ODP) Motor | Warehouse | Turnover | CwaTgs606 | 1 | 0.71038 | 5464.4809 | 0 | GS | 15 | 1 | 1 | 1 | 1 | 1 | 1 | 1 | 1 | 1 | 1 | 1 | 1 | 327.8689 | 0 | 51692.7257 | 0 | 0 | 0 | 1 | 0 | 0 | 1
606 | Motors | Fans | 20HP Open Drip-Proof (ODP) Motor | Warehouse | New | CwaNgs606 | 1 | 0.71038 | 5464.4809 | 0 | GS | 15 | 1 | 1 | 1 | 1 | 1 | 1 | 1 | 1 | 1 | 1 | 1 | 1 | 327.8689 | 0 | 51692.7257 | 0 | 0 | 0 | 1 | 0 | 0 | 1
607 | Motors | Fans | High Speed Fans | Assembly | Turnover | CasTgs607 | 1 | 1 | 8620.6897 | 0 | GS | 7 | 1 | 1 | 1 | 1 | 1 | 1 | 1 | 1 | 1 | 1 | 1 | 1 | 517.2414 | 0 | 2610.481 | 0 | 0 | 0 | 1 | 0 | 0 | 1
607 | Motors | Fans | High Speed Fans | Assembly | New | CasNgs607 | 1 | 1 | 8620.6897 | 0 | GS | 7 | 1 | 1 | 1 | 1 | 1 | 1 | 1 | 1 | 1 | 1 | 1 | 1 | 517.2414 | 0 | 2610.481 | 0 | 0 | 0 | 1 | 0 | 0 | 1
607 | Motors | Fans | High Speed Fans | College and University | Turnover | CcoTgs607 | 1 | 1 | 8620.6897 | 0 | GS | 7 | 1 | 1 | 1 | 1 | 1 | 1 | 1 | 1 | 1 | 1 | 1 | 1 | 517.2414 | 0 | 2610.481 | 0 | 0 | 0 | 1 | 0 | 0 | 1
607 | Motors | Fans | High Speed Fans | College and University | New | CcoNgs607 | 1 | 1 | 8620.6897 | 0 | GS | 7 | 1 | 1 | 1 | 1 | 1 | 1 | 1 | 1 | 1 | 1 | 1 | 1 | 517.2414 | 0 | 2610.481 | 0 | 0 | 0 | 1 | 0 | 0 | 1
607 | Motors | Fans | High Speed Fans | Data Center | Turnover | CdaTgs607 | 1 | 0.71038 | 5464.4809 | 0 | GS | 7 | 1 | 1 | 1 | 1 | 1 | 1 | 1 | 1 | 1 | 1 | 1 | 1 | 327.8689 | 0 | 1654.7311 | 0 | 0 | 0 | 1 | 0 | 0 | 1
607 | Motors | Fans | High Speed Fans | Data Center | New | CdaNgs607 | 1 | 0.71038 | 5464.4809 | 0 | GS | 7 | 1 | 1 | 1 | 1 | 1 | 1 | 1 | 1 | 1 | 1 | 1 | 1 | 327.8689 | 0 | 1654.7311 | 0 | 0 | 0 | 1 | 0 | 0 | 1
607 | Motors | Fans | High Speed Fans | Grocery | Turnover | CgrTgs607 | 1 | 0.53409 | 5681.8182 | 0 | GS | 7 | 1 | 1 | 1 | 1 | 1 | 1 | 1 | 1 | 1 | 1 | 1 | 1 | 340.9091 | 0 | 1720.5443 | 0 | 0 | 0 | 1 | 0 | 0 | 1
607 | Motors | Fans | High Speed Fans | Grocery | New | CgrNgs607 | 1 | 0.53409 | 5681.8182 | 0 | GS | 7 | 1 | 1 | 1 | 1 | 1 | 1 | 1 | 1 | 1 | 1 | 1 | 1 | 340.9091 | 0 | 1720.5443 | 0 | 0 | 0 | 1 | 0 | 0 | 1
607 | Motors | Fans | High Speed Fans | Healthcare | Turnover | CheTgs607 | 1 | 0.87755 | 6802.7211 | 0 | GS | 7 | 1 | 1 | 1 | 1 | 1 | 1 | 1 | 1 | 1 | 1 | 1 | 1 | 408.1633 | 0 | 2059.9714 | 0 | 0 | 0 | 1 | 0 | 0 | 1
607 | Motors | Fans | High Speed Fans | Healthcare | New | CheNgs607 | 1 | 0.87755 | 6802.7211 | 0 | GS | 7 | 1 | 1 | 1 | 1 | 1 | 1 | 1 | 1 | 1 | 1 | 1 | 1 | 408.1633 | 0 | 2059.9714 | 0 | 0 | 0 | 1 | 0 | 0 | 1
607 | Motors | Fans | High Speed Fans | Hospitals | Turnover | ChoTgs607 | 1 | 1 | 8620.6897 | 0 | GS | 7 | 1 | 1 | 1 | 1 | 1 | 1 | 1 | 1 | 1 | 1 | 1 | 1 | 517.2414 | 0 | 2610.481 | 0 | 0 | 0 | 1 | 0 | 0 | 1
607 | Motors | Fans | High Speed Fans | Hospitals | New | ChoNgs607 | 1 | 1 | 8620.6897 | 0 | GS | 7 | 1 | 1 | 1 | 1 | 1 | 1 | 1 | 1 | 1 | 1 | 1 | 1 | 517.2414 | 0 | 2610.481 | 0 | 0 | 0 | 1 | 0 | 0 | 1
607 | Motors | Fans | High Speed Fans | Institutional | Turnover | CinTgs607 | 1 | 0.78049 | 6097.561 | 0 | GS | 7 | 1 | 1 | 1 | 1 | 1 | 1 | 1 | 1 | 1 | 1 | 1 | 1 | 365.8537 | 0 | 1846.4378 | 0 | 0 | 0 | 1 | 0 | 0 | 1
607 | Motors | Fans | High Speed Fans | Institutional | New | CinNgs607 | 1 | 0.78049 | 6097.561 | 0 | GS | 7 | 1 | 1 | 1 | 1 | 1 | 1 | 1 | 1 | 1 | 1 | 1 | 1 | 365.8537 | 0 | 1846.4378 | 0 | 0 | 0 | 1 | 0 | 0 | 1
607 | Motors | Fans | High Speed Fans | Lodging/Hospitality | Turnover | CloTgs607 | 1 | 0.8209 | 7462.6866 | 0 | GS | 7 | 1 | 1 | 1 | 1 | 1 | 1 | 1 | 1 | 1 | 1 | 1 | 1 | 447.7612 | 0 | 2259.8194 | 0 | 0 | 0 | 1 | 0 | 0 | 1
607 | Motors | Fans | High Speed Fans | Lodging/Hospitality | New | CloNgs607 | 1 | 0.8209 | 7462.6866 | 0 | GS | 7 | 1 | 1 | 1 | 1 | 1 | 1 | 1 | 1 | 1 | 1 | 1 | 1 | 447.7612 | 0 | 2259.8194 | 0 | 0 | 0 | 1 | 0 | 0 | 1
607 | Motors | Fans | High Speed Fans | Miscellaneous | Turnover | CmiTgs607 | 1 | 0.71038 | 5464.4809 | 0 | GS | 7 | 1 | 1 | 1 | 1 | 1 | 1 | 1 | 1 | 1 | 1 | 1 | 1 | 327.8689 | 0 | 1654.7311 | 0 | 0 | 0 | 1 | 0 | 0 | 1
607 | Motors | Fans | High Speed Fans | Miscellaneous | New | CmiNgs607 | 1 | 0.71038 | 5464.4809 | 0 | GS | 7 | 1 | 1 | 1 | 1 | 1 | 1 | 1 | 1 | 1 | 1 | 1 | 1 | 327.8689 | 0 | 1654.7311 | 0 | 0 | 0 | 1 | 0 | 0 | 1
607 | Motors | Fans | High Speed Fans | Offices | Turnover | CofTgs607 | 1 | 0.71038 | 5464.4809 | 0 | GS | 7 | 1 | 1 | 1 | 1 | 1 | 1 | 1 | 1 | 1 | 1 | 1 | 1 | 327.8689 | 0 | 1654.7311 | 0 | 0 | 0 | 1 | 0 | 0 | 1
607 | Motors | Fans | High Speed Fans | Offices | New | CofNgs607 | 1 | 0.71038 | 5464.4809 | 0 | GS | 7 | 1 | 1 | 1 | 1 | 1 | 1 | 1 | 1 | 1 | 1 | 1 | 1 | 327.8689 | 0 | 1654.7311 | 0 | 0 | 0 | 1 | 0 | 0 | 1
607 | Motors | Fans | High Speed Fans | Restaurants | Turnover | CreTgs607 | 1 | 0.76471 | 6535.9477 | 0 | GS | 7 | 1 | 1 | 1 | 1 | 1 | 1 | 1 | 1 | 1 | 1 | 1 | 1 | 392.1569 | 0 | 1979.1882 | 0 | 0 | 0 | 1 | 0 | 0 | 1
607 | Motors | Fans | High Speed Fans | Restaurants | New | CreNgs607 | 1 | 0.76471 | 6535.9477 | 0 | GS | 7 | 1 | 1 | 1 | 1 | 1 | 1 | 1 | 1 | 1 | 1 | 1 | 1 | 392.1569 | 0 | 1979.1882 | 0 | 0 | 0 | 1 | 0 | 0 | 1
607 | Motors | Fans | High Speed Fans | Retail | Turnover | CrtTgs607 | 1 | 1 | 8620.6897 | 0 | GS | 7 | 1 | 1 | 1 | 1 | 1 | 1 | 1 | 1 | 1 | 1 | 1 | 1 | 517.2414 | 0 | 2610.481 | 0 | 0 | 0 | 1 | 0 | 0 | 1
607 | Motors | Fans | High Speed Fans | Retail | New | CrtNgs607 | 1 | 1 | 8620.6897 | 0 | GS | 7 | 1 | 1 | 1 | 1 | 1 | 1 | 1 | 1 | 1 | 1 | 1 | 1 | 517.2414 | 0 | 2610.481 | 0 | 0 | 0 | 1 | 0 | 0 | 1
607 | Motors | Fans | High Speed Fans | Schools K-12 | Turnover | CscTgs607 | 1 | 0.71038 | 5464.4809 | 0 | GS | 7 | 1 | 1 | 1 | 1 | 1 | 1 | 1 | 1 | 1 | 1 | 1 | 1 | 327.8689 | 0 | 1654.7311 | 0 | 0 | 0 | 1 | 0 | 0 | 1
607 | Motors | Fans | High Speed Fans | Schools K-12 | New | CscNgs607 | 1 | 0.71038 | 5464.4809 | 0 | GS | 7 | 1 | 1 | 1 | 1 | 1 | 1 | 1 | 1 | 1 | 1 | 1 | 1 | 327.8689 | 0 | 1654.7311 | 0 | 0 | 0 | 1 | 0 | 0 | 1
607 | Motors | Fans | High Speed Fans | Warehouse | Turnover | CwaTgs607 | 1 | 0.71038 | 5464.4809 | 0 | GS | 7 | 1 | 1 | 1 | 1 | 1 | 1 | 1 | 1 | 1 | 1 | 1 | 1 | 327.8689 | 0 | 1654.7311 | 0 | 0 | 0 | 1 | 0 | 0 | 1
607 | Motors | Fans | High Speed Fans | Warehouse | New | CwaNgs607 | 1 | 0.71038 | 5464.4809 | 0 | GS | 7 | 1 | 1 | 1 | 1 | 1 | 1 | 1 | 1 | 1 | 1 | 1 | 1 | 327.8689 | 0 | 1654.7311 | 0 | 0 | 0 | 1 | 0 | 0 | 1
608 | Motors | Misc | Regenerative Drive Elevator Motor | Assembly | Turnover | CasTgs608 | 1 | 0.43275 | 5847.9532 | 0 | GS | 15 | 1 | 1 | 1 | 1 | 1 | 1 | 1 | 1 | 1 | 1 | 1 | 1 | 350.8772 | 0 | 28324.4611 | 0 | 0 | 0 | 1 | 0 | 0 | 1
608 | Motors | Misc | Regenerative Drive Elevator Motor | Assembly | New | CasNgs608 | 1 | 0.43275 | 5847.9532 | 0 | GS | 15 | 1 | 1 | 1 | 1 | 1 | 1 | 1 | 1 | 1 | 1 | 1 | 1 | 350.8772 | 0 | 28324.4611 | 0 | 0 | 0 | 1 | 0 | 0 | 1
608 | Motors | Misc | Regenerative Drive Elevator Motor | College and University | Turnover | CcoTgs608 | 1 | 1.0099 | 9900.9901 | 0 | GS | 15 | 1 | 1 | 1 | 1 | 1 | 1 | 1 | 1 | 1 | 1 | 1 | 1 | 594.0594 | 0 | 47955.2758 | 0 | 0 | 0 | 1 | 0 | 0 | 1
608 | Motors | Misc | Regenerative Drive Elevator Motor | College and University | New | CcoNgs608 | 1 | 1.0099 | 9900.9901 | 0 | GS | 15 | 1 | 1 | 1 | 1 | 1 | 1 | 1 | 1 | 1 | 1 | 1 | 1 | 594.0594 | 0 | 47955.2758 | 0 | 0 | 0 | 1 | 0 | 0 | 1
608 | Motors | Misc | Regenerative Drive Elevator Motor | Data Center | Turnover | CdaTgs608 | 1 | 1.0631 | 9009.009 | 0 | GS | 15 | 1 | 1 | 1 | 1 | 1 | 1 | 1 | 1 | 1 | 1 | 1 | 1 | 540.5405 | 0 | 43634.9806 | 0 | 0 | 0 | 1 | 0 | 0 | 1
608 | Motors | Misc | Regenerative Drive Elevator Motor | Data Center | New | CdaNgs608 | 1 | 1.0631 | 9009.009 | 0 | GS | 15 | 1 | 1 | 1 | 1 | 1 | 1 | 1 | 1 | 1 | 1 | 1 | 1 | 540.5405 | 0 | 43634.9806 | 0 | 0 | 0 | 1 | 0 | 0 | 1
608 | Motors | Misc | Regenerative Drive Elevator Motor | Grocery | Turnover | CgrTgs608 | 1 | 0.6 | 7407.4074 | 0 | GS | 15 | 1 | 1 | 1 | 1 | 1 | 1 | 1 | 1 | 1 | 1 | 1 | 1 | 444.4444 | 0 | 35877.6508 | 0 | 0 | 0 | 1 | 0 | 0 | 1
608 | Motors | Misc | Regenerative Drive Elevator Motor | Grocery | New | CgrNgs608 | 1 | 0.6 | 7407.4074 | 0 | GS | 15 | 1 | 1 | 1 | 1 | 1 | 1 | 1 | 1 | 1 | 1 | 1 | 1 | 444.4444 | 0 | 35877.6508 | 0 | 0 | 0 | 1 | 0 | 0 | 1
608 | Motors | Misc | Regenerative Drive Elevator Motor | Healthcare | Turnover | CheTgs608 | 1 | 1.0347 | 6944.4444 | 0 | GS | 15 | 1 | 1 | 1 | 1 | 1 | 1 | 1 | 1 | 1 | 1 | 1 | 1 | 416.6667 | 0 | 33635.2976 | 0 | 0 | 0 | 1 | 0 | 0 | 1
608 | Motors | Misc | Regenerative Drive Elevator Motor | Healthcare | New | CheNgs608 | 1 | 1.0347 | 6944.4444 | 0 | GS | 15 | 1 | 1 | 1 | 1 | 1 | 1 | 1 | 1 | 1 | 1 | 1 | 1 | 416.6667 | 0 | 33635.2976 | 0 | 0 | 0 | 1 | 0 | 0 | 1
608 | Motors | Misc | Regenerative Drive Elevator Motor | Hospitals | Turnover | ChoTgs608 | 1 | 1.0099 | 9900.9901 | 0 | GS | 15 | 1 | 1 | 1 | 1 | 1 | 1 | 1 | 1 | 1 | 1 | 1 | 1 | 594.0594 | 0 | 47955.2758 | 0 | 0 | 0 | 1 | 0 | 0 | 1
608 | Motors | Misc | Regenerative Drive Elevator Motor | Hospitals | New | ChoNgs608 | 1 | 1.0099 | 9900.9901 | 0 | GS | 15 | 1 | 1 | 1 | 1 | 1 | 1 | 1 | 1 | 1 | 1 | 1 | 1 | 594.0594 | 0 | 47955.2758 | 0 | 0 | 0 | 1 | 0 | 0 | 1
608 | Motors | Misc | Regenerative Drive Elevator Motor | Institutional | Turnover | CinTgs608 | 1 | 1.0811 | 9009.009 | 0 | GS | 15 | 1 | 1 | 1 | 1 | 1 | 1 | 1 | 1 | 1 | 1 | 1 | 1 | 540.5405 | 0 | 43634.9806 | 0 | 0 | 0 | 1 | 0 | 0 | 1
608 | Motors | Misc | Regenerative Drive Elevator Motor | Institutional | New | CinNgs608 | 1 | 1.0811 | 9009.009 | 0 | GS | 15 | 1 | 1 | 1 | 1 | 1 | 1 | 1 | 1 | 1 | 1 | 1 | 1 | 540.5405 | 0 | 43634.9806 | 0 | 0 | 0 | 1 | 0 | 0 | 1
608 | Motors | Misc | Regenerative Drive Elevator Motor | Lodging/Hospitality | Turnover | CloTgs608 | 1 | 1.1682 | 9345.7944 | 0 | GS | 15 | 1 | 1 | 1 | 1 | 1 | 1 | 1 | 1 | 1 | 1 | 1 | 1 | 560.7477 | 0 | 45266.1949 | 0 | 0 | 0 | 1 | 0 | 0 | 1
608 | Motors | Misc | Regenerative Drive Elevator Motor | Lodging/Hospitality | New | CloNgs608 | 1 | 1.1682 | 9345.7944 | 0 | GS | 15 | 1 | 1 | 1 | 1 | 1 | 1 | 1 | 1 | 1 | 1 | 1 | 1 | 560.7477 | 0 | 45266.1949 | 0 | 0 | 0 | 1 | 0 | 0 | 1
608 | Motors | Misc | Regenerative Drive Elevator Motor | Miscellaneous | Turnover | CmiTgs608 | 1 | 1.0631 | 9009.009 | 0 | GS | 15 | 1 | 1 | 1 | 1 | 1 | 1 | 1 | 1 | 1 | 1 | 1 | 1 | 540.5405 | 0 | 43634.9806 | 0 | 0 | 0 | 1 | 0 | 0 | 1
608 | Motors | Misc | Regenerative Drive Elevator Motor | Miscellaneous | New | CmiNgs608 | 1 | 1.0631 | 9009.009 | 0 | GS | 15 | 1 | 1 | 1 | 1 | 1 | 1 | 1 | 1 | 1 | 1 | 1 | 1 | 540.5405 | 0 | 43634.9806 | 0 | 0 | 0 | 1 | 0 | 0 | 1
608 | Motors | Misc | Regenerative Drive Elevator Motor | Offices | Turnover | CofTgs608 | 1 | 1.0631 | 9009.009 | 0 | GS | 15 | 1 | 1 | 1 | 1 | 1 | 1 | 1 | 1 | 1 | 1 | 1 | 1 | 540.5405 | 0 | 43634.9806 | 0 | 0 | 0 | 1 | 0 | 0 | 1
608 | Motors | Misc | Regenerative Drive Elevator Motor | Offices | New | CofNgs608 | 1 | 1.0631 | 9009.009 | 0 | GS | 15 | 1 | 1 | 1 | 1 | 1 | 1 | 1 | 1 | 1 | 1 | 1 | 1 | 540.5405 | 0 | 43634.9806 | 0 | 0 | 0 | 1 | 0 | 0 | 1
608 | Motors | Misc | Regenerative Drive Elevator Motor | Restaurants | Turnover | CreTgs608 | 1 | 0.37313 | 7462.6866 | 0 | GS | 15 | 1 | 1 | 1 | 1 | 1 | 1 | 1 | 1 | 1 | 1 | 1 | 1 | 447.7612 | 0 | 36145.3944 | 0 | 0 | 0 | 1 | 0 | 0 | 1
608 | Motors | Misc | Regenerative Drive Elevator Motor | Restaurants | New | CreNgs608 | 1 | 0.37313 | 7462.6866 | 0 | GS | 15 | 1 | 1 | 1 | 1 | 1 | 1 | 1 | 1 | 1 | 1 | 1 | 1 | 447.7612 | 0 | 36145.3944 | 0 | 0 | 0 | 1 | 0 | 0 | 1
608 | Motors | Misc | Regenerative Drive Elevator Motor | Retail | Turnover | CrtTgs608 | 1 | 0.55245 | 6993.007 | 0 | GS | 15 | 1 | 1 | 1 | 1 | 1 | 1 | 1 | 1 | 1 | 1 | 1 | 1 | 419.5804 | 0 | 33870.5095 | 0 | 0 | 0 | 1 | 0 | 0 | 1
608 | Motors | Misc | Regenerative Drive Elevator Motor | Retail | New | CrtNgs608 | 1 | 0.55245 | 6993.007 | 0 | GS | 15 | 1 | 1 | 1 | 1 | 1 | 1 | 1 | 1 | 1 | 1 | 1 | 1 | 419.5804 | 0 | 33870.5095 | 0 | 0 | 0 | 1 | 0 | 0 | 1
608 | Motors | Misc | Regenerative Drive Elevator Motor | Schools K-12 | Turnover | CscTgs608 | 1 | 1.0388 | 9708.7379 | 0 | GS | 15 | 1 | 1 | 1 | 1 | 1 | 1 | 1 | 1 | 1 | 1 | 1 | 1 | 582.5243 | 0 | 47024.1054 | 0 | 0 | 0 | 1 | 0 | 0 | 1
608 | Motors | Misc | Regenerative Drive Elevator Motor | Schools K-12 | New | CscNgs608 | 1 | 1.0388 | 9708.7379 | 0 | GS | 15 | 1 | 1 | 1 | 1 | 1 | 1 | 1 | 1 | 1 | 1 | 1 | 1 | 582.5243 | 0 | 47024.1054 | 0 | 0 | 0 | 1 | 0 | 0 | 1
608 | Motors | Misc | Regenerative Drive Elevator Motor | Warehouse | Turnover | CwaTgs608 | 1 | 0.72549 | 6535.9477 | 0 | GS | 15 | 1 | 1 | 1 | 1 | 1 | 1 | 1 | 1 | 1 | 1 | 1 | 1 | 392.1569 | 0 | 31656.7507 | 0 | 0 | 0 | 1 | 0 | 0 | 1
608 | Motors | Misc | Regenerative Drive Elevator Motor | Warehouse | New | CwaNgs608 | 1 | 0.72549 | 6535.9477 | 0 | GS | 15 | 1 | 1 | 1 | 1 | 1 | 1 | 1 | 1 | 1 | 1 | 1 | 1 | 392.1569 | 0 | 31656.7507 | 0 | 0 | 0 | 1 | 0 | 0 | 1
609 | Motors | Solar | Solar Powered Pool Pump | Assembly | Turnover | CasTgs609 | 1 | 0.43275 | 5847.9532 | 0 | GS | 15 | 1 | 1 | 1 | 1 | 1 | 1 | 1 | 1 | 1 | 1 | 1 | 1 | 350.8772 | 0 | 35157.9584 | 0 | 0 | 0 | 1 | 0 | 0 | 1
609 | Motors | Solar | Solar Powered Pool Pump | Assembly | New | CasNgs609 | 1 | 0.43275 | 5847.9532 | 0 | GS | 15 | 1 | 1 | 1 | 1 | 1 | 1 | 1 | 1 | 1 | 1 | 1 | 1 | 350.8772 | 0 | 35157.9584 | 0 | 0 | 0 | 1 | 0 | 0 | 1
609 | Motors | Solar | Solar Powered Pool Pump | College and University | Turnover | CcoTgs609 | 1 | 1.0099 | 9900.9901 | 0 | GS | 15 | 1 | 1 | 1 | 1 | 1 | 1 | 1 | 1 | 1 | 1 | 1 | 1 | 594.0594 | 0 | 59524.8602 | 0 | 0 | 0 | 1 | 0 | 0 | 1
609 | Motors | Solar | Solar Powered Pool Pump | College and University | New | CcoNgs609 | 1 | 1.0099 | 9900.9901 | 0 | GS | 15 | 1 | 1 | 1 | 1 | 1 | 1 | 1 | 1 | 1 | 1 | 1 | 1 | 594.0594 | 0 | 59524.8602 | 0 | 0 | 0 | 1 | 0 | 0 | 1
609 | Motors | Solar | Solar Powered Pool Pump | Data Center | Turnover | CdaTgs609 | 1 | 1.0631 | 9009.009 | 0 | GS | 15 | 1 | 1 | 1 | 1 | 1 | 1 | 1 | 1 | 1 | 1 | 1 | 1 | 540.5405 | 0 | 54162.2602 | 0 | 0 | 0 | 1 | 0 | 0 | 1
609 | Motors | Solar | Solar Powered Pool Pump | Data Center | New | CdaNgs609 | 1 | 1.0631 | 9009.009 | 0 | GS | 15 | 1 | 1 | 1 | 1 | 1 | 1 | 1 | 1 | 1 | 1 | 1 | 1 | 540.5405 | 0 | 54162.2602 | 0 | 0 | 0 | 1 | 0 | 0 | 1
609 | Motors | Solar | Solar Powered Pool Pump | Grocery | Turnover | CgrTgs609 | 1 | 0.6 | 7407.4074 | 0 | GS | 15 | 1 | 1 | 1 | 1 | 1 | 1 | 1 | 1 | 1 | 1 | 1 | 1 | 444.4444 | 0 | 44533.4139 | 0 | 0 | 0 | 1 | 0 | 0 | 1
609 | Motors | Solar | Solar Powered Pool Pump | Grocery | New | CgrNgs609 | 1 | 0.6 | 7407.4074 | 0 | GS | 15 | 1 | 1 | 1 | 1 | 1 | 1 | 1 | 1 | 1 | 1 | 1 | 1 | 444.4444 | 0 | 44533.4139 | 0 | 0 | 0 | 1 | 0 | 0 | 1
609 | Motors | Solar | Solar Powered Pool Pump | Healthcare | Turnover | CheTgs609 | 1 | 1.0347 | 6944.4444 | 0 | GS | 15 | 1 | 1 | 1 | 1 | 1 | 1 | 1 | 1 | 1 | 1 | 1 | 1 | 416.6667 | 0 | 41750.0756 | 0 | 0 | 0 | 1 | 0 | 0 | 1
609 | Motors | Solar | Solar Powered Pool Pump | Healthcare | New | CheNgs609 | 1 | 1.0347 | 6944.4444 | 0 | GS | 15 | 1 | 1 | 1 | 1 | 1 | 1 | 1 | 1 | 1 | 1 | 1 | 1 | 416.6667 | 0 | 41750.0756 | 0 | 0 | 0 | 1 | 0 | 0 | 1
609 | Motors | Solar | Solar Powered Pool Pump | Hospitals | Turnover | ChoTgs609 | 1 | 1.0099 | 9900.9901 | 0 | GS | 15 | 1 | 1 | 1 | 1 | 1 | 1 | 1 | 1 | 1 | 1 | 1 | 1 | 594.0594 | 0 | 59524.8602 | 0 | 0 | 0 | 1 | 0 | 0 | 1
609 | Motors | Solar | Solar Powered Pool Pump | Hospitals | New | ChoNgs609 | 1 | 1.0099 | 9900.9901 | 0 | GS | 15 | 1 | 1 | 1 | 1 | 1 | 1 | 1 | 1 | 1 | 1 | 1 | 1 | 594.0594 | 0 | 59524.8602 | 0 | 0 | 0 | 1 | 0 | 0 | 1
609 | Motors | Solar | Solar Powered Pool Pump | Institutional | Turnover | CinTgs609 | 1 | 1.0811 | 9009.009 | 0 | GS | 15 | 1 | 1 | 1 | 1 | 1 | 1 | 1 | 1 | 1 | 1 | 1 | 1 | 540.5405 | 0 | 54162.2602 | 0 | 0 | 0 | 1 | 0 | 0 | 1
609 | Motors | Solar | Solar Powered Pool Pump | Institutional | New | CinNgs609 | 1 | 1.0811 | 9009.009 | 0 | GS | 15 | 1 | 1 | 1 | 1 | 1 | 1 | 1 | 1 | 1 | 1 | 1 | 1 | 540.5405 | 0 | 54162.2602 | 0 | 0 | 0 | 1 | 0 | 0 | 1
609 | Motors | Solar | Solar Powered Pool Pump | Lodging/Hospitality | Turnover | CloTgs609 | 1 | 1.1682 | 9345.7944 | 0 | GS | 15 | 1 | 1 | 1 | 1 | 1 | 1 | 1 | 1 | 1 | 1 | 1 | 1 | 560.7477 | 0 | 56187.0176 | 0 | 0 | 0 | 1 | 0 | 0 | 1
609 | Motors | Solar | Solar Powered Pool Pump | Lodging/Hospitality | New | CloNgs609 | 1 | 1.1682 | 9345.7944 | 0 | GS | 15 | 1 | 1 | 1 | 1 | 1 | 1 | 1 | 1 | 1 | 1 | 1 | 1 | 560.7477 | 0 | 56187.0176 | 0 | 0 | 0 | 1 | 0 | 0 | 1
609 | Motors | Solar | Solar Powered Pool Pump | Miscellaneous | Turnover | CmiTgs609 | 1 | 1.0631 | 9009.009 | 0 | GS | 15 | 1 | 1 | 1 | 1 | 1 | 1 | 1 | 1 | 1 | 1 | 1 | 1 | 540.5405 | 0 | 54162.2602 | 0 | 0 | 0 | 1 | 0 | 0 | 1
609 | Motors | Solar | Solar Powered Pool Pump | Miscellaneous | New | CmiNgs609 | 1 | 1.0631 | 9009.009 | 0 | GS | 15 | 1 | 1 | 1 | 1 | 1 | 1 | 1 | 1 | 1 | 1 | 1 | 1 | 540.5405 | 0 | 54162.2602 | 0 | 0 | 0 | 1 | 0 | 0 | 1
609 | Motors | Solar | Solar Powered Pool Pump | Offices | Turnover | CofTgs609 | 1 | 1.0631 | 9009.009 | 0 | GS | 15 | 1 | 1 | 1 | 1 | 1 | 1 | 1 | 1 | 1 | 1 | 1 | 1 | 540.5405 | 0 | 54162.2602 | 0 | 0 | 0 | 1 | 0 | 0 | 1
609 | Motors | Solar | Solar Powered Pool Pump | Offices | New | CofNgs609 | 1 | 1.0631 | 9009.009 | 0 | GS | 15 | 1 | 1 | 1 | 1 | 1 | 1 | 1 | 1 | 1 | 1 | 1 | 1 | 540.5405 | 0 | 54162.2602 | 0 | 0 | 0 | 1 | 0 | 0 | 1
609 | Motors | Solar | Solar Powered Pool Pump | Restaurants | Turnover | CreTgs609 | 1 | 0.37313 | 7462.6866 | 0 | GS | 15 | 1 | 1 | 1 | 1 | 1 | 1 | 1 | 1 | 1 | 1 | 1 | 1 | 447.7612 | 0 | 44865.7528 | 0 | 0 | 0 | 1 | 0 | 0 | 1
609 | Motors | Solar | Solar Powered Pool Pump | Restaurants | New | CreNgs609 | 1 | 0.37313 | 7462.6866 | 0 | GS | 15 | 1 | 1 | 1 | 1 | 1 | 1 | 1 | 1 | 1 | 1 | 1 | 1 | 447.7612 | 0 | 44865.7528 | 0 | 0 | 0 | 1 | 0 | 0 | 1
609 | Motors | Solar | Solar Powered Pool Pump | Retail | Turnover | CrtTgs609 | 1 | 0.55245 | 6993.007 | 0 | GS | 15 | 1 | 1 | 1 | 1 | 1 | 1 | 1 | 1 | 1 | 1 | 1 | 1 | 419.5804 | 0 | 42042.0341 | 0 | 0 | 0 | 1 | 0 | 0 | 1
609 | Motors | Solar | Solar Powered Pool Pump | Retail | New | CrtNgs609 | 1 | 0.55245 | 6993.007 | 0 | GS | 15 | 1 | 1 | 1 | 1 | 1 | 1 | 1 | 1 | 1 | 1 | 1 | 1 | 419.5804 | 0 | 42042.0341 | 0 | 0 | 0 | 1 | 0 | 0 | 1
609 | Motors | Solar | Solar Powered Pool Pump | Schools K-12 | Turnover | CscTgs609 | 1 | 1.0388 | 9708.7379 | 0 | GS | 15 | 1 | 1 | 1 | 1 | 1 | 1 | 1 | 1 | 1 | 1 | 1 | 1 | 582.5243 | 0 | 58369.0377 | 0 | 0 | 0 | 1 | 0 | 0 | 1
609 | Motors | Solar | Solar Powered Pool Pump | Schools K-12 | New | CscNgs609 | 1 | 1.0388 | 9708.7379 | 0 | GS | 15 | 1 | 1 | 1 | 1 | 1 | 1 | 1 | 1 | 1 | 1 | 1 | 1 | 582.5243 | 0 | 58369.0377 | 0 | 0 | 0 | 1 | 0 | 0 | 1
609 | Motors | Solar | Solar Powered Pool Pump | Warehouse | Turnover | CwaTgs609 | 1 | 0.72549 | 6535.9477 | 0 | GS | 15 | 1 | 1 | 1 | 1 | 1 | 1 | 1 | 1 | 1 | 1 | 1 | 1 | 392.1569 | 0 | 39294.1888 | 0 | 0 | 0 | 1 | 0 | 0 | 1
609 | Motors | Solar | Solar Powered Pool Pump | Warehouse | New | CwaNgs609 | 1 | 0.72549 | 6535.9477 | 0 | GS | 15 | 1 | 1 | 1 | 1 | 1 | 1 | 1 | 1 | 1 | 1 | 1 | 1 | 392.1569 | 0 | 39294.1888 | 0 | 0 | 0 | 1 | 0 | 0 | 1
701 | Power Management | Storage | Efficient Battery Charger | Assembly | Turnover | CasTgs701 | 1 | 0.43275 | 5847.9532 | 0 | GS | 15 | 1 | 1 | 1 | 1 | 1 | 1 | 1 | 1 | 1 | 1 | 1 | 1 | 350.8772 | 0 | 2168.2281 | 0 | 0 | 0 | 1 | 0 | 0 | 1
701 | Power Management | Storage | Efficient Battery Charger | Assembly | New | CasNgs701 | 1 | 0.43275 | 5847.9532 | 0 | GS | 15 | 1 | 1 | 1 | 1 | 1 | 1 | 1 | 1 | 1 | 1 | 1 | 1 | 350.8772 | 0 | 2168.2281 | 0 | 0 | 0 | 1 | 0 | 0 | 1
701 | Power Management | Storage | Efficient Battery Charger | College and University | Turnover | CcoTgs701 | 1 | 1.0099 | 9900.9901 | 0 | GS | 15 | 1 | 1 | 1 | 1 | 1 | 1 | 1 | 1 | 1 | 1 | 1 | 1 | 594.0594 | 0 | 3670.9604 | 0 | 0 | 0 | 1 | 0 | 0 | 1
701 | Power Management | Storage | Efficient Battery Charger | College and University | New | CcoNgs701 | 1 | 1.0099 | 9900.9901 | 0 | GS | 15 | 1 | 1 | 1 | 1 | 1 | 1 | 1 | 1 | 1 | 1 | 1 | 1 | 594.0594 | 0 | 3670.9604 | 0 | 0 | 0 | 1 | 0 | 0 | 1
701 | Power Management | Storage | Efficient Battery Charger | Data Center | Turnover | CdaTgs701 | 1 | 1.0631 | 9009.009 | 0 | GS | 15 | 1 | 1 | 1 | 1 | 1 | 1 | 1 | 1 | 1 | 1 | 1 | 1 | 540.5405 | 0 | 3340.2433 | 0 | 0 | 0 | 1 | 0 | 0 | 1
701 | Power Management | Storage | Efficient Battery Charger | Data Center | New | CdaNgs701 | 1 | 1.0631 | 9009.009 | 0 | GS | 15 | 1 | 1 | 1 | 1 | 1 | 1 | 1 | 1 | 1 | 1 | 1 | 1 | 540.5405 | 0 | 3340.2433 | 0 | 0 | 0 | 1 | 0 | 0 | 1
701 | Power Management | Storage | Efficient Battery Charger | Grocery | Turnover | CgrTgs701 | 1 | 0.6 | 7407.4074 | 0 | GS | 15 | 1 | 1 | 1 | 1 | 1 | 1 | 1 | 1 | 1 | 1 | 1 | 1 | 444.4444 | 0 | 2746.4222 | 0 | 0 | 0 | 1 | 0 | 0 | 1
701 | Power Management | Storage | Efficient Battery Charger | Grocery | New | CgrNgs701 | 1 | 0.6 | 7407.4074 | 0 | GS | 15 | 1 | 1 | 1 | 1 | 1 | 1 | 1 | 1 | 1 | 1 | 1 | 1 | 444.4444 | 0 | 2746.4222 | 0 | 0 | 0 | 1 | 0 | 0 | 1
701 | Power Management | Storage | Efficient Battery Charger | Healthcare | Turnover | CheTgs701 | 1 | 1.0347 | 6944.4444 | 0 | GS | 15 | 1 | 1 | 1 | 1 | 1 | 1 | 1 | 1 | 1 | 1 | 1 | 1 | 416.6667 | 0 | 2574.7708 | 0 | 0 | 0 | 1 | 0 | 0 | 1
701 | Power Management | Storage | Efficient Battery Charger | Healthcare | New | CheNgs701 | 1 | 1.0347 | 6944.4444 | 0 | GS | 15 | 1 | 1 | 1 | 1 | 1 | 1 | 1 | 1 | 1 | 1 | 1 | 1 | 416.6667 | 0 | 2574.7708 | 0 | 0 | 0 | 1 | 0 | 0 | 1
701 | Power Management | Storage | Efficient Battery Charger | Hospitals | Turnover | ChoTgs701 | 1 | 1.0099 | 9900.9901 | 0 | GS | 15 | 1 | 1 | 1 | 1 | 1 | 1 | 1 | 1 | 1 | 1 | 1 | 1 | 594.0594 | 0 | 3670.9604 | 0 | 0 | 0 | 1 | 0 | 0 | 1
701 | Power Management | Storage | Efficient Battery Charger | Hospitals | New | ChoNgs701 | 1 | 1.0099 | 9900.9901 | 0 | GS | 15 | 1 | 1 | 1 | 1 | 1 | 1 | 1 | 1 | 1 | 1 | 1 | 1 | 594.0594 | 0 | 3670.9604 | 0 | 0 | 0 | 1 | 0 | 0 | 1
701 | Power Management | Storage | Efficient Battery Charger | Institutional | Turnover | CinTgs701 | 1 | 1.0811 | 9009.009 | 0 | GS | 15 | 1 | 1 | 1 | 1 | 1 | 1 | 1 | 1 | 1 | 1 | 1 | 1 | 540.5405 | 0 | 3340.2433 | 0 | 0 | 0 | 1 | 0 | 0 | 1
701 | Power Management | Storage | Efficient Battery Charger | Institutional | New | CinNgs701 | 1 | 1.0811 | 9009.009 | 0 | GS | 15 | 1 | 1 | 1 | 1 | 1 | 1 | 1 | 1 | 1 | 1 | 1 | 1 | 540.5405 | 0 | 3340.2433 | 0 | 0 | 0 | 1 | 0 | 0 | 1
701 | Power Management | Storage | Efficient Battery Charger | Lodging/Hospitality | Turnover | CloTgs701 | 1 | 1.1682 | 9345.7944 | 0 | GS | 15 | 1 | 1 | 1 | 1 | 1 | 1 | 1 | 1 | 1 | 1 | 1 | 1 | 560.7477 | 0 | 3465.1122 | 0 | 0 | 0 | 1 | 0 | 0 | 1
701 | Power Management | Storage | Efficient Battery Charger | Lodging/Hospitality | New | CloNgs701 | 1 | 1.1682 | 9345.7944 | 0 | GS | 15 | 1 | 1 | 1 | 1 | 1 | 1 | 1 | 1 | 1 | 1 | 1 | 1 | 560.7477 | 0 | 3465.1122 | 0 | 0 | 0 | 1 | 0 | 0 | 1
701 | Power Management | Storage | Efficient Battery Charger | Miscellaneous | Turnover | CmiTgs701 | 1 | 1.0631 | 9009.009 | 0 | GS | 15 | 1 | 1 | 1 | 1 | 1 | 1 | 1 | 1 | 1 | 1 | 1 | 1 | 540.5405 | 0 | 3340.2433 | 0 | 0 | 0 | 1 | 0 | 0 | 1
701 | Power Management | Storage | Efficient Battery Charger | Miscellaneous | New | CmiNgs701 | 1 | 1.0631 | 9009.009 | 0 | GS | 15 | 1 | 1 | 1 | 1 | 1 | 1 | 1 | 1 | 1 | 1 | 1 | 1 | 540.5405 | 0 | 3340.2433 | 0 | 0 | 0 | 1 | 0 | 0 | 1
701 | Power Management | Storage | Efficient Battery Charger | Offices | Turnover | CofTgs701 | 1 | 1.0631 | 9009.009 | 0 | GS | 15 | 1 | 1 | 1 | 1 | 1 | 1 | 1 | 1 | 1 | 1 | 1 | 1 | 540.5405 | 0 | 3340.2433 | 0 | 0 | 0 | 1 | 0 | 0 | 1
701 | Power Management | Storage | Efficient Battery Charger | Offices | New | CofNgs701 | 1 | 1.0631 | 9009.009 | 0 | GS | 15 | 1 | 1 | 1 | 1 | 1 | 1 | 1 | 1 | 1 | 1 | 1 | 1 | 540.5405 | 0 | 3340.2433 | 0 | 0 | 0 | 1 | 0 | 0 | 1
701 | Power Management | Storage | Efficient Battery Charger | Restaurants | Turnover | CreTgs701 | 1 | 0.37313 | 7462.6866 | 0 | GS | 15 | 1 | 1 | 1 | 1 | 1 | 1 | 1 | 1 | 1 | 1 | 1 | 1 | 447.7612 | 0 | 2766.9179 | 0 | 0 | 0 | 1 | 0 | 0 | 1
701 | Power Management | Storage | Efficient Battery Charger | Restaurants | New | CreNgs701 | 1 | 0.37313 | 7462.6866 | 0 | GS | 15 | 1 | 1 | 1 | 1 | 1 | 1 | 1 | 1 | 1 | 1 | 1 | 1 | 447.7612 | 0 | 2766.9179 | 0 | 0 | 0 | 1 | 0 | 0 | 1
701 | Power Management | Storage | Efficient Battery Charger | Retail | Turnover | CrtTgs701 | 1 | 0.55245 | 6993.007 | 0 | GS | 15 | 1 | 1 | 1 | 1 | 1 | 1 | 1 | 1 | 1 | 1 | 1 | 1 | 419.5804 | 0 | 2592.7762 | 0 | 0 | 0 | 1 | 0 | 0 | 1
701 | Power Management | Storage | Efficient Battery Charger | Retail | New | CrtNgs701 | 1 | 0.55245 | 6993.007 | 0 | GS | 15 | 1 | 1 | 1 | 1 | 1 | 1 | 1 | 1 | 1 | 1 | 1 | 1 | 419.5804 | 0 | 2592.7762 | 0 | 0 | 0 | 1 | 0 | 0 | 1
701 | Power Management | Storage | Efficient Battery Charger | Schools K-12 | Turnover | CscTgs701 | 1 | 1.0388 | 9708.7379 | 0 | GS | 15 | 1 | 1 | 1 | 1 | 1 | 1 | 1 | 1 | 1 | 1 | 1 | 1 | 582.5243 | 0 | 3599.6796 | 0 | 0 | 0 | 1 | 0 | 0 | 1
701 | Power Management | Storage | Efficient Battery Charger | Schools K-12 | New | CscNgs701 | 1 | 1.0388 | 9708.7379 | 0 | GS | 15 | 1 | 1 | 1 | 1 | 1 | 1 | 1 | 1 | 1 | 1 | 1 | 1 | 582.5243 | 0 | 3599.6796 | 0 | 0 | 0 | 1 | 0 | 0 | 1
701 | Power Management | Storage | Efficient Battery Charger | Warehouse | Turnover | CwaTgs701 | 1 | 0.72549 | 6535.9477 | 0 | GS | 15 | 1 | 1 | 1 | 1 | 1 | 1 | 1 | 1 | 1 | 1 | 1 | 1 | 392.1569 | 0 | 2423.3137 | 0 | 0 | 0 | 1 | 0 | 0 | 1
701 | Power Management | Storage | Efficient Battery Charger | Warehouse | New | CwaNgs701 | 1 | 0.72549 | 6535.9477 | 0 | GS | 15 | 1 | 1 | 1 | 1 | 1 | 1 | 1 | 1 | 1 | 1 | 1 | 1 | 392.1569 | 0 | 2423.3137 | 0 | 0 | 0 | 1 | 0 | 0 | 1
702 | Power Management | Supply | Engine Block Timer | Assembly | Existing | CasEgs702 | 1 | 0.43275 | 5847.9532 | 0 | GS | 3 | 1 | 1 | 1 | 1 | 1 | 1 | 1 | 1 | 1 | 1 | 1 | 1 | 294.0538 | 0 | 106.4003 | 0 | 0 | 0 | 1 | 0 | 0 | 1
702 | Power Management | Supply | Engine Block Timer | Assembly | New | CasNgs702 | 1 | 0.43275 | 5847.9532 | 0 | GS | 3 | 1 | 1 | 1 | 1 | 1 | 1 | 1 | 1 | 1 | 1 | 1 | 1 | 294.0538 | 0 | 106.4003 | 0 | 0 | 0 | 1 | 0 | 0 | 1
702 | Power Management | Supply | Engine Block Timer | College and University | Existing | CcoEgs702 | 1 | 1.0099 | 9900.9901 | 0 | GS | 3 | 1 | 1 | 1 | 1 | 1 | 1 | 1 | 1 | 1 | 1 | 1 | 1 | 497.8535 | 0 | 180.143 | 0 | 0 | 0 | 1 | 0 | 0 | 1
702 | Power Management | Supply | Engine Block Timer | College and University | New | CcoNgs702 | 1 | 1.0099 | 9900.9901 | 0 | GS | 3 | 1 | 1 | 1 | 1 | 1 | 1 | 1 | 1 | 1 | 1 | 1 | 1 | 497.8535 | 0 | 180.143 | 0 | 0 | 0 | 1 | 0 | 0 | 1
702 | Power Management | Supply | Engine Block Timer | Data Center | Existing | CdaEgs702 | 1 | 1.0631 | 9009.009 | 0 | GS | 3 | 1 | 1 | 1 | 1 | 1 | 1 | 1 | 1 | 1 | 1 | 1 | 1 | 453.0018 | 0 | 163.9139 | 0 | 0 | 0 | 1 | 0 | 0 | 1
702 | Power Management | Supply | Engine Block Timer | Data Center | New | CdaNgs702 | 1 | 1.0631 | 9009.009 | 0 | GS | 3 | 1 | 1 | 1 | 1 | 1 | 1 | 1 | 1 | 1 | 1 | 1 | 1 | 453.0018 | 0 | 163.9139 | 0 | 0 | 0 | 1 | 0 | 0 | 1
702 | Power Management | Supply | Engine Block Timer | Grocery | Existing | CgrEgs702 | 1 | 0.6 | 7407.4074 | 0 | GS | 3 | 1 | 1 | 1 | 1 | 1 | 1 | 1 | 1 | 1 | 1 | 1 | 1 | 372.4682 | 0 | 134.7737 | 0 | 0 | 0 | 1 | 0 | 0 | 1
702 | Power Management | Supply | Engine Block Timer | Grocery | New | CgrNgs702 | 1 | 0.6 | 7407.4074 | 0 | GS | 3 | 1 | 1 | 1 | 1 | 1 | 1 | 1 | 1 | 1 | 1 | 1 | 1 | 372.4682 | 0 | 134.7737 | 0 | 0 | 0 | 1 | 0 | 0 | 1
702 | Power Management | Supply | Engine Block Timer | Healthcare | Existing | CheEgs702 | 1 | 1.0347 | 6944.4444 | 0 | GS | 3 | 1 | 1 | 1 | 1 | 1 | 1 | 1 | 1 | 1 | 1 | 1 | 1 | 349.1889 | 0 | 126.3503 | 0 | 0 | 0 | 1 | 0 | 0 | 1
702 | Power Management | Supply | Engine Block Timer | Healthcare | New | CheNgs702 | 1 | 1.0347 | 6944.4444 | 0 | GS | 3 | 1 | 1 | 1 | 1 | 1 | 1 | 1 | 1 | 1 | 1 | 1 | 1 | 349.1889 | 0 | 126.3503 | 0 | 0 | 0 | 1 | 0 | 0 | 1
702 | Power Management | Supply | Engine Block Timer | Hospitals | Existing | ChoEgs702 | 1 | 1.0099 | 9900.9901 | 0 | GS | 3 | 1 | 1 | 1 | 1 | 1 | 1 | 1 | 1 | 1 | 1 | 1 | 1 | 497.8535 | 0 | 180.143 | 0 | 0 | 0 | 1 | 0 | 0 | 1
702 | Power Management | Supply | Engine Block Timer | Hospitals | New | ChoNgs702 | 1 | 1.0099 | 9900.9901 | 0 | GS | 3 | 1 | 1 | 1 | 1 | 1 | 1 | 1 | 1 | 1 | 1 | 1 | 1 | 497.8535 | 0 | 180.143 | 0 | 0 | 0 | 1 | 0 | 0 | 1
702 | Power Management | Supply | Engine Block Timer | Institutional | Existing | CinEgs702 | 1 | 1.0811 | 9009.009 | 0 | GS | 3 | 1 | 1 | 1 | 1 | 1 | 1 | 1 | 1 | 1 | 1 | 1 | 1 | 453.0018 | 0 | 163.9139 | 0 | 0 | 0 | 1 | 0 | 0 | 1
702 | Power Management | Supply | Engine Block Timer | Institutional | New | CinNgs702 | 1 | 1.0811 | 9009.009 | 0 | GS | 3 | 1 | 1 | 1 | 1 | 1 | 1 | 1 | 1 | 1 | 1 | 1 | 1 | 453.0018 | 0 | 163.9139 | 0 | 0 | 0 | 1 | 0 | 0 | 1
702 | Power Management | Supply | Engine Block Timer | Lodging/Hospitality | Existing | CloEgs702 | 1 | 1.1682 | 9345.7944 | 0 | GS | 3 | 1 | 1 | 1 | 1 | 1 | 1 | 1 | 1 | 1 | 1 | 1 | 1 | 469.9365 | 0 | 170.0415 | 0 | 0 | 0 | 1 | 0 | 0 | 1
702 | Power Management | Supply | Engine Block Timer | Lodging/Hospitality | New | CloNgs702 | 1 | 1.1682 | 9345.7944 | 0 | GS | 3 | 1 | 1 | 1 | 1 | 1 | 1 | 1 | 1 | 1 | 1 | 1 | 1 | 469.9365 | 0 | 170.0415 | 0 | 0 | 0 | 1 | 0 | 0 | 1
702 | Power Management | Supply | Engine Block Timer | Miscellaneous | Existing | CmiEgs702 | 1 | 1.0631 | 9009.009 | 0 | GS | 3 | 1 | 1 | 1 | 1 | 1 | 1 | 1 | 1 | 1 | 1 | 1 | 1 | 453.0018 | 0 | 163.9139 | 0 | 0 | 0 | 1 | 0 | 0 | 1
702 | Power Management | Supply | Engine Block Timer | Miscellaneous | New | CmiNgs702 | 1 | 1.0631 | 9009.009 | 0 | GS | 3 | 1 | 1 | 1 | 1 | 1 | 1 | 1 | 1 | 1 | 1 | 1 | 1 | 453.0018 | 0 | 163.9139 | 0 | 0 | 0 | 1 | 0 | 0 | 1
702 | Power Management | Supply | Engine Block Timer | Offices | Existing | CofEgs702 | 1 | 1.0631 | 9009.009 | 0 | GS | 3 | 1 | 1 | 1 | 1 | 1 | 1 | 1 | 1 | 1 | 1 | 1 | 1 | 453.0018 | 0 | 163.9139 | 0 | 0 | 0 | 1 | 0 | 0 | 1
702 | Power Management | Supply | Engine Block Timer | Offices | New | CofNgs702 | 1 | 1.0631 | 9009.009 | 0 | GS | 3 | 1 | 1 | 1 | 1 | 1 | 1 | 1 | 1 | 1 | 1 | 1 | 1 | 453.0018 | 0 | 163.9139 | 0 | 0 | 0 | 1 | 0 | 0 | 1
702 | Power Management | Supply | Engine Block Timer | Restaurants | Existing | CreEgs702 | 1 | 0.37313 | 7462.6866 | 0 | GS | 3 | 1 | 1 | 1 | 1 | 1 | 1 | 1 | 1 | 1 | 1 | 1 | 1 | 375.2478 | 0 | 135.7794 | 0 | 0 | 0 | 1 | 0 | 0 | 1
702 | Power Management | Supply | Engine Block Timer | Restaurants | New | CreNgs702 | 1 | 0.37313 | 7462.6866 | 0 | GS | 3 | 1 | 1 | 1 | 1 | 1 | 1 | 1 | 1 | 1 | 1 | 1 | 1 | 375.2478 | 0 | 135.7794 | 0 | 0 | 0 | 1 | 0 | 0 | 1
702 | Power Management | Supply | Engine Block Timer | Retail | Existing | CrtEgs702 | 1 | 0.55245 | 6993.007 | 0 | GS | 3 | 1 | 1 | 1 | 1 | 1 | 1 | 1 | 1 | 1 | 1 | 1 | 1 | 351.6308 | 0 | 127.2339 | 0 | 0 | 0 | 1 | 0 | 0 | 1
702 | Power Management | Supply | Engine Block Timer | Retail | New | CrtNgs702 | 1 | 0.55245 | 6993.007 | 0 | GS | 3 | 1 | 1 | 1 | 1 | 1 | 1 | 1 | 1 | 1 | 1 | 1 | 1 | 351.6308 | 0 | 127.2339 | 0 | 0 | 0 | 1 | 0 | 0 | 1
702 | Power Management | Supply | Engine Block Timer | Schools K-12 | Existing | CscEgs702 | 1 | 1.0388 | 9708.7379 | 0 | GS | 3 | 1 | 1 | 1 | 1 | 1 | 1 | 1 | 1 | 1 | 1 | 1 | 1 | 488.1864 | 0 | 176.6451 | 0 | 0 | 0 | 1 | 0 | 0 | 1
702 | Power Management | Supply | Engine Block Timer | Schools K-12 | New | CscNgs702 | 1 | 1.0388 | 9708.7379 | 0 | GS | 3 | 1 | 1 | 1 | 1 | 1 | 1 | 1 | 1 | 1 | 1 | 1 | 1 | 488.1864 | 0 | 176.6451 | 0 | 0 | 0 | 1 | 0 | 0 | 1
702 | Power Management | Supply | Engine Block Timer | Warehouse | Existing | CwaEgs702 | 1 | 0.72549 | 6535.9477 | 0 | GS | 3 | 1 | 1 | 1 | 1 | 1 | 1 | 1 | 1 | 1 | 1 | 1 | 1 | 328.6484 | 0 | 118.9179 | 0 | 0 | 0 | 1 | 0 | 0 | 1
702 | Power Management | Supply | Engine Block Timer | Warehouse | New | CwaNgs702 | 1 | 0.72549 | 6535.9477 | 0 | GS | 3 | 1 | 1 | 1 | 1 | 1 | 1 | 1 | 1 | 1 | 1 | 1 | 1 | 328.6484 | 0 | 118.9179 | 0 | 0 | 0 | 1 | 0 | 0 | 1
801 | Refrigeration | Controls | Anti-Sweat Controls | Assembly | Existing | CasEgs801 | 1 | 0.79333 | 6666.6667 | 0 | GS | 12 | 1 | 1 | 1 | 1 | 1 | 1 | 1 | 1 | 1 | 1 | 1 | 1 | 400 | 0 | 1712.6179 | 0 | 0 | 0 | 1 | 0 | 0 | 1
801 | Refrigeration | Controls | Anti-Sweat Controls | Assembly | New | CasNgs801 | 1 | 0.79333 | 6666.6667 | 0 | GS | 12 | 1 | 1 | 1 | 1 | 1 | 1 | 1 | 1 | 1 | 1 | 1 | 1 | 400 | 0 | 1712.6179 | 0 | 0 | 0 | 1 | 0 | 0 | 1
801 | Refrigeration | Controls | Anti-Sweat Controls | College and University | Existing | CcoEgs801 | 1 | 0.79333 | 6666.6667 | 0 | GS | 12 | 1 | 1 | 1 | 1 | 1 | 1 | 1 | 1 | 1 | 1 | 1 | 1 | 400 | 0 | 1712.6179 | 0 | 0 | 0 | 1 | 0 | 0 | 1
801 | Refrigeration | Controls | Anti-Sweat Controls | College and University | New | CcoNgs801 | 1 | 0.79333 | 6666.6667 | 0 | GS | 12 | 1 | 1 | 1 | 1 | 1 | 1 | 1 | 1 | 1 | 1 | 1 | 1 | 400 | 0 | 1712.6179 | 0 | 0 | 0 | 1 | 0 | 0 | 1
801 | Refrigeration | Controls | Anti-Sweat Controls | Data Center | Existing | CdaEgs801 | 1 | 0.81119 | 6993.007 | 0 | GS | 12 | 1 | 1 | 1 | 1 | 1 | 1 | 1 | 1 | 1 | 1 | 1 | 1 | 419.5804 | 0 | 1796.4523 | 0 | 0 | 0 | 1 | 0 | 0 | 1
801 | Refrigeration | Controls | Anti-Sweat Controls | Data Center | New | CdaNgs801 | 1 | 0.81119 | 6993.007 | 0 | GS | 12 | 1 | 1 | 1 | 1 | 1 | 1 | 1 | 1 | 1 | 1 | 1 | 1 | 419.5804 | 0 | 1796.4523 | 0 | 0 | 0 | 1 | 0 | 0 | 1
801 | Refrigeration | Controls | Anti-Sweat Controls | Grocery | Existing | CgrEgs801 | 1 | 0.79333 | 6666.6667 | 0 | GS | 12 | 1 | 1 | 1 | 1 | 1 | 1 | 1 | 1 | 1 | 1 | 1 | 1 | 400 | 0 | 1712.6179 | 0 | 0 | 0 | 1 | 0 | 0 | 1
801 | Refrigeration | Controls | Anti-Sweat Controls | Grocery | New | CgrNgs801 | 1 | 0.79333 | 6666.6667 | 0 | GS | 12 | 1 | 1 | 1 | 1 | 1 | 1 | 1 | 1 | 1 | 1 | 1 | 1 | 400 | 0 | 1712.6179 | 0 | 0 | 0 | 1 | 0 | 0 | 1
801 | Refrigeration | Controls | Anti-Sweat Controls | Healthcare | Existing | CheEgs801 | 1 | 0.79333 | 6666.6667 | 0 | GS | 12 | 1 | 1 | 1 | 1 | 1 | 1 | 1 | 1 | 1 | 1 | 1 | 1 | 400 | 0 | 1712.6179 | 0 | 0 | 0 | 1 | 0 | 0 | 1
801 | Refrigeration | Controls | Anti-Sweat Controls | Healthcare | New | CheNgs801 | 1 | 0.79333 | 6666.6667 | 0 | GS | 12 | 1 | 1 | 1 | 1 | 1 | 1 | 1 | 1 | 1 | 1 | 1 | 1 | 400 | 0 | 1712.6179 | 0 | 0 | 0 | 1 | 0 | 0 | 1
801 | Refrigeration | Controls | Anti-Sweat Controls | Hospitals | Existing | ChoEgs801 | 1 | 0.79333 | 6666.6667 | 0 | GS | 12 | 1 | 1 | 1 | 1 | 1 | 1 | 1 | 1 | 1 | 1 | 1 | 1 | 400 | 0 | 1712.6179 | 0 | 0 | 0 | 1 | 0 | 0 | 1
801 | Refrigeration | Controls | Anti-Sweat Controls | Hospitals | New | ChoNgs801 | 1 | 0.79333 | 6666.6667 | 0 | GS | 12 | 1 | 1 | 1 | 1 | 1 | 1 | 1 | 1 | 1 | 1 | 1 | 1 | 400 | 0 | 1712.6179 | 0 | 0 | 0 | 1 | 0 | 0 | 1
801 | Refrigeration | Controls | Anti-Sweat Controls | Institutional | Existing | CinEgs801 | 1 | 0.81119 | 6993.007 | 0 | GS | 12 | 1 | 1 | 1 | 1 | 1 | 1 | 1 | 1 | 1 | 1 | 1 | 1 | 419.5804 | 0 | 1796.4523 | 0 | 0 | 0 | 1 | 0 | 0 | 1
801 | Refrigeration | Controls | Anti-Sweat Controls | Institutional | New | CinNgs801 | 1 | 0.81119 | 6993.007 | 0 | GS | 12 | 1 | 1 | 1 | 1 | 1 | 1 | 1 | 1 | 1 | 1 | 1 | 1 | 419.5804 | 0 | 1796.4523 | 0 | 0 | 0 | 1 | 0 | 0 | 1
801 | Refrigeration | Controls | Anti-Sweat Controls | Lodging/Hospitality | Existing | CloEgs801 | 1 | 0.79333 | 6666.6667 | 0 | GS | 12 | 1 | 1 | 1 | 1 | 1 | 1 | 1 | 1 | 1 | 1 | 1 | 1 | 400 | 0 | 1712.6179 | 0 | 0 | 0 | 1 | 0 | 0 | 1
801 | Refrigeration | Controls | Anti-Sweat Controls | Lodging/Hospitality | New | CloNgs801 | 1 | 0.79333 | 6666.6667 | 0 | GS | 12 | 1 | 1 | 1 | 1 | 1 | 1 | 1 | 1 | 1 | 1 | 1 | 1 | 400 | 0 | 1712.6179 | 0 | 0 | 0 | 1 | 0 | 0 | 1
801 | Refrigeration | Controls | Anti-Sweat Controls | Miscellaneous | Existing | CmiEgs801 | 1 | 0.81119 | 6993.007 | 0 | GS | 12 | 1 | 1 | 1 | 1 | 1 | 1 | 1 | 1 | 1 | 1 | 1 | 1 | 419.5804 | 0 | 1796.4523 | 0 | 0 | 0 | 1 | 0 | 0 | 1
801 | Refrigeration | Controls | Anti-Sweat Controls | Miscellaneous | New | CmiNgs801 | 1 | 0.81119 | 6993.007 | 0 | GS | 12 | 1 | 1 | 1 | 1 | 1 | 1 | 1 | 1 | 1 | 1 | 1 | 1 | 419.5804 | 0 | 1796.4523 | 0 | 0 | 0 | 1 | 0 | 0 | 1
801 | Refrigeration | Controls | Anti-Sweat Controls | Offices | Existing | CofEgs801 | 1 | 0.81119 | 6993.007 | 0 | GS | 12 | 1 | 1 | 1 | 1 | 1 | 1 | 1 | 1 | 1 | 1 | 1 | 1 | 419.5804 | 0 | 1796.4523 | 0 | 0 | 0 | 1 | 0 | 0 | 1
801 | Refrigeration | Controls | Anti-Sweat Controls | Offices | New | CofNgs801 | 1 | 0.81119 | 6993.007 | 0 | GS | 12 | 1 | 1 | 1 | 1 | 1 | 1 | 1 | 1 | 1 | 1 | 1 | 1 | 419.5804 | 0 | 1796.4523 | 0 | 0 | 0 | 1 | 0 | 0 | 1
801 | Refrigeration | Controls | Anti-Sweat Controls | Restaurants | Existing | CreEgs801 | 1 | 0.80142 | 7092.1986 | 0 | GS | 12 | 1 | 1 | 1 | 1 | 1 | 1 | 1 | 1 | 1 | 1 | 1 | 1 | 425.5319 | 0 | 1821.9339 | 0 | 0 | 0 | 1 | 0 | 0 | 1
801 | Refrigeration | Controls | Anti-Sweat Controls | Restaurants | New | CreNgs801 | 1 | 0.80142 | 7092.1986 | 0 | GS | 12 | 1 | 1 | 1 | 1 | 1 | 1 | 1 | 1 | 1 | 1 | 1 | 1 | 425.5319 | 0 | 1821.9339 | 0 | 0 | 0 | 1 | 0 | 0 | 1
801 | Refrigeration | Controls | Anti-Sweat Controls | Retail | Existing | CrtEgs801 | 1 | 0.79333 | 6666.6667 | 0 | GS | 12 | 1 | 1 | 1 | 1 | 1 | 1 | 1 | 1 | 1 | 1 | 1 | 1 | 400 | 0 | 1712.6179 | 0 | 0 | 0 | 1 | 0 | 0 | 1
801 | Refrigeration | Controls | Anti-Sweat Controls | Retail | New | CrtNgs801 | 1 | 0.79333 | 6666.6667 | 0 | GS | 12 | 1 | 1 | 1 | 1 | 1 | 1 | 1 | 1 | 1 | 1 | 1 | 1 | 400 | 0 | 1712.6179 | 0 | 0 | 0 | 1 | 0 | 0 | 1
801 | Refrigeration | Controls | Anti-Sweat Controls | Schools K-12 | Existing | CscEgs801 | 1 | 0.81119 | 6993.007 | 0 | GS | 12 | 1 | 1 | 1 | 1 | 1 | 1 | 1 | 1 | 1 | 1 | 1 | 1 | 419.5804 | 0 | 1796.4523 | 0 | 0 | 0 | 1 | 0 | 0 | 1
801 | Refrigeration | Controls | Anti-Sweat Controls | Schools K-12 | New | CscNgs801 | 1 | 0.81119 | 6993.007 | 0 | GS | 12 | 1 | 1 | 1 | 1 | 1 | 1 | 1 | 1 | 1 | 1 | 1 | 1 | 419.5804 | 0 | 1796.4523 | 0 | 0 | 0 | 1 | 0 | 0 | 1
801 | Refrigeration | Controls | Anti-Sweat Controls | Warehouse | Existing | CwaEgs801 | 1 | 0.81119 | 6993.007 | 0 | GS | 12 | 1 | 1 | 1 | 1 | 1 | 1 | 1 | 1 | 1 | 1 | 1 | 1 | 419.5804 | 0 | 1796.4523 | 0 | 0 | 0 | 1 | 0 | 0 | 1
801 | Refrigeration | Controls | Anti-Sweat Controls | Warehouse | New | CwaNgs801 | 1 | 0.81119 | 6993.007 | 0 | GS | 12 | 1 | 1 | 1 | 1 | 1 | 1 | 1 | 1 | 1 | 1 | 1 | 1 | 419.5804 | 0 | 1796.4523 | 0 | 0 | 0 | 1 | 0 | 0 | 1
802 | Refrigeration | Controls | Automatic Door Closer for Walk-in Coolers and Freezers | Assembly | Existing | CasEgs802 | 1 | 0.79333 | 6666.6667 | 0 | GS | 8 | 1 | 1 | 1 | 1 | 1 | 1 | 1 | 1 | 1 | 1 | 1 | 1 | 400 | 0 | 27500.2135 | 0 | 0 | 0 | 1 | 0 | 0 | 1
802 | Refrigeration | Controls | Automatic Door Closer for Walk-in Coolers and Freezers | Assembly | New | CasNgs802 | 1 | 0.79333 | 6666.6667 | 0 | GS | 8 | 1 | 1 | 1 | 1 | 1 | 1 | 1 | 1 | 1 | 1 | 1 | 1 | 400 | 0 | 27500.2135 | 0 | 0 | 0 | 1 | 0 | 0 | 1
802 | Refrigeration | Controls | Automatic Door Closer for Walk-in Coolers and Freezers | College and University | Existing | CcoEgs802 | 1 | 0.79333 | 6666.6667 | 0 | GS | 8 | 1 | 1 | 1 | 1 | 1 | 1 | 1 | 1 | 1 | 1 | 1 | 1 | 400 | 0 | 27500.2135 | 0 | 0 | 0 | 1 | 0 | 0 | 1
802 | Refrigeration | Controls | Automatic Door Closer for Walk-in Coolers and Freezers | College and University | New | CcoNgs802 | 1 | 0.79333 | 6666.6667 | 0 | GS | 8 | 1 | 1 | 1 | 1 | 1 | 1 | 1 | 1 | 1 | 1 | 1 | 1 | 400 | 0 | 27500.2135 | 0 | 0 | 0 | 1 | 0 | 0 | 1
802 | Refrigeration | Controls | Automatic Door Closer for Walk-in Coolers and Freezers | Data Center | Existing | CdaEgs802 | 1 | 0.81119 | 6993.007 | 0 | GS | 8 | 1 | 1 | 1 | 1 | 1 | 1 | 1 | 1 | 1 | 1 | 1 | 1 | 419.5804 | 0 | 28846.3778 | 0 | 0 | 0 | 1 | 0 | 0 | 1
802 | Refrigeration | Controls | Automatic Door Closer for Walk-in Coolers and Freezers | Data Center | New | CdaNgs802 | 1 | 0.81119 | 6993.007 | 0 | GS | 8 | 1 | 1 | 1 | 1 | 1 | 1 | 1 | 1 | 1 | 1 | 1 | 1 | 419.5804 | 0 | 28846.3778 | 0 | 0 | 0 | 1 | 0 | 0 | 1
802 | Refrigeration | Controls | Automatic Door Closer for Walk-in Coolers and Freezers | Grocery | Existing | CgrEgs802 | 1 | 0.79333 | 6666.6667 | 0 | GS | 8 | 1 | 1 | 1 | 1 | 1 | 1 | 1 | 1 | 1 | 1 | 1 | 1 | 400 | 0 | 27500.2135 | 0 | 0 | 0 | 1 | 0 | 0 | 1
802 | Refrigeration | Controls | Automatic Door Closer for Walk-in Coolers and Freezers | Grocery | New | CgrNgs802 | 1 | 0.79333 | 6666.6667 | 0 | GS | 8 | 1 | 1 | 1 | 1 | 1 | 1 | 1 | 1 | 1 | 1 | 1 | 1 | 400 | 0 | 27500.2135 | 0 | 0 | 0 | 1 | 0 | 0 | 1
802 | Refrigeration | Controls | Automatic Door Closer for Walk-in Coolers and Freezers | Healthcare | Existing | CheEgs802 | 1 | 0.79333 | 6666.6667 | 0 | GS | 8 | 1 | 1 | 1 | 1 | 1 | 1 | 1 | 1 | 1 | 1 | 1 | 1 | 400 | 0 | 27500.2135 | 0 | 0 | 0 | 1 | 0 | 0 | 1
802 | Refrigeration | Controls | Automatic Door Closer for Walk-in Coolers and Freezers | Healthcare | New | CheNgs802 | 1 | 0.79333 | 6666.6667 | 0 | GS | 8 | 1 | 1 | 1 | 1 | 1 | 1 | 1 | 1 | 1 | 1 | 1 | 1 | 400 | 0 | 27500.2135 | 0 | 0 | 0 | 1 | 0 | 0 | 1
802 | Refrigeration | Controls | Automatic Door Closer for Walk-in Coolers and Freezers | Hospitals | Existing | ChoEgs802 | 1 | 0.79333 | 6666.6667 | 0 | GS | 8 | 1 | 1 | 1 | 1 | 1 | 1 | 1 | 1 | 1 | 1 | 1 | 1 | 400 | 0 | 27500.2135 | 0 | 0 | 0 | 1 | 0 | 0 | 1
802 | Refrigeration | Controls | Automatic Door Closer for Walk-in Coolers and Freezers | Hospitals | New | ChoNgs802 | 1 | 0.79333 | 6666.6667 | 0 | GS | 8 | 1 | 1 | 1 | 1 | 1 | 1 | 1 | 1 | 1 | 1 | 1 | 1 | 400 | 0 | 27500.2135 | 0 | 0 | 0 | 1 | 0 | 0 | 1
802 | Refrigeration | Controls | Automatic Door Closer for Walk-in Coolers and Freezers | Institutional | Existing | CinEgs802 | 1 | 0.81119 | 6993.007 | 0 | GS | 8 | 1 | 1 | 1 | 1 | 1 | 1 | 1 | 1 | 1 | 1 | 1 | 1 | 419.5804 | 0 | 28846.3778 | 0 | 0 | 0 | 1 | 0 | 0 | 1
802 | Refrigeration | Controls | Automatic Door Closer for Walk-in Coolers and Freezers | Institutional | New | CinNgs802 | 1 | 0.81119 | 6993.007 | 0 | GS | 8 | 1 | 1 | 1 | 1 | 1 | 1 | 1 | 1 | 1 | 1 | 1 | 1 | 419.5804 | 0 | 28846.3778 | 0 | 0 | 0 | 1 | 0 | 0 | 1
802 | Refrigeration | Controls | Automatic Door Closer for Walk-in Coolers and Freezers | Lodging/Hospitality | Existing | CloEgs802 | 1 | 0.79333 | 6666.6667 | 0 | GS | 8 | 1 | 1 | 1 | 1 | 1 | 1 | 1 | 1 | 1 | 1 | 1 | 1 | 400 | 0 | 27500.2135 | 0 | 0 | 0 | 1 | 0 | 0 | 1
802 | Refrigeration | Controls | Automatic Door Closer for Walk-in Coolers and Freezers | Lodging/Hospitality | New | CloNgs802 | 1 | 0.79333 | 6666.6667 | 0 | GS | 8 | 1 | 1 | 1 | 1 | 1 | 1 | 1 | 1 | 1 | 1 | 1 | 1 | 400 | 0 | 27500.2135 | 0 | 0 | 0 | 1 | 0 | 0 | 1
802 | Refrigeration | Controls | Automatic Door Closer for Walk-in Coolers and Freezers | Miscellaneous | Existing | CmiEgs802 | 1 | 0.81119 | 6993.007 | 0 | GS | 8 | 1 | 1 | 1 | 1 | 1 | 1 | 1 | 1 | 1 | 1 | 1 | 1 | 419.5804 | 0 | 28846.3778 | 0 | 0 | 0 | 1 | 0 | 0 | 1
802 | Refrigeration | Controls | Automatic Door Closer for Walk-in Coolers and Freezers | Miscellaneous | New | CmiNgs802 | 1 | 0.81119 | 6993.007 | 0 | GS | 8 | 1 | 1 | 1 | 1 | 1 | 1 | 1 | 1 | 1 | 1 | 1 | 1 | 419.5804 | 0 | 28846.3778 | 0 | 0 | 0 | 1 | 0 | 0 | 1
802 | Refrigeration | Controls | Automatic Door Closer for Walk-in Coolers and Freezers | Offices | Existing | CofEgs802 | 1 | 0.81119 | 6993.007 | 0 | GS | 8 | 1 | 1 | 1 | 1 | 1 | 1 | 1 | 1 | 1 | 1 | 1 | 1 | 419.5804 | 0 | 28846.3778 | 0 | 0 | 0 | 1 | 0 | 0 | 1
802 | Refrigeration | Controls | Automatic Door Closer for Walk-in Coolers and Freezers | Offices | New | CofNgs802 | 1 | 0.81119 | 6993.007 | 0 | GS | 8 | 1 | 1 | 1 | 1 | 1 | 1 | 1 | 1 | 1 | 1 | 1 | 1 | 419.5804 | 0 | 28846.3778 | 0 | 0 | 0 | 1 | 0 | 0 | 1
802 | Refrigeration | Controls | Automatic Door Closer for Walk-in Coolers and Freezers | Restaurants | Existing | CreEgs802 | 1 | 0.80142 | 7092.1986 | 0 | GS | 8 | 1 | 1 | 1 | 1 | 1 | 1 | 1 | 1 | 1 | 1 | 1 | 1 | 425.5319 | 0 | 29255.5463 | 0 | 0 | 0 | 1 | 0 | 0 | 1
802 | Refrigeration | Controls | Automatic Door Closer for Walk-in Coolers and Freezers | Restaurants | New | CreNgs802 | 1 | 0.80142 | 7092.1986 | 0 | GS | 8 | 1 | 1 | 1 | 1 | 1 | 1 | 1 | 1 | 1 | 1 | 1 | 1 | 425.5319 | 0 | 29255.5463 | 0 | 0 | 0 | 1 | 0 | 0 | 1
802 | Refrigeration | Controls | Automatic Door Closer for Walk-in Coolers and Freezers | Retail | Existing | CrtEgs802 | 1 | 0.79333 | 6666.6667 | 0 | GS | 8 | 1 | 1 | 1 | 1 | 1 | 1 | 1 | 1 | 1 | 1 | 1 | 1 | 400 | 0 | 27500.2135 | 0 | 0 | 0 | 1 | 0 | 0 | 1
802 | Refrigeration | Controls | Automatic Door Closer for Walk-in Coolers and Freezers | Retail | New | CrtNgs802 | 1 | 0.79333 | 6666.6667 | 0 | GS | 8 | 1 | 1 | 1 | 1 | 1 | 1 | 1 | 1 | 1 | 1 | 1 | 1 | 400 | 0 | 27500.2135 | 0 | 0 | 0 | 1 | 0 | 0 | 1
802 | Refrigeration | Controls | Automatic Door Closer for Walk-in Coolers and Freezers | Schools K-12 | Existing | CscEgs802 | 1 | 0.81119 | 6993.007 | 0 | GS | 8 | 1 | 1 | 1 | 1 | 1 | 1 | 1 | 1 | 1 | 1 | 1 | 1 | 419.5804 | 0 | 28846.3778 | 0 | 0 | 0 | 1 | 0 | 0 | 1
802 | Refrigeration | Controls | Automatic Door Closer for Walk-in Coolers and Freezers | Schools K-12 | New | CscNgs802 | 1 | 0.81119 | 6993.007 | 0 | GS | 8 | 1 | 1 | 1 | 1 | 1 | 1 | 1 | 1 | 1 | 1 | 1 | 1 | 419.5804 | 0 | 28846.3778 | 0 | 0 | 0 | 1 | 0 | 0 | 1
802 | Refrigeration | Controls | Automatic Door Closer for Walk-in Coolers and Freezers | Warehouse | Existing | CwaEgs802 | 1 | 0.81119 | 6993.007 | 0 | GS | 8 | 1 | 1 | 1 | 1 | 1 | 1 | 1 | 1 | 1 | 1 | 1 | 1 | 419.5804 | 0 | 28846.3778 | 0 | 0 | 0 | 1 | 0 | 0 | 1
802 | Refrigeration | Controls | Automatic Door Closer for Walk-in Coolers and Freezers | Warehouse | New | CwaNgs802 | 1 | 0.81119 | 6993.007 | 0 | GS | 8 | 1 | 1 | 1 | 1 | 1 | 1 | 1 | 1 | 1 | 1 | 1 | 1 | 419.5804 | 0 | 28846.3778 | 0 | 0 | 0 | 1 | 0 | 0 | 1
803 | Refrigeration | Controls | Beverage Vending Machine Controls | Assembly | Existing | CasEgs803 | 1 | 0.79333 | 6666.6667 | 0 | GS | 14 | 1 | 1 | 1 | 1 | 1 | 1 | 1 | 1 | 1 | 1 | 1 | 1 | 400 | 0 | 6517.7971 | 0 | 0 | 0 | 1 | 0 | 0 | 1
803 | Refrigeration | Controls | Beverage Vending Machine Controls | Assembly | New | CasNgs803 | 1 | 0.79333 | 6666.6667 | 0 | GS | 14 | 1 | 1 | 1 | 1 | 1 | 1 | 1 | 1 | 1 | 1 | 1 | 1 | 400 | 0 | 6517.7971 | 0 | 0 | 0 | 1 | 0 | 0 | 1
803 | Refrigeration | Controls | Beverage Vending Machine Controls | College and University | Existing | CcoEgs803 | 1 | 0.79333 | 6666.6667 | 0 | GS | 14 | 1 | 1 | 1 | 1 | 1 | 1 | 1 | 1 | 1 | 1 | 1 | 1 | 400 | 0 | 6517.7971 | 0 | 0 | 0 | 1 | 0 | 0 | 1
803 | Refrigeration | Controls | Beverage Vending Machine Controls | College and University | New | CcoNgs803 | 1 | 0.79333 | 6666.6667 | 0 | GS | 14 | 1 | 1 | 1 | 1 | 1 | 1 | 1 | 1 | 1 | 1 | 1 | 1 | 400 | 0 | 6517.7971 | 0 | 0 | 0 | 1 | 0 | 0 | 1
803 | Refrigeration | Controls | Beverage Vending Machine Controls | Data Center | Existing | CdaEgs803 | 1 | 0.81119 | 6993.007 | 0 | GS | 14 | 1 | 1 | 1 | 1 | 1 | 1 | 1 | 1 | 1 | 1 | 1 | 1 | 419.5804 | 0 | 6836.8501 | 0 | 0 | 0 | 1 | 0 | 0 | 1
803 | Refrigeration | Controls | Beverage Vending Machine Controls | Data Center | New | CdaNgs803 | 1 | 0.81119 | 6993.007 | 0 | GS | 14 | 1 | 1 | 1 | 1 | 1 | 1 | 1 | 1 | 1 | 1 | 1 | 1 | 419.5804 | 0 | 6836.8501 | 0 | 0 | 0 | 1 | 0 | 0 | 1
803 | Refrigeration | Controls | Beverage Vending Machine Controls | Grocery | Existing | CgrEgs803 | 1 | 0.79333 | 6666.6667 | 0 | GS | 14 | 1 | 1 | 1 | 1 | 1 | 1 | 1 | 1 | 1 | 1 | 1 | 1 | 400 | 0 | 6517.7971 | 0 | 0 | 0 | 1 | 0 | 0 | 1
803 | Refrigeration | Controls | Beverage Vending Machine Controls | Grocery | New | CgrNgs803 | 1 | 0.79333 | 6666.6667 | 0 | GS | 14 | 1 | 1 | 1 | 1 | 1 | 1 | 1 | 1 | 1 | 1 | 1 | 1 | 400 | 0 | 6517.7971 | 0 | 0 | 0 | 1 | 0 | 0 | 1
803 | Refrigeration | Controls | Beverage Vending Machine Controls | Healthcare | Existing | CheEgs803 | 1 | 0.79333 | 6666.6667 | 0 | GS | 14 | 1 | 1 | 1 | 1 | 1 | 1 | 1 | 1 | 1 | 1 | 1 | 1 | 400 | 0 | 6517.7971 | 0 | 0 | 0 | 1 | 0 | 0 | 1
803 | Refrigeration | Controls | Beverage Vending Machine Controls | Healthcare | New | CheNgs803 | 1 | 0.79333 | 6666.6667 | 0 | GS | 14 | 1 | 1 | 1 | 1 | 1 | 1 | 1 | 1 | 1 | 1 | 1 | 1 | 400 | 0 | 6517.7971 | 0 | 0 | 0 | 1 | 0 | 0 | 1
803 | Refrigeration | Controls | Beverage Vending Machine Controls | Hospitals | Existing | ChoEgs803 | 1 | 0.79333 | 6666.6667 | 0 | GS | 14 | 1 | 1 | 1 | 1 | 1 | 1 | 1 | 1 | 1 | 1 | 1 | 1 | 400 | 0 | 6517.7971 | 0 | 0 | 0 | 1 | 0 | 0 | 1
803 | Refrigeration | Controls | Beverage Vending Machine Controls | Hospitals | New | ChoNgs803 | 1 | 0.79333 | 6666.6667 | 0 | GS | 14 | 1 | 1 | 1 | 1 | 1 | 1 | 1 | 1 | 1 | 1 | 1 | 1 | 400 | 0 | 6517.7971 | 0 | 0 | 0 | 1 | 0 | 0 | 1
803 | Refrigeration | Controls | Beverage Vending Machine Controls | Institutional | Existing | CinEgs803 | 1 | 0.81119 | 6993.007 | 0 | GS | 14 | 1 | 1 | 1 | 1 | 1 | 1 | 1 | 1 | 1 | 1 | 1 | 1 | 419.5804 | 0 | 6836.8501 | 0 | 0 | 0 | 1 | 0 | 0 | 1
803 | Refrigeration | Controls | Beverage Vending Machine Controls | Institutional | New | CinNgs803 | 1 | 0.81119 | 6993.007 | 0 | GS | 14 | 1 | 1 | 1 | 1 | 1 | 1 | 1 | 1 | 1 | 1 | 1 | 1 | 419.5804 | 0 | 6836.8501 | 0 | 0 | 0 | 1 | 0 | 0 | 1
803 | Refrigeration | Controls | Beverage Vending Machine Controls | Lodging/Hospitality | Existing | CloEgs803 | 1 | 0.79333 | 6666.6667 | 0 | GS | 14 | 1 | 1 | 1 | 1 | 1 | 1 | 1 | 1 | 1 | 1 | 1 | 1 | 400 | 0 | 6517.7971 | 0 | 0 | 0 | 1 | 0 | 0 | 1
803 | Refrigeration | Controls | Beverage Vending Machine Controls | Lodging/Hospitality | New | CloNgs803 | 1 | 0.79333 | 6666.6667 | 0 | GS | 14 | 1 | 1 | 1 | 1 | 1 | 1 | 1 | 1 | 1 | 1 | 1 | 1 | 400 | 0 | 6517.7971 | 0 | 0 | 0 | 1 | 0 | 0 | 1
803 | Refrigeration | Controls | Beverage Vending Machine Controls | Miscellaneous | Existing | CmiEgs803 | 1 | 0.81119 | 6993.007 | 0 | GS | 14 | 1 | 1 | 1 | 1 | 1 | 1 | 1 | 1 | 1 | 1 | 1 | 1 | 419.5804 | 0 | 6836.8501 | 0 | 0 | 0 | 1 | 0 | 0 | 1
803 | Refrigeration | Controls | Beverage Vending Machine Controls | Miscellaneous | New | CmiNgs803 | 1 | 0.81119 | 6993.007 | 0 | GS | 14 | 1 | 1 | 1 | 1 | 1 | 1 | 1 | 1 | 1 | 1 | 1 | 1 | 419.5804 | 0 | 6836.8501 | 0 | 0 | 0 | 1 | 0 | 0 | 1
803 | Refrigeration | Controls | Beverage Vending Machine Controls | Offices | Existing | CofEgs803 | 1 | 0.81119 | 6993.007 | 0 | GS | 14 | 1 | 1 | 1 | 1 | 1 | 1 | 1 | 1 | 1 | 1 | 1 | 1 | 419.5804 | 0 | 6836.8501 | 0 | 0 | 0 | 1 | 0 | 0 | 1
803 | Refrigeration | Controls | Beverage Vending Machine Controls | Offices | New | CofNgs803 | 1 | 0.81119 | 6993.007 | 0 | GS | 14 | 1 | 1 | 1 | 1 | 1 | 1 | 1 | 1 | 1 | 1 | 1 | 1 | 419.5804 | 0 | 6836.8501 | 0 | 0 | 0 | 1 | 0 | 0 | 1
803 | Refrigeration | Controls | Beverage Vending Machine Controls | Restaurants | Existing | CreEgs803 | 1 | 0.80142 | 7092.1986 | 0 | GS | 14 | 1 | 1 | 1 | 1 | 1 | 1 | 1 | 1 | 1 | 1 | 1 | 1 | 425.5319 | 0 | 6933.8267 | 0 | 0 | 0 | 1 | 0 | 0 | 1
803 | Refrigeration | Controls | Beverage Vending Machine Controls | Restaurants | New | CreNgs803 | 1 | 0.80142 | 7092.1986 | 0 | GS | 14 | 1 | 1 | 1 | 1 | 1 | 1 | 1 | 1 | 1 | 1 | 1 | 1 | 425.5319 | 0 | 6933.8267 | 0 | 0 | 0 | 1 | 0 | 0 | 1
803 | Refrigeration | Controls | Beverage Vending Machine Controls | Retail | Existing | CrtEgs803 | 1 | 0.79333 | 6666.6667 | 0 | GS | 14 | 1 | 1 | 1 | 1 | 1 | 1 | 1 | 1 | 1 | 1 | 1 | 1 | 400 | 0 | 6517.7971 | 0 | 0 | 0 | 1 | 0 | 0 | 1
803 | Refrigeration | Controls | Beverage Vending Machine Controls | Retail | New | CrtNgs803 | 1 | 0.79333 | 6666.6667 | 0 | GS | 14 | 1 | 1 | 1 | 1 | 1 | 1 | 1 | 1 | 1 | 1 | 1 | 1 | 400 | 0 | 6517.7971 | 0 | 0 | 0 | 1 | 0 | 0 | 1
803 | Refrigeration | Controls | Beverage Vending Machine Controls | Schools K-12 | Existing | CscEgs803 | 1 | 0.81119 | 6993.007 | 0 | GS | 14 | 1 | 1 | 1 | 1 | 1 | 1 | 1 | 1 | 1 | 1 | 1 | 1 | 419.5804 | 0 | 6836.8501 | 0 | 0 | 0 | 1 | 0 | 0 | 1
803 | Refrigeration | Controls | Beverage Vending Machine Controls | Schools K-12 | New | CscNgs803 | 1 | 0.81119 | 6993.007 | 0 | GS | 14 | 1 | 1 | 1 | 1 | 1 | 1 | 1 | 1 | 1 | 1 | 1 | 1 | 419.5804 | 0 | 6836.8501 | 0 | 0 | 0 | 1 | 0 | 0 | 1
803 | Refrigeration | Controls | Beverage Vending Machine Controls | Warehouse | Existing | CwaEgs803 | 1 | 0.81119 | 6993.007 | 0 | GS | 14 | 1 | 1 | 1 | 1 | 1 | 1 | 1 | 1 | 1 | 1 | 1 | 1 | 419.5804 | 0 | 6836.8501 | 0 | 0 | 0 | 1 | 0 | 0 | 1
803 | Refrigeration | Controls | Beverage Vending Machine Controls | Warehouse | New | CwaNgs803 | 1 | 0.81119 | 6993.007 | 0 | GS | 14 | 1 | 1 | 1 | 1 | 1 | 1 | 1 | 1 | 1 | 1 | 1 | 1 | 419.5804 | 0 | 6836.8501 | 0 | 0 | 0 | 1 | 0 | 0 | 1
804 | Refrigeration | Controls | Demand Defrost | Assembly | Existing | CasEgs804 | 1 | 0.79333 | 6666.6667 | 0 | GS | 10 | 0.57723 | 0.60437 | 0.83705 | 1.097 | 1.2026 | 1.2026 | 1.289 | 1.2891 | 1.2453 | 1.1192 | 0.77553 | 0.85362 | 400 | 0 | 1566.0013 | 0 | 0 | 0 | 1 | 0 | 0 | 1.0077
804 | Refrigeration | Controls | Demand Defrost | Assembly | New | CasNgs804 | 1 | 0.79333 | 6666.6667 | 0 | GS | 10 | 0.57723 | 0.60437 | 0.83705 | 1.097 | 1.2026 | 1.2026 | 1.289 | 1.2891 | 1.2453 | 1.1192 | 0.77553 | 0.85362 | 400 | 0 | 1566.0013 | 0 | 0 | 0 | 1 | 0 | 0 | 1.0077
804 | Refrigeration | Controls | Demand Defrost | College and University | Existing | CcoEgs804 | 1 | 0.79333 | 6666.6667 | 0 | GS | 10 | 0.57723 | 0.60437 | 0.83705 | 1.097 | 1.2026 | 1.2026 | 1.289 | 1.2891 | 1.2453 | 1.1192 | 0.77553 | 0.85362 | 400 | 0 | 1758.8838 | 0 | 0 | 0 | 1 | 0 | 0 | 1.0077
804 | Refrigeration | Controls | Demand Defrost | College and University | New | CcoNgs804 | 1 | 0.79333 | 6666.6667 | 0 | GS | 10 | 0.57723 | 0.60437 | 0.83705 | 1.097 | 1.2026 | 1.2026 | 1.289 | 1.2891 | 1.2453 | 1.1192 | 0.77553 | 0.85362 | 400 | 0 | 1758.8838 | 0 | 0 | 0 | 1 | 0 | 0 | 1.0077
804 | Refrigeration | Controls | Demand Defrost | Data Center | Existing | CdaEgs804 | 1 | 0.81119 | 6993.007 | 0 | GS | 10 | 0.57723 | 0.60437 | 0.83705 | 1.097 | 1.2026 | 1.2026 | 1.289 | 1.2891 | 1.2453 | 1.1192 | 0.77553 | 0.85362 | 419.5804 | 0 | 135.3414 | 0 | 0 | 0 | 1 | 0 | 0 | 1.0077
804 | Refrigeration | Controls | Demand Defrost | Data Center | New | CdaNgs804 | 1 | 0.81119 | 6993.007 | 0 | GS | 10 | 0.57723 | 0.60437 | 0.83705 | 1.097 | 1.2026 | 1.2026 | 1.289 | 1.2891 | 1.2453 | 1.1192 | 0.77553 | 0.85362 | 419.5804 | 0 | 135.3414 | 0 | 0 | 0 | 1 | 0 | 0 | 1.0077
804 | Refrigeration | Controls | Demand Defrost | Grocery | Existing | CgrEgs804 | 1 | 0.79333 | 6666.6667 | 0 | GS | 10 | 0.57723 | 0.60437 | 0.83705 | 1.097 | 1.2026 | 1.2026 | 1.289 | 1.2891 | 1.2453 | 1.1192 | 0.77553 | 0.85362 | 400 | 0 | 165.8546 | 0 | 0 | 0 | 1 | 0 | 0 | 1.0077
804 | Refrigeration | Controls | Demand Defrost | Grocery | New | CgrNgs804 | 1 | 0.79333 | 6666.6667 | 0 | GS | 10 | 0.57723 | 0.60437 | 0.83705 | 1.097 | 1.2026 | 1.2026 | 1.289 | 1.2891 | 1.2453 | 1.1192 | 0.77553 | 0.85362 | 400 | 0 | 165.8546 | 0 | 0 | 0 | 1 | 0 | 0 | 1.0077
804 | Refrigeration | Controls | Demand Defrost | Healthcare | Existing | CheEgs804 | 1 | 0.79333 | 6666.6667 | 0 | GS | 10 | 0.57723 | 0.60437 | 0.83705 | 1.097 | 1.2026 | 1.2026 | 1.289 | 1.2891 | 1.2453 | 1.1192 | 0.77553 | 0.85362 | 400 | 0 | 3908.467 | 0 | 0 | 0 | 1 | 0 | 0 | 1.0077
804 | Refrigeration | Controls | Demand Defrost | Healthcare | New | CheNgs804 | 1 | 0.79333 | 6666.6667 | 0 | GS | 10 | 0.57723 | 0.60437 | 0.83705 | 1.097 | 1.2026 | 1.2026 | 1.289 | 1.2891 | 1.2453 | 1.1192 | 0.77553 | 0.85362 | 400 | 0 | 3908.467 | 0 | 0 | 0 | 1 | 0 | 0 | 1.0077
804 | Refrigeration | Controls | Demand Defrost | Hospitals | Existing | ChoEgs804 | 1 | 0.79333 | 6666.6667 | 0 | GS | 10 | 0.57723 | 0.60437 | 0.83705 | 1.097 | 1.2026 | 1.2026 | 1.289 | 1.2891 | 1.2453 | 1.1192 | 0.77553 | 0.85362 | 400 | 0 | 50.3884 | 0 | 0 | 0 | 1 | 0 | 0 | 1.0077
804 | Refrigeration | Controls | Demand Defrost | Hospitals | New | ChoNgs804 | 1 | 0.79333 | 6666.6667 | 0 | GS | 10 | 0.57723 | 0.60437 | 0.83705 | 1.097 | 1.2026 | 1.2026 | 1.289 | 1.2891 | 1.2453 | 1.1192 | 0.77553 | 0.85362 | 400 | 0 | 50.3884 | 0 | 0 | 0 | 1 | 0 | 0 | 1.0077
804 | Refrigeration | Controls | Demand Defrost | Institutional | Existing | CinEgs804 | 1 | 0.81119 | 6993.007 | 0 | GS | 10 | 0.57723 | 0.60437 | 0.83705 | 1.097 | 1.2026 | 1.2026 | 1.289 | 1.2891 | 1.2453 | 1.1192 | 0.77553 | 0.85362 | 419.5804 | 0 | 2485.0882 | 0 | 0 | 0 | 1 | 0 | 0 | 1.0077
804 | Refrigeration | Controls | Demand Defrost | Institutional | New | CinNgs804 | 1 | 0.81119 | 6993.007 | 0 | GS | 10 | 0.57723 | 0.60437 | 0.83705 | 1.097 | 1.2026 | 1.2026 | 1.289 | 1.2891 | 1.2453 | 1.1192 | 0.77553 | 0.85362 | 419.5804 | 0 | 2485.0882 | 0 | 0 | 0 | 1 | 0 | 0 | 1.0077
804 | Refrigeration | Controls | Demand Defrost | Lodging/Hospitality | Existing | CloEgs804 | 1 | 0.79333 | 6666.6667 | 0 | GS | 10 | 0.57723 | 0.60437 | 0.83705 | 1.097 | 1.2026 | 1.2026 | 1.289 | 1.2891 | 1.2453 | 1.1192 | 0.77553 | 0.85362 | 400 | 0 | 146.1545 | 0 | 0 | 0 | 1 | 0 | 0 | 1.0077
804 | Refrigeration | Controls | Demand Defrost | Lodging/Hospitality | New | CloNgs804 | 1 | 0.79333 | 6666.6667 | 0 | GS | 10 | 0.57723 | 0.60437 | 0.83705 | 1.097 | 1.2026 | 1.2026 | 1.289 | 1.2891 | 1.2453 | 1.1192 | 0.77553 | 0.85362 | 400 | 0 | 146.1545 | 0 | 0 | 0 | 1 | 0 | 0 | 1.0077
804 | Refrigeration | Controls | Demand Defrost | Miscellaneous | Existing | CmiEgs804 | 1 | 0.81119 | 6993.007 | 0 | GS | 10 | 0.57723 | 0.60437 | 0.83705 | 1.097 | 1.2026 | 1.2026 | 1.289 | 1.2891 | 1.2453 | 1.1192 | 0.77553 | 0.85362 | 419.5804 | 0 | 43921.7655 | 0 | 0 | 0 | 1 | 0 | 0 | 1.0077
804 | Refrigeration | Controls | Demand Defrost | Miscellaneous | New | CmiNgs804 | 1 | 0.81119 | 6993.007 | 0 | GS | 10 | 0.57723 | 0.60437 | 0.83705 | 1.097 | 1.2026 | 1.2026 | 1.289 | 1.2891 | 1.2453 | 1.1192 | 0.77553 | 0.85362 | 419.5804 | 0 | 43921.7655 | 0 | 0 | 0 | 1 | 0 | 0 | 1.0077
804 | Refrigeration | Controls | Demand Defrost | Offices | Existing | CofEgs804 | 1 | 0.81119 | 6993.007 | 0 | GS | 10 | 0.57723 | 0.60437 | 0.83705 | 1.097 | 1.2026 | 1.2026 | 1.289 | 1.2891 | 1.2453 | 1.1192 | 0.77553 | 0.85362 | 419.5804 | 0 | 1611.0821 | 0 | 0 | 0 | 1 | 0 | 0 | 1.0077
804 | Refrigeration | Controls | Demand Defrost | Offices | New | CofNgs804 | 1 | 0.81119 | 6993.007 | 0 | GS | 10 | 0.57723 | 0.60437 | 0.83705 | 1.097 | 1.2026 | 1.2026 | 1.289 | 1.2891 | 1.2453 | 1.1192 | 0.77553 | 0.85362 | 419.5804 | 0 | 1611.0821 | 0 | 0 | 0 | 1 | 0 | 0 | 1.0077
804 | Refrigeration | Controls | Demand Defrost | Restaurants | Existing | CreEgs804 | 1 | 0.80142 | 7092.1986 | 0 | GS | 10 | 0.57723 | 0.60437 | 0.83705 | 1.097 | 1.2026 | 1.2026 | 1.289 | 1.2891 | 1.2453 | 1.1192 | 0.77553 | 0.85362 | 425.5319 | 0 | 227.7627 | 0 | 0 | 0 | 1 | 0 | 0 | 1.0077
804 | Refrigeration | Controls | Demand Defrost | Restaurants | New | CreNgs804 | 1 | 0.80142 | 7092.1986 | 0 | GS | 10 | 0.57723 | 0.60437 | 0.83705 | 1.097 | 1.2026 | 1.2026 | 1.289 | 1.2891 | 1.2453 | 1.1192 | 0.77553 | 0.85362 | 425.5319 | 0 | 227.7627 | 0 | 0 | 0 | 1 | 0 | 0 | 1.0077
804 | Refrigeration | Controls | Demand Defrost | Retail | Existing | CrtEgs804 | 1 | 0.79333 | 6666.6667 | 0 | GS | 10 | 0.57723 | 0.60437 | 0.83705 | 1.097 | 1.2026 | 1.2026 | 1.289 | 1.2891 | 1.2453 | 1.1192 | 0.77553 | 0.85362 | 400 | 0 | 257.0548 | 0 | 0 | 0 | 1 | 0 | 0 | 1.0077
804 | Refrigeration | Controls | Demand Defrost | Retail | New | CrtNgs804 | 1 | 0.79333 | 6666.6667 | 0 | GS | 10 | 0.57723 | 0.60437 | 0.83705 | 1.097 | 1.2026 | 1.2026 | 1.289 | 1.2891 | 1.2453 | 1.1192 | 0.77553 | 0.85362 | 400 | 0 | 257.0548 | 0 | 0 | 0 | 1 | 0 | 0 | 1.0077
804 | Refrigeration | Controls | Demand Defrost | Schools K-12 | Existing | CscEgs804 | 1 | 0.81119 | 6993.007 | 0 | GS | 10 | 0.57723 | 0.60437 | 0.83705 | 1.097 | 1.2026 | 1.2026 | 1.289 | 1.2891 | 1.2453 | 1.1192 | 0.77553 | 0.85362 | 419.5804 | 0 | 1546.2232 | 0 | 0 | 0 | 1 | 0 | 0 | 1.0077
804 | Refrigeration | Controls | Demand Defrost | Schools K-12 | New | CscNgs804 | 1 | 0.81119 | 6993.007 | 0 | GS | 10 | 0.57723 | 0.60437 | 0.83705 | 1.097 | 1.2026 | 1.2026 | 1.289 | 1.2891 | 1.2453 | 1.1192 | 0.77553 | 0.85362 | 419.5804 | 0 | 1546.2232 | 0 | 0 | 0 | 1 | 0 | 0 | 1.0077
804 | Refrigeration | Controls | Demand Defrost | Warehouse | Existing | CwaEgs804 | 1 | 0.81119 | 6993.007 | 0 | GS | 10 | 0.57723 | 0.60437 | 0.83705 | 1.097 | 1.2026 | 1.2026 | 1.289 | 1.2891 | 1.2453 | 1.1192 | 0.77553 | 0.85362 | 419.5804 | 0 | 5356.081 | 0 | 0 | 0 | 1 | 0 | 0 | 1.0077
804 | Refrigeration | Controls | Demand Defrost | Warehouse | New | CwaNgs804 | 1 | 0.81119 | 6993.007 | 0 | GS | 10 | 0.57723 | 0.60437 | 0.83705 | 1.097 | 1.2026 | 1.2026 | 1.289 | 1.2891 | 1.2453 | 1.1192 | 0.77553 | 0.85362 | 419.5804 | 0 | 5356.081 | 0 | 0 | 0 | 1 | 0 | 0 | 1.0077
805 | Refrigeration | Controls | Floating Head Pressure Controls | Assembly | Existing | CasEgs805 | 1 | 0.79333 | 6666.6667 | 0 | GS | 10 | 1 | 1 | 1 | 1 | 1 | 1 | 1 | 1 | 1 | 1 | 1 | 1 | 335.2213 | 0 | 1588.5038 | 0 | 0 | 0 | 1 | 0 | 0 | 1
805 | Refrigeration | Controls | Floating Head Pressure Controls | Assembly | New | CasNgs805 | 1 | 0.79333 | 6666.6667 | 0 | GS | 10 | 1 | 1 | 1 | 1 | 1 | 1 | 1 | 1 | 1 | 1 | 1 | 1 | 335.2213 | 0 | 1588.5038 | 0 | 0 | 0 | 1 | 0 | 0 | 1
805 | Refrigeration | Controls | Floating Head Pressure Controls | College and University | Existing | CcoEgs805 | 1 | 0.79333 | 6666.6667 | 0 | GS | 10 | 1 | 1 | 1 | 1 | 1 | 1 | 1 | 1 | 1 | 1 | 1 | 1 | 335.2213 | 0 | 1784.1497 | 0 | 0 | 0 | 1 | 0 | 0 | 1
805 | Refrigeration | Controls | Floating Head Pressure Controls | College and University | New | CcoNgs805 | 1 | 0.79333 | 6666.6667 | 0 | GS | 10 | 1 | 1 | 1 | 1 | 1 | 1 | 1 | 1 | 1 | 1 | 1 | 1 | 335.2213 | 0 | 1784.1497 | 0 | 0 | 0 | 1 | 0 | 0 | 1
805 | Refrigeration | Controls | Floating Head Pressure Controls | Data Center | Existing | CdaEgs805 | 1 | 0.81119 | 6993.007 | 0 | GS | 10 | 1 | 1 | 1 | 1 | 1 | 1 | 1 | 1 | 1 | 1 | 1 | 1 | 351.6308 | 0 | 137.2862 | 0 | 0 | 0 | 1 | 0 | 0 | 1
805 | Refrigeration | Controls | Floating Head Pressure Controls | Data Center | New | CdaNgs805 | 1 | 0.81119 | 6993.007 | 0 | GS | 10 | 1 | 1 | 1 | 1 | 1 | 1 | 1 | 1 | 1 | 1 | 1 | 1 | 351.6308 | 0 | 137.2862 | 0 | 0 | 0 | 1 | 0 | 0 | 1
805 | Refrigeration | Controls | Floating Head Pressure Controls | Grocery | Existing | CgrEgs805 | 1 | 0.79333 | 6666.6667 | 0 | GS | 10 | 1 | 1 | 1 | 1 | 1 | 1 | 1 | 1 | 1 | 1 | 1 | 1 | 335.2213 | 0 | 168.238 | 0 | 0 | 0 | 1 | 0 | 0 | 1
805 | Refrigeration | Controls | Floating Head Pressure Controls | Grocery | New | CgrNgs805 | 1 | 0.79333 | 6666.6667 | 0 | GS | 10 | 1 | 1 | 1 | 1 | 1 | 1 | 1 | 1 | 1 | 1 | 1 | 1 | 335.2213 | 0 | 168.238 | 0 | 0 | 0 | 1 | 0 | 0 | 1
805 | Refrigeration | Controls | Floating Head Pressure Controls | Healthcare | Existing | CheEgs805 | 1 | 0.79333 | 6666.6667 | 0 | GS | 10 | 1 | 1 | 1 | 1 | 1 | 1 | 1 | 1 | 1 | 1 | 1 | 1 | 335.2213 | 0 | 3964.6298 | 0 | 0 | 0 | 1 | 0 | 0 | 1
805 | Refrigeration | Controls | Floating Head Pressure Controls | Healthcare | New | CheNgs805 | 1 | 0.79333 | 6666.6667 | 0 | GS | 10 | 1 | 1 | 1 | 1 | 1 | 1 | 1 | 1 | 1 | 1 | 1 | 1 | 335.2213 | 0 | 3964.6298 | 0 | 0 | 0 | 1 | 0 | 0 | 1
805 | Refrigeration | Controls | Floating Head Pressure Controls | Hospitals | Existing | ChoEgs805 | 1 | 0.79333 | 6666.6667 | 0 | GS | 10 | 1 | 1 | 1 | 1 | 1 | 1 | 1 | 1 | 1 | 1 | 1 | 1 | 335.2213 | 0 | 51.1125 | 0 | 0 | 0 | 1 | 0 | 0 | 1
805 | Refrigeration | Controls | Floating Head Pressure Controls | Hospitals | New | ChoNgs805 | 1 | 0.79333 | 6666.6667 | 0 | GS | 10 | 1 | 1 | 1 | 1 | 1 | 1 | 1 | 1 | 1 | 1 | 1 | 1 | 335.2213 | 0 | 51.1125 | 0 | 0 | 0 | 1 | 0 | 0 | 1
805 | Refrigeration | Controls | Floating Head Pressure Controls | Institutional | Existing | CinEgs805 | 1 | 0.81119 | 6993.007 | 0 | GS | 10 | 1 | 1 | 1 | 1 | 1 | 1 | 1 | 1 | 1 | 1 | 1 | 1 | 351.6308 | 0 | 2520.7811 | 0 | 0 | 0 | 1 | 0 | 0 | 1
805 | Refrigeration | Controls | Floating Head Pressure Controls | Institutional | New | CinNgs805 | 1 | 0.81119 | 6993.007 | 0 | GS | 10 | 1 | 1 | 1 | 1 | 1 | 1 | 1 | 1 | 1 | 1 | 1 | 1 | 351.6308 | 0 | 2520.7811 | 0 | 0 | 0 | 1 | 0 | 0 | 1
805 | Refrigeration | Controls | Floating Head Pressure Controls | Lodging/Hospitality | Existing | CloEgs805 | 1 | 0.79333 | 6666.6667 | 0 | GS | 10 | 1 | 1 | 1 | 1 | 1 | 1 | 1 | 1 | 1 | 1 | 1 | 1 | 335.2213 | 0 | 148.2548 | 0 | 0 | 0 | 1 | 0 | 0 | 1
805 | Refrigeration | Controls | Floating Head Pressure Controls | Lodging/Hospitality | New | CloNgs805 | 1 | 0.79333 | 6666.6667 | 0 | GS | 10 | 1 | 1 | 1 | 1 | 1 | 1 | 1 | 1 | 1 | 1 | 1 | 1 | 335.2213 | 0 | 148.2548 | 0 | 0 | 0 | 1 | 0 | 0 | 1
805 | Refrigeration | Controls | Floating Head Pressure Controls | Miscellaneous | Existing | CmiEgs805 | 1 | 0.81119 | 6993.007 | 0 | GS | 10 | 1 | 1 | 1 | 1 | 1 | 1 | 1 | 1 | 1 | 1 | 1 | 1 | 351.6308 | 0 | 44551.5804 | 0 | 0 | 0 | 1 | 0 | 0 | 1
805 | Refrigeration | Controls | Floating Head Pressure Controls | Miscellaneous | New | CmiNgs805 | 1 | 0.81119 | 6993.007 | 0 | GS | 10 | 1 | 1 | 1 | 1 | 1 | 1 | 1 | 1 | 1 | 1 | 1 | 1 | 351.6308 | 0 | 44551.5804 | 0 | 0 | 0 | 1 | 0 | 0 | 1
805 | Refrigeration | Controls | Floating Head Pressure Controls | Offices | Existing | CofEgs805 | 1 | 0.81119 | 6993.007 | 0 | GS | 10 | 1 | 1 | 1 | 1 | 1 | 1 | 1 | 1 | 1 | 1 | 1 | 1 | 351.6308 | 0 | 1634.2347 | 0 | 0 | 0 | 1 | 0 | 0 | 1
805 | Refrigeration | Controls | Floating Head Pressure Controls | Offices | New | CofNgs805 | 1 | 0.81119 | 6993.007 | 0 | GS | 10 | 1 | 1 | 1 | 1 | 1 | 1 | 1 | 1 | 1 | 1 | 1 | 1 | 351.6308 | 0 | 1634.2347 | 0 | 0 | 0 | 1 | 0 | 0 | 1
805 | Refrigeration | Controls | Floating Head Pressure Controls | Restaurants | Existing | CreEgs805 | 1 | 0.80142 | 7092.1986 | 0 | GS | 10 | 1 | 1 | 1 | 1 | 1 | 1 | 1 | 1 | 1 | 1 | 1 | 1 | 356.6184 | 0 | 231.0356 | 0 | 0 | 0 | 1 | 0 | 0 | 1
805 | Refrigeration | Controls | Floating Head Pressure Controls | Restaurants | New | CreNgs805 | 1 | 0.80142 | 7092.1986 | 0 | GS | 10 | 1 | 1 | 1 | 1 | 1 | 1 | 1 | 1 | 1 | 1 | 1 | 1 | 356.6184 | 0 | 231.0356 | 0 | 0 | 0 | 1 | 0 | 0 | 1
805 | Refrigeration | Controls | Floating Head Pressure Controls | Retail | Existing | CrtEgs805 | 1 | 0.79333 | 6666.6667 | 0 | GS | 10 | 1 | 1 | 1 | 1 | 1 | 1 | 1 | 1 | 1 | 1 | 1 | 1 | 335.2213 | 0 | 260.7488 | 0 | 0 | 0 | 1 | 0 | 0 | 1
805 | Refrigeration | Controls | Floating Head Pressure Controls | Retail | New | CrtNgs805 | 1 | 0.79333 | 6666.6667 | 0 | GS | 10 | 1 | 1 | 1 | 1 | 1 | 1 | 1 | 1 | 1 | 1 | 1 | 1 | 335.2213 | 0 | 260.7488 | 0 | 0 | 0 | 1 | 0 | 0 | 1
805 | Refrigeration | Controls | Floating Head Pressure Controls | Schools K-12 | Existing | CscEgs805 | 1 | 0.81119 | 6993.007 | 0 | GS | 10 | 1 | 1 | 1 | 1 | 1 | 1 | 1 | 1 | 1 | 1 | 1 | 1 | 351.6308 | 0 | 1568.4412 | 0 | 0 | 0 | 1 | 0 | 0 | 1
805 | Refrigeration | Controls | Floating Head Pressure Controls | Schools K-12 | New | CscNgs805 | 1 | 0.81119 | 6993.007 | 0 | GS | 10 | 1 | 1 | 1 | 1 | 1 | 1 | 1 | 1 | 1 | 1 | 1 | 1 | 351.6308 | 0 | 1568.4412 | 0 | 0 | 0 | 1 | 0 | 0 | 1
805 | Refrigeration | Controls | Floating Head Pressure Controls | Warehouse | Existing | CwaEgs805 | 1 | 0.81119 | 6993.007 | 0 | GS | 10 | 1 | 1 | 1 | 1 | 1 | 1 | 1 | 1 | 1 | 1 | 1 | 1 | 351.6308 | 0 | 5432.9688 | 0 | 0 | 0 | 1 | 0 | 0 | 1
805 | Refrigeration | Controls | Floating Head Pressure Controls | Warehouse | New | CwaNgs805 | 1 | 0.81119 | 6993.007 | 0 | GS | 10 | 1 | 1 | 1 | 1 | 1 | 1 | 1 | 1 | 1 | 1 | 1 | 1 | 351.6308 | 0 | 5432.9688 | 0 | 0 | 0 | 1 | 0 | 0 | 1
806 | Refrigeration | Controls | Refrigerated Display Case Lighting Controls | Assembly | Existing | CasEgs806 | 1 | 0.79333 | 6666.6667 | 0 | GS | 10 | 1 | 1 | 1 | 1 | 1 | 1 | 1 | 1 | 1 | 1 | 1 | 1 | 400 | 0 | 14860.8951 | 0 | 0 | 0 | 1 | 0 | 0 | 1
806 | Refrigeration | Controls | Refrigerated Display Case Lighting Controls | Assembly | New | CasNgs806 | 1 | 0.79333 | 6666.6667 | 0 | GS | 10 | 1 | 1 | 1 | 1 | 1 | 1 | 1 | 1 | 1 | 1 | 1 | 1 | 400 | 0 | 14860.8951 | 0 | 0 | 0 | 1 | 0 | 0 | 1
806 | Refrigeration | Controls | Refrigerated Display Case Lighting Controls | College and University | Existing | CcoEgs806 | 1 | 0.79333 | 6666.6667 | 0 | GS | 10 | 1 | 1 | 1 | 1 | 1 | 1 | 1 | 1 | 1 | 1 | 1 | 1 | 400 | 0 | 14860.8951 | 0 | 0 | 0 | 1 | 0 | 0 | 1
806 | Refrigeration | Controls | Refrigerated Display Case Lighting Controls | College and University | New | CcoNgs806 | 1 | 0.79333 | 6666.6667 | 0 | GS | 10 | 1 | 1 | 1 | 1 | 1 | 1 | 1 | 1 | 1 | 1 | 1 | 1 | 400 | 0 | 14860.8951 | 0 | 0 | 0 | 1 | 0 | 0 | 1
806 | Refrigeration | Controls | Refrigerated Display Case Lighting Controls | Data Center | Existing | CdaEgs806 | 1 | 0.81119 | 6993.007 | 0 | GS | 10 | 1 | 1 | 1 | 1 | 1 | 1 | 1 | 1 | 1 | 1 | 1 | 1 | 419.5804 | 0 | 15588.3515 | 0 | 0 | 0 | 1 | 0 | 0 | 1
806 | Refrigeration | Controls | Refrigerated Display Case Lighting Controls | Data Center | New | CdaNgs806 | 1 | 0.81119 | 6993.007 | 0 | GS | 10 | 1 | 1 | 1 | 1 | 1 | 1 | 1 | 1 | 1 | 1 | 1 | 1 | 419.5804 | 0 | 15588.3515 | 0 | 0 | 0 | 1 | 0 | 0 | 1
806 | Refrigeration | Controls | Refrigerated Display Case Lighting Controls | Grocery | Existing | CgrEgs806 | 1 | 0.79333 | 6666.6667 | 0 | GS | 10 | 1 | 1 | 1 | 1 | 1 | 1 | 1 | 1 | 1 | 1 | 1 | 1 | 400 | 0 | 14860.8951 | 0 | 0 | 0 | 1 | 0 | 0 | 1
806 | Refrigeration | Controls | Refrigerated Display Case Lighting Controls | Grocery | New | CgrNgs806 | 1 | 0.79333 | 6666.6667 | 0 | GS | 10 | 1 | 1 | 1 | 1 | 1 | 1 | 1 | 1 | 1 | 1 | 1 | 1 | 400 | 0 | 14860.8951 | 0 | 0 | 0 | 1 | 0 | 0 | 1
806 | Refrigeration | Controls | Refrigerated Display Case Lighting Controls | Healthcare | Existing | CheEgs806 | 1 | 0.79333 | 6666.6667 | 0 | GS | 10 | 1 | 1 | 1 | 1 | 1 | 1 | 1 | 1 | 1 | 1 | 1 | 1 | 400 | 0 | 14860.8951 | 0 | 0 | 0 | 1 | 0 | 0 | 1
806 | Refrigeration | Controls | Refrigerated Display Case Lighting Controls | Healthcare | New | CheNgs806 | 1 | 0.79333 | 6666.6667 | 0 | GS | 10 | 1 | 1 | 1 | 1 | 1 | 1 | 1 | 1 | 1 | 1 | 1 | 1 | 400 | 0 | 14860.8951 | 0 | 0 | 0 | 1 | 0 | 0 | 1
806 | Refrigeration | Controls | Refrigerated Display Case Lighting Controls | Hospitals | Existing | ChoEgs806 | 1 | 0.79333 | 6666.6667 | 0 | GS | 10 | 1 | 1 | 1 | 1 | 1 | 1 | 1 | 1 | 1 | 1 | 1 | 1 | 400 | 0 | 14860.8951 | 0 | 0 | 0 | 1 | 0 | 0 | 1
806 | Refrigeration | Controls | Refrigerated Display Case Lighting Controls | Hospitals | New | ChoNgs806 | 1 | 0.79333 | 6666.6667 | 0 | GS | 10 | 1 | 1 | 1 | 1 | 1 | 1 | 1 | 1 | 1 | 1 | 1 | 1 | 400 | 0 | 14860.8951 | 0 | 0 | 0 | 1 | 0 | 0 | 1
806 | Refrigeration | Controls | Refrigerated Display Case Lighting Controls | Institutional | Existing | CinEgs806 | 1 | 0.81119 | 6993.007 | 0 | GS | 10 | 1 | 1 | 1 | 1 | 1 | 1 | 1 | 1 | 1 | 1 | 1 | 1 | 419.5804 | 0 | 15588.3515 | 0 | 0 | 0 | 1 | 0 | 0 | 1
806 | Refrigeration | Controls | Refrigerated Display Case Lighting Controls | Institutional | New | CinNgs806 | 1 | 0.81119 | 6993.007 | 0 | GS | 10 | 1 | 1 | 1 | 1 | 1 | 1 | 1 | 1 | 1 | 1 | 1 | 1 | 419.5804 | 0 | 15588.3515 | 0 | 0 | 0 | 1 | 0 | 0 | 1
806 | Refrigeration | Controls | Refrigerated Display Case Lighting Controls | Lodging/Hospitality | Existing | CloEgs806 | 1 | 0.79333 | 6666.6667 | 0 | GS | 10 | 1 | 1 | 1 | 1 | 1 | 1 | 1 | 1 | 1 | 1 | 1 | 1 | 400 | 0 | 14860.8951 | 0 | 0 | 0 | 1 | 0 | 0 | 1
806 | Refrigeration | Controls | Refrigerated Display Case Lighting Controls | Lodging/Hospitality | New | CloNgs806 | 1 | 0.79333 | 6666.6667 | 0 | GS | 10 | 1 | 1 | 1 | 1 | 1 | 1 | 1 | 1 | 1 | 1 | 1 | 1 | 400 | 0 | 14860.8951 | 0 | 0 | 0 | 1 | 0 | 0 | 1
806 | Refrigeration | Controls | Refrigerated Display Case Lighting Controls | Miscellaneous | Existing | CmiEgs806 | 1 | 0.81119 | 6993.007 | 0 | GS | 10 | 1 | 1 | 1 | 1 | 1 | 1 | 1 | 1 | 1 | 1 | 1 | 1 | 419.5804 | 0 | 15588.3515 | 0 | 0 | 0 | 1 | 0 | 0 | 1
806 | Refrigeration | Controls | Refrigerated Display Case Lighting Controls | Miscellaneous | New | CmiNgs806 | 1 | 0.81119 | 6993.007 | 0 | GS | 10 | 1 | 1 | 1 | 1 | 1 | 1 | 1 | 1 | 1 | 1 | 1 | 1 | 419.5804 | 0 | 15588.3515 | 0 | 0 | 0 | 1 | 0 | 0 | 1
806 | Refrigeration | Controls | Refrigerated Display Case Lighting Controls | Offices | Existing | CofEgs806 | 1 | 0.81119 | 6993.007 | 0 | GS | 10 | 1 | 1 | 1 | 1 | 1 | 1 | 1 | 1 | 1 | 1 | 1 | 1 | 419.5804 | 0 | 15588.3515 | 0 | 0 | 0 | 1 | 0 | 0 | 1
806 | Refrigeration | Controls | Refrigerated Display Case Lighting Controls | Offices | New | CofNgs806 | 1 | 0.81119 | 6993.007 | 0 | GS | 10 | 1 | 1 | 1 | 1 | 1 | 1 | 1 | 1 | 1 | 1 | 1 | 1 | 419.5804 | 0 | 15588.3515 | 0 | 0 | 0 | 1 | 0 | 0 | 1
806 | Refrigeration | Controls | Refrigerated Display Case Lighting Controls | Restaurants | Existing | CreEgs806 | 1 | 0.80142 | 7092.1986 | 0 | GS | 10 | 1 | 1 | 1 | 1 | 1 | 1 | 1 | 1 | 1 | 1 | 1 | 1 | 425.5319 | 0 | 15809.4629 | 0 | 0 | 0 | 1 | 0 | 0 | 1
806 | Refrigeration | Controls | Refrigerated Display Case Lighting Controls | Restaurants | New | CreNgs806 | 1 | 0.80142 | 7092.1986 | 0 | GS | 10 | 1 | 1 | 1 | 1 | 1 | 1 | 1 | 1 | 1 | 1 | 1 | 1 | 425.5319 | 0 | 15809.4629 | 0 | 0 | 0 | 1 | 0 | 0 | 1
806 | Refrigeration | Controls | Refrigerated Display Case Lighting Controls | Retail | Existing | CrtEgs806 | 1 | 0.79333 | 6666.6667 | 0 | GS | 10 | 1 | 1 | 1 | 1 | 1 | 1 | 1 | 1 | 1 | 1 | 1 | 1 | 400 | 0 | 14860.8951 | 0 | 0 | 0 | 1 | 0 | 0 | 1
806 | Refrigeration | Controls | Refrigerated Display Case Lighting Controls | Retail | New | CrtNgs806 | 1 | 0.79333 | 6666.6667 | 0 | GS | 10 | 1 | 1 | 1 | 1 | 1 | 1 | 1 | 1 | 1 | 1 | 1 | 1 | 400 | 0 | 14860.8951 | 0 | 0 | 0 | 1 | 0 | 0 | 1
806 | Refrigeration | Controls | Refrigerated Display Case Lighting Controls | Schools K-12 | Existing | CscEgs806 | 1 | 0.81119 | 6993.007 | 0 | GS | 10 | 1 | 1 | 1 | 1 | 1 | 1 | 1 | 1 | 1 | 1 | 1 | 1 | 419.5804 | 0 | 15588.3515 | 0 | 0 | 0 | 1 | 0 | 0 | 1
806 | Refrigeration | Controls | Refrigerated Display Case Lighting Controls | Schools K-12 | New | CscNgs806 | 1 | 0.81119 | 6993.007 | 0 | GS | 10 | 1 | 1 | 1 | 1 | 1 | 1 | 1 | 1 | 1 | 1 | 1 | 1 | 419.5804 | 0 | 15588.3515 | 0 | 0 | 0 | 1 | 0 | 0 | 1
806 | Refrigeration | Controls | Refrigerated Display Case Lighting Controls | Warehouse | Existing | CwaEgs806 | 1 | 0.81119 | 6993.007 | 0 | GS | 10 | 1 | 1 | 1 | 1 | 1 | 1 | 1 | 1 | 1 | 1 | 1 | 1 | 419.5804 | 0 | 15588.3515 | 0 | 0 | 0 | 1 | 0 | 0 | 1
806 | Refrigeration | Controls | Refrigerated Display Case Lighting Controls | Warehouse | New | CwaNgs806 | 1 | 0.81119 | 6993.007 | 0 | GS | 10 | 1 | 1 | 1 | 1 | 1 | 1 | 1 | 1 | 1 | 1 | 1 | 1 | 419.5804 | 0 | 15588.3515 | 0 | 0 | 0 | 1 | 0 | 0 | 1
807 | Refrigeration | Controls | Refrigeration Commissioning | Assembly | Existing | CasEgs807 | 1 | 0.79333 | 6666.6667 | 0 | GS | 5 | 1 | 1 | 1 | 1 | 1 | 1 | 1 | 1 | 1 | 1 | 1 | 1 | 335.2213 | 0 | 22798.4201 | 0 | 0 | 0 | 1 | 0 | 0 | 1
807 | Refrigeration | Controls | Refrigeration Commissioning | Assembly | New | CasNgs807 | 1 | 0.79333 | 6666.6667 | 0 | GS | 5 | 1 | 1 | 1 | 1 | 1 | 1 | 1 | 1 | 1 | 1 | 1 | 1 | 335.2213 | 0 | 22798.4201 | 0 | 0 | 0 | 1 | 0 | 0 | 1
807 | Refrigeration | Controls | Refrigeration Commissioning | College and University | Existing | CcoEgs807 | 1 | 0.79333 | 6666.6667 | 0 | GS | 5 | 1 | 1 | 1 | 1 | 1 | 1 | 1 | 1 | 1 | 1 | 1 | 1 | 335.2213 | 0 | 40070.2396 | 0 | 0 | 0 | 1 | 0 | 0 | 1
807 | Refrigeration | Controls | Refrigeration Commissioning | College and University | New | CcoNgs807 | 1 | 0.79333 | 6666.6667 | 0 | GS | 5 | 1 | 1 | 1 | 1 | 1 | 1 | 1 | 1 | 1 | 1 | 1 | 1 | 335.2213 | 0 | 40070.2396 | 0 | 0 | 0 | 1 | 0 | 0 | 1
807 | Refrigeration | Controls | Refrigeration Commissioning | Data Center | Existing | CdaEgs807 | 1 | 0.81119 | 6993.007 | 0 | GS | 5 | 1 | 1 | 1 | 1 | 1 | 1 | 1 | 1 | 1 | 1 | 1 | 1 | 351.6308 | 0 | 13209.9339 | 0 | 0 | 0 | 1 | 0 | 0 | 1
807 | Refrigeration | Controls | Refrigeration Commissioning | Data Center | New | CdaNgs807 | 1 | 0.81119 | 6993.007 | 0 | GS | 5 | 1 | 1 | 1 | 1 | 1 | 1 | 1 | 1 | 1 | 1 | 1 | 1 | 351.6308 | 0 | 13209.9339 | 0 | 0 | 0 | 1 | 0 | 0 | 1
807 | Refrigeration | Controls | Refrigeration Commissioning | Grocery | Existing | CgrEgs807 | 1 | 0.79333 | 6666.6667 | 0 | GS | 5 | 1 | 1 | 1 | 1 | 1 | 1 | 1 | 1 | 1 | 1 | 1 | 1 | 335.2213 | 0 | 412.5784 | 0 | 0 | 0 | 1 | 0 | 0 | 1
807 | Refrigeration | Controls | Refrigeration Commissioning | Grocery | New | CgrNgs807 | 1 | 0.79333 | 6666.6667 | 0 | GS | 5 | 1 | 1 | 1 | 1 | 1 | 1 | 1 | 1 | 1 | 1 | 1 | 1 | 335.2213 | 0 | 412.5784 | 0 | 0 | 0 | 1 | 0 | 0 | 1
807 | Refrigeration | Controls | Refrigeration Commissioning | Healthcare | Existing | CheEgs807 | 1 | 0.79333 | 6666.6667 | 0 | GS | 5 | 1 | 1 | 1 | 1 | 1 | 1 | 1 | 1 | 1 | 1 | 1 | 1 | 335.2213 | 0 | 34797.3713 | 0 | 0 | 0 | 1 | 0 | 0 | 1
807 | Refrigeration | Controls | Refrigeration Commissioning | Healthcare | New | CheNgs807 | 1 | 0.79333 | 6666.6667 | 0 | GS | 5 | 1 | 1 | 1 | 1 | 1 | 1 | 1 | 1 | 1 | 1 | 1 | 1 | 335.2213 | 0 | 34797.3713 | 0 | 0 | 0 | 1 | 0 | 0 | 1
807 | Refrigeration | Controls | Refrigeration Commissioning | Hospitals | Existing | ChoEgs807 | 1 | 0.79333 | 6666.6667 | 0 | GS | 5 | 1 | 1 | 1 | 1 | 1 | 1 | 1 | 1 | 1 | 1 | 1 | 1 | 335.2213 | 0 | 8874.5903 | 0 | 0 | 0 | 1 | 0 | 0 | 1
807 | Refrigeration | Controls | Refrigeration Commissioning | Hospitals | New | ChoNgs807 | 1 | 0.79333 | 6666.6667 | 0 | GS | 5 | 1 | 1 | 1 | 1 | 1 | 1 | 1 | 1 | 1 | 1 | 1 | 1 | 335.2213 | 0 | 8874.5903 | 0 | 0 | 0 | 1 | 0 | 0 | 1
807 | Refrigeration | Controls | Refrigeration Commissioning | Institutional | Existing | CinEgs807 | 1 | 0.81119 | 6993.007 | 0 | GS | 5 | 1 | 1 | 1 | 1 | 1 | 1 | 1 | 1 | 1 | 1 | 1 | 1 | 351.6308 | 0 | 28896.7167 | 0 | 0 | 0 | 1 | 0 | 0 | 1
807 | Refrigeration | Controls | Refrigeration Commissioning | Institutional | New | CinNgs807 | 1 | 0.81119 | 6993.007 | 0 | GS | 5 | 1 | 1 | 1 | 1 | 1 | 1 | 1 | 1 | 1 | 1 | 1 | 1 | 351.6308 | 0 | 28896.7167 | 0 | 0 | 0 | 1 | 0 | 0 | 1
807 | Refrigeration | Controls | Refrigeration Commissioning | Lodging/Hospitality | Existing | CloEgs807 | 1 | 0.79333 | 6666.6667 | 0 | GS | 5 | 1 | 1 | 1 | 1 | 1 | 1 | 1 | 1 | 1 | 1 | 1 | 1 | 335.2213 | 0 | 5929.6577 | 0 | 0 | 0 | 1 | 0 | 0 | 1
807 | Refrigeration | Controls | Refrigeration Commissioning | Lodging/Hospitality | New | CloNgs807 | 1 | 0.79333 | 6666.6667 | 0 | GS | 5 | 1 | 1 | 1 | 1 | 1 | 1 | 1 | 1 | 1 | 1 | 1 | 1 | 335.2213 | 0 | 5929.6577 | 0 | 0 | 0 | 1 | 0 | 0 | 1
807 | Refrigeration | Controls | Refrigeration Commissioning | Miscellaneous | Existing | CmiEgs807 | 1 | 0.81119 | 6993.007 | 0 | GS | 5 | 1 | 1 | 1 | 1 | 1 | 1 | 1 | 1 | 1 | 1 | 1 | 1 | 351.6308 | 0 | 1387180.0571 | 0 | 0 | 0 | 1 | 0 | 0 | 1
807 | Refrigeration | Controls | Refrigeration Commissioning | Miscellaneous | New | CmiNgs807 | 1 | 0.81119 | 6993.007 | 0 | GS | 5 | 1 | 1 | 1 | 1 | 1 | 1 | 1 | 1 | 1 | 1 | 1 | 1 | 351.6308 | 0 | 1387180.0571 | 0 | 0 | 0 | 1 | 0 | 0 | 1
807 | Refrigeration | Controls | Refrigeration Commissioning | Offices | Existing | CofEgs807 | 1 | 0.81119 | 6993.007 | 0 | GS | 5 | 1 | 1 | 1 | 1 | 1 | 1 | 1 | 1 | 1 | 1 | 1 | 1 | 351.6308 | 0 | 26673.9958 | 0 | 0 | 0 | 1 | 0 | 0 | 1
807 | Refrigeration | Controls | Refrigeration Commissioning | Offices | New | CofNgs807 | 1 | 0.81119 | 6993.007 | 0 | GS | 5 | 1 | 1 | 1 | 1 | 1 | 1 | 1 | 1 | 1 | 1 | 1 | 1 | 351.6308 | 0 | 26673.9958 | 0 | 0 | 0 | 1 | 0 | 0 | 1
807 | Refrigeration | Controls | Refrigeration Commissioning | Restaurants | Existing | CreEgs807 | 1 | 0.80142 | 7092.1986 | 0 | GS | 5 | 1 | 1 | 1 | 1 | 1 | 1 | 1 | 1 | 1 | 1 | 1 | 1 | 356.6184 | 0 | 1061.6729 | 0 | 0 | 0 | 1 | 0 | 0 | 1
807 | Refrigeration | Controls | Refrigeration Commissioning | Restaurants | New | CreNgs807 | 1 | 0.80142 | 7092.1986 | 0 | GS | 5 | 1 | 1 | 1 | 1 | 1 | 1 | 1 | 1 | 1 | 1 | 1 | 1 | 356.6184 | 0 | 1061.6729 | 0 | 0 | 0 | 1 | 0 | 0 | 1
807 | Refrigeration | Controls | Refrigeration Commissioning | Retail | Existing | CrtEgs807 | 1 | 0.79333 | 6666.6667 | 0 | GS | 5 | 1 | 1 | 1 | 1 | 1 | 1 | 1 | 1 | 1 | 1 | 1 | 1 | 335.2213 | 0 | 5603.0231 | 0 | 0 | 0 | 1 | 0 | 0 | 1
807 | Refrigeration | Controls | Refrigeration Commissioning | Retail | New | CrtNgs807 | 1 | 0.79333 | 6666.6667 | 0 | GS | 5 | 1 | 1 | 1 | 1 | 1 | 1 | 1 | 1 | 1 | 1 | 1 | 1 | 335.2213 | 0 | 5603.0231 | 0 | 0 | 0 | 1 | 0 | 0 | 1
807 | Refrigeration | Controls | Refrigeration Commissioning | Schools K-12 | Existing | CscEgs807 | 1 | 0.81119 | 6993.007 | 0 | GS | 5 | 1 | 1 | 1 | 1 | 1 | 1 | 1 | 1 | 1 | 1 | 1 | 1 | 351.6308 | 0 | 47829.0696 | 0 | 0 | 0 | 1 | 0 | 0 | 1
807 | Refrigeration | Controls | Refrigeration Commissioning | Schools K-12 | New | CscNgs807 | 1 | 0.81119 | 6993.007 | 0 | GS | 5 | 1 | 1 | 1 | 1 | 1 | 1 | 1 | 1 | 1 | 1 | 1 | 1 | 351.6308 | 0 | 47829.0696 | 0 | 0 | 0 | 1 | 0 | 0 | 1
807 | Refrigeration | Controls | Refrigeration Commissioning | Warehouse | Existing | CwaEgs807 | 1 | 0.81119 | 6993.007 | 0 | GS | 5 | 1 | 1 | 1 | 1 | 1 | 1 | 1 | 1 | 1 | 1 | 1 | 1 | 351.6308 | 0 | 99073.2624 | 0 | 0 | 0 | 1 | 0 | 0 | 1
807 | Refrigeration | Controls | Refrigeration Commissioning | Warehouse | New | CwaNgs807 | 1 | 0.81119 | 6993.007 | 0 | GS | 5 | 1 | 1 | 1 | 1 | 1 | 1 | 1 | 1 | 1 | 1 | 1 | 1 | 351.6308 | 0 | 99073.2624 | 0 | 0 | 0 | 1 | 0 | 0 | 1
808 | Refrigeration | Controls | VSD Controlled Compressor | Assembly | Existing | CasEgs808 | 1 | 0.79333 | 6666.6667 | 0 | GS | 13 | 1 | 1 | 1 | 1 | 1 | 1 | 1 | 1 | 1 | 1 | 1 | 1 | 335.2213 | 0 | 4513.6238 | 0 | 0 | 0 | 1 | 0 | 0 | 1
808 | Refrigeration | Controls | VSD Controlled Compressor | Assembly | New | CasNgs808 | 1 | 0.79333 | 6666.6667 | 0 | GS | 13 | 1 | 1 | 1 | 1 | 1 | 1 | 1 | 1 | 1 | 1 | 1 | 1 | 335.2213 | 0 | 4513.6238 | 0 | 0 | 0 | 1 | 0 | 0 | 1
808 | Refrigeration | Controls | VSD Controlled Compressor | College and University | Existing | CcoEgs808 | 1 | 0.79333 | 6666.6667 | 0 | GS | 13 | 1 | 1 | 1 | 1 | 1 | 1 | 1 | 1 | 1 | 1 | 1 | 1 | 335.2213 | 0 | 5069.5573 | 0 | 0 | 0 | 1 | 0 | 0 | 1
808 | Refrigeration | Controls | VSD Controlled Compressor | College and University | New | CcoNgs808 | 1 | 0.79333 | 6666.6667 | 0 | GS | 13 | 1 | 1 | 1 | 1 | 1 | 1 | 1 | 1 | 1 | 1 | 1 | 1 | 335.2213 | 0 | 5069.5573 | 0 | 0 | 0 | 1 | 0 | 0 | 1
808 | Refrigeration | Controls | VSD Controlled Compressor | Data Center | Existing | CdaEgs808 | 1 | 0.81119 | 6993.007 | 0 | GS | 13 | 1 | 1 | 1 | 1 | 1 | 1 | 1 | 1 | 1 | 1 | 1 | 1 | 351.6308 | 0 | 2862.9036 | 0 | 0 | 0 | 1 | 0 | 0 | 1
808 | Refrigeration | Controls | VSD Controlled Compressor | Data Center | New | CdaNgs808 | 1 | 0.81119 | 6993.007 | 0 | GS | 13 | 1 | 1 | 1 | 1 | 1 | 1 | 1 | 1 | 1 | 1 | 1 | 1 | 351.6308 | 0 | 2862.9036 | 0 | 0 | 0 | 1 | 0 | 0 | 1
808 | Refrigeration | Controls | VSD Controlled Compressor | Grocery | Existing | CgrEgs808 | 1 | 0.79333 | 6666.6667 | 0 | GS | 13 | 1 | 1 | 1 | 1 | 1 | 1 | 1 | 1 | 1 | 1 | 1 | 1 | 335.2213 | 0 | 2729.3015 | 0 | 0 | 0 | 1 | 0 | 0 | 1
808 | Refrigeration | Controls | VSD Controlled Compressor | Grocery | New | CgrNgs808 | 1 | 0.79333 | 6666.6667 | 0 | GS | 13 | 1 | 1 | 1 | 1 | 1 | 1 | 1 | 1 | 1 | 1 | 1 | 1 | 335.2213 | 0 | 2729.3015 | 0 | 0 | 0 | 1 | 0 | 0 | 1
808 | Refrigeration | Controls | VSD Controlled Compressor | Healthcare | Existing | CheEgs808 | 1 | 0.79333 | 6666.6667 | 0 | GS | 13 | 1 | 1 | 1 | 1 | 1 | 1 | 1 | 1 | 1 | 1 | 1 | 1 | 335.2213 | 0 | 11265.179 | 0 | 0 | 0 | 1 | 0 | 0 | 1
808 | Refrigeration | Controls | VSD Controlled Compressor | Healthcare | New | CheNgs808 | 1 | 0.79333 | 6666.6667 | 0 | GS | 13 | 1 | 1 | 1 | 1 | 1 | 1 | 1 | 1 | 1 | 1 | 1 | 1 | 335.2213 | 0 | 11265.179 | 0 | 0 | 0 | 1 | 0 | 0 | 1
808 | Refrigeration | Controls | VSD Controlled Compressor | Hospitals | Existing | ChoEgs808 | 1 | 0.79333 | 6666.6667 | 0 | GS | 13 | 1 | 1 | 1 | 1 | 1 | 1 | 1 | 1 | 1 | 1 | 1 | 1 | 335.2213 | 0 | 2729.3015 | 0 | 0 | 0 | 1 | 0 | 0 | 1
808 | Refrigeration | Controls | VSD Controlled Compressor | Hospitals | New | ChoNgs808 | 1 | 0.79333 | 6666.6667 | 0 | GS | 13 | 1 | 1 | 1 | 1 | 1 | 1 | 1 | 1 | 1 | 1 | 1 | 1 | 335.2213 | 0 | 2729.3015 | 0 | 0 | 0 | 1 | 0 | 0 | 1
808 | Refrigeration | Controls | VSD Controlled Compressor | Institutional | Existing | CinEgs808 | 1 | 0.81119 | 6993.007 | 0 | GS | 13 | 1 | 1 | 1 | 1 | 1 | 1 | 1 | 1 | 1 | 1 | 1 | 1 | 351.6308 | 0 | 7162.6638 | 0 | 0 | 0 | 1 | 0 | 0 | 1
808 | Refrigeration | Controls | VSD Controlled Compressor | Institutional | New | CinNgs808 | 1 | 0.81119 | 6993.007 | 0 | GS | 13 | 1 | 1 | 1 | 1 | 1 | 1 | 1 | 1 | 1 | 1 | 1 | 1 | 351.6308 | 0 | 7162.6638 | 0 | 0 | 0 | 1 | 0 | 0 | 1
808 | Refrigeration | Controls | VSD Controlled Compressor | Lodging/Hospitality | Existing | CloEgs808 | 1 | 0.79333 | 6666.6667 | 0 | GS | 13 | 1 | 1 | 1 | 1 | 1 | 1 | 1 | 1 | 1 | 1 | 1 | 1 | 335.2213 | 0 | 2729.3015 | 0 | 0 | 0 | 1 | 0 | 0 | 1
808 | Refrigeration | Controls | VSD Controlled Compressor | Lodging/Hospitality | New | CloNgs808 | 1 | 0.79333 | 6666.6667 | 0 | GS | 13 | 1 | 1 | 1 | 1 | 1 | 1 | 1 | 1 | 1 | 1 | 1 | 1 | 335.2213 | 0 | 2729.3015 | 0 | 0 | 0 | 1 | 0 | 0 | 1
808 | Refrigeration | Controls | VSD Controlled Compressor | Miscellaneous | Existing | CmiEgs808 | 1 | 0.81119 | 6993.007 | 0 | GS | 13 | 1 | 1 | 1 | 1 | 1 | 1 | 1 | 1 | 1 | 1 | 1 | 1 | 351.6308 | 0 | 126603.9605 | 0 | 0 | 0 | 1 | 0 | 0 | 1
808 | Refrigeration | Controls | VSD Controlled Compressor | Miscellaneous | New | CmiNgs808 | 1 | 0.81119 | 6993.007 | 0 | GS | 13 | 1 | 1 | 1 | 1 | 1 | 1 | 1 | 1 | 1 | 1 | 1 | 1 | 351.6308 | 0 | 126603.9605 | 0 | 0 | 0 | 1 | 0 | 0 | 1
808 | Refrigeration | Controls | VSD Controlled Compressor | Offices | Existing | CofEgs808 | 1 | 0.81119 | 6993.007 | 0 | GS | 13 | 1 | 1 | 1 | 1 | 1 | 1 | 1 | 1 | 1 | 1 | 1 | 1 | 351.6308 | 0 | 4643.5519 | 0 | 0 | 0 | 1 | 0 | 0 | 1
808 | Refrigeration | Controls | VSD Controlled Compressor | Offices | New | CofNgs808 | 1 | 0.81119 | 6993.007 | 0 | GS | 13 | 1 | 1 | 1 | 1 | 1 | 1 | 1 | 1 | 1 | 1 | 1 | 1 | 351.6308 | 0 | 4643.5519 | 0 | 0 | 0 | 1 | 0 | 0 | 1
808 | Refrigeration | Controls | VSD Controlled Compressor | Restaurants | Existing | CreEgs808 | 1 | 0.80142 | 7092.1986 | 0 | GS | 13 | 1 | 1 | 1 | 1 | 1 | 1 | 1 | 1 | 1 | 1 | 1 | 1 | 356.6184 | 0 | 2903.5122 | 0 | 0 | 0 | 1 | 0 | 0 | 1
808 | Refrigeration | Controls | VSD Controlled Compressor | Restaurants | New | CreNgs808 | 1 | 0.80142 | 7092.1986 | 0 | GS | 13 | 1 | 1 | 1 | 1 | 1 | 1 | 1 | 1 | 1 | 1 | 1 | 1 | 356.6184 | 0 | 2903.5122 | 0 | 0 | 0 | 1 | 0 | 0 | 1
808 | Refrigeration | Controls | VSD Controlled Compressor | Retail | Existing | CrtEgs808 | 1 | 0.79333 | 6666.6667 | 0 | GS | 13 | 1 | 1 | 1 | 1 | 1 | 1 | 1 | 1 | 1 | 1 | 1 | 1 | 335.2213 | 0 | 2729.3015 | 0 | 0 | 0 | 1 | 0 | 0 | 1
808 | Refrigeration | Controls | VSD Controlled Compressor | Retail | New | CrtNgs808 | 1 | 0.79333 | 6666.6667 | 0 | GS | 13 | 1 | 1 | 1 | 1 | 1 | 1 | 1 | 1 | 1 | 1 | 1 | 1 | 335.2213 | 0 | 2729.3015 | 0 | 0 | 0 | 1 | 0 | 0 | 1
808 | Refrigeration | Controls | VSD Controlled Compressor | Schools K-12 | Existing | CscEgs808 | 1 | 0.81119 | 6993.007 | 0 | GS | 13 | 1 | 1 | 1 | 1 | 1 | 1 | 1 | 1 | 1 | 1 | 1 | 1 | 351.6308 | 0 | 4456.6214 | 0 | 0 | 0 | 1 | 0 | 0 | 1
808 | Refrigeration | Controls | VSD Controlled Compressor | Schools K-12 | New | CscNgs808 | 1 | 0.81119 | 6993.007 | 0 | GS | 13 | 1 | 1 | 1 | 1 | 1 | 1 | 1 | 1 | 1 | 1 | 1 | 1 | 351.6308 | 0 | 4456.6214 | 0 | 0 | 0 | 1 | 0 | 0 | 1
808 | Refrigeration | Controls | VSD Controlled Compressor | Warehouse | Existing | CwaEgs808 | 1 | 0.81119 | 6993.007 | 0 | GS | 13 | 1 | 1 | 1 | 1 | 1 | 1 | 1 | 1 | 1 | 1 | 1 | 1 | 351.6308 | 0 | 15437.547 | 0 | 0 | 0 | 1 | 0 | 0 | 1
808 | Refrigeration | Controls | VSD Controlled Compressor | Warehouse | New | CwaNgs808 | 1 | 0.81119 | 6993.007 | 0 | GS | 13 | 1 | 1 | 1 | 1 | 1 | 1 | 1 | 1 | 1 | 1 | 1 | 1 | 351.6308 | 0 | 15437.547 | 0 | 0 | 0 | 1 | 0 | 0 | 1
809 | Refrigeration | Economizer | Refrigeration Economizer | Assembly | Existing | CasEgs809 | 1 | 0.79333 | 6666.6667 | 0 | GS | 15 | 0.57723 | 0.60437 | 0.83705 | 1.097 | 1.2026 | 1.2026 | 1.289 | 1.2891 | 1.2453 | 1.1192 | 0.77553 | 0.85362 | 400 | 0 | 4456.7365 | 0 | 0 | 0 | 1 | 0 | 0 | 1.0077
809 | Refrigeration | Economizer | Refrigeration Economizer | Assembly | New | CasNgs809 | 1 | 0.79333 | 6666.6667 | 0 | GS | 15 | 0.57723 | 0.60437 | 0.83705 | 1.097 | 1.2026 | 1.2026 | 1.289 | 1.2891 | 1.2453 | 1.1192 | 0.77553 | 0.85362 | 400 | 0 | 4456.7365 | 0 | 0 | 0 | 1 | 0 | 0 | 1.0077
809 | Refrigeration | Economizer | Refrigeration Economizer | College and University | Existing | CcoEgs809 | 1 | 0.79333 | 6666.6667 | 0 | GS | 15 | 0.57723 | 0.60437 | 0.83705 | 1.097 | 1.2026 | 1.2026 | 1.289 | 1.2891 | 1.2453 | 1.1192 | 0.77553 | 0.85362 | 400 | 0 | 5005.658 | 0 | 0 | 0 | 1 | 0 | 0 | 1.0077
809 | Refrigeration | Economizer | Refrigeration Economizer | College and University | New | CcoNgs809 | 1 | 0.79333 | 6666.6667 | 0 | GS | 15 | 0.57723 | 0.60437 | 0.83705 | 1.097 | 1.2026 | 1.2026 | 1.289 | 1.2891 | 1.2453 | 1.1192 | 0.77553 | 0.85362 | 400 | 0 | 5005.658 | 0 | 0 | 0 | 1 | 0 | 0 | 1.0077
809 | Refrigeration | Economizer | Refrigeration Economizer | Data Center | Existing | CdaEgs809 | 1 | 0.81119 | 6993.007 | 0 | GS | 15 | 0.57723 | 0.60437 | 0.83705 | 1.097 | 1.2026 | 1.2026 | 1.289 | 1.2891 | 1.2453 | 1.1192 | 0.77553 | 0.85362 | 419.5804 | 0 | 385.172 | 0 | 0 | 0 | 1 | 0 | 0 | 1.0077
809 | Refrigeration | Economizer | Refrigeration Economizer | Data Center | New | CdaNgs809 | 1 | 0.81119 | 6993.007 | 0 | GS | 15 | 0.57723 | 0.60437 | 0.83705 | 1.097 | 1.2026 | 1.2026 | 1.289 | 1.2891 | 1.2453 | 1.1192 | 0.77553 | 0.85362 | 419.5804 | 0 | 385.172 | 0 | 0 | 0 | 1 | 0 | 0 | 1.0077
809 | Refrigeration | Economizer | Refrigeration Economizer | Grocery | Existing | CgrEgs809 | 1 | 0.79333 | 6666.6667 | 0 | GS | 15 | 0.57723 | 0.60437 | 0.83705 | 1.097 | 1.2026 | 1.2026 | 1.289 | 1.2891 | 1.2453 | 1.1192 | 0.77553 | 0.85362 | 400 | 0 | 472.0108 | 0 | 0 | 0 | 1 | 0 | 0 | 1.0077
809 | Refrigeration | Economizer | Refrigeration Economizer | Grocery | New | CgrNgs809 | 1 | 0.79333 | 6666.6667 | 0 | GS | 15 | 0.57723 | 0.60437 | 0.83705 | 1.097 | 1.2026 | 1.2026 | 1.289 | 1.2891 | 1.2453 | 1.1192 | 0.77553 | 0.85362 | 400 | 0 | 472.0108 | 0 | 0 | 0 | 1 | 0 | 0 | 1.0077
809 | Refrigeration | Economizer | Refrigeration Economizer | Healthcare | Existing | CheEgs809 | 1 | 0.79333 | 6666.6667 | 0 | GS | 15 | 0.57723 | 0.60437 | 0.83705 | 1.097 | 1.2026 | 1.2026 | 1.289 | 1.2891 | 1.2453 | 1.1192 | 0.77553 | 0.85362 | 400 | 0 | 11123.1634 | 0 | 0 | 0 | 1 | 0 | 0 | 1.0077
809 | Refrigeration | Economizer | Refrigeration Economizer | Healthcare | New | CheNgs809 | 1 | 0.79333 | 6666.6667 | 0 | GS | 15 | 0.57723 | 0.60437 | 0.83705 | 1.097 | 1.2026 | 1.2026 | 1.289 | 1.2891 | 1.2453 | 1.1192 | 0.77553 | 0.85362 | 400 | 0 | 11123.1634 | 0 | 0 | 0 | 1 | 0 | 0 | 1.0077
809 | Refrigeration | Economizer | Refrigeration Economizer | Hospitals | Existing | ChoEgs809 | 1 | 0.79333 | 6666.6667 | 0 | GS | 15 | 0.57723 | 0.60437 | 0.83705 | 1.097 | 1.2026 | 1.2026 | 1.289 | 1.2891 | 1.2453 | 1.1192 | 0.77553 | 0.85362 | 400 | 0 | 143.4017 | 0 | 0 | 0 | 1 | 0 | 0 | 1.0077
809 | Refrigeration | Economizer | Refrigeration Economizer | Hospitals | New | ChoNgs809 | 1 | 0.79333 | 6666.6667 | 0 | GS | 15 | 0.57723 | 0.60437 | 0.83705 | 1.097 | 1.2026 | 1.2026 | 1.289 | 1.2891 | 1.2453 | 1.1192 | 0.77553 | 0.85362 | 400 | 0 | 143.4017 | 0 | 0 | 0 | 1 | 0 | 0 | 1.0077
809 | Refrigeration | Economizer | Refrigeration Economizer | Institutional | Existing | CinEgs809 | 1 | 0.81119 | 6993.007 | 0 | GS | 15 | 0.57723 | 0.60437 | 0.83705 | 1.097 | 1.2026 | 1.2026 | 1.289 | 1.2891 | 1.2453 | 1.1192 | 0.77553 | 0.85362 | 419.5804 | 0 | 7072.3832 | 0 | 0 | 0 | 1 | 0 | 0 | 1.0077
809 | Refrigeration | Economizer | Refrigeration Economizer | Institutional | New | CinNgs809 | 1 | 0.81119 | 6993.007 | 0 | GS | 15 | 0.57723 | 0.60437 | 0.83705 | 1.097 | 1.2026 | 1.2026 | 1.289 | 1.2891 | 1.2453 | 1.1192 | 0.77553 | 0.85362 | 419.5804 | 0 | 7072.3832 | 0 | 0 | 0 | 1 | 0 | 0 | 1.0077
809 | Refrigeration | Economizer | Refrigeration Economizer | Lodging/Hospitality | Existing | CloEgs809 | 1 | 0.79333 | 6666.6667 | 0 | GS | 15 | 0.57723 | 0.60437 | 0.83705 | 1.097 | 1.2026 | 1.2026 | 1.289 | 1.2891 | 1.2453 | 1.1192 | 0.77553 | 0.85362 | 400 | 0 | 415.9455 | 0 | 0 | 0 | 1 | 0 | 0 | 1.0077
809 | Refrigeration | Economizer | Refrigeration Economizer | Lodging/Hospitality | New | CloNgs809 | 1 | 0.79333 | 6666.6667 | 0 | GS | 15 | 0.57723 | 0.60437 | 0.83705 | 1.097 | 1.2026 | 1.2026 | 1.289 | 1.2891 | 1.2453 | 1.1192 | 0.77553 | 0.85362 | 400 | 0 | 415.9455 | 0 | 0 | 0 | 1 | 0 | 0 | 1.0077
809 | Refrigeration | Economizer | Refrigeration Economizer | Miscellaneous | Existing | CmiEgs809 | 1 | 0.81119 | 6993.007 | 0 | GS | 15 | 0.57723 | 0.60437 | 0.83705 | 1.097 | 1.2026 | 1.2026 | 1.289 | 1.2891 | 1.2453 | 1.1192 | 0.77553 | 0.85362 | 419.5804 | 0 | 125009.6971 | 0 | 0 | 0 | 1 | 0 | 0 | 1.0077
809 | Refrigeration | Economizer | Refrigeration Economizer | Miscellaneous | New | CmiNgs809 | 1 | 0.81119 | 6993.007 | 0 | GS | 15 | 0.57723 | 0.60437 | 0.83705 | 1.097 | 1.2026 | 1.2026 | 1.289 | 1.2891 | 1.2453 | 1.1192 | 0.77553 | 0.85362 | 419.5804 | 0 | 125009.6971 | 0 | 0 | 0 | 1 | 0 | 0 | 1.0077
809 | Refrigeration | Economizer | Refrigeration Economizer | Offices | Existing | CofEgs809 | 1 | 0.81119 | 6993.007 | 0 | GS | 15 | 0.57723 | 0.60437 | 0.83705 | 1.097 | 1.2026 | 1.2026 | 1.289 | 1.2891 | 1.2453 | 1.1192 | 0.77553 | 0.85362 | 419.5804 | 0 | 4585.0275 | 0 | 0 | 0 | 1 | 0 | 0 | 1.0077
809 | Refrigeration | Economizer | Refrigeration Economizer | Offices | New | CofNgs809 | 1 | 0.81119 | 6993.007 | 0 | GS | 15 | 0.57723 | 0.60437 | 0.83705 | 1.097 | 1.2026 | 1.2026 | 1.289 | 1.2891 | 1.2453 | 1.1192 | 0.77553 | 0.85362 | 419.5804 | 0 | 4585.0275 | 0 | 0 | 0 | 1 | 0 | 0 | 1.0077
809 | Refrigeration | Economizer | Refrigeration Economizer | Restaurants | Existing | CreEgs809 | 1 | 0.80142 | 7092.1986 | 0 | GS | 15 | 0.57723 | 0.60437 | 0.83705 | 1.097 | 1.2026 | 1.2026 | 1.289 | 1.2891 | 1.2453 | 1.1192 | 0.77553 | 0.85362 | 425.5319 | 0 | 648.1967 | 0 | 0 | 0 | 1 | 0 | 0 | 1.0077
809 | Refrigeration | Economizer | Refrigeration Economizer | Restaurants | New | CreNgs809 | 1 | 0.80142 | 7092.1986 | 0 | GS | 15 | 0.57723 | 0.60437 | 0.83705 | 1.097 | 1.2026 | 1.2026 | 1.289 | 1.2891 | 1.2453 | 1.1192 | 0.77553 | 0.85362 | 425.5319 | 0 | 648.1967 | 0 | 0 | 0 | 1 | 0 | 0 | 1.0077
809 | Refrigeration | Economizer | Refrigeration Economizer | Retail | Existing | CrtEgs809 | 1 | 0.79333 | 6666.6667 | 0 | GS | 15 | 0.57723 | 0.60437 | 0.83705 | 1.097 | 1.2026 | 1.2026 | 1.289 | 1.2891 | 1.2453 | 1.1192 | 0.77553 | 0.85362 | 400 | 0 | 731.5597 | 0 | 0 | 0 | 1 | 0 | 0 | 1.0077
809 | Refrigeration | Economizer | Refrigeration Economizer | Retail | New | CrtNgs809 | 1 | 0.79333 | 6666.6667 | 0 | GS | 15 | 0.57723 | 0.60437 | 0.83705 | 1.097 | 1.2026 | 1.2026 | 1.289 | 1.2891 | 1.2453 | 1.1192 | 0.77553 | 0.85362 | 400 | 0 | 731.5597 | 0 | 0 | 0 | 1 | 0 | 0 | 1.0077
809 | Refrigeration | Economizer | Refrigeration Economizer | Schools K-12 | Existing | CscEgs809 | 1 | 0.81119 | 6993.007 | 0 | GS | 15 | 0.57723 | 0.60437 | 0.83705 | 1.097 | 1.2026 | 1.2026 | 1.289 | 1.2891 | 1.2453 | 1.1192 | 0.77553 | 0.85362 | 419.5804 | 0 | 4400.4403 | 0 | 0 | 0 | 1 | 0 | 0 | 1.0077
809 | Refrigeration | Economizer | Refrigeration Economizer | Schools K-12 | New | CscNgs809 | 1 | 0.81119 | 6993.007 | 0 | GS | 15 | 0.57723 | 0.60437 | 0.83705 | 1.097 | 1.2026 | 1.2026 | 1.289 | 1.2891 | 1.2453 | 1.1192 | 0.77553 | 0.85362 | 419.5804 | 0 | 4400.4403 | 0 | 0 | 0 | 1 | 0 | 0 | 1.0077
809 | Refrigeration | Economizer | Refrigeration Economizer | Warehouse | Existing | CwaEgs809 | 1 | 0.81119 | 6993.007 | 0 | GS | 15 | 0.57723 | 0.60437 | 0.83705 | 1.097 | 1.2026 | 1.2026 | 1.289 | 1.2891 | 1.2453 | 1.1192 | 0.77553 | 0.85362 | 419.5804 | 0 | 15242.9247 | 0 | 0 | 0 | 1 | 0 | 0 | 1.0077
809 | Refrigeration | Economizer | Refrigeration Economizer | Warehouse | New | CwaNgs809 | 1 | 0.81119 | 6993.007 | 0 | GS | 15 | 0.57723 | 0.60437 | 0.83705 | 1.097 | 1.2026 | 1.2026 | 1.289 | 1.2891 | 1.2453 | 1.1192 | 0.77553 | 0.85362 | 419.5804 | 0 | 15242.9247 | 0 | 0 | 0 | 1 | 0 | 0 | 1.0077
810 | Refrigeration | Insulation | Suction Pipe Insulation - Freezers | Assembly | Existing | CasEgs810 | 1 | 0.79333 | 6666.6667 | 0 | GS | 15 | 1 | 1 | 1 | 1 | 1 | 1 | 1 | 1 | 1 | 1 | 1 | 1 | 400 | 0 | 344.6394 | 0 | 0 | 0 | 1 | 0 | 0 | 1
810 | Refrigeration | Insulation | Suction Pipe Insulation - Freezers | Assembly | New | CasNgs810 | 1 | 0.79333 | 6666.6667 | 0 | GS | 15 | 1 | 1 | 1 | 1 | 1 | 1 | 1 | 1 | 1 | 1 | 1 | 1 | 400 | 0 | 344.6394 | 0 | 0 | 0 | 1 | 0 | 0 | 1
810 | Refrigeration | Insulation | Suction Pipe Insulation - Freezers | College and University | Existing | CcoEgs810 | 1 | 0.79333 | 6666.6667 | 0 | GS | 15 | 1 | 1 | 1 | 1 | 1 | 1 | 1 | 1 | 1 | 1 | 1 | 1 | 400 | 0 | 344.6394 | 0 | 0 | 0 | 1 | 0 | 0 | 1
810 | Refrigeration | Insulation | Suction Pipe Insulation - Freezers | College and University | New | CcoNgs810 | 1 | 0.79333 | 6666.6667 | 0 | GS | 15 | 1 | 1 | 1 | 1 | 1 | 1 | 1 | 1 | 1 | 1 | 1 | 1 | 400 | 0 | 344.6394 | 0 | 0 | 0 | 1 | 0 | 0 | 1
810 | Refrigeration | Insulation | Suction Pipe Insulation - Freezers | Data Center | Existing | CdaEgs810 | 1 | 0.81119 | 6993.007 | 0 | GS | 15 | 1 | 1 | 1 | 1 | 1 | 1 | 1 | 1 | 1 | 1 | 1 | 1 | 419.5804 | 0 | 361.5098 | 0 | 0 | 0 | 1 | 0 | 0 | 1
810 | Refrigeration | Insulation | Suction Pipe Insulation - Freezers | Data Center | New | CdaNgs810 | 1 | 0.81119 | 6993.007 | 0 | GS | 15 | 1 | 1 | 1 | 1 | 1 | 1 | 1 | 1 | 1 | 1 | 1 | 1 | 419.5804 | 0 | 361.5098 | 0 | 0 | 0 | 1 | 0 | 0 | 1
810 | Refrigeration | Insulation | Suction Pipe Insulation - Freezers | Grocery | Existing | CgrEgs810 | 1 | 0.79333 | 6666.6667 | 0 | GS | 15 | 1 | 1 | 1 | 1 | 1 | 1 | 1 | 1 | 1 | 1 | 1 | 1 | 400 | 0 | 344.6394 | 0 | 0 | 0 | 1 | 0 | 0 | 1
810 | Refrigeration | Insulation | Suction Pipe Insulation - Freezers | Grocery | New | CgrNgs810 | 1 | 0.79333 | 6666.6667 | 0 | GS | 15 | 1 | 1 | 1 | 1 | 1 | 1 | 1 | 1 | 1 | 1 | 1 | 1 | 400 | 0 | 344.6394 | 0 | 0 | 0 | 1 | 0 | 0 | 1
810 | Refrigeration | Insulation | Suction Pipe Insulation - Freezers | Healthcare | Existing | CheEgs810 | 1 | 0.79333 | 6666.6667 | 0 | GS | 15 | 1 | 1 | 1 | 1 | 1 | 1 | 1 | 1 | 1 | 1 | 1 | 1 | 400 | 0 | 344.6394 | 0 | 0 | 0 | 1 | 0 | 0 | 1
810 | Refrigeration | Insulation | Suction Pipe Insulation - Freezers | Healthcare | New | CheNgs810 | 1 | 0.79333 | 6666.6667 | 0 | GS | 15 | 1 | 1 | 1 | 1 | 1 | 1 | 1 | 1 | 1 | 1 | 1 | 1 | 400 | 0 | 344.6394 | 0 | 0 | 0 | 1 | 0 | 0 | 1
810 | Refrigeration | Insulation | Suction Pipe Insulation - Freezers | Hospitals | Existing | ChoEgs810 | 1 | 0.79333 | 6666.6667 | 0 | GS | 15 | 1 | 1 | 1 | 1 | 1 | 1 | 1 | 1 | 1 | 1 | 1 | 1 | 400 | 0 | 344.6394 | 0 | 0 | 0 | 1 | 0 | 0 | 1
810 | Refrigeration | Insulation | Suction Pipe Insulation - Freezers | Hospitals | New | ChoNgs810 | 1 | 0.79333 | 6666.6667 | 0 | GS | 15 | 1 | 1 | 1 | 1 | 1 | 1 | 1 | 1 | 1 | 1 | 1 | 1 | 400 | 0 | 344.6394 | 0 | 0 | 0 | 1 | 0 | 0 | 1
810 | Refrigeration | Insulation | Suction Pipe Insulation - Freezers | Institutional | Existing | CinEgs810 | 1 | 0.81119 | 6993.007 | 0 | GS | 15 | 1 | 1 | 1 | 1 | 1 | 1 | 1 | 1 | 1 | 1 | 1 | 1 | 419.5804 | 0 | 361.5098 | 0 | 0 | 0 | 1 | 0 | 0 | 1
810 | Refrigeration | Insulation | Suction Pipe Insulation - Freezers | Institutional | New | CinNgs810 | 1 | 0.81119 | 6993.007 | 0 | GS | 15 | 1 | 1 | 1 | 1 | 1 | 1 | 1 | 1 | 1 | 1 | 1 | 1 | 419.5804 | 0 | 361.5098 | 0 | 0 | 0 | 1 | 0 | 0 | 1
810 | Refrigeration | Insulation | Suction Pipe Insulation - Freezers | Lodging/Hospitality | Existing | CloEgs810 | 1 | 0.79333 | 6666.6667 | 0 | GS | 15 | 1 | 1 | 1 | 1 | 1 | 1 | 1 | 1 | 1 | 1 | 1 | 1 | 400 | 0 | 344.6394 | 0 | 0 | 0 | 1 | 0 | 0 | 1
810 | Refrigeration | Insulation | Suction Pipe Insulation - Freezers | Lodging/Hospitality | New | CloNgs810 | 1 | 0.79333 | 6666.6667 | 0 | GS | 15 | 1 | 1 | 1 | 1 | 1 | 1 | 1 | 1 | 1 | 1 | 1 | 1 | 400 | 0 | 344.6394 | 0 | 0 | 0 | 1 | 0 | 0 | 1
810 | Refrigeration | Insulation | Suction Pipe Insulation - Freezers | Miscellaneous | Existing | CmiEgs810 | 1 | 0.81119 | 6993.007 | 0 | GS | 15 | 1 | 1 | 1 | 1 | 1 | 1 | 1 | 1 | 1 | 1 | 1 | 1 | 419.5804 | 0 | 361.5098 | 0 | 0 | 0 | 1 | 0 | 0 | 1
810 | Refrigeration | Insulation | Suction Pipe Insulation - Freezers | Miscellaneous | New | CmiNgs810 | 1 | 0.81119 | 6993.007 | 0 | GS | 15 | 1 | 1 | 1 | 1 | 1 | 1 | 1 | 1 | 1 | 1 | 1 | 1 | 419.5804 | 0 | 361.5098 | 0 | 0 | 0 | 1 | 0 | 0 | 1
810 | Refrigeration | Insulation | Suction Pipe Insulation - Freezers | Offices | Existing | CofEgs810 | 1 | 0.81119 | 6993.007 | 0 | GS | 15 | 1 | 1 | 1 | 1 | 1 | 1 | 1 | 1 | 1 | 1 | 1 | 1 | 419.5804 | 0 | 361.5098 | 0 | 0 | 0 | 1 | 0 | 0 | 1
810 | Refrigeration | Insulation | Suction Pipe Insulation - Freezers | Offices | New | CofNgs810 | 1 | 0.81119 | 6993.007 | 0 | GS | 15 | 1 | 1 | 1 | 1 | 1 | 1 | 1 | 1 | 1 | 1 | 1 | 1 | 419.5804 | 0 | 361.5098 | 0 | 0 | 0 | 1 | 0 | 0 | 1
810 | Refrigeration | Insulation | Suction Pipe Insulation - Freezers | Restaurants | Existing | CreEgs810 | 1 | 0.80142 | 7092.1986 | 0 | GS | 15 | 1 | 1 | 1 | 1 | 1 | 1 | 1 | 1 | 1 | 1 | 1 | 1 | 425.5319 | 0 | 366.6376 | 0 | 0 | 0 | 1 | 0 | 0 | 1
810 | Refrigeration | Insulation | Suction Pipe Insulation - Freezers | Restaurants | New | CreNgs810 | 1 | 0.80142 | 7092.1986 | 0 | GS | 15 | 1 | 1 | 1 | 1 | 1 | 1 | 1 | 1 | 1 | 1 | 1 | 1 | 425.5319 | 0 | 366.6376 | 0 | 0 | 0 | 1 | 0 | 0 | 1
810 | Refrigeration | Insulation | Suction Pipe Insulation - Freezers | Retail | Existing | CrtEgs810 | 1 | 0.79333 | 6666.6667 | 0 | GS | 15 | 1 | 1 | 1 | 1 | 1 | 1 | 1 | 1 | 1 | 1 | 1 | 1 | 400 | 0 | 344.6394 | 0 | 0 | 0 | 1 | 0 | 0 | 1
810 | Refrigeration | Insulation | Suction Pipe Insulation - Freezers | Retail | New | CrtNgs810 | 1 | 0.79333 | 6666.6667 | 0 | GS | 15 | 1 | 1 | 1 | 1 | 1 | 1 | 1 | 1 | 1 | 1 | 1 | 1 | 400 | 0 | 344.6394 | 0 | 0 | 0 | 1 | 0 | 0 | 1
810 | Refrigeration | Insulation | Suction Pipe Insulation - Freezers | Schools K-12 | Existing | CscEgs810 | 1 | 0.81119 | 6993.007 | 0 | GS | 15 | 1 | 1 | 1 | 1 | 1 | 1 | 1 | 1 | 1 | 1 | 1 | 1 | 419.5804 | 0 | 361.5098 | 0 | 0 | 0 | 1 | 0 | 0 | 1
810 | Refrigeration | Insulation | Suction Pipe Insulation - Freezers | Schools K-12 | New | CscNgs810 | 1 | 0.81119 | 6993.007 | 0 | GS | 15 | 1 | 1 | 1 | 1 | 1 | 1 | 1 | 1 | 1 | 1 | 1 | 1 | 419.5804 | 0 | 361.5098 | 0 | 0 | 0 | 1 | 0 | 0 | 1
810 | Refrigeration | Insulation | Suction Pipe Insulation - Freezers | Warehouse | Existing | CwaEgs810 | 1 | 0.81119 | 6993.007 | 0 | GS | 15 | 1 | 1 | 1 | 1 | 1 | 1 | 1 | 1 | 1 | 1 | 1 | 1 | 419.5804 | 0 | 361.5098 | 0 | 0 | 0 | 1 | 0 | 0 | 1
810 | Refrigeration | Insulation | Suction Pipe Insulation - Freezers | Warehouse | New | CwaNgs810 | 1 | 0.81119 | 6993.007 | 0 | GS | 15 | 1 | 1 | 1 | 1 | 1 | 1 | 1 | 1 | 1 | 1 | 1 | 1 | 419.5804 | 0 | 361.5098 | 0 | 0 | 0 | 1 | 0 | 0 | 1
811 | Refrigeration | Insulation | Suction Pipe Insulation - Refrigerators | Assembly | Existing | CasEgs811 | 1 | 0.79333 | 6666.6667 | 0 | GS | 15 | 1 | 1 | 1 | 1 | 1 | 1 | 1 | 1 | 1 | 1 | 1 | 1 | 400 | 0 | 1188.172 | 0 | 0 | 0 | 1 | 0 | 0 | 1
811 | Refrigeration | Insulation | Suction Pipe Insulation - Refrigerators | Assembly | New | CasNgs811 | 1 | 0.79333 | 6666.6667 | 0 | GS | 15 | 1 | 1 | 1 | 1 | 1 | 1 | 1 | 1 | 1 | 1 | 1 | 1 | 400 | 0 | 1188.172 | 0 | 0 | 0 | 1 | 0 | 0 | 1
811 | Refrigeration | Insulation | Suction Pipe Insulation - Refrigerators | College and University | Existing | CcoEgs811 | 1 | 0.79333 | 6666.6667 | 0 | GS | 15 | 1 | 1 | 1 | 1 | 1 | 1 | 1 | 1 | 1 | 1 | 1 | 1 | 400 | 0 | 1188.172 | 0 | 0 | 0 | 1 | 0 | 0 | 1
811 | Refrigeration | Insulation | Suction Pipe Insulation - Refrigerators | College and University | New | CcoNgs811 | 1 | 0.79333 | 6666.6667 | 0 | GS | 15 | 1 | 1 | 1 | 1 | 1 | 1 | 1 | 1 | 1 | 1 | 1 | 1 | 400 | 0 | 1188.172 | 0 | 0 | 0 | 1 | 0 | 0 | 1
811 | Refrigeration | Insulation | Suction Pipe Insulation - Refrigerators | Data Center | Existing | CdaEgs811 | 1 | 0.81119 | 6993.007 | 0 | GS | 15 | 1 | 1 | 1 | 1 | 1 | 1 | 1 | 1 | 1 | 1 | 1 | 1 | 419.5804 | 0 | 1246.3343 | 0 | 0 | 0 | 1 | 0 | 0 | 1
811 | Refrigeration | Insulation | Suction Pipe Insulation - Refrigerators | Data Center | New | CdaNgs811 | 1 | 0.81119 | 6993.007 | 0 | GS | 15 | 1 | 1 | 1 | 1 | 1 | 1 | 1 | 1 | 1 | 1 | 1 | 1 | 419.5804 | 0 | 1246.3343 | 0 | 0 | 0 | 1 | 0 | 0 | 1
811 | Refrigeration | Insulation | Suction Pipe Insulation - Refrigerators | Grocery | Existing | CgrEgs811 | 1 | 0.79333 | 6666.6667 | 0 | GS | 15 | 1 | 1 | 1 | 1 | 1 | 1 | 1 | 1 | 1 | 1 | 1 | 1 | 400 | 0 | 1188.172 | 0 | 0 | 0 | 1 | 0 | 0 | 1
811 | Refrigeration | Insulation | Suction Pipe Insulation - Refrigerators | Grocery | New | CgrNgs811 | 1 | 0.79333 | 6666.6667 | 0 | GS | 15 | 1 | 1 | 1 | 1 | 1 | 1 | 1 | 1 | 1 | 1 | 1 | 1 | 400 | 0 | 1188.172 | 0 | 0 | 0 | 1 | 0 | 0 | 1
811 | Refrigeration | Insulation | Suction Pipe Insulation - Refrigerators | Healthcare | Existing | CheEgs811 | 1 | 0.79333 | 6666.6667 | 0 | GS | 15 | 1 | 1 | 1 | 1 | 1 | 1 | 1 | 1 | 1 | 1 | 1 | 1 | 400 | 0 | 1188.172 | 0 | 0 | 0 | 1 | 0 | 0 | 1
811 | Refrigeration | Insulation | Suction Pipe Insulation - Refrigerators | Healthcare | New | CheNgs811 | 1 | 0.79333 | 6666.6667 | 0 | GS | 15 | 1 | 1 | 1 | 1 | 1 | 1 | 1 | 1 | 1 | 1 | 1 | 1 | 400 | 0 | 1188.172 | 0 | 0 | 0 | 1 | 0 | 0 | 1
811 | Refrigeration | Insulation | Suction Pipe Insulation - Refrigerators | Hospitals | Existing | ChoEgs811 | 1 | 0.79333 | 6666.6667 | 0 | GS | 15 | 1 | 1 | 1 | 1 | 1 | 1 | 1 | 1 | 1 | 1 | 1 | 1 | 400 | 0 | 1188.172 | 0 | 0 | 0 | 1 | 0 | 0 | 1
811 | Refrigeration | Insulation | Suction Pipe Insulation - Refrigerators | Hospitals | New | ChoNgs811 | 1 | 0.79333 | 6666.6667 | 0 | GS | 15 | 1 | 1 | 1 | 1 | 1 | 1 | 1 | 1 | 1 | 1 | 1 | 1 | 400 | 0 | 1188.172 | 0 | 0 | 0 | 1 | 0 | 0 | 1
811 | Refrigeration | Insulation | Suction Pipe Insulation - Refrigerators | Institutional | Existing | CinEgs811 | 1 | 0.81119 | 6993.007 | 0 | GS | 15 | 1 | 1 | 1 | 1 | 1 | 1 | 1 | 1 | 1 | 1 | 1 | 1 | 419.5804 | 0 | 1246.3343 | 0 | 0 | 0 | 1 | 0 | 0 | 1
811 | Refrigeration | Insulation | Suction Pipe Insulation - Refrigerators | Institutional | New | CinNgs811 | 1 | 0.81119 | 6993.007 | 0 | GS | 15 | 1 | 1 | 1 | 1 | 1 | 1 | 1 | 1 | 1 | 1 | 1 | 1 | 419.5804 | 0 | 1246.3343 | 0 | 0 | 0 | 1 | 0 | 0 | 1
811 | Refrigeration | Insulation | Suction Pipe Insulation - Refrigerators | Lodging/Hospitality | Existing | CloEgs811 | 1 | 0.79333 | 6666.6667 | 0 | GS | 15 | 1 | 1 | 1 | 1 | 1 | 1 | 1 | 1 | 1 | 1 | 1 | 1 | 400 | 0 | 1188.172 | 0 | 0 | 0 | 1 | 0 | 0 | 1
811 | Refrigeration | Insulation | Suction Pipe Insulation - Refrigerators | Lodging/Hospitality | New | CloNgs811 | 1 | 0.79333 | 6666.6667 | 0 | GS | 15 | 1 | 1 | 1 | 1 | 1 | 1 | 1 | 1 | 1 | 1 | 1 | 1 | 400 | 0 | 1188.172 | 0 | 0 | 0 | 1 | 0 | 0 | 1
811 | Refrigeration | Insulation | Suction Pipe Insulation - Refrigerators | Miscellaneous | Existing | CmiEgs811 | 1 | 0.81119 | 6993.007 | 0 | GS | 15 | 1 | 1 | 1 | 1 | 1 | 1 | 1 | 1 | 1 | 1 | 1 | 1 | 419.5804 | 0 | 1246.3343 | 0 | 0 | 0 | 1 | 0 | 0 | 1
811 | Refrigeration | Insulation | Suction Pipe Insulation - Refrigerators | Miscellaneous | New | CmiNgs811 | 1 | 0.81119 | 6993.007 | 0 | GS | 15 | 1 | 1 | 1 | 1 | 1 | 1 | 1 | 1 | 1 | 1 | 1 | 1 | 419.5804 | 0 | 1246.3343 | 0 | 0 | 0 | 1 | 0 | 0 | 1
811 | Refrigeration | Insulation | Suction Pipe Insulation - Refrigerators | Offices | Existing | CofEgs811 | 1 | 0.81119 | 6993.007 | 0 | GS | 15 | 1 | 1 | 1 | 1 | 1 | 1 | 1 | 1 | 1 | 1 | 1 | 1 | 419.5804 | 0 | 1246.3343 | 0 | 0 | 0 | 1 | 0 | 0 | 1
811 | Refrigeration | Insulation | Suction Pipe Insulation - Refrigerators | Offices | New | CofNgs811 | 1 | 0.81119 | 6993.007 | 0 | GS | 15 | 1 | 1 | 1 | 1 | 1 | 1 | 1 | 1 | 1 | 1 | 1 | 1 | 419.5804 | 0 | 1246.3343 | 0 | 0 | 0 | 1 | 0 | 0 | 1
811 | Refrigeration | Insulation | Suction Pipe Insulation - Refrigerators | Restaurants | Existing | CreEgs811 | 1 | 0.80142 | 7092.1986 | 0 | GS | 15 | 1 | 1 | 1 | 1 | 1 | 1 | 1 | 1 | 1 | 1 | 1 | 1 | 425.5319 | 0 | 1264.0128 | 0 | 0 | 0 | 1 | 0 | 0 | 1
811 | Refrigeration | Insulation | Suction Pipe Insulation - Refrigerators | Restaurants | New | CreNgs811 | 1 | 0.80142 | 7092.1986 | 0 | GS | 15 | 1 | 1 | 1 | 1 | 1 | 1 | 1 | 1 | 1 | 1 | 1 | 1 | 425.5319 | 0 | 1264.0128 | 0 | 0 | 0 | 1 | 0 | 0 | 1
811 | Refrigeration | Insulation | Suction Pipe Insulation - Refrigerators | Retail | Existing | CrtEgs811 | 1 | 0.79333 | 6666.6667 | 0 | GS | 15 | 1 | 1 | 1 | 1 | 1 | 1 | 1 | 1 | 1 | 1 | 1 | 1 | 400 | 0 | 1188.172 | 0 | 0 | 0 | 1 | 0 | 0 | 1
811 | Refrigeration | Insulation | Suction Pipe Insulation - Refrigerators | Retail | New | CrtNgs811 | 1 | 0.79333 | 6666.6667 | 0 | GS | 15 | 1 | 1 | 1 | 1 | 1 | 1 | 1 | 1 | 1 | 1 | 1 | 1 | 400 | 0 | 1188.172 | 0 | 0 | 0 | 1 | 0 | 0 | 1
811 | Refrigeration | Insulation | Suction Pipe Insulation - Refrigerators | Schools K-12 | Existing | CscEgs811 | 1 | 0.81119 | 6993.007 | 0 | GS | 15 | 1 | 1 | 1 | 1 | 1 | 1 | 1 | 1 | 1 | 1 | 1 | 1 | 419.5804 | 0 | 1246.3343 | 0 | 0 | 0 | 1 | 0 | 0 | 1
811 | Refrigeration | Insulation | Suction Pipe Insulation - Refrigerators | Schools K-12 | New | CscNgs811 | 1 | 0.81119 | 6993.007 | 0 | GS | 15 | 1 | 1 | 1 | 1 | 1 | 1 | 1 | 1 | 1 | 1 | 1 | 1 | 419.5804 | 0 | 1246.3343 | 0 | 0 | 0 | 1 | 0 | 0 | 1
811 | Refrigeration | Insulation | Suction Pipe Insulation - Refrigerators | Warehouse | Existing | CwaEgs811 | 1 | 0.81119 | 6993.007 | 0 | GS | 15 | 1 | 1 | 1 | 1 | 1 | 1 | 1 | 1 | 1 | 1 | 1 | 1 | 419.5804 | 0 | 1246.3343 | 0 | 0 | 0 | 1 | 0 | 0 | 1
811 | Refrigeration | Insulation | Suction Pipe Insulation - Refrigerators | Warehouse | New | CwaNgs811 | 1 | 0.81119 | 6993.007 | 0 | GS | 15 | 1 | 1 | 1 | 1 | 1 | 1 | 1 | 1 | 1 | 1 | 1 | 1 | 419.5804 | 0 | 1246.3343 | 0 | 0 | 0 | 1 | 0 | 0 | 1
812 | Refrigeration | LED | Refrigerated Display Case LED Lighting | Assembly | Turnover | CasTgs812 | 1 | 0.79333 | 6666.6667 | 0 | GS | 16 | 1 | 1 | 1 | 1 | 1 | 1 | 1 | 1 | 1 | 1 | 1 | 1 | 400 | 0 | 2488.0215 | 0 | 0 | 0 | 1 | 0 | 0 | 1
812 | Refrigeration | LED | Refrigerated Display Case LED Lighting | Assembly | New | CasNgs812 | 1 | 0.79333 | 6666.6667 | 0 | GS | 16 | 1 | 1 | 1 | 1 | 1 | 1 | 1 | 1 | 1 | 1 | 1 | 1 | 400 | 0 | 2488.0215 | 0 | 0 | 0 | 1 | 0 | 0 | 1
812 | Refrigeration | LED | Refrigerated Display Case LED Lighting | College and University | Turnover | CcoTgs812 | 1 | 0.79333 | 6666.6667 | 0 | GS | 16 | 1 | 1 | 1 | 1 | 1 | 1 | 1 | 1 | 1 | 1 | 1 | 1 | 400 | 0 | 2488.0215 | 0 | 0 | 0 | 1 | 0 | 0 | 1
812 | Refrigeration | LED | Refrigerated Display Case LED Lighting | College and University | New | CcoNgs812 | 1 | 0.79333 | 6666.6667 | 0 | GS | 16 | 1 | 1 | 1 | 1 | 1 | 1 | 1 | 1 | 1 | 1 | 1 | 1 | 400 | 0 | 2488.0215 | 0 | 0 | 0 | 1 | 0 | 0 | 1
812 | Refrigeration | LED | Refrigerated Display Case LED Lighting | Data Center | Turnover | CdaTgs812 | 1 | 0.81119 | 6993.007 | 0 | GS | 16 | 1 | 1 | 1 | 1 | 1 | 1 | 1 | 1 | 1 | 1 | 1 | 1 | 419.5804 | 0 | 2609.8127 | 0 | 0 | 0 | 1 | 0 | 0 | 1
812 | Refrigeration | LED | Refrigerated Display Case LED Lighting | Data Center | New | CdaNgs812 | 1 | 0.81119 | 6993.007 | 0 | GS | 16 | 1 | 1 | 1 | 1 | 1 | 1 | 1 | 1 | 1 | 1 | 1 | 1 | 419.5804 | 0 | 2609.8127 | 0 | 0 | 0 | 1 | 0 | 0 | 1
812 | Refrigeration | LED | Refrigerated Display Case LED Lighting | Grocery | Turnover | CgrTgs812 | 1 | 0.79333 | 6666.6667 | 0 | GS | 16 | 1 | 1 | 1 | 1 | 1 | 1 | 1 | 1 | 1 | 1 | 1 | 1 | 400 | 0 | 2488.0215 | 0 | 0 | 0 | 1 | 0 | 0 | 1
812 | Refrigeration | LED | Refrigerated Display Case LED Lighting | Grocery | New | CgrNgs812 | 1 | 0.79333 | 6666.6667 | 0 | GS | 16 | 1 | 1 | 1 | 1 | 1 | 1 | 1 | 1 | 1 | 1 | 1 | 1 | 400 | 0 | 2488.0215 | 0 | 0 | 0 | 1 | 0 | 0 | 1
812 | Refrigeration | LED | Refrigerated Display Case LED Lighting | Healthcare | Turnover | CheTgs812 | 1 | 0.79333 | 6666.6667 | 0 | GS | 16 | 1 | 1 | 1 | 1 | 1 | 1 | 1 | 1 | 1 | 1 | 1 | 1 | 400 | 0 | 2488.0215 | 0 | 0 | 0 | 1 | 0 | 0 | 1
812 | Refrigeration | LED | Refrigerated Display Case LED Lighting | Healthcare | New | CheNgs812 | 1 | 0.79333 | 6666.6667 | 0 | GS | 16 | 1 | 1 | 1 | 1 | 1 | 1 | 1 | 1 | 1 | 1 | 1 | 1 | 400 | 0 | 2488.0215 | 0 | 0 | 0 | 1 | 0 | 0 | 1
812 | Refrigeration | LED | Refrigerated Display Case LED Lighting | Hospitals | Turnover | ChoTgs812 | 1 | 0.79333 | 6666.6667 | 0 | GS | 16 | 1 | 1 | 1 | 1 | 1 | 1 | 1 | 1 | 1 | 1 | 1 | 1 | 400 | 0 | 2488.0215 | 0 | 0 | 0 | 1 | 0 | 0 | 1
812 | Refrigeration | LED | Refrigerated Display Case LED Lighting | Hospitals | New | ChoNgs812 | 1 | 0.79333 | 6666.6667 | 0 | GS | 16 | 1 | 1 | 1 | 1 | 1 | 1 | 1 | 1 | 1 | 1 | 1 | 1 | 400 | 0 | 2488.0215 | 0 | 0 | 0 | 1 | 0 | 0 | 1
812 | Refrigeration | LED | Refrigerated Display Case LED Lighting | Institutional | Turnover | CinTgs812 | 1 | 0.81119 | 6993.007 | 0 | GS | 16 | 1 | 1 | 1 | 1 | 1 | 1 | 1 | 1 | 1 | 1 | 1 | 1 | 419.5804 | 0 | 2609.8127 | 0 | 0 | 0 | 1 | 0 | 0 | 1
812 | Refrigeration | LED | Refrigerated Display Case LED Lighting | Institutional | New | CinNgs812 | 1 | 0.81119 | 6993.007 | 0 | GS | 16 | 1 | 1 | 1 | 1 | 1 | 1 | 1 | 1 | 1 | 1 | 1 | 1 | 419.5804 | 0 | 2609.8127 | 0 | 0 | 0 | 1 | 0 | 0 | 1
812 | Refrigeration | LED | Refrigerated Display Case LED Lighting | Lodging/Hospitality | Turnover | CloTgs812 | 1 | 0.79333 | 6666.6667 | 0 | GS | 16 | 1 | 1 | 1 | 1 | 1 | 1 | 1 | 1 | 1 | 1 | 1 | 1 | 400 | 0 | 2488.0215 | 0 | 0 | 0 | 1 | 0 | 0 | 1
812 | Refrigeration | LED | Refrigerated Display Case LED Lighting | Lodging/Hospitality | New | CloNgs812 | 1 | 0.79333 | 6666.6667 | 0 | GS | 16 | 1 | 1 | 1 | 1 | 1 | 1 | 1 | 1 | 1 | 1 | 1 | 1 | 400 | 0 | 2488.0215 | 0 | 0 | 0 | 1 | 0 | 0 | 1
812 | Refrigeration | LED | Refrigerated Display Case LED Lighting | Miscellaneous | Turnover | CmiTgs812 | 1 | 0.81119 | 6993.007 | 0 | GS | 16 | 1 | 1 | 1 | 1 | 1 | 1 | 1 | 1 | 1 | 1 | 1 | 1 | 419.5804 | 0 | 2609.8127 | 0 | 0 | 0 | 1 | 0 | 0 | 1
812 | Refrigeration | LED | Refrigerated Display Case LED Lighting | Miscellaneous | New | CmiNgs812 | 1 | 0.81119 | 6993.007 | 0 | GS | 16 | 1 | 1 | 1 | 1 | 1 | 1 | 1 | 1 | 1 | 1 | 1 | 1 | 419.5804 | 0 | 2609.8127 | 0 | 0 | 0 | 1 | 0 | 0 | 1
812 | Refrigeration | LED | Refrigerated Display Case LED Lighting | Offices | Turnover | CofTgs812 | 1 | 0.81119 | 6993.007 | 0 | GS | 16 | 1 | 1 | 1 | 1 | 1 | 1 | 1 | 1 | 1 | 1 | 1 | 1 | 419.5804 | 0 | 2609.8127 | 0 | 0 | 0 | 1 | 0 | 0 | 1
812 | Refrigeration | LED | Refrigerated Display Case LED Lighting | Offices | New | CofNgs812 | 1 | 0.81119 | 6993.007 | 0 | GS | 16 | 1 | 1 | 1 | 1 | 1 | 1 | 1 | 1 | 1 | 1 | 1 | 1 | 419.5804 | 0 | 2609.8127 | 0 | 0 | 0 | 1 | 0 | 0 | 1
812 | Refrigeration | LED | Refrigerated Display Case LED Lighting | Restaurants | Turnover | CreTgs812 | 1 | 0.80142 | 7092.1986 | 0 | GS | 16 | 1 | 1 | 1 | 1 | 1 | 1 | 1 | 1 | 1 | 1 | 1 | 1 | 425.5319 | 0 | 2646.8313 | 0 | 0 | 0 | 1 | 0 | 0 | 1
812 | Refrigeration | LED | Refrigerated Display Case LED Lighting | Restaurants | New | CreNgs812 | 1 | 0.80142 | 7092.1986 | 0 | GS | 16 | 1 | 1 | 1 | 1 | 1 | 1 | 1 | 1 | 1 | 1 | 1 | 1 | 425.5319 | 0 | 2646.8313 | 0 | 0 | 0 | 1 | 0 | 0 | 1
812 | Refrigeration | LED | Refrigerated Display Case LED Lighting | Retail | Turnover | CrtTgs812 | 1 | 0.79333 | 6666.6667 | 0 | GS | 16 | 1 | 1 | 1 | 1 | 1 | 1 | 1 | 1 | 1 | 1 | 1 | 1 | 400 | 0 | 2488.0215 | 0 | 0 | 0 | 1 | 0 | 0 | 1
812 | Refrigeration | LED | Refrigerated Display Case LED Lighting | Retail | New | CrtNgs812 | 1 | 0.79333 | 6666.6667 | 0 | GS | 16 | 1 | 1 | 1 | 1 | 1 | 1 | 1 | 1 | 1 | 1 | 1 | 1 | 400 | 0 | 2488.0215 | 0 | 0 | 0 | 1 | 0 | 0 | 1
812 | Refrigeration | LED | Refrigerated Display Case LED Lighting | Schools K-12 | Turnover | CscTgs812 | 1 | 0.81119 | 6993.007 | 0 | GS | 16 | 1 | 1 | 1 | 1 | 1 | 1 | 1 | 1 | 1 | 1 | 1 | 1 | 419.5804 | 0 | 2609.8127 | 0 | 0 | 0 | 1 | 0 | 0 | 1
812 | Refrigeration | LED | Refrigerated Display Case LED Lighting | Schools K-12 | New | CscNgs812 | 1 | 0.81119 | 6993.007 | 0 | GS | 16 | 1 | 1 | 1 | 1 | 1 | 1 | 1 | 1 | 1 | 1 | 1 | 1 | 419.5804 | 0 | 2609.8127 | 0 | 0 | 0 | 1 | 0 | 0 | 1
812 | Refrigeration | LED | Refrigerated Display Case LED Lighting | Warehouse | Turnover | CwaTgs812 | 1 | 0.81119 | 6993.007 | 0 | GS | 16 | 1 | 1 | 1 | 1 | 1 | 1 | 1 | 1 | 1 | 1 | 1 | 1 | 419.5804 | 0 | 2609.8127 | 0 | 0 | 0 | 1 | 0 | 0 | 1
812 | Refrigeration | LED | Refrigerated Display Case LED Lighting | Warehouse | New | CwaNgs812 | 1 | 0.81119 | 6993.007 | 0 | GS | 16 | 1 | 1 | 1 | 1 | 1 | 1 | 1 | 1 | 1 | 1 | 1 | 1 | 419.5804 | 0 | 2609.8127 | 0 | 0 | 0 | 1 | 0 | 0 | 1
813 | Refrigeration | Misc | PSC to ECM Evaporator Fan Motor (Reach-In) | Assembly | Existing | CasEgs813 | 1 | 0.79333 | 6666.6667 | 0 | GS | 15 | 1 | 1 | 1 | 1 | 1 | 1 | 1 | 1 | 1 | 1 | 1 | 1 | 400 | 0 | 3726.7229 | 0 | 0 | 0 | 1 | 0 | 0 | 1
813 | Refrigeration | Misc | PSC to ECM Evaporator Fan Motor (Reach-In) | Assembly | New | CasNgs813 | 1 | 0.79333 | 6666.6667 | 0 | GS | 15 | 1 | 1 | 1 | 1 | 1 | 1 | 1 | 1 | 1 | 1 | 1 | 1 | 400 | 0 | 3726.7229 | 0 | 0 | 0 | 1 | 0 | 0 | 1
813 | Refrigeration | Misc | PSC to ECM Evaporator Fan Motor (Reach-In) | College and University | Existing | CcoEgs813 | 1 | 0.79333 | 6666.6667 | 0 | GS | 15 | 1 | 1 | 1 | 1 | 1 | 1 | 1 | 1 | 1 | 1 | 1 | 1 | 400 | 0 | 3726.7229 | 0 | 0 | 0 | 1 | 0 | 0 | 1
813 | Refrigeration | Misc | PSC to ECM Evaporator Fan Motor (Reach-In) | College and University | New | CcoNgs813 | 1 | 0.79333 | 6666.6667 | 0 | GS | 15 | 1 | 1 | 1 | 1 | 1 | 1 | 1 | 1 | 1 | 1 | 1 | 1 | 400 | 0 | 3726.7229 | 0 | 0 | 0 | 1 | 0 | 0 | 1
813 | Refrigeration | Misc | PSC to ECM Evaporator Fan Motor (Reach-In) | Data Center | Existing | CdaEgs813 | 1 | 0.81119 | 6993.007 | 0 | GS | 15 | 1 | 1 | 1 | 1 | 1 | 1 | 1 | 1 | 1 | 1 | 1 | 1 | 419.5804 | 0 | 3909.1499 | 0 | 0 | 0 | 1 | 0 | 0 | 1
813 | Refrigeration | Misc | PSC to ECM Evaporator Fan Motor (Reach-In) | Data Center | New | CdaNgs813 | 1 | 0.81119 | 6993.007 | 0 | GS | 15 | 1 | 1 | 1 | 1 | 1 | 1 | 1 | 1 | 1 | 1 | 1 | 1 | 419.5804 | 0 | 3909.1499 | 0 | 0 | 0 | 1 | 0 | 0 | 1
813 | Refrigeration | Misc | PSC to ECM Evaporator Fan Motor (Reach-In) | Grocery | Existing | CgrEgs813 | 1 | 0.79333 | 6666.6667 | 0 | GS | 15 | 1 | 1 | 1 | 1 | 1 | 1 | 1 | 1 | 1 | 1 | 1 | 1 | 400 | 0 | 3726.7229 | 0 | 0 | 0 | 1 | 0 | 0 | 1
813 | Refrigeration | Misc | PSC to ECM Evaporator Fan Motor (Reach-In) | Grocery | New | CgrNgs813 | 1 | 0.79333 | 6666.6667 | 0 | GS | 15 | 1 | 1 | 1 | 1 | 1 | 1 | 1 | 1 | 1 | 1 | 1 | 1 | 400 | 0 | 3726.7229 | 0 | 0 | 0 | 1 | 0 | 0 | 1
813 | Refrigeration | Misc | PSC to ECM Evaporator Fan Motor (Reach-In) | Healthcare | Existing | CheEgs813 | 1 | 0.79333 | 6666.6667 | 0 | GS | 15 | 1 | 1 | 1 | 1 | 1 | 1 | 1 | 1 | 1 | 1 | 1 | 1 | 400 | 0 | 3726.7229 | 0 | 0 | 0 | 1 | 0 | 0 | 1
813 | Refrigeration | Misc | PSC to ECM Evaporator Fan Motor (Reach-In) | Healthcare | New | CheNgs813 | 1 | 0.79333 | 6666.6667 | 0 | GS | 15 | 1 | 1 | 1 | 1 | 1 | 1 | 1 | 1 | 1 | 1 | 1 | 1 | 400 | 0 | 3726.7229 | 0 | 0 | 0 | 1 | 0 | 0 | 1
813 | Refrigeration | Misc | PSC to ECM Evaporator Fan Motor (Reach-In) | Hospitals | Existing | ChoEgs813 | 1 | 0.79333 | 6666.6667 | 0 | GS | 15 | 1 | 1 | 1 | 1 | 1 | 1 | 1 | 1 | 1 | 1 | 1 | 1 | 400 | 0 | 3726.7229 | 0 | 0 | 0 | 1 | 0 | 0 | 1
813 | Refrigeration | Misc | PSC to ECM Evaporator Fan Motor (Reach-In) | Hospitals | New | ChoNgs813 | 1 | 0.79333 | 6666.6667 | 0 | GS | 15 | 1 | 1 | 1 | 1 | 1 | 1 | 1 | 1 | 1 | 1 | 1 | 1 | 400 | 0 | 3726.7229 | 0 | 0 | 0 | 1 | 0 | 0 | 1
813 | Refrigeration | Misc | PSC to ECM Evaporator Fan Motor (Reach-In) | Institutional | Existing | CinEgs813 | 1 | 0.81119 | 6993.007 | 0 | GS | 15 | 1 | 1 | 1 | 1 | 1 | 1 | 1 | 1 | 1 | 1 | 1 | 1 | 419.5804 | 0 | 3909.1499 | 0 | 0 | 0 | 1 | 0 | 0 | 1
813 | Refrigeration | Misc | PSC to ECM Evaporator Fan Motor (Reach-In) | Institutional | New | CinNgs813 | 1 | 0.81119 | 6993.007 | 0 | GS | 15 | 1 | 1 | 1 | 1 | 1 | 1 | 1 | 1 | 1 | 1 | 1 | 1 | 419.5804 | 0 | 3909.1499 | 0 | 0 | 0 | 1 | 0 | 0 | 1
813 | Refrigeration | Misc | PSC to ECM Evaporator Fan Motor (Reach-In) | Lodging/Hospitality | Existing | CloEgs813 | 1 | 0.79333 | 6666.6667 | 0 | GS | 15 | 1 | 1 | 1 | 1 | 1 | 1 | 1 | 1 | 1 | 1 | 1 | 1 | 400 | 0 | 3726.7229 | 0 | 0 | 0 | 1 | 0 | 0 | 1
813 | Refrigeration | Misc | PSC to ECM Evaporator Fan Motor (Reach-In) | Lodging/Hospitality | New | CloNgs813 | 1 | 0.79333 | 6666.6667 | 0 | GS | 15 | 1 | 1 | 1 | 1 | 1 | 1 | 1 | 1 | 1 | 1 | 1 | 1 | 400 | 0 | 3726.7229 | 0 | 0 | 0 | 1 | 0 | 0 | 1
813 | Refrigeration | Misc | PSC to ECM Evaporator Fan Motor (Reach-In) | Miscellaneous | Existing | CmiEgs813 | 1 | 0.81119 | 6993.007 | 0 | GS | 15 | 1 | 1 | 1 | 1 | 1 | 1 | 1 | 1 | 1 | 1 | 1 | 1 | 419.5804 | 0 | 3909.1499 | 0 | 0 | 0 | 1 | 0 | 0 | 1
813 | Refrigeration | Misc | PSC to ECM Evaporator Fan Motor (Reach-In) | Miscellaneous | New | CmiNgs813 | 1 | 0.81119 | 6993.007 | 0 | GS | 15 | 1 | 1 | 1 | 1 | 1 | 1 | 1 | 1 | 1 | 1 | 1 | 1 | 419.5804 | 0 | 3909.1499 | 0 | 0 | 0 | 1 | 0 | 0 | 1
813 | Refrigeration | Misc | PSC to ECM Evaporator Fan Motor (Reach-In) | Offices | Existing | CofEgs813 | 1 | 0.81119 | 6993.007 | 0 | GS | 15 | 1 | 1 | 1 | 1 | 1 | 1 | 1 | 1 | 1 | 1 | 1 | 1 | 419.5804 | 0 | 3909.1499 | 0 | 0 | 0 | 1 | 0 | 0 | 1
813 | Refrigeration | Misc | PSC to ECM Evaporator Fan Motor (Reach-In) | Offices | New | CofNgs813 | 1 | 0.81119 | 6993.007 | 0 | GS | 15 | 1 | 1 | 1 | 1 | 1 | 1 | 1 | 1 | 1 | 1 | 1 | 1 | 419.5804 | 0 | 3909.1499 | 0 | 0 | 0 | 1 | 0 | 0 | 1
813 | Refrigeration | Misc | PSC to ECM Evaporator Fan Motor (Reach-In) | Restaurants | Existing | CreEgs813 | 1 | 0.80142 | 7092.1986 | 0 | GS | 15 | 1 | 1 | 1 | 1 | 1 | 1 | 1 | 1 | 1 | 1 | 1 | 1 | 425.5319 | 0 | 3964.5988 | 0 | 0 | 0 | 1 | 0 | 0 | 1
813 | Refrigeration | Misc | PSC to ECM Evaporator Fan Motor (Reach-In) | Restaurants | New | CreNgs813 | 1 | 0.80142 | 7092.1986 | 0 | GS | 15 | 1 | 1 | 1 | 1 | 1 | 1 | 1 | 1 | 1 | 1 | 1 | 1 | 425.5319 | 0 | 3964.5988 | 0 | 0 | 0 | 1 | 0 | 0 | 1
813 | Refrigeration | Misc | PSC to ECM Evaporator Fan Motor (Reach-In) | Retail | Existing | CrtEgs813 | 1 | 0.79333 | 6666.6667 | 0 | GS | 15 | 1 | 1 | 1 | 1 | 1 | 1 | 1 | 1 | 1 | 1 | 1 | 1 | 400 | 0 | 3726.7229 | 0 | 0 | 0 | 1 | 0 | 0 | 1
813 | Refrigeration | Misc | PSC to ECM Evaporator Fan Motor (Reach-In) | Retail | New | CrtNgs813 | 1 | 0.79333 | 6666.6667 | 0 | GS | 15 | 1 | 1 | 1 | 1 | 1 | 1 | 1 | 1 | 1 | 1 | 1 | 1 | 400 | 0 | 3726.7229 | 0 | 0 | 0 | 1 | 0 | 0 | 1
813 | Refrigeration | Misc | PSC to ECM Evaporator Fan Motor (Reach-In) | Schools K-12 | Existing | CscEgs813 | 1 | 0.81119 | 6993.007 | 0 | GS | 15 | 1 | 1 | 1 | 1 | 1 | 1 | 1 | 1 | 1 | 1 | 1 | 1 | 419.5804 | 0 | 3909.1499 | 0 | 0 | 0 | 1 | 0 | 0 | 1
813 | Refrigeration | Misc | PSC to ECM Evaporator Fan Motor (Reach-In) | Schools K-12 | New | CscNgs813 | 1 | 0.81119 | 6993.007 | 0 | GS | 15 | 1 | 1 | 1 | 1 | 1 | 1 | 1 | 1 | 1 | 1 | 1 | 1 | 419.5804 | 0 | 3909.1499 | 0 | 0 | 0 | 1 | 0 | 0 | 1
813 | Refrigeration | Misc | PSC to ECM Evaporator Fan Motor (Reach-In) | Warehouse | Existing | CwaEgs813 | 1 | 0.81119 | 6993.007 | 0 | GS | 15 | 1 | 1 | 1 | 1 | 1 | 1 | 1 | 1 | 1 | 1 | 1 | 1 | 419.5804 | 0 | 3909.1499 | 0 | 0 | 0 | 1 | 0 | 0 | 1
813 | Refrigeration | Misc | PSC to ECM Evaporator Fan Motor (Reach-In) | Warehouse | New | CwaNgs813 | 1 | 0.81119 | 6993.007 | 0 | GS | 15 | 1 | 1 | 1 | 1 | 1 | 1 | 1 | 1 | 1 | 1 | 1 | 1 | 419.5804 | 0 | 3909.1499 | 0 | 0 | 0 | 1 | 0 | 0 | 1
814 | Refrigeration | Misc | PSC to ECM Evaporator Fan Motor (Walk-In, Refrigerator) | Assembly | Existing | CasEgs814 | 1 | 0.79333 | 6666.6667 | 0 | GS | 15 | 0.57723 | 0.60437 | 0.83705 | 1.097 | 1.2026 | 1.2026 | 1.289 | 1.2891 | 1.2453 | 1.1192 | 0.77553 | 0.85362 | 400 | 0 | 6025.604 | 0 | 0 | 0 | 1 | 0 | 0 | 1.0077
814 | Refrigeration | Misc | PSC to ECM Evaporator Fan Motor (Walk-In, Refrigerator) | Assembly | New | CasNgs814 | 1 | 0.79333 | 6666.6667 | 0 | GS | 15 | 0.57723 | 0.60437 | 0.83705 | 1.097 | 1.2026 | 1.2026 | 1.289 | 1.2891 | 1.2453 | 1.1192 | 0.77553 | 0.85362 | 400 | 0 | 6025.604 | 0 | 0 | 0 | 1 | 0 | 0 | 1.0077
814 | Refrigeration | Misc | PSC to ECM Evaporator Fan Motor (Walk-In, Refrigerator) | College and University | Existing | CcoEgs814 | 1 | 0.79333 | 6666.6667 | 0 | GS | 15 | 0.57723 | 0.60437 | 0.83705 | 1.097 | 1.2026 | 1.2026 | 1.289 | 1.2891 | 1.2453 | 1.1192 | 0.77553 | 0.85362 | 400 | 0 | 6025.604 | 0 | 0 | 0 | 1 | 0 | 0 | 1.0077
814 | Refrigeration | Misc | PSC to ECM Evaporator Fan Motor (Walk-In, Refrigerator) | College and University | New | CcoNgs814 | 1 | 0.79333 | 6666.6667 | 0 | GS | 15 | 0.57723 | 0.60437 | 0.83705 | 1.097 | 1.2026 | 1.2026 | 1.289 | 1.2891 | 1.2453 | 1.1192 | 0.77553 | 0.85362 | 400 | 0 | 6025.604 | 0 | 0 | 0 | 1 | 0 | 0 | 1.0077
814 | Refrigeration | Misc | PSC to ECM Evaporator Fan Motor (Walk-In, Refrigerator) | Data Center | Existing | CdaEgs814 | 1 | 0.81119 | 6993.007 | 0 | GS | 15 | 0.57723 | 0.60437 | 0.83705 | 1.097 | 1.2026 | 1.2026 | 1.289 | 1.2891 | 1.2453 | 1.1192 | 0.77553 | 0.85362 | 419.5804 | 0 | 6320.5636 | 0 | 0 | 0 | 1 | 0 | 0 | 1.0077
814 | Refrigeration | Misc | PSC to ECM Evaporator Fan Motor (Walk-In, Refrigerator) | Data Center | New | CdaNgs814 | 1 | 0.81119 | 6993.007 | 0 | GS | 15 | 0.57723 | 0.60437 | 0.83705 | 1.097 | 1.2026 | 1.2026 | 1.289 | 1.2891 | 1.2453 | 1.1192 | 0.77553 | 0.85362 | 419.5804 | 0 | 6320.5636 | 0 | 0 | 0 | 1 | 0 | 0 | 1.0077
814 | Refrigeration | Misc | PSC to ECM Evaporator Fan Motor (Walk-In, Refrigerator) | Grocery | Existing | CgrEgs814 | 1 | 0.79333 | 6666.6667 | 0 | GS | 15 | 0.57723 | 0.60437 | 0.83705 | 1.097 | 1.2026 | 1.2026 | 1.289 | 1.2891 | 1.2453 | 1.1192 | 0.77553 | 0.85362 | 400 | 0 | 6025.604 | 0 | 0 | 0 | 1 | 0 | 0 | 1.0077
814 | Refrigeration | Misc | PSC to ECM Evaporator Fan Motor (Walk-In, Refrigerator) | Grocery | New | CgrNgs814 | 1 | 0.79333 | 6666.6667 | 0 | GS | 15 | 0.57723 | 0.60437 | 0.83705 | 1.097 | 1.2026 | 1.2026 | 1.289 | 1.2891 | 1.2453 | 1.1192 | 0.77553 | 0.85362 | 400 | 0 | 6025.604 | 0 | 0 | 0 | 1 | 0 | 0 | 1.0077
814 | Refrigeration | Misc | PSC to ECM Evaporator Fan Motor (Walk-In, Refrigerator) | Healthcare | Existing | CheEgs814 | 1 | 0.79333 | 6666.6667 | 0 | GS | 15 | 0.57723 | 0.60437 | 0.83705 | 1.097 | 1.2026 | 1.2026 | 1.289 | 1.2891 | 1.2453 | 1.1192 | 0.77553 | 0.85362 | 400 | 0 | 6025.604 | 0 | 0 | 0 | 1 | 0 | 0 | 1.0077
814 | Refrigeration | Misc | PSC to ECM Evaporator Fan Motor (Walk-In, Refrigerator) | Healthcare | New | CheNgs814 | 1 | 0.79333 | 6666.6667 | 0 | GS | 15 | 0.57723 | 0.60437 | 0.83705 | 1.097 | 1.2026 | 1.2026 | 1.289 | 1.2891 | 1.2453 | 1.1192 | 0.77553 | 0.85362 | 400 | 0 | 6025.604 | 0 | 0 | 0 | 1 | 0 | 0 | 1.0077
814 | Refrigeration | Misc | PSC to ECM Evaporator Fan Motor (Walk-In, Refrigerator) | Hospitals | Existing | ChoEgs814 | 1 | 0.79333 | 6666.6667 | 0 | GS | 15 | 0.57723 | 0.60437 | 0.83705 | 1.097 | 1.2026 | 1.2026 | 1.289 | 1.2891 | 1.2453 | 1.1192 | 0.77553 | 0.85362 | 400 | 0 | 6025.604 | 0 | 0 | 0 | 1 | 0 | 0 | 1.0077
814 | Refrigeration | Misc | PSC to ECM Evaporator Fan Motor (Walk-In, Refrigerator) | Hospitals | New | ChoNgs814 | 1 | 0.79333 | 6666.6667 | 0 | GS | 15 | 0.57723 | 0.60437 | 0.83705 | 1.097 | 1.2026 | 1.2026 | 1.289 | 1.2891 | 1.2453 | 1.1192 | 0.77553 | 0.85362 | 400 | 0 | 6025.604 | 0 | 0 | 0 | 1 | 0 | 0 | 1.0077
814 | Refrigeration | Misc | PSC to ECM Evaporator Fan Motor (Walk-In, Refrigerator) | Institutional | Existing | CinEgs814 | 1 | 0.81119 | 6993.007 | 0 | GS | 15 | 0.57723 | 0.60437 | 0.83705 | 1.097 | 1.2026 | 1.2026 | 1.289 | 1.2891 | 1.2453 | 1.1192 | 0.77553 | 0.85362 | 419.5804 | 0 | 6320.5636 | 0 | 0 | 0 | 1 | 0 | 0 | 1.0077
814 | Refrigeration | Misc | PSC to ECM Evaporator Fan Motor (Walk-In, Refrigerator) | Institutional | New | CinNgs814 | 1 | 0.81119 | 6993.007 | 0 | GS | 15 | 0.57723 | 0.60437 | 0.83705 | 1.097 | 1.2026 | 1.2026 | 1.289 | 1.2891 | 1.2453 | 1.1192 | 0.77553 | 0.85362 | 419.5804 | 0 | 6320.5636 | 0 | 0 | 0 | 1 | 0 | 0 | 1.0077
814 | Refrigeration | Misc | PSC to ECM Evaporator Fan Motor (Walk-In, Refrigerator) | Lodging/Hospitality | Existing | CloEgs814 | 1 | 0.79333 | 6666.6667 | 0 | GS | 15 | 0.57723 | 0.60437 | 0.83705 | 1.097 | 1.2026 | 1.2026 | 1.289 | 1.2891 | 1.2453 | 1.1192 | 0.77553 | 0.85362 | 400 | 0 | 6025.604 | 0 | 0 | 0 | 1 | 0 | 0 | 1.0077
814 | Refrigeration | Misc | PSC to ECM Evaporator Fan Motor (Walk-In, Refrigerator) | Lodging/Hospitality | New | CloNgs814 | 1 | 0.79333 | 6666.6667 | 0 | GS | 15 | 0.57723 | 0.60437 | 0.83705 | 1.097 | 1.2026 | 1.2026 | 1.289 | 1.2891 | 1.2453 | 1.1192 | 0.77553 | 0.85362 | 400 | 0 | 6025.604 | 0 | 0 | 0 | 1 | 0 | 0 | 1.0077
814 | Refrigeration | Misc | PSC to ECM Evaporator Fan Motor (Walk-In, Refrigerator) | Miscellaneous | Existing | CmiEgs814 | 1 | 0.81119 | 6993.007 | 0 | GS | 15 | 0.57723 | 0.60437 | 0.83705 | 1.097 | 1.2026 | 1.2026 | 1.289 | 1.2891 | 1.2453 | 1.1192 | 0.77553 | 0.85362 | 419.5804 | 0 | 6320.5636 | 0 | 0 | 0 | 1 | 0 | 0 | 1.0077
814 | Refrigeration | Misc | PSC to ECM Evaporator Fan Motor (Walk-In, Refrigerator) | Miscellaneous | New | CmiNgs814 | 1 | 0.81119 | 6993.007 | 0 | GS | 15 | 0.57723 | 0.60437 | 0.83705 | 1.097 | 1.2026 | 1.2026 | 1.289 | 1.2891 | 1.2453 | 1.1192 | 0.77553 | 0.85362 | 419.5804 | 0 | 6320.5636 | 0 | 0 | 0 | 1 | 0 | 0 | 1.0077
814 | Refrigeration | Misc | PSC to ECM Evaporator Fan Motor (Walk-In, Refrigerator) | Offices | Existing | CofEgs814 | 1 | 0.81119 | 6993.007 | 0 | GS | 15 | 0.57723 | 0.60437 | 0.83705 | 1.097 | 1.2026 | 1.2026 | 1.289 | 1.2891 | 1.2453 | 1.1192 | 0.77553 | 0.85362 | 419.5804 | 0 | 6320.5636 | 0 | 0 | 0 | 1 | 0 | 0 | 1.0077
814 | Refrigeration | Misc | PSC to ECM Evaporator Fan Motor (Walk-In, Refrigerator) | Offices | New | CofNgs814 | 1 | 0.81119 | 6993.007 | 0 | GS | 15 | 0.57723 | 0.60437 | 0.83705 | 1.097 | 1.2026 | 1.2026 | 1.289 | 1.2891 | 1.2453 | 1.1192 | 0.77553 | 0.85362 | 419.5804 | 0 | 6320.5636 | 0 | 0 | 0 | 1 | 0 | 0 | 1.0077
814 | Refrigeration | Misc | PSC to ECM Evaporator Fan Motor (Walk-In, Refrigerator) | Restaurants | Existing | CreEgs814 | 1 | 0.80142 | 7092.1986 | 0 | GS | 15 | 0.57723 | 0.60437 | 0.83705 | 1.097 | 1.2026 | 1.2026 | 1.289 | 1.2891 | 1.2453 | 1.1192 | 0.77553 | 0.85362 | 425.5319 | 0 | 6410.217 | 0 | 0 | 0 | 1 | 0 | 0 | 1.0077
814 | Refrigeration | Misc | PSC to ECM Evaporator Fan Motor (Walk-In, Refrigerator) | Restaurants | New | CreNgs814 | 1 | 0.80142 | 7092.1986 | 0 | GS | 15 | 0.57723 | 0.60437 | 0.83705 | 1.097 | 1.2026 | 1.2026 | 1.289 | 1.2891 | 1.2453 | 1.1192 | 0.77553 | 0.85362 | 425.5319 | 0 | 6410.217 | 0 | 0 | 0 | 1 | 0 | 0 | 1.0077
814 | Refrigeration | Misc | PSC to ECM Evaporator Fan Motor (Walk-In, Refrigerator) | Retail | Existing | CrtEgs814 | 1 | 0.79333 | 6666.6667 | 0 | GS | 15 | 0.57723 | 0.60437 | 0.83705 | 1.097 | 1.2026 | 1.2026 | 1.289 | 1.2891 | 1.2453 | 1.1192 | 0.77553 | 0.85362 | 400 | 0 | 6025.604 | 0 | 0 | 0 | 1 | 0 | 0 | 1.0077
814 | Refrigeration | Misc | PSC to ECM Evaporator Fan Motor (Walk-In, Refrigerator) | Retail | New | CrtNgs814 | 1 | 0.79333 | 6666.6667 | 0 | GS | 15 | 0.57723 | 0.60437 | 0.83705 | 1.097 | 1.2026 | 1.2026 | 1.289 | 1.2891 | 1.2453 | 1.1192 | 0.77553 | 0.85362 | 400 | 0 | 6025.604 | 0 | 0 | 0 | 1 | 0 | 0 | 1.0077
814 | Refrigeration | Misc | PSC to ECM Evaporator Fan Motor (Walk-In, Refrigerator) | Schools K-12 | Existing | CscEgs814 | 1 | 0.81119 | 6993.007 | 0 | GS | 15 | 0.57723 | 0.60437 | 0.83705 | 1.097 | 1.2026 | 1.2026 | 1.289 | 1.2891 | 1.2453 | 1.1192 | 0.77553 | 0.85362 | 419.5804 | 0 | 6320.5636 | 0 | 0 | 0 | 1 | 0 | 0 | 1.0077
814 | Refrigeration | Misc | PSC to ECM Evaporator Fan Motor (Walk-In, Refrigerator) | Schools K-12 | New | CscNgs814 | 1 | 0.81119 | 6993.007 | 0 | GS | 15 | 0.57723 | 0.60437 | 0.83705 | 1.097 | 1.2026 | 1.2026 | 1.289 | 1.2891 | 1.2453 | 1.1192 | 0.77553 | 0.85362 | 419.5804 | 0 | 6320.5636 | 0 | 0 | 0 | 1 | 0 | 0 | 1.0077
814 | Refrigeration | Misc | PSC to ECM Evaporator Fan Motor (Walk-In, Refrigerator) | Warehouse | Existing | CwaEgs814 | 1 | 0.81119 | 6993.007 | 0 | GS | 15 | 0.57723 | 0.60437 | 0.83705 | 1.097 | 1.2026 | 1.2026 | 1.289 | 1.2891 | 1.2453 | 1.1192 | 0.77553 | 0.85362 | 419.5804 | 0 | 6320.5636 | 0 | 0 | 0 | 1 | 0 | 0 | 1.0077
814 | Refrigeration | Misc | PSC to ECM Evaporator Fan Motor (Walk-In, Refrigerator) | Warehouse | New | CwaNgs814 | 1 | 0.81119 | 6993.007 | 0 | GS | 15 | 0.57723 | 0.60437 | 0.83705 | 1.097 | 1.2026 | 1.2026 | 1.289 | 1.2891 | 1.2453 | 1.1192 | 0.77553 | 0.85362 | 419.5804 | 0 | 6320.5636 | 0 | 0 | 0 | 1 | 0 | 0 | 1.0077
815 | Refrigeration | Misc | Q-Sync Evaporator Fan Motor | Assembly | Existing | CasEgs815 | 1 | 0.79333 | 6666.6667 | 0 | GS | 10 | 0.57723 | 0.60437 | 0.83705 | 1.097 | 1.2026 | 1.2026 | 1.289 | 1.2891 | 1.2453 | 1.1192 | 0.77553 | 0.85362 | 400 | 0 | 3552.482 | 0 | 0 | 0 | 1 | 0 | 0 | 1.0077
815 | Refrigeration | Misc | Q-Sync Evaporator Fan Motor | Assembly | New | CasNgs815 | 1 | 0.79333 | 6666.6667 | 0 | GS | 10 | 0.57723 | 0.60437 | 0.83705 | 1.097 | 1.2026 | 1.2026 | 1.289 | 1.2891 | 1.2453 | 1.1192 | 0.77553 | 0.85362 | 400 | 0 | 3552.482 | 0 | 0 | 0 | 1 | 0 | 0 | 1.0077
815 | Refrigeration | Misc | Q-Sync Evaporator Fan Motor | College and University | Existing | CcoEgs815 | 1 | 0.79333 | 6666.6667 | 0 | GS | 10 | 0.57723 | 0.60437 | 0.83705 | 1.097 | 1.2026 | 1.2026 | 1.289 | 1.2891 | 1.2453 | 1.1192 | 0.77553 | 0.85362 | 400 | 0 | 3552.482 | 0 | 0 | 0 | 1 | 0 | 0 | 1.0077
815 | Refrigeration | Misc | Q-Sync Evaporator Fan Motor | College and University | New | CcoNgs815 | 1 | 0.79333 | 6666.6667 | 0 | GS | 10 | 0.57723 | 0.60437 | 0.83705 | 1.097 | 1.2026 | 1.2026 | 1.289 | 1.2891 | 1.2453 | 1.1192 | 0.77553 | 0.85362 | 400 | 0 | 3552.482 | 0 | 0 | 0 | 1 | 0 | 0 | 1.0077
815 | Refrigeration | Misc | Q-Sync Evaporator Fan Motor | Data Center | Existing | CdaEgs815 | 1 | 0.81119 | 6993.007 | 0 | GS | 10 | 0.57723 | 0.60437 | 0.83705 | 1.097 | 1.2026 | 1.2026 | 1.289 | 1.2891 | 1.2453 | 1.1192 | 0.77553 | 0.85362 | 419.5804 | 0 | 3726.3797 | 0 | 0 | 0 | 1 | 0 | 0 | 1.0077
815 | Refrigeration | Misc | Q-Sync Evaporator Fan Motor | Data Center | New | CdaNgs815 | 1 | 0.81119 | 6993.007 | 0 | GS | 10 | 0.57723 | 0.60437 | 0.83705 | 1.097 | 1.2026 | 1.2026 | 1.289 | 1.2891 | 1.2453 | 1.1192 | 0.77553 | 0.85362 | 419.5804 | 0 | 3726.3797 | 0 | 0 | 0 | 1 | 0 | 0 | 1.0077
815 | Refrigeration | Misc | Q-Sync Evaporator Fan Motor | Grocery | Existing | CgrEgs815 | 1 | 0.79333 | 6666.6667 | 0 | GS | 10 | 0.57723 | 0.60437 | 0.83705 | 1.097 | 1.2026 | 1.2026 | 1.289 | 1.2891 | 1.2453 | 1.1192 | 0.77553 | 0.85362 | 400 | 0 | 3552.482 | 0 | 0 | 0 | 1 | 0 | 0 | 1.0077
815 | Refrigeration | Misc | Q-Sync Evaporator Fan Motor | Grocery | New | CgrNgs815 | 1 | 0.79333 | 6666.6667 | 0 | GS | 10 | 0.57723 | 0.60437 | 0.83705 | 1.097 | 1.2026 | 1.2026 | 1.289 | 1.2891 | 1.2453 | 1.1192 | 0.77553 | 0.85362 | 400 | 0 | 3552.482 | 0 | 0 | 0 | 1 | 0 | 0 | 1.0077
815 | Refrigeration | Misc | Q-Sync Evaporator Fan Motor | Healthcare | Existing | CheEgs815 | 1 | 0.79333 | 6666.6667 | 0 | GS | 10 | 0.57723 | 0.60437 | 0.83705 | 1.097 | 1.2026 | 1.2026 | 1.289 | 1.2891 | 1.2453 | 1.1192 | 0.77553 | 0.85362 | 400 | 0 | 3552.482 | 0 | 0 | 0 | 1 | 0 | 0 | 1.0077
815 | Refrigeration | Misc | Q-Sync Evaporator Fan Motor | Healthcare | New | CheNgs815 | 1 | 0.79333 | 6666.6667 | 0 | GS | 10 | 0.57723 | 0.60437 | 0.83705 | 1.097 | 1.2026 | 1.2026 | 1.289 | 1.2891 | 1.2453 | 1.1192 | 0.77553 | 0.85362 | 400 | 0 | 3552.482 | 0 | 0 | 0 | 1 | 0 | 0 | 1.0077
815 | Refrigeration | Misc | Q-Sync Evaporator Fan Motor | Hospitals | Existing | ChoEgs815 | 1 | 0.79333 | 6666.6667 | 0 | GS | 10 | 0.57723 | 0.60437 | 0.83705 | 1.097 | 1.2026 | 1.2026 | 1.289 | 1.2891 | 1.2453 | 1.1192 | 0.77553 | 0.85362 | 400 | 0 | 3552.482 | 0 | 0 | 0 | 1 | 0 | 0 | 1.0077
815 | Refrigeration | Misc | Q-Sync Evaporator Fan Motor | Hospitals | New | ChoNgs815 | 1 | 0.79333 | 6666.6667 | 0 | GS | 10 | 0.57723 | 0.60437 | 0.83705 | 1.097 | 1.2026 | 1.2026 | 1.289 | 1.2891 | 1.2453 | 1.1192 | 0.77553 | 0.85362 | 400 | 0 | 3552.482 | 0 | 0 | 0 | 1 | 0 | 0 | 1.0077
815 | Refrigeration | Misc | Q-Sync Evaporator Fan Motor | Institutional | Existing | CinEgs815 | 1 | 0.81119 | 6993.007 | 0 | GS | 10 | 0.57723 | 0.60437 | 0.83705 | 1.097 | 1.2026 | 1.2026 | 1.289 | 1.2891 | 1.2453 | 1.1192 | 0.77553 | 0.85362 | 419.5804 | 0 | 3726.3797 | 0 | 0 | 0 | 1 | 0 | 0 | 1.0077
815 | Refrigeration | Misc | Q-Sync Evaporator Fan Motor | Institutional | New | CinNgs815 | 1 | 0.81119 | 6993.007 | 0 | GS | 10 | 0.57723 | 0.60437 | 0.83705 | 1.097 | 1.2026 | 1.2026 | 1.289 | 1.2891 | 1.2453 | 1.1192 | 0.77553 | 0.85362 | 419.5804 | 0 | 3726.3797 | 0 | 0 | 0 | 1 | 0 | 0 | 1.0077
815 | Refrigeration | Misc | Q-Sync Evaporator Fan Motor | Lodging/Hospitality | Existing | CloEgs815 | 1 | 0.79333 | 6666.6667 | 0 | GS | 10 | 0.57723 | 0.60437 | 0.83705 | 1.097 | 1.2026 | 1.2026 | 1.289 | 1.2891 | 1.2453 | 1.1192 | 0.77553 | 0.85362 | 400 | 0 | 3552.482 | 0 | 0 | 0 | 1 | 0 | 0 | 1.0077
815 | Refrigeration | Misc | Q-Sync Evaporator Fan Motor | Lodging/Hospitality | New | CloNgs815 | 1 | 0.79333 | 6666.6667 | 0 | GS | 10 | 0.57723 | 0.60437 | 0.83705 | 1.097 | 1.2026 | 1.2026 | 1.289 | 1.2891 | 1.2453 | 1.1192 | 0.77553 | 0.85362 | 400 | 0 | 3552.482 | 0 | 0 | 0 | 1 | 0 | 0 | 1.0077
815 | Refrigeration | Misc | Q-Sync Evaporator Fan Motor | Miscellaneous | Existing | CmiEgs815 | 1 | 0.81119 | 6993.007 | 0 | GS | 10 | 0.57723 | 0.60437 | 0.83705 | 1.097 | 1.2026 | 1.2026 | 1.289 | 1.2891 | 1.2453 | 1.1192 | 0.77553 | 0.85362 | 419.5804 | 0 | 3726.3797 | 0 | 0 | 0 | 1 | 0 | 0 | 1.0077
815 | Refrigeration | Misc | Q-Sync Evaporator Fan Motor | Miscellaneous | New | CmiNgs815 | 1 | 0.81119 | 6993.007 | 0 | GS | 10 | 0.57723 | 0.60437 | 0.83705 | 1.097 | 1.2026 | 1.2026 | 1.289 | 1.2891 | 1.2453 | 1.1192 | 0.77553 | 0.85362 | 419.5804 | 0 | 3726.3797 | 0 | 0 | 0 | 1 | 0 | 0 | 1.0077
815 | Refrigeration | Misc | Q-Sync Evaporator Fan Motor | Offices | Existing | CofEgs815 | 1 | 0.81119 | 6993.007 | 0 | GS | 10 | 0.57723 | 0.60437 | 0.83705 | 1.097 | 1.2026 | 1.2026 | 1.289 | 1.2891 | 1.2453 | 1.1192 | 0.77553 | 0.85362 | 419.5804 | 0 | 3726.3797 | 0 | 0 | 0 | 1 | 0 | 0 | 1.0077
815 | Refrigeration | Misc | Q-Sync Evaporator Fan Motor | Offices | New | CofNgs815 | 1 | 0.81119 | 6993.007 | 0 | GS | 10 | 0.57723 | 0.60437 | 0.83705 | 1.097 | 1.2026 | 1.2026 | 1.289 | 1.2891 | 1.2453 | 1.1192 | 0.77553 | 0.85362 | 419.5804 | 0 | 3726.3797 | 0 | 0 | 0 | 1 | 0 | 0 | 1.0077
815 | Refrigeration | Misc | Q-Sync Evaporator Fan Motor | Restaurants | Existing | CreEgs815 | 1 | 0.80142 | 7092.1986 | 0 | GS | 10 | 0.57723 | 0.60437 | 0.83705 | 1.097 | 1.2026 | 1.2026 | 1.289 | 1.2891 | 1.2453 | 1.1192 | 0.77553 | 0.85362 | 425.5319 | 0 | 3779.2362 | 0 | 0 | 0 | 1 | 0 | 0 | 1.0077
815 | Refrigeration | Misc | Q-Sync Evaporator Fan Motor | Restaurants | New | CreNgs815 | 1 | 0.80142 | 7092.1986 | 0 | GS | 10 | 0.57723 | 0.60437 | 0.83705 | 1.097 | 1.2026 | 1.2026 | 1.289 | 1.2891 | 1.2453 | 1.1192 | 0.77553 | 0.85362 | 425.5319 | 0 | 3779.2362 | 0 | 0 | 0 | 1 | 0 | 0 | 1.0077
815 | Refrigeration | Misc | Q-Sync Evaporator Fan Motor | Retail | Existing | CrtEgs815 | 1 | 0.79333 | 6666.6667 | 0 | GS | 10 | 0.57723 | 0.60437 | 0.83705 | 1.097 | 1.2026 | 1.2026 | 1.289 | 1.2891 | 1.2453 | 1.1192 | 0.77553 | 0.85362 | 400 | 0 | 3552.482 | 0 | 0 | 0 | 1 | 0 | 0 | 1.0077
815 | Refrigeration | Misc | Q-Sync Evaporator Fan Motor | Retail | New | CrtNgs815 | 1 | 0.79333 | 6666.6667 | 0 | GS | 10 | 0.57723 | 0.60437 | 0.83705 | 1.097 | 1.2026 | 1.2026 | 1.289 | 1.2891 | 1.2453 | 1.1192 | 0.77553 | 0.85362 | 400 | 0 | 3552.482 | 0 | 0 | 0 | 1 | 0 | 0 | 1.0077
815 | Refrigeration | Misc | Q-Sync Evaporator Fan Motor | Schools K-12 | Existing | CscEgs815 | 1 | 0.81119 | 6993.007 | 0 | GS | 10 | 0.57723 | 0.60437 | 0.83705 | 1.097 | 1.2026 | 1.2026 | 1.289 | 1.2891 | 1.2453 | 1.1192 | 0.77553 | 0.85362 | 419.5804 | 0 | 3726.3797 | 0 | 0 | 0 | 1 | 0 | 0 | 1.0077
815 | Refrigeration | Misc | Q-Sync Evaporator Fan Motor | Schools K-12 | New | CscNgs815 | 1 | 0.81119 | 6993.007 | 0 | GS | 10 | 0.57723 | 0.60437 | 0.83705 | 1.097 | 1.2026 | 1.2026 | 1.289 | 1.2891 | 1.2453 | 1.1192 | 0.77553 | 0.85362 | 419.5804 | 0 | 3726.3797 | 0 | 0 | 0 | 1 | 0 | 0 | 1.0077
815 | Refrigeration | Misc | Q-Sync Evaporator Fan Motor | Warehouse | Existing | CwaEgs815 | 1 | 0.81119 | 6993.007 | 0 | GS | 10 | 0.57723 | 0.60437 | 0.83705 | 1.097 | 1.2026 | 1.2026 | 1.289 | 1.2891 | 1.2453 | 1.1192 | 0.77553 | 0.85362 | 419.5804 | 0 | 3726.3797 | 0 | 0 | 0 | 1 | 0 | 0 | 1.0077
815 | Refrigeration | Misc | Q-Sync Evaporator Fan Motor | Warehouse | New | CwaNgs815 | 1 | 0.81119 | 6993.007 | 0 | GS | 10 | 0.57723 | 0.60437 | 0.83705 | 1.097 | 1.2026 | 1.2026 | 1.289 | 1.2891 | 1.2453 | 1.1192 | 0.77553 | 0.85362 | 419.5804 | 0 | 3726.3797 | 0 | 0 | 0 | 1 | 0 | 0 | 1.0077
816 | Refrigeration | Sealing | Door Gasket (Cooler) | Assembly | Existing | CasEgs816 | 1 | 0.79333 | 6666.6667 | 0 | GS | 4 | 1.0063 | 0.98564 | 1.0265 | 1.0441 | 1.0994 | 1.0901 | 1.0679 | 1.0965 | 1.0642 | 1.0547 | 1.0277 | 1.0297 | 400 | 0 | 3587.2141 | 0 | 0 | 0 | 1 | 0 | 0 | 1.0494
816 | Refrigeration | Sealing | Door Gasket (Cooler) | Assembly | New | CasNgs816 | 1 | 0.79333 | 6666.6667 | 0 | GS | 4 | 1.0063 | 0.98564 | 1.0265 | 1.0441 | 1.0994 | 1.0901 | 1.0679 | 1.0965 | 1.0642 | 1.0547 | 1.0277 | 1.0297 | 400 | 0 | 3587.2141 | 0 | 0 | 0 | 1 | 0 | 0 | 1.0494
816 | Refrigeration | Sealing | Door Gasket (Cooler) | College and University | Existing | CcoEgs816 | 1 | 0.79333 | 6666.6667 | 0 | GS | 4 | 1.0063 | 0.98564 | 1.0265 | 1.0441 | 1.0994 | 1.0901 | 1.0679 | 1.0965 | 1.0642 | 1.0547 | 1.0277 | 1.0297 | 400 | 0 | 3587.2141 | 0 | 0 | 0 | 1 | 0 | 0 | 1.0494
816 | Refrigeration | Sealing | Door Gasket (Cooler) | College and University | New | CcoNgs816 | 1 | 0.79333 | 6666.6667 | 0 | GS | 4 | 1.0063 | 0.98564 | 1.0265 | 1.0441 | 1.0994 | 1.0901 | 1.0679 | 1.0965 | 1.0642 | 1.0547 | 1.0277 | 1.0297 | 400 | 0 | 3587.2141 | 0 | 0 | 0 | 1 | 0 | 0 | 1.0494
816 | Refrigeration | Sealing | Door Gasket (Cooler) | Data Center | Existing | CdaEgs816 | 1 | 0.81119 | 6993.007 | 0 | GS | 4 | 1.0063 | 0.98564 | 1.0265 | 1.0441 | 1.0994 | 1.0901 | 1.0679 | 1.0965 | 1.0642 | 1.0547 | 1.0277 | 1.0297 | 419.5804 | 0 | 3762.812 | 0 | 0 | 0 | 1 | 0 | 0 | 1.0494
816 | Refrigeration | Sealing | Door Gasket (Cooler) | Data Center | New | CdaNgs816 | 1 | 0.81119 | 6993.007 | 0 | GS | 4 | 1.0063 | 0.98564 | 1.0265 | 1.0441 | 1.0994 | 1.0901 | 1.0679 | 1.0965 | 1.0642 | 1.0547 | 1.0277 | 1.0297 | 419.5804 | 0 | 3762.812 | 0 | 0 | 0 | 1 | 0 | 0 | 1.0494
816 | Refrigeration | Sealing | Door Gasket (Cooler) | Grocery | Existing | CgrEgs816 | 1 | 0.79333 | 6666.6667 | 0 | GS | 4 | 1.0063 | 0.98564 | 1.0265 | 1.0441 | 1.0994 | 1.0901 | 1.0679 | 1.0965 | 1.0642 | 1.0547 | 1.0277 | 1.0297 | 400 | 0 | 3587.2141 | 0 | 0 | 0 | 1 | 0 | 0 | 1.0494
816 | Refrigeration | Sealing | Door Gasket (Cooler) | Grocery | New | CgrNgs816 | 1 | 0.79333 | 6666.6667 | 0 | GS | 4 | 1.0063 | 0.98564 | 1.0265 | 1.0441 | 1.0994 | 1.0901 | 1.0679 | 1.0965 | 1.0642 | 1.0547 | 1.0277 | 1.0297 | 400 | 0 | 3587.2141 | 0 | 0 | 0 | 1 | 0 | 0 | 1.0494
816 | Refrigeration | Sealing | Door Gasket (Cooler) | Healthcare | Existing | CheEgs816 | 1 | 0.79333 | 6666.6667 | 0 | GS | 4 | 1.0063 | 0.98564 | 1.0265 | 1.0441 | 1.0994 | 1.0901 | 1.0679 | 1.0965 | 1.0642 | 1.0547 | 1.0277 | 1.0297 | 400 | 0 | 3587.2141 | 0 | 0 | 0 | 1 | 0 | 0 | 1.0494
816 | Refrigeration | Sealing | Door Gasket (Cooler) | Healthcare | New | CheNgs816 | 1 | 0.79333 | 6666.6667 | 0 | GS | 4 | 1.0063 | 0.98564 | 1.0265 | 1.0441 | 1.0994 | 1.0901 | 1.0679 | 1.0965 | 1.0642 | 1.0547 | 1.0277 | 1.0297 | 400 | 0 | 3587.2141 | 0 | 0 | 0 | 1 | 0 | 0 | 1.0494
816 | Refrigeration | Sealing | Door Gasket (Cooler) | Hospitals | Existing | ChoEgs816 | 1 | 0.79333 | 6666.6667 | 0 | GS | 4 | 1.0063 | 0.98564 | 1.0265 | 1.0441 | 1.0994 | 1.0901 | 1.0679 | 1.0965 | 1.0642 | 1.0547 | 1.0277 | 1.0297 | 400 | 0 | 3587.2141 | 0 | 0 | 0 | 1 | 0 | 0 | 1.0494
816 | Refrigeration | Sealing | Door Gasket (Cooler) | Hospitals | New | ChoNgs816 | 1 | 0.79333 | 6666.6667 | 0 | GS | 4 | 1.0063 | 0.98564 | 1.0265 | 1.0441 | 1.0994 | 1.0901 | 1.0679 | 1.0965 | 1.0642 | 1.0547 | 1.0277 | 1.0297 | 400 | 0 | 3587.2141 | 0 | 0 | 0 | 1 | 0 | 0 | 1.0494
816 | Refrigeration | Sealing | Door Gasket (Cooler) | Institutional | Existing | CinEgs816 | 1 | 0.81119 | 6993.007 | 0 | GS | 4 | 1.0063 | 0.98564 | 1.0265 | 1.0441 | 1.0994 | 1.0901 | 1.0679 | 1.0965 | 1.0642 | 1.0547 | 1.0277 | 1.0297 | 419.5804 | 0 | 3762.812 | 0 | 0 | 0 | 1 | 0 | 0 | 1.0494
816 | Refrigeration | Sealing | Door Gasket (Cooler) | Institutional | New | CinNgs816 | 1 | 0.81119 | 6993.007 | 0 | GS | 4 | 1.0063 | 0.98564 | 1.0265 | 1.0441 | 1.0994 | 1.0901 | 1.0679 | 1.0965 | 1.0642 | 1.0547 | 1.0277 | 1.0297 | 419.5804 | 0 | 3762.812 | 0 | 0 | 0 | 1 | 0 | 0 | 1.0494
816 | Refrigeration | Sealing | Door Gasket (Cooler) | Lodging/Hospitality | Existing | CloEgs816 | 1 | 0.79333 | 6666.6667 | 0 | GS | 4 | 1.0063 | 0.98564 | 1.0265 | 1.0441 | 1.0994 | 1.0901 | 1.0679 | 1.0965 | 1.0642 | 1.0547 | 1.0277 | 1.0297 | 400 | 0 | 3587.2141 | 0 | 0 | 0 | 1 | 0 | 0 | 1.0494
816 | Refrigeration | Sealing | Door Gasket (Cooler) | Lodging/Hospitality | New | CloNgs816 | 1 | 0.79333 | 6666.6667 | 0 | GS | 4 | 1.0063 | 0.98564 | 1.0265 | 1.0441 | 1.0994 | 1.0901 | 1.0679 | 1.0965 | 1.0642 | 1.0547 | 1.0277 | 1.0297 | 400 | 0 | 3587.2141 | 0 | 0 | 0 | 1 | 0 | 0 | 1.0494
816 | Refrigeration | Sealing | Door Gasket (Cooler) | Miscellaneous | Existing | CmiEgs816 | 1 | 0.81119 | 6993.007 | 0 | GS | 4 | 1.0063 | 0.98564 | 1.0265 | 1.0441 | 1.0994 | 1.0901 | 1.0679 | 1.0965 | 1.0642 | 1.0547 | 1.0277 | 1.0297 | 419.5804 | 0 | 3762.812 | 0 | 0 | 0 | 1 | 0 | 0 | 1.0494
816 | Refrigeration | Sealing | Door Gasket (Cooler) | Miscellaneous | New | CmiNgs816 | 1 | 0.81119 | 6993.007 | 0 | GS | 4 | 1.0063 | 0.98564 | 1.0265 | 1.0441 | 1.0994 | 1.0901 | 1.0679 | 1.0965 | 1.0642 | 1.0547 | 1.0277 | 1.0297 | 419.5804 | 0 | 3762.812 | 0 | 0 | 0 | 1 | 0 | 0 | 1.0494
816 | Refrigeration | Sealing | Door Gasket (Cooler) | Offices | Existing | CofEgs816 | 1 | 0.81119 | 6993.007 | 0 | GS | 4 | 1.0063 | 0.98564 | 1.0265 | 1.0441 | 1.0994 | 1.0901 | 1.0679 | 1.0965 | 1.0642 | 1.0547 | 1.0277 | 1.0297 | 419.5804 | 0 | 3762.812 | 0 | 0 | 0 | 1 | 0 | 0 | 1.0494
816 | Refrigeration | Sealing | Door Gasket (Cooler) | Offices | New | CofNgs816 | 1 | 0.81119 | 6993.007 | 0 | GS | 4 | 1.0063 | 0.98564 | 1.0265 | 1.0441 | 1.0994 | 1.0901 | 1.0679 | 1.0965 | 1.0642 | 1.0547 | 1.0277 | 1.0297 | 419.5804 | 0 | 3762.812 | 0 | 0 | 0 | 1 | 0 | 0 | 1.0494
816 | Refrigeration | Sealing | Door Gasket (Cooler) | Restaurants | Existing | CreEgs816 | 1 | 0.80142 | 7092.1986 | 0 | GS | 4 | 1.0063 | 0.98564 | 1.0265 | 1.0441 | 1.0994 | 1.0901 | 1.0679 | 1.0965 | 1.0642 | 1.0547 | 1.0277 | 1.0297 | 425.5319 | 0 | 3816.1853 | 0 | 0 | 0 | 1 | 0 | 0 | 1.0494
816 | Refrigeration | Sealing | Door Gasket (Cooler) | Restaurants | New | CreNgs816 | 1 | 0.80142 | 7092.1986 | 0 | GS | 4 | 1.0063 | 0.98564 | 1.0265 | 1.0441 | 1.0994 | 1.0901 | 1.0679 | 1.0965 | 1.0642 | 1.0547 | 1.0277 | 1.0297 | 425.5319 | 0 | 3816.1853 | 0 | 0 | 0 | 1 | 0 | 0 | 1.0494
816 | Refrigeration | Sealing | Door Gasket (Cooler) | Retail | Existing | CrtEgs816 | 1 | 0.79333 | 6666.6667 | 0 | GS | 4 | 1.0063 | 0.98564 | 1.0265 | 1.0441 | 1.0994 | 1.0901 | 1.0679 | 1.0965 | 1.0642 | 1.0547 | 1.0277 | 1.0297 | 400 | 0 | 3587.2141 | 0 | 0 | 0 | 1 | 0 | 0 | 1.0494
816 | Refrigeration | Sealing | Door Gasket (Cooler) | Retail | New | CrtNgs816 | 1 | 0.79333 | 6666.6667 | 0 | GS | 4 | 1.0063 | 0.98564 | 1.0265 | 1.0441 | 1.0994 | 1.0901 | 1.0679 | 1.0965 | 1.0642 | 1.0547 | 1.0277 | 1.0297 | 400 | 0 | 3587.2141 | 0 | 0 | 0 | 1 | 0 | 0 | 1.0494
816 | Refrigeration | Sealing | Door Gasket (Cooler) | Schools K-12 | Existing | CscEgs816 | 1 | 0.81119 | 6993.007 | 0 | GS | 4 | 1.0063 | 0.98564 | 1.0265 | 1.0441 | 1.0994 | 1.0901 | 1.0679 | 1.0965 | 1.0642 | 1.0547 | 1.0277 | 1.0297 | 419.5804 | 0 | 3762.812 | 0 | 0 | 0 | 1 | 0 | 0 | 1.0494
816 | Refrigeration | Sealing | Door Gasket (Cooler) | Schools K-12 | New | CscNgs816 | 1 | 0.81119 | 6993.007 | 0 | GS | 4 | 1.0063 | 0.98564 | 1.0265 | 1.0441 | 1.0994 | 1.0901 | 1.0679 | 1.0965 | 1.0642 | 1.0547 | 1.0277 | 1.0297 | 419.5804 | 0 | 3762.812 | 0 | 0 | 0 | 1 | 0 | 0 | 1.0494
816 | Refrigeration | Sealing | Door Gasket (Cooler) | Warehouse | Existing | CwaEgs816 | 1 | 0.81119 | 6993.007 | 0 | GS | 4 | 1.0063 | 0.98564 | 1.0265 | 1.0441 | 1.0994 | 1.0901 | 1.0679 | 1.0965 | 1.0642 | 1.0547 | 1.0277 | 1.0297 | 419.5804 | 0 | 3762.812 | 0 | 0 | 0 | 1 | 0 | 0 | 1.0494
816 | Refrigeration | Sealing | Door Gasket (Cooler) | Warehouse | New | CwaNgs816 | 1 | 0.81119 | 6993.007 | 0 | GS | 4 | 1.0063 | 0.98564 | 1.0265 | 1.0441 | 1.0994 | 1.0901 | 1.0679 | 1.0965 | 1.0642 | 1.0547 | 1.0277 | 1.0297 | 419.5804 | 0 | 3762.812 | 0 | 0 | 0 | 1 | 0 | 0 | 1.0494
817 | Refrigeration | Sealing | Door Gasket (Freezer) | Assembly | Existing | CasEgs817 | 1 | 0.79333 | 6666.6667 | 0 | GS | 4 | 1.0063 | 0.98564 | 1.0265 | 1.0441 | 1.0994 | 1.0901 | 1.0679 | 1.0965 | 1.0642 | 1.0547 | 1.0277 | 1.0297 | 400 | 0 | 5039.1818 | 0 | 0 | 0 | 1 | 0 | 0 | 1.0494
817 | Refrigeration | Sealing | Door Gasket (Freezer) | Assembly | New | CasNgs817 | 1 | 0.79333 | 6666.6667 | 0 | GS | 4 | 1.0063 | 0.98564 | 1.0265 | 1.0441 | 1.0994 | 1.0901 | 1.0679 | 1.0965 | 1.0642 | 1.0547 | 1.0277 | 1.0297 | 400 | 0 | 5039.1818 | 0 | 0 | 0 | 1 | 0 | 0 | 1.0494
817 | Refrigeration | Sealing | Door Gasket (Freezer) | College and University | Existing | CcoEgs817 | 1 | 0.79333 | 6666.6667 | 0 | GS | 4 | 1.0063 | 0.98564 | 1.0265 | 1.0441 | 1.0994 | 1.0901 | 1.0679 | 1.0965 | 1.0642 | 1.0547 | 1.0277 | 1.0297 | 400 | 0 | 5039.1818 | 0 | 0 | 0 | 1 | 0 | 0 | 1.0494
817 | Refrigeration | Sealing | Door Gasket (Freezer) | College and University | New | CcoNgs817 | 1 | 0.79333 | 6666.6667 | 0 | GS | 4 | 1.0063 | 0.98564 | 1.0265 | 1.0441 | 1.0994 | 1.0901 | 1.0679 | 1.0965 | 1.0642 | 1.0547 | 1.0277 | 1.0297 | 400 | 0 | 5039.1818 | 0 | 0 | 0 | 1 | 0 | 0 | 1.0494
817 | Refrigeration | Sealing | Door Gasket (Freezer) | Data Center | Existing | CdaEgs817 | 1 | 0.81119 | 6993.007 | 0 | GS | 4 | 1.0063 | 0.98564 | 1.0265 | 1.0441 | 1.0994 | 1.0901 | 1.0679 | 1.0965 | 1.0642 | 1.0547 | 1.0277 | 1.0297 | 419.5804 | 0 | 5285.855 | 0 | 0 | 0 | 1 | 0 | 0 | 1.0494
817 | Refrigeration | Sealing | Door Gasket (Freezer) | Data Center | New | CdaNgs817 | 1 | 0.81119 | 6993.007 | 0 | GS | 4 | 1.0063 | 0.98564 | 1.0265 | 1.0441 | 1.0994 | 1.0901 | 1.0679 | 1.0965 | 1.0642 | 1.0547 | 1.0277 | 1.0297 | 419.5804 | 0 | 5285.855 | 0 | 0 | 0 | 1 | 0 | 0 | 1.0494
817 | Refrigeration | Sealing | Door Gasket (Freezer) | Grocery | Existing | CgrEgs817 | 1 | 0.79333 | 6666.6667 | 0 | GS | 4 | 1.0063 | 0.98564 | 1.0265 | 1.0441 | 1.0994 | 1.0901 | 1.0679 | 1.0965 | 1.0642 | 1.0547 | 1.0277 | 1.0297 | 400 | 0 | 5039.1818 | 0 | 0 | 0 | 1 | 0 | 0 | 1.0494
817 | Refrigeration | Sealing | Door Gasket (Freezer) | Grocery | New | CgrNgs817 | 1 | 0.79333 | 6666.6667 | 0 | GS | 4 | 1.0063 | 0.98564 | 1.0265 | 1.0441 | 1.0994 | 1.0901 | 1.0679 | 1.0965 | 1.0642 | 1.0547 | 1.0277 | 1.0297 | 400 | 0 | 5039.1818 | 0 | 0 | 0 | 1 | 0 | 0 | 1.0494
817 | Refrigeration | Sealing | Door Gasket (Freezer) | Healthcare | Existing | CheEgs817 | 1 | 0.79333 | 6666.6667 | 0 | GS | 4 | 1.0063 | 0.98564 | 1.0265 | 1.0441 | 1.0994 | 1.0901 | 1.0679 | 1.0965 | 1.0642 | 1.0547 | 1.0277 | 1.0297 | 400 | 0 | 5039.1818 | 0 | 0 | 0 | 1 | 0 | 0 | 1.0494
817 | Refrigeration | Sealing | Door Gasket (Freezer) | Healthcare | New | CheNgs817 | 1 | 0.79333 | 6666.6667 | 0 | GS | 4 | 1.0063 | 0.98564 | 1.0265 | 1.0441 | 1.0994 | 1.0901 | 1.0679 | 1.0965 | 1.0642 | 1.0547 | 1.0277 | 1.0297 | 400 | 0 | 5039.1818 | 0 | 0 | 0 | 1 | 0 | 0 | 1.0494
817 | Refrigeration | Sealing | Door Gasket (Freezer) | Hospitals | Existing | ChoEgs817 | 1 | 0.79333 | 6666.6667 | 0 | GS | 4 | 1.0063 | 0.98564 | 1.0265 | 1.0441 | 1.0994 | 1.0901 | 1.0679 | 1.0965 | 1.0642 | 1.0547 | 1.0277 | 1.0297 | 400 | 0 | 5039.1818 | 0 | 0 | 0 | 1 | 0 | 0 | 1.0494
817 | Refrigeration | Sealing | Door Gasket (Freezer) | Hospitals | New | ChoNgs817 | 1 | 0.79333 | 6666.6667 | 0 | GS | 4 | 1.0063 | 0.98564 | 1.0265 | 1.0441 | 1.0994 | 1.0901 | 1.0679 | 1.0965 | 1.0642 | 1.0547 | 1.0277 | 1.0297 | 400 | 0 | 5039.1818 | 0 | 0 | 0 | 1 | 0 | 0 | 1.0494
817 | Refrigeration | Sealing | Door Gasket (Freezer) | Institutional | Existing | CinEgs817 | 1 | 0.81119 | 6993.007 | 0 | GS | 4 | 1.0063 | 0.98564 | 1.0265 | 1.0441 | 1.0994 | 1.0901 | 1.0679 | 1.0965 | 1.0642 | 1.0547 | 1.0277 | 1.0297 | 419.5804 | 0 | 5285.855 | 0 | 0 | 0 | 1 | 0 | 0 | 1.0494
817 | Refrigeration | Sealing | Door Gasket (Freezer) | Institutional | New | CinNgs817 | 1 | 0.81119 | 6993.007 | 0 | GS | 4 | 1.0063 | 0.98564 | 1.0265 | 1.0441 | 1.0994 | 1.0901 | 1.0679 | 1.0965 | 1.0642 | 1.0547 | 1.0277 | 1.0297 | 419.5804 | 0 | 5285.855 | 0 | 0 | 0 | 1 | 0 | 0 | 1.0494
817 | Refrigeration | Sealing | Door Gasket (Freezer) | Lodging/Hospitality | Existing | CloEgs817 | 1 | 0.79333 | 6666.6667 | 0 | GS | 4 | 1.0063 | 0.98564 | 1.0265 | 1.0441 | 1.0994 | 1.0901 | 1.0679 | 1.0965 | 1.0642 | 1.0547 | 1.0277 | 1.0297 | 400 | 0 | 5039.1818 | 0 | 0 | 0 | 1 | 0 | 0 | 1.0494
817 | Refrigeration | Sealing | Door Gasket (Freezer) | Lodging/Hospitality | New | CloNgs817 | 1 | 0.79333 | 6666.6667 | 0 | GS | 4 | 1.0063 | 0.98564 | 1.0265 | 1.0441 | 1.0994 | 1.0901 | 1.0679 | 1.0965 | 1.0642 | 1.0547 | 1.0277 | 1.0297 | 400 | 0 | 5039.1818 | 0 | 0 | 0 | 1 | 0 | 0 | 1.0494
817 | Refrigeration | Sealing | Door Gasket (Freezer) | Miscellaneous | Existing | CmiEgs817 | 1 | 0.81119 | 6993.007 | 0 | GS | 4 | 1.0063 | 0.98564 | 1.0265 | 1.0441 | 1.0994 | 1.0901 | 1.0679 | 1.0965 | 1.0642 | 1.0547 | 1.0277 | 1.0297 | 419.5804 | 0 | 5285.855 | 0 | 0 | 0 | 1 | 0 | 0 | 1.0494
817 | Refrigeration | Sealing | Door Gasket (Freezer) | Miscellaneous | New | CmiNgs817 | 1 | 0.81119 | 6993.007 | 0 | GS | 4 | 1.0063 | 0.98564 | 1.0265 | 1.0441 | 1.0994 | 1.0901 | 1.0679 | 1.0965 | 1.0642 | 1.0547 | 1.0277 | 1.0297 | 419.5804 | 0 | 5285.855 | 0 | 0 | 0 | 1 | 0 | 0 | 1.0494
817 | Refrigeration | Sealing | Door Gasket (Freezer) | Offices | Existing | CofEgs817 | 1 | 0.81119 | 6993.007 | 0 | GS | 4 | 1.0063 | 0.98564 | 1.0265 | 1.0441 | 1.0994 | 1.0901 | 1.0679 | 1.0965 | 1.0642 | 1.0547 | 1.0277 | 1.0297 | 419.5804 | 0 | 5285.855 | 0 | 0 | 0 | 1 | 0 | 0 | 1.0494
817 | Refrigeration | Sealing | Door Gasket (Freezer) | Offices | New | CofNgs817 | 1 | 0.81119 | 6993.007 | 0 | GS | 4 | 1.0063 | 0.98564 | 1.0265 | 1.0441 | 1.0994 | 1.0901 | 1.0679 | 1.0965 | 1.0642 | 1.0547 | 1.0277 | 1.0297 | 419.5804 | 0 | 5285.855 | 0 | 0 | 0 | 1 | 0 | 0 | 1.0494
817 | Refrigeration | Sealing | Door Gasket (Freezer) | Restaurants | Existing | CreEgs817 | 1 | 0.80142 | 7092.1986 | 0 | GS | 4 | 1.0063 | 0.98564 | 1.0265 | 1.0441 | 1.0994 | 1.0901 | 1.0679 | 1.0965 | 1.0642 | 1.0547 | 1.0277 | 1.0297 | 425.5319 | 0 | 5360.8317 | 0 | 0 | 0 | 1 | 0 | 0 | 1.0494
817 | Refrigeration | Sealing | Door Gasket (Freezer) | Restaurants | New | CreNgs817 | 1 | 0.80142 | 7092.1986 | 0 | GS | 4 | 1.0063 | 0.98564 | 1.0265 | 1.0441 | 1.0994 | 1.0901 | 1.0679 | 1.0965 | 1.0642 | 1.0547 | 1.0277 | 1.0297 | 425.5319 | 0 | 5360.8317 | 0 | 0 | 0 | 1 | 0 | 0 | 1.0494
817 | Refrigeration | Sealing | Door Gasket (Freezer) | Retail | Existing | CrtEgs817 | 1 | 0.79333 | 6666.6667 | 0 | GS | 4 | 1.0063 | 0.98564 | 1.0265 | 1.0441 | 1.0994 | 1.0901 | 1.0679 | 1.0965 | 1.0642 | 1.0547 | 1.0277 | 1.0297 | 400 | 0 | 5039.1818 | 0 | 0 | 0 | 1 | 0 | 0 | 1.0494
817 | Refrigeration | Sealing | Door Gasket (Freezer) | Retail | New | CrtNgs817 | 1 | 0.79333 | 6666.6667 | 0 | GS | 4 | 1.0063 | 0.98564 | 1.0265 | 1.0441 | 1.0994 | 1.0901 | 1.0679 | 1.0965 | 1.0642 | 1.0547 | 1.0277 | 1.0297 | 400 | 0 | 5039.1818 | 0 | 0 | 0 | 1 | 0 | 0 | 1.0494
817 | Refrigeration | Sealing | Door Gasket (Freezer) | Schools K-12 | Existing | CscEgs817 | 1 | 0.81119 | 6993.007 | 0 | GS | 4 | 1.0063 | 0.98564 | 1.0265 | 1.0441 | 1.0994 | 1.0901 | 1.0679 | 1.0965 | 1.0642 | 1.0547 | 1.0277 | 1.0297 | 419.5804 | 0 | 5285.855 | 0 | 0 | 0 | 1 | 0 | 0 | 1.0494
817 | Refrigeration | Sealing | Door Gasket (Freezer) | Schools K-12 | New | CscNgs817 | 1 | 0.81119 | 6993.007 | 0 | GS | 4 | 1.0063 | 0.98564 | 1.0265 | 1.0441 | 1.0994 | 1.0901 | 1.0679 | 1.0965 | 1.0642 | 1.0547 | 1.0277 | 1.0297 | 419.5804 | 0 | 5285.855 | 0 | 0 | 0 | 1 | 0 | 0 | 1.0494
817 | Refrigeration | Sealing | Door Gasket (Freezer) | Warehouse | Existing | CwaEgs817 | 1 | 0.81119 | 6993.007 | 0 | GS | 4 | 1.0063 | 0.98564 | 1.0265 | 1.0441 | 1.0994 | 1.0901 | 1.0679 | 1.0965 | 1.0642 | 1.0547 | 1.0277 | 1.0297 | 419.5804 | 0 | 5285.855 | 0 | 0 | 0 | 1 | 0 | 0 | 1.0494
817 | Refrigeration | Sealing | Door Gasket (Freezer) | Warehouse | New | CwaNgs817 | 1 | 0.81119 | 6993.007 | 0 | GS | 4 | 1.0063 | 0.98564 | 1.0265 | 1.0441 | 1.0994 | 1.0901 | 1.0679 | 1.0965 | 1.0642 | 1.0547 | 1.0277 | 1.0297 | 419.5804 | 0 | 5285.855 | 0 | 0 | 0 | 1 | 0 | 0 | 1.0494
818 | Refrigeration | Sealing | Night Covers for Display Cases | Assembly | Existing | CasEgs818 | 1 | 0.79333 | 6666.6667 | 0 | GS | 5 | 1.0063 | 0.98564 | 1.0265 | 1.0441 | 1.0994 | 1.0901 | 1.0679 | 1.0965 | 1.0642 | 1.0547 | 1.0277 | 1.0297 | 400 | 0 | 44270.8333 | 0 | 0 | 0 | 1 | 0 | 0 | 1.0494
818 | Refrigeration | Sealing | Night Covers for Display Cases | Assembly | New | CasNgs818 | 1 | 0.79333 | 6666.6667 | 0 | GS | 5 | 1.0063 | 0.98564 | 1.0265 | 1.0441 | 1.0994 | 1.0901 | 1.0679 | 1.0965 | 1.0642 | 1.0547 | 1.0277 | 1.0297 | 400 | 0 | 44270.8333 | 0 | 0 | 0 | 1 | 0 | 0 | 1.0494
818 | Refrigeration | Sealing | Night Covers for Display Cases | College and University | Existing | CcoEgs818 | 1 | 0.79333 | 6666.6667 | 0 | GS | 5 | 1.0063 | 0.98564 | 1.0265 | 1.0441 | 1.0994 | 1.0901 | 1.0679 | 1.0965 | 1.0642 | 1.0547 | 1.0277 | 1.0297 | 400 | 0 | 44270.8333 | 0 | 0 | 0 | 1 | 0 | 0 | 1.0494
818 | Refrigeration | Sealing | Night Covers for Display Cases | College and University | New | CcoNgs818 | 1 | 0.79333 | 6666.6667 | 0 | GS | 5 | 1.0063 | 0.98564 | 1.0265 | 1.0441 | 1.0994 | 1.0901 | 1.0679 | 1.0965 | 1.0642 | 1.0547 | 1.0277 | 1.0297 | 400 | 0 | 44270.8333 | 0 | 0 | 0 | 1 | 0 | 0 | 1.0494
818 | Refrigeration | Sealing | Night Covers for Display Cases | Data Center | Existing | CdaEgs818 | 1 | 0.81119 | 6993.007 | 0 | GS | 5 | 1.0063 | 0.98564 | 1.0265 | 1.0441 | 1.0994 | 1.0901 | 1.0679 | 1.0965 | 1.0642 | 1.0547 | 1.0277 | 1.0297 | 419.5804 | 0 | 46437.9371 | 0 | 0 | 0 | 1 | 0 | 0 | 1.0494
818 | Refrigeration | Sealing | Night Covers for Display Cases | Data Center | New | CdaNgs818 | 1 | 0.81119 | 6993.007 | 0 | GS | 5 | 1.0063 | 0.98564 | 1.0265 | 1.0441 | 1.0994 | 1.0901 | 1.0679 | 1.0965 | 1.0642 | 1.0547 | 1.0277 | 1.0297 | 419.5804 | 0 | 46437.9371 | 0 | 0 | 0 | 1 | 0 | 0 | 1.0494
818 | Refrigeration | Sealing | Night Covers for Display Cases | Grocery | Existing | CgrEgs818 | 1 | 0.79333 | 6666.6667 | 0 | GS | 5 | 1.0063 | 0.98564 | 1.0265 | 1.0441 | 1.0994 | 1.0901 | 1.0679 | 1.0965 | 1.0642 | 1.0547 | 1.0277 | 1.0297 | 400 | 0 | 44270.8333 | 0 | 0 | 0 | 1 | 0 | 0 | 1.0494
818 | Refrigeration | Sealing | Night Covers for Display Cases | Grocery | New | CgrNgs818 | 1 | 0.79333 | 6666.6667 | 0 | GS | 5 | 1.0063 | 0.98564 | 1.0265 | 1.0441 | 1.0994 | 1.0901 | 1.0679 | 1.0965 | 1.0642 | 1.0547 | 1.0277 | 1.0297 | 400 | 0 | 44270.8333 | 0 | 0 | 0 | 1 | 0 | 0 | 1.0494
818 | Refrigeration | Sealing | Night Covers for Display Cases | Healthcare | Existing | CheEgs818 | 1 | 0.79333 | 6666.6667 | 0 | GS | 5 | 1.0063 | 0.98564 | 1.0265 | 1.0441 | 1.0994 | 1.0901 | 1.0679 | 1.0965 | 1.0642 | 1.0547 | 1.0277 | 1.0297 | 400 | 0 | 44270.8333 | 0 | 0 | 0 | 1 | 0 | 0 | 1.0494
818 | Refrigeration | Sealing | Night Covers for Display Cases | Healthcare | New | CheNgs818 | 1 | 0.79333 | 6666.6667 | 0 | GS | 5 | 1.0063 | 0.98564 | 1.0265 | 1.0441 | 1.0994 | 1.0901 | 1.0679 | 1.0965 | 1.0642 | 1.0547 | 1.0277 | 1.0297 | 400 | 0 | 44270.8333 | 0 | 0 | 0 | 1 | 0 | 0 | 1.0494
818 | Refrigeration | Sealing | Night Covers for Display Cases | Hospitals | Existing | ChoEgs818 | 1 | 0.79333 | 6666.6667 | 0 | GS | 5 | 1.0063 | 0.98564 | 1.0265 | 1.0441 | 1.0994 | 1.0901 | 1.0679 | 1.0965 | 1.0642 | 1.0547 | 1.0277 | 1.0297 | 400 | 0 | 44270.8333 | 0 | 0 | 0 | 1 | 0 | 0 | 1.0494
818 | Refrigeration | Sealing | Night Covers for Display Cases | Hospitals | New | ChoNgs818 | 1 | 0.79333 | 6666.6667 | 0 | GS | 5 | 1.0063 | 0.98564 | 1.0265 | 1.0441 | 1.0994 | 1.0901 | 1.0679 | 1.0965 | 1.0642 | 1.0547 | 1.0277 | 1.0297 | 400 | 0 | 44270.8333 | 0 | 0 | 0 | 1 | 0 | 0 | 1.0494
818 | Refrigeration | Sealing | Night Covers for Display Cases | Institutional | Existing | CinEgs818 | 1 | 0.81119 | 6993.007 | 0 | GS | 5 | 1.0063 | 0.98564 | 1.0265 | 1.0441 | 1.0994 | 1.0901 | 1.0679 | 1.0965 | 1.0642 | 1.0547 | 1.0277 | 1.0297 | 419.5804 | 0 | 46437.9371 | 0 | 0 | 0 | 1 | 0 | 0 | 1.0494
818 | Refrigeration | Sealing | Night Covers for Display Cases | Institutional | New | CinNgs818 | 1 | 0.81119 | 6993.007 | 0 | GS | 5 | 1.0063 | 0.98564 | 1.0265 | 1.0441 | 1.0994 | 1.0901 | 1.0679 | 1.0965 | 1.0642 | 1.0547 | 1.0277 | 1.0297 | 419.5804 | 0 | 46437.9371 | 0 | 0 | 0 | 1 | 0 | 0 | 1.0494
818 | Refrigeration | Sealing | Night Covers for Display Cases | Lodging/Hospitality | Existing | CloEgs818 | 1 | 0.79333 | 6666.6667 | 0 | GS | 5 | 1.0063 | 0.98564 | 1.0265 | 1.0441 | 1.0994 | 1.0901 | 1.0679 | 1.0965 | 1.0642 | 1.0547 | 1.0277 | 1.0297 | 400 | 0 | 44270.8333 | 0 | 0 | 0 | 1 | 0 | 0 | 1.0494
818 | Refrigeration | Sealing | Night Covers for Display Cases | Lodging/Hospitality | New | CloNgs818 | 1 | 0.79333 | 6666.6667 | 0 | GS | 5 | 1.0063 | 0.98564 | 1.0265 | 1.0441 | 1.0994 | 1.0901 | 1.0679 | 1.0965 | 1.0642 | 1.0547 | 1.0277 | 1.0297 | 400 | 0 | 44270.8333 | 0 | 0 | 0 | 1 | 0 | 0 | 1.0494
818 | Refrigeration | Sealing | Night Covers for Display Cases | Miscellaneous | Existing | CmiEgs818 | 1 | 0.81119 | 6993.007 | 0 | GS | 5 | 1.0063 | 0.98564 | 1.0265 | 1.0441 | 1.0994 | 1.0901 | 1.0679 | 1.0965 | 1.0642 | 1.0547 | 1.0277 | 1.0297 | 419.5804 | 0 | 46437.9371 | 0 | 0 | 0 | 1 | 0 | 0 | 1.0494
818 | Refrigeration | Sealing | Night Covers for Display Cases | Miscellaneous | New | CmiNgs818 | 1 | 0.81119 | 6993.007 | 0 | GS | 5 | 1.0063 | 0.98564 | 1.0265 | 1.0441 | 1.0994 | 1.0901 | 1.0679 | 1.0965 | 1.0642 | 1.0547 | 1.0277 | 1.0297 | 419.5804 | 0 | 46437.9371 | 0 | 0 | 0 | 1 | 0 | 0 | 1.0494
818 | Refrigeration | Sealing | Night Covers for Display Cases | Offices | Existing | CofEgs818 | 1 | 0.81119 | 6993.007 | 0 | GS | 5 | 1.0063 | 0.98564 | 1.0265 | 1.0441 | 1.0994 | 1.0901 | 1.0679 | 1.0965 | 1.0642 | 1.0547 | 1.0277 | 1.0297 | 419.5804 | 0 | 46437.9371 | 0 | 0 | 0 | 1 | 0 | 0 | 1.0494
818 | Refrigeration | Sealing | Night Covers for Display Cases | Offices | New | CofNgs818 | 1 | 0.81119 | 6993.007 | 0 | GS | 5 | 1.0063 | 0.98564 | 1.0265 | 1.0441 | 1.0994 | 1.0901 | 1.0679 | 1.0965 | 1.0642 | 1.0547 | 1.0277 | 1.0297 | 419.5804 | 0 | 46437.9371 | 0 | 0 | 0 | 1 | 0 | 0 | 1.0494
818 | Refrigeration | Sealing | Night Covers for Display Cases | Restaurants | Existing | CreEgs818 | 1 | 0.80142 | 7092.1986 | 0 | GS | 5 | 1.0063 | 0.98564 | 1.0265 | 1.0441 | 1.0994 | 1.0901 | 1.0679 | 1.0965 | 1.0642 | 1.0547 | 1.0277 | 1.0297 | 425.5319 | 0 | 47096.6312 | 0 | 0 | 0 | 1 | 0 | 0 | 1.0494
818 | Refrigeration | Sealing | Night Covers for Display Cases | Restaurants | New | CreNgs818 | 1 | 0.80142 | 7092.1986 | 0 | GS | 5 | 1.0063 | 0.98564 | 1.0265 | 1.0441 | 1.0994 | 1.0901 | 1.0679 | 1.0965 | 1.0642 | 1.0547 | 1.0277 | 1.0297 | 425.5319 | 0 | 47096.6312 | 0 | 0 | 0 | 1 | 0 | 0 | 1.0494
818 | Refrigeration | Sealing | Night Covers for Display Cases | Retail | Existing | CrtEgs818 | 1 | 0.79333 | 6666.6667 | 0 | GS | 5 | 1.0063 | 0.98564 | 1.0265 | 1.0441 | 1.0994 | 1.0901 | 1.0679 | 1.0965 | 1.0642 | 1.0547 | 1.0277 | 1.0297 | 400 | 0 | 44270.8333 | 0 | 0 | 0 | 1 | 0 | 0 | 1.0494
818 | Refrigeration | Sealing | Night Covers for Display Cases | Retail | New | CrtNgs818 | 1 | 0.79333 | 6666.6667 | 0 | GS | 5 | 1.0063 | 0.98564 | 1.0265 | 1.0441 | 1.0994 | 1.0901 | 1.0679 | 1.0965 | 1.0642 | 1.0547 | 1.0277 | 1.0297 | 400 | 0 | 44270.8333 | 0 | 0 | 0 | 1 | 0 | 0 | 1.0494
818 | Refrigeration | Sealing | Night Covers for Display Cases | Schools K-12 | Existing | CscEgs818 | 1 | 0.81119 | 6993.007 | 0 | GS | 5 | 1.0063 | 0.98564 | 1.0265 | 1.0441 | 1.0994 | 1.0901 | 1.0679 | 1.0965 | 1.0642 | 1.0547 | 1.0277 | 1.0297 | 419.5804 | 0 | 46437.9371 | 0 | 0 | 0 | 1 | 0 | 0 | 1.0494
818 | Refrigeration | Sealing | Night Covers for Display Cases | Schools K-12 | New | CscNgs818 | 1 | 0.81119 | 6993.007 | 0 | GS | 5 | 1.0063 | 0.98564 | 1.0265 | 1.0441 | 1.0994 | 1.0901 | 1.0679 | 1.0965 | 1.0642 | 1.0547 | 1.0277 | 1.0297 | 419.5804 | 0 | 46437.9371 | 0 | 0 | 0 | 1 | 0 | 0 | 1.0494
818 | Refrigeration | Sealing | Night Covers for Display Cases | Warehouse | Existing | CwaEgs818 | 1 | 0.81119 | 6993.007 | 0 | GS | 5 | 1.0063 | 0.98564 | 1.0265 | 1.0441 | 1.0994 | 1.0901 | 1.0679 | 1.0965 | 1.0642 | 1.0547 | 1.0277 | 1.0297 | 419.5804 | 0 | 46437.9371 | 0 | 0 | 0 | 1 | 0 | 0 | 1.0494
818 | Refrigeration | Sealing | Night Covers for Display Cases | Warehouse | New | CwaNgs818 | 1 | 0.81119 | 6993.007 | 0 | GS | 5 | 1.0063 | 0.98564 | 1.0265 | 1.0441 | 1.0994 | 1.0901 | 1.0679 | 1.0965 | 1.0642 | 1.0547 | 1.0277 | 1.0297 | 419.5804 | 0 | 46437.9371 | 0 | 0 | 0 | 1 | 0 | 0 | 1.0494
819 | Refrigeration | Sealing | Strip Curtains - Freezers | Assembly | Existing | CasEgs819 | 1 | 0.79333 | 6666.6667 | 0 | GS | 4 | 1 | 1 | 1 | 1 | 1 | 1 | 1 | 1 | 1 | 1 | 1 | 1 | 400 | 0 | 2595.0617 | 0 | 0 | 0 | 1 | 0 | 0 | 1
819 | Refrigeration | Sealing | Strip Curtains - Freezers | Assembly | New | CasNgs819 | 1 | 0.79333 | 6666.6667 | 0 | GS | 4 | 1 | 1 | 1 | 1 | 1 | 1 | 1 | 1 | 1 | 1 | 1 | 1 | 400 | 0 | 2595.0617 | 0 | 0 | 0 | 1 | 0 | 0 | 1
819 | Refrigeration | Sealing | Strip Curtains - Freezers | College and University | Existing | CcoEgs819 | 1 | 0.79333 | 6666.6667 | 0 | GS | 4 | 1 | 1 | 1 | 1 | 1 | 1 | 1 | 1 | 1 | 1 | 1 | 1 | 400 | 0 | 2595.0617 | 0 | 0 | 0 | 1 | 0 | 0 | 1
819 | Refrigeration | Sealing | Strip Curtains - Freezers | College and University | New | CcoNgs819 | 1 | 0.79333 | 6666.6667 | 0 | GS | 4 | 1 | 1 | 1 | 1 | 1 | 1 | 1 | 1 | 1 | 1 | 1 | 1 | 400 | 0 | 2595.0617 | 0 | 0 | 0 | 1 | 0 | 0 | 1
819 | Refrigeration | Sealing | Strip Curtains - Freezers | Data Center | Existing | CdaEgs819 | 1 | 0.81119 | 6993.007 | 0 | GS | 4 | 1 | 1 | 1 | 1 | 1 | 1 | 1 | 1 | 1 | 1 | 1 | 1 | 419.5804 | 0 | 2722.0927 | 0 | 0 | 0 | 1 | 0 | 0 | 1
819 | Refrigeration | Sealing | Strip Curtains - Freezers | Data Center | New | CdaNgs819 | 1 | 0.81119 | 6993.007 | 0 | GS | 4 | 1 | 1 | 1 | 1 | 1 | 1 | 1 | 1 | 1 | 1 | 1 | 1 | 419.5804 | 0 | 2722.0927 | 0 | 0 | 0 | 1 | 0 | 0 | 1
819 | Refrigeration | Sealing | Strip Curtains - Freezers | Grocery | Existing | CgrEgs819 | 1 | 0.79333 | 6666.6667 | 0 | GS | 4 | 1 | 1 | 1 | 1 | 1 | 1 | 1 | 1 | 1 | 1 | 1 | 1 | 400 | 0 | 2595.0617 | 0 | 0 | 0 | 1 | 0 | 0 | 1
819 | Refrigeration | Sealing | Strip Curtains - Freezers | Grocery | New | CgrNgs819 | 1 | 0.79333 | 6666.6667 | 0 | GS | 4 | 1 | 1 | 1 | 1 | 1 | 1 | 1 | 1 | 1 | 1 | 1 | 1 | 400 | 0 | 2595.0617 | 0 | 0 | 0 | 1 | 0 | 0 | 1
819 | Refrigeration | Sealing | Strip Curtains - Freezers | Healthcare | Existing | CheEgs819 | 1 | 0.79333 | 6666.6667 | 0 | GS | 4 | 1 | 1 | 1 | 1 | 1 | 1 | 1 | 1 | 1 | 1 | 1 | 1 | 400 | 0 | 2595.0617 | 0 | 0 | 0 | 1 | 0 | 0 | 1
819 | Refrigeration | Sealing | Strip Curtains - Freezers | Healthcare | New | CheNgs819 | 1 | 0.79333 | 6666.6667 | 0 | GS | 4 | 1 | 1 | 1 | 1 | 1 | 1 | 1 | 1 | 1 | 1 | 1 | 1 | 400 | 0 | 2595.0617 | 0 | 0 | 0 | 1 | 0 | 0 | 1
819 | Refrigeration | Sealing | Strip Curtains - Freezers | Hospitals | Existing | ChoEgs819 | 1 | 0.79333 | 6666.6667 | 0 | GS | 4 | 1 | 1 | 1 | 1 | 1 | 1 | 1 | 1 | 1 | 1 | 1 | 1 | 400 | 0 | 2595.0617 | 0 | 0 | 0 | 1 | 0 | 0 | 1
819 | Refrigeration | Sealing | Strip Curtains - Freezers | Hospitals | New | ChoNgs819 | 1 | 0.79333 | 6666.6667 | 0 | GS | 4 | 1 | 1 | 1 | 1 | 1 | 1 | 1 | 1 | 1 | 1 | 1 | 1 | 400 | 0 | 2595.0617 | 0 | 0 | 0 | 1 | 0 | 0 | 1
819 | Refrigeration | Sealing | Strip Curtains - Freezers | Institutional | Existing | CinEgs819 | 1 | 0.81119 | 6993.007 | 0 | GS | 4 | 1 | 1 | 1 | 1 | 1 | 1 | 1 | 1 | 1 | 1 | 1 | 1 | 419.5804 | 0 | 2722.0927 | 0 | 0 | 0 | 1 | 0 | 0 | 1
819 | Refrigeration | Sealing | Strip Curtains - Freezers | Institutional | New | CinNgs819 | 1 | 0.81119 | 6993.007 | 0 | GS | 4 | 1 | 1 | 1 | 1 | 1 | 1 | 1 | 1 | 1 | 1 | 1 | 1 | 419.5804 | 0 | 2722.0927 | 0 | 0 | 0 | 1 | 0 | 0 | 1
819 | Refrigeration | Sealing | Strip Curtains - Freezers | Lodging/Hospitality | Existing | CloEgs819 | 1 | 0.79333 | 6666.6667 | 0 | GS | 4 | 1 | 1 | 1 | 1 | 1 | 1 | 1 | 1 | 1 | 1 | 1 | 1 | 400 | 0 | 2595.0617 | 0 | 0 | 0 | 1 | 0 | 0 | 1
819 | Refrigeration | Sealing | Strip Curtains - Freezers | Lodging/Hospitality | New | CloNgs819 | 1 | 0.79333 | 6666.6667 | 0 | GS | 4 | 1 | 1 | 1 | 1 | 1 | 1 | 1 | 1 | 1 | 1 | 1 | 1 | 400 | 0 | 2595.0617 | 0 | 0 | 0 | 1 | 0 | 0 | 1
819 | Refrigeration | Sealing | Strip Curtains - Freezers | Miscellaneous | Existing | CmiEgs819 | 1 | 0.81119 | 6993.007 | 0 | GS | 4 | 1 | 1 | 1 | 1 | 1 | 1 | 1 | 1 | 1 | 1 | 1 | 1 | 419.5804 | 0 | 2722.0927 | 0 | 0 | 0 | 1 | 0 | 0 | 1
819 | Refrigeration | Sealing | Strip Curtains - Freezers | Miscellaneous | New | CmiNgs819 | 1 | 0.81119 | 6993.007 | 0 | GS | 4 | 1 | 1 | 1 | 1 | 1 | 1 | 1 | 1 | 1 | 1 | 1 | 1 | 419.5804 | 0 | 2722.0927 | 0 | 0 | 0 | 1 | 0 | 0 | 1
819 | Refrigeration | Sealing | Strip Curtains - Freezers | Offices | Existing | CofEgs819 | 1 | 0.81119 | 6993.007 | 0 | GS | 4 | 1 | 1 | 1 | 1 | 1 | 1 | 1 | 1 | 1 | 1 | 1 | 1 | 419.5804 | 0 | 2722.0927 | 0 | 0 | 0 | 1 | 0 | 0 | 1
819 | Refrigeration | Sealing | Strip Curtains - Freezers | Offices | New | CofNgs819 | 1 | 0.81119 | 6993.007 | 0 | GS | 4 | 1 | 1 | 1 | 1 | 1 | 1 | 1 | 1 | 1 | 1 | 1 | 1 | 419.5804 | 0 | 2722.0927 | 0 | 0 | 0 | 1 | 0 | 0 | 1
819 | Refrigeration | Sealing | Strip Curtains - Freezers | Restaurants | Existing | CreEgs819 | 1 | 0.80142 | 7092.1986 | 0 | GS | 4 | 1 | 1 | 1 | 1 | 1 | 1 | 1 | 1 | 1 | 1 | 1 | 1 | 425.5319 | 0 | 2760.704 | 0 | 0 | 0 | 1 | 0 | 0 | 1
819 | Refrigeration | Sealing | Strip Curtains - Freezers | Restaurants | New | CreNgs819 | 1 | 0.80142 | 7092.1986 | 0 | GS | 4 | 1 | 1 | 1 | 1 | 1 | 1 | 1 | 1 | 1 | 1 | 1 | 1 | 425.5319 | 0 | 2760.704 | 0 | 0 | 0 | 1 | 0 | 0 | 1
819 | Refrigeration | Sealing | Strip Curtains - Freezers | Retail | Existing | CrtEgs819 | 1 | 0.79333 | 6666.6667 | 0 | GS | 4 | 1 | 1 | 1 | 1 | 1 | 1 | 1 | 1 | 1 | 1 | 1 | 1 | 400 | 0 | 2595.0617 | 0 | 0 | 0 | 1 | 0 | 0 | 1
819 | Refrigeration | Sealing | Strip Curtains - Freezers | Retail | New | CrtNgs819 | 1 | 0.79333 | 6666.6667 | 0 | GS | 4 | 1 | 1 | 1 | 1 | 1 | 1 | 1 | 1 | 1 | 1 | 1 | 1 | 400 | 0 | 2595.0617 | 0 | 0 | 0 | 1 | 0 | 0 | 1
819 | Refrigeration | Sealing | Strip Curtains - Freezers | Schools K-12 | Existing | CscEgs819 | 1 | 0.81119 | 6993.007 | 0 | GS | 4 | 1 | 1 | 1 | 1 | 1 | 1 | 1 | 1 | 1 | 1 | 1 | 1 | 419.5804 | 0 | 2722.0927 | 0 | 0 | 0 | 1 | 0 | 0 | 1
819 | Refrigeration | Sealing | Strip Curtains - Freezers | Schools K-12 | New | CscNgs819 | 1 | 0.81119 | 6993.007 | 0 | GS | 4 | 1 | 1 | 1 | 1 | 1 | 1 | 1 | 1 | 1 | 1 | 1 | 1 | 419.5804 | 0 | 2722.0927 | 0 | 0 | 0 | 1 | 0 | 0 | 1
819 | Refrigeration | Sealing | Strip Curtains - Freezers | Warehouse | Existing | CwaEgs819 | 1 | 0.81119 | 6993.007 | 0 | GS | 4 | 1 | 1 | 1 | 1 | 1 | 1 | 1 | 1 | 1 | 1 | 1 | 1 | 419.5804 | 0 | 2722.0927 | 0 | 0 | 0 | 1 | 0 | 0 | 1
819 | Refrigeration | Sealing | Strip Curtains - Freezers | Warehouse | New | CwaNgs819 | 1 | 0.81119 | 6993.007 | 0 | GS | 4 | 1 | 1 | 1 | 1 | 1 | 1 | 1 | 1 | 1 | 1 | 1 | 1 | 419.5804 | 0 | 2722.0927 | 0 | 0 | 0 | 1 | 0 | 0 | 1
820 | Refrigeration | Sealing | Strip Curtains - Refrigerators | Assembly | Existing | CasEgs820 | 1 | 0.79333 | 6666.6667 | 0 | GS | 4 | 1 | 1 | 1 | 1 | 1 | 1 | 1 | 1 | 1 | 1 | 1 | 1 | 400 | 0 | 3503.3333 | 0 | 0 | 0 | 1 | 0 | 0 | 1
820 | Refrigeration | Sealing | Strip Curtains - Refrigerators | Assembly | New | CasNgs820 | 1 | 0.79333 | 6666.6667 | 0 | GS | 4 | 1 | 1 | 1 | 1 | 1 | 1 | 1 | 1 | 1 | 1 | 1 | 1 | 400 | 0 | 3503.3333 | 0 | 0 | 0 | 1 | 0 | 0 | 1
820 | Refrigeration | Sealing | Strip Curtains - Refrigerators | College and University | Existing | CcoEgs820 | 1 | 0.79333 | 6666.6667 | 0 | GS | 4 | 1 | 1 | 1 | 1 | 1 | 1 | 1 | 1 | 1 | 1 | 1 | 1 | 400 | 0 | 3503.3333 | 0 | 0 | 0 | 1 | 0 | 0 | 1
820 | Refrigeration | Sealing | Strip Curtains - Refrigerators | College and University | New | CcoNgs820 | 1 | 0.79333 | 6666.6667 | 0 | GS | 4 | 1 | 1 | 1 | 1 | 1 | 1 | 1 | 1 | 1 | 1 | 1 | 1 | 400 | 0 | 3503.3333 | 0 | 0 | 0 | 1 | 0 | 0 | 1
820 | Refrigeration | Sealing | Strip Curtains - Refrigerators | Data Center | Existing | CdaEgs820 | 1 | 0.81119 | 6993.007 | 0 | GS | 4 | 1 | 1 | 1 | 1 | 1 | 1 | 1 | 1 | 1 | 1 | 1 | 1 | 419.5804 | 0 | 3674.8252 | 0 | 0 | 0 | 1 | 0 | 0 | 1
820 | Refrigeration | Sealing | Strip Curtains - Refrigerators | Data Center | New | CdaNgs820 | 1 | 0.81119 | 6993.007 | 0 | GS | 4 | 1 | 1 | 1 | 1 | 1 | 1 | 1 | 1 | 1 | 1 | 1 | 1 | 419.5804 | 0 | 3674.8252 | 0 | 0 | 0 | 1 | 0 | 0 | 1
820 | Refrigeration | Sealing | Strip Curtains - Refrigerators | Grocery | Existing | CgrEgs820 | 1 | 0.79333 | 6666.6667 | 0 | GS | 4 | 1 | 1 | 1 | 1 | 1 | 1 | 1 | 1 | 1 | 1 | 1 | 1 | 400 | 0 | 3503.3333 | 0 | 0 | 0 | 1 | 0 | 0 | 1
820 | Refrigeration | Sealing | Strip Curtains - Refrigerators | Grocery | New | CgrNgs820 | 1 | 0.79333 | 6666.6667 | 0 | GS | 4 | 1 | 1 | 1 | 1 | 1 | 1 | 1 | 1 | 1 | 1 | 1 | 1 | 400 | 0 | 3503.3333 | 0 | 0 | 0 | 1 | 0 | 0 | 1
820 | Refrigeration | Sealing | Strip Curtains - Refrigerators | Healthcare | Existing | CheEgs820 | 1 | 0.79333 | 6666.6667 | 0 | GS | 4 | 1 | 1 | 1 | 1 | 1 | 1 | 1 | 1 | 1 | 1 | 1 | 1 | 400 | 0 | 3503.3333 | 0 | 0 | 0 | 1 | 0 | 0 | 1
820 | Refrigeration | Sealing | Strip Curtains - Refrigerators | Healthcare | New | CheNgs820 | 1 | 0.79333 | 6666.6667 | 0 | GS | 4 | 1 | 1 | 1 | 1 | 1 | 1 | 1 | 1 | 1 | 1 | 1 | 1 | 400 | 0 | 3503.3333 | 0 | 0 | 0 | 1 | 0 | 0 | 1
820 | Refrigeration | Sealing | Strip Curtains - Refrigerators | Hospitals | Existing | ChoEgs820 | 1 | 0.79333 | 6666.6667 | 0 | GS | 4 | 1 | 1 | 1 | 1 | 1 | 1 | 1 | 1 | 1 | 1 | 1 | 1 | 400 | 0 | 3503.3333 | 0 | 0 | 0 | 1 | 0 | 0 | 1
820 | Refrigeration | Sealing | Strip Curtains - Refrigerators | Hospitals | New | ChoNgs820 | 1 | 0.79333 | 6666.6667 | 0 | GS | 4 | 1 | 1 | 1 | 1 | 1 | 1 | 1 | 1 | 1 | 1 | 1 | 1 | 400 | 0 | 3503.3333 | 0 | 0 | 0 | 1 | 0 | 0 | 1
820 | Refrigeration | Sealing | Strip Curtains - Refrigerators | Institutional | Existing | CinEgs820 | 1 | 0.81119 | 6993.007 | 0 | GS | 4 | 1 | 1 | 1 | 1 | 1 | 1 | 1 | 1 | 1 | 1 | 1 | 1 | 419.5804 | 0 | 3674.8252 | 0 | 0 | 0 | 1 | 0 | 0 | 1
820 | Refrigeration | Sealing | Strip Curtains - Refrigerators | Institutional | New | CinNgs820 | 1 | 0.81119 | 6993.007 | 0 | GS | 4 | 1 | 1 | 1 | 1 | 1 | 1 | 1 | 1 | 1 | 1 | 1 | 1 | 419.5804 | 0 | 3674.8252 | 0 | 0 | 0 | 1 | 0 | 0 | 1
820 | Refrigeration | Sealing | Strip Curtains - Refrigerators | Lodging/Hospitality | Existing | CloEgs820 | 1 | 0.79333 | 6666.6667 | 0 | GS | 4 | 1 | 1 | 1 | 1 | 1 | 1 | 1 | 1 | 1 | 1 | 1 | 1 | 400 | 0 | 3503.3333 | 0 | 0 | 0 | 1 | 0 | 0 | 1
820 | Refrigeration | Sealing | Strip Curtains - Refrigerators | Lodging/Hospitality | New | CloNgs820 | 1 | 0.79333 | 6666.6667 | 0 | GS | 4 | 1 | 1 | 1 | 1 | 1 | 1 | 1 | 1 | 1 | 1 | 1 | 1 | 400 | 0 | 3503.3333 | 0 | 0 | 0 | 1 | 0 | 0 | 1
820 | Refrigeration | Sealing | Strip Curtains - Refrigerators | Miscellaneous | Existing | CmiEgs820 | 1 | 0.81119 | 6993.007 | 0 | GS | 4 | 1 | 1 | 1 | 1 | 1 | 1 | 1 | 1 | 1 | 1 | 1 | 1 | 419.5804 | 0 | 3674.8252 | 0 | 0 | 0 | 1 | 0 | 0 | 1
820 | Refrigeration | Sealing | Strip Curtains - Refrigerators | Miscellaneous | New | CmiNgs820 | 1 | 0.81119 | 6993.007 | 0 | GS | 4 | 1 | 1 | 1 | 1 | 1 | 1 | 1 | 1 | 1 | 1 | 1 | 1 | 419.5804 | 0 | 3674.8252 | 0 | 0 | 0 | 1 | 0 | 0 | 1
820 | Refrigeration | Sealing | Strip Curtains - Refrigerators | Offices | Existing | CofEgs820 | 1 | 0.81119 | 6993.007 | 0 | GS | 4 | 1 | 1 | 1 | 1 | 1 | 1 | 1 | 1 | 1 | 1 | 1 | 1 | 419.5804 | 0 | 3674.8252 | 0 | 0 | 0 | 1 | 0 | 0 | 1
820 | Refrigeration | Sealing | Strip Curtains - Refrigerators | Offices | New | CofNgs820 | 1 | 0.81119 | 6993.007 | 0 | GS | 4 | 1 | 1 | 1 | 1 | 1 | 1 | 1 | 1 | 1 | 1 | 1 | 1 | 419.5804 | 0 | 3674.8252 | 0 | 0 | 0 | 1 | 0 | 0 | 1
820 | Refrigeration | Sealing | Strip Curtains - Refrigerators | Restaurants | Existing | CreEgs820 | 1 | 0.80142 | 7092.1986 | 0 | GS | 4 | 1 | 1 | 1 | 1 | 1 | 1 | 1 | 1 | 1 | 1 | 1 | 1 | 425.5319 | 0 | 3726.9504 | 0 | 0 | 0 | 1 | 0 | 0 | 1
820 | Refrigeration | Sealing | Strip Curtains - Refrigerators | Restaurants | New | CreNgs820 | 1 | 0.80142 | 7092.1986 | 0 | GS | 4 | 1 | 1 | 1 | 1 | 1 | 1 | 1 | 1 | 1 | 1 | 1 | 1 | 425.5319 | 0 | 3726.9504 | 0 | 0 | 0 | 1 | 0 | 0 | 1
820 | Refrigeration | Sealing | Strip Curtains - Refrigerators | Retail | Existing | CrtEgs820 | 1 | 0.79333 | 6666.6667 | 0 | GS | 4 | 1 | 1 | 1 | 1 | 1 | 1 | 1 | 1 | 1 | 1 | 1 | 1 | 400 | 0 | 3503.3333 | 0 | 0 | 0 | 1 | 0 | 0 | 1
820 | Refrigeration | Sealing | Strip Curtains - Refrigerators | Retail | New | CrtNgs820 | 1 | 0.79333 | 6666.6667 | 0 | GS | 4 | 1 | 1 | 1 | 1 | 1 | 1 | 1 | 1 | 1 | 1 | 1 | 1 | 400 | 0 | 3503.3333 | 0 | 0 | 0 | 1 | 0 | 0 | 1
820 | Refrigeration | Sealing | Strip Curtains - Refrigerators | Schools K-12 | Existing | CscEgs820 | 1 | 0.81119 | 6993.007 | 0 | GS | 4 | 1 | 1 | 1 | 1 | 1 | 1 | 1 | 1 | 1 | 1 | 1 | 1 | 419.5804 | 0 | 3674.8252 | 0 | 0 | 0 | 1 | 0 | 0 | 1
820 | Refrigeration | Sealing | Strip Curtains - Refrigerators | Schools K-12 | New | CscNgs820 | 1 | 0.81119 | 6993.007 | 0 | GS | 4 | 1 | 1 | 1 | 1 | 1 | 1 | 1 | 1 | 1 | 1 | 1 | 1 | 419.5804 | 0 | 3674.8252 | 0 | 0 | 0 | 1 | 0 | 0 | 1
820 | Refrigeration | Sealing | Strip Curtains - Refrigerators | Warehouse | Existing | CwaEgs820 | 1 | 0.81119 | 6993.007 | 0 | GS | 4 | 1 | 1 | 1 | 1 | 1 | 1 | 1 | 1 | 1 | 1 | 1 | 1 | 419.5804 | 0 | 3674.8252 | 0 | 0 | 0 | 1 | 0 | 0 | 1
820 | Refrigeration | Sealing | Strip Curtains - Refrigerators | Warehouse | New | CwaNgs820 | 1 | 0.81119 | 6993.007 | 0 | GS | 4 | 1 | 1 | 1 | 1 | 1 | 1 | 1 | 1 | 1 | 1 | 1 | 1 | 419.5804 | 0 | 3674.8252 | 0 | 0 | 0 | 1 | 0 | 0 | 1
821 | Refrigeration | Unit | Energy Star Commercial Glass Door Freezer | Assembly | Turnover | CasTgs821 | 1 | 0.79333 | 6666.6667 | 0 | GS | 12 | 1 | 1 | 1 | 1 | 1 | 1 | 1 | 1 | 1 | 1 | 1 | 1 | 400 | 0 | 1634.8306 | 0 | 0 | 0 | 1 | 0 | 0 | 1
821 | Refrigeration | Unit | Energy Star Commercial Glass Door Freezer | Assembly | New | CasNgs821 | 1 | 0.79333 | 6666.6667 | 0 | GS | 12 | 1 | 1 | 1 | 1 | 1 | 1 | 1 | 1 | 1 | 1 | 1 | 1 | 400 | 0 | 1634.8306 | 0 | 0 | 0 | 1 | 0 | 0 | 1
821 | Refrigeration | Unit | Energy Star Commercial Glass Door Freezer | College and University | Turnover | CcoTgs821 | 1 | 0.79333 | 6666.6667 | 0 | GS | 12 | 1 | 1 | 1 | 1 | 1 | 1 | 1 | 1 | 1 | 1 | 1 | 1 | 400 | 0 | 1634.8306 | 0 | 0 | 0 | 1 | 0 | 0 | 1
821 | Refrigeration | Unit | Energy Star Commercial Glass Door Freezer | College and University | New | CcoNgs821 | 1 | 0.79333 | 6666.6667 | 0 | GS | 12 | 1 | 1 | 1 | 1 | 1 | 1 | 1 | 1 | 1 | 1 | 1 | 1 | 400 | 0 | 1634.8306 | 0 | 0 | 0 | 1 | 0 | 0 | 1
821 | Refrigeration | Unit | Energy Star Commercial Glass Door Freezer | Data Center | Turnover | CdaTgs821 | 1 | 0.81119 | 6993.007 | 0 | GS | 12 | 1 | 1 | 1 | 1 | 1 | 1 | 1 | 1 | 1 | 1 | 1 | 1 | 419.5804 | 0 | 1714.8573 | 0 | 0 | 0 | 1 | 0 | 0 | 1
821 | Refrigeration | Unit | Energy Star Commercial Glass Door Freezer | Data Center | New | CdaNgs821 | 1 | 0.81119 | 6993.007 | 0 | GS | 12 | 1 | 1 | 1 | 1 | 1 | 1 | 1 | 1 | 1 | 1 | 1 | 1 | 419.5804 | 0 | 1714.8573 | 0 | 0 | 0 | 1 | 0 | 0 | 1
821 | Refrigeration | Unit | Energy Star Commercial Glass Door Freezer | Grocery | Turnover | CgrTgs821 | 1 | 0.79333 | 6666.6667 | 0 | GS | 12 | 1 | 1 | 1 | 1 | 1 | 1 | 1 | 1 | 1 | 1 | 1 | 1 | 400 | 0 | 1634.8306 | 0 | 0 | 0 | 1 | 0 | 0 | 1
821 | Refrigeration | Unit | Energy Star Commercial Glass Door Freezer | Grocery | New | CgrNgs821 | 1 | 0.79333 | 6666.6667 | 0 | GS | 12 | 1 | 1 | 1 | 1 | 1 | 1 | 1 | 1 | 1 | 1 | 1 | 1 | 400 | 0 | 1634.8306 | 0 | 0 | 0 | 1 | 0 | 0 | 1
821 | Refrigeration | Unit | Energy Star Commercial Glass Door Freezer | Healthcare | Turnover | CheTgs821 | 1 | 0.79333 | 6666.6667 | 0 | GS | 12 | 1 | 1 | 1 | 1 | 1 | 1 | 1 | 1 | 1 | 1 | 1 | 1 | 400 | 0 | 1634.8306 | 0 | 0 | 0 | 1 | 0 | 0 | 1
821 | Refrigeration | Unit | Energy Star Commercial Glass Door Freezer | Healthcare | New | CheNgs821 | 1 | 0.79333 | 6666.6667 | 0 | GS | 12 | 1 | 1 | 1 | 1 | 1 | 1 | 1 | 1 | 1 | 1 | 1 | 1 | 400 | 0 | 1634.8306 | 0 | 0 | 0 | 1 | 0 | 0 | 1
821 | Refrigeration | Unit | Energy Star Commercial Glass Door Freezer | Hospitals | Turnover | ChoTgs821 | 1 | 0.79333 | 6666.6667 | 0 | GS | 12 | 1 | 1 | 1 | 1 | 1 | 1 | 1 | 1 | 1 | 1 | 1 | 1 | 400 | 0 | 1634.8306 | 0 | 0 | 0 | 1 | 0 | 0 | 1
821 | Refrigeration | Unit | Energy Star Commercial Glass Door Freezer | Hospitals | New | ChoNgs821 | 1 | 0.79333 | 6666.6667 | 0 | GS | 12 | 1 | 1 | 1 | 1 | 1 | 1 | 1 | 1 | 1 | 1 | 1 | 1 | 400 | 0 | 1634.8306 | 0 | 0 | 0 | 1 | 0 | 0 | 1
821 | Refrigeration | Unit | Energy Star Commercial Glass Door Freezer | Institutional | Turnover | CinTgs821 | 1 | 0.81119 | 6993.007 | 0 | GS | 12 | 1 | 1 | 1 | 1 | 1 | 1 | 1 | 1 | 1 | 1 | 1 | 1 | 419.5804 | 0 | 1714.8573 | 0 | 0 | 0 | 1 | 0 | 0 | 1
821 | Refrigeration | Unit | Energy Star Commercial Glass Door Freezer | Institutional | New | CinNgs821 | 1 | 0.81119 | 6993.007 | 0 | GS | 12 | 1 | 1 | 1 | 1 | 1 | 1 | 1 | 1 | 1 | 1 | 1 | 1 | 419.5804 | 0 | 1714.8573 | 0 | 0 | 0 | 1 | 0 | 0 | 1
821 | Refrigeration | Unit | Energy Star Commercial Glass Door Freezer | Lodging/Hospitality | Turnover | CloTgs821 | 1 | 0.79333 | 6666.6667 | 0 | GS | 12 | 1 | 1 | 1 | 1 | 1 | 1 | 1 | 1 | 1 | 1 | 1 | 1 | 400 | 0 | 1634.8306 | 0 | 0 | 0 | 1 | 0 | 0 | 1
821 | Refrigeration | Unit | Energy Star Commercial Glass Door Freezer | Lodging/Hospitality | New | CloNgs821 | 1 | 0.79333 | 6666.6667 | 0 | GS | 12 | 1 | 1 | 1 | 1 | 1 | 1 | 1 | 1 | 1 | 1 | 1 | 1 | 400 | 0 | 1634.8306 | 0 | 0 | 0 | 1 | 0 | 0 | 1
821 | Refrigeration | Unit | Energy Star Commercial Glass Door Freezer | Miscellaneous | Turnover | CmiTgs821 | 1 | 0.81119 | 6993.007 | 0 | GS | 12 | 1 | 1 | 1 | 1 | 1 | 1 | 1 | 1 | 1 | 1 | 1 | 1 | 419.5804 | 0 | 1714.8573 | 0 | 0 | 0 | 1 | 0 | 0 | 1
821 | Refrigeration | Unit | Energy Star Commercial Glass Door Freezer | Miscellaneous | New | CmiNgs821 | 1 | 0.81119 | 6993.007 | 0 | GS | 12 | 1 | 1 | 1 | 1 | 1 | 1 | 1 | 1 | 1 | 1 | 1 | 1 | 419.5804 | 0 | 1714.8573 | 0 | 0 | 0 | 1 | 0 | 0 | 1
821 | Refrigeration | Unit | Energy Star Commercial Glass Door Freezer | Offices | Turnover | CofTgs821 | 1 | 0.81119 | 6993.007 | 0 | GS | 12 | 1 | 1 | 1 | 1 | 1 | 1 | 1 | 1 | 1 | 1 | 1 | 1 | 419.5804 | 0 | 1714.8573 | 0 | 0 | 0 | 1 | 0 | 0 | 1
821 | Refrigeration | Unit | Energy Star Commercial Glass Door Freezer | Offices | New | CofNgs821 | 1 | 0.81119 | 6993.007 | 0 | GS | 12 | 1 | 1 | 1 | 1 | 1 | 1 | 1 | 1 | 1 | 1 | 1 | 1 | 419.5804 | 0 | 1714.8573 | 0 | 0 | 0 | 1 | 0 | 0 | 1
821 | Refrigeration | Unit | Energy Star Commercial Glass Door Freezer | Restaurants | Turnover | CreTgs821 | 1 | 0.80142 | 7092.1986 | 0 | GS | 12 | 1 | 1 | 1 | 1 | 1 | 1 | 1 | 1 | 1 | 1 | 1 | 1 | 425.5319 | 0 | 1739.1815 | 0 | 0 | 0 | 1 | 0 | 0 | 1
821 | Refrigeration | Unit | Energy Star Commercial Glass Door Freezer | Restaurants | New | CreNgs821 | 1 | 0.80142 | 7092.1986 | 0 | GS | 12 | 1 | 1 | 1 | 1 | 1 | 1 | 1 | 1 | 1 | 1 | 1 | 1 | 425.5319 | 0 | 1739.1815 | 0 | 0 | 0 | 1 | 0 | 0 | 1
821 | Refrigeration | Unit | Energy Star Commercial Glass Door Freezer | Retail | Turnover | CrtTgs821 | 1 | 0.79333 | 6666.6667 | 0 | GS | 12 | 1 | 1 | 1 | 1 | 1 | 1 | 1 | 1 | 1 | 1 | 1 | 1 | 400 | 0 | 1634.8306 | 0 | 0 | 0 | 1 | 0 | 0 | 1
821 | Refrigeration | Unit | Energy Star Commercial Glass Door Freezer | Retail | New | CrtNgs821 | 1 | 0.79333 | 6666.6667 | 0 | GS | 12 | 1 | 1 | 1 | 1 | 1 | 1 | 1 | 1 | 1 | 1 | 1 | 1 | 400 | 0 | 1634.8306 | 0 | 0 | 0 | 1 | 0 | 0 | 1
821 | Refrigeration | Unit | Energy Star Commercial Glass Door Freezer | Schools K-12 | Turnover | CscTgs821 | 1 | 0.81119 | 6993.007 | 0 | GS | 12 | 1 | 1 | 1 | 1 | 1 | 1 | 1 | 1 | 1 | 1 | 1 | 1 | 419.5804 | 0 | 1714.8573 | 0 | 0 | 0 | 1 | 0 | 0 | 1
821 | Refrigeration | Unit | Energy Star Commercial Glass Door Freezer | Schools K-12 | New | CscNgs821 | 1 | 0.81119 | 6993.007 | 0 | GS | 12 | 1 | 1 | 1 | 1 | 1 | 1 | 1 | 1 | 1 | 1 | 1 | 1 | 419.5804 | 0 | 1714.8573 | 0 | 0 | 0 | 1 | 0 | 0 | 1
821 | Refrigeration | Unit | Energy Star Commercial Glass Door Freezer | Warehouse | Turnover | CwaTgs821 | 1 | 0.81119 | 6993.007 | 0 | GS | 12 | 1 | 1 | 1 | 1 | 1 | 1 | 1 | 1 | 1 | 1 | 1 | 1 | 419.5804 | 0 | 1714.8573 | 0 | 0 | 0 | 1 | 0 | 0 | 1
821 | Refrigeration | Unit | Energy Star Commercial Glass Door Freezer | Warehouse | New | CwaNgs821 | 1 | 0.81119 | 6993.007 | 0 | GS | 12 | 1 | 1 | 1 | 1 | 1 | 1 | 1 | 1 | 1 | 1 | 1 | 1 | 419.5804 | 0 | 1714.8573 | 0 | 0 | 0 | 1 | 0 | 0 | 1
822 | Refrigeration | Unit | Energy Star Commercial Glass Door Refrigerator | Assembly | Turnover | CasTgs822 | 1 | 0.79333 | 6666.6667 | 0 | GS | 12 | 1 | 1 | 1 | 1 | 1 | 1 | 1 | 1 | 1 | 1 | 1 | 1 | 400 | 0 | 6786.9102 | 0 | 0 | 0 | 1 | 0 | 0 | 1
822 | Refrigeration | Unit | Energy Star Commercial Glass Door Refrigerator | Assembly | New | CasNgs822 | 1 | 0.79333 | 6666.6667 | 0 | GS | 12 | 1 | 1 | 1 | 1 | 1 | 1 | 1 | 1 | 1 | 1 | 1 | 1 | 400 | 0 | 6786.9102 | 0 | 0 | 0 | 1 | 0 | 0 | 1
822 | Refrigeration | Unit | Energy Star Commercial Glass Door Refrigerator | College and University | Turnover | CcoTgs822 | 1 | 0.79333 | 6666.6667 | 0 | GS | 12 | 1 | 1 | 1 | 1 | 1 | 1 | 1 | 1 | 1 | 1 | 1 | 1 | 400 | 0 | 6786.9102 | 0 | 0 | 0 | 1 | 0 | 0 | 1
822 | Refrigeration | Unit | Energy Star Commercial Glass Door Refrigerator | College and University | New | CcoNgs822 | 1 | 0.79333 | 6666.6667 | 0 | GS | 12 | 1 | 1 | 1 | 1 | 1 | 1 | 1 | 1 | 1 | 1 | 1 | 1 | 400 | 0 | 6786.9102 | 0 | 0 | 0 | 1 | 0 | 0 | 1
822 | Refrigeration | Unit | Energy Star Commercial Glass Door Refrigerator | Data Center | Turnover | CdaTgs822 | 1 | 0.81119 | 6993.007 | 0 | GS | 12 | 1 | 1 | 1 | 1 | 1 | 1 | 1 | 1 | 1 | 1 | 1 | 1 | 419.5804 | 0 | 7119.1366 | 0 | 0 | 0 | 1 | 0 | 0 | 1
822 | Refrigeration | Unit | Energy Star Commercial Glass Door Refrigerator | Data Center | New | CdaNgs822 | 1 | 0.81119 | 6993.007 | 0 | GS | 12 | 1 | 1 | 1 | 1 | 1 | 1 | 1 | 1 | 1 | 1 | 1 | 1 | 419.5804 | 0 | 7119.1366 | 0 | 0 | 0 | 1 | 0 | 0 | 1
822 | Refrigeration | Unit | Energy Star Commercial Glass Door Refrigerator | Grocery | Turnover | CgrTgs822 | 1 | 0.79333 | 6666.6667 | 0 | GS | 12 | 1 | 1 | 1 | 1 | 1 | 1 | 1 | 1 | 1 | 1 | 1 | 1 | 400 | 0 | 6786.9102 | 0 | 0 | 0 | 1 | 0 | 0 | 1
822 | Refrigeration | Unit | Energy Star Commercial Glass Door Refrigerator | Grocery | New | CgrNgs822 | 1 | 0.79333 | 6666.6667 | 0 | GS | 12 | 1 | 1 | 1 | 1 | 1 | 1 | 1 | 1 | 1 | 1 | 1 | 1 | 400 | 0 | 6786.9102 | 0 | 0 | 0 | 1 | 0 | 0 | 1
822 | Refrigeration | Unit | Energy Star Commercial Glass Door Refrigerator | Healthcare | Turnover | CheTgs822 | 1 | 0.79333 | 6666.6667 | 0 | GS | 12 | 1 | 1 | 1 | 1 | 1 | 1 | 1 | 1 | 1 | 1 | 1 | 1 | 400 | 0 | 6786.9102 | 0 | 0 | 0 | 1 | 0 | 0 | 1
822 | Refrigeration | Unit | Energy Star Commercial Glass Door Refrigerator | Healthcare | New | CheNgs822 | 1 | 0.79333 | 6666.6667 | 0 | GS | 12 | 1 | 1 | 1 | 1 | 1 | 1 | 1 | 1 | 1 | 1 | 1 | 1 | 400 | 0 | 6786.9102 | 0 | 0 | 0 | 1 | 0 | 0 | 1
822 | Refrigeration | Unit | Energy Star Commercial Glass Door Refrigerator | Hospitals | Turnover | ChoTgs822 | 1 | 0.79333 | 6666.6667 | 0 | GS | 12 | 1 | 1 | 1 | 1 | 1 | 1 | 1 | 1 | 1 | 1 | 1 | 1 | 400 | 0 | 6786.9102 | 0 | 0 | 0 | 1 | 0 | 0 | 1
822 | Refrigeration | Unit | Energy Star Commercial Glass Door Refrigerator | Hospitals | New | ChoNgs822 | 1 | 0.79333 | 6666.6667 | 0 | GS | 12 | 1 | 1 | 1 | 1 | 1 | 1 | 1 | 1 | 1 | 1 | 1 | 1 | 400 | 0 | 6786.9102 | 0 | 0 | 0 | 1 | 0 | 0 | 1
822 | Refrigeration | Unit | Energy Star Commercial Glass Door Refrigerator | Institutional | Turnover | CinTgs822 | 1 | 0.81119 | 6993.007 | 0 | GS | 12 | 1 | 1 | 1 | 1 | 1 | 1 | 1 | 1 | 1 | 1 | 1 | 1 | 419.5804 | 0 | 7119.1366 | 0 | 0 | 0 | 1 | 0 | 0 | 1
822 | Refrigeration | Unit | Energy Star Commercial Glass Door Refrigerator | Institutional | New | CinNgs822 | 1 | 0.81119 | 6993.007 | 0 | GS | 12 | 1 | 1 | 1 | 1 | 1 | 1 | 1 | 1 | 1 | 1 | 1 | 1 | 419.5804 | 0 | 7119.1366 | 0 | 0 | 0 | 1 | 0 | 0 | 1
822 | Refrigeration | Unit | Energy Star Commercial Glass Door Refrigerator | Lodging/Hospitality | Turnover | CloTgs822 | 1 | 0.79333 | 6666.6667 | 0 | GS | 12 | 1 | 1 | 1 | 1 | 1 | 1 | 1 | 1 | 1 | 1 | 1 | 1 | 400 | 0 | 6786.9102 | 0 | 0 | 0 | 1 | 0 | 0 | 1
822 | Refrigeration | Unit | Energy Star Commercial Glass Door Refrigerator | Lodging/Hospitality | New | CloNgs822 | 1 | 0.79333 | 6666.6667 | 0 | GS | 12 | 1 | 1 | 1 | 1 | 1 | 1 | 1 | 1 | 1 | 1 | 1 | 1 | 400 | 0 | 6786.9102 | 0 | 0 | 0 | 1 | 0 | 0 | 1
822 | Refrigeration | Unit | Energy Star Commercial Glass Door Refrigerator | Miscellaneous | Turnover | CmiTgs822 | 1 | 0.81119 | 6993.007 | 0 | GS | 12 | 1 | 1 | 1 | 1 | 1 | 1 | 1 | 1 | 1 | 1 | 1 | 1 | 419.5804 | 0 | 7119.1366 | 0 | 0 | 0 | 1 | 0 | 0 | 1
822 | Refrigeration | Unit | Energy Star Commercial Glass Door Refrigerator | Miscellaneous | New | CmiNgs822 | 1 | 0.81119 | 6993.007 | 0 | GS | 12 | 1 | 1 | 1 | 1 | 1 | 1 | 1 | 1 | 1 | 1 | 1 | 1 | 419.5804 | 0 | 7119.1366 | 0 | 0 | 0 | 1 | 0 | 0 | 1
822 | Refrigeration | Unit | Energy Star Commercial Glass Door Refrigerator | Offices | Turnover | CofTgs822 | 1 | 0.81119 | 6993.007 | 0 | GS | 12 | 1 | 1 | 1 | 1 | 1 | 1 | 1 | 1 | 1 | 1 | 1 | 1 | 419.5804 | 0 | 7119.1366 | 0 | 0 | 0 | 1 | 0 | 0 | 1
822 | Refrigeration | Unit | Energy Star Commercial Glass Door Refrigerator | Offices | New | CofNgs822 | 1 | 0.81119 | 6993.007 | 0 | GS | 12 | 1 | 1 | 1 | 1 | 1 | 1 | 1 | 1 | 1 | 1 | 1 | 1 | 419.5804 | 0 | 7119.1366 | 0 | 0 | 0 | 1 | 0 | 0 | 1
822 | Refrigeration | Unit | Energy Star Commercial Glass Door Refrigerator | Restaurants | Turnover | CreTgs822 | 1 | 0.80142 | 7092.1986 | 0 | GS | 12 | 1 | 1 | 1 | 1 | 1 | 1 | 1 | 1 | 1 | 1 | 1 | 1 | 425.5319 | 0 | 7220.1172 | 0 | 0 | 0 | 1 | 0 | 0 | 1
822 | Refrigeration | Unit | Energy Star Commercial Glass Door Refrigerator | Restaurants | New | CreNgs822 | 1 | 0.80142 | 7092.1986 | 0 | GS | 12 | 1 | 1 | 1 | 1 | 1 | 1 | 1 | 1 | 1 | 1 | 1 | 1 | 425.5319 | 0 | 7220.1172 | 0 | 0 | 0 | 1 | 0 | 0 | 1
822 | Refrigeration | Unit | Energy Star Commercial Glass Door Refrigerator | Retail | Turnover | CrtTgs822 | 1 | 0.79333 | 6666.6667 | 0 | GS | 12 | 1 | 1 | 1 | 1 | 1 | 1 | 1 | 1 | 1 | 1 | 1 | 1 | 400 | 0 | 6786.9102 | 0 | 0 | 0 | 1 | 0 | 0 | 1
822 | Refrigeration | Unit | Energy Star Commercial Glass Door Refrigerator | Retail | New | CrtNgs822 | 1 | 0.79333 | 6666.6667 | 0 | GS | 12 | 1 | 1 | 1 | 1 | 1 | 1 | 1 | 1 | 1 | 1 | 1 | 1 | 400 | 0 | 6786.9102 | 0 | 0 | 0 | 1 | 0 | 0 | 1
822 | Refrigeration | Unit | Energy Star Commercial Glass Door Refrigerator | Schools K-12 | Turnover | CscTgs822 | 1 | 0.81119 | 6993.007 | 0 | GS | 12 | 1 | 1 | 1 | 1 | 1 | 1 | 1 | 1 | 1 | 1 | 1 | 1 | 419.5804 | 0 | 7119.1366 | 0 | 0 | 0 | 1 | 0 | 0 | 1
822 | Refrigeration | Unit | Energy Star Commercial Glass Door Refrigerator | Schools K-12 | New | CscNgs822 | 1 | 0.81119 | 6993.007 | 0 | GS | 12 | 1 | 1 | 1 | 1 | 1 | 1 | 1 | 1 | 1 | 1 | 1 | 1 | 419.5804 | 0 | 7119.1366 | 0 | 0 | 0 | 1 | 0 | 0 | 1
822 | Refrigeration | Unit | Energy Star Commercial Glass Door Refrigerator | Warehouse | Turnover | CwaTgs822 | 1 | 0.81119 | 6993.007 | 0 | GS | 12 | 1 | 1 | 1 | 1 | 1 | 1 | 1 | 1 | 1 | 1 | 1 | 1 | 419.5804 | 0 | 7119.1366 | 0 | 0 | 0 | 1 | 0 | 0 | 1
822 | Refrigeration | Unit | Energy Star Commercial Glass Door Refrigerator | Warehouse | New | CwaNgs822 | 1 | 0.81119 | 6993.007 | 0 | GS | 12 | 1 | 1 | 1 | 1 | 1 | 1 | 1 | 1 | 1 | 1 | 1 | 1 | 419.5804 | 0 | 7119.1366 | 0 | 0 | 0 | 1 | 0 | 0 | 1
823 | Refrigeration | Unit | Energy Star Commercial Solid Door Freezer | Assembly | Turnover | CasTgs823 | 1 | 0.79333 | 6666.6667 | 0 | GS | 12 | 0.57723 | 0.60437 | 0.83705 | 1.097 | 1.2026 | 1.2026 | 1.289 | 1.2891 | 1.2453 | 1.1192 | 0.77553 | 0.85362 | 400 | 0 | 3448.7482 | 0 | 0 | 0 | 1 | 0 | 0 | 1.0077
823 | Refrigeration | Unit | Energy Star Commercial Solid Door Freezer | Assembly | New | CasNgs823 | 1 | 0.79333 | 6666.6667 | 0 | GS | 12 | 0.57723 | 0.60437 | 0.83705 | 1.097 | 1.2026 | 1.2026 | 1.289 | 1.2891 | 1.2453 | 1.1192 | 0.77553 | 0.85362 | 400 | 0 | 3448.7482 | 0 | 0 | 0 | 1 | 0 | 0 | 1.0077
823 | Refrigeration | Unit | Energy Star Commercial Solid Door Freezer | College and University | Turnover | CcoTgs823 | 1 | 0.79333 | 6666.6667 | 0 | GS | 12 | 0.57723 | 0.60437 | 0.83705 | 1.097 | 1.2026 | 1.2026 | 1.289 | 1.2891 | 1.2453 | 1.1192 | 0.77553 | 0.85362 | 400 | 0 | 3448.7482 | 0 | 0 | 0 | 1 | 0 | 0 | 1.0077
823 | Refrigeration | Unit | Energy Star Commercial Solid Door Freezer | College and University | New | CcoNgs823 | 1 | 0.79333 | 6666.6667 | 0 | GS | 12 | 0.57723 | 0.60437 | 0.83705 | 1.097 | 1.2026 | 1.2026 | 1.289 | 1.2891 | 1.2453 | 1.1192 | 0.77553 | 0.85362 | 400 | 0 | 3448.7482 | 0 | 0 | 0 | 1 | 0 | 0 | 1.0077
823 | Refrigeration | Unit | Energy Star Commercial Solid Door Freezer | Data Center | Turnover | CdaTgs823 | 1 | 0.81119 | 6993.007 | 0 | GS | 12 | 0.57723 | 0.60437 | 0.83705 | 1.097 | 1.2026 | 1.2026 | 1.289 | 1.2891 | 1.2453 | 1.1192 | 0.77553 | 0.85362 | 419.5804 | 0 | 3617.5681 | 0 | 0 | 0 | 1 | 0 | 0 | 1.0077
823 | Refrigeration | Unit | Energy Star Commercial Solid Door Freezer | Data Center | New | CdaNgs823 | 1 | 0.81119 | 6993.007 | 0 | GS | 12 | 0.57723 | 0.60437 | 0.83705 | 1.097 | 1.2026 | 1.2026 | 1.289 | 1.2891 | 1.2453 | 1.1192 | 0.77553 | 0.85362 | 419.5804 | 0 | 3617.5681 | 0 | 0 | 0 | 1 | 0 | 0 | 1.0077
823 | Refrigeration | Unit | Energy Star Commercial Solid Door Freezer | Grocery | Turnover | CgrTgs823 | 1 | 0.79333 | 6666.6667 | 0 | GS | 12 | 0.57723 | 0.60437 | 0.83705 | 1.097 | 1.2026 | 1.2026 | 1.289 | 1.2891 | 1.2453 | 1.1192 | 0.77553 | 0.85362 | 400 | 0 | 3448.7482 | 0 | 0 | 0 | 1 | 0 | 0 | 1.0077
823 | Refrigeration | Unit | Energy Star Commercial Solid Door Freezer | Grocery | New | CgrNgs823 | 1 | 0.79333 | 6666.6667 | 0 | GS | 12 | 0.57723 | 0.60437 | 0.83705 | 1.097 | 1.2026 | 1.2026 | 1.289 | 1.2891 | 1.2453 | 1.1192 | 0.77553 | 0.85362 | 400 | 0 | 3448.7482 | 0 | 0 | 0 | 1 | 0 | 0 | 1.0077
823 | Refrigeration | Unit | Energy Star Commercial Solid Door Freezer | Healthcare | Turnover | CheTgs823 | 1 | 0.79333 | 6666.6667 | 0 | GS | 12 | 0.57723 | 0.60437 | 0.83705 | 1.097 | 1.2026 | 1.2026 | 1.289 | 1.2891 | 1.2453 | 1.1192 | 0.77553 | 0.85362 | 400 | 0 | 3448.7482 | 0 | 0 | 0 | 1 | 0 | 0 | 1.0077
823 | Refrigeration | Unit | Energy Star Commercial Solid Door Freezer | Healthcare | New | CheNgs823 | 1 | 0.79333 | 6666.6667 | 0 | GS | 12 | 0.57723 | 0.60437 | 0.83705 | 1.097 | 1.2026 | 1.2026 | 1.289 | 1.2891 | 1.2453 | 1.1192 | 0.77553 | 0.85362 | 400 | 0 | 3448.7482 | 0 | 0 | 0 | 1 | 0 | 0 | 1.0077
823 | Refrigeration | Unit | Energy Star Commercial Solid Door Freezer | Hospitals | Turnover | ChoTgs823 | 1 | 0.79333 | 6666.6667 | 0 | GS | 12 | 0.57723 | 0.60437 | 0.83705 | 1.097 | 1.2026 | 1.2026 | 1.289 | 1.2891 | 1.2453 | 1.1192 | 0.77553 | 0.85362 | 400 | 0 | 3448.7482 | 0 | 0 | 0 | 1 | 0 | 0 | 1.0077
823 | Refrigeration | Unit | Energy Star Commercial Solid Door Freezer | Hospitals | New | ChoNgs823 | 1 | 0.79333 | 6666.6667 | 0 | GS | 12 | 0.57723 | 0.60437 | 0.83705 | 1.097 | 1.2026 | 1.2026 | 1.289 | 1.2891 | 1.2453 | 1.1192 | 0.77553 | 0.85362 | 400 | 0 | 3448.7482 | 0 | 0 | 0 | 1 | 0 | 0 | 1.0077
823 | Refrigeration | Unit | Energy Star Commercial Solid Door Freezer | Institutional | Turnover | CinTgs823 | 1 | 0.81119 | 6993.007 | 0 | GS | 12 | 0.57723 | 0.60437 | 0.83705 | 1.097 | 1.2026 | 1.2026 | 1.289 | 1.2891 | 1.2453 | 1.1192 | 0.77553 | 0.85362 | 419.5804 | 0 | 3617.5681 | 0 | 0 | 0 | 1 | 0 | 0 | 1.0077
823 | Refrigeration | Unit | Energy Star Commercial Solid Door Freezer | Institutional | New | CinNgs823 | 1 | 0.81119 | 6993.007 | 0 | GS | 12 | 0.57723 | 0.60437 | 0.83705 | 1.097 | 1.2026 | 1.2026 | 1.289 | 1.2891 | 1.2453 | 1.1192 | 0.77553 | 0.85362 | 419.5804 | 0 | 3617.5681 | 0 | 0 | 0 | 1 | 0 | 0 | 1.0077
823 | Refrigeration | Unit | Energy Star Commercial Solid Door Freezer | Lodging/Hospitality | Turnover | CloTgs823 | 1 | 0.79333 | 6666.6667 | 0 | GS | 12 | 0.57723 | 0.60437 | 0.83705 | 1.097 | 1.2026 | 1.2026 | 1.289 | 1.2891 | 1.2453 | 1.1192 | 0.77553 | 0.85362 | 400 | 0 | 3448.7482 | 0 | 0 | 0 | 1 | 0 | 0 | 1.0077
823 | Refrigeration | Unit | Energy Star Commercial Solid Door Freezer | Lodging/Hospitality | New | CloNgs823 | 1 | 0.79333 | 6666.6667 | 0 | GS | 12 | 0.57723 | 0.60437 | 0.83705 | 1.097 | 1.2026 | 1.2026 | 1.289 | 1.2891 | 1.2453 | 1.1192 | 0.77553 | 0.85362 | 400 | 0 | 3448.7482 | 0 | 0 | 0 | 1 | 0 | 0 | 1.0077
823 | Refrigeration | Unit | Energy Star Commercial Solid Door Freezer | Miscellaneous | Turnover | CmiTgs823 | 1 | 0.81119 | 6993.007 | 0 | GS | 12 | 0.57723 | 0.60437 | 0.83705 | 1.097 | 1.2026 | 1.2026 | 1.289 | 1.2891 | 1.2453 | 1.1192 | 0.77553 | 0.85362 | 419.5804 | 0 | 3617.5681 | 0 | 0 | 0 | 1 | 0 | 0 | 1.0077
823 | Refrigeration | Unit | Energy Star Commercial Solid Door Freezer | Miscellaneous | New | CmiNgs823 | 1 | 0.81119 | 6993.007 | 0 | GS | 12 | 0.57723 | 0.60437 | 0.83705 | 1.097 | 1.2026 | 1.2026 | 1.289 | 1.2891 | 1.2453 | 1.1192 | 0.77553 | 0.85362 | 419.5804 | 0 | 3617.5681 | 0 | 0 | 0 | 1 | 0 | 0 | 1.0077
823 | Refrigeration | Unit | Energy Star Commercial Solid Door Freezer | Offices | Turnover | CofTgs823 | 1 | 0.81119 | 6993.007 | 0 | GS | 12 | 0.57723 | 0.60437 | 0.83705 | 1.097 | 1.2026 | 1.2026 | 1.289 | 1.2891 | 1.2453 | 1.1192 | 0.77553 | 0.85362 | 419.5804 | 0 | 3617.5681 | 0 | 0 | 0 | 1 | 0 | 0 | 1.0077
823 | Refrigeration | Unit | Energy Star Commercial Solid Door Freezer | Offices | New | CofNgs823 | 1 | 0.81119 | 6993.007 | 0 | GS | 12 | 0.57723 | 0.60437 | 0.83705 | 1.097 | 1.2026 | 1.2026 | 1.289 | 1.2891 | 1.2453 | 1.1192 | 0.77553 | 0.85362 | 419.5804 | 0 | 3617.5681 | 0 | 0 | 0 | 1 | 0 | 0 | 1.0077
823 | Refrigeration | Unit | Energy Star Commercial Solid Door Freezer | Restaurants | Turnover | CreTgs823 | 1 | 0.80142 | 7092.1986 | 0 | GS | 12 | 0.57723 | 0.60437 | 0.83705 | 1.097 | 1.2026 | 1.2026 | 1.289 | 1.2891 | 1.2453 | 1.1192 | 0.77553 | 0.85362 | 425.5319 | 0 | 3668.8811 | 0 | 0 | 0 | 1 | 0 | 0 | 1.0077
823 | Refrigeration | Unit | Energy Star Commercial Solid Door Freezer | Restaurants | New | CreNgs823 | 1 | 0.80142 | 7092.1986 | 0 | GS | 12 | 0.57723 | 0.60437 | 0.83705 | 1.097 | 1.2026 | 1.2026 | 1.289 | 1.2891 | 1.2453 | 1.1192 | 0.77553 | 0.85362 | 425.5319 | 0 | 3668.8811 | 0 | 0 | 0 | 1 | 0 | 0 | 1.0077
823 | Refrigeration | Unit | Energy Star Commercial Solid Door Freezer | Retail | Turnover | CrtTgs823 | 1 | 0.79333 | 6666.6667 | 0 | GS | 12 | 0.57723 | 0.60437 | 0.83705 | 1.097 | 1.2026 | 1.2026 | 1.289 | 1.2891 | 1.2453 | 1.1192 | 0.77553 | 0.85362 | 400 | 0 | 3448.7482 | 0 | 0 | 0 | 1 | 0 | 0 | 1.0077
823 | Refrigeration | Unit | Energy Star Commercial Solid Door Freezer | Retail | New | CrtNgs823 | 1 | 0.79333 | 6666.6667 | 0 | GS | 12 | 0.57723 | 0.60437 | 0.83705 | 1.097 | 1.2026 | 1.2026 | 1.289 | 1.2891 | 1.2453 | 1.1192 | 0.77553 | 0.85362 | 400 | 0 | 3448.7482 | 0 | 0 | 0 | 1 | 0 | 0 | 1.0077
823 | Refrigeration | Unit | Energy Star Commercial Solid Door Freezer | Schools K-12 | Turnover | CscTgs823 | 1 | 0.81119 | 6993.007 | 0 | GS | 12 | 0.57723 | 0.60437 | 0.83705 | 1.097 | 1.2026 | 1.2026 | 1.289 | 1.2891 | 1.2453 | 1.1192 | 0.77553 | 0.85362 | 419.5804 | 0 | 3617.5681 | 0 | 0 | 0 | 1 | 0 | 0 | 1.0077
823 | Refrigeration | Unit | Energy Star Commercial Solid Door Freezer | Schools K-12 | New | CscNgs823 | 1 | 0.81119 | 6993.007 | 0 | GS | 12 | 0.57723 | 0.60437 | 0.83705 | 1.097 | 1.2026 | 1.2026 | 1.289 | 1.2891 | 1.2453 | 1.1192 | 0.77553 | 0.85362 | 419.5804 | 0 | 3617.5681 | 0 | 0 | 0 | 1 | 0 | 0 | 1.0077
823 | Refrigeration | Unit | Energy Star Commercial Solid Door Freezer | Warehouse | Turnover | CwaTgs823 | 1 | 0.81119 | 6993.007 | 0 | GS | 12 | 0.57723 | 0.60437 | 0.83705 | 1.097 | 1.2026 | 1.2026 | 1.289 | 1.2891 | 1.2453 | 1.1192 | 0.77553 | 0.85362 | 419.5804 | 0 | 3617.5681 | 0 | 0 | 0 | 1 | 0 | 0 | 1.0077
823 | Refrigeration | Unit | Energy Star Commercial Solid Door Freezer | Warehouse | New | CwaNgs823 | 1 | 0.81119 | 6993.007 | 0 | GS | 12 | 0.57723 | 0.60437 | 0.83705 | 1.097 | 1.2026 | 1.2026 | 1.289 | 1.2891 | 1.2453 | 1.1192 | 0.77553 | 0.85362 | 419.5804 | 0 | 3617.5681 | 0 | 0 | 0 | 1 | 0 | 0 | 1.0077
824 | Refrigeration | Unit | Energy Star Commercial Solid Door Refrigerator | Assembly | Turnover | CasTgs824 | 1 | 0.79333 | 6666.6667 | 0 | GS | 12 | 0.57723 | 0.60437 | 0.83705 | 1.097 | 1.2026 | 1.2026 | 1.289 | 1.2891 | 1.2453 | 1.1192 | 0.77553 | 0.85362 | 400 | 0 | 7238.2731 | 0 | 0 | 0 | 1 | 0 | 0 | 1.0077
824 | Refrigeration | Unit | Energy Star Commercial Solid Door Refrigerator | Assembly | New | CasNgs824 | 1 | 0.79333 | 6666.6667 | 0 | GS | 12 | 0.57723 | 0.60437 | 0.83705 | 1.097 | 1.2026 | 1.2026 | 1.289 | 1.2891 | 1.2453 | 1.1192 | 0.77553 | 0.85362 | 400 | 0 | 7238.2731 | 0 | 0 | 0 | 1 | 0 | 0 | 1.0077
824 | Refrigeration | Unit | Energy Star Commercial Solid Door Refrigerator | College and University | Turnover | CcoTgs824 | 1 | 0.79333 | 6666.6667 | 0 | GS | 12 | 0.57723 | 0.60437 | 0.83705 | 1.097 | 1.2026 | 1.2026 | 1.289 | 1.2891 | 1.2453 | 1.1192 | 0.77553 | 0.85362 | 400 | 0 | 7238.2731 | 0 | 0 | 0 | 1 | 0 | 0 | 1.0077
824 | Refrigeration | Unit | Energy Star Commercial Solid Door Refrigerator | College and University | New | CcoNgs824 | 1 | 0.79333 | 6666.6667 | 0 | GS | 12 | 0.57723 | 0.60437 | 0.83705 | 1.097 | 1.2026 | 1.2026 | 1.289 | 1.2891 | 1.2453 | 1.1192 | 0.77553 | 0.85362 | 400 | 0 | 7238.2731 | 0 | 0 | 0 | 1 | 0 | 0 | 1.0077
824 | Refrigeration | Unit | Energy Star Commercial Solid Door Refrigerator | Data Center | Turnover | CdaTgs824 | 1 | 0.81119 | 6993.007 | 0 | GS | 12 | 0.57723 | 0.60437 | 0.83705 | 1.097 | 1.2026 | 1.2026 | 1.289 | 1.2891 | 1.2453 | 1.1192 | 0.77553 | 0.85362 | 419.5804 | 0 | 7592.5942 | 0 | 0 | 0 | 1 | 0 | 0 | 1.0077
824 | Refrigeration | Unit | Energy Star Commercial Solid Door Refrigerator | Data Center | New | CdaNgs824 | 1 | 0.81119 | 6993.007 | 0 | GS | 12 | 0.57723 | 0.60437 | 0.83705 | 1.097 | 1.2026 | 1.2026 | 1.289 | 1.2891 | 1.2453 | 1.1192 | 0.77553 | 0.85362 | 419.5804 | 0 | 7592.5942 | 0 | 0 | 0 | 1 | 0 | 0 | 1.0077
824 | Refrigeration | Unit | Energy Star Commercial Solid Door Refrigerator | Grocery | Turnover | CgrTgs824 | 1 | 0.79333 | 6666.6667 | 0 | GS | 12 | 0.57723 | 0.60437 | 0.83705 | 1.097 | 1.2026 | 1.2026 | 1.289 | 1.2891 | 1.2453 | 1.1192 | 0.77553 | 0.85362 | 400 | 0 | 7238.2731 | 0 | 0 | 0 | 1 | 0 | 0 | 1.0077
824 | Refrigeration | Unit | Energy Star Commercial Solid Door Refrigerator | Grocery | New | CgrNgs824 | 1 | 0.79333 | 6666.6667 | 0 | GS | 12 | 0.57723 | 0.60437 | 0.83705 | 1.097 | 1.2026 | 1.2026 | 1.289 | 1.2891 | 1.2453 | 1.1192 | 0.77553 | 0.85362 | 400 | 0 | 7238.2731 | 0 | 0 | 0 | 1 | 0 | 0 | 1.0077
824 | Refrigeration | Unit | Energy Star Commercial Solid Door Refrigerator | Healthcare | Turnover | CheTgs824 | 1 | 0.79333 | 6666.6667 | 0 | GS | 12 | 0.57723 | 0.60437 | 0.83705 | 1.097 | 1.2026 | 1.2026 | 1.289 | 1.2891 | 1.2453 | 1.1192 | 0.77553 | 0.85362 | 400 | 0 | 7238.2731 | 0 | 0 | 0 | 1 | 0 | 0 | 1.0077
824 | Refrigeration | Unit | Energy Star Commercial Solid Door Refrigerator | Healthcare | New | CheNgs824 | 1 | 0.79333 | 6666.6667 | 0 | GS | 12 | 0.57723 | 0.60437 | 0.83705 | 1.097 | 1.2026 | 1.2026 | 1.289 | 1.2891 | 1.2453 | 1.1192 | 0.77553 | 0.85362 | 400 | 0 | 7238.2731 | 0 | 0 | 0 | 1 | 0 | 0 | 1.0077
824 | Refrigeration | Unit | Energy Star Commercial Solid Door Refrigerator | Hospitals | Turnover | ChoTgs824 | 1 | 0.79333 | 6666.6667 | 0 | GS | 12 | 0.57723 | 0.60437 | 0.83705 | 1.097 | 1.2026 | 1.2026 | 1.289 | 1.2891 | 1.2453 | 1.1192 | 0.77553 | 0.85362 | 400 | 0 | 7238.2731 | 0 | 0 | 0 | 1 | 0 | 0 | 1.0077
824 | Refrigeration | Unit | Energy Star Commercial Solid Door Refrigerator | Hospitals | New | ChoNgs824 | 1 | 0.79333 | 6666.6667 | 0 | GS | 12 | 0.57723 | 0.60437 | 0.83705 | 1.097 | 1.2026 | 1.2026 | 1.289 | 1.2891 | 1.2453 | 1.1192 | 0.77553 | 0.85362 | 400 | 0 | 7238.2731 | 0 | 0 | 0 | 1 | 0 | 0 | 1.0077
824 | Refrigeration | Unit | Energy Star Commercial Solid Door Refrigerator | Institutional | Turnover | CinTgs824 | 1 | 0.81119 | 6993.007 | 0 | GS | 12 | 0.57723 | 0.60437 | 0.83705 | 1.097 | 1.2026 | 1.2026 | 1.289 | 1.2891 | 1.2453 | 1.1192 | 0.77553 | 0.85362 | 419.5804 | 0 | 7592.5942 | 0 | 0 | 0 | 1 | 0 | 0 | 1.0077
824 | Refrigeration | Unit | Energy Star Commercial Solid Door Refrigerator | Institutional | New | CinNgs824 | 1 | 0.81119 | 6993.007 | 0 | GS | 12 | 0.57723 | 0.60437 | 0.83705 | 1.097 | 1.2026 | 1.2026 | 1.289 | 1.2891 | 1.2453 | 1.1192 | 0.77553 | 0.85362 | 419.5804 | 0 | 7592.5942 | 0 | 0 | 0 | 1 | 0 | 0 | 1.0077
824 | Refrigeration | Unit | Energy Star Commercial Solid Door Refrigerator | Lodging/Hospitality | Turnover | CloTgs824 | 1 | 0.79333 | 6666.6667 | 0 | GS | 12 | 0.57723 | 0.60437 | 0.83705 | 1.097 | 1.2026 | 1.2026 | 1.289 | 1.2891 | 1.2453 | 1.1192 | 0.77553 | 0.85362 | 400 | 0 | 7238.2731 | 0 | 0 | 0 | 1 | 0 | 0 | 1.0077
824 | Refrigeration | Unit | Energy Star Commercial Solid Door Refrigerator | Lodging/Hospitality | New | CloNgs824 | 1 | 0.79333 | 6666.6667 | 0 | GS | 12 | 0.57723 | 0.60437 | 0.83705 | 1.097 | 1.2026 | 1.2026 | 1.289 | 1.2891 | 1.2453 | 1.1192 | 0.77553 | 0.85362 | 400 | 0 | 7238.2731 | 0 | 0 | 0 | 1 | 0 | 0 | 1.0077
824 | Refrigeration | Unit | Energy Star Commercial Solid Door Refrigerator | Miscellaneous | Turnover | CmiTgs824 | 1 | 0.81119 | 6993.007 | 0 | GS | 12 | 0.57723 | 0.60437 | 0.83705 | 1.097 | 1.2026 | 1.2026 | 1.289 | 1.2891 | 1.2453 | 1.1192 | 0.77553 | 0.85362 | 419.5804 | 0 | 7592.5942 | 0 | 0 | 0 | 1 | 0 | 0 | 1.0077
824 | Refrigeration | Unit | Energy Star Commercial Solid Door Refrigerator | Miscellaneous | New | CmiNgs824 | 1 | 0.81119 | 6993.007 | 0 | GS | 12 | 0.57723 | 0.60437 | 0.83705 | 1.097 | 1.2026 | 1.2026 | 1.289 | 1.2891 | 1.2453 | 1.1192 | 0.77553 | 0.85362 | 419.5804 | 0 | 7592.5942 | 0 | 0 | 0 | 1 | 0 | 0 | 1.0077
824 | Refrigeration | Unit | Energy Star Commercial Solid Door Refrigerator | Offices | Turnover | CofTgs824 | 1 | 0.81119 | 6993.007 | 0 | GS | 12 | 0.57723 | 0.60437 | 0.83705 | 1.097 | 1.2026 | 1.2026 | 1.289 | 1.2891 | 1.2453 | 1.1192 | 0.77553 | 0.85362 | 419.5804 | 0 | 7592.5942 | 0 | 0 | 0 | 1 | 0 | 0 | 1.0077
824 | Refrigeration | Unit | Energy Star Commercial Solid Door Refrigerator | Offices | New | CofNgs824 | 1 | 0.81119 | 6993.007 | 0 | GS | 12 | 0.57723 | 0.60437 | 0.83705 | 1.097 | 1.2026 | 1.2026 | 1.289 | 1.2891 | 1.2453 | 1.1192 | 0.77553 | 0.85362 | 419.5804 | 0 | 7592.5942 | 0 | 0 | 0 | 1 | 0 | 0 | 1.0077
824 | Refrigeration | Unit | Energy Star Commercial Solid Door Refrigerator | Restaurants | Turnover | CreTgs824 | 1 | 0.80142 | 7092.1986 | 0 | GS | 12 | 0.57723 | 0.60437 | 0.83705 | 1.097 | 1.2026 | 1.2026 | 1.289 | 1.2891 | 1.2453 | 1.1192 | 0.77553 | 0.85362 | 425.5319 | 0 | 7700.2906 | 0 | 0 | 0 | 1 | 0 | 0 | 1.0077
824 | Refrigeration | Unit | Energy Star Commercial Solid Door Refrigerator | Restaurants | New | CreNgs824 | 1 | 0.80142 | 7092.1986 | 0 | GS | 12 | 0.57723 | 0.60437 | 0.83705 | 1.097 | 1.2026 | 1.2026 | 1.289 | 1.2891 | 1.2453 | 1.1192 | 0.77553 | 0.85362 | 425.5319 | 0 | 7700.2906 | 0 | 0 | 0 | 1 | 0 | 0 | 1.0077
824 | Refrigeration | Unit | Energy Star Commercial Solid Door Refrigerator | Retail | Turnover | CrtTgs824 | 1 | 0.79333 | 6666.6667 | 0 | GS | 12 | 0.57723 | 0.60437 | 0.83705 | 1.097 | 1.2026 | 1.2026 | 1.289 | 1.2891 | 1.2453 | 1.1192 | 0.77553 | 0.85362 | 400 | 0 | 7238.2731 | 0 | 0 | 0 | 1 | 0 | 0 | 1.0077
824 | Refrigeration | Unit | Energy Star Commercial Solid Door Refrigerator | Retail | New | CrtNgs824 | 1 | 0.79333 | 6666.6667 | 0 | GS | 12 | 0.57723 | 0.60437 | 0.83705 | 1.097 | 1.2026 | 1.2026 | 1.289 | 1.2891 | 1.2453 | 1.1192 | 0.77553 | 0.85362 | 400 | 0 | 7238.2731 | 0 | 0 | 0 | 1 | 0 | 0 | 1.0077
824 | Refrigeration | Unit | Energy Star Commercial Solid Door Refrigerator | Schools K-12 | Turnover | CscTgs824 | 1 | 0.81119 | 6993.007 | 0 | GS | 12 | 0.57723 | 0.60437 | 0.83705 | 1.097 | 1.2026 | 1.2026 | 1.289 | 1.2891 | 1.2453 | 1.1192 | 0.77553 | 0.85362 | 419.5804 | 0 | 7592.5942 | 0 | 0 | 0 | 1 | 0 | 0 | 1.0077
824 | Refrigeration | Unit | Energy Star Commercial Solid Door Refrigerator | Schools K-12 | New | CscNgs824 | 1 | 0.81119 | 6993.007 | 0 | GS | 12 | 0.57723 | 0.60437 | 0.83705 | 1.097 | 1.2026 | 1.2026 | 1.289 | 1.2891 | 1.2453 | 1.1192 | 0.77553 | 0.85362 | 419.5804 | 0 | 7592.5942 | 0 | 0 | 0 | 1 | 0 | 0 | 1.0077
824 | Refrigeration | Unit | Energy Star Commercial Solid Door Refrigerator | Warehouse | Turnover | CwaTgs824 | 1 | 0.81119 | 6993.007 | 0 | GS | 12 | 0.57723 | 0.60437 | 0.83705 | 1.097 | 1.2026 | 1.2026 | 1.289 | 1.2891 | 1.2453 | 1.1192 | 0.77553 | 0.85362 | 419.5804 | 0 | 7592.5942 | 0 | 0 | 0 | 1 | 0 | 0 | 1.0077
824 | Refrigeration | Unit | Energy Star Commercial Solid Door Refrigerator | Warehouse | New | CwaNgs824 | 1 | 0.81119 | 6993.007 | 0 | GS | 12 | 0.57723 | 0.60437 | 0.83705 | 1.097 | 1.2026 | 1.2026 | 1.289 | 1.2891 | 1.2453 | 1.1192 | 0.77553 | 0.85362 | 419.5804 | 0 | 7592.5942 | 0 | 0 | 0 | 1 | 0 | 0 | 1.0077
825 | Refrigeration | Unit | Energy Star Ice Maker | Assembly | Turnover | CasTgs825 | 1 | 0.79333 | 6666.6667 | 0 | GS | 9 | 1 | 1 | 1 | 1 | 1 | 1 | 1 | 1 | 1 | 1 | 1 | 1 | 400 | 0 | 0.61728 | 0 | 0 | 0 | 1 | 0 | 0 | 1
825 | Refrigeration | Unit | Energy Star Ice Maker | Assembly | New | CasNgs825 | 1 | 0.79333 | 6666.6667 | 0 | GS | 9 | 1 | 1 | 1 | 1 | 1 | 1 | 1 | 1 | 1 | 1 | 1 | 1 | 400 | 0 | 0.61728 | 0 | 0 | 0 | 1 | 0 | 0 | 1
825 | Refrigeration | Unit | Energy Star Ice Maker | College and University | Turnover | CcoTgs825 | 1 | 0.79333 | 6666.6667 | 0 | GS | 9 | 1 | 1 | 1 | 1 | 1 | 1 | 1 | 1 | 1 | 1 | 1 | 1 | 400 | 0 | 0.61728 | 0 | 0 | 0 | 1 | 0 | 0 | 1
825 | Refrigeration | Unit | Energy Star Ice Maker | College and University | New | CcoNgs825 | 1 | 0.79333 | 6666.6667 | 0 | GS | 9 | 1 | 1 | 1 | 1 | 1 | 1 | 1 | 1 | 1 | 1 | 1 | 1 | 400 | 0 | 0.61728 | 0 | 0 | 0 | 1 | 0 | 0 | 1
825 | Refrigeration | Unit | Energy Star Ice Maker | Data Center | Turnover | CdaTgs825 | 1 | 0.81119 | 6993.007 | 0 | GS | 9 | 1 | 1 | 1 | 1 | 1 | 1 | 1 | 1 | 1 | 1 | 1 | 1 | 419.5804 | 0 | 0.6475 | 0 | 0 | 0 | 1 | 0 | 0 | 1
825 | Refrigeration | Unit | Energy Star Ice Maker | Data Center | New | CdaNgs825 | 1 | 0.81119 | 6993.007 | 0 | GS | 9 | 1 | 1 | 1 | 1 | 1 | 1 | 1 | 1 | 1 | 1 | 1 | 1 | 419.5804 | 0 | 0.6475 | 0 | 0 | 0 | 1 | 0 | 0 | 1
825 | Refrigeration | Unit | Energy Star Ice Maker | Grocery | Turnover | CgrTgs825 | 1 | 0.79333 | 6666.6667 | 0 | GS | 9 | 1 | 1 | 1 | 1 | 1 | 1 | 1 | 1 | 1 | 1 | 1 | 1 | 400 | 0 | 0.61728 | 0 | 0 | 0 | 1 | 0 | 0 | 1
825 | Refrigeration | Unit | Energy Star Ice Maker | Grocery | New | CgrNgs825 | 1 | 0.79333 | 6666.6667 | 0 | GS | 9 | 1 | 1 | 1 | 1 | 1 | 1 | 1 | 1 | 1 | 1 | 1 | 1 | 400 | 0 | 0.61728 | 0 | 0 | 0 | 1 | 0 | 0 | 1
825 | Refrigeration | Unit | Energy Star Ice Maker | Healthcare | Turnover | CheTgs825 | 1 | 0.79333 | 6666.6667 | 0 | GS | 9 | 1 | 1 | 1 | 1 | 1 | 1 | 1 | 1 | 1 | 1 | 1 | 1 | 400 | 0 | 0.61728 | 0 | 0 | 0 | 1 | 0 | 0 | 1
825 | Refrigeration | Unit | Energy Star Ice Maker | Healthcare | New | CheNgs825 | 1 | 0.79333 | 6666.6667 | 0 | GS | 9 | 1 | 1 | 1 | 1 | 1 | 1 | 1 | 1 | 1 | 1 | 1 | 1 | 400 | 0 | 0.61728 | 0 | 0 | 0 | 1 | 0 | 0 | 1
825 | Refrigeration | Unit | Energy Star Ice Maker | Hospitals | Turnover | ChoTgs825 | 1 | 0.79333 | 6666.6667 | 0 | GS | 9 | 1 | 1 | 1 | 1 | 1 | 1 | 1 | 1 | 1 | 1 | 1 | 1 | 400 | 0 | 0.61728 | 0 | 0 | 0 | 1 | 0 | 0 | 1
825 | Refrigeration | Unit | Energy Star Ice Maker | Hospitals | New | ChoNgs825 | 1 | 0.79333 | 6666.6667 | 0 | GS | 9 | 1 | 1 | 1 | 1 | 1 | 1 | 1 | 1 | 1 | 1 | 1 | 1 | 400 | 0 | 0.61728 | 0 | 0 | 0 | 1 | 0 | 0 | 1
825 | Refrigeration | Unit | Energy Star Ice Maker | Institutional | Turnover | CinTgs825 | 1 | 0.81119 | 6993.007 | 0 | GS | 9 | 1 | 1 | 1 | 1 | 1 | 1 | 1 | 1 | 1 | 1 | 1 | 1 | 419.5804 | 0 | 0.6475 | 0 | 0 | 0 | 1 | 0 | 0 | 1
825 | Refrigeration | Unit | Energy Star Ice Maker | Institutional | New | CinNgs825 | 1 | 0.81119 | 6993.007 | 0 | GS | 9 | 1 | 1 | 1 | 1 | 1 | 1 | 1 | 1 | 1 | 1 | 1 | 1 | 419.5804 | 0 | 0.6475 | 0 | 0 | 0 | 1 | 0 | 0 | 1
825 | Refrigeration | Unit | Energy Star Ice Maker | Lodging/Hospitality | Turnover | CloTgs825 | 1 | 0.79333 | 6666.6667 | 0 | GS | 9 | 1 | 1 | 1 | 1 | 1 | 1 | 1 | 1 | 1 | 1 | 1 | 1 | 400 | 0 | 0.61728 | 0 | 0 | 0 | 1 | 0 | 0 | 1
825 | Refrigeration | Unit | Energy Star Ice Maker | Lodging/Hospitality | New | CloNgs825 | 1 | 0.79333 | 6666.6667 | 0 | GS | 9 | 1 | 1 | 1 | 1 | 1 | 1 | 1 | 1 | 1 | 1 | 1 | 1 | 400 | 0 | 0.61728 | 0 | 0 | 0 | 1 | 0 | 0 | 1
825 | Refrigeration | Unit | Energy Star Ice Maker | Miscellaneous | Turnover | CmiTgs825 | 1 | 0.81119 | 6993.007 | 0 | GS | 9 | 1 | 1 | 1 | 1 | 1 | 1 | 1 | 1 | 1 | 1 | 1 | 1 | 419.5804 | 0 | 0.6475 | 0 | 0 | 0 | 1 | 0 | 0 | 1
825 | Refrigeration | Unit | Energy Star Ice Maker | Miscellaneous | New | CmiNgs825 | 1 | 0.81119 | 6993.007 | 0 | GS | 9 | 1 | 1 | 1 | 1 | 1 | 1 | 1 | 1 | 1 | 1 | 1 | 1 | 419.5804 | 0 | 0.6475 | 0 | 0 | 0 | 1 | 0 | 0 | 1
825 | Refrigeration | Unit | Energy Star Ice Maker | Offices | Turnover | CofTgs825 | 1 | 0.81119 | 6993.007 | 0 | GS | 9 | 1 | 1 | 1 | 1 | 1 | 1 | 1 | 1 | 1 | 1 | 1 | 1 | 419.5804 | 0 | 0.6475 | 0 | 0 | 0 | 1 | 0 | 0 | 1
825 | Refrigeration | Unit | Energy Star Ice Maker | Offices | New | CofNgs825 | 1 | 0.81119 | 6993.007 | 0 | GS | 9 | 1 | 1 | 1 | 1 | 1 | 1 | 1 | 1 | 1 | 1 | 1 | 1 | 419.5804 | 0 | 0.6475 | 0 | 0 | 0 | 1 | 0 | 0 | 1
825 | Refrigeration | Unit | Energy Star Ice Maker | Restaurants | Turnover | CreTgs825 | 1 | 0.80142 | 7092.1986 | 0 | GS | 9 | 1 | 1 | 1 | 1 | 1 | 1 | 1 | 1 | 1 | 1 | 1 | 1 | 425.5319 | 0 | 0.65669 | 0 | 0 | 0 | 1 | 0 | 0 | 1
825 | Refrigeration | Unit | Energy Star Ice Maker | Restaurants | New | CreNgs825 | 1 | 0.80142 | 7092.1986 | 0 | GS | 9 | 1 | 1 | 1 | 1 | 1 | 1 | 1 | 1 | 1 | 1 | 1 | 1 | 425.5319 | 0 | 0.65669 | 0 | 0 | 0 | 1 | 0 | 0 | 1
825 | Refrigeration | Unit | Energy Star Ice Maker | Retail | Turnover | CrtTgs825 | 1 | 0.79333 | 6666.6667 | 0 | GS | 9 | 1 | 1 | 1 | 1 | 1 | 1 | 1 | 1 | 1 | 1 | 1 | 1 | 400 | 0 | 0.61728 | 0 | 0 | 0 | 1 | 0 | 0 | 1
825 | Refrigeration | Unit | Energy Star Ice Maker | Retail | New | CrtNgs825 | 1 | 0.79333 | 6666.6667 | 0 | GS | 9 | 1 | 1 | 1 | 1 | 1 | 1 | 1 | 1 | 1 | 1 | 1 | 1 | 400 | 0 | 0.61728 | 0 | 0 | 0 | 1 | 0 | 0 | 1
825 | Refrigeration | Unit | Energy Star Ice Maker | Schools K-12 | Turnover | CscTgs825 | 1 | 0.81119 | 6993.007 | 0 | GS | 9 | 1 | 1 | 1 | 1 | 1 | 1 | 1 | 1 | 1 | 1 | 1 | 1 | 419.5804 | 0 | 0.6475 | 0 | 0 | 0 | 1 | 0 | 0 | 1
825 | Refrigeration | Unit | Energy Star Ice Maker | Schools K-12 | New | CscNgs825 | 1 | 0.81119 | 6993.007 | 0 | GS | 9 | 1 | 1 | 1 | 1 | 1 | 1 | 1 | 1 | 1 | 1 | 1 | 1 | 419.5804 | 0 | 0.6475 | 0 | 0 | 0 | 1 | 0 | 0 | 1
825 | Refrigeration | Unit | Energy Star Ice Maker | Warehouse | Turnover | CwaTgs825 | 1 | 0.81119 | 6993.007 | 0 | GS | 9 | 1 | 1 | 1 | 1 | 1 | 1 | 1 | 1 | 1 | 1 | 1 | 1 | 419.5804 | 0 | 0.6475 | 0 | 0 | 0 | 1 | 0 | 0 | 1
825 | Refrigeration | Unit | Energy Star Ice Maker | Warehouse | New | CwaNgs825 | 1 | 0.81119 | 6993.007 | 0 | GS | 9 | 1 | 1 | 1 | 1 | 1 | 1 | 1 | 1 | 1 | 1 | 1 | 1 | 419.5804 | 0 | 0.6475 | 0 | 0 | 0 | 1 | 0 | 0 | 1
826 | Refrigeration | Unit | High Efficiency Refrigeration Compressor_Discus | Assembly | Existing | CasEgs826 | 1 | 0.79333 | 6666.6667 | 0 | GS | 16 | 0.57723 | 0.60437 | 0.83705 | 1.097 | 1.2026 | 1.2026 | 1.289 | 1.2891 | 1.2453 | 1.1192 | 0.77553 | 0.85362 | 335.2213 | 0 | 15498.155 | 0 | 0 | 0 | 1 | 0 | 0 | 1.0077
826 | Refrigeration | Unit | High Efficiency Refrigeration Compressor_Discus | Assembly | New | CasNgs826 | 1 | 0.79333 | 6666.6667 | 0 | GS | 16 | 0.57723 | 0.60437 | 0.83705 | 1.097 | 1.2026 | 1.2026 | 1.289 | 1.2891 | 1.2453 | 1.1192 | 0.77553 | 0.85362 | 335.2213 | 0 | 15498.155 | 0 | 0 | 0 | 1 | 0 | 0 | 1.0077
826 | Refrigeration | Unit | High Efficiency Refrigeration Compressor_Discus | College and University | Existing | CcoEgs826 | 1 | 0.79333 | 6666.6667 | 0 | GS | 16 | 0.57723 | 0.60437 | 0.83705 | 1.097 | 1.2026 | 1.2026 | 1.289 | 1.2891 | 1.2453 | 1.1192 | 0.77553 | 0.85362 | 335.2213 | 0 | 15498.155 | 0 | 0 | 0 | 1 | 0 | 0 | 1.0077
826 | Refrigeration | Unit | High Efficiency Refrigeration Compressor_Discus | College and University | New | CcoNgs826 | 1 | 0.79333 | 6666.6667 | 0 | GS | 16 | 0.57723 | 0.60437 | 0.83705 | 1.097 | 1.2026 | 1.2026 | 1.289 | 1.2891 | 1.2453 | 1.1192 | 0.77553 | 0.85362 | 335.2213 | 0 | 15498.155 | 0 | 0 | 0 | 1 | 0 | 0 | 1.0077
826 | Refrigeration | Unit | High Efficiency Refrigeration Compressor_Discus | Data Center | Existing | CdaEgs826 | 1 | 0.81119 | 6993.007 | 0 | GS | 16 | 0.57723 | 0.60437 | 0.83705 | 1.097 | 1.2026 | 1.2026 | 1.289 | 1.2891 | 1.2453 | 1.1192 | 0.77553 | 0.85362 | 351.6308 | 0 | 16256.8059 | 0 | 0 | 0 | 1 | 0 | 0 | 1.0077
826 | Refrigeration | Unit | High Efficiency Refrigeration Compressor_Discus | Data Center | New | CdaNgs826 | 1 | 0.81119 | 6993.007 | 0 | GS | 16 | 0.57723 | 0.60437 | 0.83705 | 1.097 | 1.2026 | 1.2026 | 1.289 | 1.2891 | 1.2453 | 1.1192 | 0.77553 | 0.85362 | 351.6308 | 0 | 16256.8059 | 0 | 0 | 0 | 1 | 0 | 0 | 1.0077
826 | Refrigeration | Unit | High Efficiency Refrigeration Compressor_Discus | Grocery | Existing | CgrEgs826 | 1 | 0.79333 | 6666.6667 | 0 | GS | 16 | 0.57723 | 0.60437 | 0.83705 | 1.097 | 1.2026 | 1.2026 | 1.289 | 1.2891 | 1.2453 | 1.1192 | 0.77553 | 0.85362 | 335.2213 | 0 | 15498.155 | 0 | 0 | 0 | 1 | 0 | 0 | 1.0077
826 | Refrigeration | Unit | High Efficiency Refrigeration Compressor_Discus | Grocery | New | CgrNgs826 | 1 | 0.79333 | 6666.6667 | 0 | GS | 16 | 0.57723 | 0.60437 | 0.83705 | 1.097 | 1.2026 | 1.2026 | 1.289 | 1.2891 | 1.2453 | 1.1192 | 0.77553 | 0.85362 | 335.2213 | 0 | 15498.155 | 0 | 0 | 0 | 1 | 0 | 0 | 1.0077
826 | Refrigeration | Unit | High Efficiency Refrigeration Compressor_Discus | Healthcare | Existing | CheEgs826 | 1 | 0.79333 | 6666.6667 | 0 | GS | 16 | 0.57723 | 0.60437 | 0.83705 | 1.097 | 1.2026 | 1.2026 | 1.289 | 1.2891 | 1.2453 | 1.1192 | 0.77553 | 0.85362 | 335.2213 | 0 | 15498.155 | 0 | 0 | 0 | 1 | 0 | 0 | 1.0077
826 | Refrigeration | Unit | High Efficiency Refrigeration Compressor_Discus | Healthcare | New | CheNgs826 | 1 | 0.79333 | 6666.6667 | 0 | GS | 16 | 0.57723 | 0.60437 | 0.83705 | 1.097 | 1.2026 | 1.2026 | 1.289 | 1.2891 | 1.2453 | 1.1192 | 0.77553 | 0.85362 | 335.2213 | 0 | 15498.155 | 0 | 0 | 0 | 1 | 0 | 0 | 1.0077
826 | Refrigeration | Unit | High Efficiency Refrigeration Compressor_Discus | Hospitals | Existing | ChoEgs826 | 1 | 0.79333 | 6666.6667 | 0 | GS | 16 | 0.57723 | 0.60437 | 0.83705 | 1.097 | 1.2026 | 1.2026 | 1.289 | 1.2891 | 1.2453 | 1.1192 | 0.77553 | 0.85362 | 335.2213 | 0 | 15498.155 | 0 | 0 | 0 | 1 | 0 | 0 | 1.0077
826 | Refrigeration | Unit | High Efficiency Refrigeration Compressor_Discus | Hospitals | New | ChoNgs826 | 1 | 0.79333 | 6666.6667 | 0 | GS | 16 | 0.57723 | 0.60437 | 0.83705 | 1.097 | 1.2026 | 1.2026 | 1.289 | 1.2891 | 1.2453 | 1.1192 | 0.77553 | 0.85362 | 335.2213 | 0 | 15498.155 | 0 | 0 | 0 | 1 | 0 | 0 | 1.0077
826 | Refrigeration | Unit | High Efficiency Refrigeration Compressor_Discus | Institutional | Existing | CinEgs826 | 1 | 0.81119 | 6993.007 | 0 | GS | 16 | 0.57723 | 0.60437 | 0.83705 | 1.097 | 1.2026 | 1.2026 | 1.289 | 1.2891 | 1.2453 | 1.1192 | 0.77553 | 0.85362 | 351.6308 | 0 | 16256.8059 | 0 | 0 | 0 | 1 | 0 | 0 | 1.0077
826 | Refrigeration | Unit | High Efficiency Refrigeration Compressor_Discus | Institutional | New | CinNgs826 | 1 | 0.81119 | 6993.007 | 0 | GS | 16 | 0.57723 | 0.60437 | 0.83705 | 1.097 | 1.2026 | 1.2026 | 1.289 | 1.2891 | 1.2453 | 1.1192 | 0.77553 | 0.85362 | 351.6308 | 0 | 16256.8059 | 0 | 0 | 0 | 1 | 0 | 0 | 1.0077
826 | Refrigeration | Unit | High Efficiency Refrigeration Compressor_Discus | Lodging/Hospitality | Existing | CloEgs826 | 1 | 0.79333 | 6666.6667 | 0 | GS | 16 | 0.57723 | 0.60437 | 0.83705 | 1.097 | 1.2026 | 1.2026 | 1.289 | 1.2891 | 1.2453 | 1.1192 | 0.77553 | 0.85362 | 335.2213 | 0 | 15498.155 | 0 | 0 | 0 | 1 | 0 | 0 | 1.0077
826 | Refrigeration | Unit | High Efficiency Refrigeration Compressor_Discus | Lodging/Hospitality | New | CloNgs826 | 1 | 0.79333 | 6666.6667 | 0 | GS | 16 | 0.57723 | 0.60437 | 0.83705 | 1.097 | 1.2026 | 1.2026 | 1.289 | 1.2891 | 1.2453 | 1.1192 | 0.77553 | 0.85362 | 335.2213 | 0 | 15498.155 | 0 | 0 | 0 | 1 | 0 | 0 | 1.0077
826 | Refrigeration | Unit | High Efficiency Refrigeration Compressor_Discus | Miscellaneous | Existing | CmiEgs826 | 1 | 0.81119 | 6993.007 | 0 | GS | 16 | 0.57723 | 0.60437 | 0.83705 | 1.097 | 1.2026 | 1.2026 | 1.289 | 1.2891 | 1.2453 | 1.1192 | 0.77553 | 0.85362 | 351.6308 | 0 | 16256.8059 | 0 | 0 | 0 | 1 | 0 | 0 | 1.0077
826 | Refrigeration | Unit | High Efficiency Refrigeration Compressor_Discus | Miscellaneous | New | CmiNgs826 | 1 | 0.81119 | 6993.007 | 0 | GS | 16 | 0.57723 | 0.60437 | 0.83705 | 1.097 | 1.2026 | 1.2026 | 1.289 | 1.2891 | 1.2453 | 1.1192 | 0.77553 | 0.85362 | 351.6308 | 0 | 16256.8059 | 0 | 0 | 0 | 1 | 0 | 0 | 1.0077
826 | Refrigeration | Unit | High Efficiency Refrigeration Compressor_Discus | Offices | Existing | CofEgs826 | 1 | 0.81119 | 6993.007 | 0 | GS | 16 | 0.57723 | 0.60437 | 0.83705 | 1.097 | 1.2026 | 1.2026 | 1.289 | 1.2891 | 1.2453 | 1.1192 | 0.77553 | 0.85362 | 351.6308 | 0 | 16256.8059 | 0 | 0 | 0 | 1 | 0 | 0 | 1.0077
826 | Refrigeration | Unit | High Efficiency Refrigeration Compressor_Discus | Offices | New | CofNgs826 | 1 | 0.81119 | 6993.007 | 0 | GS | 16 | 0.57723 | 0.60437 | 0.83705 | 1.097 | 1.2026 | 1.2026 | 1.289 | 1.2891 | 1.2453 | 1.1192 | 0.77553 | 0.85362 | 351.6308 | 0 | 16256.8059 | 0 | 0 | 0 | 1 | 0 | 0 | 1.0077
826 | Refrigeration | Unit | High Efficiency Refrigeration Compressor_Discus | Restaurants | Existing | CreEgs826 | 1 | 0.80142 | 7092.1986 | 0 | GS | 16 | 0.57723 | 0.60437 | 0.83705 | 1.097 | 1.2026 | 1.2026 | 1.289 | 1.2891 | 1.2453 | 1.1192 | 0.77553 | 0.85362 | 356.6184 | 0 | 16487.3989 | 0 | 0 | 0 | 1 | 0 | 0 | 1.0077
826 | Refrigeration | Unit | High Efficiency Refrigeration Compressor_Discus | Restaurants | New | CreNgs826 | 1 | 0.80142 | 7092.1986 | 0 | GS | 16 | 0.57723 | 0.60437 | 0.83705 | 1.097 | 1.2026 | 1.2026 | 1.289 | 1.2891 | 1.2453 | 1.1192 | 0.77553 | 0.85362 | 356.6184 | 0 | 16487.3989 | 0 | 0 | 0 | 1 | 0 | 0 | 1.0077
826 | Refrigeration | Unit | High Efficiency Refrigeration Compressor_Discus | Retail | Existing | CrtEgs826 | 1 | 0.79333 | 6666.6667 | 0 | GS | 16 | 0.57723 | 0.60437 | 0.83705 | 1.097 | 1.2026 | 1.2026 | 1.289 | 1.2891 | 1.2453 | 1.1192 | 0.77553 | 0.85362 | 335.2213 | 0 | 15498.155 | 0 | 0 | 0 | 1 | 0 | 0 | 1.0077
826 | Refrigeration | Unit | High Efficiency Refrigeration Compressor_Discus | Retail | New | CrtNgs826 | 1 | 0.79333 | 6666.6667 | 0 | GS | 16 | 0.57723 | 0.60437 | 0.83705 | 1.097 | 1.2026 | 1.2026 | 1.289 | 1.2891 | 1.2453 | 1.1192 | 0.77553 | 0.85362 | 335.2213 | 0 | 15498.155 | 0 | 0 | 0 | 1 | 0 | 0 | 1.0077
826 | Refrigeration | Unit | High Efficiency Refrigeration Compressor_Discus | Schools K-12 | Existing | CscEgs826 | 1 | 0.81119 | 6993.007 | 0 | GS | 16 | 0.57723 | 0.60437 | 0.83705 | 1.097 | 1.2026 | 1.2026 | 1.289 | 1.2891 | 1.2453 | 1.1192 | 0.77553 | 0.85362 | 351.6308 | 0 | 16256.8059 | 0 | 0 | 0 | 1 | 0 | 0 | 1.0077
826 | Refrigeration | Unit | High Efficiency Refrigeration Compressor_Discus | Schools K-12 | New | CscNgs826 | 1 | 0.81119 | 6993.007 | 0 | GS | 16 | 0.57723 | 0.60437 | 0.83705 | 1.097 | 1.2026 | 1.2026 | 1.289 | 1.2891 | 1.2453 | 1.1192 | 0.77553 | 0.85362 | 351.6308 | 0 | 16256.8059 | 0 | 0 | 0 | 1 | 0 | 0 | 1.0077
826 | Refrigeration | Unit | High Efficiency Refrigeration Compressor_Discus | Warehouse | Existing | CwaEgs826 | 1 | 0.81119 | 6993.007 | 0 | GS | 16 | 0.57723 | 0.60437 | 0.83705 | 1.097 | 1.2026 | 1.2026 | 1.289 | 1.2891 | 1.2453 | 1.1192 | 0.77553 | 0.85362 | 351.6308 | 0 | 16256.8059 | 0 | 0 | 0 | 1 | 0 | 0 | 1.0077
826 | Refrigeration | Unit | High Efficiency Refrigeration Compressor_Discus | Warehouse | New | CwaNgs826 | 1 | 0.81119 | 6993.007 | 0 | GS | 16 | 0.57723 | 0.60437 | 0.83705 | 1.097 | 1.2026 | 1.2026 | 1.289 | 1.2891 | 1.2453 | 1.1192 | 0.77553 | 0.85362 | 351.6308 | 0 | 16256.8059 | 0 | 0 | 0 | 1 | 0 | 0 | 1.0077
827 | Refrigeration | Unit | High Efficiency Refrigeration Compressor_Scroll | Assembly | Existing | CasEgs827 | 1 | 0.79333 | 6666.6667 | 0 | GS | 16 | 0.57723 | 0.60437 | 0.83705 | 1.097 | 1.2026 | 1.2026 | 1.289 | 1.2891 | 1.2453 | 1.1192 | 0.77553 | 0.85362 | 335.2213 | 0 | 15475.3132 | 0 | 0 | 0 | 1 | 0 | 0 | 1.0077
827 | Refrigeration | Unit | High Efficiency Refrigeration Compressor_Scroll | Assembly | New | CasNgs827 | 1 | 0.79333 | 6666.6667 | 0 | GS | 16 | 0.57723 | 0.60437 | 0.83705 | 1.097 | 1.2026 | 1.2026 | 1.289 | 1.2891 | 1.2453 | 1.1192 | 0.77553 | 0.85362 | 335.2213 | 0 | 15475.3132 | 0 | 0 | 0 | 1 | 0 | 0 | 1.0077
827 | Refrigeration | Unit | High Efficiency Refrigeration Compressor_Scroll | College and University | Existing | CcoEgs827 | 1 | 0.79333 | 6666.6667 | 0 | GS | 16 | 0.57723 | 0.60437 | 0.83705 | 1.097 | 1.2026 | 1.2026 | 1.289 | 1.2891 | 1.2453 | 1.1192 | 0.77553 | 0.85362 | 335.2213 | 0 | 15475.3132 | 0 | 0 | 0 | 1 | 0 | 0 | 1.0077
827 | Refrigeration | Unit | High Efficiency Refrigeration Compressor_Scroll | College and University | New | CcoNgs827 | 1 | 0.79333 | 6666.6667 | 0 | GS | 16 | 0.57723 | 0.60437 | 0.83705 | 1.097 | 1.2026 | 1.2026 | 1.289 | 1.2891 | 1.2453 | 1.1192 | 0.77553 | 0.85362 | 335.2213 | 0 | 15475.3132 | 0 | 0 | 0 | 1 | 0 | 0 | 1.0077
827 | Refrigeration | Unit | High Efficiency Refrigeration Compressor_Scroll | Data Center | Existing | CdaEgs827 | 1 | 0.81119 | 6993.007 | 0 | GS | 16 | 0.57723 | 0.60437 | 0.83705 | 1.097 | 1.2026 | 1.2026 | 1.289 | 1.2891 | 1.2453 | 1.1192 | 0.77553 | 0.85362 | 351.6308 | 0 | 16232.846 | 0 | 0 | 0 | 1 | 0 | 0 | 1.0077
827 | Refrigeration | Unit | High Efficiency Refrigeration Compressor_Scroll | Data Center | New | CdaNgs827 | 1 | 0.81119 | 6993.007 | 0 | GS | 16 | 0.57723 | 0.60437 | 0.83705 | 1.097 | 1.2026 | 1.2026 | 1.289 | 1.2891 | 1.2453 | 1.1192 | 0.77553 | 0.85362 | 351.6308 | 0 | 16232.846 | 0 | 0 | 0 | 1 | 0 | 0 | 1.0077
827 | Refrigeration | Unit | High Efficiency Refrigeration Compressor_Scroll | Grocery | Existing | CgrEgs827 | 1 | 0.79333 | 6666.6667 | 0 | GS | 16 | 0.57723 | 0.60437 | 0.83705 | 1.097 | 1.2026 | 1.2026 | 1.289 | 1.2891 | 1.2453 | 1.1192 | 0.77553 | 0.85362 | 335.2213 | 0 | 15475.3132 | 0 | 0 | 0 | 1 | 0 | 0 | 1.0077
827 | Refrigeration | Unit | High Efficiency Refrigeration Compressor_Scroll | Grocery | New | CgrNgs827 | 1 | 0.79333 | 6666.6667 | 0 | GS | 16 | 0.57723 | 0.60437 | 0.83705 | 1.097 | 1.2026 | 1.2026 | 1.289 | 1.2891 | 1.2453 | 1.1192 | 0.77553 | 0.85362 | 335.2213 | 0 | 15475.3132 | 0 | 0 | 0 | 1 | 0 | 0 | 1.0077
827 | Refrigeration | Unit | High Efficiency Refrigeration Compressor_Scroll | Healthcare | Existing | CheEgs827 | 1 | 0.79333 | 6666.6667 | 0 | GS | 16 | 0.57723 | 0.60437 | 0.83705 | 1.097 | 1.2026 | 1.2026 | 1.289 | 1.2891 | 1.2453 | 1.1192 | 0.77553 | 0.85362 | 335.2213 | 0 | 15475.3132 | 0 | 0 | 0 | 1 | 0 | 0 | 1.0077
827 | Refrigeration | Unit | High Efficiency Refrigeration Compressor_Scroll | Healthcare | New | CheNgs827 | 1 | 0.79333 | 6666.6667 | 0 | GS | 16 | 0.57723 | 0.60437 | 0.83705 | 1.097 | 1.2026 | 1.2026 | 1.289 | 1.2891 | 1.2453 | 1.1192 | 0.77553 | 0.85362 | 335.2213 | 0 | 15475.3132 | 0 | 0 | 0 | 1 | 0 | 0 | 1.0077
827 | Refrigeration | Unit | High Efficiency Refrigeration Compressor_Scroll | Hospitals | Existing | ChoEgs827 | 1 | 0.79333 | 6666.6667 | 0 | GS | 16 | 0.57723 | 0.60437 | 0.83705 | 1.097 | 1.2026 | 1.2026 | 1.289 | 1.2891 | 1.2453 | 1.1192 | 0.77553 | 0.85362 | 335.2213 | 0 | 15475.3132 | 0 | 0 | 0 | 1 | 0 | 0 | 1.0077
827 | Refrigeration | Unit | High Efficiency Refrigeration Compressor_Scroll | Hospitals | New | ChoNgs827 | 1 | 0.79333 | 6666.6667 | 0 | GS | 16 | 0.57723 | 0.60437 | 0.83705 | 1.097 | 1.2026 | 1.2026 | 1.289 | 1.2891 | 1.2453 | 1.1192 | 0.77553 | 0.85362 | 335.2213 | 0 | 15475.3132 | 0 | 0 | 0 | 1 | 0 | 0 | 1.0077
827 | Refrigeration | Unit | High Efficiency Refrigeration Compressor_Scroll | Institutional | Existing | CinEgs827 | 1 | 0.81119 | 6993.007 | 0 | GS | 16 | 0.57723 | 0.60437 | 0.83705 | 1.097 | 1.2026 | 1.2026 | 1.289 | 1.2891 | 1.2453 | 1.1192 | 0.77553 | 0.85362 | 351.6308 | 0 | 16232.846 | 0 | 0 | 0 | 1 | 0 | 0 | 1.0077
827 | Refrigeration | Unit | High Efficiency Refrigeration Compressor_Scroll | Institutional | New | CinNgs827 | 1 | 0.81119 | 6993.007 | 0 | GS | 16 | 0.57723 | 0.60437 | 0.83705 | 1.097 | 1.2026 | 1.2026 | 1.289 | 1.2891 | 1.2453 | 1.1192 | 0.77553 | 0.85362 | 351.6308 | 0 | 16232.846 | 0 | 0 | 0 | 1 | 0 | 0 | 1.0077
827 | Refrigeration | Unit | High Efficiency Refrigeration Compressor_Scroll | Lodging/Hospitality | Existing | CloEgs827 | 1 | 0.79333 | 6666.6667 | 0 | GS | 16 | 0.57723 | 0.60437 | 0.83705 | 1.097 | 1.2026 | 1.2026 | 1.289 | 1.2891 | 1.2453 | 1.1192 | 0.77553 | 0.85362 | 335.2213 | 0 | 15475.3132 | 0 | 0 | 0 | 1 | 0 | 0 | 1.0077
827 | Refrigeration | Unit | High Efficiency Refrigeration Compressor_Scroll | Lodging/Hospitality | New | CloNgs827 | 1 | 0.79333 | 6666.6667 | 0 | GS | 16 | 0.57723 | 0.60437 | 0.83705 | 1.097 | 1.2026 | 1.2026 | 1.289 | 1.2891 | 1.2453 | 1.1192 | 0.77553 | 0.85362 | 335.2213 | 0 | 15475.3132 | 0 | 0 | 0 | 1 | 0 | 0 | 1.0077
827 | Refrigeration | Unit | High Efficiency Refrigeration Compressor_Scroll | Miscellaneous | Existing | CmiEgs827 | 1 | 0.81119 | 6993.007 | 0 | GS | 16 | 0.57723 | 0.60437 | 0.83705 | 1.097 | 1.2026 | 1.2026 | 1.289 | 1.2891 | 1.2453 | 1.1192 | 0.77553 | 0.85362 | 351.6308 | 0 | 16232.846 | 0 | 0 | 0 | 1 | 0 | 0 | 1.0077
827 | Refrigeration | Unit | High Efficiency Refrigeration Compressor_Scroll | Miscellaneous | New | CmiNgs827 | 1 | 0.81119 | 6993.007 | 0 | GS | 16 | 0.57723 | 0.60437 | 0.83705 | 1.097 | 1.2026 | 1.2026 | 1.289 | 1.2891 | 1.2453 | 1.1192 | 0.77553 | 0.85362 | 351.6308 | 0 | 16232.846 | 0 | 0 | 0 | 1 | 0 | 0 | 1.0077
827 | Refrigeration | Unit | High Efficiency Refrigeration Compressor_Scroll | Offices | Existing | CofEgs827 | 1 | 0.81119 | 6993.007 | 0 | GS | 16 | 0.57723 | 0.60437 | 0.83705 | 1.097 | 1.2026 | 1.2026 | 1.289 | 1.2891 | 1.2453 | 1.1192 | 0.77553 | 0.85362 | 351.6308 | 0 | 16232.846 | 0 | 0 | 0 | 1 | 0 | 0 | 1.0077
827 | Refrigeration | Unit | High Efficiency Refrigeration Compressor_Scroll | Offices | New | CofNgs827 | 1 | 0.81119 | 6993.007 | 0 | GS | 16 | 0.57723 | 0.60437 | 0.83705 | 1.097 | 1.2026 | 1.2026 | 1.289 | 1.2891 | 1.2453 | 1.1192 | 0.77553 | 0.85362 | 351.6308 | 0 | 16232.846 | 0 | 0 | 0 | 1 | 0 | 0 | 1.0077
827 | Refrigeration | Unit | High Efficiency Refrigeration Compressor_Scroll | Restaurants | Existing | CreEgs827 | 1 | 0.80142 | 7092.1986 | 0 | GS | 16 | 0.57723 | 0.60437 | 0.83705 | 1.097 | 1.2026 | 1.2026 | 1.289 | 1.2891 | 1.2453 | 1.1192 | 0.77553 | 0.85362 | 356.6184 | 0 | 16463.0991 | 0 | 0 | 0 | 1 | 0 | 0 | 1.0077
827 | Refrigeration | Unit | High Efficiency Refrigeration Compressor_Scroll | Restaurants | New | CreNgs827 | 1 | 0.80142 | 7092.1986 | 0 | GS | 16 | 0.57723 | 0.60437 | 0.83705 | 1.097 | 1.2026 | 1.2026 | 1.289 | 1.2891 | 1.2453 | 1.1192 | 0.77553 | 0.85362 | 356.6184 | 0 | 16463.0991 | 0 | 0 | 0 | 1 | 0 | 0 | 1.0077
827 | Refrigeration | Unit | High Efficiency Refrigeration Compressor_Scroll | Retail | Existing | CrtEgs827 | 1 | 0.79333 | 6666.6667 | 0 | GS | 16 | 0.57723 | 0.60437 | 0.83705 | 1.097 | 1.2026 | 1.2026 | 1.289 | 1.2891 | 1.2453 | 1.1192 | 0.77553 | 0.85362 | 335.2213 | 0 | 15475.3132 | 0 | 0 | 0 | 1 | 0 | 0 | 1.0077
827 | Refrigeration | Unit | High Efficiency Refrigeration Compressor_Scroll | Retail | New | CrtNgs827 | 1 | 0.79333 | 6666.6667 | 0 | GS | 16 | 0.57723 | 0.60437 | 0.83705 | 1.097 | 1.2026 | 1.2026 | 1.289 | 1.2891 | 1.2453 | 1.1192 | 0.77553 | 0.85362 | 335.2213 | 0 | 15475.3132 | 0 | 0 | 0 | 1 | 0 | 0 | 1.0077
827 | Refrigeration | Unit | High Efficiency Refrigeration Compressor_Scroll | Schools K-12 | Existing | CscEgs827 | 1 | 0.81119 | 6993.007 | 0 | GS | 16 | 0.57723 | 0.60437 | 0.83705 | 1.097 | 1.2026 | 1.2026 | 1.289 | 1.2891 | 1.2453 | 1.1192 | 0.77553 | 0.85362 | 351.6308 | 0 | 16232.846 | 0 | 0 | 0 | 1 | 0 | 0 | 1.0077
827 | Refrigeration | Unit | High Efficiency Refrigeration Compressor_Scroll | Schools K-12 | New | CscNgs827 | 1 | 0.81119 | 6993.007 | 0 | GS | 16 | 0.57723 | 0.60437 | 0.83705 | 1.097 | 1.2026 | 1.2026 | 1.289 | 1.2891 | 1.2453 | 1.1192 | 0.77553 | 0.85362 | 351.6308 | 0 | 16232.846 | 0 | 0 | 0 | 1 | 0 | 0 | 1.0077
827 | Refrigeration | Unit | High Efficiency Refrigeration Compressor_Scroll | Warehouse | Existing | CwaEgs827 | 1 | 0.81119 | 6993.007 | 0 | GS | 16 | 0.57723 | 0.60437 | 0.83705 | 1.097 | 1.2026 | 1.2026 | 1.289 | 1.2891 | 1.2453 | 1.1192 | 0.77553 | 0.85362 | 351.6308 | 0 | 16232.846 | 0 | 0 | 0 | 1 | 0 | 0 | 1.0077
827 | Refrigeration | Unit | High Efficiency Refrigeration Compressor_Scroll | Warehouse | New | CwaNgs827 | 1 | 0.81119 | 6993.007 | 0 | GS | 16 | 0.57723 | 0.60437 | 0.83705 | 1.097 | 1.2026 | 1.2026 | 1.289 | 1.2891 | 1.2453 | 1.1192 | 0.77553 | 0.85362 | 351.6308 | 0 | 16232.846 | 0 | 0 | 0 | 1 | 0 | 0 | 1.0077
828 | Refrigeration | Unit | Water Cooled Refrigeration Heat Recovery | Assembly | Existing | CasEgs828 | 1 | 1.523 | 8042.7228 | 0 | GS | 15 | 1 | 1 | 1 | 1 | 1 | 1 | 1 | 1 | 1 | 1 | 1 | 1 | 404.4138 | 0 | 643.521 | 0 | 0 | 0 | 1 | 0 | 0 | 1
828 | Refrigeration | Unit | Water Cooled Refrigeration Heat Recovery | Assembly | New | CasNgs828 | 1 | 1.523 | 8042.7228 | 0 | GS | 15 | 1 | 1 | 1 | 1 | 1 | 1 | 1 | 1 | 1 | 1 | 1 | 1 | 404.4138 | 0 | 643.521 | 0 | 0 | 0 | 1 | 0 | 0 | 1
828 | Refrigeration | Unit | Water Cooled Refrigeration Heat Recovery | College and University | Existing | CcoEgs828 | 1 | 1.2145 | 10905.4227 | 0 | GS | 15 | 1 | 1 | 1 | 1 | 1 | 1 | 1 | 1 | 1 | 1 | 1 | 1 | 548.3596 | 0 | 872.453 | 0 | 0 | 0 | 1 | 0 | 0 | 1
828 | Refrigeration | Unit | Water Cooled Refrigeration Heat Recovery | College and University | New | CcoNgs828 | 1 | 1.2145 | 10905.4227 | 0 | GS | 15 | 1 | 1 | 1 | 1 | 1 | 1 | 1 | 1 | 1 | 1 | 1 | 1 | 548.3596 | 0 | 872.453 | 0 | 0 | 0 | 1 | 0 | 0 | 1
828 | Refrigeration | Unit | Water Cooled Refrigeration Heat Recovery | Data Center | Existing | CdaEgs828 | 1 | 1.2145 | 10905.4227 | 0 | GS | 15 | 1 | 1 | 1 | 1 | 1 | 1 | 1 | 1 | 1 | 1 | 1 | 1 | 548.3596 | 0 | 872.436 | 0 | 0 | 0 | 1 | 0 | 0 | 1
828 | Refrigeration | Unit | Water Cooled Refrigeration Heat Recovery | Data Center | New | CdaNgs828 | 1 | 1.2145 | 10905.4227 | 0 | GS | 15 | 1 | 1 | 1 | 1 | 1 | 1 | 1 | 1 | 1 | 1 | 1 | 1 | 548.3596 | 0 | 872.436 | 0 | 0 | 0 | 1 | 0 | 0 | 1
828 | Refrigeration | Unit | Water Cooled Refrigeration Heat Recovery | Grocery | Existing | CgrEgs828 | 1 | 1.523 | 8042.7224 | 0 | GS | 15 | 1 | 1 | 1 | 1 | 1 | 1 | 1 | 1 | 1 | 1 | 1 | 1 | 404.4138 | 0 | 643.7357 | 0 | 0 | 0 | 1 | 0 | 0 | 1
828 | Refrigeration | Unit | Water Cooled Refrigeration Heat Recovery | Grocery | New | CgrNgs828 | 1 | 1.523 | 8042.7224 | 0 | GS | 15 | 1 | 1 | 1 | 1 | 1 | 1 | 1 | 1 | 1 | 1 | 1 | 1 | 404.4138 | 0 | 643.7357 | 0 | 0 | 0 | 1 | 0 | 0 | 1
828 | Refrigeration | Unit | Water Cooled Refrigeration Heat Recovery | Healthcare | Existing | CheEgs828 | 1 | 1.2145 | 10905.4226 | 0 | GS | 15 | 1 | 1 | 1 | 1 | 1 | 1 | 1 | 1 | 1 | 1 | 1 | 1 | 548.3596 | 0 | 872.7251 | 0 | 0 | 0 | 1 | 0 | 0 | 1
828 | Refrigeration | Unit | Water Cooled Refrigeration Heat Recovery | Healthcare | New | CheNgs828 | 1 | 1.2145 | 10905.4226 | 0 | GS | 15 | 1 | 1 | 1 | 1 | 1 | 1 | 1 | 1 | 1 | 1 | 1 | 1 | 548.3596 | 0 | 872.7251 | 0 | 0 | 0 | 1 | 0 | 0 | 1
828 | Refrigeration | Unit | Water Cooled Refrigeration Heat Recovery | Hospitals | Existing | ChoEgs828 | 1 | 1.2145 | 10905.4227 | 0 | GS | 15 | 1 | 1 | 1 | 1 | 1 | 1 | 1 | 1 | 1 | 1 | 1 | 1 | 548.3596 | 0 | 872.4326 | 0 | 0 | 0 | 1 | 0 | 0 | 1
828 | Refrigeration | Unit | Water Cooled Refrigeration Heat Recovery | Hospitals | New | ChoNgs828 | 1 | 1.2145 | 10905.4227 | 0 | GS | 15 | 1 | 1 | 1 | 1 | 1 | 1 | 1 | 1 | 1 | 1 | 1 | 1 | 548.3596 | 0 | 872.4326 | 0 | 0 | 0 | 1 | 0 | 0 | 1
828 | Refrigeration | Unit | Water Cooled Refrigeration Heat Recovery | Institutional | Existing | CinEgs828 | 1 | 1.2145 | 10905.4229 | 0 | GS | 15 | 1 | 1 | 1 | 1 | 1 | 1 | 1 | 1 | 1 | 1 | 1 | 1 | 548.3596 | 0 | 872.2837 | 0 | 0 | 0 | 1 | 0 | 0 | 1
828 | Refrigeration | Unit | Water Cooled Refrigeration Heat Recovery | Institutional | New | CinNgs828 | 1 | 1.2145 | 10905.4229 | 0 | GS | 15 | 1 | 1 | 1 | 1 | 1 | 1 | 1 | 1 | 1 | 1 | 1 | 1 | 548.3596 | 0 | 872.2837 | 0 | 0 | 0 | 1 | 0 | 0 | 1
828 | Refrigeration | Unit | Water Cooled Refrigeration Heat Recovery | Lodging/Hospitality | Existing | CloEgs828 | 1 | 4.0096 | 25413.8002 | 0 | GS | 15 | 1 | 1 | 1 | 1 | 1 | 1 | 1 | 1 | 1 | 1 | 1 | 1 | 1277.8872 | 0 | 2033.1251 | 0 | 0 | 0 | 1 | 0 | 0 | 1
828 | Refrigeration | Unit | Water Cooled Refrigeration Heat Recovery | Lodging/Hospitality | New | CloNgs828 | 1 | 4.0096 | 25413.8002 | 0 | GS | 15 | 1 | 1 | 1 | 1 | 1 | 1 | 1 | 1 | 1 | 1 | 1 | 1 | 1277.8872 | 0 | 2033.1251 | 0 | 0 | 0 | 1 | 0 | 0 | 1
828 | Refrigeration | Unit | Water Cooled Refrigeration Heat Recovery | Miscellaneous | Existing | CmiEgs828 | 1 | 1.523 | 8042.7228 | 0 | GS | 15 | 1 | 1 | 1 | 1 | 1 | 1 | 1 | 1 | 1 | 1 | 1 | 1 | 404.4138 | 0 | 643.3417 | 0 | 0 | 0 | 1 | 0 | 0 | 1
828 | Refrigeration | Unit | Water Cooled Refrigeration Heat Recovery | Miscellaneous | New | CmiNgs828 | 1 | 1.523 | 8042.7228 | 0 | GS | 15 | 1 | 1 | 1 | 1 | 1 | 1 | 1 | 1 | 1 | 1 | 1 | 1 | 404.4138 | 0 | 643.3417 | 0 | 0 | 0 | 1 | 0 | 0 | 1
828 | Refrigeration | Unit | Water Cooled Refrigeration Heat Recovery | Offices | Existing | CofEgs828 | 1 | 1.523 | 8042.7228 | 0 | GS | 15 | 1 | 1 | 1 | 1 | 1 | 1 | 1 | 1 | 1 | 1 | 1 | 1 | 404.4138 | 0 | 643.5498 | 0 | 0 | 0 | 1 | 0 | 0 | 1
828 | Refrigeration | Unit | Water Cooled Refrigeration Heat Recovery | Offices | New | CofNgs828 | 1 | 1.523 | 8042.7228 | 0 | GS | 15 | 1 | 1 | 1 | 1 | 1 | 1 | 1 | 1 | 1 | 1 | 1 | 1 | 404.4138 | 0 | 643.5498 | 0 | 0 | 0 | 1 | 0 | 0 | 1
828 | Refrigeration | Unit | Water Cooled Refrigeration Heat Recovery | Restaurants | Existing | CreEgs828 | 1 | 1.523 | 8042.7229 | 0 | GS | 15 | 1 | 1 | 1 | 1 | 1 | 1 | 1 | 1 | 1 | 1 | 1 | 1 | 404.4139 | 0 | 643.4303 | 0 | 0 | 0 | 1 | 0 | 0 | 1
828 | Refrigeration | Unit | Water Cooled Refrigeration Heat Recovery | Restaurants | New | CreNgs828 | 1 | 1.523 | 8042.7229 | 0 | GS | 15 | 1 | 1 | 1 | 1 | 1 | 1 | 1 | 1 | 1 | 1 | 1 | 1 | 404.4139 | 0 | 643.4303 | 0 | 0 | 0 | 1 | 0 | 0 | 1
828 | Refrigeration | Unit | Water Cooled Refrigeration Heat Recovery | Retail | Existing | CrtEgs828 | 1 | 1.523 | 8042.7229 | 0 | GS | 15 | 1 | 1 | 1 | 1 | 1 | 1 | 1 | 1 | 1 | 1 | 1 | 1 | 404.4139 | 0 | 643.3966 | 0 | 0 | 0 | 1 | 0 | 0 | 1
828 | Refrigeration | Unit | Water Cooled Refrigeration Heat Recovery | Retail | New | CrtNgs828 | 1 | 1.523 | 8042.7229 | 0 | GS | 15 | 1 | 1 | 1 | 1 | 1 | 1 | 1 | 1 | 1 | 1 | 1 | 1 | 404.4139 | 0 | 643.3966 | 0 | 0 | 0 | 1 | 0 | 0 | 1
828 | Refrigeration | Unit | Water Cooled Refrigeration Heat Recovery | Schools K-12 | Existing | CscEgs828 | 1 | 1.523 | 8042.7229 | 0 | GS | 15 | 1 | 1 | 1 | 1 | 1 | 1 | 1 | 1 | 1 | 1 | 1 | 1 | 404.4139 | 0 | 643.4103 | 0 | 0 | 0 | 1 | 0 | 0 | 1
828 | Refrigeration | Unit | Water Cooled Refrigeration Heat Recovery | Schools K-12 | New | CscNgs828 | 1 | 1.523 | 8042.7229 | 0 | GS | 15 | 1 | 1 | 1 | 1 | 1 | 1 | 1 | 1 | 1 | 1 | 1 | 1 | 404.4139 | 0 | 643.4103 | 0 | 0 | 0 | 1 | 0 | 0 | 1
828 | Refrigeration | Unit | Water Cooled Refrigeration Heat Recovery | Warehouse | Existing | CwaEgs828 | 1 | 1.523 | 8042.7226 | 0 | GS | 15 | 1 | 1 | 1 | 1 | 1 | 1 | 1 | 1 | 1 | 1 | 1 | 1 | 404.4138 | 0 | 643.7427 | 0 | 0 | 0 | 1 | 0 | 0 | 1
828 | Refrigeration | Unit | Water Cooled Refrigeration Heat Recovery | Warehouse | New | CwaNgs828 | 1 | 1.523 | 8042.7226 | 0 | GS | 15 | 1 | 1 | 1 | 1 | 1 | 1 | 1 | 1 | 1 | 1 | 1 | 1 | 404.4138 | 0 | 643.7427 | 0 | 0 | 0 | 1 | 0 | 0 | 1
829 | Refrigeration | Unit | Zero Energy Doors | Assembly | Existing | CasEgs829 | 1 | 0.79333 | 6666.6667 | 0 | GS | 11 | 1 | 1 | 1 | 1 | 1 | 1 | 1 | 1 | 1 | 1 | 1 | 1 | 400 | 0 | 602.9331 | 0 | 0 | 0 | 1 | 0 | 0 | 1
829 | Refrigeration | Unit | Zero Energy Doors | Assembly | New | CasNgs829 | 1 | 0.79333 | 6666.6667 | 0 | GS | 11 | 1 | 1 | 1 | 1 | 1 | 1 | 1 | 1 | 1 | 1 | 1 | 1 | 400 | 0 | 602.9331 | 0 | 0 | 0 | 1 | 0 | 0 | 1
829 | Refrigeration | Unit | Zero Energy Doors | College and University | Existing | CcoEgs829 | 1 | 0.79333 | 6666.6667 | 0 | GS | 11 | 1 | 1 | 1 | 1 | 1 | 1 | 1 | 1 | 1 | 1 | 1 | 1 | 400 | 0 | 602.9331 | 0 | 0 | 0 | 1 | 0 | 0 | 1
829 | Refrigeration | Unit | Zero Energy Doors | College and University | New | CcoNgs829 | 1 | 0.79333 | 6666.6667 | 0 | GS | 11 | 1 | 1 | 1 | 1 | 1 | 1 | 1 | 1 | 1 | 1 | 1 | 1 | 400 | 0 | 602.9331 | 0 | 0 | 0 | 1 | 0 | 0 | 1
829 | Refrigeration | Unit | Zero Energy Doors | Data Center | Existing | CdaEgs829 | 1 | 0.81119 | 6993.007 | 0 | GS | 11 | 1 | 1 | 1 | 1 | 1 | 1 | 1 | 1 | 1 | 1 | 1 | 1 | 419.5804 | 0 | 632.4473 | 0 | 0 | 0 | 1 | 0 | 0 | 1
829 | Refrigeration | Unit | Zero Energy Doors | Data Center | New | CdaNgs829 | 1 | 0.81119 | 6993.007 | 0 | GS | 11 | 1 | 1 | 1 | 1 | 1 | 1 | 1 | 1 | 1 | 1 | 1 | 1 | 419.5804 | 0 | 632.4473 | 0 | 0 | 0 | 1 | 0 | 0 | 1
829 | Refrigeration | Unit | Zero Energy Doors | Grocery | Existing | CgrEgs829 | 1 | 0.79333 | 6666.6667 | 0 | GS | 11 | 1 | 1 | 1 | 1 | 1 | 1 | 1 | 1 | 1 | 1 | 1 | 1 | 400 | 0 | 602.9331 | 0 | 0 | 0 | 1 | 0 | 0 | 1
829 | Refrigeration | Unit | Zero Energy Doors | Grocery | New | CgrNgs829 | 1 | 0.79333 | 6666.6667 | 0 | GS | 11 | 1 | 1 | 1 | 1 | 1 | 1 | 1 | 1 | 1 | 1 | 1 | 1 | 400 | 0 | 602.9331 | 0 | 0 | 0 | 1 | 0 | 0 | 1
829 | Refrigeration | Unit | Zero Energy Doors | Healthcare | Existing | CheEgs829 | 1 | 0.79333 | 6666.6667 | 0 | GS | 11 | 1 | 1 | 1 | 1 | 1 | 1 | 1 | 1 | 1 | 1 | 1 | 1 | 400 | 0 | 602.9331 | 0 | 0 | 0 | 1 | 0 | 0 | 1
829 | Refrigeration | Unit | Zero Energy Doors | Healthcare | New | CheNgs829 | 1 | 0.79333 | 6666.6667 | 0 | GS | 11 | 1 | 1 | 1 | 1 | 1 | 1 | 1 | 1 | 1 | 1 | 1 | 1 | 400 | 0 | 602.9331 | 0 | 0 | 0 | 1 | 0 | 0 | 1
829 | Refrigeration | Unit | Zero Energy Doors | Hospitals | Existing | ChoEgs829 | 1 | 0.79333 | 6666.6667 | 0 | GS | 11 | 1 | 1 | 1 | 1 | 1 | 1 | 1 | 1 | 1 | 1 | 1 | 1 | 400 | 0 | 602.9331 | 0 | 0 | 0 | 1 | 0 | 0 | 1
829 | Refrigeration | Unit | Zero Energy Doors | Hospitals | New | ChoNgs829 | 1 | 0.79333 | 6666.6667 | 0 | GS | 11 | 1 | 1 | 1 | 1 | 1 | 1 | 1 | 1 | 1 | 1 | 1 | 1 | 400 | 0 | 602.9331 | 0 | 0 | 0 | 1 | 0 | 0 | 1
829 | Refrigeration | Unit | Zero Energy Doors | Institutional | Existing | CinEgs829 | 1 | 0.81119 | 6993.007 | 0 | GS | 11 | 1 | 1 | 1 | 1 | 1 | 1 | 1 | 1 | 1 | 1 | 1 | 1 | 419.5804 | 0 | 632.4473 | 0 | 0 | 0 | 1 | 0 | 0 | 1
829 | Refrigeration | Unit | Zero Energy Doors | Institutional | New | CinNgs829 | 1 | 0.81119 | 6993.007 | 0 | GS | 11 | 1 | 1 | 1 | 1 | 1 | 1 | 1 | 1 | 1 | 1 | 1 | 1 | 419.5804 | 0 | 632.4473 | 0 | 0 | 0 | 1 | 0 | 0 | 1
829 | Refrigeration | Unit | Zero Energy Doors | Lodging/Hospitality | Existing | CloEgs829 | 1 | 0.79333 | 6666.6667 | 0 | GS | 11 | 1 | 1 | 1 | 1 | 1 | 1 | 1 | 1 | 1 | 1 | 1 | 1 | 400 | 0 | 602.9331 | 0 | 0 | 0 | 1 | 0 | 0 | 1
829 | Refrigeration | Unit | Zero Energy Doors | Lodging/Hospitality | New | CloNgs829 | 1 | 0.79333 | 6666.6667 | 0 | GS | 11 | 1 | 1 | 1 | 1 | 1 | 1 | 1 | 1 | 1 | 1 | 1 | 1 | 400 | 0 | 602.9331 | 0 | 0 | 0 | 1 | 0 | 0 | 1
829 | Refrigeration | Unit | Zero Energy Doors | Miscellaneous | Existing | CmiEgs829 | 1 | 0.81119 | 6993.007 | 0 | GS | 11 | 1 | 1 | 1 | 1 | 1 | 1 | 1 | 1 | 1 | 1 | 1 | 1 | 419.5804 | 0 | 632.4473 | 0 | 0 | 0 | 1 | 0 | 0 | 1
829 | Refrigeration | Unit | Zero Energy Doors | Miscellaneous | New | CmiNgs829 | 1 | 0.81119 | 6993.007 | 0 | GS | 11 | 1 | 1 | 1 | 1 | 1 | 1 | 1 | 1 | 1 | 1 | 1 | 1 | 419.5804 | 0 | 632.4473 | 0 | 0 | 0 | 1 | 0 | 0 | 1
829 | Refrigeration | Unit | Zero Energy Doors | Offices | Existing | CofEgs829 | 1 | 0.81119 | 6993.007 | 0 | GS | 11 | 1 | 1 | 1 | 1 | 1 | 1 | 1 | 1 | 1 | 1 | 1 | 1 | 419.5804 | 0 | 632.4473 | 0 | 0 | 0 | 1 | 0 | 0 | 1
829 | Refrigeration | Unit | Zero Energy Doors | Offices | New | CofNgs829 | 1 | 0.81119 | 6993.007 | 0 | GS | 11 | 1 | 1 | 1 | 1 | 1 | 1 | 1 | 1 | 1 | 1 | 1 | 1 | 419.5804 | 0 | 632.4473 | 0 | 0 | 0 | 1 | 0 | 0 | 1
829 | Refrigeration | Unit | Zero Energy Doors | Restaurants | Existing | CreEgs829 | 1 | 0.80142 | 7092.1986 | 0 | GS | 11 | 1 | 1 | 1 | 1 | 1 | 1 | 1 | 1 | 1 | 1 | 1 | 1 | 425.5319 | 0 | 641.4182 | 0 | 0 | 0 | 1 | 0 | 0 | 1
829 | Refrigeration | Unit | Zero Energy Doors | Restaurants | New | CreNgs829 | 1 | 0.80142 | 7092.1986 | 0 | GS | 11 | 1 | 1 | 1 | 1 | 1 | 1 | 1 | 1 | 1 | 1 | 1 | 1 | 425.5319 | 0 | 641.4182 | 0 | 0 | 0 | 1 | 0 | 0 | 1
829 | Refrigeration | Unit | Zero Energy Doors | Retail | Existing | CrtEgs829 | 1 | 0.79333 | 6666.6667 | 0 | GS | 11 | 1 | 1 | 1 | 1 | 1 | 1 | 1 | 1 | 1 | 1 | 1 | 1 | 400 | 0 | 602.9331 | 0 | 0 | 0 | 1 | 0 | 0 | 1
829 | Refrigeration | Unit | Zero Energy Doors | Retail | New | CrtNgs829 | 1 | 0.79333 | 6666.6667 | 0 | GS | 11 | 1 | 1 | 1 | 1 | 1 | 1 | 1 | 1 | 1 | 1 | 1 | 1 | 400 | 0 | 602.9331 | 0 | 0 | 0 | 1 | 0 | 0 | 1
829 | Refrigeration | Unit | Zero Energy Doors | Schools K-12 | Existing | CscEgs829 | 1 | 0.81119 | 6993.007 | 0 | GS | 11 | 1 | 1 | 1 | 1 | 1 | 1 | 1 | 1 | 1 | 1 | 1 | 1 | 419.5804 | 0 | 632.4473 | 0 | 0 | 0 | 1 | 0 | 0 | 1
829 | Refrigeration | Unit | Zero Energy Doors | Schools K-12 | New | CscNgs829 | 1 | 0.81119 | 6993.007 | 0 | GS | 11 | 1 | 1 | 1 | 1 | 1 | 1 | 1 | 1 | 1 | 1 | 1 | 1 | 419.5804 | 0 | 632.4473 | 0 | 0 | 0 | 1 | 0 | 0 | 1
829 | Refrigeration | Unit | Zero Energy Doors | Warehouse | Existing | CwaEgs829 | 1 | 0.81119 | 6993.007 | 0 | GS | 11 | 1 | 1 | 1 | 1 | 1 | 1 | 1 | 1 | 1 | 1 | 1 | 1 | 419.5804 | 0 | 632.4473 | 0 | 0 | 0 | 1 | 0 | 0 | 1
829 | Refrigeration | Unit | Zero Energy Doors | Warehouse | New | CwaNgs829 | 1 | 0.81119 | 6993.007 | 0 | GS | 11 | 1 | 1 | 1 | 1 | 1 | 1 | 1 | 1 | 1 | 1 | 1 | 1 | 419.5804 | 0 | 632.4473 | 0 | 0 | 0 | 1 | 0 | 0 | 1
901 | Water Heating | Ancillary | Drain water heat recovery | Assembly | Existing | CasEgs901 | 1 | 1.523 | 8042.723 | 0 | GS | 30 | 1.0063 | 0.98564 | 1.0265 | 1.0441 | 1.0994 | 1.0901 | 1.0679 | 1.0965 | 1.0642 | 1.0547 | 1.0277 | 1.0297 | 404.4139 | 0 | 5659.985 | 0 | 0 | 0 | 1 | 0 | 0 | 1.0494
901 | Water Heating | Ancillary | Drain water heat recovery | Assembly | New | CasNgs901 | 1 | 1.523 | 8042.723 | 0 | GS | 30 | 1.0063 | 0.98564 | 1.0265 | 1.0441 | 1.0994 | 1.0901 | 1.0679 | 1.0965 | 1.0642 | 1.0547 | 1.0277 | 1.0297 | 404.4139 | 0 | 5659.985 | 0 | 0 | 0 | 1 | 0 | 0 | 1.0494
901 | Water Heating | Ancillary | Drain water heat recovery | College and University | Existing | CcoEgs901 | 1 | 1.2145 | 10905.4227 | 0 | GS | 30 | 1.0063 | 0.98564 | 1.0265 | 1.0441 | 1.0994 | 1.0901 | 1.0679 | 1.0965 | 1.0642 | 1.0547 | 1.0277 | 1.0297 | 548.3596 | 0 | 3336.7516 | 0 | 0 | 0 | 1 | 0 | 0 | 1.0494
901 | Water Heating | Ancillary | Drain water heat recovery | College and University | New | CcoNgs901 | 1 | 1.2145 | 10905.4227 | 0 | GS | 30 | 1.0063 | 0.98564 | 1.0265 | 1.0441 | 1.0994 | 1.0901 | 1.0679 | 1.0965 | 1.0642 | 1.0547 | 1.0277 | 1.0297 | 548.3596 | 0 | 3336.7516 | 0 | 0 | 0 | 1 | 0 | 0 | 1.0494
901 | Water Heating | Ancillary | Drain water heat recovery | Data Center | Existing | CdaEgs901 | 1 | 1.2145 | 10905.4227 | 0 | GS | 30 | 1.0063 | 0.98564 | 1.0265 | 1.0441 | 1.0994 | 1.0901 | 1.0679 | 1.0965 | 1.0642 | 1.0547 | 1.0277 | 1.0297 | 548.3596 | 0 | 76745.1029 | 0 | 0 | 0 | 1 | 0 | 0 | 1.0494
901 | Water Heating | Ancillary | Drain water heat recovery | Data Center | New | CdaNgs901 | 1 | 1.2145 | 10905.4227 | 0 | GS | 30 | 1.0063 | 0.98564 | 1.0265 | 1.0441 | 1.0994 | 1.0901 | 1.0679 | 1.0965 | 1.0642 | 1.0547 | 1.0277 | 1.0297 | 548.3596 | 0 | 76745.1029 | 0 | 0 | 0 | 1 | 0 | 0 | 1.0494
901 | Water Heating | Ancillary | Drain water heat recovery | Grocery | Existing | CgrEgs901 | 1 | 1.523 | 8042.723 | 0 | GS | 30 | 1.0063 | 0.98564 | 1.0265 | 1.0441 | 1.0994 | 1.0901 | 1.0679 | 1.0965 | 1.0642 | 1.0547 | 1.0277 | 1.0297 | 404.4139 | 0 | 4244.9496 | 0 | 0 | 0 | 1 | 0 | 0 | 1.0494
901 | Water Heating | Ancillary | Drain water heat recovery | Grocery | New | CgrNgs901 | 1 | 1.523 | 8042.723 | 0 | GS | 30 | 1.0063 | 0.98564 | 1.0265 | 1.0441 | 1.0994 | 1.0901 | 1.0679 | 1.0965 | 1.0642 | 1.0547 | 1.0277 | 1.0297 | 404.4139 | 0 | 4244.9496 | 0 | 0 | 0 | 1 | 0 | 0 | 1.0494
901 | Water Heating | Ancillary | Drain water heat recovery | Healthcare | Existing | CheEgs901 | 1 | 1.2145 | 10905.4227 | 0 | GS | 30 | 1.0063 | 0.98564 | 1.0265 | 1.0441 | 1.0994 | 1.0901 | 1.0679 | 1.0965 | 1.0642 | 1.0547 | 1.0277 | 1.0297 | 548.3596 | 0 | 190.2775 | 0 | 0 | 0 | 1 | 0 | 0 | 1.0494
901 | Water Heating | Ancillary | Drain water heat recovery | Healthcare | New | CheNgs901 | 1 | 1.2145 | 10905.4227 | 0 | GS | 30 | 1.0063 | 0.98564 | 1.0265 | 1.0441 | 1.0994 | 1.0901 | 1.0679 | 1.0965 | 1.0642 | 1.0547 | 1.0277 | 1.0297 | 548.3596 | 0 | 190.2775 | 0 | 0 | 0 | 1 | 0 | 0 | 1.0494
901 | Water Heating | Ancillary | Drain water heat recovery | Hospitals | Existing | ChoEgs901 | 1 | 1.2145 | 10905.4227 | 0 | GS | 30 | 1.0063 | 0.98564 | 1.0265 | 1.0441 | 1.0994 | 1.0901 | 1.0679 | 1.0965 | 1.0642 | 1.0547 | 1.0277 | 1.0297 | 548.3596 | 0 | 1438.9742 | 0 | 0 | 0 | 1 | 0 | 0 | 1.0494
901 | Water Heating | Ancillary | Drain water heat recovery | Hospitals | New | ChoNgs901 | 1 | 1.2145 | 10905.4227 | 0 | GS | 30 | 1.0063 | 0.98564 | 1.0265 | 1.0441 | 1.0994 | 1.0901 | 1.0679 | 1.0965 | 1.0642 | 1.0547 | 1.0277 | 1.0297 | 548.3596 | 0 | 1438.9742 | 0 | 0 | 0 | 1 | 0 | 0 | 1.0494
901 | Water Heating | Ancillary | Drain water heat recovery | Institutional | Existing | CinEgs901 | 1 | 1.2145 | 10905.4227 | 0 | GS | 30 | 1.0063 | 0.98564 | 1.0265 | 1.0441 | 1.0994 | 1.0901 | 1.0679 | 1.0965 | 1.0642 | 1.0547 | 1.0277 | 1.0297 | 548.3596 | 0 | 19985.7423 | 0 | 0 | 0 | 1 | 0 | 0 | 1.0494
901 | Water Heating | Ancillary | Drain water heat recovery | Institutional | New | CinNgs901 | 1 | 1.2145 | 10905.4227 | 0 | GS | 30 | 1.0063 | 0.98564 | 1.0265 | 1.0441 | 1.0994 | 1.0901 | 1.0679 | 1.0965 | 1.0642 | 1.0547 | 1.0277 | 1.0297 | 548.3596 | 0 | 19985.7423 | 0 | 0 | 0 | 1 | 0 | 0 | 1.0494
901 | Water Heating | Ancillary | Drain water heat recovery | Lodging/Hospitality | Existing | CloEgs901 | 1 | 4.0096 | 25413.8002 | 0 | GS | 30 | 1.0063 | 0.98564 | 1.0265 | 1.0441 | 1.0994 | 1.0901 | 1.0679 | 1.0965 | 1.0642 | 1.0547 | 1.0277 | 1.0297 | 1277.8872 | 0 | 894.2291 | 0 | 0 | 0 | 1 | 0 | 0 | 1.0494
901 | Water Heating | Ancillary | Drain water heat recovery | Lodging/Hospitality | New | CloNgs901 | 1 | 4.0096 | 25413.8002 | 0 | GS | 30 | 1.0063 | 0.98564 | 1.0265 | 1.0441 | 1.0994 | 1.0901 | 1.0679 | 1.0965 | 1.0642 | 1.0547 | 1.0277 | 1.0297 | 1277.8872 | 0 | 894.2291 | 0 | 0 | 0 | 1 | 0 | 0 | 1.0494
901 | Water Heating | Ancillary | Drain water heat recovery | Miscellaneous | Existing | CmiEgs901 | 1 | 1.523 | 8042.7229 | 0 | GS | 30 | 1.0063 | 0.98564 | 1.0265 | 1.0441 | 1.0994 | 1.0901 | 1.0679 | 1.0965 | 1.0642 | 1.0547 | 1.0277 | 1.0297 | 404.4139 | 0 | 13583.8688 | 0 | 0 | 0 | 1 | 0 | 0 | 1.0494
901 | Water Heating | Ancillary | Drain water heat recovery | Miscellaneous | New | CmiNgs901 | 1 | 1.523 | 8042.7229 | 0 | GS | 30 | 1.0063 | 0.98564 | 1.0265 | 1.0441 | 1.0994 | 1.0901 | 1.0679 | 1.0965 | 1.0642 | 1.0547 | 1.0277 | 1.0297 | 404.4139 | 0 | 13583.8688 | 0 | 0 | 0 | 1 | 0 | 0 | 1.0494
901 | Water Heating | Ancillary | Drain water heat recovery | Offices | Existing | CofEgs901 | 1 | 1.523 | 8042.7229 | 0 | GS | 30 | 1.0063 | 0.98564 | 1.0265 | 1.0441 | 1.0994 | 1.0901 | 1.0679 | 1.0965 | 1.0642 | 1.0547 | 1.0277 | 1.0297 | 404.4139 | 0 | 5093.9536 | 0 | 0 | 0 | 1 | 0 | 0 | 1.0494
901 | Water Heating | Ancillary | Drain water heat recovery | Offices | New | CofNgs901 | 1 | 1.523 | 8042.7229 | 0 | GS | 30 | 1.0063 | 0.98564 | 1.0265 | 1.0441 | 1.0994 | 1.0901 | 1.0679 | 1.0965 | 1.0642 | 1.0547 | 1.0277 | 1.0297 | 404.4139 | 0 | 5093.9536 | 0 | 0 | 0 | 1 | 0 | 0 | 1.0494
901 | Water Heating | Ancillary | Drain water heat recovery | Restaurants | Existing | CreEgs901 | 1 | 1.523 | 8042.7229 | 0 | GS | 30 | 1.0063 | 0.98564 | 1.0265 | 1.0441 | 1.0994 | 1.0901 | 1.0679 | 1.0965 | 1.0642 | 1.0547 | 1.0277 | 1.0297 | 404.4139 | 0 | 1905.7048 | 0 | 0 | 0 | 1 | 0 | 0 | 1.0494
901 | Water Heating | Ancillary | Drain water heat recovery | Restaurants | New | CreNgs901 | 1 | 1.523 | 8042.7229 | 0 | GS | 30 | 1.0063 | 0.98564 | 1.0265 | 1.0441 | 1.0994 | 1.0901 | 1.0679 | 1.0965 | 1.0642 | 1.0547 | 1.0277 | 1.0297 | 404.4139 | 0 | 1905.7048 | 0 | 0 | 0 | 1 | 0 | 0 | 1.0494
901 | Water Heating | Ancillary | Drain water heat recovery | Retail | Existing | CrtEgs901 | 1 | 1.523 | 8042.723 | 0 | GS | 30 | 1.0063 | 0.98564 | 1.0265 | 1.0441 | 1.0994 | 1.0901 | 1.0679 | 1.0965 | 1.0642 | 1.0547 | 1.0277 | 1.0297 | 404.4139 | 0 | 40750.615 | 0 | 0 | 0 | 1 | 0 | 0 | 1.0494
901 | Water Heating | Ancillary | Drain water heat recovery | Retail | New | CrtNgs901 | 1 | 1.523 | 8042.723 | 0 | GS | 30 | 1.0063 | 0.98564 | 1.0265 | 1.0441 | 1.0994 | 1.0901 | 1.0679 | 1.0965 | 1.0642 | 1.0547 | 1.0277 | 1.0297 | 404.4139 | 0 | 40750.615 | 0 | 0 | 0 | 1 | 0 | 0 | 1.0494
901 | Water Heating | Ancillary | Drain water heat recovery | Schools K-12 | Existing | CscEgs901 | 1 | 1.523 | 8042.7229 | 0 | GS | 30 | 1.0063 | 0.98564 | 1.0265 | 1.0441 | 1.0994 | 1.0901 | 1.0679 | 1.0965 | 1.0642 | 1.0547 | 1.0277 | 1.0297 | 404.4139 | 0 | 2829.9664 | 0 | 0 | 0 | 1 | 0 | 0 | 1.0494
901 | Water Heating | Ancillary | Drain water heat recovery | Schools K-12 | New | CscNgs901 | 1 | 1.523 | 8042.7229 | 0 | GS | 30 | 1.0063 | 0.98564 | 1.0265 | 1.0441 | 1.0994 | 1.0901 | 1.0679 | 1.0965 | 1.0642 | 1.0547 | 1.0277 | 1.0297 | 404.4139 | 0 | 2829.9664 | 0 | 0 | 0 | 1 | 0 | 0 | 1.0494
901 | Water Heating | Ancillary | Drain water heat recovery | Warehouse | Existing | CwaEgs901 | 1 | 1.523 | 8042.723 | 0 | GS | 30 | 1.0063 | 0.98564 | 1.0265 | 1.0441 | 1.0994 | 1.0901 | 1.0679 | 1.0965 | 1.0642 | 1.0547 | 1.0277 | 1.0297 | 404.4139 | 0 | 8489.8992 | 0 | 0 | 0 | 1 | 0 | 0 | 1.0494
901 | Water Heating | Ancillary | Drain water heat recovery | Warehouse | New | CwaNgs901 | 1 | 1.523 | 8042.723 | 0 | GS | 30 | 1.0063 | 0.98564 | 1.0265 | 1.0441 | 1.0994 | 1.0901 | 1.0679 | 1.0965 | 1.0642 | 1.0547 | 1.0277 | 1.0297 | 404.4139 | 0 | 8489.8992 | 0 | 0 | 0 | 1 | 0 | 0 | 1.0494
902 | Water Heating | Ancillary | Faucet Aerator | Assembly | Existing | CasEgs902 | 1 | 1.523 | 8042.723 | 0 | GS | 10 | 1.4643 | 1.391 | 1.4253 | 1.4319 | 1.4238 | 1.3901 | 1.2504 | 1.3782 | 1.4309 | 1.4735 | 1.4117 | 1.4938 | 482.5634 | 0 | 282.3772 | 0 | 0 | 0 | 1 | 0 | 0 | 1.4137
902 | Water Heating | Ancillary | Faucet Aerator | Assembly | New | CasNgs902 | 1 | 1.523 | 8042.723 | 0 | GS | 10 | 1.4643 | 1.391 | 1.4253 | 1.4319 | 1.4238 | 1.3901 | 1.2504 | 1.3782 | 1.4309 | 1.4735 | 1.4117 | 1.4938 | 482.5634 | 0 | 282.3772 | 0 | 0 | 0 | 1 | 0 | 0 | 1.4137
902 | Water Heating | Ancillary | Faucet Aerator | College and University | Existing | CcoEgs902 | 1 | 1.2145 | 10905.4227 | 0 | GS | 10 | 1.4643 | 1.391 | 1.4253 | 1.4319 | 1.4238 | 1.3901 | 1.2504 | 1.3782 | 1.4309 | 1.4735 | 1.4117 | 1.4938 | 654.3254 | 0 | 4339.3694 | 0 | 0 | 0 | 1 | 0 | 0 | 1.4137
902 | Water Heating | Ancillary | Faucet Aerator | College and University | New | CcoNgs902 | 1 | 1.2145 | 10905.4227 | 0 | GS | 10 | 1.4643 | 1.391 | 1.4253 | 1.4319 | 1.4238 | 1.3901 | 1.2504 | 1.3782 | 1.4309 | 1.4735 | 1.4117 | 1.4938 | 654.3254 | 0 | 4339.3694 | 0 | 0 | 0 | 1 | 0 | 0 | 1.4137
902 | Water Heating | Ancillary | Faucet Aerator | Data Center | Existing | CdaEgs902 | 1 | 1.2145 | 10905.4227 | 0 | GS | 10 | 1.4643 | 1.391 | 1.4253 | 1.4319 | 1.4238 | 1.3901 | 1.2504 | 1.3782 | 1.4309 | 1.4735 | 1.4117 | 1.4938 | 654.3254 | 0 | 3063.0843 | 0 | 0 | 0 | 1 | 0 | 0 | 1.4137
902 | Water Heating | Ancillary | Faucet Aerator | Data Center | New | CdaNgs902 | 1 | 1.2145 | 10905.4227 | 0 | GS | 10 | 1.4643 | 1.391 | 1.4253 | 1.4319 | 1.4238 | 1.3901 | 1.2504 | 1.3782 | 1.4309 | 1.4735 | 1.4117 | 1.4938 | 654.3254 | 0 | 3063.0843 | 0 | 0 | 0 | 1 | 0 | 0 | 1.4137
902 | Water Heating | Ancillary | Faucet Aerator | Grocery | Existing | CgrEgs902 | 1 | 1.523 | 8042.723 | 0 | GS | 10 | 1.4643 | 1.391 | 1.4253 | 1.4319 | 1.4238 | 1.3901 | 1.2504 | 1.3782 | 1.4309 | 1.4735 | 1.4117 | 1.4938 | 482.5634 | 0 | 282.3772 | 0 | 0 | 0 | 1 | 0 | 0 | 1.4137
902 | Water Heating | Ancillary | Faucet Aerator | Grocery | New | CgrNgs902 | 1 | 1.523 | 8042.723 | 0 | GS | 10 | 1.4643 | 1.391 | 1.4253 | 1.4319 | 1.4238 | 1.3901 | 1.2504 | 1.3782 | 1.4309 | 1.4735 | 1.4117 | 1.4938 | 482.5634 | 0 | 282.3772 | 0 | 0 | 0 | 1 | 0 | 0 | 1.4137
902 | Water Heating | Ancillary | Faucet Aerator | Healthcare | Existing | CheEgs902 | 1 | 1.2145 | 10905.4227 | 0 | GS | 10 | 1.4643 | 1.391 | 1.4253 | 1.4319 | 1.4238 | 1.3901 | 1.2504 | 1.3782 | 1.4309 | 1.4735 | 1.4117 | 1.4938 | 654.3254 | 0 | 382.8855 | 0 | 0 | 0 | 1 | 0 | 0 | 1.4137
902 | Water Heating | Ancillary | Faucet Aerator | Healthcare | New | CheNgs902 | 1 | 1.2145 | 10905.4227 | 0 | GS | 10 | 1.4643 | 1.391 | 1.4253 | 1.4319 | 1.4238 | 1.3901 | 1.2504 | 1.3782 | 1.4309 | 1.4735 | 1.4117 | 1.4938 | 654.3254 | 0 | 382.8855 | 0 | 0 | 0 | 1 | 0 | 0 | 1.4137
902 | Water Heating | Ancillary | Faucet Aerator | Hospitals | Existing | ChoEgs902 | 1 | 1.2145 | 10905.4227 | 0 | GS | 10 | 1.4643 | 1.391 | 1.4253 | 1.4319 | 1.4238 | 1.3901 | 1.2504 | 1.3782 | 1.4309 | 1.4735 | 1.4117 | 1.4938 | 654.3254 | 0 | 4977.512 | 0 | 0 | 0 | 1 | 0 | 0 | 1.4137
902 | Water Heating | Ancillary | Faucet Aerator | Hospitals | New | ChoNgs902 | 1 | 1.2145 | 10905.4227 | 0 | GS | 10 | 1.4643 | 1.391 | 1.4253 | 1.4319 | 1.4238 | 1.3901 | 1.2504 | 1.3782 | 1.4309 | 1.4735 | 1.4117 | 1.4938 | 654.3254 | 0 | 4977.512 | 0 | 0 | 0 | 1 | 0 | 0 | 1.4137
902 | Water Heating | Ancillary | Faucet Aerator | Institutional | Existing | CinEgs902 | 1 | 1.2145 | 10905.4227 | 0 | GS | 10 | 1.4643 | 1.391 | 1.4253 | 1.4319 | 1.4238 | 1.3901 | 1.2504 | 1.3782 | 1.4309 | 1.4735 | 1.4117 | 1.4938 | 654.3254 | 0 | 20675.819 | 0 | 0 | 0 | 1 | 0 | 0 | 1.4137
902 | Water Heating | Ancillary | Faucet Aerator | Institutional | New | CinNgs902 | 1 | 1.2145 | 10905.4227 | 0 | GS | 10 | 1.4643 | 1.391 | 1.4253 | 1.4319 | 1.4238 | 1.3901 | 1.2504 | 1.3782 | 1.4309 | 1.4735 | 1.4117 | 1.4938 | 654.3254 | 0 | 20675.819 | 0 | 0 | 0 | 1 | 0 | 0 | 1.4137
902 | Water Heating | Ancillary | Faucet Aerator | Lodging/Hospitality | Existing | CloEgs902 | 1 | 4.0096 | 25413.8008 | 0 | GS | 10 | 1.4643 | 1.391 | 1.4253 | 1.4319 | 1.4238 | 1.3901 | 1.2504 | 1.3782 | 1.4309 | 1.4735 | 1.4117 | 1.4938 | 1524.8281 | 0 | 2379.3855 | 0 | 0 | 0 | 1 | 0 | 0 | 1.4137
902 | Water Heating | Ancillary | Faucet Aerator | Lodging/Hospitality | New | CloNgs902 | 1 | 4.0096 | 25413.8008 | 0 | GS | 10 | 1.4643 | 1.391 | 1.4253 | 1.4319 | 1.4238 | 1.3901 | 1.2504 | 1.3782 | 1.4309 | 1.4735 | 1.4117 | 1.4938 | 1524.8281 | 0 | 2379.3855 | 0 | 0 | 0 | 1 | 0 | 0 | 1.4137
902 | Water Heating | Ancillary | Faucet Aerator | Miscellaneous | Existing | CmiEgs902 | 1 | 1.523 | 8042.723 | 0 | GS | 10 | 1.4643 | 1.391 | 1.4253 | 1.4319 | 1.4238 | 1.3901 | 1.2504 | 1.3782 | 1.4309 | 1.4735 | 1.4117 | 1.4938 | 482.5634 | 0 | 2259.0173 | 0 | 0 | 0 | 1 | 0 | 0 | 1.4137
902 | Water Heating | Ancillary | Faucet Aerator | Miscellaneous | New | CmiNgs902 | 1 | 1.523 | 8042.723 | 0 | GS | 10 | 1.4643 | 1.391 | 1.4253 | 1.4319 | 1.4238 | 1.3901 | 1.2504 | 1.3782 | 1.4309 | 1.4735 | 1.4117 | 1.4938 | 482.5634 | 0 | 2259.0173 | 0 | 0 | 0 | 1 | 0 | 0 | 1.4137
902 | Water Heating | Ancillary | Faucet Aerator | Offices | Existing | CofEgs902 | 1 | 1.523 | 8042.723 | 0 | GS | 10 | 1.4643 | 1.391 | 1.4253 | 1.4319 | 1.4238 | 1.3901 | 1.2504 | 1.3782 | 1.4309 | 1.4735 | 1.4117 | 1.4938 | 482.5634 | 0 | 282.3772 | 0 | 0 | 0 | 1 | 0 | 0 | 1.4137
902 | Water Heating | Ancillary | Faucet Aerator | Offices | New | CofNgs902 | 1 | 1.523 | 8042.723 | 0 | GS | 10 | 1.4643 | 1.391 | 1.4253 | 1.4319 | 1.4238 | 1.3901 | 1.2504 | 1.3782 | 1.4309 | 1.4735 | 1.4117 | 1.4938 | 482.5634 | 0 | 282.3772 | 0 | 0 | 0 | 1 | 0 | 0 | 1.4137
902 | Water Heating | Ancillary | Faucet Aerator | Restaurants | Existing | CreEgs902 | 1 | 1.523 | 8042.723 | 0 | GS | 10 | 1.4643 | 1.391 | 1.4253 | 1.4319 | 1.4238 | 1.3901 | 1.2504 | 1.3782 | 1.4309 | 1.4735 | 1.4117 | 1.4938 | 482.5634 | 0 | 94.1257 | 0 | 0 | 0 | 1 | 0 | 0 | 1.4137
902 | Water Heating | Ancillary | Faucet Aerator | Restaurants | New | CreNgs902 | 1 | 1.523 | 8042.723 | 0 | GS | 10 | 1.4643 | 1.391 | 1.4253 | 1.4319 | 1.4238 | 1.3901 | 1.2504 | 1.3782 | 1.4309 | 1.4735 | 1.4117 | 1.4938 | 482.5634 | 0 | 94.1257 | 0 | 0 | 0 | 1 | 0 | 0 | 1.4137
902 | Water Heating | Ancillary | Faucet Aerator | Retail | Existing | CrtEgs902 | 1 | 1.523 | 8042.723 | 0 | GS | 10 | 1.4643 | 1.391 | 1.4253 | 1.4319 | 1.4238 | 1.3901 | 1.2504 | 1.3782 | 1.4309 | 1.4735 | 1.4117 | 1.4938 | 482.5634 | 0 | 188.2514 | 0 | 0 | 0 | 1 | 0 | 0 | 1.4137
902 | Water Heating | Ancillary | Faucet Aerator | Retail | New | CrtNgs902 | 1 | 1.523 | 8042.723 | 0 | GS | 10 | 1.4643 | 1.391 | 1.4253 | 1.4319 | 1.4238 | 1.3901 | 1.2504 | 1.3782 | 1.4309 | 1.4735 | 1.4117 | 1.4938 | 482.5634 | 0 | 188.2514 | 0 | 0 | 0 | 1 | 0 | 0 | 1.4137
902 | Water Heating | Ancillary | Faucet Aerator | Schools K-12 | Existing | CscEgs902 | 1 | 1.523 | 8042.723 | 0 | GS | 10 | 1.4643 | 1.391 | 1.4253 | 1.4319 | 1.4238 | 1.3901 | 1.2504 | 1.3782 | 1.4309 | 1.4735 | 1.4117 | 1.4938 | 482.5634 | 0 | 94.1257 | 0 | 0 | 0 | 1 | 0 | 0 | 1.4137
902 | Water Heating | Ancillary | Faucet Aerator | Schools K-12 | New | CscNgs902 | 1 | 1.523 | 8042.723 | 0 | GS | 10 | 1.4643 | 1.391 | 1.4253 | 1.4319 | 1.4238 | 1.3901 | 1.2504 | 1.3782 | 1.4309 | 1.4735 | 1.4117 | 1.4938 | 482.5634 | 0 | 94.1257 | 0 | 0 | 0 | 1 | 0 | 0 | 1.4137
902 | Water Heating | Ancillary | Faucet Aerator | Warehouse | Existing | CwaEgs902 | 1 | 1.523 | 8042.723 | 0 | GS | 10 | 1.4643 | 1.391 | 1.4253 | 1.4319 | 1.4238 | 1.3901 | 1.2504 | 1.3782 | 1.4309 | 1.4735 | 1.4117 | 1.4938 | 482.5634 | 0 | 94.1257 | 0 | 0 | 0 | 1 | 0 | 0 | 1.4137
902 | Water Heating | Ancillary | Faucet Aerator | Warehouse | New | CwaNgs902 | 1 | 1.523 | 8042.723 | 0 | GS | 10 | 1.4643 | 1.391 | 1.4253 | 1.4319 | 1.4238 | 1.3901 | 1.2504 | 1.3782 | 1.4309 | 1.4735 | 1.4117 | 1.4938 | 482.5634 | 0 | 94.1257 | 0 | 0 | 0 | 1 | 0 | 0 | 1.4137
903 | Water Heating | Ancillary | Low Flow Shower Head | Assembly | Existing | CasEgs903 | 1 | 1.523 | 8042.7222 | 0 | GS | 10 | 1 | 1 | 1 | 1 | 1 | 1 | 1 | 1 | 1 | 1 | 1 | 1 | 482.5633 | 0 | 2768.4015 | 0 | 0 | 0 | 1 | 0 | 0 | 1
903 | Water Heating | Ancillary | Low Flow Shower Head | Assembly | New | CasNgs903 | 1 | 1.523 | 8042.7222 | 0 | GS | 10 | 1 | 1 | 1 | 1 | 1 | 1 | 1 | 1 | 1 | 1 | 1 | 1 | 482.5633 | 0 | 2768.4015 | 0 | 0 | 0 | 1 | 0 | 0 | 1
903 | Water Heating | Ancillary | Low Flow Shower Head | College and University | Existing | CcoEgs903 | 1 | 1.2145 | 10905.4228 | 0 | GS | 10 | 1 | 1 | 1 | 1 | 1 | 1 | 1 | 1 | 1 | 1 | 1 | 1 | 654.3254 | 0 | 18303.4936 | 0 | 0 | 0 | 1 | 0 | 0 | 1
903 | Water Heating | Ancillary | Low Flow Shower Head | College and University | New | CcoNgs903 | 1 | 1.2145 | 10905.4228 | 0 | GS | 10 | 1 | 1 | 1 | 1 | 1 | 1 | 1 | 1 | 1 | 1 | 1 | 1 | 654.3254 | 0 | 18303.4936 | 0 | 0 | 0 | 1 | 0 | 0 | 1
903 | Water Heating | Ancillary | Low Flow Shower Head | Data Center | Existing | CdaEgs903 | 1 | 1.2145 | 10905.424 | 0 | GS | 10 | 1 | 1 | 1 | 1 | 1 | 1 | 1 | 1 | 1 | 1 | 1 | 1 | 654.3254 | 0 | 63814.2215 | 0 | 0 | 0 | 1 | 0 | 0 | 1
903 | Water Heating | Ancillary | Low Flow Shower Head | Data Center | New | CdaNgs903 | 1 | 1.2145 | 10905.424 | 0 | GS | 10 | 1 | 1 | 1 | 1 | 1 | 1 | 1 | 1 | 1 | 1 | 1 | 1 | 654.3254 | 0 | 63814.2215 | 0 | 0 | 0 | 1 | 0 | 0 | 1
903 | Water Heating | Ancillary | Low Flow Shower Head | Grocery | Existing | CgrEgs903 | 1 | 1.523 | 8042.7222 | 0 | GS | 10 | 1 | 1 | 1 | 1 | 1 | 1 | 1 | 1 | 1 | 1 | 1 | 1 | 482.5633 | 0 | 2768.4015 | 0 | 0 | 0 | 1 | 0 | 0 | 1
903 | Water Heating | Ancillary | Low Flow Shower Head | Grocery | New | CgrNgs903 | 1 | 1.523 | 8042.7222 | 0 | GS | 10 | 1 | 1 | 1 | 1 | 1 | 1 | 1 | 1 | 1 | 1 | 1 | 1 | 482.5633 | 0 | 2768.4015 | 0 | 0 | 0 | 1 | 0 | 0 | 1
903 | Water Heating | Ancillary | Low Flow Shower Head | Healthcare | Existing | CheEgs903 | 1 | 1.2145 | 10905.424 | 0 | GS | 10 | 1 | 1 | 1 | 1 | 1 | 1 | 1 | 1 | 1 | 1 | 1 | 1 | 654.3254 | 0 | 3753.7777 | 0 | 0 | 0 | 1 | 0 | 0 | 1
903 | Water Heating | Ancillary | Low Flow Shower Head | Healthcare | New | CheNgs903 | 1 | 1.2145 | 10905.424 | 0 | GS | 10 | 1 | 1 | 1 | 1 | 1 | 1 | 1 | 1 | 1 | 1 | 1 | 1 | 654.3254 | 0 | 3753.7777 | 0 | 0 | 0 | 1 | 0 | 0 | 1
903 | Water Heating | Ancillary | Low Flow Shower Head | Hospitals | Existing | ChoEgs903 | 1 | 1.2145 | 10905.4228 | 0 | GS | 10 | 1 | 1 | 1 | 1 | 1 | 1 | 1 | 1 | 1 | 1 | 1 | 1 | 654.3254 | 0 | 12202.3291 | 0 | 0 | 0 | 1 | 0 | 0 | 1
903 | Water Heating | Ancillary | Low Flow Shower Head | Hospitals | New | ChoNgs903 | 1 | 1.2145 | 10905.4228 | 0 | GS | 10 | 1 | 1 | 1 | 1 | 1 | 1 | 1 | 1 | 1 | 1 | 1 | 1 | 654.3254 | 0 | 12202.3291 | 0 | 0 | 0 | 1 | 0 | 0 | 1
903 | Water Heating | Ancillary | Low Flow Shower Head | Institutional | Existing | CinEgs903 | 1 | 1.2145 | 10905.424 | 0 | GS | 10 | 1 | 1 | 1 | 1 | 1 | 1 | 1 | 1 | 1 | 1 | 1 | 1 | 654.3254 | 0 | 82583.1101 | 0 | 0 | 0 | 1 | 0 | 0 | 1
903 | Water Heating | Ancillary | Low Flow Shower Head | Institutional | New | CinNgs903 | 1 | 1.2145 | 10905.424 | 0 | GS | 10 | 1 | 1 | 1 | 1 | 1 | 1 | 1 | 1 | 1 | 1 | 1 | 1 | 654.3254 | 0 | 82583.1101 | 0 | 0 | 0 | 1 | 0 | 0 | 1
903 | Water Heating | Ancillary | Low Flow Shower Head | Lodging/Hospitality | Existing | CloEgs903 | 1 | 4.0096 | 25413.7999 | 0 | GS | 10 | 1 | 1 | 1 | 1 | 1 | 1 | 1 | 1 | 1 | 1 | 1 | 1 | 1524.828 | 0 | 7403.518 | 0 | 0 | 0 | 1 | 0 | 0 | 1
903 | Water Heating | Ancillary | Low Flow Shower Head | Lodging/Hospitality | New | CloNgs903 | 1 | 4.0096 | 25413.7999 | 0 | GS | 10 | 1 | 1 | 1 | 1 | 1 | 1 | 1 | 1 | 1 | 1 | 1 | 1 | 1524.828 | 0 | 7403.518 | 0 | 0 | 0 | 1 | 0 | 0 | 1
903 | Water Heating | Ancillary | Low Flow Shower Head | Miscellaneous | Existing | CmiEgs903 | 1 | 1.523 | 8042.7222 | 0 | GS | 10 | 1 | 1 | 1 | 1 | 1 | 1 | 1 | 1 | 1 | 1 | 1 | 1 | 482.5633 | 0 | 47062.8248 | 0 | 0 | 0 | 1 | 0 | 0 | 1
903 | Water Heating | Ancillary | Low Flow Shower Head | Miscellaneous | New | CmiNgs903 | 1 | 1.523 | 8042.7222 | 0 | GS | 10 | 1 | 1 | 1 | 1 | 1 | 1 | 1 | 1 | 1 | 1 | 1 | 1 | 482.5633 | 0 | 47062.8248 | 0 | 0 | 0 | 1 | 0 | 0 | 1
903 | Water Heating | Ancillary | Low Flow Shower Head | Offices | Existing | CofEgs903 | 1 | 1.523 | 8042.7222 | 0 | GS | 10 | 1 | 1 | 1 | 1 | 1 | 1 | 1 | 1 | 1 | 1 | 1 | 1 | 482.5633 | 0 | 5536.8029 | 0 | 0 | 0 | 1 | 0 | 0 | 1
903 | Water Heating | Ancillary | Low Flow Shower Head | Offices | New | CofNgs903 | 1 | 1.523 | 8042.7222 | 0 | GS | 10 | 1 | 1 | 1 | 1 | 1 | 1 | 1 | 1 | 1 | 1 | 1 | 1 | 482.5633 | 0 | 5536.8029 | 0 | 0 | 0 | 1 | 0 | 0 | 1
903 | Water Heating | Ancillary | Low Flow Shower Head | Restaurants | Existing | CreEgs903 | 1 | 1.523 | 8042.7222 | 0 | GS | 10 | 1 | 1 | 1 | 1 | 1 | 1 | 1 | 1 | 1 | 1 | 1 | 1 | 482.5633 | 0 | 2768.4015 | 0 | 0 | 0 | 1 | 0 | 0 | 1
903 | Water Heating | Ancillary | Low Flow Shower Head | Restaurants | New | CreNgs903 | 1 | 1.523 | 8042.7222 | 0 | GS | 10 | 1 | 1 | 1 | 1 | 1 | 1 | 1 | 1 | 1 | 1 | 1 | 1 | 482.5633 | 0 | 2768.4015 | 0 | 0 | 0 | 1 | 0 | 0 | 1
903 | Water Heating | Ancillary | Low Flow Shower Head | Retail | Existing | CrtEgs903 | 1 | 1.523 | 8042.7222 | 0 | GS | 10 | 1 | 1 | 1 | 1 | 1 | 1 | 1 | 1 | 1 | 1 | 1 | 1 | 482.5633 | 0 | 5536.8029 | 0 | 0 | 0 | 1 | 0 | 0 | 1
903 | Water Heating | Ancillary | Low Flow Shower Head | Retail | New | CrtNgs903 | 1 | 1.523 | 8042.7222 | 0 | GS | 10 | 1 | 1 | 1 | 1 | 1 | 1 | 1 | 1 | 1 | 1 | 1 | 1 | 482.5633 | 0 | 5536.8029 | 0 | 0 | 0 | 1 | 0 | 0 | 1
903 | Water Heating | Ancillary | Low Flow Shower Head | Schools K-12 | Existing | CscEgs903 | 1 | 1.523 | 8042.7222 | 0 | GS | 10 | 1 | 1 | 1 | 1 | 1 | 1 | 1 | 1 | 1 | 1 | 1 | 1 | 482.5633 | 0 | 2768.4015 | 0 | 0 | 0 | 1 | 0 | 0 | 1
903 | Water Heating | Ancillary | Low Flow Shower Head | Schools K-12 | New | CscNgs903 | 1 | 1.523 | 8042.7222 | 0 | GS | 10 | 1 | 1 | 1 | 1 | 1 | 1 | 1 | 1 | 1 | 1 | 1 | 1 | 482.5633 | 0 | 2768.4015 | 0 | 0 | 0 | 1 | 0 | 0 | 1
903 | Water Heating | Ancillary | Low Flow Shower Head | Warehouse | Existing | CwaEgs903 | 1 | 1.523 | 8042.7222 | 0 | GS | 10 | 1 | 1 | 1 | 1 | 1 | 1 | 1 | 1 | 1 | 1 | 1 | 1 | 482.5633 | 0 | 2768.4015 | 0 | 0 | 0 | 1 | 0 | 0 | 1
903 | Water Heating | Ancillary | Low Flow Shower Head | Warehouse | New | CwaNgs903 | 1 | 1.523 | 8042.7222 | 0 | GS | 10 | 1 | 1 | 1 | 1 | 1 | 1 | 1 | 1 | 1 | 1 | 1 | 1 | 482.5633 | 0 | 2768.4015 | 0 | 0 | 0 | 1 | 0 | 0 | 1
904 | Water Heating | Controls | Demand Controlled Circulating Systems | Assembly | Existing | CasEgs904 | 1 | 1.523 | 8042.723 | 0 | GS | 20 | 1 | 1 | 1 | 1 | 1 | 1 | 1 | 1 | 1 | 1 | 1 | 1 | 404.4139 | 0 | 48896.2468 | 0 | 0 | 0 | 1 | 0 | 0 | 1
904 | Water Heating | Controls | Demand Controlled Circulating Systems | Assembly | New | CasNgs904 | 1 | 1.523 | 8042.723 | 0 | GS | 20 | 1 | 1 | 1 | 1 | 1 | 1 | 1 | 1 | 1 | 1 | 1 | 1 | 404.4139 | 0 | 48896.2468 | 0 | 0 | 0 | 1 | 0 | 0 | 1
904 | Water Heating | Controls | Demand Controlled Circulating Systems | College and University | Existing | CcoEgs904 | 1 | 1.2145 | 10905.4227 | 0 | GS | 20 | 1 | 1 | 1 | 1 | 1 | 1 | 1 | 1 | 1 | 1 | 1 | 1 | 548.3596 | 0 | 45395.177 | 0 | 0 | 0 | 1 | 0 | 0 | 1
904 | Water Heating | Controls | Demand Controlled Circulating Systems | College and University | New | CcoNgs904 | 1 | 1.2145 | 10905.4227 | 0 | GS | 20 | 1 | 1 | 1 | 1 | 1 | 1 | 1 | 1 | 1 | 1 | 1 | 1 | 548.3596 | 0 | 45395.177 | 0 | 0 | 0 | 1 | 0 | 0 | 1
904 | Water Heating | Controls | Demand Controlled Circulating Systems | Data Center | Existing | CdaEgs904 | 1 | 1.2145 | 10905.4227 | 0 | GS | 20 | 1 | 1 | 1 | 1 | 1 | 1 | 1 | 1 | 1 | 1 | 1 | 1 | 548.3596 | 0 | 960.1128 | 0 | 0 | 0 | 1 | 0 | 0 | 1
904 | Water Heating | Controls | Demand Controlled Circulating Systems | Data Center | New | CdaNgs904 | 1 | 1.2145 | 10905.4227 | 0 | GS | 20 | 1 | 1 | 1 | 1 | 1 | 1 | 1 | 1 | 1 | 1 | 1 | 1 | 548.3596 | 0 | 960.1128 | 0 | 0 | 0 | 1 | 0 | 0 | 1
904 | Water Heating | Controls | Demand Controlled Circulating Systems | Grocery | Existing | CgrEgs904 | 1 | 1.523 | 8042.7232 | 0 | GS | 20 | 1 | 1 | 1 | 1 | 1 | 1 | 1 | 1 | 1 | 1 | 1 | 1 | 404.4139 | 0 | 150614.7785 | 0 | 0 | 0 | 1 | 0 | 0 | 1
904 | Water Heating | Controls | Demand Controlled Circulating Systems | Grocery | New | CgrNgs904 | 1 | 1.523 | 8042.7232 | 0 | GS | 20 | 1 | 1 | 1 | 1 | 1 | 1 | 1 | 1 | 1 | 1 | 1 | 1 | 404.4139 | 0 | 150614.7785 | 0 | 0 | 0 | 1 | 0 | 0 | 1
904 | Water Heating | Controls | Demand Controlled Circulating Systems | Healthcare | Existing | CheEgs904 | 1 | 1.2145 | 10905.4227 | 0 | GS | 20 | 1 | 1 | 1 | 1 | 1 | 1 | 1 | 1 | 1 | 1 | 1 | 1 | 548.3596 | 0 | 98557.075 | 0 | 0 | 0 | 1 | 0 | 0 | 1
904 | Water Heating | Controls | Demand Controlled Circulating Systems | Healthcare | New | CheNgs904 | 1 | 1.2145 | 10905.4227 | 0 | GS | 20 | 1 | 1 | 1 | 1 | 1 | 1 | 1 | 1 | 1 | 1 | 1 | 1 | 548.3596 | 0 | 98557.075 | 0 | 0 | 0 | 1 | 0 | 0 | 1
904 | Water Heating | Controls | Demand Controlled Circulating Systems | Hospitals | Existing | ChoEgs904 | 1 | 1.2145 | 10905.4227 | 0 | GS | 20 | 1 | 1 | 1 | 1 | 1 | 1 | 1 | 1 | 1 | 1 | 1 | 1 | 548.3596 | 0 | 4684.0927 | 0 | 0 | 0 | 1 | 0 | 0 | 1
904 | Water Heating | Controls | Demand Controlled Circulating Systems | Hospitals | New | ChoNgs904 | 1 | 1.2145 | 10905.4227 | 0 | GS | 20 | 1 | 1 | 1 | 1 | 1 | 1 | 1 | 1 | 1 | 1 | 1 | 1 | 548.3596 | 0 | 4684.0927 | 0 | 0 | 0 | 1 | 0 | 0 | 1
904 | Water Heating | Controls | Demand Controlled Circulating Systems | Institutional | Existing | CinEgs904 | 1 | 1.2145 | 10905.4228 | 0 | GS | 20 | 1 | 1 | 1 | 1 | 1 | 1 | 1 | 1 | 1 | 1 | 1 | 1 | 548.3596 | 0 | 237162.8317 | 0 | 0 | 0 | 1 | 0 | 0 | 1
904 | Water Heating | Controls | Demand Controlled Circulating Systems | Institutional | New | CinNgs904 | 1 | 1.2145 | 10905.4228 | 0 | GS | 20 | 1 | 1 | 1 | 1 | 1 | 1 | 1 | 1 | 1 | 1 | 1 | 1 | 548.3596 | 0 | 237162.8317 | 0 | 0 | 0 | 1 | 0 | 0 | 1
904 | Water Heating | Controls | Demand Controlled Circulating Systems | Lodging/Hospitality | Existing | CloEgs904 | 1 | 4.0096 | 25413.8002 | 0 | GS | 20 | 1 | 1 | 1 | 1 | 1 | 1 | 1 | 1 | 1 | 1 | 1 | 1 | 1277.8872 | 0 | 9989.5563 | 0 | 0 | 0 | 1 | 0 | 0 | 1
904 | Water Heating | Controls | Demand Controlled Circulating Systems | Lodging/Hospitality | New | CloNgs904 | 1 | 4.0096 | 25413.8002 | 0 | GS | 20 | 1 | 1 | 1 | 1 | 1 | 1 | 1 | 1 | 1 | 1 | 1 | 1 | 1277.8872 | 0 | 9989.5563 | 0 | 0 | 0 | 1 | 0 | 0 | 1
904 | Water Heating | Controls | Demand Controlled Circulating Systems | Miscellaneous | Existing | CmiEgs904 | 1 | 1.523 | 8042.7229 | 0 | GS | 20 | 1 | 1 | 1 | 1 | 1 | 1 | 1 | 1 | 1 | 1 | 1 | 1 | 404.4139 | 0 | 135254.784 | 0 | 0 | 0 | 1 | 0 | 0 | 1
904 | Water Heating | Controls | Demand Controlled Circulating Systems | Miscellaneous | New | CmiNgs904 | 1 | 1.523 | 8042.7229 | 0 | GS | 20 | 1 | 1 | 1 | 1 | 1 | 1 | 1 | 1 | 1 | 1 | 1 | 1 | 404.4139 | 0 | 135254.784 | 0 | 0 | 0 | 1 | 0 | 0 | 1
904 | Water Heating | Controls | Demand Controlled Circulating Systems | Offices | Existing | CofEgs904 | 1 | 1.523 | 8042.7229 | 0 | GS | 20 | 1 | 1 | 1 | 1 | 1 | 1 | 1 | 1 | 1 | 1 | 1 | 1 | 404.4139 | 0 | 39086.9011 | 0 | 0 | 0 | 1 | 0 | 0 | 1
904 | Water Heating | Controls | Demand Controlled Circulating Systems | Offices | New | CofNgs904 | 1 | 1.523 | 8042.7229 | 0 | GS | 20 | 1 | 1 | 1 | 1 | 1 | 1 | 1 | 1 | 1 | 1 | 1 | 1 | 404.4139 | 0 | 39086.9011 | 0 | 0 | 0 | 1 | 0 | 0 | 1
904 | Water Heating | Controls | Demand Controlled Circulating Systems | Restaurants | Existing | CreEgs904 | 1 | 1.523 | 8042.7229 | 0 | GS | 20 | 1 | 1 | 1 | 1 | 1 | 1 | 1 | 1 | 1 | 1 | 1 | 1 | 404.4139 | 0 | 3270.1303 | 0 | 0 | 0 | 1 | 0 | 0 | 1
904 | Water Heating | Controls | Demand Controlled Circulating Systems | Restaurants | New | CreNgs904 | 1 | 1.523 | 8042.7229 | 0 | GS | 20 | 1 | 1 | 1 | 1 | 1 | 1 | 1 | 1 | 1 | 1 | 1 | 1 | 404.4139 | 0 | 3270.1303 | 0 | 0 | 0 | 1 | 0 | 0 | 1
904 | Water Heating | Controls | Demand Controlled Circulating Systems | Retail | Existing | CrtEgs904 | 1 | 1.523 | 8042.7229 | 0 | GS | 20 | 1 | 1 | 1 | 1 | 1 | 1 | 1 | 1 | 1 | 1 | 1 | 1 | 404.4139 | 0 | 8373.9238 | 0 | 0 | 0 | 1 | 0 | 0 | 1
904 | Water Heating | Controls | Demand Controlled Circulating Systems | Retail | New | CrtNgs904 | 1 | 1.523 | 8042.7229 | 0 | GS | 20 | 1 | 1 | 1 | 1 | 1 | 1 | 1 | 1 | 1 | 1 | 1 | 1 | 404.4139 | 0 | 8373.9238 | 0 | 0 | 0 | 1 | 0 | 0 | 1
904 | Water Heating | Controls | Demand Controlled Circulating Systems | Schools K-12 | Existing | CscEgs904 | 1 | 1.523 | 8042.7229 | 0 | GS | 20 | 1 | 1 | 1 | 1 | 1 | 1 | 1 | 1 | 1 | 1 | 1 | 1 | 404.4139 | 0 | 5977.3647 | 0 | 0 | 0 | 1 | 0 | 0 | 1
904 | Water Heating | Controls | Demand Controlled Circulating Systems | Schools K-12 | New | CscNgs904 | 1 | 1.523 | 8042.7229 | 0 | GS | 20 | 1 | 1 | 1 | 1 | 1 | 1 | 1 | 1 | 1 | 1 | 1 | 1 | 404.4139 | 0 | 5977.3647 | 0 | 0 | 0 | 1 | 0 | 0 | 1
904 | Water Heating | Controls | Demand Controlled Circulating Systems | Warehouse | Existing | CwaEgs904 | 1 | 1.523 | 8042.7228 | 0 | GS | 20 | 1 | 1 | 1 | 1 | 1 | 1 | 1 | 1 | 1 | 1 | 1 | 1 | 404.4138 | 0 | 96208.0572 | 0 | 0 | 0 | 1 | 0 | 0 | 1
904 | Water Heating | Controls | Demand Controlled Circulating Systems | Warehouse | New | CwaNgs904 | 1 | 1.523 | 8042.7228 | 0 | GS | 20 | 1 | 1 | 1 | 1 | 1 | 1 | 1 | 1 | 1 | 1 | 1 | 1 | 404.4138 | 0 | 96208.0572 | 0 | 0 | 0 | 1 | 0 | 0 | 1
905 | Water Heating | Controls | Water Heater Setback | Assembly | Existing | CasEgs905 | 1 | 1.523 | 8042.7232 | 0 | GS | 2 | 1 | 1 | 1 | 1 | 1 | 1 | 1 | 1 | 1 | 1 | 1 | 1 | 482.5634 | 0 | 468.3843 | 0 | 0 | 0 | 1 | 0 | 0 | 1
905 | Water Heating | Controls | Water Heater Setback | Assembly | New | CasNgs905 | 1 | 1.523 | 8042.7232 | 0 | GS | 2 | 1 | 1 | 1 | 1 | 1 | 1 | 1 | 1 | 1 | 1 | 1 | 1 | 482.5634 | 0 | 468.3843 | 0 | 0 | 0 | 1 | 0 | 0 | 1
905 | Water Heating | Controls | Water Heater Setback | College and University | Existing | CcoEgs905 | 1 | 1.2145 | 10905.4232 | 0 | GS | 2 | 1 | 1 | 1 | 1 | 1 | 1 | 1 | 1 | 1 | 1 | 1 | 1 | 654.3254 | 0 | 635.0994 | 0 | 0 | 0 | 1 | 0 | 0 | 1
905 | Water Heating | Controls | Water Heater Setback | College and University | New | CcoNgs905 | 1 | 1.2145 | 10905.4232 | 0 | GS | 2 | 1 | 1 | 1 | 1 | 1 | 1 | 1 | 1 | 1 | 1 | 1 | 1 | 654.3254 | 0 | 635.0994 | 0 | 0 | 0 | 1 | 0 | 0 | 1
905 | Water Heating | Controls | Water Heater Setback | Data Center | Existing | CdaEgs905 | 1 | 1.2145 | 10905.4232 | 0 | GS | 2 | 1 | 1 | 1 | 1 | 1 | 1 | 1 | 1 | 1 | 1 | 1 | 1 | 654.3254 | 0 | 635.0994 | 0 | 0 | 0 | 1 | 0 | 0 | 1
905 | Water Heating | Controls | Water Heater Setback | Data Center | New | CdaNgs905 | 1 | 1.2145 | 10905.4232 | 0 | GS | 2 | 1 | 1 | 1 | 1 | 1 | 1 | 1 | 1 | 1 | 1 | 1 | 1 | 654.3254 | 0 | 635.0994 | 0 | 0 | 0 | 1 | 0 | 0 | 1
905 | Water Heating | Controls | Water Heater Setback | Grocery | Existing | CgrEgs905 | 1 | 1.523 | 8042.7232 | 0 | GS | 2 | 1 | 1 | 1 | 1 | 1 | 1 | 1 | 1 | 1 | 1 | 1 | 1 | 482.5634 | 0 | 468.3843 | 0 | 0 | 0 | 1 | 0 | 0 | 1
905 | Water Heating | Controls | Water Heater Setback | Grocery | New | CgrNgs905 | 1 | 1.523 | 8042.7232 | 0 | GS | 2 | 1 | 1 | 1 | 1 | 1 | 1 | 1 | 1 | 1 | 1 | 1 | 1 | 482.5634 | 0 | 468.3843 | 0 | 0 | 0 | 1 | 0 | 0 | 1
905 | Water Heating | Controls | Water Heater Setback | Healthcare | Existing | CheEgs905 | 1 | 1.2145 | 10905.4232 | 0 | GS | 2 | 1 | 1 | 1 | 1 | 1 | 1 | 1 | 1 | 1 | 1 | 1 | 1 | 654.3254 | 0 | 635.0994 | 0 | 0 | 0 | 1 | 0 | 0 | 1
905 | Water Heating | Controls | Water Heater Setback | Healthcare | New | CheNgs905 | 1 | 1.2145 | 10905.4232 | 0 | GS | 2 | 1 | 1 | 1 | 1 | 1 | 1 | 1 | 1 | 1 | 1 | 1 | 1 | 654.3254 | 0 | 635.0994 | 0 | 0 | 0 | 1 | 0 | 0 | 1
905 | Water Heating | Controls | Water Heater Setback | Hospitals | Existing | ChoEgs905 | 1 | 1.2145 | 10905.4232 | 0 | GS | 2 | 1 | 1 | 1 | 1 | 1 | 1 | 1 | 1 | 1 | 1 | 1 | 1 | 654.3254 | 0 | 635.0994 | 0 | 0 | 0 | 1 | 0 | 0 | 1
905 | Water Heating | Controls | Water Heater Setback | Hospitals | New | ChoNgs905 | 1 | 1.2145 | 10905.4232 | 0 | GS | 2 | 1 | 1 | 1 | 1 | 1 | 1 | 1 | 1 | 1 | 1 | 1 | 1 | 654.3254 | 0 | 635.0994 | 0 | 0 | 0 | 1 | 0 | 0 | 1
905 | Water Heating | Controls | Water Heater Setback | Institutional | Existing | CinEgs905 | 1 | 1.2145 | 10905.4232 | 0 | GS | 2 | 1 | 1 | 1 | 1 | 1 | 1 | 1 | 1 | 1 | 1 | 1 | 1 | 654.3254 | 0 | 635.0994 | 0 | 0 | 0 | 1 | 0 | 0 | 1
905 | Water Heating | Controls | Water Heater Setback | Institutional | New | CinNgs905 | 1 | 1.2145 | 10905.4232 | 0 | GS | 2 | 1 | 1 | 1 | 1 | 1 | 1 | 1 | 1 | 1 | 1 | 1 | 1 | 654.3254 | 0 | 635.0994 | 0 | 0 | 0 | 1 | 0 | 0 | 1
905 | Water Heating | Controls | Water Heater Setback | Lodging/Hospitality | Existing | CloEgs905 | 1 | 4.0096 | 25413.8021 | 0 | GS | 2 | 1 | 1 | 1 | 1 | 1 | 1 | 1 | 1 | 1 | 1 | 1 | 1 | 1524.8281 | 0 | 1480.0243 | 0 | 0 | 0 | 1 | 0 | 0 | 1
905 | Water Heating | Controls | Water Heater Setback | Lodging/Hospitality | New | CloNgs905 | 1 | 4.0096 | 25413.8021 | 0 | GS | 2 | 1 | 1 | 1 | 1 | 1 | 1 | 1 | 1 | 1 | 1 | 1 | 1 | 1524.8281 | 0 | 1480.0243 | 0 | 0 | 0 | 1 | 0 | 0 | 1
905 | Water Heating | Controls | Water Heater Setback | Miscellaneous | Existing | CmiEgs905 | 1 | 1.523 | 8042.7232 | 0 | GS | 2 | 1 | 1 | 1 | 1 | 1 | 1 | 1 | 1 | 1 | 1 | 1 | 1 | 482.5634 | 0 | 468.3843 | 0 | 0 | 0 | 1 | 0 | 0 | 1
905 | Water Heating | Controls | Water Heater Setback | Miscellaneous | New | CmiNgs905 | 1 | 1.523 | 8042.7232 | 0 | GS | 2 | 1 | 1 | 1 | 1 | 1 | 1 | 1 | 1 | 1 | 1 | 1 | 1 | 482.5634 | 0 | 468.3843 | 0 | 0 | 0 | 1 | 0 | 0 | 1
905 | Water Heating | Controls | Water Heater Setback | Offices | Existing | CofEgs905 | 1 | 1.523 | 8042.7232 | 0 | GS | 2 | 1 | 1 | 1 | 1 | 1 | 1 | 1 | 1 | 1 | 1 | 1 | 1 | 482.5634 | 0 | 468.3843 | 0 | 0 | 0 | 1 | 0 | 0 | 1
905 | Water Heating | Controls | Water Heater Setback | Offices | New | CofNgs905 | 1 | 1.523 | 8042.7232 | 0 | GS | 2 | 1 | 1 | 1 | 1 | 1 | 1 | 1 | 1 | 1 | 1 | 1 | 1 | 482.5634 | 0 | 468.3843 | 0 | 0 | 0 | 1 | 0 | 0 | 1
905 | Water Heating | Controls | Water Heater Setback | Restaurants | Existing | CreEgs905 | 1 | 1.523 | 8042.7232 | 0 | GS | 2 | 1 | 1 | 1 | 1 | 1 | 1 | 1 | 1 | 1 | 1 | 1 | 1 | 482.5634 | 0 | 468.3843 | 0 | 0 | 0 | 1 | 0 | 0 | 1
905 | Water Heating | Controls | Water Heater Setback | Restaurants | New | CreNgs905 | 1 | 1.523 | 8042.7232 | 0 | GS | 2 | 1 | 1 | 1 | 1 | 1 | 1 | 1 | 1 | 1 | 1 | 1 | 1 | 482.5634 | 0 | 468.3843 | 0 | 0 | 0 | 1 | 0 | 0 | 1
905 | Water Heating | Controls | Water Heater Setback | Retail | Existing | CrtEgs905 | 1 | 1.523 | 8042.7232 | 0 | GS | 2 | 1 | 1 | 1 | 1 | 1 | 1 | 1 | 1 | 1 | 1 | 1 | 1 | 482.5634 | 0 | 468.3843 | 0 | 0 | 0 | 1 | 0 | 0 | 1
905 | Water Heating | Controls | Water Heater Setback | Retail | New | CrtNgs905 | 1 | 1.523 | 8042.7232 | 0 | GS | 2 | 1 | 1 | 1 | 1 | 1 | 1 | 1 | 1 | 1 | 1 | 1 | 1 | 482.5634 | 0 | 468.3843 | 0 | 0 | 0 | 1 | 0 | 0 | 1
905 | Water Heating | Controls | Water Heater Setback | Schools K-12 | Existing | CscEgs905 | 1 | 1.523 | 8042.7232 | 0 | GS | 2 | 1 | 1 | 1 | 1 | 1 | 1 | 1 | 1 | 1 | 1 | 1 | 1 | 482.5634 | 0 | 468.3843 | 0 | 0 | 0 | 1 | 0 | 0 | 1
905 | Water Heating | Controls | Water Heater Setback | Schools K-12 | New | CscNgs905 | 1 | 1.523 | 8042.7232 | 0 | GS | 2 | 1 | 1 | 1 | 1 | 1 | 1 | 1 | 1 | 1 | 1 | 1 | 1 | 482.5634 | 0 | 468.3843 | 0 | 0 | 0 | 1 | 0 | 0 | 1
905 | Water Heating | Controls | Water Heater Setback | Warehouse | Existing | CwaEgs905 | 1 | 1.523 | 8042.7232 | 0 | GS | 2 | 1 | 1 | 1 | 1 | 1 | 1 | 1 | 1 | 1 | 1 | 1 | 1 | 482.5634 | 0 | 468.3843 | 0 | 0 | 0 | 1 | 0 | 0 | 1
905 | Water Heating | Controls | Water Heater Setback | Warehouse | New | CwaNgs905 | 1 | 1.523 | 8042.7232 | 0 | GS | 2 | 1 | 1 | 1 | 1 | 1 | 1 | 1 | 1 | 1 | 1 | 1 | 1 | 482.5634 | 0 | 468.3843 | 0 | 0 | 0 | 1 | 0 | 0 | 1
906 | Water Heating | Insulation | Hot water pipe insulation | Assembly | Existing | CasEgs906 | 1 | 1.523 | 8042.7234 | 0 | GS | 15 | 1 | 1 | 1 | 1 | 1 | 1 | 1 | 1 | 1 | 1 | 1 | 1 | 482.5634 | 0 | 191126.4818 | 0 | 0 | 0 | 1 | 0 | 0 | 1
906 | Water Heating | Insulation | Hot water pipe insulation | Assembly | New | CasNgs906 | 1 | 1.523 | 8042.7234 | 0 | GS | 15 | 1 | 1 | 1 | 1 | 1 | 1 | 1 | 1 | 1 | 1 | 1 | 1 | 482.5634 | 0 | 191126.4818 | 0 | 0 | 0 | 1 | 0 | 0 | 1
906 | Water Heating | Insulation | Hot water pipe insulation | College and University | Existing | CcoEgs906 | 1 | 1.2145 | 10905.4226 | 0 | GS | 15 | 1 | 1 | 1 | 1 | 1 | 1 | 1 | 1 | 1 | 1 | 1 | 1 | 654.3254 | 0 | 591531.0764 | 0 | 0 | 0 | 1 | 0 | 0 | 1
906 | Water Heating | Insulation | Hot water pipe insulation | College and University | New | CcoNgs906 | 1 | 1.2145 | 10905.4226 | 0 | GS | 15 | 1 | 1 | 1 | 1 | 1 | 1 | 1 | 1 | 1 | 1 | 1 | 1 | 654.3254 | 0 | 591531.0764 | 0 | 0 | 0 | 1 | 0 | 0 | 1
906 | Water Heating | Insulation | Hot water pipe insulation | Data Center | Existing | CdaEgs906 | 1 | 1.2145 | 10905.4227 | 0 | GS | 15 | 1 | 1 | 1 | 1 | 1 | 1 | 1 | 1 | 1 | 1 | 1 | 1 | 654.3254 | 0 | 37533.0424 | 0 | 0 | 0 | 1 | 0 | 0 | 1
906 | Water Heating | Insulation | Hot water pipe insulation | Data Center | New | CdaNgs906 | 1 | 1.2145 | 10905.4227 | 0 | GS | 15 | 1 | 1 | 1 | 1 | 1 | 1 | 1 | 1 | 1 | 1 | 1 | 1 | 654.3254 | 0 | 37533.0424 | 0 | 0 | 0 | 1 | 0 | 0 | 1
906 | Water Heating | Insulation | Hot water pipe insulation | Grocery | Existing | CgrEgs906 | 1 | 1.523 | 8042.725 | 0 | GS | 15 | 1 | 1 | 1 | 1 | 1 | 1 | 1 | 1 | 1 | 1 | 1 | 1 | 482.5635 | 0 | 588740.185 | 0 | 0 | 0 | 1 | 0 | 0 | 1
906 | Water Heating | Insulation | Hot water pipe insulation | Grocery | New | CgrNgs906 | 1 | 1.523 | 8042.725 | 0 | GS | 15 | 1 | 1 | 1 | 1 | 1 | 1 | 1 | 1 | 1 | 1 | 1 | 1 | 482.5635 | 0 | 588740.185 | 0 | 0 | 0 | 1 | 0 | 0 | 1
906 | Water Heating | Insulation | Hot water pipe insulation | Healthcare | Existing | CheEgs906 | 1 | 1.2145 | 10905.4241 | 0 | GS | 15 | 1 | 1 | 1 | 1 | 1 | 1 | 1 | 1 | 1 | 1 | 1 | 1 | 654.3254 | 0 | 385313.4278 | 0 | 0 | 0 | 1 | 0 | 0 | 1
906 | Water Heating | Insulation | Hot water pipe insulation | Healthcare | New | CheNgs906 | 1 | 1.2145 | 10905.4241 | 0 | GS | 15 | 1 | 1 | 1 | 1 | 1 | 1 | 1 | 1 | 1 | 1 | 1 | 1 | 654.3254 | 0 | 385313.4278 | 0 | 0 | 0 | 1 | 0 | 0 | 1
906 | Water Heating | Insulation | Hot water pipe insulation | Hospitals | Existing | ChoEgs906 | 1 | 1.2145 | 10905.4227 | 0 | GS | 15 | 1 | 1 | 1 | 1 | 1 | 1 | 1 | 1 | 1 | 1 | 1 | 1 | 654.3254 | 0 | 27466.8225 | 0 | 0 | 0 | 1 | 0 | 0 | 1
906 | Water Heating | Insulation | Hot water pipe insulation | Hospitals | New | ChoNgs906 | 1 | 1.2145 | 10905.4227 | 0 | GS | 15 | 1 | 1 | 1 | 1 | 1 | 1 | 1 | 1 | 1 | 1 | 1 | 1 | 654.3254 | 0 | 27466.8225 | 0 | 0 | 0 | 1 | 0 | 0 | 1
906 | Water Heating | Insulation | Hot water pipe insulation | Institutional | Existing | CinEgs906 | 1 | 1.2145 | 10905.4211 | 0 | GS | 15 | 1 | 1 | 1 | 1 | 1 | 1 | 1 | 1 | 1 | 1 | 1 | 1 | 654.3253 | 0 | 11589617.405 | 0 | 0 | 0 | 1 | 0 | 0 | 1
906 | Water Heating | Insulation | Hot water pipe insulation | Institutional | New | CinNgs906 | 1 | 1.2145 | 10905.4211 | 0 | GS | 15 | 1 | 1 | 1 | 1 | 1 | 1 | 1 | 1 | 1 | 1 | 1 | 1 | 654.3253 | 0 | 11589617.405 | 0 | 0 | 0 | 1 | 0 | 0 | 1
906 | Water Heating | Insulation | Hot water pipe insulation | Lodging/Hospitality | Existing | CloEgs906 | 1 | 4.0096 | 25413.8003 | 0 | GS | 15 | 1 | 1 | 1 | 1 | 1 | 1 | 1 | 1 | 1 | 1 | 1 | 1 | 1524.828 | 0 | 58577.0799 | 0 | 0 | 0 | 1 | 0 | 0 | 1
906 | Water Heating | Insulation | Hot water pipe insulation | Lodging/Hospitality | New | CloNgs906 | 1 | 4.0096 | 25413.8003 | 0 | GS | 15 | 1 | 1 | 1 | 1 | 1 | 1 | 1 | 1 | 1 | 1 | 1 | 1 | 1524.828 | 0 | 58577.0799 | 0 | 0 | 0 | 1 | 0 | 0 | 1
906 | Water Heating | Insulation | Hot water pipe insulation | Miscellaneous | Existing | CmiEgs906 | 1 | 1.523 | 8042.7224 | 0 | GS | 15 | 1 | 1 | 1 | 1 | 1 | 1 | 1 | 1 | 1 | 1 | 1 | 1 | 482.5633 | 0 | 3524777.4056 | 0 | 0 | 0 | 1 | 0 | 0 | 1
906 | Water Heating | Insulation | Hot water pipe insulation | Miscellaneous | New | CmiNgs906 | 1 | 1.523 | 8042.7224 | 0 | GS | 15 | 1 | 1 | 1 | 1 | 1 | 1 | 1 | 1 | 1 | 1 | 1 | 1 | 482.5633 | 0 | 3524777.4056 | 0 | 0 | 0 | 1 | 0 | 0 | 1
906 | Water Heating | Insulation | Hot water pipe insulation | Offices | Existing | CofEgs906 | 1 | 1.523 | 8042.7225 | 0 | GS | 15 | 1 | 1 | 1 | 1 | 1 | 1 | 1 | 1 | 1 | 1 | 1 | 1 | 482.5634 | 0 | 458389.8082 | 0 | 0 | 0 | 1 | 0 | 0 | 1
906 | Water Heating | Insulation | Hot water pipe insulation | Offices | New | CofNgs906 | 1 | 1.523 | 8042.7225 | 0 | GS | 15 | 1 | 1 | 1 | 1 | 1 | 1 | 1 | 1 | 1 | 1 | 1 | 1 | 482.5634 | 0 | 458389.8082 | 0 | 0 | 0 | 1 | 0 | 0 | 1
906 | Water Heating | Insulation | Hot water pipe insulation | Restaurants | Existing | CreEgs906 | 1 | 1.523 | 8042.7229 | 0 | GS | 15 | 1 | 1 | 1 | 1 | 1 | 1 | 1 | 1 | 1 | 1 | 1 | 1 | 482.5634 | 0 | 25567.3686 | 0 | 0 | 0 | 1 | 0 | 0 | 1
906 | Water Heating | Insulation | Hot water pipe insulation | Restaurants | New | CreNgs906 | 1 | 1.523 | 8042.7229 | 0 | GS | 15 | 1 | 1 | 1 | 1 | 1 | 1 | 1 | 1 | 1 | 1 | 1 | 1 | 482.5634 | 0 | 25567.3686 | 0 | 0 | 0 | 1 | 0 | 0 | 1
906 | Water Heating | Insulation | Hot water pipe insulation | Retail | Existing | CrtEgs906 | 1 | 1.523 | 8042.723 | 0 | GS | 15 | 1 | 1 | 1 | 1 | 1 | 1 | 1 | 1 | 1 | 1 | 1 | 1 | 482.5634 | 0 | 98206.0052 | 0 | 0 | 0 | 1 | 0 | 0 | 1
906 | Water Heating | Insulation | Hot water pipe insulation | Retail | New | CrtNgs906 | 1 | 1.523 | 8042.723 | 0 | GS | 15 | 1 | 1 | 1 | 1 | 1 | 1 | 1 | 1 | 1 | 1 | 1 | 1 | 482.5634 | 0 | 98206.0052 | 0 | 0 | 0 | 1 | 0 | 0 | 1
906 | Water Heating | Insulation | Hot water pipe insulation | Schools K-12 | Existing | CscEgs906 | 1 | 1.523 | 8042.723 | 0 | GS | 15 | 1 | 1 | 1 | 1 | 1 | 1 | 1 | 1 | 1 | 1 | 1 | 1 | 482.5634 | 0 | 11683.5185 | 0 | 0 | 0 | 1 | 0 | 0 | 1
906 | Water Heating | Insulation | Hot water pipe insulation | Schools K-12 | New | CscNgs906 | 1 | 1.523 | 8042.723 | 0 | GS | 15 | 1 | 1 | 1 | 1 | 1 | 1 | 1 | 1 | 1 | 1 | 1 | 1 | 482.5634 | 0 | 11683.5185 | 0 | 0 | 0 | 1 | 0 | 0 | 1
906 | Water Heating | Insulation | Hot water pipe insulation | Warehouse | Existing | CwaEgs906 | 1 | 1.523 | 8042.7239 | 0 | GS | 15 | 1 | 1 | 1 | 1 | 1 | 1 | 1 | 1 | 1 | 1 | 1 | 1 | 482.5634 | 0 | 376139.5128 | 0 | 0 | 0 | 1 | 0 | 0 | 1
906 | Water Heating | Insulation | Hot water pipe insulation | Warehouse | New | CwaNgs906 | 1 | 1.523 | 8042.7239 | 0 | GS | 15 | 1 | 1 | 1 | 1 | 1 | 1 | 1 | 1 | 1 | 1 | 1 | 1 | 482.5634 | 0 | 376139.5128 | 0 | 0 | 0 | 1 | 0 | 0 | 1
907 | Water Heating | Insulation | Thermostatic Shower Restriction Valve Commercial | Assembly | Existing | CasEgs907 | 1 | 1.523 | 8042.723 | 0 | GS | 10 | 1 | 1 | 1 | 1 | 1 | 1 | 1 | 1 | 1 | 1 | 1 | 1 | 482.5634 | 0 | 5269.2996 | 0 | 0 | 0 | 1 | 0 | 0 | 1
907 | Water Heating | Insulation | Thermostatic Shower Restriction Valve Commercial | Assembly | New | CasNgs907 | 1 | 1.523 | 8042.723 | 0 | GS | 10 | 1 | 1 | 1 | 1 | 1 | 1 | 1 | 1 | 1 | 1 | 1 | 1 | 482.5634 | 0 | 5269.2996 | 0 | 0 | 0 | 1 | 0 | 0 | 1
907 | Water Heating | Insulation | Thermostatic Shower Restriction Valve Commercial | College and University | Existing | CcoEgs907 | 1 | 1.2145 | 10905.4208 | 0 | GS | 10 | 1 | 1 | 1 | 1 | 1 | 1 | 1 | 1 | 1 | 1 | 1 | 1 | 654.3252 | 0 | 849137.4477 | 0 | 0 | 0 | 1 | 0 | 0 | 1
907 | Water Heating | Insulation | Thermostatic Shower Restriction Valve Commercial | College and University | New | CcoNgs907 | 1 | 1.2145 | 10905.4208 | 0 | GS | 10 | 1 | 1 | 1 | 1 | 1 | 1 | 1 | 1 | 1 | 1 | 1 | 1 | 654.3252 | 0 | 849137.4477 | 0 | 0 | 0 | 1 | 0 | 0 | 1
907 | Water Heating | Insulation | Thermostatic Shower Restriction Valve Commercial | Data Center | Existing | CdaEgs907 | 1 | 1.2145 | 10905.4227 | 0 | GS | 10 | 1 | 1 | 1 | 1 | 1 | 1 | 1 | 1 | 1 | 1 | 1 | 1 | 654.3254 | 0 | 6843.0769 | 0 | 0 | 0 | 1 | 0 | 0 | 1
907 | Water Heating | Insulation | Thermostatic Shower Restriction Valve Commercial | Data Center | New | CdaNgs907 | 1 | 1.2145 | 10905.4227 | 0 | GS | 10 | 1 | 1 | 1 | 1 | 1 | 1 | 1 | 1 | 1 | 1 | 1 | 1 | 654.3254 | 0 | 6843.0769 | 0 | 0 | 0 | 1 | 0 | 0 | 1
907 | Water Heating | Insulation | Thermostatic Shower Restriction Valve Commercial | Grocery | Existing | CgrEgs907 | 1 | 1.523 | 8042.7235 | 0 | GS | 10 | 1 | 1 | 1 | 1 | 1 | 1 | 1 | 1 | 1 | 1 | 1 | 1 | 482.5634 | 0 | 10539.9421 | 0 | 0 | 0 | 1 | 0 | 0 | 1
907 | Water Heating | Insulation | Thermostatic Shower Restriction Valve Commercial | Grocery | New | CgrNgs907 | 1 | 1.523 | 8042.7235 | 0 | GS | 10 | 1 | 1 | 1 | 1 | 1 | 1 | 1 | 1 | 1 | 1 | 1 | 1 | 482.5634 | 0 | 10539.9421 | 0 | 0 | 0 | 1 | 0 | 0 | 1
907 | Water Heating | Insulation | Thermostatic Shower Restriction Valve Commercial | Healthcare | Existing | CheEgs907 | 1 | 1.2145 | 10905.4225 | 0 | GS | 10 | 1 | 1 | 1 | 1 | 1 | 1 | 1 | 1 | 1 | 1 | 1 | 1 | 654.3254 | 0 | 3008.3319 | 0 | 0 | 0 | 1 | 0 | 0 | 1
907 | Water Heating | Insulation | Thermostatic Shower Restriction Valve Commercial | Healthcare | New | CheNgs907 | 1 | 1.2145 | 10905.4225 | 0 | GS | 10 | 1 | 1 | 1 | 1 | 1 | 1 | 1 | 1 | 1 | 1 | 1 | 1 | 654.3254 | 0 | 3008.3319 | 0 | 0 | 0 | 1 | 0 | 0 | 1
907 | Water Heating | Insulation | Thermostatic Shower Restriction Valve Commercial | Hospitals | Existing | ChoEgs907 | 1 | 1.2145 | 10905.4229 | 0 | GS | 10 | 1 | 1 | 1 | 1 | 1 | 1 | 1 | 1 | 1 | 1 | 1 | 1 | 654.3254 | 0 | 35596.5647 | 0 | 0 | 0 | 1 | 0 | 0 | 1
907 | Water Heating | Insulation | Thermostatic Shower Restriction Valve Commercial | Hospitals | New | ChoNgs907 | 1 | 1.2145 | 10905.4229 | 0 | GS | 10 | 1 | 1 | 1 | 1 | 1 | 1 | 1 | 1 | 1 | 1 | 1 | 1 | 654.3254 | 0 | 35596.5647 | 0 | 0 | 0 | 1 | 0 | 0 | 1
907 | Water Heating | Insulation | Thermostatic Shower Restriction Valve Commercial | Institutional | Existing | CinEgs907 | 1 | 1.2145 | 10905.4234 | 0 | GS | 10 | 1 | 1 | 1 | 1 | 1 | 1 | 1 | 1 | 1 | 1 | 1 | 1 | 654.3254 | 0 | 251504.6618 | 0 | 0 | 0 | 1 | 0 | 0 | 1
907 | Water Heating | Insulation | Thermostatic Shower Restriction Valve Commercial | Institutional | New | CinNgs907 | 1 | 1.2145 | 10905.4234 | 0 | GS | 10 | 1 | 1 | 1 | 1 | 1 | 1 | 1 | 1 | 1 | 1 | 1 | 1 | 654.3254 | 0 | 251504.6618 | 0 | 0 | 0 | 1 | 0 | 0 | 1
907 | Water Heating | Insulation | Thermostatic Shower Restriction Valve Commercial | Lodging/Hospitality | Existing | CloEgs907 | 1 | 4.0096 | 25413.8156 | 0 | GS | 10 | 1 | 1 | 1 | 1 | 1 | 1 | 1 | 1 | 1 | 1 | 1 | 1 | 1524.8289 | 0 | 1464658.7509 | 0 | 0 | 0 | 1 | 0 | 0 | 1
907 | Water Heating | Insulation | Thermostatic Shower Restriction Valve Commercial | Lodging/Hospitality | New | CloNgs907 | 1 | 4.0096 | 25413.8156 | 0 | GS | 10 | 1 | 1 | 1 | 1 | 1 | 1 | 1 | 1 | 1 | 1 | 1 | 1 | 1524.8289 | 0 | 1464658.7509 | 0 | 0 | 0 | 1 | 0 | 0 | 1
907 | Water Heating | Insulation | Thermostatic Shower Restriction Valve Commercial | Miscellaneous | Existing | CmiEgs907 | 1 | 1.523 | 8042.7228 | 0 | GS | 10 | 1 | 1 | 1 | 1 | 1 | 1 | 1 | 1 | 1 | 1 | 1 | 1 | 482.5634 | 0 | 35832.149 | 0 | 0 | 0 | 1 | 0 | 0 | 1
907 | Water Heating | Insulation | Thermostatic Shower Restriction Valve Commercial | Miscellaneous | New | CmiNgs907 | 1 | 1.523 | 8042.7228 | 0 | GS | 10 | 1 | 1 | 1 | 1 | 1 | 1 | 1 | 1 | 1 | 1 | 1 | 1 | 482.5634 | 0 | 35832.149 | 0 | 0 | 0 | 1 | 0 | 0 | 1
907 | Water Heating | Insulation | Thermostatic Shower Restriction Valve Commercial | Offices | Existing | CofEgs907 | 1 | 1.523 | 8042.723 | 0 | GS | 10 | 1 | 1 | 1 | 1 | 1 | 1 | 1 | 1 | 1 | 1 | 1 | 1 | 482.5634 | 0 | 2408.884 | 0 | 0 | 0 | 1 | 0 | 0 | 1
907 | Water Heating | Insulation | Thermostatic Shower Restriction Valve Commercial | Offices | New | CofNgs907 | 1 | 1.523 | 8042.723 | 0 | GS | 10 | 1 | 1 | 1 | 1 | 1 | 1 | 1 | 1 | 1 | 1 | 1 | 1 | 482.5634 | 0 | 2408.884 | 0 | 0 | 0 | 1 | 0 | 0 | 1
907 | Water Heating | Insulation | Thermostatic Shower Restriction Valve Commercial | Restaurants | Existing | CreEgs907 | 1 | 1.523 | 8042.7232 | 0 | GS | 10 | 1 | 1 | 1 | 1 | 1 | 1 | 1 | 1 | 1 | 1 | 1 | 1 | 482.5634 | 0 | 3513.0156 | 0 | 0 | 0 | 1 | 0 | 0 | 1
907 | Water Heating | Insulation | Thermostatic Shower Restriction Valve Commercial | Restaurants | New | CreNgs907 | 1 | 1.523 | 8042.7232 | 0 | GS | 10 | 1 | 1 | 1 | 1 | 1 | 1 | 1 | 1 | 1 | 1 | 1 | 1 | 482.5634 | 0 | 3513.0156 | 0 | 0 | 0 | 1 | 0 | 0 | 1
907 | Water Heating | Insulation | Thermostatic Shower Restriction Valve Commercial | Retail | Existing | CrtEgs907 | 1 | 1.523 | 8042.7229 | 0 | GS | 10 | 1 | 1 | 1 | 1 | 1 | 1 | 1 | 1 | 1 | 1 | 1 | 1 | 482.5634 | 0 | 4683.8881 | 0 | 0 | 0 | 1 | 0 | 0 | 1
907 | Water Heating | Insulation | Thermostatic Shower Restriction Valve Commercial | Retail | New | CrtNgs907 | 1 | 1.523 | 8042.7229 | 0 | GS | 10 | 1 | 1 | 1 | 1 | 1 | 1 | 1 | 1 | 1 | 1 | 1 | 1 | 482.5634 | 0 | 4683.8881 | 0 | 0 | 0 | 1 | 0 | 0 | 1
907 | Water Heating | Insulation | Thermostatic Shower Restriction Valve Commercial | Schools K-12 | Existing | CscEgs907 | 1 | 1.523 | 8042.7229 | 0 | GS | 10 | 1 | 1 | 1 | 1 | 1 | 1 | 1 | 1 | 1 | 1 | 1 | 1 | 482.5634 | 0 | 1359.836 | 0 | 0 | 0 | 1 | 0 | 0 | 1
907 | Water Heating | Insulation | Thermostatic Shower Restriction Valve Commercial | Schools K-12 | New | CscNgs907 | 1 | 1.523 | 8042.7229 | 0 | GS | 10 | 1 | 1 | 1 | 1 | 1 | 1 | 1 | 1 | 1 | 1 | 1 | 1 | 482.5634 | 0 | 1359.836 | 0 | 0 | 0 | 1 | 0 | 0 | 1
907 | Water Heating | Insulation | Thermostatic Shower Restriction Valve Commercial | Warehouse | Existing | CwaEgs907 | 1 | 1.523 | 8042.7225 | 0 | GS | 10 | 1 | 1 | 1 | 1 | 1 | 1 | 1 | 1 | 1 | 1 | 1 | 1 | 482.5634 | 0 | 6022.385 | 0 | 0 | 0 | 1 | 0 | 0 | 1
907 | Water Heating | Insulation | Thermostatic Shower Restriction Valve Commercial | Warehouse | New | CwaNgs907 | 1 | 1.523 | 8042.7225 | 0 | GS | 10 | 1 | 1 | 1 | 1 | 1 | 1 | 1 | 1 | 1 | 1 | 1 | 1 | 482.5634 | 0 | 6022.385 | 0 | 0 | 0 | 1 | 0 | 0 | 1
908 | Water Heating | Solar | Solar Pool Heater Commercial | Assembly | Turnover | CasTgs908 | 1 | 0.43275 | 5847.9532 | 0 | GS | 15 | 0.57723 | 0.60437 | 0.83705 | 1.097 | 1.2026 | 1.2026 | 1.289 | 1.2891 | 1.2453 | 1.1192 | 0.77553 | 0.85362 | 350.8772 | 0 | 6286.5276 | 0 | 0 | 0 | 1 | 0 | 0 | 1.0077
908 | Water Heating | Solar | Solar Pool Heater Commercial | Assembly | New | CasNgs908 | 1 | 0.43275 | 5847.9532 | 0 | GS | 15 | 0.57723 | 0.60437 | 0.83705 | 1.097 | 1.2026 | 1.2026 | 1.289 | 1.2891 | 1.2453 | 1.1192 | 0.77553 | 0.85362 | 350.8772 | 0 | 6286.5276 | 0 | 0 | 0 | 1 | 0 | 0 | 1.0077
908 | Water Heating | Solar | Solar Pool Heater Commercial | College and University | Turnover | CcoTgs908 | 1 | 1.0099 | 9900.9901 | 0 | GS | 15 | 0.57723 | 0.60437 | 0.83705 | 1.097 | 1.2026 | 1.2026 | 1.289 | 1.2891 | 1.2453 | 1.1192 | 0.77553 | 0.85362 | 594.0594 | 0 | 10643.5269 | 0 | 0 | 0 | 1 | 0 | 0 | 1.0077
908 | Water Heating | Solar | Solar Pool Heater Commercial | College and University | New | CcoNgs908 | 1 | 1.0099 | 9900.9901 | 0 | GS | 15 | 0.57723 | 0.60437 | 0.83705 | 1.097 | 1.2026 | 1.2026 | 1.289 | 1.2891 | 1.2453 | 1.1192 | 0.77553 | 0.85362 | 594.0594 | 0 | 10643.5269 | 0 | 0 | 0 | 1 | 0 | 0 | 1.0077
908 | Water Heating | Solar | Solar Pool Heater Commercial | Data Center | Turnover | CdaTgs908 | 1 | 1.0631 | 9009.009 | 0 | GS | 15 | 0.57723 | 0.60437 | 0.83705 | 1.097 | 1.2026 | 1.2026 | 1.289 | 1.2891 | 1.2453 | 1.1192 | 0.77553 | 0.85362 | 540.5405 | 0 | 9684.6506 | 0 | 0 | 0 | 1 | 0 | 0 | 1.0077
908 | Water Heating | Solar | Solar Pool Heater Commercial | Data Center | New | CdaNgs908 | 1 | 1.0631 | 9009.009 | 0 | GS | 15 | 0.57723 | 0.60437 | 0.83705 | 1.097 | 1.2026 | 1.2026 | 1.289 | 1.2891 | 1.2453 | 1.1192 | 0.77553 | 0.85362 | 540.5405 | 0 | 9684.6506 | 0 | 0 | 0 | 1 | 0 | 0 | 1.0077
908 | Water Heating | Solar | Solar Pool Heater Commercial | Grocery | Turnover | CgrTgs908 | 1 | 0.6 | 7407.4074 | 0 | GS | 15 | 0.57723 | 0.60437 | 0.83705 | 1.097 | 1.2026 | 1.2026 | 1.289 | 1.2891 | 1.2453 | 1.1192 | 0.77553 | 0.85362 | 444.4444 | 0 | 7962.9349 | 0 | 0 | 0 | 1 | 0 | 0 | 1.0077
908 | Water Heating | Solar | Solar Pool Heater Commercial | Grocery | New | CgrNgs908 | 1 | 0.6 | 7407.4074 | 0 | GS | 15 | 0.57723 | 0.60437 | 0.83705 | 1.097 | 1.2026 | 1.2026 | 1.289 | 1.2891 | 1.2453 | 1.1192 | 0.77553 | 0.85362 | 444.4444 | 0 | 7962.9349 | 0 | 0 | 0 | 1 | 0 | 0 | 1.0077
908 | Water Heating | Solar | Solar Pool Heater Commercial | Healthcare | Turnover | CheTgs908 | 1 | 1.0347 | 6944.4444 | 0 | GS | 15 | 0.57723 | 0.60437 | 0.83705 | 1.097 | 1.2026 | 1.2026 | 1.289 | 1.2891 | 1.2453 | 1.1192 | 0.77553 | 0.85362 | 416.6667 | 0 | 7465.2515 | 0 | 0 | 0 | 1 | 0 | 0 | 1.0077
908 | Water Heating | Solar | Solar Pool Heater Commercial | Healthcare | New | CheNgs908 | 1 | 1.0347 | 6944.4444 | 0 | GS | 15 | 0.57723 | 0.60437 | 0.83705 | 1.097 | 1.2026 | 1.2026 | 1.289 | 1.2891 | 1.2453 | 1.1192 | 0.77553 | 0.85362 | 416.6667 | 0 | 7465.2515 | 0 | 0 | 0 | 1 | 0 | 0 | 1.0077
908 | Water Heating | Solar | Solar Pool Heater Commercial | Hospitals | Turnover | ChoTgs908 | 1 | 1.0099 | 9900.9901 | 0 | GS | 15 | 0.57723 | 0.60437 | 0.83705 | 1.097 | 1.2026 | 1.2026 | 1.289 | 1.2891 | 1.2453 | 1.1192 | 0.77553 | 0.85362 | 594.0594 | 0 | 10643.5269 | 0 | 0 | 0 | 1 | 0 | 0 | 1.0077
908 | Water Heating | Solar | Solar Pool Heater Commercial | Hospitals | New | ChoNgs908 | 1 | 1.0099 | 9900.9901 | 0 | GS | 15 | 0.57723 | 0.60437 | 0.83705 | 1.097 | 1.2026 | 1.2026 | 1.289 | 1.2891 | 1.2453 | 1.1192 | 0.77553 | 0.85362 | 594.0594 | 0 | 10643.5269 | 0 | 0 | 0 | 1 | 0 | 0 | 1.0077
908 | Water Heating | Solar | Solar Pool Heater Commercial | Institutional | Turnover | CinTgs908 | 1 | 1.0811 | 9009.009 | 0 | GS | 15 | 0.57723 | 0.60437 | 0.83705 | 1.097 | 1.2026 | 1.2026 | 1.289 | 1.2891 | 1.2453 | 1.1192 | 0.77553 | 0.85362 | 540.5405 | 0 | 9684.6506 | 0 | 0 | 0 | 1 | 0 | 0 | 1.0077
908 | Water Heating | Solar | Solar Pool Heater Commercial | Institutional | New | CinNgs908 | 1 | 1.0811 | 9009.009 | 0 | GS | 15 | 0.57723 | 0.60437 | 0.83705 | 1.097 | 1.2026 | 1.2026 | 1.289 | 1.2891 | 1.2453 | 1.1192 | 0.77553 | 0.85362 | 540.5405 | 0 | 9684.6506 | 0 | 0 | 0 | 1 | 0 | 0 | 1.0077
908 | Water Heating | Solar | Solar Pool Heater Commercial | Lodging/Hospitality | Turnover | CloTgs908 | 1 | 1.1682 | 9345.7944 | 0 | GS | 15 | 0.57723 | 0.60437 | 0.83705 | 1.097 | 1.2026 | 1.2026 | 1.289 | 1.2891 | 1.2453 | 1.1192 | 0.77553 | 0.85362 | 560.7477 | 0 | 10046.6936 | 0 | 0 | 0 | 1 | 0 | 0 | 1.0077
908 | Water Heating | Solar | Solar Pool Heater Commercial | Lodging/Hospitality | New | CloNgs908 | 1 | 1.1682 | 9345.7944 | 0 | GS | 15 | 0.57723 | 0.60437 | 0.83705 | 1.097 | 1.2026 | 1.2026 | 1.289 | 1.2891 | 1.2453 | 1.1192 | 0.77553 | 0.85362 | 560.7477 | 0 | 10046.6936 | 0 | 0 | 0 | 1 | 0 | 0 | 1.0077
908 | Water Heating | Solar | Solar Pool Heater Commercial | Miscellaneous | Turnover | CmiTgs908 | 1 | 1.0631 | 9009.009 | 0 | GS | 15 | 0.57723 | 0.60437 | 0.83705 | 1.097 | 1.2026 | 1.2026 | 1.289 | 1.2891 | 1.2453 | 1.1192 | 0.77553 | 0.85362 | 540.5405 | 0 | 9684.6506 | 0 | 0 | 0 | 1 | 0 | 0 | 1.0077
908 | Water Heating | Solar | Solar Pool Heater Commercial | Miscellaneous | New | CmiNgs908 | 1 | 1.0631 | 9009.009 | 0 | GS | 15 | 0.57723 | 0.60437 | 0.83705 | 1.097 | 1.2026 | 1.2026 | 1.289 | 1.2891 | 1.2453 | 1.1192 | 0.77553 | 0.85362 | 540.5405 | 0 | 9684.6506 | 0 | 0 | 0 | 1 | 0 | 0 | 1.0077
908 | Water Heating | Solar | Solar Pool Heater Commercial | Offices | Turnover | CofTgs908 | 1 | 1.0631 | 9009.009 | 0 | GS | 15 | 0.57723 | 0.60437 | 0.83705 | 1.097 | 1.2026 | 1.2026 | 1.289 | 1.2891 | 1.2453 | 1.1192 | 0.77553 | 0.85362 | 540.5405 | 0 | 9684.6506 | 0 | 0 | 0 | 1 | 0 | 0 | 1.0077
908 | Water Heating | Solar | Solar Pool Heater Commercial | Offices | New | CofNgs908 | 1 | 1.0631 | 9009.009 | 0 | GS | 15 | 0.57723 | 0.60437 | 0.83705 | 1.097 | 1.2026 | 1.2026 | 1.289 | 1.2891 | 1.2453 | 1.1192 | 0.77553 | 0.85362 | 540.5405 | 0 | 9684.6506 | 0 | 0 | 0 | 1 | 0 | 0 | 1.0077
908 | Water Heating | Solar | Solar Pool Heater Commercial | Restaurants | Turnover | CreTgs908 | 1 | 0.37313 | 7462.6866 | 0 | GS | 15 | 0.57723 | 0.60437 | 0.83705 | 1.097 | 1.2026 | 1.2026 | 1.289 | 1.2891 | 1.2453 | 1.1192 | 0.77553 | 0.85362 | 447.7612 | 0 | 8022.3598 | 0 | 0 | 0 | 1 | 0 | 0 | 1.0077
908 | Water Heating | Solar | Solar Pool Heater Commercial | Restaurants | New | CreNgs908 | 1 | 0.37313 | 7462.6866 | 0 | GS | 15 | 0.57723 | 0.60437 | 0.83705 | 1.097 | 1.2026 | 1.2026 | 1.289 | 1.2891 | 1.2453 | 1.1192 | 0.77553 | 0.85362 | 447.7612 | 0 | 8022.3598 | 0 | 0 | 0 | 1 | 0 | 0 | 1.0077
908 | Water Heating | Solar | Solar Pool Heater Commercial | Retail | Turnover | CrtTgs908 | 1 | 0.55245 | 6993.007 | 0 | GS | 15 | 0.57723 | 0.60437 | 0.83705 | 1.097 | 1.2026 | 1.2026 | 1.289 | 1.2891 | 1.2453 | 1.1192 | 0.77553 | 0.85362 | 419.5804 | 0 | 7517.4561 | 0 | 0 | 0 | 1 | 0 | 0 | 1.0077
908 | Water Heating | Solar | Solar Pool Heater Commercial | Retail | New | CrtNgs908 | 1 | 0.55245 | 6993.007 | 0 | GS | 15 | 0.57723 | 0.60437 | 0.83705 | 1.097 | 1.2026 | 1.2026 | 1.289 | 1.2891 | 1.2453 | 1.1192 | 0.77553 | 0.85362 | 419.5804 | 0 | 7517.4561 | 0 | 0 | 0 | 1 | 0 | 0 | 1.0077
908 | Water Heating | Solar | Solar Pool Heater Commercial | Schools K-12 | Turnover | CscTgs908 | 1 | 1.0388 | 9708.7379 | 0 | GS | 15 | 0.57723 | 0.60437 | 0.83705 | 1.097 | 1.2026 | 1.2026 | 1.289 | 1.2891 | 1.2453 | 1.1192 | 0.77553 | 0.85362 | 582.5243 | 0 | 10436.8565 | 0 | 0 | 0 | 1 | 0 | 0 | 1.0077
908 | Water Heating | Solar | Solar Pool Heater Commercial | Schools K-12 | New | CscNgs908 | 1 | 1.0388 | 9708.7379 | 0 | GS | 15 | 0.57723 | 0.60437 | 0.83705 | 1.097 | 1.2026 | 1.2026 | 1.289 | 1.2891 | 1.2453 | 1.1192 | 0.77553 | 0.85362 | 582.5243 | 0 | 10436.8565 | 0 | 0 | 0 | 1 | 0 | 0 | 1.0077
908 | Water Heating | Solar | Solar Pool Heater Commercial | Warehouse | Turnover | CwaTgs908 | 1 | 0.72549 | 6535.9477 | 0 | GS | 15 | 0.57723 | 0.60437 | 0.83705 | 1.097 | 1.2026 | 1.2026 | 1.289 | 1.2891 | 1.2453 | 1.1192 | 0.77553 | 0.85362 | 392.1569 | 0 | 7026.1191 | 0 | 0 | 0 | 1 | 0 | 0 | 1.0077
908 | Water Heating | Solar | Solar Pool Heater Commercial | Warehouse | New | CwaNgs908 | 1 | 0.72549 | 6535.9477 | 0 | GS | 15 | 0.57723 | 0.60437 | 0.83705 | 1.097 | 1.2026 | 1.2026 | 1.289 | 1.2891 | 1.2453 | 1.1192 | 0.77553 | 0.85362 | 392.1569 | 0 | 7026.1191 | 0 | 0 | 0 | 1 | 0 | 0 | 1.0077
909 | Water Heating | Solar | Solar Thermal Water Heating System Commercial | Assembly | Turnover | CasTgs909 | 1 | 1.523 | 8042.7229 | 0 | GS | 20 | 1 | 1 | 1 | 1 | 1 | 1 | 1 | 1 | 1 | 1 | 1 | 1 | 482.5634 | 0 | 16072.5021 | 0 | 0 | 0 | 1 | 0 | 0 | 1
909 | Water Heating | Solar | Solar Thermal Water Heating System Commercial | Assembly | New | CasNgs909 | 1 | 1.523 | 8042.7229 | 0 | GS | 20 | 1 | 1 | 1 | 1 | 1 | 1 | 1 | 1 | 1 | 1 | 1 | 1 | 482.5634 | 0 | 16072.5021 | 0 | 0 | 0 | 1 | 0 | 0 | 1
909 | Water Heating | Solar | Solar Thermal Water Heating System Commercial | College and University | Turnover | CcoTgs909 | 1 | 1.2145 | 10905.4227 | 0 | GS | 20 | 1 | 1 | 1 | 1 | 1 | 1 | 1 | 1 | 1 | 1 | 1 | 1 | 654.3254 | 0 | 9475.3372 | 0 | 0 | 0 | 1 | 0 | 0 | 1
909 | Water Heating | Solar | Solar Thermal Water Heating System Commercial | College and University | New | CcoNgs909 | 1 | 1.2145 | 10905.4227 | 0 | GS | 20 | 1 | 1 | 1 | 1 | 1 | 1 | 1 | 1 | 1 | 1 | 1 | 1 | 654.3254 | 0 | 9475.3372 | 0 | 0 | 0 | 1 | 0 | 0 | 1
909 | Water Heating | Solar | Solar Thermal Water Heating System Commercial | Data Center | Turnover | CdaTgs909 | 1 | 1.2145 | 10905.4227 | 0 | GS | 20 | 1 | 1 | 1 | 1 | 1 | 1 | 1 | 1 | 1 | 1 | 1 | 1 | 654.3254 | 0 | 217932.7026 | 0 | 0 | 0 | 1 | 0 | 0 | 1
909 | Water Heating | Solar | Solar Thermal Water Heating System Commercial | Data Center | New | CdaNgs909 | 1 | 1.2145 | 10905.4227 | 0 | GS | 20 | 1 | 1 | 1 | 1 | 1 | 1 | 1 | 1 | 1 | 1 | 1 | 1 | 654.3254 | 0 | 217932.7026 | 0 | 0 | 0 | 1 | 0 | 0 | 1
909 | Water Heating | Solar | Solar Thermal Water Heating System Commercial | Grocery | Turnover | CgrTgs909 | 1 | 1.523 | 8042.7229 | 0 | GS | 20 | 1 | 1 | 1 | 1 | 1 | 1 | 1 | 1 | 1 | 1 | 1 | 1 | 482.5634 | 0 | 12054.3632 | 0 | 0 | 0 | 1 | 0 | 0 | 1
909 | Water Heating | Solar | Solar Thermal Water Heating System Commercial | Grocery | New | CgrNgs909 | 1 | 1.523 | 8042.7229 | 0 | GS | 20 | 1 | 1 | 1 | 1 | 1 | 1 | 1 | 1 | 1 | 1 | 1 | 1 | 482.5634 | 0 | 12054.3632 | 0 | 0 | 0 | 1 | 0 | 0 | 1
909 | Water Heating | Solar | Solar Thermal Water Heating System Commercial | Healthcare | Turnover | CheTgs909 | 1 | 1.2145 | 10905.4227 | 0 | GS | 20 | 1 | 1 | 1 | 1 | 1 | 1 | 1 | 1 | 1 | 1 | 1 | 1 | 654.3254 | 0 | 540.3291 | 0 | 0 | 0 | 1 | 0 | 0 | 1
909 | Water Heating | Solar | Solar Thermal Water Heating System Commercial | Healthcare | New | CheNgs909 | 1 | 1.2145 | 10905.4227 | 0 | GS | 20 | 1 | 1 | 1 | 1 | 1 | 1 | 1 | 1 | 1 | 1 | 1 | 1 | 654.3254 | 0 | 540.3291 | 0 | 0 | 0 | 1 | 0 | 0 | 1
909 | Water Heating | Solar | Solar Thermal Water Heating System Commercial | Hospitals | Turnover | ChoTgs909 | 1 | 1.2145 | 10905.4227 | 0 | GS | 20 | 1 | 1 | 1 | 1 | 1 | 1 | 1 | 1 | 1 | 1 | 1 | 1 | 654.3254 | 0 | 4086.2392 | 0 | 0 | 0 | 1 | 0 | 0 | 1
909 | Water Heating | Solar | Solar Thermal Water Heating System Commercial | Hospitals | New | ChoNgs909 | 1 | 1.2145 | 10905.4227 | 0 | GS | 20 | 1 | 1 | 1 | 1 | 1 | 1 | 1 | 1 | 1 | 1 | 1 | 1 | 654.3254 | 0 | 4086.2392 | 0 | 0 | 0 | 1 | 0 | 0 | 1
909 | Water Heating | Solar | Solar Thermal Water Heating System Commercial | Institutional | Turnover | CinTgs909 | 1 | 1.2145 | 10905.4227 | 0 | GS | 20 | 1 | 1 | 1 | 1 | 1 | 1 | 1 | 1 | 1 | 1 | 1 | 1 | 654.3254 | 0 | 56753.3159 | 0 | 0 | 0 | 1 | 0 | 0 | 1
909 | Water Heating | Solar | Solar Thermal Water Heating System Commercial | Institutional | New | CinNgs909 | 1 | 1.2145 | 10905.4227 | 0 | GS | 20 | 1 | 1 | 1 | 1 | 1 | 1 | 1 | 1 | 1 | 1 | 1 | 1 | 654.3254 | 0 | 56753.3159 | 0 | 0 | 0 | 1 | 0 | 0 | 1
909 | Water Heating | Solar | Solar Thermal Water Heating System Commercial | Lodging/Hospitality | Turnover | CloTgs909 | 1 | 4.0096 | 25413.8002 | 0 | GS | 20 | 1 | 1 | 1 | 1 | 1 | 1 | 1 | 1 | 1 | 1 | 1 | 1 | 1524.828 | 0 | 2539.3327 | 0 | 0 | 0 | 1 | 0 | 0 | 1
909 | Water Heating | Solar | Solar Thermal Water Heating System Commercial | Lodging/Hospitality | New | CloNgs909 | 1 | 4.0096 | 25413.8002 | 0 | GS | 20 | 1 | 1 | 1 | 1 | 1 | 1 | 1 | 1 | 1 | 1 | 1 | 1 | 1524.828 | 0 | 2539.3327 | 0 | 0 | 0 | 1 | 0 | 0 | 1
909 | Water Heating | Solar | Solar Thermal Water Heating System Commercial | Miscellaneous | Turnover | CmiTgs909 | 1 | 1.523 | 8042.7229 | 0 | GS | 20 | 1 | 1 | 1 | 1 | 1 | 1 | 1 | 1 | 1 | 1 | 1 | 1 | 482.5634 | 0 | 38573.9776 | 0 | 0 | 0 | 1 | 0 | 0 | 1
909 | Water Heating | Solar | Solar Thermal Water Heating System Commercial | Miscellaneous | New | CmiNgs909 | 1 | 1.523 | 8042.7229 | 0 | GS | 20 | 1 | 1 | 1 | 1 | 1 | 1 | 1 | 1 | 1 | 1 | 1 | 1 | 482.5634 | 0 | 38573.9776 | 0 | 0 | 0 | 1 | 0 | 0 | 1
909 | Water Heating | Solar | Solar Thermal Water Heating System Commercial | Offices | Turnover | CofTgs909 | 1 | 1.523 | 8042.7229 | 0 | GS | 20 | 1 | 1 | 1 | 1 | 1 | 1 | 1 | 1 | 1 | 1 | 1 | 1 | 482.5634 | 0 | 14465.2358 | 0 | 0 | 0 | 1 | 0 | 0 | 1
909 | Water Heating | Solar | Solar Thermal Water Heating System Commercial | Offices | New | CofNgs909 | 1 | 1.523 | 8042.7229 | 0 | GS | 20 | 1 | 1 | 1 | 1 | 1 | 1 | 1 | 1 | 1 | 1 | 1 | 1 | 482.5634 | 0 | 14465.2358 | 0 | 0 | 0 | 1 | 0 | 0 | 1
909 | Water Heating | Solar | Solar Thermal Water Heating System Commercial | Restaurants | Turnover | CreTgs909 | 1 | 1.523 | 8042.7229 | 0 | GS | 20 | 1 | 1 | 1 | 1 | 1 | 1 | 1 | 1 | 1 | 1 | 1 | 1 | 482.5634 | 0 | 5411.6112 | 0 | 0 | 0 | 1 | 0 | 0 | 1
909 | Water Heating | Solar | Solar Thermal Water Heating System Commercial | Restaurants | New | CreNgs909 | 1 | 1.523 | 8042.7229 | 0 | GS | 20 | 1 | 1 | 1 | 1 | 1 | 1 | 1 | 1 | 1 | 1 | 1 | 1 | 482.5634 | 0 | 5411.6112 | 0 | 0 | 0 | 1 | 0 | 0 | 1
909 | Water Heating | Solar | Solar Thermal Water Heating System Commercial | Retail | Turnover | CrtTgs909 | 1 | 1.523 | 8042.7229 | 0 | GS | 20 | 1 | 1 | 1 | 1 | 1 | 1 | 1 | 1 | 1 | 1 | 1 | 1 | 482.5634 | 0 | 115719.4942 | 0 | 0 | 0 | 1 | 0 | 0 | 1
909 | Water Heating | Solar | Solar Thermal Water Heating System Commercial | Retail | New | CrtNgs909 | 1 | 1.523 | 8042.7229 | 0 | GS | 20 | 1 | 1 | 1 | 1 | 1 | 1 | 1 | 1 | 1 | 1 | 1 | 1 | 482.5634 | 0 | 115719.4942 | 0 | 0 | 0 | 1 | 0 | 0 | 1
909 | Water Heating | Solar | Solar Thermal Water Heating System Commercial | Schools K-12 | Turnover | CscTgs909 | 1 | 1.523 | 8042.7229 | 0 | GS | 20 | 1 | 1 | 1 | 1 | 1 | 1 | 1 | 1 | 1 | 1 | 1 | 1 | 482.5634 | 0 | 8036.2421 | 0 | 0 | 0 | 1 | 0 | 0 | 1
909 | Water Heating | Solar | Solar Thermal Water Heating System Commercial | Schools K-12 | New | CscNgs909 | 1 | 1.523 | 8042.7229 | 0 | GS | 20 | 1 | 1 | 1 | 1 | 1 | 1 | 1 | 1 | 1 | 1 | 1 | 1 | 482.5634 | 0 | 8036.2421 | 0 | 0 | 0 | 1 | 0 | 0 | 1
909 | Water Heating | Solar | Solar Thermal Water Heating System Commercial | Warehouse | Turnover | CwaTgs909 | 1 | 1.523 | 8042.7229 | 0 | GS | 20 | 1 | 1 | 1 | 1 | 1 | 1 | 1 | 1 | 1 | 1 | 1 | 1 | 482.5634 | 0 | 24108.7264 | 0 | 0 | 0 | 1 | 0 | 0 | 1
909 | Water Heating | Solar | Solar Thermal Water Heating System Commercial | Warehouse | New | CwaNgs909 | 1 | 1.523 | 8042.7229 | 0 | GS | 20 | 1 | 1 | 1 | 1 | 1 | 1 | 1 | 1 | 1 | 1 | 1 | 1 | 482.5634 | 0 | 24108.7264 | 0 | 0 | 0 | 1 | 0 | 0 | 1
910 | Water Heating | Unit | Heat Pump Pool Heater Commercial | Assembly | Turnover | CasTgs910 | 1 | 0.43275 | 5847.9532 | 0 | GS | 15 | 0.57723 | 0.60437 | 0.83705 | 1.097 | 1.2026 | 1.2026 | 1.289 | 1.2891 | 1.2453 | 1.1192 | 0.77553 | 0.85362 | 350.8772 | 0 | 6532.1782 | 0 | 0 | 0 | 1 | 0 | 0 | 1.0077
910 | Water Heating | Unit | Heat Pump Pool Heater Commercial | Assembly | New | CasNgs910 | 1 | 0.43275 | 5847.9532 | 0 | GS | 15 | 0.57723 | 0.60437 | 0.83705 | 1.097 | 1.2026 | 1.2026 | 1.289 | 1.2891 | 1.2453 | 1.1192 | 0.77553 | 0.85362 | 350.8772 | 0 | 6532.1782 | 0 | 0 | 0 | 1 | 0 | 0 | 1.0077
910 | Water Heating | Unit | Heat Pump Pool Heater Commercial | College and University | Turnover | CcoTgs910 | 1 | 1.0099 | 9900.9901 | 0 | GS | 15 | 0.57723 | 0.60437 | 0.83705 | 1.097 | 1.2026 | 1.2026 | 1.289 | 1.2891 | 1.2453 | 1.1192 | 0.77553 | 0.85362 | 594.0594 | 0 | 11059.4305 | 0 | 0 | 0 | 1 | 0 | 0 | 1.0077
910 | Water Heating | Unit | Heat Pump Pool Heater Commercial | College and University | New | CcoNgs910 | 1 | 1.0099 | 9900.9901 | 0 | GS | 15 | 0.57723 | 0.60437 | 0.83705 | 1.097 | 1.2026 | 1.2026 | 1.289 | 1.2891 | 1.2453 | 1.1192 | 0.77553 | 0.85362 | 594.0594 | 0 | 11059.4305 | 0 | 0 | 0 | 1 | 0 | 0 | 1.0077
910 | Water Heating | Unit | Heat Pump Pool Heater Commercial | Data Center | Turnover | CdaTgs910 | 1 | 1.0631 | 9009.009 | 0 | GS | 15 | 0.57723 | 0.60437 | 0.83705 | 1.097 | 1.2026 | 1.2026 | 1.289 | 1.2891 | 1.2453 | 1.1192 | 0.77553 | 0.85362 | 540.5405 | 0 | 10063.0854 | 0 | 0 | 0 | 1 | 0 | 0 | 1.0077
910 | Water Heating | Unit | Heat Pump Pool Heater Commercial | Data Center | New | CdaNgs910 | 1 | 1.0631 | 9009.009 | 0 | GS | 15 | 0.57723 | 0.60437 | 0.83705 | 1.097 | 1.2026 | 1.2026 | 1.289 | 1.2891 | 1.2453 | 1.1192 | 0.77553 | 0.85362 | 540.5405 | 0 | 10063.0854 | 0 | 0 | 0 | 1 | 0 | 0 | 1.0077
910 | Water Heating | Unit | Heat Pump Pool Heater Commercial | Grocery | Turnover | CgrTgs910 | 1 | 0.6 | 7407.4074 | 0 | GS | 15 | 0.57723 | 0.60437 | 0.83705 | 1.097 | 1.2026 | 1.2026 | 1.289 | 1.2891 | 1.2453 | 1.1192 | 0.77553 | 0.85362 | 444.4444 | 0 | 8274.0924 | 0 | 0 | 0 | 1 | 0 | 0 | 1.0077
910 | Water Heating | Unit | Heat Pump Pool Heater Commercial | Grocery | New | CgrNgs910 | 1 | 0.6 | 7407.4074 | 0 | GS | 15 | 0.57723 | 0.60437 | 0.83705 | 1.097 | 1.2026 | 1.2026 | 1.289 | 1.2891 | 1.2453 | 1.1192 | 0.77553 | 0.85362 | 444.4444 | 0 | 8274.0924 | 0 | 0 | 0 | 1 | 0 | 0 | 1.0077
910 | Water Heating | Unit | Heat Pump Pool Heater Commercial | Healthcare | Turnover | CheTgs910 | 1 | 1.0347 | 6944.4444 | 0 | GS | 15 | 0.57723 | 0.60437 | 0.83705 | 1.097 | 1.2026 | 1.2026 | 1.289 | 1.2891 | 1.2453 | 1.1192 | 0.77553 | 0.85362 | 416.6667 | 0 | 7756.9616 | 0 | 0 | 0 | 1 | 0 | 0 | 1.0077
910 | Water Heating | Unit | Heat Pump Pool Heater Commercial | Healthcare | New | CheNgs910 | 1 | 1.0347 | 6944.4444 | 0 | GS | 15 | 0.57723 | 0.60437 | 0.83705 | 1.097 | 1.2026 | 1.2026 | 1.289 | 1.2891 | 1.2453 | 1.1192 | 0.77553 | 0.85362 | 416.6667 | 0 | 7756.9616 | 0 | 0 | 0 | 1 | 0 | 0 | 1.0077
910 | Water Heating | Unit | Heat Pump Pool Heater Commercial | Hospitals | Turnover | ChoTgs910 | 1 | 1.0099 | 9900.9901 | 0 | GS | 15 | 0.57723 | 0.60437 | 0.83705 | 1.097 | 1.2026 | 1.2026 | 1.289 | 1.2891 | 1.2453 | 1.1192 | 0.77553 | 0.85362 | 594.0594 | 0 | 11059.4305 | 0 | 0 | 0 | 1 | 0 | 0 | 1.0077
910 | Water Heating | Unit | Heat Pump Pool Heater Commercial | Hospitals | New | ChoNgs910 | 1 | 1.0099 | 9900.9901 | 0 | GS | 15 | 0.57723 | 0.60437 | 0.83705 | 1.097 | 1.2026 | 1.2026 | 1.289 | 1.2891 | 1.2453 | 1.1192 | 0.77553 | 0.85362 | 594.0594 | 0 | 11059.4305 | 0 | 0 | 0 | 1 | 0 | 0 | 1.0077
910 | Water Heating | Unit | Heat Pump Pool Heater Commercial | Institutional | Turnover | CinTgs910 | 1 | 1.0811 | 9009.009 | 0 | GS | 15 | 0.57723 | 0.60437 | 0.83705 | 1.097 | 1.2026 | 1.2026 | 1.289 | 1.2891 | 1.2453 | 1.1192 | 0.77553 | 0.85362 | 540.5405 | 0 | 10063.0854 | 0 | 0 | 0 | 1 | 0 | 0 | 1.0077
910 | Water Heating | Unit | Heat Pump Pool Heater Commercial | Institutional | New | CinNgs910 | 1 | 1.0811 | 9009.009 | 0 | GS | 15 | 0.57723 | 0.60437 | 0.83705 | 1.097 | 1.2026 | 1.2026 | 1.289 | 1.2891 | 1.2453 | 1.1192 | 0.77553 | 0.85362 | 540.5405 | 0 | 10063.0854 | 0 | 0 | 0 | 1 | 0 | 0 | 1.0077
910 | Water Heating | Unit | Heat Pump Pool Heater Commercial | Lodging/Hospitality | Turnover | CloTgs910 | 1 | 1.1682 | 9345.7944 | 0 | GS | 15 | 0.57723 | 0.60437 | 0.83705 | 1.097 | 1.2026 | 1.2026 | 1.289 | 1.2891 | 1.2453 | 1.1192 | 0.77553 | 0.85362 | 560.7477 | 0 | 10439.2755 | 0 | 0 | 0 | 1 | 0 | 0 | 1.0077
910 | Water Heating | Unit | Heat Pump Pool Heater Commercial | Lodging/Hospitality | New | CloNgs910 | 1 | 1.1682 | 9345.7944 | 0 | GS | 15 | 0.57723 | 0.60437 | 0.83705 | 1.097 | 1.2026 | 1.2026 | 1.289 | 1.2891 | 1.2453 | 1.1192 | 0.77553 | 0.85362 | 560.7477 | 0 | 10439.2755 | 0 | 0 | 0 | 1 | 0 | 0 | 1.0077
910 | Water Heating | Unit | Heat Pump Pool Heater Commercial | Miscellaneous | Turnover | CmiTgs910 | 1 | 1.0631 | 9009.009 | 0 | GS | 15 | 0.57723 | 0.60437 | 0.83705 | 1.097 | 1.2026 | 1.2026 | 1.289 | 1.2891 | 1.2453 | 1.1192 | 0.77553 | 0.85362 | 540.5405 | 0 | 10063.0854 | 0 | 0 | 0 | 1 | 0 | 0 | 1.0077
910 | Water Heating | Unit | Heat Pump Pool Heater Commercial | Miscellaneous | New | CmiNgs910 | 1 | 1.0631 | 9009.009 | 0 | GS | 15 | 0.57723 | 0.60437 | 0.83705 | 1.097 | 1.2026 | 1.2026 | 1.289 | 1.2891 | 1.2453 | 1.1192 | 0.77553 | 0.85362 | 540.5405 | 0 | 10063.0854 | 0 | 0 | 0 | 1 | 0 | 0 | 1.0077
910 | Water Heating | Unit | Heat Pump Pool Heater Commercial | Offices | Turnover | CofTgs910 | 1 | 1.0631 | 9009.009 | 0 | GS | 15 | 0.57723 | 0.60437 | 0.83705 | 1.097 | 1.2026 | 1.2026 | 1.289 | 1.2891 | 1.2453 | 1.1192 | 0.77553 | 0.85362 | 540.5405 | 0 | 10063.0854 | 0 | 0 | 0 | 1 | 0 | 0 | 1.0077
910 | Water Heating | Unit | Heat Pump Pool Heater Commercial | Offices | New | CofNgs910 | 1 | 1.0631 | 9009.009 | 0 | GS | 15 | 0.57723 | 0.60437 | 0.83705 | 1.097 | 1.2026 | 1.2026 | 1.289 | 1.2891 | 1.2453 | 1.1192 | 0.77553 | 0.85362 | 540.5405 | 0 | 10063.0854 | 0 | 0 | 0 | 1 | 0 | 0 | 1.0077
910 | Water Heating | Unit | Heat Pump Pool Heater Commercial | Restaurants | Turnover | CreTgs910 | 1 | 0.37313 | 7462.6866 | 0 | GS | 15 | 0.57723 | 0.60437 | 0.83705 | 1.097 | 1.2026 | 1.2026 | 1.289 | 1.2891 | 1.2453 | 1.1192 | 0.77553 | 0.85362 | 447.7612 | 0 | 8335.8394 | 0 | 0 | 0 | 1 | 0 | 0 | 1.0077
910 | Water Heating | Unit | Heat Pump Pool Heater Commercial | Restaurants | New | CreNgs910 | 1 | 0.37313 | 7462.6866 | 0 | GS | 15 | 0.57723 | 0.60437 | 0.83705 | 1.097 | 1.2026 | 1.2026 | 1.289 | 1.2891 | 1.2453 | 1.1192 | 0.77553 | 0.85362 | 447.7612 | 0 | 8335.8394 | 0 | 0 | 0 | 1 | 0 | 0 | 1.0077
910 | Water Heating | Unit | Heat Pump Pool Heater Commercial | Retail | Turnover | CrtTgs910 | 1 | 0.55245 | 6993.007 | 0 | GS | 15 | 0.57723 | 0.60437 | 0.83705 | 1.097 | 1.2026 | 1.2026 | 1.289 | 1.2891 | 1.2453 | 1.1192 | 0.77553 | 0.85362 | 419.5804 | 0 | 7811.2061 | 0 | 0 | 0 | 1 | 0 | 0 | 1.0077
910 | Water Heating | Unit | Heat Pump Pool Heater Commercial | Retail | New | CrtNgs910 | 1 | 0.55245 | 6993.007 | 0 | GS | 15 | 0.57723 | 0.60437 | 0.83705 | 1.097 | 1.2026 | 1.2026 | 1.289 | 1.2891 | 1.2453 | 1.1192 | 0.77553 | 0.85362 | 419.5804 | 0 | 7811.2061 | 0 | 0 | 0 | 1 | 0 | 0 | 1.0077
910 | Water Heating | Unit | Heat Pump Pool Heater Commercial | Schools K-12 | Turnover | CscTgs910 | 1 | 1.0388 | 9708.7379 | 0 | GS | 15 | 0.57723 | 0.60437 | 0.83705 | 1.097 | 1.2026 | 1.2026 | 1.289 | 1.2891 | 1.2453 | 1.1192 | 0.77553 | 0.85362 | 582.5243 | 0 | 10844.6842 | 0 | 0 | 0 | 1 | 0 | 0 | 1.0077
910 | Water Heating | Unit | Heat Pump Pool Heater Commercial | Schools K-12 | New | CscNgs910 | 1 | 1.0388 | 9708.7379 | 0 | GS | 15 | 0.57723 | 0.60437 | 0.83705 | 1.097 | 1.2026 | 1.2026 | 1.289 | 1.2891 | 1.2453 | 1.1192 | 0.77553 | 0.85362 | 582.5243 | 0 | 10844.6842 | 0 | 0 | 0 | 1 | 0 | 0 | 1.0077
910 | Water Heating | Unit | Heat Pump Pool Heater Commercial | Warehouse | Turnover | CwaTgs910 | 1 | 0.72549 | 6535.9477 | 0 | GS | 15 | 0.57723 | 0.60437 | 0.83705 | 1.097 | 1.2026 | 1.2026 | 1.289 | 1.2891 | 1.2453 | 1.1192 | 0.77553 | 0.85362 | 392.1569 | 0 | 7300.6698 | 0 | 0 | 0 | 1 | 0 | 0 | 1.0077
910 | Water Heating | Unit | Heat Pump Pool Heater Commercial | Warehouse | New | CwaNgs910 | 1 | 0.72549 | 6535.9477 | 0 | GS | 15 | 0.57723 | 0.60437 | 0.83705 | 1.097 | 1.2026 | 1.2026 | 1.289 | 1.2891 | 1.2453 | 1.1192 | 0.77553 | 0.85362 | 392.1569 | 0 | 7300.6698 | 0 | 0 | 0 | 1 | 0 | 0 | 1.0077
911 | Water Heating | Unit | Heat Pump Water Heater | Assembly | Turnover | CasTgs911 | 1 | 1.523 | 8042.7229 | 0 | GS | 15 | 0.57723 | 0.60437 | 0.83705 | 1.097 | 1.2026 | 1.2026 | 1.289 | 1.2891 | 1.2453 | 1.1192 | 0.77553 | 0.85362 | 482.5634 | 0 | 2433.9985 | 0 | 0 | 0 | 1 | 0 | 0 | 1.0077
911 | Water Heating | Unit | Heat Pump Water Heater | Assembly | New | CasNgs911 | 1 | 1.523 | 8042.7229 | 0 | GS | 15 | 0.57723 | 0.60437 | 0.83705 | 1.097 | 1.2026 | 1.2026 | 1.289 | 1.2891 | 1.2453 | 1.1192 | 0.77553 | 0.85362 | 482.5634 | 0 | 2433.9985 | 0 | 0 | 0 | 1 | 0 | 0 | 1.0077
911 | Water Heating | Unit | Heat Pump Water Heater | College and University | Turnover | CcoTgs911 | 1 | 1.2145 | 10905.4227 | 0 | GS | 15 | 0.57723 | 0.60437 | 0.83705 | 1.097 | 1.2026 | 1.2026 | 1.289 | 1.2891 | 1.2453 | 1.1192 | 0.77553 | 0.85362 | 654.3254 | 0 | 12572.7535 | 0 | 0 | 0 | 1 | 0 | 0 | 1.0077
911 | Water Heating | Unit | Heat Pump Water Heater | College and University | New | CcoNgs911 | 1 | 1.2145 | 10905.4227 | 0 | GS | 15 | 0.57723 | 0.60437 | 0.83705 | 1.097 | 1.2026 | 1.2026 | 1.289 | 1.2891 | 1.2453 | 1.1192 | 0.77553 | 0.85362 | 654.3254 | 0 | 12572.7535 | 0 | 0 | 0 | 1 | 0 | 0 | 1.0077
911 | Water Heating | Unit | Heat Pump Water Heater | Data Center | Turnover | CdaTgs911 | 1 | 1.2145 | 10905.4227 | 0 | GS | 15 | 0.57723 | 0.60437 | 0.83705 | 1.097 | 1.2026 | 1.2026 | 1.289 | 1.2891 | 1.2453 | 1.1192 | 0.77553 | 0.85362 | 654.3254 | 0 | 3718.7027 | 0 | 0 | 0 | 1 | 0 | 0 | 1.0077
911 | Water Heating | Unit | Heat Pump Water Heater | Data Center | New | CdaNgs911 | 1 | 1.2145 | 10905.4227 | 0 | GS | 15 | 0.57723 | 0.60437 | 0.83705 | 1.097 | 1.2026 | 1.2026 | 1.289 | 1.2891 | 1.2453 | 1.1192 | 0.77553 | 0.85362 | 654.3254 | 0 | 3718.7027 | 0 | 0 | 0 | 1 | 0 | 0 | 1.0077
911 | Water Heating | Unit | Heat Pump Water Heater | Grocery | Turnover | CgrTgs911 | 1 | 1.523 | 8042.723 | 0 | GS | 15 | 0.57723 | 0.60437 | 0.83705 | 1.097 | 1.2026 | 1.2026 | 1.289 | 1.2891 | 1.2453 | 1.1192 | 0.77553 | 0.85362 | 482.5634 | 0 | 4867.9971 | 0 | 0 | 0 | 1 | 0 | 0 | 1.0077
911 | Water Heating | Unit | Heat Pump Water Heater | Grocery | New | CgrNgs911 | 1 | 1.523 | 8042.723 | 0 | GS | 15 | 0.57723 | 0.60437 | 0.83705 | 1.097 | 1.2026 | 1.2026 | 1.289 | 1.2891 | 1.2453 | 1.1192 | 0.77553 | 0.85362 | 482.5634 | 0 | 4867.9971 | 0 | 0 | 0 | 1 | 0 | 0 | 1.0077
911 | Water Heating | Unit | Heat Pump Water Heater | Healthcare | Turnover | CheTgs911 | 1 | 1.2145 | 10905.4227 | 0 | GS | 15 | 0.57723 | 0.60437 | 0.83705 | 1.097 | 1.2026 | 1.2026 | 1.289 | 1.2891 | 1.2453 | 1.1192 | 0.77553 | 0.85362 | 654.3254 | 0 | 1389.6201 | 0 | 0 | 0 | 1 | 0 | 0 | 1.0077
911 | Water Heating | Unit | Heat Pump Water Heater | Healthcare | New | CheNgs911 | 1 | 1.2145 | 10905.4227 | 0 | GS | 15 | 0.57723 | 0.60437 | 0.83705 | 1.097 | 1.2026 | 1.2026 | 1.289 | 1.2891 | 1.2453 | 1.1192 | 0.77553 | 0.85362 | 654.3254 | 0 | 1389.6201 | 0 | 0 | 0 | 1 | 0 | 0 | 1.0077
911 | Water Heating | Unit | Heat Pump Water Heater | Hospitals | Turnover | ChoTgs911 | 1 | 1.2145 | 10905.4227 | 0 | GS | 15 | 0.57723 | 0.60437 | 0.83705 | 1.097 | 1.2026 | 1.2026 | 1.289 | 1.2891 | 1.2453 | 1.1192 | 0.77553 | 0.85362 | 654.3254 | 0 | 1185.7539 | 0 | 0 | 0 | 1 | 0 | 0 | 1.0077
911 | Water Heating | Unit | Heat Pump Water Heater | Hospitals | New | ChoNgs911 | 1 | 1.2145 | 10905.4227 | 0 | GS | 15 | 0.57723 | 0.60437 | 0.83705 | 1.097 | 1.2026 | 1.2026 | 1.289 | 1.2891 | 1.2453 | 1.1192 | 0.77553 | 0.85362 | 654.3254 | 0 | 1185.7539 | 0 | 0 | 0 | 1 | 0 | 0 | 1.0077
911 | Water Heating | Unit | Heat Pump Water Heater | Institutional | Turnover | CinTgs911 | 1 | 1.2145 | 10905.4227 | 0 | GS | 15 | 0.57723 | 0.60437 | 0.83705 | 1.097 | 1.2026 | 1.2026 | 1.289 | 1.2891 | 1.2453 | 1.1192 | 0.77553 | 0.85362 | 654.3254 | 0 | 132013.912 | 0 | 0 | 0 | 1 | 0 | 0 | 1.0077
911 | Water Heating | Unit | Heat Pump Water Heater | Institutional | New | CinNgs911 | 1 | 1.2145 | 10905.4227 | 0 | GS | 15 | 0.57723 | 0.60437 | 0.83705 | 1.097 | 1.2026 | 1.2026 | 1.289 | 1.2891 | 1.2453 | 1.1192 | 0.77553 | 0.85362 | 654.3254 | 0 | 132013.912 | 0 | 0 | 0 | 1 | 0 | 0 | 1.0077
911 | Water Heating | Unit | Heat Pump Water Heater | Lodging/Hospitality | Turnover | CloTgs911 | 1 | 4.0096 | 25413.8002 | 0 | GS | 15 | 0.57723 | 0.60437 | 0.83705 | 1.097 | 1.2026 | 1.2026 | 1.289 | 1.2891 | 1.2453 | 1.1192 | 0.77553 | 0.85362 | 1524.828 | 0 | 14198.9001 | 0 | 0 | 0 | 1 | 0 | 0 | 1.0077
911 | Water Heating | Unit | Heat Pump Water Heater | Lodging/Hospitality | New | CloNgs911 | 1 | 4.0096 | 25413.8002 | 0 | GS | 15 | 0.57723 | 0.60437 | 0.83705 | 1.097 | 1.2026 | 1.2026 | 1.289 | 1.2891 | 1.2453 | 1.1192 | 0.77553 | 0.85362 | 1524.828 | 0 | 14198.9001 | 0 | 0 | 0 | 1 | 0 | 0 | 1.0077
911 | Water Heating | Unit | Heat Pump Water Heater | Miscellaneous | Turnover | CmiTgs911 | 1 | 1.523 | 8042.7229 | 0 | GS | 15 | 0.57723 | 0.60437 | 0.83705 | 1.097 | 1.2026 | 1.2026 | 1.289 | 1.2891 | 1.2453 | 1.1192 | 0.77553 | 0.85362 | 482.5634 | 0 | 19472.0053 | 0 | 0 | 0 | 1 | 0 | 0 | 1.0077
911 | Water Heating | Unit | Heat Pump Water Heater | Miscellaneous | New | CmiNgs911 | 1 | 1.523 | 8042.7229 | 0 | GS | 15 | 0.57723 | 0.60437 | 0.83705 | 1.097 | 1.2026 | 1.2026 | 1.289 | 1.2891 | 1.2453 | 1.1192 | 0.77553 | 0.85362 | 482.5634 | 0 | 19472.0053 | 0 | 0 | 0 | 1 | 0 | 0 | 1.0077
911 | Water Heating | Unit | Heat Pump Water Heater | Offices | Turnover | CofTgs911 | 1 | 1.523 | 8042.7229 | 0 | GS | 15 | 0.57723 | 0.60437 | 0.83705 | 1.097 | 1.2026 | 1.2026 | 1.289 | 1.2891 | 1.2453 | 1.1192 | 0.77553 | 0.85362 | 482.5634 | 0 | 1669.0276 | 0 | 0 | 0 | 1 | 0 | 0 | 1.0077
911 | Water Heating | Unit | Heat Pump Water Heater | Offices | New | CofNgs911 | 1 | 1.523 | 8042.7229 | 0 | GS | 15 | 0.57723 | 0.60437 | 0.83705 | 1.097 | 1.2026 | 1.2026 | 1.289 | 1.2891 | 1.2453 | 1.1192 | 0.77553 | 0.85362 | 482.5634 | 0 | 1669.0276 | 0 | 0 | 0 | 1 | 0 | 0 | 1.0077
911 | Water Heating | Unit | Heat Pump Water Heater | Restaurants | Turnover | CreTgs911 | 1 | 1.523 | 8042.7229 | 0 | GS | 15 | 0.57723 | 0.60437 | 0.83705 | 1.097 | 1.2026 | 1.2026 | 1.289 | 1.2891 | 1.2453 | 1.1192 | 0.77553 | 0.85362 | 482.5634 | 0 | 3245.3314 | 0 | 0 | 0 | 1 | 0 | 0 | 1.0077
911 | Water Heating | Unit | Heat Pump Water Heater | Restaurants | New | CreNgs911 | 1 | 1.523 | 8042.7229 | 0 | GS | 15 | 0.57723 | 0.60437 | 0.83705 | 1.097 | 1.2026 | 1.2026 | 1.289 | 1.2891 | 1.2453 | 1.1192 | 0.77553 | 0.85362 | 482.5634 | 0 | 3245.3314 | 0 | 0 | 0 | 1 | 0 | 0 | 1.0077
911 | Water Heating | Unit | Heat Pump Water Heater | Retail | Turnover | CrtTgs911 | 1 | 1.523 | 8042.7229 | 0 | GS | 15 | 0.57723 | 0.60437 | 0.83705 | 1.097 | 1.2026 | 1.2026 | 1.289 | 1.2891 | 1.2453 | 1.1192 | 0.77553 | 0.85362 | 482.5634 | 0 | 3245.3314 | 0 | 0 | 0 | 1 | 0 | 0 | 1.0077
911 | Water Heating | Unit | Heat Pump Water Heater | Retail | New | CrtNgs911 | 1 | 1.523 | 8042.7229 | 0 | GS | 15 | 0.57723 | 0.60437 | 0.83705 | 1.097 | 1.2026 | 1.2026 | 1.289 | 1.2891 | 1.2453 | 1.1192 | 0.77553 | 0.85362 | 482.5634 | 0 | 3245.3314 | 0 | 0 | 0 | 1 | 0 | 0 | 1.0077
911 | Water Heating | Unit | Heat Pump Water Heater | Schools K-12 | Turnover | CscTgs911 | 1 | 1.523 | 8042.7229 | 0 | GS | 15 | 0.57723 | 0.60437 | 0.83705 | 1.097 | 1.2026 | 1.2026 | 1.289 | 1.2891 | 1.2453 | 1.1192 | 0.77553 | 0.85362 | 482.5634 | 0 | 628.1287 | 0 | 0 | 0 | 1 | 0 | 0 | 1.0077
911 | Water Heating | Unit | Heat Pump Water Heater | Schools K-12 | New | CscNgs911 | 1 | 1.523 | 8042.7229 | 0 | GS | 15 | 0.57723 | 0.60437 | 0.83705 | 1.097 | 1.2026 | 1.2026 | 1.289 | 1.2891 | 1.2453 | 1.1192 | 0.77553 | 0.85362 | 482.5634 | 0 | 628.1287 | 0 | 0 | 0 | 1 | 0 | 0 | 1.0077
911 | Water Heating | Unit | Heat Pump Water Heater | Warehouse | Turnover | CwaTgs911 | 1 | 1.523 | 8042.7229 | 0 | GS | 15 | 0.57723 | 0.60437 | 0.83705 | 1.097 | 1.2026 | 1.2026 | 1.289 | 1.2891 | 1.2453 | 1.1192 | 0.77553 | 0.85362 | 482.5634 | 0 | 2781.7126 | 0 | 0 | 0 | 1 | 0 | 0 | 1.0077
911 | Water Heating | Unit | Heat Pump Water Heater | Warehouse | New | CwaNgs911 | 1 | 1.523 | 8042.7229 | 0 | GS | 15 | 0.57723 | 0.60437 | 0.83705 | 1.097 | 1.2026 | 1.2026 | 1.289 | 1.2891 | 1.2453 | 1.1192 | 0.77553 | 0.85362 | 482.5634 | 0 | 2781.7126 | 0 | 0 | 0 | 1 | 0 | 0 | 1.0077
912 | Water Heating | Unit | Instantaneous Hot Water System Commercial | Assembly | Turnover | CasTgs912 | 1 | 1.523 | 8042.7229 | 0 | GS | 5 | 1.0063 | 0.98564 | 1.0265 | 1.0441 | 1.0994 | 1.0901 | 1.0679 | 1.0965 | 1.0642 | 1.0547 | 1.0277 | 1.0297 | 482.5634 | 0 | 57761.5758 | 0 | 0 | 0 | 1 | 0 | 0 | 1.0494
912 | Water Heating | Unit | Instantaneous Hot Water System Commercial | Assembly | New | CasNgs912 | 1 | 1.523 | 8042.7229 | 0 | GS | 5 | 1.0063 | 0.98564 | 1.0265 | 1.0441 | 1.0994 | 1.0901 | 1.0679 | 1.0965 | 1.0642 | 1.0547 | 1.0277 | 1.0297 | 482.5634 | 0 | 57761.5758 | 0 | 0 | 0 | 1 | 0 | 0 | 1.0494
912 | Water Heating | Unit | Instantaneous Hot Water System Commercial | College and University | Turnover | CcoTgs912 | 1 | 1.2145 | 10905.4228 | 0 | GS | 5 | 1.0063 | 0.98564 | 1.0265 | 1.0441 | 1.0994 | 1.0901 | 1.0679 | 1.0965 | 1.0642 | 1.0547 | 1.0277 | 1.0297 | 654.3254 | 0 | 298370.4382 | 0 | 0 | 0 | 1 | 0 | 0 | 1.0494
912 | Water Heating | Unit | Instantaneous Hot Water System Commercial | College and University | New | CcoNgs912 | 1 | 1.2145 | 10905.4228 | 0 | GS | 5 | 1.0063 | 0.98564 | 1.0265 | 1.0441 | 1.0994 | 1.0901 | 1.0679 | 1.0965 | 1.0642 | 1.0547 | 1.0277 | 1.0297 | 654.3254 | 0 | 298370.4382 | 0 | 0 | 0 | 1 | 0 | 0 | 1.0494
912 | Water Heating | Unit | Instantaneous Hot Water System Commercial | Data Center | Turnover | CdaTgs912 | 1 | 1.2145 | 10905.4227 | 0 | GS | 5 | 1.0063 | 0.98564 | 1.0265 | 1.0441 | 1.0994 | 1.0901 | 1.0679 | 1.0965 | 1.0642 | 1.0547 | 1.0277 | 1.0297 | 654.3254 | 0 | 88250.7162 | 0 | 0 | 0 | 1 | 0 | 0 | 1.0494
912 | Water Heating | Unit | Instantaneous Hot Water System Commercial | Data Center | New | CdaNgs912 | 1 | 1.2145 | 10905.4227 | 0 | GS | 5 | 1.0063 | 0.98564 | 1.0265 | 1.0441 | 1.0994 | 1.0901 | 1.0679 | 1.0965 | 1.0642 | 1.0547 | 1.0277 | 1.0297 | 654.3254 | 0 | 88250.7162 | 0 | 0 | 0 | 1 | 0 | 0 | 1.0494
912 | Water Heating | Unit | Instantaneous Hot Water System Commercial | Grocery | Turnover | CgrTgs912 | 1 | 1.523 | 8042.7228 | 0 | GS | 5 | 1.0063 | 0.98564 | 1.0265 | 1.0441 | 1.0994 | 1.0901 | 1.0679 | 1.0965 | 1.0642 | 1.0547 | 1.0277 | 1.0297 | 482.5634 | 0 | 115528.4713 | 0 | 0 | 0 | 1 | 0 | 0 | 1.0494
912 | Water Heating | Unit | Instantaneous Hot Water System Commercial | Grocery | New | CgrNgs912 | 1 | 1.523 | 8042.7228 | 0 | GS | 5 | 1.0063 | 0.98564 | 1.0265 | 1.0441 | 1.0994 | 1.0901 | 1.0679 | 1.0965 | 1.0642 | 1.0547 | 1.0277 | 1.0297 | 482.5634 | 0 | 115528.4713 | 0 | 0 | 0 | 1 | 0 | 0 | 1.0494
912 | Water Heating | Unit | Instantaneous Hot Water System Commercial | Healthcare | Turnover | CheTgs912 | 1 | 1.2145 | 10905.4227 | 0 | GS | 5 | 1.0063 | 0.98564 | 1.0265 | 1.0441 | 1.0994 | 1.0901 | 1.0679 | 1.0965 | 1.0642 | 1.0547 | 1.0277 | 1.0297 | 654.3254 | 0 | 32977.9983 | 0 | 0 | 0 | 1 | 0 | 0 | 1.0494
912 | Water Heating | Unit | Instantaneous Hot Water System Commercial | Healthcare | New | CheNgs912 | 1 | 1.2145 | 10905.4227 | 0 | GS | 5 | 1.0063 | 0.98564 | 1.0265 | 1.0441 | 1.0994 | 1.0901 | 1.0679 | 1.0965 | 1.0642 | 1.0547 | 1.0277 | 1.0297 | 654.3254 | 0 | 32977.9983 | 0 | 0 | 0 | 1 | 0 | 0 | 1.0494
912 | Water Heating | Unit | Instantaneous Hot Water System Commercial | Hospitals | Turnover | ChoTgs912 | 1 | 1.2145 | 10905.4227 | 0 | GS | 5 | 1.0063 | 0.98564 | 1.0265 | 1.0441 | 1.0994 | 1.0901 | 1.0679 | 1.0965 | 1.0642 | 1.0547 | 1.0277 | 1.0297 | 654.3254 | 0 | 28139.7837 | 0 | 0 | 0 | 1 | 0 | 0 | 1.0494
912 | Water Heating | Unit | Instantaneous Hot Water System Commercial | Hospitals | New | ChoNgs912 | 1 | 1.2145 | 10905.4227 | 0 | GS | 5 | 1.0063 | 0.98564 | 1.0265 | 1.0441 | 1.0994 | 1.0901 | 1.0679 | 1.0965 | 1.0642 | 1.0547 | 1.0277 | 1.0297 | 654.3254 | 0 | 28139.7837 | 0 | 0 | 0 | 1 | 0 | 0 | 1.0494
912 | Water Heating | Unit | Instantaneous Hot Water System Commercial | Institutional | Turnover | CinTgs912 | 1 | 1.2145 | 10905.4225 | 0 | GS | 5 | 1.0063 | 0.98564 | 1.0265 | 1.0441 | 1.0994 | 1.0901 | 1.0679 | 1.0965 | 1.0642 | 1.0547 | 1.0277 | 1.0297 | 654.3254 | 0 | 3132812.5675 | 0 | 0 | 0 | 1 | 0 | 0 | 1.0494
912 | Water Heating | Unit | Instantaneous Hot Water System Commercial | Institutional | New | CinNgs912 | 1 | 1.2145 | 10905.4225 | 0 | GS | 5 | 1.0063 | 0.98564 | 1.0265 | 1.0441 | 1.0994 | 1.0901 | 1.0679 | 1.0965 | 1.0642 | 1.0547 | 1.0277 | 1.0297 | 654.3254 | 0 | 3132812.5675 | 0 | 0 | 0 | 1 | 0 | 0 | 1.0494
912 | Water Heating | Unit | Instantaneous Hot Water System Commercial | Lodging/Hospitality | Turnover | CloTgs912 | 1 | 4.0096 | 25413.8004 | 0 | GS | 5 | 1.0063 | 0.98564 | 1.0265 | 1.0441 | 1.0994 | 1.0901 | 1.0679 | 1.0965 | 1.0642 | 1.0547 | 1.0277 | 1.0297 | 1524.828 | 0 | 336964.54 | 0 | 0 | 0 | 1 | 0 | 0 | 1.0494
912 | Water Heating | Unit | Instantaneous Hot Water System Commercial | Lodging/Hospitality | New | CloNgs912 | 1 | 4.0096 | 25413.8004 | 0 | GS | 5 | 1.0063 | 0.98564 | 1.0265 | 1.0441 | 1.0994 | 1.0901 | 1.0679 | 1.0965 | 1.0642 | 1.0547 | 1.0277 | 1.0297 | 1524.828 | 0 | 336964.54 | 0 | 0 | 0 | 1 | 0 | 0 | 1.0494
912 | Water Heating | Unit | Instantaneous Hot Water System Commercial | Miscellaneous | Turnover | CmiTgs912 | 1 | 1.523 | 8042.7229 | 0 | GS | 5 | 1.0063 | 0.98564 | 1.0265 | 1.0441 | 1.0994 | 1.0901 | 1.0679 | 1.0965 | 1.0642 | 1.0547 | 1.0277 | 1.0297 | 482.5634 | 0 | 462101.1214 | 0 | 0 | 0 | 1 | 0 | 0 | 1.0494
912 | Water Heating | Unit | Instantaneous Hot Water System Commercial | Miscellaneous | New | CmiNgs912 | 1 | 1.523 | 8042.7229 | 0 | GS | 5 | 1.0063 | 0.98564 | 1.0265 | 1.0441 | 1.0994 | 1.0901 | 1.0679 | 1.0965 | 1.0642 | 1.0547 | 1.0277 | 1.0297 | 482.5634 | 0 | 462101.1214 | 0 | 0 | 0 | 1 | 0 | 0 | 1.0494
912 | Water Heating | Unit | Instantaneous Hot Water System Commercial | Offices | Turnover | CofTgs912 | 1 | 1.523 | 8042.723 | 0 | GS | 5 | 1.0063 | 0.98564 | 1.0265 | 1.0441 | 1.0994 | 1.0901 | 1.0679 | 1.0965 | 1.0642 | 1.0547 | 1.0277 | 1.0297 | 482.5634 | 0 | 39608.6155 | 0 | 0 | 0 | 1 | 0 | 0 | 1.0494
912 | Water Heating | Unit | Instantaneous Hot Water System Commercial | Offices | New | CofNgs912 | 1 | 1.523 | 8042.723 | 0 | GS | 5 | 1.0063 | 0.98564 | 1.0265 | 1.0441 | 1.0994 | 1.0901 | 1.0679 | 1.0965 | 1.0642 | 1.0547 | 1.0277 | 1.0297 | 482.5634 | 0 | 39608.6155 | 0 | 0 | 0 | 1 | 0 | 0 | 1.0494
912 | Water Heating | Unit | Instantaneous Hot Water System Commercial | Restaurants | Turnover | CreTgs912 | 1 | 1.523 | 8042.7229 | 0 | GS | 5 | 1.0063 | 0.98564 | 1.0265 | 1.0441 | 1.0994 | 1.0901 | 1.0679 | 1.0965 | 1.0642 | 1.0547 | 1.0277 | 1.0297 | 482.5634 | 0 | 77016.6166 | 0 | 0 | 0 | 1 | 0 | 0 | 1.0494
912 | Water Heating | Unit | Instantaneous Hot Water System Commercial | Restaurants | New | CreNgs912 | 1 | 1.523 | 8042.7229 | 0 | GS | 5 | 1.0063 | 0.98564 | 1.0265 | 1.0441 | 1.0994 | 1.0901 | 1.0679 | 1.0965 | 1.0642 | 1.0547 | 1.0277 | 1.0297 | 482.5634 | 0 | 77016.6166 | 0 | 0 | 0 | 1 | 0 | 0 | 1.0494
912 | Water Heating | Unit | Instantaneous Hot Water System Commercial | Retail | Turnover | CrtTgs912 | 1 | 1.523 | 8042.723 | 0 | GS | 5 | 1.0063 | 0.98564 | 1.0265 | 1.0441 | 1.0994 | 1.0901 | 1.0679 | 1.0965 | 1.0642 | 1.0547 | 1.0277 | 1.0297 | 482.5634 | 0 | 77016.6172 | 0 | 0 | 0 | 1 | 0 | 0 | 1.0494
912 | Water Heating | Unit | Instantaneous Hot Water System Commercial | Retail | New | CrtNgs912 | 1 | 1.523 | 8042.723 | 0 | GS | 5 | 1.0063 | 0.98564 | 1.0265 | 1.0441 | 1.0994 | 1.0901 | 1.0679 | 1.0965 | 1.0642 | 1.0547 | 1.0277 | 1.0297 | 482.5634 | 0 | 77016.6172 | 0 | 0 | 0 | 1 | 0 | 0 | 1.0494
912 | Water Heating | Unit | Instantaneous Hot Water System Commercial | Schools K-12 | Turnover | CscTgs912 | 1 | 1.523 | 8042.7229 | 0 | GS | 5 | 1.0063 | 0.98564 | 1.0265 | 1.0441 | 1.0994 | 1.0901 | 1.0679 | 1.0965 | 1.0642 | 1.0547 | 1.0277 | 1.0297 | 482.5634 | 0 | 14906.4125 | 0 | 0 | 0 | 1 | 0 | 0 | 1.0494
912 | Water Heating | Unit | Instantaneous Hot Water System Commercial | Schools K-12 | New | CscNgs912 | 1 | 1.523 | 8042.7229 | 0 | GS | 5 | 1.0063 | 0.98564 | 1.0265 | 1.0441 | 1.0994 | 1.0901 | 1.0679 | 1.0965 | 1.0642 | 1.0547 | 1.0277 | 1.0297 | 482.5634 | 0 | 14906.4125 | 0 | 0 | 0 | 1 | 0 | 0 | 1.0494
912 | Water Heating | Unit | Instantaneous Hot Water System Commercial | Warehouse | Turnover | CwaTgs912 | 1 | 1.523 | 8042.723 | 0 | GS | 5 | 1.0063 | 0.98564 | 1.0265 | 1.0441 | 1.0994 | 1.0901 | 1.0679 | 1.0965 | 1.0642 | 1.0547 | 1.0277 | 1.0297 | 482.5634 | 0 | 66015.4022 | 0 | 0 | 0 | 1 | 0 | 0 | 1.0494
912 | Water Heating | Unit | Instantaneous Hot Water System Commercial | Warehouse | New | CwaNgs912 | 1 | 1.523 | 8042.723 | 0 | GS | 5 | 1.0063 | 0.98564 | 1.0265 | 1.0441 | 1.0994 | 1.0901 | 1.0679 | 1.0965 | 1.0642 | 1.0547 | 1.0277 | 1.0297 | 482.5634 | 0 | 66015.4022 | 0 | 0 | 0 | 1 | 0 | 0 | 1.0494
1001 | Whole Building | Controls | Commercial Strategic Energy Management | Assembly | Existing | CasEgs1001 | 1 | 0.7728 | 4213.4043 | 0 | GS | 10 | 1 | 1 | 1 | 1 | 1 | 1 | 1 | 1 | 1 | 1 | 1 | 1 | 211.8635 | 0 | 16051.5123 | 0 | 0 | 0 | 1 | 0 | 0 | 1
1001 | Whole Building | Controls | Commercial Strategic Energy Management | Assembly | New | CasNgs1001 | 1 | 0.7728 | 4213.4043 | 0 | GS | 10 | 1 | 1 | 1 | 1 | 1 | 1 | 1 | 1 | 1 | 1 | 1 | 1 | 211.8635 | 0 | 16051.5123 | 0 | 0 | 0 | 1 | 0 | 0 | 1
1001 | Whole Building | Controls | Commercial Strategic Energy Management | College and University | Existing | CcoEgs1001 | 1 | 0.70334 | 8192.0077 | 0 | GS | 10 | 1 | 1 | 1 | 1 | 1 | 1 | 1 | 1 | 1 | 1 | 1 | 1 | 411.9204 | 0 | 29877.5566 | 0 | 0 | 0 | 1 | 0 | 0 | 1
1001 | Whole Building | Controls | Commercial Strategic Energy Management | College and University | New | CcoNgs1001 | 1 | 0.70334 | 8192.0077 | 0 | GS | 10 | 1 | 1 | 1 | 1 | 1 | 1 | 1 | 1 | 1 | 1 | 1 | 1 | 411.9204 | 0 | 29877.5566 | 0 | 0 | 0 | 1 | 0 | 0 | 1
1001 | Whole Building | Controls | Commercial Strategic Energy Management | Data Center | Existing | CdaEgs1001 | 1 | 0.74099 | 7322.6205 | 0 | GS | 10 | 1 | 1 | 1 | 1 | 1 | 1 | 1 | 1 | 1 | 1 | 1 | 1 | 368.2048 | 0 | 5434.3692 | 0 | 0 | 0 | 1 | 0 | 0 | 1
1001 | Whole Building | Controls | Commercial Strategic Energy Management | Data Center | New | CdaNgs1001 | 1 | 0.74099 | 7322.6205 | 0 | GS | 10 | 1 | 1 | 1 | 1 | 1 | 1 | 1 | 1 | 1 | 1 | 1 | 1 | 368.2048 | 0 | 5434.3692 | 0 | 0 | 0 | 1 | 0 | 0 | 1
1001 | Whole Building | Controls | Commercial Strategic Energy Management | Grocery | Existing | CgrEgs1001 | 1 | 0.83144 | 6522.1439 | 0 | GS | 10 | 1 | 1 | 1 | 1 | 1 | 1 | 1 | 1 | 1 | 1 | 1 | 1 | 327.9543 | 0 | 39594.6962 | 0 | 0 | 0 | 1 | 0 | 0 | 1
1001 | Whole Building | Controls | Commercial Strategic Energy Management | Grocery | New | CgrNgs1001 | 1 | 0.83144 | 6522.1439 | 0 | GS | 10 | 1 | 1 | 1 | 1 | 1 | 1 | 1 | 1 | 1 | 1 | 1 | 1 | 327.9543 | 0 | 39594.6962 | 0 | 0 | 0 | 1 | 0 | 0 | 1
1001 | Whole Building | Controls | Commercial Strategic Energy Management | Healthcare | Existing | CheEgs1001 | 1 | 0.85651 | 7059.3003 | 0 | GS | 10 | 1 | 1 | 1 | 1 | 1 | 1 | 1 | 1 | 1 | 1 | 1 | 1 | 354.9642 | 0 | 40183.7876 | 0 | 0 | 0 | 1 | 0 | 0 | 1
1001 | Whole Building | Controls | Commercial Strategic Energy Management | Healthcare | New | CheNgs1001 | 1 | 0.85651 | 7059.3003 | 0 | GS | 10 | 1 | 1 | 1 | 1 | 1 | 1 | 1 | 1 | 1 | 1 | 1 | 1 | 354.9642 | 0 | 40183.7876 | 0 | 0 | 0 | 1 | 0 | 0 | 1
1001 | Whole Building | Controls | Commercial Strategic Energy Management | Hospitals | Existing | ChoEgs1001 | 1 | 0.59811 | 7566.3978 | 0 | GS | 10 | 1 | 1 | 1 | 1 | 1 | 1 | 1 | 1 | 1 | 1 | 1 | 1 | 380.4627 | 0 | 1033.307 | 0 | 0 | 0 | 1 | 0 | 0 | 1
1001 | Whole Building | Controls | Commercial Strategic Energy Management | Hospitals | New | ChoNgs1001 | 1 | 0.59811 | 7566.3978 | 0 | GS | 10 | 1 | 1 | 1 | 1 | 1 | 1 | 1 | 1 | 1 | 1 | 1 | 1 | 380.4627 | 0 | 1033.307 | 0 | 0 | 0 | 1 | 0 | 0 | 1
1001 | Whole Building | Controls | Commercial Strategic Energy Management | Institutional | Existing | CinEgs1001 | 1 | 0.69176 | 7468.5535 | 0 | GS | 10 | 1 | 1 | 1 | 1 | 1 | 1 | 1 | 1 | 1 | 1 | 1 | 1 | 375.5428 | 0 | 90431.4605 | 0 | 0 | 0 | 1 | 0 | 0 | 1
1001 | Whole Building | Controls | Commercial Strategic Energy Management | Institutional | New | CinNgs1001 | 1 | 0.69176 | 7468.5535 | 0 | GS | 10 | 1 | 1 | 1 | 1 | 1 | 1 | 1 | 1 | 1 | 1 | 1 | 1 | 375.5428 | 0 | 90431.4605 | 0 | 0 | 0 | 1 | 0 | 0 | 1
1001 | Whole Building | Controls | Commercial Strategic Energy Management | Lodging/Hospitality | Existing | CloEgs1001 | 1 | 0.81563 | 7700.5006 | 0 | GS | 10 | 1 | 1 | 1 | 1 | 1 | 1 | 1 | 1 | 1 | 1 | 1 | 1 | 387.2058 | 0 | 8855.561 | 0 | 0 | 0 | 1 | 0 | 0 | 1
1001 | Whole Building | Controls | Commercial Strategic Energy Management | Lodging/Hospitality | New | CloNgs1001 | 1 | 0.81563 | 7700.5006 | 0 | GS | 10 | 1 | 1 | 1 | 1 | 1 | 1 | 1 | 1 | 1 | 1 | 1 | 1 | 387.2058 | 0 | 8855.561 | 0 | 0 | 0 | 1 | 0 | 0 | 1
1001 | Whole Building | Controls | Commercial Strategic Energy Management | Miscellaneous | Existing | CmiEgs1001 | 1 | 1.8323 | 7557.6125 | 0 | GS | 10 | 1 | 1 | 1 | 1 | 1 | 1 | 1 | 1 | 1 | 1 | 1 | 1 | 380.0209 | 0 | 17837.6275 | 0 | 0 | 0 | 1 | 0 | 0 | 1
1001 | Whole Building | Controls | Commercial Strategic Energy Management | Miscellaneous | New | CmiNgs1001 | 1 | 1.8323 | 7557.6125 | 0 | GS | 10 | 1 | 1 | 1 | 1 | 1 | 1 | 1 | 1 | 1 | 1 | 1 | 1 | 380.0209 | 0 | 17837.6275 | 0 | 0 | 0 | 1 | 0 | 0 | 1
1001 | Whole Building | Controls | Commercial Strategic Energy Management | Offices | Existing | CofEgs1001 | 1 | 2.0506 | 6285.4714 | 0 | GS | 10 | 1 | 1 | 1 | 1 | 1 | 1 | 1 | 1 | 1 | 1 | 1 | 1 | 316.0536 | 0 | 21815.3627 | 0 | 0 | 0 | 1 | 0 | 0 | 1
1001 | Whole Building | Controls | Commercial Strategic Energy Management | Offices | New | CofNgs1001 | 1 | 2.0506 | 6285.4714 | 0 | GS | 10 | 1 | 1 | 1 | 1 | 1 | 1 | 1 | 1 | 1 | 1 | 1 | 1 | 316.0536 | 0 | 21815.3627 | 0 | 0 | 0 | 1 | 0 | 0 | 1
1001 | Whole Building | Controls | Commercial Strategic Energy Management | Restaurants | Existing | CreEgs1001 | 1 | 0.77718 | 6134.0578 | 0 | GS | 10 | 1 | 1 | 1 | 1 | 1 | 1 | 1 | 1 | 1 | 1 | 1 | 1 | 308.4401 | 0 | 19268.3636 | 0 | 0 | 0 | 1 | 0 | 0 | 1
1001 | Whole Building | Controls | Commercial Strategic Energy Management | Restaurants | New | CreNgs1001 | 1 | 0.77718 | 6134.0578 | 0 | GS | 10 | 1 | 1 | 1 | 1 | 1 | 1 | 1 | 1 | 1 | 1 | 1 | 1 | 308.4401 | 0 | 19268.3636 | 0 | 0 | 0 | 1 | 0 | 0 | 1
1001 | Whole Building | Controls | Commercial Strategic Energy Management | Retail | Existing | CrtEgs1001 | 1 | 1.3161 | 5933.2815 | 0 | GS | 10 | 1 | 1 | 1 | 1 | 1 | 1 | 1 | 1 | 1 | 1 | 1 | 1 | 298.3444 | 0 | 14300.1881 | 0 | 0 | 0 | 1 | 0 | 0 | 1
1001 | Whole Building | Controls | Commercial Strategic Energy Management | Retail | New | CrtNgs1001 | 1 | 1.3161 | 5933.2815 | 0 | GS | 10 | 1 | 1 | 1 | 1 | 1 | 1 | 1 | 1 | 1 | 1 | 1 | 1 | 298.3444 | 0 | 14300.1881 | 0 | 0 | 0 | 1 | 0 | 0 | 1
1001 | Whole Building | Controls | Commercial Strategic Energy Management | Schools K-12 | Existing | CscEgs1001 | 1 | 1.7181 | 5583.3431 | 0 | GS | 10 | 1 | 1 | 1 | 1 | 1 | 1 | 1 | 1 | 1 | 1 | 1 | 1 | 280.7484 | 0 | 11069.4374 | 0 | 0 | 0 | 1 | 0 | 0 | 1
1001 | Whole Building | Controls | Commercial Strategic Energy Management | Schools K-12 | New | CscNgs1001 | 1 | 1.7181 | 5583.3431 | 0 | GS | 10 | 1 | 1 | 1 | 1 | 1 | 1 | 1 | 1 | 1 | 1 | 1 | 1 | 280.7484 | 0 | 11069.4374 | 0 | 0 | 0 | 1 | 0 | 0 | 1
1001 | Whole Building | Controls | Commercial Strategic Energy Management | Warehouse | Existing | CwaEgs1001 | 1 | 1.6318 | 5606.3705 | 0 | GS | 10 | 1 | 1 | 1 | 1 | 1 | 1 | 1 | 1 | 1 | 1 | 1 | 1 | 281.9063 | 0 | 56594.1812 | 0 | 0 | 0 | 1 | 0 | 0 | 1
1001 | Whole Building | Controls | Commercial Strategic Energy Management | Warehouse | New | CwaNgs1001 | 1 | 1.6318 | 5606.3705 | 0 | GS | 10 | 1 | 1 | 1 | 1 | 1 | 1 | 1 | 1 | 1 | 1 | 1 | 1 | 281.9063 | 0 | 56594.1812 | 0 | 0 | 0 | 1 | 0 | 0 | 1
1002 | Whole Building | Controls | Retro-Commissioning (Existing Construction)_SC | Assembly | Existing | CasEgs1002 | 1 | 0 | 3002.444 | 0 | GS | 5 | 0.57723 | 0.60437 | 0.83705 | 1.097 | 1.2026 | 1.2026 | 1.289 | 1.2891 | 1.2453 | 1.1192 | 0.77553 | 0.85362 | 150.9725 | 0 | 875.0646 | 0 | 0 | 0 | 1 | 0 | 0 | 1.0077
1002 | Whole Building | Controls | Retro-Commissioning (Existing Construction)_SC | College and University | Existing | CcoEgs1002 | 1 | 0 | 4932.1338 | 0 | GS | 5 | 0.57723 | 0.60437 | 0.83705 | 1.097 | 1.2026 | 1.2026 | 1.289 | 1.2891 | 1.2453 | 1.1192 | 0.77553 | 0.85362 | 248.0035 | 0 | 3728.9312 | 0 | 0 | 0 | 1 | 0 | 0 | 1.0077
1002 | Whole Building | Controls | Retro-Commissioning (Existing Construction)_SC | Data Center | Existing | CdaEgs1002 | 1 | 0 | 4932.1338 | 0 | GS | 5 | 0.57723 | 0.60437 | 0.83705 | 1.097 | 1.2026 | 1.2026 | 1.289 | 1.2891 | 1.2453 | 1.1192 | 0.77553 | 0.85362 | 248.0035 | 0 | 2819.4365 | 0 | 0 | 0 | 1 | 0 | 0 | 1.0077
1002 | Whole Building | Controls | Retro-Commissioning (Existing Construction)_SC | Grocery | Existing | CgrEgs1002 | 1 | 0 | 3526.3542 | 0 | GS | 5 | 0.57723 | 0.60437 | 0.83705 | 1.097 | 1.2026 | 1.2026 | 1.289 | 1.2891 | 1.2453 | 1.1192 | 0.77553 | 0.85362 | 177.3164 | 0 | 955.479 | 0 | 0 | 0 | 1 | 0 | 0 | 1.0077
1002 | Whole Building | Controls | Retro-Commissioning (Existing Construction)_SC | Healthcare | Existing | CheEgs1002 | 1 | 0 | 4932.1338 | 0 | GS | 5 | 0.57723 | 0.60437 | 0.83705 | 1.097 | 1.2026 | 1.2026 | 1.289 | 1.2891 | 1.2453 | 1.1192 | 0.77553 | 0.85362 | 248.0035 | 0 | 1921.2781 | 0 | 0 | 0 | 1 | 0 | 0 | 1.0077
1002 | Whole Building | Controls | Retro-Commissioning (Existing Construction)_SC | Hospitals | Existing | ChoEgs1002 | 1 | 0 | 4932.1338 | 0 | GS | 5 | 0.57723 | 0.60437 | 0.83705 | 1.097 | 1.2026 | 1.2026 | 1.289 | 1.2891 | 1.2453 | 1.1192 | 0.77553 | 0.85362 | 248.0035 | 0 | 752.6656 | 0 | 0 | 0 | 1 | 0 | 0 | 1.0077
1002 | Whole Building | Controls | Retro-Commissioning (Existing Construction)_SC | Institutional | Existing | CinEgs1002 | 1 | 0 | 4932.1338 | 0 | GS | 5 | 0.57723 | 0.60437 | 0.83705 | 1.097 | 1.2026 | 1.2026 | 1.289 | 1.2891 | 1.2453 | 1.1192 | 0.77553 | 0.85362 | 248.0035 | 0 | 4389.7544 | 0 | 0 | 0 | 1 | 0 | 0 | 1.0077
1002 | Whole Building | Controls | Retro-Commissioning (Existing Construction)_SC | Lodging/Hospitality | Existing | CloEgs1002 | 1 | 0 | 5221.6594 | 0 | GS | 5 | 0.57723 | 0.60437 | 0.83705 | 1.097 | 1.2026 | 1.2026 | 1.289 | 1.2891 | 1.2453 | 1.1192 | 0.77553 | 0.85362 | 262.5618 | 0 | 1835.74 | 0 | 0 | 0 | 1 | 0 | 0 | 1.0077
1002 | Whole Building | Controls | Retro-Commissioning (Existing Construction)_SC | Miscellaneous | Existing | CmiEgs1002 | 1 | 0 | 3002.444 | 0 | GS | 5 | 0.57723 | 0.60437 | 0.83705 | 1.097 | 1.2026 | 1.2026 | 1.289 | 1.2891 | 1.2453 | 1.1192 | 0.77553 | 0.85362 | 150.9725 | 0 | 3139.1728 | 0 | 0 | 0 | 1 | 0 | 0 | 1.0077
1002 | Whole Building | Controls | Retro-Commissioning (Existing Construction)_SC | Offices | Existing | CofEgs1002 | 1 | 0 | 3002.444 | 0 | GS | 5 | 0.57723 | 0.60437 | 0.83705 | 1.097 | 1.2026 | 1.2026 | 1.289 | 1.2891 | 1.2453 | 1.1192 | 0.77553 | 0.85362 | 150.9725 | 0 | 1121.431 | 0 | 0 | 0 | 1 | 0 | 0 | 1.0077
1002 | Whole Building | Controls | Retro-Commissioning (Existing Construction)_SC | Restaurants | Existing | CreEgs1002 | 1 | 0 | 3526.3542 | 0 | GS | 5 | 0.57723 | 0.60437 | 0.83705 | 1.097 | 1.2026 | 1.2026 | 1.289 | 1.2891 | 1.2453 | 1.1192 | 0.77553 | 0.85362 | 177.3164 | 0 | 526.147 | 0 | 0 | 0 | 1 | 0 | 0 | 1.0077
1002 | Whole Building | Controls | Retro-Commissioning (Existing Construction)_SC | Retail | Existing | CrtEgs1002 | 1 | 0 | 3002.444 | 0 | GS | 5 | 0.57723 | 0.60437 | 0.83705 | 1.097 | 1.2026 | 1.2026 | 1.289 | 1.2891 | 1.2453 | 1.1192 | 0.77553 | 0.85362 | 150.9725 | 0 | 1325.6475 | 0 | 0 | 0 | 1 | 0 | 0 | 1.0077
1002 | Whole Building | Controls | Retro-Commissioning (Existing Construction)_SC | Schools K-12 | Existing | CscEgs1002 | 1 | 0 | 3002.444 | 0 | GS | 5 | 0.57723 | 0.60437 | 0.83705 | 1.097 | 1.2026 | 1.2026 | 1.289 | 1.2891 | 1.2453 | 1.1192 | 0.77553 | 0.85362 | 150.9725 | 0 | 1098.0982 | 0 | 0 | 0 | 1 | 0 | 0 | 1.0077
1002 | Whole Building | Controls | Retro-Commissioning (Existing Construction)_SC | Warehouse | Existing | CwaEgs1002 | 1 | 0 | 3002.444 | 0 | GS | 5 | 0.57723 | 0.60437 | 0.83705 | 1.097 | 1.2026 | 1.2026 | 1.289 | 1.2891 | 1.2453 | 1.1192 | 0.77553 | 0.85362 | 150.9725 | 0 | 5117.8003 | 0 | 0 | 0 | 1 | 0 | 0 | 1.0077
1003 | Whole Building | Controls | Retro-Commissioning (Existing Construction)_SH | Assembly | Existing | CasEgs1003 | 0 | 5.7944 | 2543.47 | 0 | GS | 5 | 0.57723 | 0.60437 | 0.83705 | 1.097 | 1.2026 | 1.2026 | 1.289 | 1.2891 | 1.2453 | 1.1192 | 0.77553 | 0.85362 | 127.8938 | 0 | 741.2963 | 0 | 0 | 0 | 1 | 0 | 0 | 1.0077
1003 | Whole Building | Controls | Retro-Commissioning (Existing Construction)_SH | College and University | Existing | CcoEgs1003 | 0 | 0.24023 | 1248.67 | 0 | GS | 5 | 0.57723 | 0.60437 | 0.83705 | 1.097 | 1.2026 | 1.2026 | 1.289 | 1.2891 | 1.2453 | 1.1192 | 0.77553 | 0.85362 | 62.7871 | 0 | 944.0548 | 0 | 0 | 0 | 1 | 0 | 0 | 1.0077
1003 | Whole Building | Controls | Retro-Commissioning (Existing Construction)_SH | Data Center | Existing | CdaEgs1003 | 0 | 1.8333 | 9529.21 | 0 | GS | 5 | 0.57723 | 0.60437 | 0.83705 | 1.097 | 1.2026 | 1.2026 | 1.289 | 1.2891 | 1.2453 | 1.1192 | 0.77553 | 0.85362 | 479.1592 | 0 | 5447.3385 | 0 | 0 | 0 | 1 | 0 | 0 | 1.0077
1003 | Whole Building | Controls | Retro-Commissioning (Existing Construction)_SH | Grocery | Existing | CgrEgs1003 | 0 | 0.84812 | 1103.55 | 0 | GS | 5 | 0.57723 | 0.60437 | 0.83705 | 1.097 | 1.2026 | 1.2026 | 1.289 | 1.2891 | 1.2453 | 1.1192 | 0.77553 | 0.85362 | 55.49 | 0 | 299.011 | 0 | 0 | 0 | 1 | 0 | 0 | 1.0077
1003 | Whole Building | Controls | Retro-Commissioning (Existing Construction)_SH | Healthcare | Existing | CheEgs1003 | 0 | 0.32859 | 1707.96 | 0 | GS | 5 | 0.57723 | 0.60437 | 0.83705 | 1.097 | 1.2026 | 1.2026 | 1.289 | 1.2891 | 1.2453 | 1.1192 | 0.77553 | 0.85362 | 85.8817 | 0 | 665.3238 | 0 | 0 | 0 | 1 | 0 | 0 | 1.0077
1003 | Whole Building | Controls | Retro-Commissioning (Existing Construction)_SH | Hospitals | Existing | ChoEgs1003 | 0 | 6.7324 | 34993.58 | 0 | GS | 5 | 0.57723 | 0.60437 | 0.83705 | 1.097 | 1.2026 | 1.2026 | 1.289 | 1.2891 | 1.2453 | 1.1192 | 0.77553 | 0.85362 | 1759.5892 | 0 | 5340.176 | 0 | 0 | 0 | 1 | 0 | 0 | 1.0077
1003 | Whole Building | Controls | Retro-Commissioning (Existing Construction)_SH | Institutional | Existing | CinEgs1003 | 0 | 0.22608 | 1175.09 | 0 | GS | 5 | 0.57723 | 0.60437 | 0.83705 | 1.097 | 1.2026 | 1.2026 | 1.289 | 1.2891 | 1.2453 | 1.1192 | 0.77553 | 0.85362 | 59.0873 | 0 | 1045.8671 | 0 | 0 | 0 | 1 | 0 | 0 | 1.0077
1003 | Whole Building | Controls | Retro-Commissioning (Existing Construction)_SH | Lodging/Hospitality | Existing | CloEgs1003 | 0 | 2.426 | 3683.03 | 0 | GS | 5 | 0.57723 | 0.60437 | 0.83705 | 1.097 | 1.2026 | 1.2026 | 1.289 | 1.2891 | 1.2453 | 1.1192 | 0.77553 | 0.85362 | 185.1945 | 0 | 1294.8155 | 0 | 0 | 0 | 1 | 0 | 0 | 1.0077
1003 | Whole Building | Controls | Retro-Commissioning (Existing Construction)_SH | Miscellaneous | Existing | CmiEgs1003 | 0 | 9.1183 | 4002.51 | 0 | GS | 5 | 0.57723 | 0.60437 | 0.83705 | 1.097 | 1.2026 | 1.2026 | 1.289 | 1.2891 | 1.2453 | 1.1192 | 0.77553 | 0.85362 | 201.259 | 0 | 4184.781 | 0 | 0 | 0 | 1 | 0 | 0 | 1.0077
1003 | Whole Building | Controls | Retro-Commissioning (Existing Construction)_SH | Offices | Existing | CofEgs1003 | 0 | 10.466 | 4594.06 | 0 | GS | 5 | 0.57723 | 0.60437 | 0.83705 | 1.097 | 1.2026 | 1.2026 | 1.289 | 1.2891 | 1.2453 | 1.1192 | 0.77553 | 0.85362 | 231.004 | 0 | 1715.9093 | 0 | 0 | 0 | 1 | 0 | 0 | 1.0077
1003 | Whole Building | Controls | Retro-Commissioning (Existing Construction)_SH | Restaurants | Existing | CreEgs1003 | 0 | 2.1783 | 2834.32 | 0 | GS | 5 | 0.57723 | 0.60437 | 0.83705 | 1.097 | 1.2026 | 1.2026 | 1.289 | 1.2891 | 1.2453 | 1.1192 | 0.77553 | 0.85362 | 142.5187 | 0 | 422.8926 | 0 | 0 | 0 | 1 | 0 | 0 | 1.0077
1003 | Whole Building | Controls | Retro-Commissioning (Existing Construction)_SH | Retail | Existing | CrtEgs1003 | 0 | 9.2708 | 4069.45 | 0 | GS | 5 | 0.57723 | 0.60437 | 0.83705 | 1.097 | 1.2026 | 1.2026 | 1.289 | 1.2891 | 1.2453 | 1.1192 | 0.77553 | 0.85362 | 204.625 | 0 | 1796.755 | 0 | 0 | 0 | 1 | 0 | 0 | 1.0077
1003 | Whole Building | Controls | Retro-Commissioning (Existing Construction)_SH | Schools K-12 | Existing | CscEgs1003 | 0 | 18.226 | 8000.34 | 0 | GS | 5 | 0.57723 | 0.60437 | 0.83705 | 1.097 | 1.2026 | 1.2026 | 1.289 | 1.2891 | 1.2453 | 1.1192 | 0.77553 | 0.85362 | 402.2827 | 0 | 2926.0025 | 0 | 0 | 0 | 1 | 0 | 0 | 1.0077
1003 | Whole Building | Controls | Retro-Commissioning (Existing Construction)_SH | Warehouse | Existing | CwaEgs1003 | 0 | 3.1037 | 1362.38 | 0 | GS | 5 | 0.57723 | 0.60437 | 0.83705 | 1.097 | 1.2026 | 1.2026 | 1.289 | 1.2891 | 1.2453 | 1.1192 | 0.77553 | 0.85362 | 68.5048 | 0 | 2322.2377 | 0 | 0 | 0 | 1 | 0 | 0 | 1.0077
1004 | Whole Building | Controls | Retro-Commissioning (Existing Construction)_VT | Assembly | Existing | CasEgs1004 | 1 | 0.7121 | 3545.5611 | 0 | GS | 5 | 0.57723 | 0.60437 | 0.83705 | 1.097 | 1.2026 | 1.2026 | 1.289 | 1.2891 | 1.2453 | 1.1192 | 0.77553 | 0.85362 | 178.2822 | 0 | 1033.3565 | 0 | 0 | 0 | 1 | 0 | 0 | 1.0077
1004 | Whole Building | Controls | Retro-Commissioning (Existing Construction)_VT | College and University | Existing | CcoEgs1004 | 1 | 0.7896 | 6851.7404 | 0 | GS | 5 | 0.57723 | 0.60437 | 0.83705 | 1.097 | 1.2026 | 1.2026 | 1.289 | 1.2891 | 1.2453 | 1.1192 | 0.77553 | 0.85362 | 344.5274 | 0 | 5180.2465 | 0 | 0 | 0 | 1 | 0 | 0 | 1.0077
1004 | Whole Building | Controls | Retro-Commissioning (Existing Construction)_VT | Data Center | Existing | CdaEgs1004 | 1 | 0.7896 | 6851.7404 | 0 | GS | 5 | 0.57723 | 0.60437 | 0.83705 | 1.097 | 1.2026 | 1.2026 | 1.289 | 1.2891 | 1.2453 | 1.1192 | 0.77553 | 0.85362 | 344.5274 | 0 | 3916.7727 | 0 | 0 | 0 | 1 | 0 | 0 | 1.0077
1004 | Whole Building | Controls | Retro-Commissioning (Existing Construction)_VT | Grocery | Existing | CgrEgs1004 | 1 | 0.74481 | 4506.7038 | 0 | GS | 5 | 0.57723 | 0.60437 | 0.83705 | 1.097 | 1.2026 | 1.2026 | 1.289 | 1.2891 | 1.2453 | 1.1192 | 0.77553 | 0.85362 | 226.6115 | 0 | 1221.1084 | 0 | 0 | 0 | 1 | 0 | 0 | 1.0077
1004 | Whole Building | Controls | Retro-Commissioning (Existing Construction)_VT | Healthcare | Existing | CheEgs1004 | 1 | 0.7896 | 6851.7404 | 0 | GS | 5 | 0.57723 | 0.60437 | 0.83705 | 1.097 | 1.2026 | 1.2026 | 1.289 | 1.2891 | 1.2453 | 1.1192 | 0.77553 | 0.85362 | 344.5274 | 0 | 2669.0474 | 0 | 0 | 0 | 1 | 0 | 0 | 1.0077
1004 | Whole Building | Controls | Retro-Commissioning (Existing Construction)_VT | Hospitals | Existing | ChoEgs1004 | 1 | 0.7896 | 6851.7404 | 0 | GS | 5 | 0.57723 | 0.60437 | 0.83705 | 1.097 | 1.2026 | 1.2026 | 1.289 | 1.2891 | 1.2453 | 1.1192 | 0.77553 | 0.85362 | 344.5274 | 0 | 1045.6061 | 0 | 0 | 0 | 1 | 0 | 0 | 1.0077
1004 | Whole Building | Controls | Retro-Commissioning (Existing Construction)_VT | Institutional | Existing | CinEgs1004 | 1 | 0.7896 | 6851.7404 | 0 | GS | 5 | 0.57723 | 0.60437 | 0.83705 | 1.097 | 1.2026 | 1.2026 | 1.289 | 1.2891 | 1.2453 | 1.1192 | 0.77553 | 0.85362 | 344.5274 | 0 | 6098.2647 | 0 | 0 | 0 | 1 | 0 | 0 | 1.0077
1004 | Whole Building | Controls | Retro-Commissioning (Existing Construction)_VT | Lodging/Hospitality | Existing | CloEgs1004 | 1 | 0.41054 | 5522.7016 | 0 | GS | 5 | 0.57723 | 0.60437 | 0.83705 | 1.097 | 1.2026 | 1.2026 | 1.289 | 1.2891 | 1.2453 | 1.1192 | 0.77553 | 0.85362 | 277.6991 | 0 | 1941.5751 | 0 | 0 | 0 | 1 | 0 | 0 | 1.0077
1004 | Whole Building | Controls | Retro-Commissioning (Existing Construction)_VT | Miscellaneous | Existing | CmiEgs1004 | 1 | 0.7121 | 3545.5611 | 0 | GS | 5 | 0.57723 | 0.60437 | 0.83705 | 1.097 | 1.2026 | 1.2026 | 1.289 | 1.2891 | 1.2453 | 1.1192 | 0.77553 | 0.85362 | 178.2822 | 0 | 3707.0231 | 0 | 0 | 0 | 1 | 0 | 0 | 1.0077
1004 | Whole Building | Controls | Retro-Commissioning (Existing Construction)_VT | Offices | Existing | CofEgs1004 | 1 | 0.7121 | 3545.5611 | 0 | GS | 5 | 0.57723 | 0.60437 | 0.83705 | 1.097 | 1.2026 | 1.2026 | 1.289 | 1.2891 | 1.2453 | 1.1192 | 0.77553 | 0.85362 | 178.2822 | 0 | 1324.2886 | 0 | 0 | 0 | 1 | 0 | 0 | 1.0077
1004 | Whole Building | Controls | Retro-Commissioning (Existing Construction)_VT | Restaurants | Existing | CreEgs1004 | 1 | 0.74481 | 4506.7038 | 0 | GS | 5 | 0.57723 | 0.60437 | 0.83705 | 1.097 | 1.2026 | 1.2026 | 1.289 | 1.2891 | 1.2453 | 1.1192 | 0.77553 | 0.85362 | 226.6115 | 0 | 672.4193 | 0 | 0 | 0 | 1 | 0 | 0 | 1.0077
1004 | Whole Building | Controls | Retro-Commissioning (Existing Construction)_VT | Retail | Existing | CrtEgs1004 | 1 | 0.7121 | 3545.5611 | 0 | GS | 5 | 0.57723 | 0.60437 | 0.83705 | 1.097 | 1.2026 | 1.2026 | 1.289 | 1.2891 | 1.2453 | 1.1192 | 0.77553 | 0.85362 | 178.2822 | 0 | 1565.4461 | 0 | 0 | 0 | 1 | 0 | 0 | 1.0077
1004 | Whole Building | Controls | Retro-Commissioning (Existing Construction)_VT | Schools K-12 | Existing | CscEgs1004 | 1 | 0.7121 | 3545.5611 | 0 | GS | 5 | 0.57723 | 0.60437 | 0.83705 | 1.097 | 1.2026 | 1.2026 | 1.289 | 1.2891 | 1.2453 | 1.1192 | 0.77553 | 0.85362 | 178.2822 | 0 | 1296.735 | 0 | 0 | 0 | 1 | 0 | 0 | 1.0077
1004 | Whole Building | Controls | Retro-Commissioning (Existing Construction)_VT | Warehouse | Existing | CwaEgs1004 | 1 | 0.7121 | 3545.5611 | 0 | GS | 5 | 0.57723 | 0.60437 | 0.83705 | 1.097 | 1.2026 | 1.2026 | 1.289 | 1.2891 | 1.2453 | 1.1192 | 0.77553 | 0.85362 | 178.2822 | 0 | 6043.5678 | 0 | 0 | 0 | 1 | 0 | 0 | 1.0077
1005 | Whole Building | LEED | LEED New Construction Whole Building | Assembly | New | CasNgs1005 | 1 | 0.87101 | 3384.7773 | 0 | GS | 20 | 0.57723 | 0.60437 | 0.83705 | 1.097 | 1.2026 | 1.2026 | 1.289 | 1.2891 | 1.2453 | 1.1192 | 0.77553 | 0.85362 | 170.1974 | 0 | 8640.1296 | 0 | 0 | 0 | 1 | 0 | 0 | 1.0077
1005 | Whole Building | LEED | LEED New Construction Whole Building | College and University | New | CcoNgs1005 | 1 | 0.1474 | 5698.2916 | 0 | GS | 20 | 0.57723 | 0.60437 | 0.83705 | 1.097 | 1.2026 | 1.2026 | 1.289 | 1.2891 | 1.2453 | 1.1192 | 0.77553 | 0.85362 | 286.5283 | 0 | 35267.6145 | 0 | 0 | 0 | 1 | 0 | 0 | 1.0077
1005 | Whole Building | LEED | LEED New Construction Whole Building | Data Center | New | CdaNgs1005 | 1 | 0.22918 | 6123.3698 | 0 | GS | 20 | 0.57723 | 0.60437 | 0.83705 | 1.097 | 1.2026 | 1.2026 | 1.289 | 1.2891 | 1.2453 | 1.1192 | 0.77553 | 0.85362 | 307.9026 | 0 | 7185.3063 | 0 | 0 | 0 | 1 | 0 | 0 | 1.0077
1005 | Whole Building | LEED | LEED New Construction Whole Building | Grocery | New | CgrNgs1005 | 1 | 1.8423 | 5923.5355 | 0 | GS | 20 | 0.57723 | 0.60437 | 0.83705 | 1.097 | 1.2026 | 1.2026 | 1.289 | 1.2891 | 1.2453 | 1.1192 | 0.77553 | 0.85362 | 297.8543 | 0 | 124857.4727 | 0 | 0 | 0 | 1 | 0 | 0 | 1.0077
1005 | Whole Building | LEED | LEED New Construction Whole Building | Healthcare | New | CheNgs1005 | 1 | 0.48089 | 7431.6749 | 0 | GS | 20 | 0.57723 | 0.60437 | 0.83705 | 1.097 | 1.2026 | 1.2026 | 1.289 | 1.2891 | 1.2453 | 1.1192 | 0.77553 | 0.85362 | 373.6884 | 0 | 84117.9556 | 0 | 0 | 0 | 1 | 0 | 0 | 1.0077
1005 | Whole Building | LEED | LEED New Construction Whole Building | Hospitals | New | ChoNgs1005 | 1 | 0.11198 | 5514.1558 | 0 | GS | 20 | 0.57723 | 0.60437 | 0.83705 | 1.097 | 1.2026 | 1.2026 | 1.289 | 1.2891 | 1.2453 | 1.1192 | 0.77553 | 0.85362 | 277.2694 | 0 | 955.995 | 0 | 0 | 0 | 1 | 0 | 0 | 1.0077
1005 | Whole Building | LEED | LEED New Construction Whole Building | Institutional | New | CinNgs1005 | 1 | 0.28275 | 6401.8096 | 0 | GS | 20 | 0.57723 | 0.60437 | 0.83705 | 1.097 | 1.2026 | 1.2026 | 1.289 | 1.2891 | 1.2453 | 1.1192 | 0.77553 | 0.85362 | 321.9035 | 0 | 71887.7635 | 0 | 0 | 0 | 1 | 0 | 0 | 1.0077
1005 | Whole Building | LEED | LEED New Construction Whole Building | Lodging/Hospitality | New | CloNgs1005 | 1 | 0.39458 | 5820.6813 | 0 | GS | 20 | 0.57723 | 0.60437 | 0.83705 | 1.097 | 1.2026 | 1.2026 | 1.289 | 1.2891 | 1.2453 | 1.1192 | 0.77553 | 0.85362 | 292.6825 | 0 | 9348.4897 | 0 | 0 | 0 | 1 | 0 | 0 | 1.0077
1005 | Whole Building | LEED | LEED New Construction Whole Building | Miscellaneous | New | CmiNgs1005 | 1 | 3.8346 | 4685.6313 | 0 | GS | 20 | 0.57723 | 0.60437 | 0.83705 | 1.097 | 1.2026 | 1.2026 | 1.289 | 1.2891 | 1.2453 | 1.1192 | 0.77553 | 0.85362 | 235.6085 | 0 | 24171.5628 | 0 | 0 | 0 | 1 | 0 | 0 | 1.0077
1005 | Whole Building | LEED | LEED New Construction Whole Building | Offices | New | CofNgs1005 | 1 | 3.4736 | 4527.1961 | 0 | GS | 20 | 0.57723 | 0.60437 | 0.83705 | 1.097 | 1.2026 | 1.2026 | 1.289 | 1.2891 | 1.2453 | 1.1192 | 0.77553 | 0.85362 | 227.6419 | 0 | 19076.8687 | 0 | 0 | 0 | 1 | 0 | 0 | 1.0077
1005 | Whole Building | LEED | LEED New Construction Whole Building | Restaurants | New | CreNgs1005 | 1 | 0.98981 | 4814.2706 | 0 | GS | 20 | 0.57723 | 0.60437 | 0.83705 | 1.097 | 1.2026 | 1.2026 | 1.289 | 1.2891 | 1.2453 | 1.1192 | 0.77553 | 0.85362 | 242.0769 | 0 | 26118.2341 | 0 | 0 | 0 | 1 | 0 | 0 | 1.0077
1005 | Whole Building | LEED | LEED New Construction Whole Building | Retail | New | CrtNgs1005 | 1 | 2.4285 | 4068.4583 | 0 | GS | 20 | 0.57723 | 0.60437 | 0.83705 | 1.097 | 1.2026 | 1.2026 | 1.289 | 1.2891 | 1.2453 | 1.1192 | 0.77553 | 0.85362 | 204.5751 | 0 | 15056.7793 | 0 | 0 | 0 | 1 | 0 | 0 | 1.0077
1005 | Whole Building | LEED | LEED New Construction Whole Building | Schools K-12 | New | CscNgs1005 | 1 | 2.1296 | 3937.2255 | 0 | GS | 20 | 0.57723 | 0.60437 | 0.83705 | 1.097 | 1.2026 | 1.2026 | 1.289 | 1.2891 | 1.2453 | 1.1192 | 0.77553 | 0.85362 | 197.9763 | 0 | 6715.9303 | 0 | 0 | 0 | 1 | 0 | 0 | 1.0077
1005 | Whole Building | LEED | LEED New Construction Whole Building | Warehouse | New | CwaNgs1005 | 1 | 3.0012 | 4319.8417 | 0 | GS | 20 | 0.57723 | 0.60437 | 0.83705 | 1.097 | 1.2026 | 1.2026 | 1.289 | 1.2891 | 1.2453 | 1.1192 | 0.77553 | 0.85362 | 217.2155 | 0 | 55580.7259 | 0 | 0 | 0 | 1 | 0 | 0 | 1.0077
101 | Appliances | Cooking | Efficient Exhaust Hood | Assembly | Existing | CasEgsd101 | 1 | 0.3681 | 6134.9693 | 0 | GSD | 20 | 1 | 1 | 1 | 1 | 1 | 1 | 1 | 1 | 1 | 1 | 1 | 1 | 368.0982 | 0 | 2803.5415 | 0 | 0 | 0 | 1 | 0 | 0 | 1
101 | Appliances | Cooking | Efficient Exhaust Hood | Assembly | New | CasNgsd101 | 1 | 0.3681 | 6134.9693 | 0 | GSD | 20 | 1 | 1 | 1 | 1 | 1 | 1 | 1 | 1 | 1 | 1 | 1 | 1 | 368.0982 | 0 | 2803.5415 | 0 | 0 | 0 | 1 | 0 | 0 | 1
101 | Appliances | Cooking | Efficient Exhaust Hood | College and University | Existing | CcoEgsd101 | 1 | 0.3681 | 6134.9693 | 0 | GSD | 20 | 1 | 1 | 1 | 1 | 1 | 1 | 1 | 1 | 1 | 1 | 1 | 1 | 368.0982 | 0 | 2803.5415 | 0 | 0 | 0 | 1 | 0 | 0 | 1
101 | Appliances | Cooking | Efficient Exhaust Hood | College and University | New | CcoNgsd101 | 1 | 0.3681 | 6134.9693 | 0 | GSD | 20 | 1 | 1 | 1 | 1 | 1 | 1 | 1 | 1 | 1 | 1 | 1 | 1 | 368.0982 | 0 | 2803.5415 | 0 | 0 | 0 | 1 | 0 | 0 | 1
101 | Appliances | Cooking | Efficient Exhaust Hood | Data Center | Existing | CdaEgsd101 | 1 | 1.8136 | 16949.1525 | 0 | GSD | 20 | 1 | 1 | 1 | 1 | 1 | 1 | 1 | 1 | 1 | 1 | 1 | 1 | 1016.9492 | 0 | 7745.3773 | 0 | 0 | 0 | 1 | 0 | 0 | 1
101 | Appliances | Cooking | Efficient Exhaust Hood | Data Center | New | CdaNgsd101 | 1 | 1.8136 | 16949.1525 | 0 | GSD | 20 | 1 | 1 | 1 | 1 | 1 | 1 | 1 | 1 | 1 | 1 | 1 | 1 | 1016.9492 | 0 | 7745.3773 | 0 | 0 | 0 | 1 | 0 | 0 | 1
101 | Appliances | Cooking | Efficient Exhaust Hood | Grocery | Existing | CgrEgsd101 | 1 | 0.3681 | 6134.9693 | 0 | GSD | 20 | 1 | 1 | 1 | 1 | 1 | 1 | 1 | 1 | 1 | 1 | 1 | 1 | 368.0982 | 0 | 2803.5415 | 0 | 0 | 0 | 1 | 0 | 0 | 1
101 | Appliances | Cooking | Efficient Exhaust Hood | Grocery | New | CgrNgsd101 | 1 | 0.3681 | 6134.9693 | 0 | GSD | 20 | 1 | 1 | 1 | 1 | 1 | 1 | 1 | 1 | 1 | 1 | 1 | 1 | 368.0982 | 0 | 2803.5415 | 0 | 0 | 0 | 1 | 0 | 0 | 1
101 | Appliances | Cooking | Efficient Exhaust Hood | Healthcare | Existing | CheEgsd101 | 1 | 1.1186 | 8474.5763 | 0 | GSD | 20 | 1 | 1 | 1 | 1 | 1 | 1 | 1 | 1 | 1 | 1 | 1 | 1 | 508.4746 | 0 | 3872.6887 | 0 | 0 | 0 | 1 | 0 | 0 | 1
101 | Appliances | Cooking | Efficient Exhaust Hood | Healthcare | New | CheNgsd101 | 1 | 1.1186 | 8474.5763 | 0 | GSD | 20 | 1 | 1 | 1 | 1 | 1 | 1 | 1 | 1 | 1 | 1 | 1 | 1 | 508.4746 | 0 | 3872.6887 | 0 | 0 | 0 | 1 | 0 | 0 | 1
101 | Appliances | Cooking | Efficient Exhaust Hood | Hospitals | Existing | ChoEgsd101 | 1 | 0.3681 | 6134.9693 | 0 | GSD | 20 | 1 | 1 | 1 | 1 | 1 | 1 | 1 | 1 | 1 | 1 | 1 | 1 | 368.0982 | 0 | 2803.5415 | 0 | 0 | 0 | 1 | 0 | 0 | 1
101 | Appliances | Cooking | Efficient Exhaust Hood | Hospitals | New | ChoNgsd101 | 1 | 0.3681 | 6134.9693 | 0 | GSD | 20 | 1 | 1 | 1 | 1 | 1 | 1 | 1 | 1 | 1 | 1 | 1 | 1 | 368.0982 | 0 | 2803.5415 | 0 | 0 | 0 | 1 | 0 | 0 | 1
101 | Appliances | Cooking | Efficient Exhaust Hood | Institutional | Existing | CinEgsd101 | 1 | 1.8136 | 16949.1525 | 0 | GSD | 20 | 1 | 1 | 1 | 1 | 1 | 1 | 1 | 1 | 1 | 1 | 1 | 1 | 1016.9492 | 0 | 7745.3773 | 0 | 0 | 0 | 1 | 0 | 0 | 1
101 | Appliances | Cooking | Efficient Exhaust Hood | Institutional | New | CinNgsd101 | 1 | 1.8136 | 16949.1525 | 0 | GSD | 20 | 1 | 1 | 1 | 1 | 1 | 1 | 1 | 1 | 1 | 1 | 1 | 1 | 1016.9492 | 0 | 7745.3773 | 0 | 0 | 0 | 1 | 0 | 0 | 1
101 | Appliances | Cooking | Efficient Exhaust Hood | Lodging/Hospitality | Existing | CloEgsd101 | 1 | 0.44505 | 5494.5055 | 0 | GSD | 20 | 1 | 1 | 1 | 1 | 1 | 1 | 1 | 1 | 1 | 1 | 1 | 1 | 329.6703 | 0 | 2510.8641 | 0 | 0 | 0 | 1 | 0 | 0 | 1
101 | Appliances | Cooking | Efficient Exhaust Hood | Lodging/Hospitality | New | CloNgsd101 | 1 | 0.44505 | 5494.5055 | 0 | GSD | 20 | 1 | 1 | 1 | 1 | 1 | 1 | 1 | 1 | 1 | 1 | 1 | 1 | 329.6703 | 0 | 2510.8641 | 0 | 0 | 0 | 1 | 0 | 0 | 1
101 | Appliances | Cooking | Efficient Exhaust Hood | Miscellaneous | Existing | CmiEgsd101 | 1 | 1.8136 | 16949.1525 | 0 | GSD | 20 | 1 | 1 | 1 | 1 | 1 | 1 | 1 | 1 | 1 | 1 | 1 | 1 | 1016.9492 | 0 | 7745.3773 | 0 | 0 | 0 | 1 | 0 | 0 | 1
101 | Appliances | Cooking | Efficient Exhaust Hood | Miscellaneous | New | CmiNgsd101 | 1 | 1.8136 | 16949.1525 | 0 | GSD | 20 | 1 | 1 | 1 | 1 | 1 | 1 | 1 | 1 | 1 | 1 | 1 | 1 | 1016.9492 | 0 | 7745.3773 | 0 | 0 | 0 | 1 | 0 | 0 | 1
101 | Appliances | Cooking | Efficient Exhaust Hood | Offices | Existing | CofEgsd101 | 1 | 1.8136 | 16949.1525 | 0 | GSD | 20 | 1 | 1 | 1 | 1 | 1 | 1 | 1 | 1 | 1 | 1 | 1 | 1 | 1016.9492 | 0 | 7745.3773 | 0 | 0 | 0 | 1 | 0 | 0 | 1
101 | Appliances | Cooking | Efficient Exhaust Hood | Offices | New | CofNgsd101 | 1 | 1.8136 | 16949.1525 | 0 | GSD | 20 | 1 | 1 | 1 | 1 | 1 | 1 | 1 | 1 | 1 | 1 | 1 | 1 | 1016.9492 | 0 | 7745.3773 | 0 | 0 | 0 | 1 | 0 | 0 | 1
101 | Appliances | Cooking | Efficient Exhaust Hood | Restaurants | Existing | CreEgsd101 | 1 | 0.5288 | 5235.6021 | 0 | GSD | 20 | 1 | 1 | 1 | 1 | 1 | 1 | 1 | 1 | 1 | 1 | 1 | 1 | 314.1361 | 0 | 2392.5511 | 0 | 0 | 0 | 1 | 0 | 0 | 1
101 | Appliances | Cooking | Efficient Exhaust Hood | Restaurants | New | CreNgsd101 | 1 | 0.5288 | 5235.6021 | 0 | GSD | 20 | 1 | 1 | 1 | 1 | 1 | 1 | 1 | 1 | 1 | 1 | 1 | 1 | 314.1361 | 0 | 2392.5511 | 0 | 0 | 0 | 1 | 0 | 0 | 1
101 | Appliances | Cooking | Efficient Exhaust Hood | Retail | Existing | CrtEgsd101 | 1 | 0.3681 | 6134.9693 | 0 | GSD | 20 | 1 | 1 | 1 | 1 | 1 | 1 | 1 | 1 | 1 | 1 | 1 | 1 | 368.0982 | 0 | 2803.5415 | 0 | 0 | 0 | 1 | 0 | 0 | 1
101 | Appliances | Cooking | Efficient Exhaust Hood | Retail | New | CrtNgsd101 | 1 | 0.3681 | 6134.9693 | 0 | GSD | 20 | 1 | 1 | 1 | 1 | 1 | 1 | 1 | 1 | 1 | 1 | 1 | 1 | 368.0982 | 0 | 2803.5415 | 0 | 0 | 0 | 1 | 0 | 0 | 1
101 | Appliances | Cooking | Efficient Exhaust Hood | Schools K-12 | Existing | CscEgsd101 | 1 | 1.8136 | 16949.1525 | 0 | GSD | 20 | 1 | 1 | 1 | 1 | 1 | 1 | 1 | 1 | 1 | 1 | 1 | 1 | 1016.9492 | 0 | 7745.3773 | 0 | 0 | 0 | 1 | 0 | 0 | 1
101 | Appliances | Cooking | Efficient Exhaust Hood | Schools K-12 | New | CscNgsd101 | 1 | 1.8136 | 16949.1525 | 0 | GSD | 20 | 1 | 1 | 1 | 1 | 1 | 1 | 1 | 1 | 1 | 1 | 1 | 1 | 1016.9492 | 0 | 7745.3773 | 0 | 0 | 0 | 1 | 0 | 0 | 1
101 | Appliances | Cooking | Efficient Exhaust Hood | Warehouse | Existing | CwaEgsd101 | 1 | 1.8136 | 16949.1525 | 0 | GSD | 20 | 1 | 1 | 1 | 1 | 1 | 1 | 1 | 1 | 1 | 1 | 1 | 1 | 1016.9492 | 0 | 7745.3773 | 0 | 0 | 0 | 1 | 0 | 0 | 1
101 | Appliances | Cooking | Efficient Exhaust Hood | Warehouse | New | CwaNgsd101 | 1 | 1.8136 | 16949.1525 | 0 | GSD | 20 | 1 | 1 | 1 | 1 | 1 | 1 | 1 | 1 | 1 | 1 | 1 | 1 | 1016.9492 | 0 | 7745.3773 | 0 | 0 | 0 | 1 | 0 | 0 | 1
102 | Appliances | Cooking | Energy Star Combination Oven | Assembly | Turnover | CasTgsd102 | 1 | 0.3681 | 6134.9693 | 0 | GSD | 12 | 0.57723 | 0.60437 | 0.83705 | 1.097 | 1.2026 | 1.2026 | 1.289 | 1.2891 | 1.2453 | 1.1192 | 0.77553 | 0.85362 | 368.0982 | 0 | 1522.1815 | 0 | 0 | 0 | 1 | 0 | 0 | 1.0077
102 | Appliances | Cooking | Energy Star Combination Oven | Assembly | New | CasNgsd102 | 1 | 0.3681 | 6134.9693 | 0 | GSD | 12 | 0.57723 | 0.60437 | 0.83705 | 1.097 | 1.2026 | 1.2026 | 1.289 | 1.2891 | 1.2453 | 1.1192 | 0.77553 | 0.85362 | 368.0982 | 0 | 1522.1815 | 0 | 0 | 0 | 1 | 0 | 0 | 1.0077
102 | Appliances | Cooking | Energy Star Combination Oven | College and University | Turnover | CcoTgsd102 | 1 | 0.3681 | 6134.9693 | 0 | GSD | 12 | 0.57723 | 0.60437 | 0.83705 | 1.097 | 1.2026 | 1.2026 | 1.289 | 1.2891 | 1.2453 | 1.1192 | 0.77553 | 0.85362 | 368.0982 | 0 | 1522.1815 | 0 | 0 | 0 | 1 | 0 | 0 | 1.0077
102 | Appliances | Cooking | Energy Star Combination Oven | College and University | New | CcoNgsd102 | 1 | 0.3681 | 6134.9693 | 0 | GSD | 12 | 0.57723 | 0.60437 | 0.83705 | 1.097 | 1.2026 | 1.2026 | 1.289 | 1.2891 | 1.2453 | 1.1192 | 0.77553 | 0.85362 | 368.0982 | 0 | 1522.1815 | 0 | 0 | 0 | 1 | 0 | 0 | 1.0077
102 | Appliances | Cooking | Energy Star Combination Oven | Data Center | Turnover | CdaTgsd102 | 1 | 1.8136 | 16949.1525 | 0 | GSD | 12 | 0.57723 | 0.60437 | 0.83705 | 1.097 | 1.2026 | 1.2026 | 1.289 | 1.2891 | 1.2453 | 1.1192 | 0.77553 | 0.85362 | 1016.9492 | 0 | 4205.3488 | 0 | 0 | 0 | 1 | 0 | 0 | 1.0077
102 | Appliances | Cooking | Energy Star Combination Oven | Data Center | New | CdaNgsd102 | 1 | 1.8136 | 16949.1525 | 0 | GSD | 12 | 0.57723 | 0.60437 | 0.83705 | 1.097 | 1.2026 | 1.2026 | 1.289 | 1.2891 | 1.2453 | 1.1192 | 0.77553 | 0.85362 | 1016.9492 | 0 | 4205.3488 | 0 | 0 | 0 | 1 | 0 | 0 | 1.0077
102 | Appliances | Cooking | Energy Star Combination Oven | Grocery | Turnover | CgrTgsd102 | 1 | 0.3681 | 6134.9693 | 0 | GSD | 12 | 0.57723 | 0.60437 | 0.83705 | 1.097 | 1.2026 | 1.2026 | 1.289 | 1.2891 | 1.2453 | 1.1192 | 0.77553 | 0.85362 | 368.0982 | 0 | 1522.1815 | 0 | 0 | 0 | 1 | 0 | 0 | 1.0077
102 | Appliances | Cooking | Energy Star Combination Oven | Grocery | New | CgrNgsd102 | 1 | 0.3681 | 6134.9693 | 0 | GSD | 12 | 0.57723 | 0.60437 | 0.83705 | 1.097 | 1.2026 | 1.2026 | 1.289 | 1.2891 | 1.2453 | 1.1192 | 0.77553 | 0.85362 | 368.0982 | 0 | 1522.1815 | 0 | 0 | 0 | 1 | 0 | 0 | 1.0077
102 | Appliances | Cooking | Energy Star Combination Oven | Healthcare | Turnover | CheTgsd102 | 1 | 1.1186 | 8474.5763 | 0 | GSD | 12 | 0.57723 | 0.60437 | 0.83705 | 1.097 | 1.2026 | 1.2026 | 1.289 | 1.2891 | 1.2453 | 1.1192 | 0.77553 | 0.85362 | 508.4746 | 0 | 2102.6744 | 0 | 0 | 0 | 1 | 0 | 0 | 1.0077
102 | Appliances | Cooking | Energy Star Combination Oven | Healthcare | New | CheNgsd102 | 1 | 1.1186 | 8474.5763 | 0 | GSD | 12 | 0.57723 | 0.60437 | 0.83705 | 1.097 | 1.2026 | 1.2026 | 1.289 | 1.2891 | 1.2453 | 1.1192 | 0.77553 | 0.85362 | 508.4746 | 0 | 2102.6744 | 0 | 0 | 0 | 1 | 0 | 0 | 1.0077
102 | Appliances | Cooking | Energy Star Combination Oven | Hospitals | Turnover | ChoTgsd102 | 1 | 0.3681 | 6134.9693 | 0 | GSD | 12 | 0.57723 | 0.60437 | 0.83705 | 1.097 | 1.2026 | 1.2026 | 1.289 | 1.2891 | 1.2453 | 1.1192 | 0.77553 | 0.85362 | 368.0982 | 0 | 1522.1815 | 0 | 0 | 0 | 1 | 0 | 0 | 1.0077
102 | Appliances | Cooking | Energy Star Combination Oven | Hospitals | New | ChoNgsd102 | 1 | 0.3681 | 6134.9693 | 0 | GSD | 12 | 0.57723 | 0.60437 | 0.83705 | 1.097 | 1.2026 | 1.2026 | 1.289 | 1.2891 | 1.2453 | 1.1192 | 0.77553 | 0.85362 | 368.0982 | 0 | 1522.1815 | 0 | 0 | 0 | 1 | 0 | 0 | 1.0077
102 | Appliances | Cooking | Energy Star Combination Oven | Institutional | Turnover | CinTgsd102 | 1 | 1.8136 | 16949.1525 | 0 | GSD | 12 | 0.57723 | 0.60437 | 0.83705 | 1.097 | 1.2026 | 1.2026 | 1.289 | 1.2891 | 1.2453 | 1.1192 | 0.77553 | 0.85362 | 1016.9492 | 0 | 4205.3488 | 0 | 0 | 0 | 1 | 0 | 0 | 1.0077
102 | Appliances | Cooking | Energy Star Combination Oven | Institutional | New | CinNgsd102 | 1 | 1.8136 | 16949.1525 | 0 | GSD | 12 | 0.57723 | 0.60437 | 0.83705 | 1.097 | 1.2026 | 1.2026 | 1.289 | 1.2891 | 1.2453 | 1.1192 | 0.77553 | 0.85362 | 1016.9492 | 0 | 4205.3488 | 0 | 0 | 0 | 1 | 0 | 0 | 1.0077
102 | Appliances | Cooking | Energy Star Combination Oven | Lodging/Hospitality | Turnover | CloTgsd102 | 1 | 0.44505 | 5494.5055 | 0 | GSD | 12 | 0.57723 | 0.60437 | 0.83705 | 1.097 | 1.2026 | 1.2026 | 1.289 | 1.2891 | 1.2453 | 1.1192 | 0.77553 | 0.85362 | 329.6703 | 0 | 1363.2724 | 0 | 0 | 0 | 1 | 0 | 0 | 1.0077
102 | Appliances | Cooking | Energy Star Combination Oven | Lodging/Hospitality | New | CloNgsd102 | 1 | 0.44505 | 5494.5055 | 0 | GSD | 12 | 0.57723 | 0.60437 | 0.83705 | 1.097 | 1.2026 | 1.2026 | 1.289 | 1.2891 | 1.2453 | 1.1192 | 0.77553 | 0.85362 | 329.6703 | 0 | 1363.2724 | 0 | 0 | 0 | 1 | 0 | 0 | 1.0077
102 | Appliances | Cooking | Energy Star Combination Oven | Miscellaneous | Turnover | CmiTgsd102 | 1 | 1.8136 | 16949.1525 | 0 | GSD | 12 | 0.57723 | 0.60437 | 0.83705 | 1.097 | 1.2026 | 1.2026 | 1.289 | 1.2891 | 1.2453 | 1.1192 | 0.77553 | 0.85362 | 1016.9492 | 0 | 4205.3488 | 0 | 0 | 0 | 1 | 0 | 0 | 1.0077
102 | Appliances | Cooking | Energy Star Combination Oven | Miscellaneous | New | CmiNgsd102 | 1 | 1.8136 | 16949.1525 | 0 | GSD | 12 | 0.57723 | 0.60437 | 0.83705 | 1.097 | 1.2026 | 1.2026 | 1.289 | 1.2891 | 1.2453 | 1.1192 | 0.77553 | 0.85362 | 1016.9492 | 0 | 4205.3488 | 0 | 0 | 0 | 1 | 0 | 0 | 1.0077
102 | Appliances | Cooking | Energy Star Combination Oven | Offices | Turnover | CofTgsd102 | 1 | 1.8136 | 16949.1525 | 0 | GSD | 12 | 0.57723 | 0.60437 | 0.83705 | 1.097 | 1.2026 | 1.2026 | 1.289 | 1.2891 | 1.2453 | 1.1192 | 0.77553 | 0.85362 | 1016.9492 | 0 | 4205.3488 | 0 | 0 | 0 | 1 | 0 | 0 | 1.0077
102 | Appliances | Cooking | Energy Star Combination Oven | Offices | New | CofNgsd102 | 1 | 1.8136 | 16949.1525 | 0 | GSD | 12 | 0.57723 | 0.60437 | 0.83705 | 1.097 | 1.2026 | 1.2026 | 1.289 | 1.2891 | 1.2453 | 1.1192 | 0.77553 | 0.85362 | 1016.9492 | 0 | 4205.3488 | 0 | 0 | 0 | 1 | 0 | 0 | 1.0077
102 | Appliances | Cooking | Energy Star Combination Oven | Restaurants | Turnover | CreTgsd102 | 1 | 0.5288 | 5235.6021 | 0 | GSD | 12 | 0.57723 | 0.60437 | 0.83705 | 1.097 | 1.2026 | 1.2026 | 1.289 | 1.2891 | 1.2453 | 1.1192 | 0.77553 | 0.85362 | 314.1361 | 0 | 1299.0344 | 0 | 0 | 0 | 1 | 0 | 0 | 1.0077
102 | Appliances | Cooking | Energy Star Combination Oven | Restaurants | New | CreNgsd102 | 1 | 0.5288 | 5235.6021 | 0 | GSD | 12 | 0.57723 | 0.60437 | 0.83705 | 1.097 | 1.2026 | 1.2026 | 1.289 | 1.2891 | 1.2453 | 1.1192 | 0.77553 | 0.85362 | 314.1361 | 0 | 1299.0344 | 0 | 0 | 0 | 1 | 0 | 0 | 1.0077
102 | Appliances | Cooking | Energy Star Combination Oven | Retail | Turnover | CrtTgsd102 | 1 | 0.3681 | 6134.9693 | 0 | GSD | 12 | 0.57723 | 0.60437 | 0.83705 | 1.097 | 1.2026 | 1.2026 | 1.289 | 1.2891 | 1.2453 | 1.1192 | 0.77553 | 0.85362 | 368.0982 | 0 | 1522.1815 | 0 | 0 | 0 | 1 | 0 | 0 | 1.0077
102 | Appliances | Cooking | Energy Star Combination Oven | Retail | New | CrtNgsd102 | 1 | 0.3681 | 6134.9693 | 0 | GSD | 12 | 0.57723 | 0.60437 | 0.83705 | 1.097 | 1.2026 | 1.2026 | 1.289 | 1.2891 | 1.2453 | 1.1192 | 0.77553 | 0.85362 | 368.0982 | 0 | 1522.1815 | 0 | 0 | 0 | 1 | 0 | 0 | 1.0077
102 | Appliances | Cooking | Energy Star Combination Oven | Schools K-12 | Turnover | CscTgsd102 | 1 | 1.8136 | 16949.1525 | 0 | GSD | 12 | 0.57723 | 0.60437 | 0.83705 | 1.097 | 1.2026 | 1.2026 | 1.289 | 1.2891 | 1.2453 | 1.1192 | 0.77553 | 0.85362 | 1016.9492 | 0 | 4205.3488 | 0 | 0 | 0 | 1 | 0 | 0 | 1.0077
102 | Appliances | Cooking | Energy Star Combination Oven | Schools K-12 | New | CscNgsd102 | 1 | 1.8136 | 16949.1525 | 0 | GSD | 12 | 0.57723 | 0.60437 | 0.83705 | 1.097 | 1.2026 | 1.2026 | 1.289 | 1.2891 | 1.2453 | 1.1192 | 0.77553 | 0.85362 | 1016.9492 | 0 | 4205.3488 | 0 | 0 | 0 | 1 | 0 | 0 | 1.0077
102 | Appliances | Cooking | Energy Star Combination Oven | Warehouse | Turnover | CwaTgsd102 | 1 | 1.8136 | 16949.1525 | 0 | GSD | 12 | 0.57723 | 0.60437 | 0.83705 | 1.097 | 1.2026 | 1.2026 | 1.289 | 1.2891 | 1.2453 | 1.1192 | 0.77553 | 0.85362 | 1016.9492 | 0 | 4205.3488 | 0 | 0 | 0 | 1 | 0 | 0 | 1.0077
102 | Appliances | Cooking | Energy Star Combination Oven | Warehouse | New | CwaNgsd102 | 1 | 1.8136 | 16949.1525 | 0 | GSD | 12 | 0.57723 | 0.60437 | 0.83705 | 1.097 | 1.2026 | 1.2026 | 1.289 | 1.2891 | 1.2453 | 1.1192 | 0.77553 | 0.85362 | 1016.9492 | 0 | 4205.3488 | 0 | 0 | 0 | 1 | 0 | 0 | 1.0077
103 | Appliances | Cooking | Energy Star Commercial Dishwasher | Assembly | Turnover | CasTgsd103 | 1 | 1.523 | 8042.7229 | 0 | GSD | 13 | 0.57723 | 0.60437 | 0.83705 | 1.097 | 1.2026 | 1.2026 | 1.289 | 1.2891 | 1.2453 | 1.1192 | 0.77553 | 0.85362 | 482.5634 | 0 | 745.5905 | 0 | 0 | 0 | 1 | 0 | 0 | 1.0077
103 | Appliances | Cooking | Energy Star Commercial Dishwasher | Assembly | New | CasNgsd103 | 1 | 1.523 | 8042.7229 | 0 | GSD | 13 | 0.57723 | 0.60437 | 0.83705 | 1.097 | 1.2026 | 1.2026 | 1.289 | 1.2891 | 1.2453 | 1.1192 | 0.77553 | 0.85362 | 482.5634 | 0 | 745.5905 | 0 | 0 | 0 | 1 | 0 | 0 | 1.0077
103 | Appliances | Cooking | Energy Star Commercial Dishwasher | College and University | Turnover | CcoTgsd103 | 1 | 1.2145 | 10905.4227 | 0 | GSD | 13 | 0.57723 | 0.60437 | 0.83705 | 1.097 | 1.2026 | 1.2026 | 1.289 | 1.2891 | 1.2453 | 1.1192 | 0.77553 | 0.85362 | 654.3254 | 0 | 1010.9734 | 0 | 0 | 0 | 1 | 0 | 0 | 1.0077
103 | Appliances | Cooking | Energy Star Commercial Dishwasher | College and University | New | CcoNgsd103 | 1 | 1.2145 | 10905.4227 | 0 | GSD | 13 | 0.57723 | 0.60437 | 0.83705 | 1.097 | 1.2026 | 1.2026 | 1.289 | 1.2891 | 1.2453 | 1.1192 | 0.77553 | 0.85362 | 654.3254 | 0 | 1010.9734 | 0 | 0 | 0 | 1 | 0 | 0 | 1.0077
103 | Appliances | Cooking | Energy Star Commercial Dishwasher | Data Center | Turnover | CdaTgsd103 | 1 | 1.2145 | 10905.4227 | 0 | GSD | 13 | 0.57723 | 0.60437 | 0.83705 | 1.097 | 1.2026 | 1.2026 | 1.289 | 1.2891 | 1.2453 | 1.1192 | 0.77553 | 0.85362 | 654.3254 | 0 | 1010.9734 | 0 | 0 | 0 | 1 | 0 | 0 | 1.0077
103 | Appliances | Cooking | Energy Star Commercial Dishwasher | Data Center | New | CdaNgsd103 | 1 | 1.2145 | 10905.4227 | 0 | GSD | 13 | 0.57723 | 0.60437 | 0.83705 | 1.097 | 1.2026 | 1.2026 | 1.289 | 1.2891 | 1.2453 | 1.1192 | 0.77553 | 0.85362 | 654.3254 | 0 | 1010.9734 | 0 | 0 | 0 | 1 | 0 | 0 | 1.0077
103 | Appliances | Cooking | Energy Star Commercial Dishwasher | Grocery | Turnover | CgrTgsd103 | 1 | 1.523 | 8042.7229 | 0 | GSD | 13 | 0.57723 | 0.60437 | 0.83705 | 1.097 | 1.2026 | 1.2026 | 1.289 | 1.2891 | 1.2453 | 1.1192 | 0.77553 | 0.85362 | 482.5634 | 0 | 745.5905 | 0 | 0 | 0 | 1 | 0 | 0 | 1.0077
103 | Appliances | Cooking | Energy Star Commercial Dishwasher | Grocery | New | CgrNgsd103 | 1 | 1.523 | 8042.7229 | 0 | GSD | 13 | 0.57723 | 0.60437 | 0.83705 | 1.097 | 1.2026 | 1.2026 | 1.289 | 1.2891 | 1.2453 | 1.1192 | 0.77553 | 0.85362 | 482.5634 | 0 | 745.5905 | 0 | 0 | 0 | 1 | 0 | 0 | 1.0077
103 | Appliances | Cooking | Energy Star Commercial Dishwasher | Healthcare | Turnover | CheTgsd103 | 1 | 1.2145 | 10905.4227 | 0 | GSD | 13 | 0.57723 | 0.60437 | 0.83705 | 1.097 | 1.2026 | 1.2026 | 1.289 | 1.2891 | 1.2453 | 1.1192 | 0.77553 | 0.85362 | 654.3254 | 0 | 1010.9734 | 0 | 0 | 0 | 1 | 0 | 0 | 1.0077
103 | Appliances | Cooking | Energy Star Commercial Dishwasher | Healthcare | New | CheNgsd103 | 1 | 1.2145 | 10905.4227 | 0 | GSD | 13 | 0.57723 | 0.60437 | 0.83705 | 1.097 | 1.2026 | 1.2026 | 1.289 | 1.2891 | 1.2453 | 1.1192 | 0.77553 | 0.85362 | 654.3254 | 0 | 1010.9734 | 0 | 0 | 0 | 1 | 0 | 0 | 1.0077
103 | Appliances | Cooking | Energy Star Commercial Dishwasher | Hospitals | Turnover | ChoTgsd103 | 1 | 1.2145 | 10905.4227 | 0 | GSD | 13 | 0.57723 | 0.60437 | 0.83705 | 1.097 | 1.2026 | 1.2026 | 1.289 | 1.2891 | 1.2453 | 1.1192 | 0.77553 | 0.85362 | 654.3254 | 0 | 1010.9734 | 0 | 0 | 0 | 1 | 0 | 0 | 1.0077
103 | Appliances | Cooking | Energy Star Commercial Dishwasher | Hospitals | New | ChoNgsd103 | 1 | 1.2145 | 10905.4227 | 0 | GSD | 13 | 0.57723 | 0.60437 | 0.83705 | 1.097 | 1.2026 | 1.2026 | 1.289 | 1.2891 | 1.2453 | 1.1192 | 0.77553 | 0.85362 | 654.3254 | 0 | 1010.9734 | 0 | 0 | 0 | 1 | 0 | 0 | 1.0077
103 | Appliances | Cooking | Energy Star Commercial Dishwasher | Institutional | Turnover | CinTgsd103 | 1 | 1.2145 | 10905.4227 | 0 | GSD | 13 | 0.57723 | 0.60437 | 0.83705 | 1.097 | 1.2026 | 1.2026 | 1.289 | 1.2891 | 1.2453 | 1.1192 | 0.77553 | 0.85362 | 654.3254 | 0 | 1010.9734 | 0 | 0 | 0 | 1 | 0 | 0 | 1.0077
103 | Appliances | Cooking | Energy Star Commercial Dishwasher | Institutional | New | CinNgsd103 | 1 | 1.2145 | 10905.4227 | 0 | GSD | 13 | 0.57723 | 0.60437 | 0.83705 | 1.097 | 1.2026 | 1.2026 | 1.289 | 1.2891 | 1.2453 | 1.1192 | 0.77553 | 0.85362 | 654.3254 | 0 | 1010.9734 | 0 | 0 | 0 | 1 | 0 | 0 | 1.0077
103 | Appliances | Cooking | Energy Star Commercial Dishwasher | Lodging/Hospitality | Turnover | CloTgsd103 | 1 | 4.0096 | 25413.8002 | 0 | GSD | 13 | 0.57723 | 0.60437 | 0.83705 | 1.097 | 1.2026 | 1.2026 | 1.289 | 1.2891 | 1.2453 | 1.1192 | 0.77553 | 0.85362 | 1524.828 | 0 | 2355.9542 | 0 | 0 | 0 | 1 | 0 | 0 | 1.0077
103 | Appliances | Cooking | Energy Star Commercial Dishwasher | Lodging/Hospitality | New | CloNgsd103 | 1 | 4.0096 | 25413.8002 | 0 | GSD | 13 | 0.57723 | 0.60437 | 0.83705 | 1.097 | 1.2026 | 1.2026 | 1.289 | 1.2891 | 1.2453 | 1.1192 | 0.77553 | 0.85362 | 1524.828 | 0 | 2355.9542 | 0 | 0 | 0 | 1 | 0 | 0 | 1.0077
103 | Appliances | Cooking | Energy Star Commercial Dishwasher | Miscellaneous | Turnover | CmiTgsd103 | 1 | 1.523 | 8042.7229 | 0 | GSD | 13 | 0.57723 | 0.60437 | 0.83705 | 1.097 | 1.2026 | 1.2026 | 1.289 | 1.2891 | 1.2453 | 1.1192 | 0.77553 | 0.85362 | 482.5634 | 0 | 745.5905 | 0 | 0 | 0 | 1 | 0 | 0 | 1.0077
103 | Appliances | Cooking | Energy Star Commercial Dishwasher | Miscellaneous | New | CmiNgsd103 | 1 | 1.523 | 8042.7229 | 0 | GSD | 13 | 0.57723 | 0.60437 | 0.83705 | 1.097 | 1.2026 | 1.2026 | 1.289 | 1.2891 | 1.2453 | 1.1192 | 0.77553 | 0.85362 | 482.5634 | 0 | 745.5905 | 0 | 0 | 0 | 1 | 0 | 0 | 1.0077
103 | Appliances | Cooking | Energy Star Commercial Dishwasher | Offices | Turnover | CofTgsd103 | 1 | 1.523 | 8042.7229 | 0 | GSD | 13 | 0.57723 | 0.60437 | 0.83705 | 1.097 | 1.2026 | 1.2026 | 1.289 | 1.2891 | 1.2453 | 1.1192 | 0.77553 | 0.85362 | 482.5634 | 0 | 745.5905 | 0 | 0 | 0 | 1 | 0 | 0 | 1.0077
103 | Appliances | Cooking | Energy Star Commercial Dishwasher | Offices | New | CofNgsd103 | 1 | 1.523 | 8042.7229 | 0 | GSD | 13 | 0.57723 | 0.60437 | 0.83705 | 1.097 | 1.2026 | 1.2026 | 1.289 | 1.2891 | 1.2453 | 1.1192 | 0.77553 | 0.85362 | 482.5634 | 0 | 745.5905 | 0 | 0 | 0 | 1 | 0 | 0 | 1.0077
103 | Appliances | Cooking | Energy Star Commercial Dishwasher | Restaurants | Turnover | CreTgsd103 | 1 | 1.523 | 8042.7229 | 0 | GSD | 13 | 0.57723 | 0.60437 | 0.83705 | 1.097 | 1.2026 | 1.2026 | 1.289 | 1.2891 | 1.2453 | 1.1192 | 0.77553 | 0.85362 | 482.5634 | 0 | 745.5905 | 0 | 0 | 0 | 1 | 0 | 0 | 1.0077
103 | Appliances | Cooking | Energy Star Commercial Dishwasher | Restaurants | New | CreNgsd103 | 1 | 1.523 | 8042.7229 | 0 | GSD | 13 | 0.57723 | 0.60437 | 0.83705 | 1.097 | 1.2026 | 1.2026 | 1.289 | 1.2891 | 1.2453 | 1.1192 | 0.77553 | 0.85362 | 482.5634 | 0 | 745.5905 | 0 | 0 | 0 | 1 | 0 | 0 | 1.0077
103 | Appliances | Cooking | Energy Star Commercial Dishwasher | Retail | Turnover | CrtTgsd103 | 1 | 1.523 | 8042.7229 | 0 | GSD | 13 | 0.57723 | 0.60437 | 0.83705 | 1.097 | 1.2026 | 1.2026 | 1.289 | 1.2891 | 1.2453 | 1.1192 | 0.77553 | 0.85362 | 482.5634 | 0 | 745.5905 | 0 | 0 | 0 | 1 | 0 | 0 | 1.0077
103 | Appliances | Cooking | Energy Star Commercial Dishwasher | Retail | New | CrtNgsd103 | 1 | 1.523 | 8042.7229 | 0 | GSD | 13 | 0.57723 | 0.60437 | 0.83705 | 1.097 | 1.2026 | 1.2026 | 1.289 | 1.2891 | 1.2453 | 1.1192 | 0.77553 | 0.85362 | 482.5634 | 0 | 745.5905 | 0 | 0 | 0 | 1 | 0 | 0 | 1.0077
103 | Appliances | Cooking | Energy Star Commercial Dishwasher | Schools K-12 | Turnover | CscTgsd103 | 1 | 1.523 | 8042.7229 | 0 | GSD | 13 | 0.57723 | 0.60437 | 0.83705 | 1.097 | 1.2026 | 1.2026 | 1.289 | 1.2891 | 1.2453 | 1.1192 | 0.77553 | 0.85362 | 482.5634 | 0 | 745.5905 | 0 | 0 | 0 | 1 | 0 | 0 | 1.0077
103 | Appliances | Cooking | Energy Star Commercial Dishwasher | Schools K-12 | New | CscNgsd103 | 1 | 1.523 | 8042.7229 | 0 | GSD | 13 | 0.57723 | 0.60437 | 0.83705 | 1.097 | 1.2026 | 1.2026 | 1.289 | 1.2891 | 1.2453 | 1.1192 | 0.77553 | 0.85362 | 482.5634 | 0 | 745.5905 | 0 | 0 | 0 | 1 | 0 | 0 | 1.0077
103 | Appliances | Cooking | Energy Star Commercial Dishwasher | Warehouse | Turnover | CwaTgsd103 | 1 | 1.523 | 8042.7229 | 0 | GSD | 13 | 0.57723 | 0.60437 | 0.83705 | 1.097 | 1.2026 | 1.2026 | 1.289 | 1.2891 | 1.2453 | 1.1192 | 0.77553 | 0.85362 | 482.5634 | 0 | 745.5905 | 0 | 0 | 0 | 1 | 0 | 0 | 1.0077
103 | Appliances | Cooking | Energy Star Commercial Dishwasher | Warehouse | New | CwaNgsd103 | 1 | 1.523 | 8042.7229 | 0 | GSD | 13 | 0.57723 | 0.60437 | 0.83705 | 1.097 | 1.2026 | 1.2026 | 1.289 | 1.2891 | 1.2453 | 1.1192 | 0.77553 | 0.85362 | 482.5634 | 0 | 745.5905 | 0 | 0 | 0 | 1 | 0 | 0 | 1.0077
104 | Appliances | Cooking | Energy Star convection oven | Assembly | Turnover | CasTgsd104 | 1 | 0.3681 | 6134.9693 | 0 | GSD | 17 | 0.57723 | 0.60437 | 0.83705 | 1.097 | 1.2026 | 1.2026 | 1.289 | 1.2891 | 1.2453 | 1.1192 | 0.77553 | 0.85362 | 368.0982 | 0 | 1999.7086 | 0 | 0 | 0 | 1 | 0 | 0 | 1.0077
104 | Appliances | Cooking | Energy Star convection oven | Assembly | New | CasNgsd104 | 1 | 0.3681 | 6134.9693 | 0 | GSD | 17 | 0.57723 | 0.60437 | 0.83705 | 1.097 | 1.2026 | 1.2026 | 1.289 | 1.2891 | 1.2453 | 1.1192 | 0.77553 | 0.85362 | 368.0982 | 0 | 1999.7086 | 0 | 0 | 0 | 1 | 0 | 0 | 1.0077
104 | Appliances | Cooking | Energy Star convection oven | College and University | Turnover | CcoTgsd104 | 1 | 0.3681 | 6134.9693 | 0 | GSD | 17 | 0.57723 | 0.60437 | 0.83705 | 1.097 | 1.2026 | 1.2026 | 1.289 | 1.2891 | 1.2453 | 1.1192 | 0.77553 | 0.85362 | 368.0982 | 0 | 1999.7086 | 0 | 0 | 0 | 1 | 0 | 0 | 1.0077
104 | Appliances | Cooking | Energy Star convection oven | College and University | New | CcoNgsd104 | 1 | 0.3681 | 6134.9693 | 0 | GSD | 17 | 0.57723 | 0.60437 | 0.83705 | 1.097 | 1.2026 | 1.2026 | 1.289 | 1.2891 | 1.2453 | 1.1192 | 0.77553 | 0.85362 | 368.0982 | 0 | 1999.7086 | 0 | 0 | 0 | 1 | 0 | 0 | 1.0077
104 | Appliances | Cooking | Energy Star convection oven | Data Center | Turnover | CdaTgsd104 | 1 | 1.8136 | 16949.1525 | 0 | GSD | 17 | 0.57723 | 0.60437 | 0.83705 | 1.097 | 1.2026 | 1.2026 | 1.289 | 1.2891 | 1.2453 | 1.1192 | 0.77553 | 0.85362 | 1016.9492 | 0 | 5524.6187 | 0 | 0 | 0 | 1 | 0 | 0 | 1.0077
104 | Appliances | Cooking | Energy Star convection oven | Data Center | New | CdaNgsd104 | 1 | 1.8136 | 16949.1525 | 0 | GSD | 17 | 0.57723 | 0.60437 | 0.83705 | 1.097 | 1.2026 | 1.2026 | 1.289 | 1.2891 | 1.2453 | 1.1192 | 0.77553 | 0.85362 | 1016.9492 | 0 | 5524.6187 | 0 | 0 | 0 | 1 | 0 | 0 | 1.0077
104 | Appliances | Cooking | Energy Star convection oven | Grocery | Turnover | CgrTgsd104 | 1 | 0.3681 | 6134.9693 | 0 | GSD | 17 | 0.57723 | 0.60437 | 0.83705 | 1.097 | 1.2026 | 1.2026 | 1.289 | 1.2891 | 1.2453 | 1.1192 | 0.77553 | 0.85362 | 368.0982 | 0 | 1999.7086 | 0 | 0 | 0 | 1 | 0 | 0 | 1.0077
104 | Appliances | Cooking | Energy Star convection oven | Grocery | New | CgrNgsd104 | 1 | 0.3681 | 6134.9693 | 0 | GSD | 17 | 0.57723 | 0.60437 | 0.83705 | 1.097 | 1.2026 | 1.2026 | 1.289 | 1.2891 | 1.2453 | 1.1192 | 0.77553 | 0.85362 | 368.0982 | 0 | 1999.7086 | 0 | 0 | 0 | 1 | 0 | 0 | 1.0077
104 | Appliances | Cooking | Energy Star convection oven | Healthcare | Turnover | CheTgsd104 | 1 | 1.1186 | 8474.5763 | 0 | GSD | 17 | 0.57723 | 0.60437 | 0.83705 | 1.097 | 1.2026 | 1.2026 | 1.289 | 1.2891 | 1.2453 | 1.1192 | 0.77553 | 0.85362 | 508.4746 | 0 | 2762.3094 | 0 | 0 | 0 | 1 | 0 | 0 | 1.0077
104 | Appliances | Cooking | Energy Star convection oven | Healthcare | New | CheNgsd104 | 1 | 1.1186 | 8474.5763 | 0 | GSD | 17 | 0.57723 | 0.60437 | 0.83705 | 1.097 | 1.2026 | 1.2026 | 1.289 | 1.2891 | 1.2453 | 1.1192 | 0.77553 | 0.85362 | 508.4746 | 0 | 2762.3094 | 0 | 0 | 0 | 1 | 0 | 0 | 1.0077
104 | Appliances | Cooking | Energy Star convection oven | Hospitals | Turnover | ChoTgsd104 | 1 | 0.3681 | 6134.9693 | 0 | GSD | 17 | 0.57723 | 0.60437 | 0.83705 | 1.097 | 1.2026 | 1.2026 | 1.289 | 1.2891 | 1.2453 | 1.1192 | 0.77553 | 0.85362 | 368.0982 | 0 | 1999.7086 | 0 | 0 | 0 | 1 | 0 | 0 | 1.0077
104 | Appliances | Cooking | Energy Star convection oven | Hospitals | New | ChoNgsd104 | 1 | 0.3681 | 6134.9693 | 0 | GSD | 17 | 0.57723 | 0.60437 | 0.83705 | 1.097 | 1.2026 | 1.2026 | 1.289 | 1.2891 | 1.2453 | 1.1192 | 0.77553 | 0.85362 | 368.0982 | 0 | 1999.7086 | 0 | 0 | 0 | 1 | 0 | 0 | 1.0077
104 | Appliances | Cooking | Energy Star convection oven | Institutional | Turnover | CinTgsd104 | 1 | 1.8136 | 16949.1525 | 0 | GSD | 17 | 0.57723 | 0.60437 | 0.83705 | 1.097 | 1.2026 | 1.2026 | 1.289 | 1.2891 | 1.2453 | 1.1192 | 0.77553 | 0.85362 | 1016.9492 | 0 | 5524.6187 | 0 | 0 | 0 | 1 | 0 | 0 | 1.0077
104 | Appliances | Cooking | Energy Star convection oven | Institutional | New | CinNgsd104 | 1 | 1.8136 | 16949.1525 | 0 | GSD | 17 | 0.57723 | 0.60437 | 0.83705 | 1.097 | 1.2026 | 1.2026 | 1.289 | 1.2891 | 1.2453 | 1.1192 | 0.77553 | 0.85362 | 1016.9492 | 0 | 5524.6187 | 0 | 0 | 0 | 1 | 0 | 0 | 1.0077
104 | Appliances | Cooking | Energy Star convection oven | Lodging/Hospitality | Turnover | CloTgsd104 | 1 | 0.44505 | 5494.5055 | 0 | GSD | 17 | 0.57723 | 0.60437 | 0.83705 | 1.097 | 1.2026 | 1.2026 | 1.289 | 1.2891 | 1.2453 | 1.1192 | 0.77553 | 0.85362 | 329.6703 | 0 | 1790.9478 | 0 | 0 | 0 | 1 | 0 | 0 | 1.0077
104 | Appliances | Cooking | Energy Star convection oven | Lodging/Hospitality | New | CloNgsd104 | 1 | 0.44505 | 5494.5055 | 0 | GSD | 17 | 0.57723 | 0.60437 | 0.83705 | 1.097 | 1.2026 | 1.2026 | 1.289 | 1.2891 | 1.2453 | 1.1192 | 0.77553 | 0.85362 | 329.6703 | 0 | 1790.9478 | 0 | 0 | 0 | 1 | 0 | 0 | 1.0077
104 | Appliances | Cooking | Energy Star convection oven | Miscellaneous | Turnover | CmiTgsd104 | 1 | 1.8136 | 16949.1525 | 0 | GSD | 17 | 0.57723 | 0.60437 | 0.83705 | 1.097 | 1.2026 | 1.2026 | 1.289 | 1.2891 | 1.2453 | 1.1192 | 0.77553 | 0.85362 | 1016.9492 | 0 | 5524.6187 | 0 | 0 | 0 | 1 | 0 | 0 | 1.0077
104 | Appliances | Cooking | Energy Star convection oven | Miscellaneous | New | CmiNgsd104 | 1 | 1.8136 | 16949.1525 | 0 | GSD | 17 | 0.57723 | 0.60437 | 0.83705 | 1.097 | 1.2026 | 1.2026 | 1.289 | 1.2891 | 1.2453 | 1.1192 | 0.77553 | 0.85362 | 1016.9492 | 0 | 5524.6187 | 0 | 0 | 0 | 1 | 0 | 0 | 1.0077
104 | Appliances | Cooking | Energy Star convection oven | Offices | Turnover | CofTgsd104 | 1 | 1.8136 | 16949.1525 | 0 | GSD | 17 | 0.57723 | 0.60437 | 0.83705 | 1.097 | 1.2026 | 1.2026 | 1.289 | 1.2891 | 1.2453 | 1.1192 | 0.77553 | 0.85362 | 1016.9492 | 0 | 5524.6187 | 0 | 0 | 0 | 1 | 0 | 0 | 1.0077
104 | Appliances | Cooking | Energy Star convection oven | Offices | New | CofNgsd104 | 1 | 1.8136 | 16949.1525 | 0 | GSD | 17 | 0.57723 | 0.60437 | 0.83705 | 1.097 | 1.2026 | 1.2026 | 1.289 | 1.2891 | 1.2453 | 1.1192 | 0.77553 | 0.85362 | 1016.9492 | 0 | 5524.6187 | 0 | 0 | 0 | 1 | 0 | 0 | 1.0077
104 | Appliances | Cooking | Energy Star convection oven | Restaurants | Turnover | CreTgsd104 | 1 | 0.5288 | 5235.6021 | 0 | GSD | 17 | 0.57723 | 0.60437 | 0.83705 | 1.097 | 1.2026 | 1.2026 | 1.289 | 1.2891 | 1.2453 | 1.1192 | 0.77553 | 0.85362 | 314.1361 | 0 | 1706.5576 | 0 | 0 | 0 | 1 | 0 | 0 | 1.0077
104 | Appliances | Cooking | Energy Star convection oven | Restaurants | New | CreNgsd104 | 1 | 0.5288 | 5235.6021 | 0 | GSD | 17 | 0.57723 | 0.60437 | 0.83705 | 1.097 | 1.2026 | 1.2026 | 1.289 | 1.2891 | 1.2453 | 1.1192 | 0.77553 | 0.85362 | 314.1361 | 0 | 1706.5576 | 0 | 0 | 0 | 1 | 0 | 0 | 1.0077
104 | Appliances | Cooking | Energy Star convection oven | Retail | Turnover | CrtTgsd104 | 1 | 0.3681 | 6134.9693 | 0 | GSD | 17 | 0.57723 | 0.60437 | 0.83705 | 1.097 | 1.2026 | 1.2026 | 1.289 | 1.2891 | 1.2453 | 1.1192 | 0.77553 | 0.85362 | 368.0982 | 0 | 1999.7086 | 0 | 0 | 0 | 1 | 0 | 0 | 1.0077
104 | Appliances | Cooking | Energy Star convection oven | Retail | New | CrtNgsd104 | 1 | 0.3681 | 6134.9693 | 0 | GSD | 17 | 0.57723 | 0.60437 | 0.83705 | 1.097 | 1.2026 | 1.2026 | 1.289 | 1.2891 | 1.2453 | 1.1192 | 0.77553 | 0.85362 | 368.0982 | 0 | 1999.7086 | 0 | 0 | 0 | 1 | 0 | 0 | 1.0077
104 | Appliances | Cooking | Energy Star convection oven | Schools K-12 | Turnover | CscTgsd104 | 1 | 1.8136 | 16949.1525 | 0 | GSD | 17 | 0.57723 | 0.60437 | 0.83705 | 1.097 | 1.2026 | 1.2026 | 1.289 | 1.2891 | 1.2453 | 1.1192 | 0.77553 | 0.85362 | 1016.9492 | 0 | 5524.6187 | 0 | 0 | 0 | 1 | 0 | 0 | 1.0077
104 | Appliances | Cooking | Energy Star convection oven | Schools K-12 | New | CscNgsd104 | 1 | 1.8136 | 16949.1525 | 0 | GSD | 17 | 0.57723 | 0.60437 | 0.83705 | 1.097 | 1.2026 | 1.2026 | 1.289 | 1.2891 | 1.2453 | 1.1192 | 0.77553 | 0.85362 | 1016.9492 | 0 | 5524.6187 | 0 | 0 | 0 | 1 | 0 | 0 | 1.0077
104 | Appliances | Cooking | Energy Star convection oven | Warehouse | Turnover | CwaTgsd104 | 1 | 1.8136 | 16949.1525 | 0 | GSD | 17 | 0.57723 | 0.60437 | 0.83705 | 1.097 | 1.2026 | 1.2026 | 1.289 | 1.2891 | 1.2453 | 1.1192 | 0.77553 | 0.85362 | 1016.9492 | 0 | 5524.6187 | 0 | 0 | 0 | 1 | 0 | 0 | 1.0077
104 | Appliances | Cooking | Energy Star convection oven | Warehouse | New | CwaNgsd104 | 1 | 1.8136 | 16949.1525 | 0 | GSD | 17 | 0.57723 | 0.60437 | 0.83705 | 1.097 | 1.2026 | 1.2026 | 1.289 | 1.2891 | 1.2453 | 1.1192 | 0.77553 | 0.85362 | 1016.9492 | 0 | 5524.6187 | 0 | 0 | 0 | 1 | 0 | 0 | 1.0077
105 | Appliances | Cooking | Energy Star Fryer | Assembly | Turnover | CasTgsd105 | 1 | 0.3681 | 6134.9693 | 0 | GSD | 12 | 1.0063 | 0.98564 | 1.0265 | 1.0441 | 1.0994 | 1.0901 | 1.0679 | 1.0965 | 1.0642 | 1.0547 | 1.0277 | 1.0297 | 368.0982 | 0 | 9954.0039 | 0 | 0 | 0 | 1 | 0 | 0 | 1.0494
105 | Appliances | Cooking | Energy Star Fryer | Assembly | New | CasNgsd105 | 1 | 0.3681 | 6134.9693 | 0 | GSD | 12 | 1.0063 | 0.98564 | 1.0265 | 1.0441 | 1.0994 | 1.0901 | 1.0679 | 1.0965 | 1.0642 | 1.0547 | 1.0277 | 1.0297 | 368.0982 | 0 | 9954.0039 | 0 | 0 | 0 | 1 | 0 | 0 | 1.0494
105 | Appliances | Cooking | Energy Star Fryer | College and University | Turnover | CcoTgsd105 | 1 | 0.3681 | 6134.9693 | 0 | GSD | 12 | 1.0063 | 0.98564 | 1.0265 | 1.0441 | 1.0994 | 1.0901 | 1.0679 | 1.0965 | 1.0642 | 1.0547 | 1.0277 | 1.0297 | 368.0982 | 0 | 9954.0039 | 0 | 0 | 0 | 1 | 0 | 0 | 1.0494
105 | Appliances | Cooking | Energy Star Fryer | College and University | New | CcoNgsd105 | 1 | 0.3681 | 6134.9693 | 0 | GSD | 12 | 1.0063 | 0.98564 | 1.0265 | 1.0441 | 1.0994 | 1.0901 | 1.0679 | 1.0965 | 1.0642 | 1.0547 | 1.0277 | 1.0297 | 368.0982 | 0 | 9954.0039 | 0 | 0 | 0 | 1 | 0 | 0 | 1.0494
105 | Appliances | Cooking | Energy Star Fryer | Data Center | Turnover | CdaTgsd105 | 1 | 1.8136 | 16949.1525 | 0 | GSD | 12 | 1.0063 | 0.98564 | 1.0265 | 1.0441 | 1.0994 | 1.0901 | 1.0679 | 1.0965 | 1.0642 | 1.0547 | 1.0277 | 1.0297 | 1016.9492 | 0 | 27500.0446 | 0 | 0 | 0 | 1 | 0 | 0 | 1.0494
105 | Appliances | Cooking | Energy Star Fryer | Data Center | New | CdaNgsd105 | 1 | 1.8136 | 16949.1525 | 0 | GSD | 12 | 1.0063 | 0.98564 | 1.0265 | 1.0441 | 1.0994 | 1.0901 | 1.0679 | 1.0965 | 1.0642 | 1.0547 | 1.0277 | 1.0297 | 1016.9492 | 0 | 27500.0446 | 0 | 0 | 0 | 1 | 0 | 0 | 1.0494
105 | Appliances | Cooking | Energy Star Fryer | Grocery | Turnover | CgrTgsd105 | 1 | 0.3681 | 6134.9693 | 0 | GSD | 12 | 1.0063 | 0.98564 | 1.0265 | 1.0441 | 1.0994 | 1.0901 | 1.0679 | 1.0965 | 1.0642 | 1.0547 | 1.0277 | 1.0297 | 368.0982 | 0 | 9954.0039 | 0 | 0 | 0 | 1 | 0 | 0 | 1.0494
105 | Appliances | Cooking | Energy Star Fryer | Grocery | New | CgrNgsd105 | 1 | 0.3681 | 6134.9693 | 0 | GSD | 12 | 1.0063 | 0.98564 | 1.0265 | 1.0441 | 1.0994 | 1.0901 | 1.0679 | 1.0965 | 1.0642 | 1.0547 | 1.0277 | 1.0297 | 368.0982 | 0 | 9954.0039 | 0 | 0 | 0 | 1 | 0 | 0 | 1.0494
105 | Appliances | Cooking | Energy Star Fryer | Healthcare | Turnover | CheTgsd105 | 1 | 1.1186 | 8474.5763 | 0 | GSD | 12 | 1.0063 | 0.98564 | 1.0265 | 1.0441 | 1.0994 | 1.0901 | 1.0679 | 1.0965 | 1.0642 | 1.0547 | 1.0277 | 1.0297 | 508.4746 | 0 | 13750.0223 | 0 | 0 | 0 | 1 | 0 | 0 | 1.0494
105 | Appliances | Cooking | Energy Star Fryer | Healthcare | New | CheNgsd105 | 1 | 1.1186 | 8474.5763 | 0 | GSD | 12 | 1.0063 | 0.98564 | 1.0265 | 1.0441 | 1.0994 | 1.0901 | 1.0679 | 1.0965 | 1.0642 | 1.0547 | 1.0277 | 1.0297 | 508.4746 | 0 | 13750.0223 | 0 | 0 | 0 | 1 | 0 | 0 | 1.0494
105 | Appliances | Cooking | Energy Star Fryer | Hospitals | Turnover | ChoTgsd105 | 1 | 0.3681 | 6134.9693 | 0 | GSD | 12 | 1.0063 | 0.98564 | 1.0265 | 1.0441 | 1.0994 | 1.0901 | 1.0679 | 1.0965 | 1.0642 | 1.0547 | 1.0277 | 1.0297 | 368.0982 | 0 | 9954.0039 | 0 | 0 | 0 | 1 | 0 | 0 | 1.0494
105 | Appliances | Cooking | Energy Star Fryer | Hospitals | New | ChoNgsd105 | 1 | 0.3681 | 6134.9693 | 0 | GSD | 12 | 1.0063 | 0.98564 | 1.0265 | 1.0441 | 1.0994 | 1.0901 | 1.0679 | 1.0965 | 1.0642 | 1.0547 | 1.0277 | 1.0297 | 368.0982 | 0 | 9954.0039 | 0 | 0 | 0 | 1 | 0 | 0 | 1.0494
105 | Appliances | Cooking | Energy Star Fryer | Institutional | Turnover | CinTgsd105 | 1 | 1.8136 | 16949.1525 | 0 | GSD | 12 | 1.0063 | 0.98564 | 1.0265 | 1.0441 | 1.0994 | 1.0901 | 1.0679 | 1.0965 | 1.0642 | 1.0547 | 1.0277 | 1.0297 | 1016.9492 | 0 | 27500.0446 | 0 | 0 | 0 | 1 | 0 | 0 | 1.0494
105 | Appliances | Cooking | Energy Star Fryer | Institutional | New | CinNgsd105 | 1 | 1.8136 | 16949.1525 | 0 | GSD | 12 | 1.0063 | 0.98564 | 1.0265 | 1.0441 | 1.0994 | 1.0901 | 1.0679 | 1.0965 | 1.0642 | 1.0547 | 1.0277 | 1.0297 | 1016.9492 | 0 | 27500.0446 | 0 | 0 | 0 | 1 | 0 | 0 | 1.0494
105 | Appliances | Cooking | Energy Star Fryer | Lodging/Hospitality | Turnover | CloTgsd105 | 1 | 0.44505 | 5494.5055 | 0 | GSD | 12 | 1.0063 | 0.98564 | 1.0265 | 1.0441 | 1.0994 | 1.0901 | 1.0679 | 1.0965 | 1.0642 | 1.0547 | 1.0277 | 1.0297 | 329.6703 | 0 | 8914.8496 | 0 | 0 | 0 | 1 | 0 | 0 | 1.0494
105 | Appliances | Cooking | Energy Star Fryer | Lodging/Hospitality | New | CloNgsd105 | 1 | 0.44505 | 5494.5055 | 0 | GSD | 12 | 1.0063 | 0.98564 | 1.0265 | 1.0441 | 1.0994 | 1.0901 | 1.0679 | 1.0965 | 1.0642 | 1.0547 | 1.0277 | 1.0297 | 329.6703 | 0 | 8914.8496 | 0 | 0 | 0 | 1 | 0 | 0 | 1.0494
105 | Appliances | Cooking | Energy Star Fryer | Miscellaneous | Turnover | CmiTgsd105 | 1 | 1.8136 | 16949.1525 | 0 | GSD | 12 | 1.0063 | 0.98564 | 1.0265 | 1.0441 | 1.0994 | 1.0901 | 1.0679 | 1.0965 | 1.0642 | 1.0547 | 1.0277 | 1.0297 | 1016.9492 | 0 | 27500.0446 | 0 | 0 | 0 | 1 | 0 | 0 | 1.0494
105 | Appliances | Cooking | Energy Star Fryer | Miscellaneous | New | CmiNgsd105 | 1 | 1.8136 | 16949.1525 | 0 | GSD | 12 | 1.0063 | 0.98564 | 1.0265 | 1.0441 | 1.0994 | 1.0901 | 1.0679 | 1.0965 | 1.0642 | 1.0547 | 1.0277 | 1.0297 | 1016.9492 | 0 | 27500.0446 | 0 | 0 | 0 | 1 | 0 | 0 | 1.0494
105 | Appliances | Cooking | Energy Star Fryer | Offices | Turnover | CofTgsd105 | 1 | 1.8136 | 16949.1525 | 0 | GSD | 12 | 1.0063 | 0.98564 | 1.0265 | 1.0441 | 1.0994 | 1.0901 | 1.0679 | 1.0965 | 1.0642 | 1.0547 | 1.0277 | 1.0297 | 1016.9492 | 0 | 27500.0446 | 0 | 0 | 0 | 1 | 0 | 0 | 1.0494
105 | Appliances | Cooking | Energy Star Fryer | Offices | New | CofNgsd105 | 1 | 1.8136 | 16949.1525 | 0 | GSD | 12 | 1.0063 | 0.98564 | 1.0265 | 1.0441 | 1.0994 | 1.0901 | 1.0679 | 1.0965 | 1.0642 | 1.0547 | 1.0277 | 1.0297 | 1016.9492 | 0 | 27500.0446 | 0 | 0 | 0 | 1 | 0 | 0 | 1.0494
105 | Appliances | Cooking | Energy Star Fryer | Restaurants | Turnover | CreTgsd105 | 1 | 0.5288 | 5235.6021 | 0 | GSD | 12 | 1.0063 | 0.98564 | 1.0265 | 1.0441 | 1.0994 | 1.0901 | 1.0679 | 1.0965 | 1.0642 | 1.0547 | 1.0277 | 1.0297 | 314.1361 | 0 | 8494.7782 | 0 | 0 | 0 | 1 | 0 | 0 | 1.0494
105 | Appliances | Cooking | Energy Star Fryer | Restaurants | New | CreNgsd105 | 1 | 0.5288 | 5235.6021 | 0 | GSD | 12 | 1.0063 | 0.98564 | 1.0265 | 1.0441 | 1.0994 | 1.0901 | 1.0679 | 1.0965 | 1.0642 | 1.0547 | 1.0277 | 1.0297 | 314.1361 | 0 | 8494.7782 | 0 | 0 | 0 | 1 | 0 | 0 | 1.0494
105 | Appliances | Cooking | Energy Star Fryer | Retail | Turnover | CrtTgsd105 | 1 | 0.3681 | 6134.9693 | 0 | GSD | 12 | 1.0063 | 0.98564 | 1.0265 | 1.0441 | 1.0994 | 1.0901 | 1.0679 | 1.0965 | 1.0642 | 1.0547 | 1.0277 | 1.0297 | 368.0982 | 0 | 9954.0039 | 0 | 0 | 0 | 1 | 0 | 0 | 1.0494
105 | Appliances | Cooking | Energy Star Fryer | Retail | New | CrtNgsd105 | 1 | 0.3681 | 6134.9693 | 0 | GSD | 12 | 1.0063 | 0.98564 | 1.0265 | 1.0441 | 1.0994 | 1.0901 | 1.0679 | 1.0965 | 1.0642 | 1.0547 | 1.0277 | 1.0297 | 368.0982 | 0 | 9954.0039 | 0 | 0 | 0 | 1 | 0 | 0 | 1.0494
105 | Appliances | Cooking | Energy Star Fryer | Schools K-12 | Turnover | CscTgsd105 | 1 | 1.8136 | 16949.1525 | 0 | GSD | 12 | 1.0063 | 0.98564 | 1.0265 | 1.0441 | 1.0994 | 1.0901 | 1.0679 | 1.0965 | 1.0642 | 1.0547 | 1.0277 | 1.0297 | 1016.9492 | 0 | 27500.0446 | 0 | 0 | 0 | 1 | 0 | 0 | 1.0494
105 | Appliances | Cooking | Energy Star Fryer | Schools K-12 | New | CscNgsd105 | 1 | 1.8136 | 16949.1525 | 0 | GSD | 12 | 1.0063 | 0.98564 | 1.0265 | 1.0441 | 1.0994 | 1.0901 | 1.0679 | 1.0965 | 1.0642 | 1.0547 | 1.0277 | 1.0297 | 1016.9492 | 0 | 27500.0446 | 0 | 0 | 0 | 1 | 0 | 0 | 1.0494
105 | Appliances | Cooking | Energy Star Fryer | Warehouse | Turnover | CwaTgsd105 | 1 | 1.8136 | 16949.1525 | 0 | GSD | 12 | 1.0063 | 0.98564 | 1.0265 | 1.0441 | 1.0994 | 1.0901 | 1.0679 | 1.0965 | 1.0642 | 1.0547 | 1.0277 | 1.0297 | 1016.9492 | 0 | 27500.0446 | 0 | 0 | 0 | 1 | 0 | 0 | 1.0494
105 | Appliances | Cooking | Energy Star Fryer | Warehouse | New | CwaNgsd105 | 1 | 1.8136 | 16949.1525 | 0 | GSD | 12 | 1.0063 | 0.98564 | 1.0265 | 1.0441 | 1.0994 | 1.0901 | 1.0679 | 1.0965 | 1.0642 | 1.0547 | 1.0277 | 1.0297 | 1016.9492 | 0 | 27500.0446 | 0 | 0 | 0 | 1 | 0 | 0 | 1.0494
106 | Appliances | Cooking | Energy Star Griddle | Assembly | Turnover | CasTgsd106 | 1 | 0.3681 | 6134.9693 | 0 | GSD | 12 | 1.0063 | 0.98564 | 1.0265 | 1.0441 | 1.0994 | 1.0901 | 1.0679 | 1.0965 | 1.0642 | 1.0547 | 1.0277 | 1.0297 | 368.0982 | 0 | 0.042549 | 0 | 0 | 0 | 1 | 0 | 0 | 1.0494
106 | Appliances | Cooking | Energy Star Griddle | Assembly | New | CasNgsd106 | 1 | 0.3681 | 6134.9693 | 0 | GSD | 12 | 1.0063 | 0.98564 | 1.0265 | 1.0441 | 1.0994 | 1.0901 | 1.0679 | 1.0965 | 1.0642 | 1.0547 | 1.0277 | 1.0297 | 368.0982 | 0 | 0.042549 | 0 | 0 | 0 | 1 | 0 | 0 | 1.0494
106 | Appliances | Cooking | Energy Star Griddle | College and University | Turnover | CcoTgsd106 | 1 | 0.3681 | 6134.9693 | 0 | GSD | 12 | 1.0063 | 0.98564 | 1.0265 | 1.0441 | 1.0994 | 1.0901 | 1.0679 | 1.0965 | 1.0642 | 1.0547 | 1.0277 | 1.0297 | 368.0982 | 0 | 0.042549 | 0 | 0 | 0 | 1 | 0 | 0 | 1.0494
106 | Appliances | Cooking | Energy Star Griddle | College and University | New | CcoNgsd106 | 1 | 0.3681 | 6134.9693 | 0 | GSD | 12 | 1.0063 | 0.98564 | 1.0265 | 1.0441 | 1.0994 | 1.0901 | 1.0679 | 1.0965 | 1.0642 | 1.0547 | 1.0277 | 1.0297 | 368.0982 | 0 | 0.042549 | 0 | 0 | 0 | 1 | 0 | 0 | 1.0494
106 | Appliances | Cooking | Energy Star Griddle | Data Center | Turnover | CdaTgsd106 | 1 | 1.8136 | 16949.1525 | 0 | GSD | 12 | 1.0063 | 0.98564 | 1.0265 | 1.0441 | 1.0994 | 1.0901 | 1.0679 | 1.0965 | 1.0642 | 1.0547 | 1.0277 | 1.0297 | 1016.9492 | 0 | 0.11755 | 0 | 0 | 0 | 1 | 0 | 0 | 1.0494
106 | Appliances | Cooking | Energy Star Griddle | Data Center | New | CdaNgsd106 | 1 | 1.8136 | 16949.1525 | 0 | GSD | 12 | 1.0063 | 0.98564 | 1.0265 | 1.0441 | 1.0994 | 1.0901 | 1.0679 | 1.0965 | 1.0642 | 1.0547 | 1.0277 | 1.0297 | 1016.9492 | 0 | 0.11755 | 0 | 0 | 0 | 1 | 0 | 0 | 1.0494
106 | Appliances | Cooking | Energy Star Griddle | Grocery | Turnover | CgrTgsd106 | 1 | 0.3681 | 6134.9693 | 0 | GSD | 12 | 1.0063 | 0.98564 | 1.0265 | 1.0441 | 1.0994 | 1.0901 | 1.0679 | 1.0965 | 1.0642 | 1.0547 | 1.0277 | 1.0297 | 368.0982 | 0 | 0.042549 | 0 | 0 | 0 | 1 | 0 | 0 | 1.0494
106 | Appliances | Cooking | Energy Star Griddle | Grocery | New | CgrNgsd106 | 1 | 0.3681 | 6134.9693 | 0 | GSD | 12 | 1.0063 | 0.98564 | 1.0265 | 1.0441 | 1.0994 | 1.0901 | 1.0679 | 1.0965 | 1.0642 | 1.0547 | 1.0277 | 1.0297 | 368.0982 | 0 | 0.042549 | 0 | 0 | 0 | 1 | 0 | 0 | 1.0494
106 | Appliances | Cooking | Energy Star Griddle | Healthcare | Turnover | CheTgsd106 | 1 | 1.1186 | 8474.5763 | 0 | GSD | 12 | 1.0063 | 0.98564 | 1.0265 | 1.0441 | 1.0994 | 1.0901 | 1.0679 | 1.0965 | 1.0642 | 1.0547 | 1.0277 | 1.0297 | 508.4746 | 0 | 0.058776 | 0 | 0 | 0 | 1 | 0 | 0 | 1.0494
106 | Appliances | Cooking | Energy Star Griddle | Healthcare | New | CheNgsd106 | 1 | 1.1186 | 8474.5763 | 0 | GSD | 12 | 1.0063 | 0.98564 | 1.0265 | 1.0441 | 1.0994 | 1.0901 | 1.0679 | 1.0965 | 1.0642 | 1.0547 | 1.0277 | 1.0297 | 508.4746 | 0 | 0.058776 | 0 | 0 | 0 | 1 | 0 | 0 | 1.0494
106 | Appliances | Cooking | Energy Star Griddle | Hospitals | Turnover | ChoTgsd106 | 1 | 0.3681 | 6134.9693 | 0 | GSD | 12 | 1.0063 | 0.98564 | 1.0265 | 1.0441 | 1.0994 | 1.0901 | 1.0679 | 1.0965 | 1.0642 | 1.0547 | 1.0277 | 1.0297 | 368.0982 | 0 | 0.042549 | 0 | 0 | 0 | 1 | 0 | 0 | 1.0494
106 | Appliances | Cooking | Energy Star Griddle | Hospitals | New | ChoNgsd106 | 1 | 0.3681 | 6134.9693 | 0 | GSD | 12 | 1.0063 | 0.98564 | 1.0265 | 1.0441 | 1.0994 | 1.0901 | 1.0679 | 1.0965 | 1.0642 | 1.0547 | 1.0277 | 1.0297 | 368.0982 | 0 | 0.042549 | 0 | 0 | 0 | 1 | 0 | 0 | 1.0494
106 | Appliances | Cooking | Energy Star Griddle | Institutional | Turnover | CinTgsd106 | 1 | 1.8136 | 16949.1525 | 0 | GSD | 12 | 1.0063 | 0.98564 | 1.0265 | 1.0441 | 1.0994 | 1.0901 | 1.0679 | 1.0965 | 1.0642 | 1.0547 | 1.0277 | 1.0297 | 1016.9492 | 0 | 0.11755 | 0 | 0 | 0 | 1 | 0 | 0 | 1.0494
106 | Appliances | Cooking | Energy Star Griddle | Institutional | New | CinNgsd106 | 1 | 1.8136 | 16949.1525 | 0 | GSD | 12 | 1.0063 | 0.98564 | 1.0265 | 1.0441 | 1.0994 | 1.0901 | 1.0679 | 1.0965 | 1.0642 | 1.0547 | 1.0277 | 1.0297 | 1016.9492 | 0 | 0.11755 | 0 | 0 | 0 | 1 | 0 | 0 | 1.0494
106 | Appliances | Cooking | Energy Star Griddle | Lodging/Hospitality | Turnover | CloTgsd106 | 1 | 0.44505 | 5494.5055 | 0 | GSD | 12 | 1.0063 | 0.98564 | 1.0265 | 1.0441 | 1.0994 | 1.0901 | 1.0679 | 1.0965 | 1.0642 | 1.0547 | 1.0277 | 1.0297 | 329.6703 | 0 | 0.038107 | 0 | 0 | 0 | 1 | 0 | 0 | 1.0494
106 | Appliances | Cooking | Energy Star Griddle | Lodging/Hospitality | New | CloNgsd106 | 1 | 0.44505 | 5494.5055 | 0 | GSD | 12 | 1.0063 | 0.98564 | 1.0265 | 1.0441 | 1.0994 | 1.0901 | 1.0679 | 1.0965 | 1.0642 | 1.0547 | 1.0277 | 1.0297 | 329.6703 | 0 | 0.038107 | 0 | 0 | 0 | 1 | 0 | 0 | 1.0494
106 | Appliances | Cooking | Energy Star Griddle | Miscellaneous | Turnover | CmiTgsd106 | 1 | 1.8136 | 16949.1525 | 0 | GSD | 12 | 1.0063 | 0.98564 | 1.0265 | 1.0441 | 1.0994 | 1.0901 | 1.0679 | 1.0965 | 1.0642 | 1.0547 | 1.0277 | 1.0297 | 1016.9492 | 0 | 0.11755 | 0 | 0 | 0 | 1 | 0 | 0 | 1.0494
106 | Appliances | Cooking | Energy Star Griddle | Miscellaneous | New | CmiNgsd106 | 1 | 1.8136 | 16949.1525 | 0 | GSD | 12 | 1.0063 | 0.98564 | 1.0265 | 1.0441 | 1.0994 | 1.0901 | 1.0679 | 1.0965 | 1.0642 | 1.0547 | 1.0277 | 1.0297 | 1016.9492 | 0 | 0.11755 | 0 | 0 | 0 | 1 | 0 | 0 | 1.0494
106 | Appliances | Cooking | Energy Star Griddle | Offices | Turnover | CofTgsd106 | 1 | 1.8136 | 16949.1525 | 0 | GSD | 12 | 1.0063 | 0.98564 | 1.0265 | 1.0441 | 1.0994 | 1.0901 | 1.0679 | 1.0965 | 1.0642 | 1.0547 | 1.0277 | 1.0297 | 1016.9492 | 0 | 0.11755 | 0 | 0 | 0 | 1 | 0 | 0 | 1.0494
106 | Appliances | Cooking | Energy Star Griddle | Offices | New | CofNgsd106 | 1 | 1.8136 | 16949.1525 | 0 | GSD | 12 | 1.0063 | 0.98564 | 1.0265 | 1.0441 | 1.0994 | 1.0901 | 1.0679 | 1.0965 | 1.0642 | 1.0547 | 1.0277 | 1.0297 | 1016.9492 | 0 | 0.11755 | 0 | 0 | 0 | 1 | 0 | 0 | 1.0494
106 | Appliances | Cooking | Energy Star Griddle | Restaurants | Turnover | CreTgsd106 | 1 | 0.5288 | 5235.6021 | 0 | GSD | 12 | 1.0063 | 0.98564 | 1.0265 | 1.0441 | 1.0994 | 1.0901 | 1.0679 | 1.0965 | 1.0642 | 1.0547 | 1.0277 | 1.0297 | 314.1361 | 0 | 0.036312 | 0 | 0 | 0 | 1 | 0 | 0 | 1.0494
106 | Appliances | Cooking | Energy Star Griddle | Restaurants | New | CreNgsd106 | 1 | 0.5288 | 5235.6021 | 0 | GSD | 12 | 1.0063 | 0.98564 | 1.0265 | 1.0441 | 1.0994 | 1.0901 | 1.0679 | 1.0965 | 1.0642 | 1.0547 | 1.0277 | 1.0297 | 314.1361 | 0 | 0.036312 | 0 | 0 | 0 | 1 | 0 | 0 | 1.0494
106 | Appliances | Cooking | Energy Star Griddle | Retail | Turnover | CrtTgsd106 | 1 | 0.3681 | 6134.9693 | 0 | GSD | 12 | 1.0063 | 0.98564 | 1.0265 | 1.0441 | 1.0994 | 1.0901 | 1.0679 | 1.0965 | 1.0642 | 1.0547 | 1.0277 | 1.0297 | 368.0982 | 0 | 0.042549 | 0 | 0 | 0 | 1 | 0 | 0 | 1.0494
106 | Appliances | Cooking | Energy Star Griddle | Retail | New | CrtNgsd106 | 1 | 0.3681 | 6134.9693 | 0 | GSD | 12 | 1.0063 | 0.98564 | 1.0265 | 1.0441 | 1.0994 | 1.0901 | 1.0679 | 1.0965 | 1.0642 | 1.0547 | 1.0277 | 1.0297 | 368.0982 | 0 | 0.042549 | 0 | 0 | 0 | 1 | 0 | 0 | 1.0494
106 | Appliances | Cooking | Energy Star Griddle | Schools K-12 | Turnover | CscTgsd106 | 1 | 1.8136 | 16949.1525 | 0 | GSD | 12 | 1.0063 | 0.98564 | 1.0265 | 1.0441 | 1.0994 | 1.0901 | 1.0679 | 1.0965 | 1.0642 | 1.0547 | 1.0277 | 1.0297 | 1016.9492 | 0 | 0.11755 | 0 | 0 | 0 | 1 | 0 | 0 | 1.0494
106 | Appliances | Cooking | Energy Star Griddle | Schools K-12 | New | CscNgsd106 | 1 | 1.8136 | 16949.1525 | 0 | GSD | 12 | 1.0063 | 0.98564 | 1.0265 | 1.0441 | 1.0994 | 1.0901 | 1.0679 | 1.0965 | 1.0642 | 1.0547 | 1.0277 | 1.0297 | 1016.9492 | 0 | 0.11755 | 0 | 0 | 0 | 1 | 0 | 0 | 1.0494
106 | Appliances | Cooking | Energy Star Griddle | Warehouse | Turnover | CwaTgsd106 | 1 | 1.8136 | 16949.1525 | 0 | GSD | 12 | 1.0063 | 0.98564 | 1.0265 | 1.0441 | 1.0994 | 1.0901 | 1.0679 | 1.0965 | 1.0642 | 1.0547 | 1.0277 | 1.0297 | 1016.9492 | 0 | 0.11755 | 0 | 0 | 0 | 1 | 0 | 0 | 1.0494
106 | Appliances | Cooking | Energy Star Griddle | Warehouse | New | CwaNgsd106 | 1 | 1.8136 | 16949.1525 | 0 | GSD | 12 | 1.0063 | 0.98564 | 1.0265 | 1.0441 | 1.0994 | 1.0901 | 1.0679 | 1.0965 | 1.0642 | 1.0547 | 1.0277 | 1.0297 | 1016.9492 | 0 | 0.11755 | 0 | 0 | 0 | 1 | 0 | 0 | 1.0494
107 | Appliances | Cooking | Energy Star Hot Food Holding Cabinet | Assembly | Turnover | CasTgsd107 | 1 | 0.3681 | 6134.9693 | 0 | GSD | 12 | 1 | 1 | 1 | 1 | 1 | 1 | 1 | 1 | 1 | 1 | 1 | 1 | 368.0982 | 0 | 9886.304 | 0 | 0 | 0 | 1 | 0 | 0 | 1
107 | Appliances | Cooking | Energy Star Hot Food Holding Cabinet | Assembly | New | CasNgsd107 | 1 | 0.3681 | 6134.9693 | 0 | GSD | 12 | 1 | 1 | 1 | 1 | 1 | 1 | 1 | 1 | 1 | 1 | 1 | 1 | 368.0982 | 0 | 9886.304 | 0 | 0 | 0 | 1 | 0 | 0 | 1
107 | Appliances | Cooking | Energy Star Hot Food Holding Cabinet | College and University | Turnover | CcoTgsd107 | 1 | 0.3681 | 6134.9693 | 0 | GSD | 12 | 1 | 1 | 1 | 1 | 1 | 1 | 1 | 1 | 1 | 1 | 1 | 1 | 368.0982 | 0 | 9886.304 | 0 | 0 | 0 | 1 | 0 | 0 | 1
107 | Appliances | Cooking | Energy Star Hot Food Holding Cabinet | College and University | New | CcoNgsd107 | 1 | 0.3681 | 6134.9693 | 0 | GSD | 12 | 1 | 1 | 1 | 1 | 1 | 1 | 1 | 1 | 1 | 1 | 1 | 1 | 368.0982 | 0 | 9886.304 | 0 | 0 | 0 | 1 | 0 | 0 | 1
107 | Appliances | Cooking | Energy Star Hot Food Holding Cabinet | Data Center | Turnover | CdaTgsd107 | 1 | 1.8136 | 16949.1525 | 0 | GSD | 12 | 1 | 1 | 1 | 1 | 1 | 1 | 1 | 1 | 1 | 1 | 1 | 1 | 1016.9492 | 0 | 27313.0092 | 0 | 0 | 0 | 1 | 0 | 0 | 1
107 | Appliances | Cooking | Energy Star Hot Food Holding Cabinet | Data Center | New | CdaNgsd107 | 1 | 1.8136 | 16949.1525 | 0 | GSD | 12 | 1 | 1 | 1 | 1 | 1 | 1 | 1 | 1 | 1 | 1 | 1 | 1 | 1016.9492 | 0 | 27313.0092 | 0 | 0 | 0 | 1 | 0 | 0 | 1
107 | Appliances | Cooking | Energy Star Hot Food Holding Cabinet | Grocery | Turnover | CgrTgsd107 | 1 | 0.3681 | 6134.9693 | 0 | GSD | 12 | 1 | 1 | 1 | 1 | 1 | 1 | 1 | 1 | 1 | 1 | 1 | 1 | 368.0982 | 0 | 9886.304 | 0 | 0 | 0 | 1 | 0 | 0 | 1
107 | Appliances | Cooking | Energy Star Hot Food Holding Cabinet | Grocery | New | CgrNgsd107 | 1 | 0.3681 | 6134.9693 | 0 | GSD | 12 | 1 | 1 | 1 | 1 | 1 | 1 | 1 | 1 | 1 | 1 | 1 | 1 | 368.0982 | 0 | 9886.304 | 0 | 0 | 0 | 1 | 0 | 0 | 1
107 | Appliances | Cooking | Energy Star Hot Food Holding Cabinet | Healthcare | Turnover | CheTgsd107 | 1 | 1.1186 | 8474.5763 | 0 | GSD | 12 | 1 | 1 | 1 | 1 | 1 | 1 | 1 | 1 | 1 | 1 | 1 | 1 | 508.4746 | 0 | 13656.5046 | 0 | 0 | 0 | 1 | 0 | 0 | 1
107 | Appliances | Cooking | Energy Star Hot Food Holding Cabinet | Healthcare | New | CheNgsd107 | 1 | 1.1186 | 8474.5763 | 0 | GSD | 12 | 1 | 1 | 1 | 1 | 1 | 1 | 1 | 1 | 1 | 1 | 1 | 1 | 508.4746 | 0 | 13656.5046 | 0 | 0 | 0 | 1 | 0 | 0 | 1
107 | Appliances | Cooking | Energy Star Hot Food Holding Cabinet | Hospitals | Turnover | ChoTgsd107 | 1 | 0.3681 | 6134.9693 | 0 | GSD | 12 | 1 | 1 | 1 | 1 | 1 | 1 | 1 | 1 | 1 | 1 | 1 | 1 | 368.0982 | 0 | 9886.304 | 0 | 0 | 0 | 1 | 0 | 0 | 1
107 | Appliances | Cooking | Energy Star Hot Food Holding Cabinet | Hospitals | New | ChoNgsd107 | 1 | 0.3681 | 6134.9693 | 0 | GSD | 12 | 1 | 1 | 1 | 1 | 1 | 1 | 1 | 1 | 1 | 1 | 1 | 1 | 368.0982 | 0 | 9886.304 | 0 | 0 | 0 | 1 | 0 | 0 | 1
107 | Appliances | Cooking | Energy Star Hot Food Holding Cabinet | Institutional | Turnover | CinTgsd107 | 1 | 1.8136 | 16949.1525 | 0 | GSD | 12 | 1 | 1 | 1 | 1 | 1 | 1 | 1 | 1 | 1 | 1 | 1 | 1 | 1016.9492 | 0 | 27313.0092 | 0 | 0 | 0 | 1 | 0 | 0 | 1
107 | Appliances | Cooking | Energy Star Hot Food Holding Cabinet | Institutional | New | CinNgsd107 | 1 | 1.8136 | 16949.1525 | 0 | GSD | 12 | 1 | 1 | 1 | 1 | 1 | 1 | 1 | 1 | 1 | 1 | 1 | 1 | 1016.9492 | 0 | 27313.0092 | 0 | 0 | 0 | 1 | 0 | 0 | 1
107 | Appliances | Cooking | Energy Star Hot Food Holding Cabinet | Lodging/Hospitality | Turnover | CloTgsd107 | 1 | 0.44505 | 5494.5055 | 0 | GSD | 12 | 1 | 1 | 1 | 1 | 1 | 1 | 1 | 1 | 1 | 1 | 1 | 1 | 329.6703 | 0 | 8854.2173 | 0 | 0 | 0 | 1 | 0 | 0 | 1
107 | Appliances | Cooking | Energy Star Hot Food Holding Cabinet | Lodging/Hospitality | New | CloNgsd107 | 1 | 0.44505 | 5494.5055 | 0 | GSD | 12 | 1 | 1 | 1 | 1 | 1 | 1 | 1 | 1 | 1 | 1 | 1 | 1 | 329.6703 | 0 | 8854.2173 | 0 | 0 | 0 | 1 | 0 | 0 | 1
107 | Appliances | Cooking | Energy Star Hot Food Holding Cabinet | Miscellaneous | Turnover | CmiTgsd107 | 1 | 1.8136 | 16949.1525 | 0 | GSD | 12 | 1 | 1 | 1 | 1 | 1 | 1 | 1 | 1 | 1 | 1 | 1 | 1 | 1016.9492 | 0 | 27313.0092 | 0 | 0 | 0 | 1 | 0 | 0 | 1
107 | Appliances | Cooking | Energy Star Hot Food Holding Cabinet | Miscellaneous | New | CmiNgsd107 | 1 | 1.8136 | 16949.1525 | 0 | GSD | 12 | 1 | 1 | 1 | 1 | 1 | 1 | 1 | 1 | 1 | 1 | 1 | 1 | 1016.9492 | 0 | 27313.0092 | 0 | 0 | 0 | 1 | 0 | 0 | 1
107 | Appliances | Cooking | Energy Star Hot Food Holding Cabinet | Offices | Turnover | CofTgsd107 | 1 | 1.8136 | 16949.1525 | 0 | GSD | 12 | 1 | 1 | 1 | 1 | 1 | 1 | 1 | 1 | 1 | 1 | 1 | 1 | 1016.9492 | 0 | 27313.0092 | 0 | 0 | 0 | 1 | 0 | 0 | 1
107 | Appliances | Cooking | Energy Star Hot Food Holding Cabinet | Offices | New | CofNgsd107 | 1 | 1.8136 | 16949.1525 | 0 | GSD | 12 | 1 | 1 | 1 | 1 | 1 | 1 | 1 | 1 | 1 | 1 | 1 | 1 | 1016.9492 | 0 | 27313.0092 | 0 | 0 | 0 | 1 | 0 | 0 | 1
107 | Appliances | Cooking | Energy Star Hot Food Holding Cabinet | Restaurants | Turnover | CreTgsd107 | 1 | 0.5288 | 5235.6021 | 0 | GSD | 12 | 1 | 1 | 1 | 1 | 1 | 1 | 1 | 1 | 1 | 1 | 1 | 1 | 314.1361 | 0 | 8437.0029 | 0 | 0 | 0 | 1 | 0 | 0 | 1
107 | Appliances | Cooking | Energy Star Hot Food Holding Cabinet | Restaurants | New | CreNgsd107 | 1 | 0.5288 | 5235.6021 | 0 | GSD | 12 | 1 | 1 | 1 | 1 | 1 | 1 | 1 | 1 | 1 | 1 | 1 | 1 | 314.1361 | 0 | 8437.0029 | 0 | 0 | 0 | 1 | 0 | 0 | 1
107 | Appliances | Cooking | Energy Star Hot Food Holding Cabinet | Retail | Turnover | CrtTgsd107 | 1 | 0.3681 | 6134.9693 | 0 | GSD | 12 | 1 | 1 | 1 | 1 | 1 | 1 | 1 | 1 | 1 | 1 | 1 | 1 | 368.0982 | 0 | 9886.304 | 0 | 0 | 0 | 1 | 0 | 0 | 1
107 | Appliances | Cooking | Energy Star Hot Food Holding Cabinet | Retail | New | CrtNgsd107 | 1 | 0.3681 | 6134.9693 | 0 | GSD | 12 | 1 | 1 | 1 | 1 | 1 | 1 | 1 | 1 | 1 | 1 | 1 | 1 | 368.0982 | 0 | 9886.304 | 0 | 0 | 0 | 1 | 0 | 0 | 1
107 | Appliances | Cooking | Energy Star Hot Food Holding Cabinet | Schools K-12 | Turnover | CscTgsd107 | 1 | 1.8136 | 16949.1525 | 0 | GSD | 12 | 1 | 1 | 1 | 1 | 1 | 1 | 1 | 1 | 1 | 1 | 1 | 1 | 1016.9492 | 0 | 27313.0092 | 0 | 0 | 0 | 1 | 0 | 0 | 1
107 | Appliances | Cooking | Energy Star Hot Food Holding Cabinet | Schools K-12 | New | CscNgsd107 | 1 | 1.8136 | 16949.1525 | 0 | GSD | 12 | 1 | 1 | 1 | 1 | 1 | 1 | 1 | 1 | 1 | 1 | 1 | 1 | 1016.9492 | 0 | 27313.0092 | 0 | 0 | 0 | 1 | 0 | 0 | 1
107 | Appliances | Cooking | Energy Star Hot Food Holding Cabinet | Warehouse | Turnover | CwaTgsd107 | 1 | 1.8136 | 16949.1525 | 0 | GSD | 12 | 1 | 1 | 1 | 1 | 1 | 1 | 1 | 1 | 1 | 1 | 1 | 1 | 1016.9492 | 0 | 27313.0092 | 0 | 0 | 0 | 1 | 0 | 0 | 1
107 | Appliances | Cooking | Energy Star Hot Food Holding Cabinet | Warehouse | New | CwaNgsd107 | 1 | 1.8136 | 16949.1525 | 0 | GSD | 12 | 1 | 1 | 1 | 1 | 1 | 1 | 1 | 1 | 1 | 1 | 1 | 1 | 1016.9492 | 0 | 27313.0092 | 0 | 0 | 0 | 1 | 0 | 0 | 1
108 | Appliances | Cooking | Energy Star Steamer | Assembly | Turnover | CasTgsd108 | 1 | 0.3681 | 6134.9693 | 0 | GSD | 12 | 1 | 1 | 1 | 1 | 1 | 1 | 1 | 1 | 1 | 1 | 1 | 1 | 368.0982 | 0 | 1568.7117 | 0 | 0 | 0 | 1 | 0 | 0 | 1
108 | Appliances | Cooking | Energy Star Steamer | Assembly | New | CasNgsd108 | 1 | 0.3681 | 6134.9693 | 0 | GSD | 12 | 1 | 1 | 1 | 1 | 1 | 1 | 1 | 1 | 1 | 1 | 1 | 1 | 368.0982 | 0 | 1568.7117 | 0 | 0 | 0 | 1 | 0 | 0 | 1
108 | Appliances | Cooking | Energy Star Steamer | College and University | Turnover | CcoTgsd108 | 1 | 0.3681 | 6134.9693 | 0 | GSD | 12 | 1 | 1 | 1 | 1 | 1 | 1 | 1 | 1 | 1 | 1 | 1 | 1 | 368.0982 | 0 | 1568.7117 | 0 | 0 | 0 | 1 | 0 | 0 | 1
108 | Appliances | Cooking | Energy Star Steamer | College and University | New | CcoNgsd108 | 1 | 0.3681 | 6134.9693 | 0 | GSD | 12 | 1 | 1 | 1 | 1 | 1 | 1 | 1 | 1 | 1 | 1 | 1 | 1 | 368.0982 | 0 | 1568.7117 | 0 | 0 | 0 | 1 | 0 | 0 | 1
108 | Appliances | Cooking | Energy Star Steamer | Data Center | Turnover | CdaTgsd108 | 1 | 1.8136 | 16949.1525 | 0 | GSD | 12 | 1 | 1 | 1 | 1 | 1 | 1 | 1 | 1 | 1 | 1 | 1 | 1 | 1016.9492 | 0 | 4333.8985 | 0 | 0 | 0 | 1 | 0 | 0 | 1
108 | Appliances | Cooking | Energy Star Steamer | Data Center | New | CdaNgsd108 | 1 | 1.8136 | 16949.1525 | 0 | GSD | 12 | 1 | 1 | 1 | 1 | 1 | 1 | 1 | 1 | 1 | 1 | 1 | 1 | 1016.9492 | 0 | 4333.8985 | 0 | 0 | 0 | 1 | 0 | 0 | 1
108 | Appliances | Cooking | Energy Star Steamer | Grocery | Turnover | CgrTgsd108 | 1 | 0.3681 | 6134.9693 | 0 | GSD | 12 | 1 | 1 | 1 | 1 | 1 | 1 | 1 | 1 | 1 | 1 | 1 | 1 | 368.0982 | 0 | 1568.7117 | 0 | 0 | 0 | 1 | 0 | 0 | 1
108 | Appliances | Cooking | Energy Star Steamer | Grocery | New | CgrNgsd108 | 1 | 0.3681 | 6134.9693 | 0 | GSD | 12 | 1 | 1 | 1 | 1 | 1 | 1 | 1 | 1 | 1 | 1 | 1 | 1 | 368.0982 | 0 | 1568.7117 | 0 | 0 | 0 | 1 | 0 | 0 | 1
108 | Appliances | Cooking | Energy Star Steamer | Healthcare | Turnover | CheTgsd108 | 1 | 1.1186 | 8474.5763 | 0 | GSD | 12 | 1 | 1 | 1 | 1 | 1 | 1 | 1 | 1 | 1 | 1 | 1 | 1 | 508.4746 | 0 | 2166.9493 | 0 | 0 | 0 | 1 | 0 | 0 | 1
108 | Appliances | Cooking | Energy Star Steamer | Healthcare | New | CheNgsd108 | 1 | 1.1186 | 8474.5763 | 0 | GSD | 12 | 1 | 1 | 1 | 1 | 1 | 1 | 1 | 1 | 1 | 1 | 1 | 1 | 508.4746 | 0 | 2166.9493 | 0 | 0 | 0 | 1 | 0 | 0 | 1
108 | Appliances | Cooking | Energy Star Steamer | Hospitals | Turnover | ChoTgsd108 | 1 | 0.3681 | 6134.9693 | 0 | GSD | 12 | 1 | 1 | 1 | 1 | 1 | 1 | 1 | 1 | 1 | 1 | 1 | 1 | 368.0982 | 0 | 1568.7117 | 0 | 0 | 0 | 1 | 0 | 0 | 1
108 | Appliances | Cooking | Energy Star Steamer | Hospitals | New | ChoNgsd108 | 1 | 0.3681 | 6134.9693 | 0 | GSD | 12 | 1 | 1 | 1 | 1 | 1 | 1 | 1 | 1 | 1 | 1 | 1 | 1 | 368.0982 | 0 | 1568.7117 | 0 | 0 | 0 | 1 | 0 | 0 | 1
108 | Appliances | Cooking | Energy Star Steamer | Institutional | Turnover | CinTgsd108 | 1 | 1.8136 | 16949.1525 | 0 | GSD | 12 | 1 | 1 | 1 | 1 | 1 | 1 | 1 | 1 | 1 | 1 | 1 | 1 | 1016.9492 | 0 | 4333.8985 | 0 | 0 | 0 | 1 | 0 | 0 | 1
108 | Appliances | Cooking | Energy Star Steamer | Institutional | New | CinNgsd108 | 1 | 1.8136 | 16949.1525 | 0 | GSD | 12 | 1 | 1 | 1 | 1 | 1 | 1 | 1 | 1 | 1 | 1 | 1 | 1 | 1016.9492 | 0 | 4333.8985 | 0 | 0 | 0 | 1 | 0 | 0 | 1
108 | Appliances | Cooking | Energy Star Steamer | Lodging/Hospitality | Turnover | CloTgsd108 | 1 | 0.44505 | 5494.5055 | 0 | GSD | 12 | 1 | 1 | 1 | 1 | 1 | 1 | 1 | 1 | 1 | 1 | 1 | 1 | 329.6703 | 0 | 1404.9451 | 0 | 0 | 0 | 1 | 0 | 0 | 1
108 | Appliances | Cooking | Energy Star Steamer | Lodging/Hospitality | New | CloNgsd108 | 1 | 0.44505 | 5494.5055 | 0 | GSD | 12 | 1 | 1 | 1 | 1 | 1 | 1 | 1 | 1 | 1 | 1 | 1 | 1 | 329.6703 | 0 | 1404.9451 | 0 | 0 | 0 | 1 | 0 | 0 | 1
108 | Appliances | Cooking | Energy Star Steamer | Miscellaneous | Turnover | CmiTgsd108 | 1 | 1.8136 | 16949.1525 | 0 | GSD | 12 | 1 | 1 | 1 | 1 | 1 | 1 | 1 | 1 | 1 | 1 | 1 | 1 | 1016.9492 | 0 | 4333.8985 | 0 | 0 | 0 | 1 | 0 | 0 | 1
108 | Appliances | Cooking | Energy Star Steamer | Miscellaneous | New | CmiNgsd108 | 1 | 1.8136 | 16949.1525 | 0 | GSD | 12 | 1 | 1 | 1 | 1 | 1 | 1 | 1 | 1 | 1 | 1 | 1 | 1 | 1016.9492 | 0 | 4333.8985 | 0 | 0 | 0 | 1 | 0 | 0 | 1
108 | Appliances | Cooking | Energy Star Steamer | Offices | Turnover | CofTgsd108 | 1 | 1.8136 | 16949.1525 | 0 | GSD | 12 | 1 | 1 | 1 | 1 | 1 | 1 | 1 | 1 | 1 | 1 | 1 | 1 | 1016.9492 | 0 | 4333.8985 | 0 | 0 | 0 | 1 | 0 | 0 | 1
108 | Appliances | Cooking | Energy Star Steamer | Offices | New | CofNgsd108 | 1 | 1.8136 | 16949.1525 | 0 | GSD | 12 | 1 | 1 | 1 | 1 | 1 | 1 | 1 | 1 | 1 | 1 | 1 | 1 | 1016.9492 | 0 | 4333.8985 | 0 | 0 | 0 | 1 | 0 | 0 | 1
108 | Appliances | Cooking | Energy Star Steamer | Restaurants | Turnover | CreTgsd108 | 1 | 0.5288 | 5235.6021 | 0 | GSD | 12 | 1 | 1 | 1 | 1 | 1 | 1 | 1 | 1 | 1 | 1 | 1 | 1 | 314.1361 | 0 | 1338.7435 | 0 | 0 | 0 | 1 | 0 | 0 | 1
108 | Appliances | Cooking | Energy Star Steamer | Restaurants | New | CreNgsd108 | 1 | 0.5288 | 5235.6021 | 0 | GSD | 12 | 1 | 1 | 1 | 1 | 1 | 1 | 1 | 1 | 1 | 1 | 1 | 1 | 314.1361 | 0 | 1338.7435 | 0 | 0 | 0 | 1 | 0 | 0 | 1
108 | Appliances | Cooking | Energy Star Steamer | Retail | Turnover | CrtTgsd108 | 1 | 0.3681 | 6134.9693 | 0 | GSD | 12 | 1 | 1 | 1 | 1 | 1 | 1 | 1 | 1 | 1 | 1 | 1 | 1 | 368.0982 | 0 | 1568.7117 | 0 | 0 | 0 | 1 | 0 | 0 | 1
108 | Appliances | Cooking | Energy Star Steamer | Retail | New | CrtNgsd108 | 1 | 0.3681 | 6134.9693 | 0 | GSD | 12 | 1 | 1 | 1 | 1 | 1 | 1 | 1 | 1 | 1 | 1 | 1 | 1 | 368.0982 | 0 | 1568.7117 | 0 | 0 | 0 | 1 | 0 | 0 | 1
108 | Appliances | Cooking | Energy Star Steamer | Schools K-12 | Turnover | CscTgsd108 | 1 | 1.8136 | 16949.1525 | 0 | GSD | 12 | 1 | 1 | 1 | 1 | 1 | 1 | 1 | 1 | 1 | 1 | 1 | 1 | 1016.9492 | 0 | 4333.8985 | 0 | 0 | 0 | 1 | 0 | 0 | 1
108 | Appliances | Cooking | Energy Star Steamer | Schools K-12 | New | CscNgsd108 | 1 | 1.8136 | 16949.1525 | 0 | GSD | 12 | 1 | 1 | 1 | 1 | 1 | 1 | 1 | 1 | 1 | 1 | 1 | 1 | 1016.9492 | 0 | 4333.8985 | 0 | 0 | 0 | 1 | 0 | 0 | 1
108 | Appliances | Cooking | Energy Star Steamer | Warehouse | Turnover | CwaTgsd108 | 1 | 1.8136 | 16949.1525 | 0 | GSD | 12 | 1 | 1 | 1 | 1 | 1 | 1 | 1 | 1 | 1 | 1 | 1 | 1 | 1016.9492 | 0 | 4333.8985 | 0 | 0 | 0 | 1 | 0 | 0 | 1
108 | Appliances | Cooking | Energy Star Steamer | Warehouse | New | CwaNgsd108 | 1 | 1.8136 | 16949.1525 | 0 | GSD | 12 | 1 | 1 | 1 | 1 | 1 | 1 | 1 | 1 | 1 | 1 | 1 | 1 | 1016.9492 | 0 | 4333.8985 | 0 | 0 | 0 | 1 | 0 | 0 | 1
109 | Appliances | Cooking | Induction Cooktops | Assembly | Turnover | CasTgsd109 | 1 | 0.3681 | 6134.9693 | 0 | GSD | 16 | 0.57723 | 0.60437 | 0.83705 | 1.097 | 1.2026 | 1.2026 | 1.289 | 1.2891 | 1.2453 | 1.1192 | 0.77553 | 0.85362 | 368.0982 | 0 | 798.3185 | 0 | 0 | 0 | 1 | 0 | 0 | 1.0077
109 | Appliances | Cooking | Induction Cooktops | Assembly | New | CasNgsd109 | 1 | 0.3681 | 6134.9693 | 0 | GSD | 16 | 0.57723 | 0.60437 | 0.83705 | 1.097 | 1.2026 | 1.2026 | 1.289 | 1.2891 | 1.2453 | 1.1192 | 0.77553 | 0.85362 | 368.0982 | 0 | 798.3185 | 0 | 0 | 0 | 1 | 0 | 0 | 1.0077
109 | Appliances | Cooking | Induction Cooktops | College and University | Turnover | CcoTgsd109 | 1 | 0.3681 | 6134.9693 | 0 | GSD | 16 | 0.57723 | 0.60437 | 0.83705 | 1.097 | 1.2026 | 1.2026 | 1.289 | 1.2891 | 1.2453 | 1.1192 | 0.77553 | 0.85362 | 368.0982 | 0 | 798.3185 | 0 | 0 | 0 | 1 | 0 | 0 | 1.0077
109 | Appliances | Cooking | Induction Cooktops | College and University | New | CcoNgsd109 | 1 | 0.3681 | 6134.9693 | 0 | GSD | 16 | 0.57723 | 0.60437 | 0.83705 | 1.097 | 1.2026 | 1.2026 | 1.289 | 1.2891 | 1.2453 | 1.1192 | 0.77553 | 0.85362 | 368.0982 | 0 | 798.3185 | 0 | 0 | 0 | 1 | 0 | 0 | 1.0077
109 | Appliances | Cooking | Induction Cooktops | Data Center | Turnover | CdaTgsd109 | 1 | 1.8136 | 16949.1525 | 0 | GSD | 16 | 0.57723 | 0.60437 | 0.83705 | 1.097 | 1.2026 | 1.2026 | 1.289 | 1.2891 | 1.2453 | 1.1192 | 0.77553 | 0.85362 | 1016.9492 | 0 | 2205.524 | 0 | 0 | 0 | 1 | 0 | 0 | 1.0077
109 | Appliances | Cooking | Induction Cooktops | Data Center | New | CdaNgsd109 | 1 | 1.8136 | 16949.1525 | 0 | GSD | 16 | 0.57723 | 0.60437 | 0.83705 | 1.097 | 1.2026 | 1.2026 | 1.289 | 1.2891 | 1.2453 | 1.1192 | 0.77553 | 0.85362 | 1016.9492 | 0 | 2205.524 | 0 | 0 | 0 | 1 | 0 | 0 | 1.0077
109 | Appliances | Cooking | Induction Cooktops | Grocery | Turnover | CgrTgsd109 | 1 | 0.3681 | 6134.9693 | 0 | GSD | 16 | 0.57723 | 0.60437 | 0.83705 | 1.097 | 1.2026 | 1.2026 | 1.289 | 1.2891 | 1.2453 | 1.1192 | 0.77553 | 0.85362 | 368.0982 | 0 | 798.3185 | 0 | 0 | 0 | 1 | 0 | 0 | 1.0077
109 | Appliances | Cooking | Induction Cooktops | Grocery | New | CgrNgsd109 | 1 | 0.3681 | 6134.9693 | 0 | GSD | 16 | 0.57723 | 0.60437 | 0.83705 | 1.097 | 1.2026 | 1.2026 | 1.289 | 1.2891 | 1.2453 | 1.1192 | 0.77553 | 0.85362 | 368.0982 | 0 | 798.3185 | 0 | 0 | 0 | 1 | 0 | 0 | 1.0077
109 | Appliances | Cooking | Induction Cooktops | Healthcare | Turnover | CheTgsd109 | 1 | 1.1186 | 8474.5763 | 0 | GSD | 16 | 0.57723 | 0.60437 | 0.83705 | 1.097 | 1.2026 | 1.2026 | 1.289 | 1.2891 | 1.2453 | 1.1192 | 0.77553 | 0.85362 | 508.4746 | 0 | 1102.762 | 0 | 0 | 0 | 1 | 0 | 0 | 1.0077
109 | Appliances | Cooking | Induction Cooktops | Healthcare | New | CheNgsd109 | 1 | 1.1186 | 8474.5763 | 0 | GSD | 16 | 0.57723 | 0.60437 | 0.83705 | 1.097 | 1.2026 | 1.2026 | 1.289 | 1.2891 | 1.2453 | 1.1192 | 0.77553 | 0.85362 | 508.4746 | 0 | 1102.762 | 0 | 0 | 0 | 1 | 0 | 0 | 1.0077
109 | Appliances | Cooking | Induction Cooktops | Hospitals | Turnover | ChoTgsd109 | 1 | 0.3681 | 6134.9693 | 0 | GSD | 16 | 0.57723 | 0.60437 | 0.83705 | 1.097 | 1.2026 | 1.2026 | 1.289 | 1.2891 | 1.2453 | 1.1192 | 0.77553 | 0.85362 | 368.0982 | 0 | 798.3185 | 0 | 0 | 0 | 1 | 0 | 0 | 1.0077
109 | Appliances | Cooking | Induction Cooktops | Hospitals | New | ChoNgsd109 | 1 | 0.3681 | 6134.9693 | 0 | GSD | 16 | 0.57723 | 0.60437 | 0.83705 | 1.097 | 1.2026 | 1.2026 | 1.289 | 1.2891 | 1.2453 | 1.1192 | 0.77553 | 0.85362 | 368.0982 | 0 | 798.3185 | 0 | 0 | 0 | 1 | 0 | 0 | 1.0077
109 | Appliances | Cooking | Induction Cooktops | Institutional | Turnover | CinTgsd109 | 1 | 1.8136 | 16949.1525 | 0 | GSD | 16 | 0.57723 | 0.60437 | 0.83705 | 1.097 | 1.2026 | 1.2026 | 1.289 | 1.2891 | 1.2453 | 1.1192 | 0.77553 | 0.85362 | 1016.9492 | 0 | 2205.524 | 0 | 0 | 0 | 1 | 0 | 0 | 1.0077
109 | Appliances | Cooking | Induction Cooktops | Institutional | New | CinNgsd109 | 1 | 1.8136 | 16949.1525 | 0 | GSD | 16 | 0.57723 | 0.60437 | 0.83705 | 1.097 | 1.2026 | 1.2026 | 1.289 | 1.2891 | 1.2453 | 1.1192 | 0.77553 | 0.85362 | 1016.9492 | 0 | 2205.524 | 0 | 0 | 0 | 1 | 0 | 0 | 1.0077
109 | Appliances | Cooking | Induction Cooktops | Lodging/Hospitality | Turnover | CloTgsd109 | 1 | 0.44505 | 5494.5055 | 0 | GSD | 16 | 0.57723 | 0.60437 | 0.83705 | 1.097 | 1.2026 | 1.2026 | 1.289 | 1.2891 | 1.2453 | 1.1192 | 0.77553 | 0.85362 | 329.6703 | 0 | 714.9776 | 0 | 0 | 0 | 1 | 0 | 0 | 1.0077
109 | Appliances | Cooking | Induction Cooktops | Lodging/Hospitality | New | CloNgsd109 | 1 | 0.44505 | 5494.5055 | 0 | GSD | 16 | 0.57723 | 0.60437 | 0.83705 | 1.097 | 1.2026 | 1.2026 | 1.289 | 1.2891 | 1.2453 | 1.1192 | 0.77553 | 0.85362 | 329.6703 | 0 | 714.9776 | 0 | 0 | 0 | 1 | 0 | 0 | 1.0077
109 | Appliances | Cooking | Induction Cooktops | Miscellaneous | Turnover | CmiTgsd109 | 1 | 1.8136 | 16949.1525 | 0 | GSD | 16 | 0.57723 | 0.60437 | 0.83705 | 1.097 | 1.2026 | 1.2026 | 1.289 | 1.2891 | 1.2453 | 1.1192 | 0.77553 | 0.85362 | 1016.9492 | 0 | 2205.524 | 0 | 0 | 0 | 1 | 0 | 0 | 1.0077
109 | Appliances | Cooking | Induction Cooktops | Miscellaneous | New | CmiNgsd109 | 1 | 1.8136 | 16949.1525 | 0 | GSD | 16 | 0.57723 | 0.60437 | 0.83705 | 1.097 | 1.2026 | 1.2026 | 1.289 | 1.2891 | 1.2453 | 1.1192 | 0.77553 | 0.85362 | 1016.9492 | 0 | 2205.524 | 0 | 0 | 0 | 1 | 0 | 0 | 1.0077
109 | Appliances | Cooking | Induction Cooktops | Offices | Turnover | CofTgsd109 | 1 | 1.8136 | 16949.1525 | 0 | GSD | 16 | 0.57723 | 0.60437 | 0.83705 | 1.097 | 1.2026 | 1.2026 | 1.289 | 1.2891 | 1.2453 | 1.1192 | 0.77553 | 0.85362 | 1016.9492 | 0 | 2205.524 | 0 | 0 | 0 | 1 | 0 | 0 | 1.0077
109 | Appliances | Cooking | Induction Cooktops | Offices | New | CofNgsd109 | 1 | 1.8136 | 16949.1525 | 0 | GSD | 16 | 0.57723 | 0.60437 | 0.83705 | 1.097 | 1.2026 | 1.2026 | 1.289 | 1.2891 | 1.2453 | 1.1192 | 0.77553 | 0.85362 | 1016.9492 | 0 | 2205.524 | 0 | 0 | 0 | 1 | 0 | 0 | 1.0077
109 | Appliances | Cooking | Induction Cooktops | Restaurants | Turnover | CreTgsd109 | 1 | 0.5288 | 5235.6021 | 0 | GSD | 16 | 0.57723 | 0.60437 | 0.83705 | 1.097 | 1.2026 | 1.2026 | 1.289 | 1.2891 | 1.2453 | 1.1192 | 0.77553 | 0.85362 | 314.1361 | 0 | 681.2875 | 0 | 0 | 0 | 1 | 0 | 0 | 1.0077
109 | Appliances | Cooking | Induction Cooktops | Restaurants | New | CreNgsd109 | 1 | 0.5288 | 5235.6021 | 0 | GSD | 16 | 0.57723 | 0.60437 | 0.83705 | 1.097 | 1.2026 | 1.2026 | 1.289 | 1.2891 | 1.2453 | 1.1192 | 0.77553 | 0.85362 | 314.1361 | 0 | 681.2875 | 0 | 0 | 0 | 1 | 0 | 0 | 1.0077
109 | Appliances | Cooking | Induction Cooktops | Retail | Turnover | CrtTgsd109 | 1 | 0.3681 | 6134.9693 | 0 | GSD | 16 | 0.57723 | 0.60437 | 0.83705 | 1.097 | 1.2026 | 1.2026 | 1.289 | 1.2891 | 1.2453 | 1.1192 | 0.77553 | 0.85362 | 368.0982 | 0 | 798.3185 | 0 | 0 | 0 | 1 | 0 | 0 | 1.0077
109 | Appliances | Cooking | Induction Cooktops | Retail | New | CrtNgsd109 | 1 | 0.3681 | 6134.9693 | 0 | GSD | 16 | 0.57723 | 0.60437 | 0.83705 | 1.097 | 1.2026 | 1.2026 | 1.289 | 1.2891 | 1.2453 | 1.1192 | 0.77553 | 0.85362 | 368.0982 | 0 | 798.3185 | 0 | 0 | 0 | 1 | 0 | 0 | 1.0077
109 | Appliances | Cooking | Induction Cooktops | Schools K-12 | Turnover | CscTgsd109 | 1 | 1.8136 | 16949.1525 | 0 | GSD | 16 | 0.57723 | 0.60437 | 0.83705 | 1.097 | 1.2026 | 1.2026 | 1.289 | 1.2891 | 1.2453 | 1.1192 | 0.77553 | 0.85362 | 1016.9492 | 0 | 2205.524 | 0 | 0 | 0 | 1 | 0 | 0 | 1.0077
109 | Appliances | Cooking | Induction Cooktops | Schools K-12 | New | CscNgsd109 | 1 | 1.8136 | 16949.1525 | 0 | GSD | 16 | 0.57723 | 0.60437 | 0.83705 | 1.097 | 1.2026 | 1.2026 | 1.289 | 1.2891 | 1.2453 | 1.1192 | 0.77553 | 0.85362 | 1016.9492 | 0 | 2205.524 | 0 | 0 | 0 | 1 | 0 | 0 | 1.0077
109 | Appliances | Cooking | Induction Cooktops | Warehouse | Turnover | CwaTgsd109 | 1 | 1.8136 | 16949.1525 | 0 | GSD | 16 | 0.57723 | 0.60437 | 0.83705 | 1.097 | 1.2026 | 1.2026 | 1.289 | 1.2891 | 1.2453 | 1.1192 | 0.77553 | 0.85362 | 1016.9492 | 0 | 2205.524 | 0 | 0 | 0 | 1 | 0 | 0 | 1.0077
109 | Appliances | Cooking | Induction Cooktops | Warehouse | New | CwaNgsd109 | 1 | 1.8136 | 16949.1525 | 0 | GSD | 16 | 0.57723 | 0.60437 | 0.83705 | 1.097 | 1.2026 | 1.2026 | 1.289 | 1.2891 | 1.2453 | 1.1192 | 0.77553 | 0.85362 | 1016.9492 | 0 | 2205.524 | 0 | 0 | 0 | 1 | 0 | 0 | 1.0077
110 | Appliances | Cooking | Low-Flow Pre-Rinse Sprayers | Assembly | Existing | CasEgsd110 | 1 | 1.523 | 8042.7228 | 0 | GSD | 5 | 0.57723 | 0.60437 | 0.83705 | 1.097 | 1.2026 | 1.2026 | 1.289 | 1.2891 | 1.2453 | 1.1192 | 0.77553 | 0.85362 | 482.5634 | 0 | 2273.9056 | 0 | 0 | 0 | 1 | 0 | 0 | 1.0077
110 | Appliances | Cooking | Low-Flow Pre-Rinse Sprayers | Assembly | New | CasNgsd110 | 1 | 1.523 | 8042.7228 | 0 | GSD | 5 | 0.57723 | 0.60437 | 0.83705 | 1.097 | 1.2026 | 1.2026 | 1.289 | 1.2891 | 1.2453 | 1.1192 | 0.77553 | 0.85362 | 482.5634 | 0 | 2273.9056 | 0 | 0 | 0 | 1 | 0 | 0 | 1.0077
110 | Appliances | Cooking | Low-Flow Pre-Rinse Sprayers | College and University | Existing | CcoEgsd110 | 1 | 1.2145 | 10905.4226 | 0 | GSD | 5 | 0.57723 | 0.60437 | 0.83705 | 1.097 | 1.2026 | 1.2026 | 1.289 | 1.2891 | 1.2453 | 1.1192 | 0.77553 | 0.85362 | 654.3254 | 0 | 3083.2719 | 0 | 0 | 0 | 1 | 0 | 0 | 1.0077
110 | Appliances | Cooking | Low-Flow Pre-Rinse Sprayers | College and University | New | CcoNgsd110 | 1 | 1.2145 | 10905.4226 | 0 | GSD | 5 | 0.57723 | 0.60437 | 0.83705 | 1.097 | 1.2026 | 1.2026 | 1.289 | 1.2891 | 1.2453 | 1.1192 | 0.77553 | 0.85362 | 654.3254 | 0 | 3083.2719 | 0 | 0 | 0 | 1 | 0 | 0 | 1.0077
110 | Appliances | Cooking | Low-Flow Pre-Rinse Sprayers | Data Center | Existing | CdaEgsd110 | 1 | 1.2145 | 10905.4226 | 0 | GSD | 5 | 0.57723 | 0.60437 | 0.83705 | 1.097 | 1.2026 | 1.2026 | 1.289 | 1.2891 | 1.2453 | 1.1192 | 0.77553 | 0.85362 | 654.3254 | 0 | 3083.2719 | 0 | 0 | 0 | 1 | 0 | 0 | 1.0077
110 | Appliances | Cooking | Low-Flow Pre-Rinse Sprayers | Data Center | New | CdaNgsd110 | 1 | 1.2145 | 10905.4226 | 0 | GSD | 5 | 0.57723 | 0.60437 | 0.83705 | 1.097 | 1.2026 | 1.2026 | 1.289 | 1.2891 | 1.2453 | 1.1192 | 0.77553 | 0.85362 | 654.3254 | 0 | 3083.2719 | 0 | 0 | 0 | 1 | 0 | 0 | 1.0077
110 | Appliances | Cooking | Low-Flow Pre-Rinse Sprayers | Grocery | Existing | CgrEgsd110 | 1 | 1.523 | 8042.7228 | 0 | GSD | 5 | 0.57723 | 0.60437 | 0.83705 | 1.097 | 1.2026 | 1.2026 | 1.289 | 1.2891 | 1.2453 | 1.1192 | 0.77553 | 0.85362 | 482.5634 | 0 | 2273.9056 | 0 | 0 | 0 | 1 | 0 | 0 | 1.0077
110 | Appliances | Cooking | Low-Flow Pre-Rinse Sprayers | Grocery | New | CgrNgsd110 | 1 | 1.523 | 8042.7228 | 0 | GSD | 5 | 0.57723 | 0.60437 | 0.83705 | 1.097 | 1.2026 | 1.2026 | 1.289 | 1.2891 | 1.2453 | 1.1192 | 0.77553 | 0.85362 | 482.5634 | 0 | 2273.9056 | 0 | 0 | 0 | 1 | 0 | 0 | 1.0077
110 | Appliances | Cooking | Low-Flow Pre-Rinse Sprayers | Healthcare | Existing | CheEgsd110 | 1 | 1.2145 | 10905.4226 | 0 | GSD | 5 | 0.57723 | 0.60437 | 0.83705 | 1.097 | 1.2026 | 1.2026 | 1.289 | 1.2891 | 1.2453 | 1.1192 | 0.77553 | 0.85362 | 654.3254 | 0 | 3083.2719 | 0 | 0 | 0 | 1 | 0 | 0 | 1.0077
110 | Appliances | Cooking | Low-Flow Pre-Rinse Sprayers | Healthcare | New | CheNgsd110 | 1 | 1.2145 | 10905.4226 | 0 | GSD | 5 | 0.57723 | 0.60437 | 0.83705 | 1.097 | 1.2026 | 1.2026 | 1.289 | 1.2891 | 1.2453 | 1.1192 | 0.77553 | 0.85362 | 654.3254 | 0 | 3083.2719 | 0 | 0 | 0 | 1 | 0 | 0 | 1.0077
110 | Appliances | Cooking | Low-Flow Pre-Rinse Sprayers | Hospitals | Existing | ChoEgsd110 | 1 | 1.2145 | 10905.4226 | 0 | GSD | 5 | 0.57723 | 0.60437 | 0.83705 | 1.097 | 1.2026 | 1.2026 | 1.289 | 1.2891 | 1.2453 | 1.1192 | 0.77553 | 0.85362 | 654.3254 | 0 | 3083.2719 | 0 | 0 | 0 | 1 | 0 | 0 | 1.0077
110 | Appliances | Cooking | Low-Flow Pre-Rinse Sprayers | Hospitals | New | ChoNgsd110 | 1 | 1.2145 | 10905.4226 | 0 | GSD | 5 | 0.57723 | 0.60437 | 0.83705 | 1.097 | 1.2026 | 1.2026 | 1.289 | 1.2891 | 1.2453 | 1.1192 | 0.77553 | 0.85362 | 654.3254 | 0 | 3083.2719 | 0 | 0 | 0 | 1 | 0 | 0 | 1.0077
110 | Appliances | Cooking | Low-Flow Pre-Rinse Sprayers | Institutional | Existing | CinEgsd110 | 1 | 1.2145 | 10905.4226 | 0 | GSD | 5 | 0.57723 | 0.60437 | 0.83705 | 1.097 | 1.2026 | 1.2026 | 1.289 | 1.2891 | 1.2453 | 1.1192 | 0.77553 | 0.85362 | 654.3254 | 0 | 3083.2719 | 0 | 0 | 0 | 1 | 0 | 0 | 1.0077
110 | Appliances | Cooking | Low-Flow Pre-Rinse Sprayers | Institutional | New | CinNgsd110 | 1 | 1.2145 | 10905.4226 | 0 | GSD | 5 | 0.57723 | 0.60437 | 0.83705 | 1.097 | 1.2026 | 1.2026 | 1.289 | 1.2891 | 1.2453 | 1.1192 | 0.77553 | 0.85362 | 654.3254 | 0 | 3083.2719 | 0 | 0 | 0 | 1 | 0 | 0 | 1.0077
110 | Appliances | Cooking | Low-Flow Pre-Rinse Sprayers | Lodging/Hospitality | Existing | CloEgsd110 | 1 | 4.0096 | 25413.8002 | 0 | GSD | 5 | 0.57723 | 0.60437 | 0.83705 | 1.097 | 1.2026 | 1.2026 | 1.289 | 1.2891 | 1.2453 | 1.1192 | 0.77553 | 0.85362 | 1524.828 | 0 | 7185.2013 | 0 | 0 | 0 | 1 | 0 | 0 | 1.0077
110 | Appliances | Cooking | Low-Flow Pre-Rinse Sprayers | Lodging/Hospitality | New | CloNgsd110 | 1 | 4.0096 | 25413.8002 | 0 | GSD | 5 | 0.57723 | 0.60437 | 0.83705 | 1.097 | 1.2026 | 1.2026 | 1.289 | 1.2891 | 1.2453 | 1.1192 | 0.77553 | 0.85362 | 1524.828 | 0 | 7185.2013 | 0 | 0 | 0 | 1 | 0 | 0 | 1.0077
110 | Appliances | Cooking | Low-Flow Pre-Rinse Sprayers | Miscellaneous | Existing | CmiEgsd110 | 1 | 1.523 | 8042.7228 | 0 | GSD | 5 | 0.57723 | 0.60437 | 0.83705 | 1.097 | 1.2026 | 1.2026 | 1.289 | 1.2891 | 1.2453 | 1.1192 | 0.77553 | 0.85362 | 482.5634 | 0 | 2273.9056 | 0 | 0 | 0 | 1 | 0 | 0 | 1.0077
110 | Appliances | Cooking | Low-Flow Pre-Rinse Sprayers | Miscellaneous | New | CmiNgsd110 | 1 | 1.523 | 8042.7228 | 0 | GSD | 5 | 0.57723 | 0.60437 | 0.83705 | 1.097 | 1.2026 | 1.2026 | 1.289 | 1.2891 | 1.2453 | 1.1192 | 0.77553 | 0.85362 | 482.5634 | 0 | 2273.9056 | 0 | 0 | 0 | 1 | 0 | 0 | 1.0077
110 | Appliances | Cooking | Low-Flow Pre-Rinse Sprayers | Offices | Existing | CofEgsd110 | 1 | 1.523 | 8042.7228 | 0 | GSD | 5 | 0.57723 | 0.60437 | 0.83705 | 1.097 | 1.2026 | 1.2026 | 1.289 | 1.2891 | 1.2453 | 1.1192 | 0.77553 | 0.85362 | 482.5634 | 0 | 2273.9056 | 0 | 0 | 0 | 1 | 0 | 0 | 1.0077
110 | Appliances | Cooking | Low-Flow Pre-Rinse Sprayers | Offices | New | CofNgsd110 | 1 | 1.523 | 8042.7228 | 0 | GSD | 5 | 0.57723 | 0.60437 | 0.83705 | 1.097 | 1.2026 | 1.2026 | 1.289 | 1.2891 | 1.2453 | 1.1192 | 0.77553 | 0.85362 | 482.5634 | 0 | 2273.9056 | 0 | 0 | 0 | 1 | 0 | 0 | 1.0077
110 | Appliances | Cooking | Low-Flow Pre-Rinse Sprayers | Restaurants | Existing | CreEgsd110 | 1 | 1.523 | 8042.7228 | 0 | GSD | 5 | 0.57723 | 0.60437 | 0.83705 | 1.097 | 1.2026 | 1.2026 | 1.289 | 1.2891 | 1.2453 | 1.1192 | 0.77553 | 0.85362 | 482.5634 | 0 | 2273.9056 | 0 | 0 | 0 | 1 | 0 | 0 | 1.0077
110 | Appliances | Cooking | Low-Flow Pre-Rinse Sprayers | Restaurants | New | CreNgsd110 | 1 | 1.523 | 8042.7228 | 0 | GSD | 5 | 0.57723 | 0.60437 | 0.83705 | 1.097 | 1.2026 | 1.2026 | 1.289 | 1.2891 | 1.2453 | 1.1192 | 0.77553 | 0.85362 | 482.5634 | 0 | 2273.9056 | 0 | 0 | 0 | 1 | 0 | 0 | 1.0077
110 | Appliances | Cooking | Low-Flow Pre-Rinse Sprayers | Retail | Existing | CrtEgsd110 | 1 | 1.523 | 8042.7228 | 0 | GSD | 5 | 0.57723 | 0.60437 | 0.83705 | 1.097 | 1.2026 | 1.2026 | 1.289 | 1.2891 | 1.2453 | 1.1192 | 0.77553 | 0.85362 | 482.5634 | 0 | 2273.9056 | 0 | 0 | 0 | 1 | 0 | 0 | 1.0077
110 | Appliances | Cooking | Low-Flow Pre-Rinse Sprayers | Retail | New | CrtNgsd110 | 1 | 1.523 | 8042.7228 | 0 | GSD | 5 | 0.57723 | 0.60437 | 0.83705 | 1.097 | 1.2026 | 1.2026 | 1.289 | 1.2891 | 1.2453 | 1.1192 | 0.77553 | 0.85362 | 482.5634 | 0 | 2273.9056 | 0 | 0 | 0 | 1 | 0 | 0 | 1.0077
110 | Appliances | Cooking | Low-Flow Pre-Rinse Sprayers | Schools K-12 | Existing | CscEgsd110 | 1 | 1.523 | 8042.7228 | 0 | GSD | 5 | 0.57723 | 0.60437 | 0.83705 | 1.097 | 1.2026 | 1.2026 | 1.289 | 1.2891 | 1.2453 | 1.1192 | 0.77553 | 0.85362 | 482.5634 | 0 | 2273.9056 | 0 | 0 | 0 | 1 | 0 | 0 | 1.0077
110 | Appliances | Cooking | Low-Flow Pre-Rinse Sprayers | Schools K-12 | New | CscNgsd110 | 1 | 1.523 | 8042.7228 | 0 | GSD | 5 | 0.57723 | 0.60437 | 0.83705 | 1.097 | 1.2026 | 1.2026 | 1.289 | 1.2891 | 1.2453 | 1.1192 | 0.77553 | 0.85362 | 482.5634 | 0 | 2273.9056 | 0 | 0 | 0 | 1 | 0 | 0 | 1.0077
110 | Appliances | Cooking | Low-Flow Pre-Rinse Sprayers | Warehouse | Existing | CwaEgsd110 | 1 | 1.523 | 8042.7228 | 0 | GSD | 5 | 0.57723 | 0.60437 | 0.83705 | 1.097 | 1.2026 | 1.2026 | 1.289 | 1.2891 | 1.2453 | 1.1192 | 0.77553 | 0.85362 | 482.5634 | 0 | 2273.9056 | 0 | 0 | 0 | 1 | 0 | 0 | 1.0077
110 | Appliances | Cooking | Low-Flow Pre-Rinse Sprayers | Warehouse | New | CwaNgsd110 | 1 | 1.523 | 8042.7228 | 0 | GSD | 5 | 0.57723 | 0.60437 | 0.83705 | 1.097 | 1.2026 | 1.2026 | 1.289 | 1.2891 | 1.2453 | 1.1192 | 0.77553 | 0.85362 | 482.5634 | 0 | 2273.9056 | 0 | 0 | 0 | 1 | 0 | 0 | 1.0077
111 | Appliances | Misc | Air Compressor Optimization | Assembly | Existing | CasEgsd111 | 1 | 0.43275 | 5847.9532 | 0 | GSD | 3 | 1 | 1 | 1 | 1 | 1 | 1 | 1 | 1 | 1 | 1 | 1 | 1 | 294.0538 | 0 | 1982.4263 | 0 | 0 | 0 | 1 | 0 | 0 | 1
111 | Appliances | Misc | Air Compressor Optimization | Assembly | New | CasNgsd111 | 1 | 0.43275 | 5847.9532 | 0 | GSD | 3 | 1 | 1 | 1 | 1 | 1 | 1 | 1 | 1 | 1 | 1 | 1 | 1 | 294.0538 | 0 | 1982.4263 | 0 | 0 | 0 | 1 | 0 | 0 | 1
111 | Appliances | Misc | Air Compressor Optimization | College and University | Existing | CcoEgsd111 | 1 | 1.0099 | 9900.9901 | 0 | GSD | 3 | 1 | 1 | 1 | 1 | 1 | 1 | 1 | 1 | 1 | 1 | 1 | 1 | 497.8535 | 0 | 2475.3032 | 0 | 0 | 0 | 1 | 0 | 0 | 1
111 | Appliances | Misc | Air Compressor Optimization | College and University | New | CcoNgsd111 | 1 | 1.0099 | 9900.9901 | 0 | GSD | 3 | 1 | 1 | 1 | 1 | 1 | 1 | 1 | 1 | 1 | 1 | 1 | 1 | 497.8535 | 0 | 2475.3032 | 0 | 0 | 0 | 1 | 0 | 0 | 1
111 | Appliances | Misc | Air Compressor Optimization | Data Center | Existing | CdaEgsd111 | 1 | 1.0631 | 9009.009 | 0 | GSD | 3 | 1 | 1 | 1 | 1 | 1 | 1 | 1 | 1 | 1 | 1 | 1 | 1 | 453.0018 | 0 | 2155.8703 | 0 | 0 | 0 | 1 | 0 | 0 | 1
111 | Appliances | Misc | Air Compressor Optimization | Data Center | New | CdaNgsd111 | 1 | 1.0631 | 9009.009 | 0 | GSD | 3 | 1 | 1 | 1 | 1 | 1 | 1 | 1 | 1 | 1 | 1 | 1 | 1 | 453.0018 | 0 | 2155.8703 | 0 | 0 | 0 | 1 | 0 | 0 | 1
111 | Appliances | Misc | Air Compressor Optimization | Grocery | Existing | CgrEgsd111 | 1 | 0.6 | 7407.4074 | 0 | GSD | 3 | 1 | 1 | 1 | 1 | 1 | 1 | 1 | 1 | 1 | 1 | 1 | 1 | 372.4682 | 0 | 960.0316 | 0 | 0 | 0 | 1 | 0 | 0 | 1
111 | Appliances | Misc | Air Compressor Optimization | Grocery | New | CgrNgsd111 | 1 | 0.6 | 7407.4074 | 0 | GSD | 3 | 1 | 1 | 1 | 1 | 1 | 1 | 1 | 1 | 1 | 1 | 1 | 1 | 372.4682 | 0 | 960.0316 | 0 | 0 | 0 | 1 | 0 | 0 | 1
111 | Appliances | Misc | Air Compressor Optimization | Healthcare | Existing | CheEgsd111 | 1 | 1.0347 | 6944.4444 | 0 | GSD | 3 | 1 | 1 | 1 | 1 | 1 | 1 | 1 | 1 | 1 | 1 | 1 | 1 | 349.1889 | 0 | 1834.0835 | 0 | 0 | 0 | 1 | 0 | 0 | 1
111 | Appliances | Misc | Air Compressor Optimization | Healthcare | New | CheNgsd111 | 1 | 1.0347 | 6944.4444 | 0 | GSD | 3 | 1 | 1 | 1 | 1 | 1 | 1 | 1 | 1 | 1 | 1 | 1 | 1 | 349.1889 | 0 | 1834.0835 | 0 | 0 | 0 | 1 | 0 | 0 | 1
111 | Appliances | Misc | Air Compressor Optimization | Hospitals | Existing | ChoEgsd111 | 1 | 1.0099 | 9900.9901 | 0 | GSD | 3 | 1 | 1 | 1 | 1 | 1 | 1 | 1 | 1 | 1 | 1 | 1 | 1 | 497.8535 | 0 | 1545.2274 | 0 | 0 | 0 | 1 | 0 | 0 | 1
111 | Appliances | Misc | Air Compressor Optimization | Hospitals | New | ChoNgsd111 | 1 | 1.0099 | 9900.9901 | 0 | GSD | 3 | 1 | 1 | 1 | 1 | 1 | 1 | 1 | 1 | 1 | 1 | 1 | 1 | 497.8535 | 0 | 1545.2274 | 0 | 0 | 0 | 1 | 0 | 0 | 1
111 | Appliances | Misc | Air Compressor Optimization | Institutional | Existing | CinEgsd111 | 1 | 1.0811 | 9009.009 | 0 | GSD | 3 | 1 | 1 | 1 | 1 | 1 | 1 | 1 | 1 | 1 | 1 | 1 | 1 | 453.0018 | 0 | 2320.4169 | 0 | 0 | 0 | 1 | 0 | 0 | 1
111 | Appliances | Misc | Air Compressor Optimization | Institutional | New | CinNgsd111 | 1 | 1.0811 | 9009.009 | 0 | GSD | 3 | 1 | 1 | 1 | 1 | 1 | 1 | 1 | 1 | 1 | 1 | 1 | 1 | 453.0018 | 0 | 2320.4169 | 0 | 0 | 0 | 1 | 0 | 0 | 1
111 | Appliances | Misc | Air Compressor Optimization | Lodging/Hospitality | Existing | CloEgsd111 | 1 | 1.1682 | 9345.7944 | 0 | GSD | 3 | 1 | 1 | 1 | 1 | 1 | 1 | 1 | 1 | 1 | 1 | 1 | 1 | 469.9365 | 0 | 1726.0766 | 0 | 0 | 0 | 1 | 0 | 0 | 1
111 | Appliances | Misc | Air Compressor Optimization | Lodging/Hospitality | New | CloNgsd111 | 1 | 1.1682 | 9345.7944 | 0 | GSD | 3 | 1 | 1 | 1 | 1 | 1 | 1 | 1 | 1 | 1 | 1 | 1 | 1 | 469.9365 | 0 | 1726.0766 | 0 | 0 | 0 | 1 | 0 | 0 | 1
111 | Appliances | Misc | Air Compressor Optimization | Miscellaneous | Existing | CmiEgsd111 | 1 | 1.0631 | 9009.009 | 0 | GSD | 3 | 1 | 1 | 1 | 1 | 1 | 1 | 1 | 1 | 1 | 1 | 1 | 1 | 453.0018 | 0 | 1961.6476 | 0 | 0 | 0 | 1 | 0 | 0 | 1
111 | Appliances | Misc | Air Compressor Optimization | Miscellaneous | New | CmiNgsd111 | 1 | 1.0631 | 9009.009 | 0 | GSD | 3 | 1 | 1 | 1 | 1 | 1 | 1 | 1 | 1 | 1 | 1 | 1 | 1 | 453.0018 | 0 | 1961.6476 | 0 | 0 | 0 | 1 | 0 | 0 | 1
111 | Appliances | Misc | Air Compressor Optimization | Offices | Existing | CofEgsd111 | 1 | 1.0631 | 9009.009 | 0 | GSD | 3 | 1 | 1 | 1 | 1 | 1 | 1 | 1 | 1 | 1 | 1 | 1 | 1 | 453.0018 | 0 | 2154.1394 | 0 | 0 | 0 | 1 | 0 | 0 | 1
111 | Appliances | Misc | Air Compressor Optimization | Offices | New | CofNgsd111 | 1 | 1.0631 | 9009.009 | 0 | GSD | 3 | 1 | 1 | 1 | 1 | 1 | 1 | 1 | 1 | 1 | 1 | 1 | 1 | 453.0018 | 0 | 2154.1394 | 0 | 0 | 0 | 1 | 0 | 0 | 1
111 | Appliances | Misc | Air Compressor Optimization | Restaurants | Existing | CreEgsd111 | 1 | 0.37313 | 7462.6866 | 0 | GSD | 3 | 1 | 1 | 1 | 1 | 1 | 1 | 1 | 1 | 1 | 1 | 1 | 1 | 375.2478 | 0 | 1264.4276 | 0 | 0 | 0 | 1 | 0 | 0 | 1
111 | Appliances | Misc | Air Compressor Optimization | Restaurants | New | CreNgsd111 | 1 | 0.37313 | 7462.6866 | 0 | GSD | 3 | 1 | 1 | 1 | 1 | 1 | 1 | 1 | 1 | 1 | 1 | 1 | 1 | 375.2478 | 0 | 1264.4276 | 0 | 0 | 0 | 1 | 0 | 0 | 1
111 | Appliances | Misc | Air Compressor Optimization | Retail | Existing | CrtEgsd111 | 1 | 0.55245 | 6993.007 | 0 | GSD | 3 | 1 | 1 | 1 | 1 | 1 | 1 | 1 | 1 | 1 | 1 | 1 | 1 | 351.6308 | 0 | 1704.9149 | 0 | 0 | 0 | 1 | 0 | 0 | 1
111 | Appliances | Misc | Air Compressor Optimization | Retail | New | CrtNgsd111 | 1 | 0.55245 | 6993.007 | 0 | GSD | 3 | 1 | 1 | 1 | 1 | 1 | 1 | 1 | 1 | 1 | 1 | 1 | 1 | 351.6308 | 0 | 1704.9149 | 0 | 0 | 0 | 1 | 0 | 0 | 1
111 | Appliances | Misc | Air Compressor Optimization | Schools K-12 | Existing | CscEgsd111 | 1 | 1.0388 | 9708.7379 | 0 | GSD | 3 | 1 | 1 | 1 | 1 | 1 | 1 | 1 | 1 | 1 | 1 | 1 | 1 | 488.1864 | 0 | 3126.4803 | 0 | 0 | 0 | 1 | 0 | 0 | 1
111 | Appliances | Misc | Air Compressor Optimization | Schools K-12 | New | CscNgsd111 | 1 | 1.0388 | 9708.7379 | 0 | GSD | 3 | 1 | 1 | 1 | 1 | 1 | 1 | 1 | 1 | 1 | 1 | 1 | 1 | 488.1864 | 0 | 3126.4803 | 0 | 0 | 0 | 1 | 0 | 0 | 1
111 | Appliances | Misc | Air Compressor Optimization | Warehouse | Existing | CwaEgsd111 | 1 | 0.72549 | 6535.9477 | 0 | GSD | 3 | 1 | 1 | 1 | 1 | 1 | 1 | 1 | 1 | 1 | 1 | 1 | 1 | 328.6484 | 0 | 1601.7803 | 0 | 0 | 0 | 1 | 0 | 0 | 1
111 | Appliances | Misc | Air Compressor Optimization | Warehouse | New | CwaNgsd111 | 1 | 0.72549 | 6535.9477 | 0 | GSD | 3 | 1 | 1 | 1 | 1 | 1 | 1 | 1 | 1 | 1 | 1 | 1 | 1 | 328.6484 | 0 | 1601.7803 | 0 | 0 | 0 | 1 | 0 | 0 | 1
112 | Appliances | Misc | Energy Star EV Chargers | Assembly | Turnover | CasTgsd112 | 1 | 0.43275 | 5847.9532 | 0 | GSD | 10 | 1 | 1 | 1 | 1 | 1 | 1 | 1 | 1 | 1 | 1 | 1 | 1 | 350.8772 | 0 | 16275.4616 | 0 | 0 | 0 | 1 | 4882.6385 | 0 | 1
112 | Appliances | Misc | Energy Star EV Chargers | Assembly | New | CasNgsd112 | 1 | 0.43275 | 5847.9532 | 0 | GSD | 10 | 1 | 1 | 1 | 1 | 1 | 1 | 1 | 1 | 1 | 1 | 1 | 1 | 350.8772 | 0 | 16275.4616 | 0 | 0 | 0 | 1 | 4882.6385 | 0 | 1
112 | Appliances | Misc | Energy Star EV Chargers | College and University | Turnover | CcoTgsd112 | 1 | 1.0099 | 9900.9901 | 0 | GSD | 10 | 1 | 1 | 1 | 1 | 1 | 1 | 1 | 1 | 1 | 1 | 1 | 1 | 594.0594 | 0 | 27555.4845 | 0 | 0 | 0 | 1 | 8266.6454 | 0 | 1
112 | Appliances | Misc | Energy Star EV Chargers | College and University | New | CcoNgsd112 | 1 | 1.0099 | 9900.9901 | 0 | GSD | 10 | 1 | 1 | 1 | 1 | 1 | 1 | 1 | 1 | 1 | 1 | 1 | 1 | 594.0594 | 0 | 27555.4845 | 0 | 0 | 0 | 1 | 8266.6454 | 0 | 1
112 | Appliances | Misc | Energy Star EV Chargers | Data Center | Turnover | CdaTgsd112 | 1 | 1.0631 | 9009.009 | 0 | GSD | 10 | 1 | 1 | 1 | 1 | 1 | 1 | 1 | 1 | 1 | 1 | 1 | 1 | 540.5405 | 0 | 25073.0085 | 0 | 0 | 0 | 1 | 7521.9025 | 0 | 1
112 | Appliances | Misc | Energy Star EV Chargers | Data Center | New | CdaNgsd112 | 1 | 1.0631 | 9009.009 | 0 | GSD | 10 | 1 | 1 | 1 | 1 | 1 | 1 | 1 | 1 | 1 | 1 | 1 | 1 | 540.5405 | 0 | 25073.0085 | 0 | 0 | 0 | 1 | 7521.9025 | 0 | 1
112 | Appliances | Misc | Energy Star EV Chargers | Grocery | Turnover | CgrTgsd112 | 1 | 0.6 | 7407.4074 | 0 | GSD | 10 | 1 | 1 | 1 | 1 | 1 | 1 | 1 | 1 | 1 | 1 | 1 | 1 | 444.4444 | 0 | 20615.5847 | 0 | 0 | 0 | 1 | 6184.6754 | 0 | 1
112 | Appliances | Misc | Energy Star EV Chargers | Grocery | New | CgrNgsd112 | 1 | 0.6 | 7407.4074 | 0 | GSD | 10 | 1 | 1 | 1 | 1 | 1 | 1 | 1 | 1 | 1 | 1 | 1 | 1 | 444.4444 | 0 | 20615.5847 | 0 | 0 | 0 | 1 | 6184.6754 | 0 | 1
112 | Appliances | Misc | Energy Star EV Chargers | Healthcare | Turnover | CheTgsd112 | 1 | 1.0347 | 6944.4444 | 0 | GSD | 10 | 1 | 1 | 1 | 1 | 1 | 1 | 1 | 1 | 1 | 1 | 1 | 1 | 416.6667 | 0 | 19327.1107 | 0 | 0 | 0 | 1 | 5798.1332 | 0 | 1
112 | Appliances | Misc | Energy Star EV Chargers | Healthcare | New | CheNgsd112 | 1 | 1.0347 | 6944.4444 | 0 | GSD | 10 | 1 | 1 | 1 | 1 | 1 | 1 | 1 | 1 | 1 | 1 | 1 | 1 | 416.6667 | 0 | 19327.1107 | 0 | 0 | 0 | 1 | 5798.1332 | 0 | 1
112 | Appliances | Misc | Energy Star EV Chargers | Hospitals | Turnover | ChoTgsd112 | 1 | 1.0099 | 9900.9901 | 0 | GSD | 10 | 1 | 1 | 1 | 1 | 1 | 1 | 1 | 1 | 1 | 1 | 1 | 1 | 594.0594 | 0 | 27555.4845 | 0 | 0 | 0 | 1 | 8266.6454 | 0 | 1
112 | Appliances | Misc | Energy Star EV Chargers | Hospitals | New | ChoNgsd112 | 1 | 1.0099 | 9900.9901 | 0 | GSD | 10 | 1 | 1 | 1 | 1 | 1 | 1 | 1 | 1 | 1 | 1 | 1 | 1 | 594.0594 | 0 | 27555.4845 | 0 | 0 | 0 | 1 | 8266.6454 | 0 | 1
112 | Appliances | Misc | Energy Star EV Chargers | Institutional | Turnover | CinTgsd112 | 1 | 1.0811 | 9009.009 | 0 | GSD | 10 | 1 | 1 | 1 | 1 | 1 | 1 | 1 | 1 | 1 | 1 | 1 | 1 | 540.5405 | 0 | 25073.0085 | 0 | 0 | 0 | 1 | 7521.9025 | 0 | 1
112 | Appliances | Misc | Energy Star EV Chargers | Institutional | New | CinNgsd112 | 1 | 1.0811 | 9009.009 | 0 | GSD | 10 | 1 | 1 | 1 | 1 | 1 | 1 | 1 | 1 | 1 | 1 | 1 | 1 | 540.5405 | 0 | 25073.0085 | 0 | 0 | 0 | 1 | 7521.9025 | 0 | 1
112 | Appliances | Misc | Energy Star EV Chargers | Lodging/Hospitality | Turnover | CloTgsd112 | 1 | 1.1682 | 9345.7944 | 0 | GSD | 10 | 1 | 1 | 1 | 1 | 1 | 1 | 1 | 1 | 1 | 1 | 1 | 1 | 560.7477 | 0 | 26010.3172 | 0 | 0 | 0 | 1 | 7803.0952 | 0 | 1
112 | Appliances | Misc | Energy Star EV Chargers | Lodging/Hospitality | New | CloNgsd112 | 1 | 1.1682 | 9345.7944 | 0 | GSD | 10 | 1 | 1 | 1 | 1 | 1 | 1 | 1 | 1 | 1 | 1 | 1 | 1 | 560.7477 | 0 | 26010.3172 | 0 | 0 | 0 | 1 | 7803.0952 | 0 | 1
112 | Appliances | Misc | Energy Star EV Chargers | Miscellaneous | Turnover | CmiTgsd112 | 1 | 1.0631 | 9009.009 | 0 | GSD | 10 | 1 | 1 | 1 | 1 | 1 | 1 | 1 | 1 | 1 | 1 | 1 | 1 | 540.5405 | 0 | 25073.0085 | 0 | 0 | 0 | 1 | 7521.9025 | 0 | 1
112 | Appliances | Misc | Energy Star EV Chargers | Miscellaneous | New | CmiNgsd112 | 1 | 1.0631 | 9009.009 | 0 | GSD | 10 | 1 | 1 | 1 | 1 | 1 | 1 | 1 | 1 | 1 | 1 | 1 | 1 | 540.5405 | 0 | 25073.0085 | 0 | 0 | 0 | 1 | 7521.9025 | 0 | 1
112 | Appliances | Misc | Energy Star EV Chargers | Offices | Turnover | CofTgsd112 | 1 | 1.0631 | 9009.009 | 0 | GSD | 10 | 1 | 1 | 1 | 1 | 1 | 1 | 1 | 1 | 1 | 1 | 1 | 1 | 540.5405 | 0 | 25073.0085 | 0 | 0 | 0 | 1 | 7521.9025 | 0 | 1
112 | Appliances | Misc | Energy Star EV Chargers | Offices | New | CofNgsd112 | 1 | 1.0631 | 9009.009 | 0 | GSD | 10 | 1 | 1 | 1 | 1 | 1 | 1 | 1 | 1 | 1 | 1 | 1 | 1 | 540.5405 | 0 | 25073.0085 | 0 | 0 | 0 | 1 | 7521.9025 | 0 | 1
112 | Appliances | Misc | Energy Star EV Chargers | Restaurants | Turnover | CreTgsd112 | 1 | 0.37313 | 7462.6866 | 0 | GSD | 10 | 1 | 1 | 1 | 1 | 1 | 1 | 1 | 1 | 1 | 1 | 1 | 1 | 447.7612 | 0 | 20769.4324 | 0 | 0 | 0 | 1 | 6230.8297 | 0 | 1
112 | Appliances | Misc | Energy Star EV Chargers | Restaurants | New | CreNgsd112 | 1 | 0.37313 | 7462.6866 | 0 | GSD | 10 | 1 | 1 | 1 | 1 | 1 | 1 | 1 | 1 | 1 | 1 | 1 | 1 | 447.7612 | 0 | 20769.4324 | 0 | 0 | 0 | 1 | 6230.8297 | 0 | 1
112 | Appliances | Misc | Energy Star EV Chargers | Retail | Turnover | CrtTgsd112 | 1 | 0.55245 | 6993.007 | 0 | GSD | 10 | 1 | 1 | 1 | 1 | 1 | 1 | 1 | 1 | 1 | 1 | 1 | 1 | 419.5804 | 0 | 19462.2653 | 0 | 0 | 0 | 1 | 5838.6796 | 0 | 1
112 | Appliances | Misc | Energy Star EV Chargers | Retail | New | CrtNgsd112 | 1 | 0.55245 | 6993.007 | 0 | GSD | 10 | 1 | 1 | 1 | 1 | 1 | 1 | 1 | 1 | 1 | 1 | 1 | 1 | 419.5804 | 0 | 19462.2653 | 0 | 0 | 0 | 1 | 5838.6796 | 0 | 1
112 | Appliances | Misc | Energy Star EV Chargers | Schools K-12 | Turnover | CscTgsd112 | 1 | 1.0388 | 9708.7379 | 0 | GSD | 10 | 1 | 1 | 1 | 1 | 1 | 1 | 1 | 1 | 1 | 1 | 1 | 1 | 582.5243 | 0 | 27020.4266 | 0 | 0 | 0 | 1 | 8106.128 | 0 | 1
112 | Appliances | Misc | Energy Star EV Chargers | Schools K-12 | New | CscNgsd112 | 1 | 1.0388 | 9708.7379 | 0 | GSD | 10 | 1 | 1 | 1 | 1 | 1 | 1 | 1 | 1 | 1 | 1 | 1 | 1 | 582.5243 | 0 | 27020.4266 | 0 | 0 | 0 | 1 | 8106.128 | 0 | 1
112 | Appliances | Misc | Energy Star EV Chargers | Warehouse | Turnover | CwaTgsd112 | 1 | 0.72549 | 6535.9477 | 0 | GSD | 10 | 1 | 1 | 1 | 1 | 1 | 1 | 1 | 1 | 1 | 1 | 1 | 1 | 392.1569 | 0 | 18190.2218 | 0 | 0 | 0 | 1 | 5457.0665 | 0 | 1
112 | Appliances | Misc | Energy Star EV Chargers | Warehouse | New | CwaNgsd112 | 1 | 0.72549 | 6535.9477 | 0 | GSD | 10 | 1 | 1 | 1 | 1 | 1 | 1 | 1 | 1 | 1 | 1 | 1 | 1 | 392.1569 | 0 | 18190.2218 | 0 | 0 | 0 | 1 | 5457.0665 | 0 | 1
113 | Appliances | Office Equipment | ENERGY STAR Imaging Equipment | Assembly | Turnover | CasTgsd113 | 1 | 0.43275 | 5847.9532 | 0 | GSD | 6 | 0.57723 | 0.60437 | 0.83705 | 1.097 | 1.2026 | 1.2026 | 1.289 | 1.2891 | 1.2453 | 1.1192 | 0.77553 | 0.85362 | 350.8772 | 0 | 2301.0181 | 0 | 0 | 0 | 1 | 0 | 0 | 1.0077
113 | Appliances | Office Equipment | ENERGY STAR Imaging Equipment | Assembly | New | CasNgsd113 | 1 | 0.43275 | 5847.9532 | 0 | GSD | 6 | 0.57723 | 0.60437 | 0.83705 | 1.097 | 1.2026 | 1.2026 | 1.289 | 1.2891 | 1.2453 | 1.1192 | 0.77553 | 0.85362 | 350.8772 | 0 | 2301.0181 | 0 | 0 | 0 | 1 | 0 | 0 | 1.0077
113 | Appliances | Office Equipment | ENERGY STAR Imaging Equipment | College and University | Turnover | CcoTgsd113 | 1 | 1.0099 | 9900.9901 | 0 | GSD | 6 | 0.57723 | 0.60437 | 0.83705 | 1.097 | 1.2026 | 1.2026 | 1.289 | 1.2891 | 1.2453 | 1.1192 | 0.77553 | 0.85362 | 594.0594 | 0 | 3895.7831 | 0 | 0 | 0 | 1 | 0 | 0 | 1.0077
113 | Appliances | Office Equipment | ENERGY STAR Imaging Equipment | College and University | New | CcoNgsd113 | 1 | 1.0099 | 9900.9901 | 0 | GSD | 6 | 0.57723 | 0.60437 | 0.83705 | 1.097 | 1.2026 | 1.2026 | 1.289 | 1.2891 | 1.2453 | 1.1192 | 0.77553 | 0.85362 | 594.0594 | 0 | 3895.7831 | 0 | 0 | 0 | 1 | 0 | 0 | 1.0077
113 | Appliances | Office Equipment | ENERGY STAR Imaging Equipment | Data Center | Turnover | CdaTgsd113 | 1 | 1.0631 | 9009.009 | 0 | GSD | 6 | 0.57723 | 0.60437 | 0.83705 | 1.097 | 1.2026 | 1.2026 | 1.289 | 1.2891 | 1.2453 | 1.1192 | 0.77553 | 0.85362 | 540.5405 | 0 | 3544.8116 | 0 | 0 | 0 | 1 | 0 | 0 | 1.0077
113 | Appliances | Office Equipment | ENERGY STAR Imaging Equipment | Data Center | New | CdaNgsd113 | 1 | 1.0631 | 9009.009 | 0 | GSD | 6 | 0.57723 | 0.60437 | 0.83705 | 1.097 | 1.2026 | 1.2026 | 1.289 | 1.2891 | 1.2453 | 1.1192 | 0.77553 | 0.85362 | 540.5405 | 0 | 3544.8116 | 0 | 0 | 0 | 1 | 0 | 0 | 1.0077
113 | Appliances | Office Equipment | ENERGY STAR Imaging Equipment | Grocery | Turnover | CgrTgsd113 | 1 | 0.6 | 7407.4074 | 0 | GSD | 6 | 0.57723 | 0.60437 | 0.83705 | 1.097 | 1.2026 | 1.2026 | 1.289 | 1.2891 | 1.2453 | 1.1192 | 0.77553 | 0.85362 | 444.4444 | 0 | 2914.6229 | 0 | 0 | 0 | 1 | 0 | 0 | 1.0077
113 | Appliances | Office Equipment | ENERGY STAR Imaging Equipment | Grocery | New | CgrNgsd113 | 1 | 0.6 | 7407.4074 | 0 | GSD | 6 | 0.57723 | 0.60437 | 0.83705 | 1.097 | 1.2026 | 1.2026 | 1.289 | 1.2891 | 1.2453 | 1.1192 | 0.77553 | 0.85362 | 444.4444 | 0 | 2914.6229 | 0 | 0 | 0 | 1 | 0 | 0 | 1.0077
113 | Appliances | Office Equipment | ENERGY STAR Imaging Equipment | Healthcare | Turnover | CheTgsd113 | 1 | 1.0347 | 6944.4444 | 0 | GSD | 6 | 0.57723 | 0.60437 | 0.83705 | 1.097 | 1.2026 | 1.2026 | 1.289 | 1.2891 | 1.2453 | 1.1192 | 0.77553 | 0.85362 | 416.6667 | 0 | 2732.4589 | 0 | 0 | 0 | 1 | 0 | 0 | 1.0077
113 | Appliances | Office Equipment | ENERGY STAR Imaging Equipment | Healthcare | New | CheNgsd113 | 1 | 1.0347 | 6944.4444 | 0 | GSD | 6 | 0.57723 | 0.60437 | 0.83705 | 1.097 | 1.2026 | 1.2026 | 1.289 | 1.2891 | 1.2453 | 1.1192 | 0.77553 | 0.85362 | 416.6667 | 0 | 2732.4589 | 0 | 0 | 0 | 1 | 0 | 0 | 1.0077
113 | Appliances | Office Equipment | ENERGY STAR Imaging Equipment | Hospitals | Turnover | ChoTgsd113 | 1 | 1.0099 | 9900.9901 | 0 | GSD | 6 | 0.57723 | 0.60437 | 0.83705 | 1.097 | 1.2026 | 1.2026 | 1.289 | 1.2891 | 1.2453 | 1.1192 | 0.77553 | 0.85362 | 594.0594 | 0 | 3895.7831 | 0 | 0 | 0 | 1 | 0 | 0 | 1.0077
113 | Appliances | Office Equipment | ENERGY STAR Imaging Equipment | Hospitals | New | ChoNgsd113 | 1 | 1.0099 | 9900.9901 | 0 | GSD | 6 | 0.57723 | 0.60437 | 0.83705 | 1.097 | 1.2026 | 1.2026 | 1.289 | 1.2891 | 1.2453 | 1.1192 | 0.77553 | 0.85362 | 594.0594 | 0 | 3895.7831 | 0 | 0 | 0 | 1 | 0 | 0 | 1.0077
113 | Appliances | Office Equipment | ENERGY STAR Imaging Equipment | Institutional | Turnover | CinTgsd113 | 1 | 1.0811 | 9009.009 | 0 | GSD | 6 | 0.57723 | 0.60437 | 0.83705 | 1.097 | 1.2026 | 1.2026 | 1.289 | 1.2891 | 1.2453 | 1.1192 | 0.77553 | 0.85362 | 540.5405 | 0 | 3544.8116 | 0 | 0 | 0 | 1 | 0 | 0 | 1.0077
113 | Appliances | Office Equipment | ENERGY STAR Imaging Equipment | Institutional | New | CinNgsd113 | 1 | 1.0811 | 9009.009 | 0 | GSD | 6 | 0.57723 | 0.60437 | 0.83705 | 1.097 | 1.2026 | 1.2026 | 1.289 | 1.2891 | 1.2453 | 1.1192 | 0.77553 | 0.85362 | 540.5405 | 0 | 3544.8116 | 0 | 0 | 0 | 1 | 0 | 0 | 1.0077
113 | Appliances | Office Equipment | ENERGY STAR Imaging Equipment | Lodging/Hospitality | Turnover | CloTgsd113 | 1 | 1.1682 | 9345.7944 | 0 | GSD | 6 | 0.57723 | 0.60437 | 0.83705 | 1.097 | 1.2026 | 1.2026 | 1.289 | 1.2891 | 1.2453 | 1.1192 | 0.77553 | 0.85362 | 560.7477 | 0 | 3677.3279 | 0 | 0 | 0 | 1 | 0 | 0 | 1.0077
113 | Appliances | Office Equipment | ENERGY STAR Imaging Equipment | Lodging/Hospitality | New | CloNgsd113 | 1 | 1.1682 | 9345.7944 | 0 | GSD | 6 | 0.57723 | 0.60437 | 0.83705 | 1.097 | 1.2026 | 1.2026 | 1.289 | 1.2891 | 1.2453 | 1.1192 | 0.77553 | 0.85362 | 560.7477 | 0 | 3677.3279 | 0 | 0 | 0 | 1 | 0 | 0 | 1.0077
113 | Appliances | Office Equipment | ENERGY STAR Imaging Equipment | Miscellaneous | Turnover | CmiTgsd113 | 1 | 1.0631 | 9009.009 | 0 | GSD | 6 | 0.57723 | 0.60437 | 0.83705 | 1.097 | 1.2026 | 1.2026 | 1.289 | 1.2891 | 1.2453 | 1.1192 | 0.77553 | 0.85362 | 540.5405 | 0 | 3544.8116 | 0 | 0 | 0 | 1 | 0 | 0 | 1.0077
113 | Appliances | Office Equipment | ENERGY STAR Imaging Equipment | Miscellaneous | New | CmiNgsd113 | 1 | 1.0631 | 9009.009 | 0 | GSD | 6 | 0.57723 | 0.60437 | 0.83705 | 1.097 | 1.2026 | 1.2026 | 1.289 | 1.2891 | 1.2453 | 1.1192 | 0.77553 | 0.85362 | 540.5405 | 0 | 3544.8116 | 0 | 0 | 0 | 1 | 0 | 0 | 1.0077
113 | Appliances | Office Equipment | ENERGY STAR Imaging Equipment | Offices | Turnover | CofTgsd113 | 1 | 1.0631 | 9009.009 | 0 | GSD | 6 | 0.57723 | 0.60437 | 0.83705 | 1.097 | 1.2026 | 1.2026 | 1.289 | 1.2891 | 1.2453 | 1.1192 | 0.77553 | 0.85362 | 540.5405 | 0 | 3544.8116 | 0 | 0 | 0 | 1 | 0 | 0 | 1.0077
113 | Appliances | Office Equipment | ENERGY STAR Imaging Equipment | Offices | New | CofNgsd113 | 1 | 1.0631 | 9009.009 | 0 | GSD | 6 | 0.57723 | 0.60437 | 0.83705 | 1.097 | 1.2026 | 1.2026 | 1.289 | 1.2891 | 1.2453 | 1.1192 | 0.77553 | 0.85362 | 540.5405 | 0 | 3544.8116 | 0 | 0 | 0 | 1 | 0 | 0 | 1.0077
113 | Appliances | Office Equipment | ENERGY STAR Imaging Equipment | Restaurants | Turnover | CreTgsd113 | 1 | 0.37313 | 7462.6866 | 0 | GSD | 6 | 0.57723 | 0.60437 | 0.83705 | 1.097 | 1.2026 | 1.2026 | 1.289 | 1.2891 | 1.2453 | 1.1192 | 0.77553 | 0.85362 | 447.7612 | 0 | 2936.3738 | 0 | 0 | 0 | 1 | 0 | 0 | 1.0077
113 | Appliances | Office Equipment | ENERGY STAR Imaging Equipment | Restaurants | New | CreNgsd113 | 1 | 0.37313 | 7462.6866 | 0 | GSD | 6 | 0.57723 | 0.60437 | 0.83705 | 1.097 | 1.2026 | 1.2026 | 1.289 | 1.2891 | 1.2453 | 1.1192 | 0.77553 | 0.85362 | 447.7612 | 0 | 2936.3738 | 0 | 0 | 0 | 1 | 0 | 0 | 1.0077
113 | Appliances | Office Equipment | ENERGY STAR Imaging Equipment | Retail | Turnover | CrtTgsd113 | 1 | 0.55245 | 6993.007 | 0 | GSD | 6 | 0.57723 | 0.60437 | 0.83705 | 1.097 | 1.2026 | 1.2026 | 1.289 | 1.2891 | 1.2453 | 1.1192 | 0.77553 | 0.85362 | 419.5804 | 0 | 2751.5671 | 0 | 0 | 0 | 1 | 0 | 0 | 1.0077
113 | Appliances | Office Equipment | ENERGY STAR Imaging Equipment | Retail | New | CrtNgsd113 | 1 | 0.55245 | 6993.007 | 0 | GSD | 6 | 0.57723 | 0.60437 | 0.83705 | 1.097 | 1.2026 | 1.2026 | 1.289 | 1.2891 | 1.2453 | 1.1192 | 0.77553 | 0.85362 | 419.5804 | 0 | 2751.5671 | 0 | 0 | 0 | 1 | 0 | 0 | 1.0077
113 | Appliances | Office Equipment | ENERGY STAR Imaging Equipment | Schools K-12 | Turnover | CscTgsd113 | 1 | 1.0388 | 9708.7379 | 0 | GSD | 6 | 0.57723 | 0.60437 | 0.83705 | 1.097 | 1.2026 | 1.2026 | 1.289 | 1.2891 | 1.2453 | 1.1192 | 0.77553 | 0.85362 | 582.5243 | 0 | 3820.1368 | 0 | 0 | 0 | 1 | 0 | 0 | 1.0077
113 | Appliances | Office Equipment | ENERGY STAR Imaging Equipment | Schools K-12 | New | CscNgsd113 | 1 | 1.0388 | 9708.7379 | 0 | GSD | 6 | 0.57723 | 0.60437 | 0.83705 | 1.097 | 1.2026 | 1.2026 | 1.289 | 1.2891 | 1.2453 | 1.1192 | 0.77553 | 0.85362 | 582.5243 | 0 | 3820.1368 | 0 | 0 | 0 | 1 | 0 | 0 | 1.0077
113 | Appliances | Office Equipment | ENERGY STAR Imaging Equipment | Warehouse | Turnover | CwaTgsd113 | 1 | 0.72549 | 6535.9477 | 0 | GSD | 6 | 0.57723 | 0.60437 | 0.83705 | 1.097 | 1.2026 | 1.2026 | 1.289 | 1.2891 | 1.2453 | 1.1192 | 0.77553 | 0.85362 | 392.1569 | 0 | 2571.7261 | 0 | 0 | 0 | 1 | 0 | 0 | 1.0077
113 | Appliances | Office Equipment | ENERGY STAR Imaging Equipment | Warehouse | New | CwaNgsd113 | 1 | 0.72549 | 6535.9477 | 0 | GSD | 6 | 0.57723 | 0.60437 | 0.83705 | 1.097 | 1.2026 | 1.2026 | 1.289 | 1.2891 | 1.2453 | 1.1192 | 0.77553 | 0.85362 | 392.1569 | 0 | 2571.7261 | 0 | 0 | 0 | 1 | 0 | 0 | 1.0077
114 | Appliances | Office Equipment | Energy Star Monitors | Assembly | Turnover | CasTgsd114 | 1 | 0.43275 | 5847.9532 | 0 | GSD | 4 | 0.57723 | 0.60437 | 0.83705 | 1.097 | 1.2026 | 1.2026 | 1.289 | 1.2891 | 1.2453 | 1.1192 | 0.77553 | 0.85362 | 350.8772 | 0 | 1637.4269 | 0 | 0 | 0 | 1 | 0 | 0 | 1.0077
114 | Appliances | Office Equipment | Energy Star Monitors | Assembly | New | CasNgsd114 | 1 | 0.43275 | 5847.9532 | 0 | GSD | 4 | 0.57723 | 0.60437 | 0.83705 | 1.097 | 1.2026 | 1.2026 | 1.289 | 1.2891 | 1.2453 | 1.1192 | 0.77553 | 0.85362 | 350.8772 | 0 | 1637.4269 | 0 | 0 | 0 | 1 | 0 | 0 | 1.0077
114 | Appliances | Office Equipment | Energy Star Monitors | College and University | Turnover | CcoTgsd114 | 1 | 1.0099 | 9900.9901 | 0 | GSD | 4 | 0.57723 | 0.60437 | 0.83705 | 1.097 | 1.2026 | 1.2026 | 1.289 | 1.2891 | 1.2453 | 1.1192 | 0.77553 | 0.85362 | 594.0594 | 0 | 2772.2772 | 0 | 0 | 0 | 1 | 0 | 0 | 1.0077
114 | Appliances | Office Equipment | Energy Star Monitors | College and University | New | CcoNgsd114 | 1 | 1.0099 | 9900.9901 | 0 | GSD | 4 | 0.57723 | 0.60437 | 0.83705 | 1.097 | 1.2026 | 1.2026 | 1.289 | 1.2891 | 1.2453 | 1.1192 | 0.77553 | 0.85362 | 594.0594 | 0 | 2772.2772 | 0 | 0 | 0 | 1 | 0 | 0 | 1.0077
114 | Appliances | Office Equipment | Energy Star Monitors | Data Center | Turnover | CdaTgsd114 | 1 | 1.0631 | 9009.009 | 0 | GSD | 4 | 0.57723 | 0.60437 | 0.83705 | 1.097 | 1.2026 | 1.2026 | 1.289 | 1.2891 | 1.2453 | 1.1192 | 0.77553 | 0.85362 | 540.5405 | 0 | 2522.5225 | 0 | 0 | 0 | 1 | 0 | 0 | 1.0077
114 | Appliances | Office Equipment | Energy Star Monitors | Data Center | New | CdaNgsd114 | 1 | 1.0631 | 9009.009 | 0 | GSD | 4 | 0.57723 | 0.60437 | 0.83705 | 1.097 | 1.2026 | 1.2026 | 1.289 | 1.2891 | 1.2453 | 1.1192 | 0.77553 | 0.85362 | 540.5405 | 0 | 2522.5225 | 0 | 0 | 0 | 1 | 0 | 0 | 1.0077
114 | Appliances | Office Equipment | Energy Star Monitors | Grocery | Turnover | CgrTgsd114 | 1 | 0.6 | 7407.4074 | 0 | GSD | 4 | 0.57723 | 0.60437 | 0.83705 | 1.097 | 1.2026 | 1.2026 | 1.289 | 1.2891 | 1.2453 | 1.1192 | 0.77553 | 0.85362 | 444.4444 | 0 | 2074.0741 | 0 | 0 | 0 | 1 | 0 | 0 | 1.0077
114 | Appliances | Office Equipment | Energy Star Monitors | Grocery | New | CgrNgsd114 | 1 | 0.6 | 7407.4074 | 0 | GSD | 4 | 0.57723 | 0.60437 | 0.83705 | 1.097 | 1.2026 | 1.2026 | 1.289 | 1.2891 | 1.2453 | 1.1192 | 0.77553 | 0.85362 | 444.4444 | 0 | 2074.0741 | 0 | 0 | 0 | 1 | 0 | 0 | 1.0077
114 | Appliances | Office Equipment | Energy Star Monitors | Healthcare | Turnover | CheTgsd114 | 1 | 1.0347 | 6944.4444 | 0 | GSD | 4 | 0.57723 | 0.60437 | 0.83705 | 1.097 | 1.2026 | 1.2026 | 1.289 | 1.2891 | 1.2453 | 1.1192 | 0.77553 | 0.85362 | 416.6667 | 0 | 1944.4444 | 0 | 0 | 0 | 1 | 0 | 0 | 1.0077
114 | Appliances | Office Equipment | Energy Star Monitors | Healthcare | New | CheNgsd114 | 1 | 1.0347 | 6944.4444 | 0 | GSD | 4 | 0.57723 | 0.60437 | 0.83705 | 1.097 | 1.2026 | 1.2026 | 1.289 | 1.2891 | 1.2453 | 1.1192 | 0.77553 | 0.85362 | 416.6667 | 0 | 1944.4444 | 0 | 0 | 0 | 1 | 0 | 0 | 1.0077
114 | Appliances | Office Equipment | Energy Star Monitors | Hospitals | Turnover | ChoTgsd114 | 1 | 1.0099 | 9900.9901 | 0 | GSD | 4 | 0.57723 | 0.60437 | 0.83705 | 1.097 | 1.2026 | 1.2026 | 1.289 | 1.2891 | 1.2453 | 1.1192 | 0.77553 | 0.85362 | 594.0594 | 0 | 2772.2772 | 0 | 0 | 0 | 1 | 0 | 0 | 1.0077
114 | Appliances | Office Equipment | Energy Star Monitors | Hospitals | New | ChoNgsd114 | 1 | 1.0099 | 9900.9901 | 0 | GSD | 4 | 0.57723 | 0.60437 | 0.83705 | 1.097 | 1.2026 | 1.2026 | 1.289 | 1.2891 | 1.2453 | 1.1192 | 0.77553 | 0.85362 | 594.0594 | 0 | 2772.2772 | 0 | 0 | 0 | 1 | 0 | 0 | 1.0077
114 | Appliances | Office Equipment | Energy Star Monitors | Institutional | Turnover | CinTgsd114 | 1 | 1.0811 | 9009.009 | 0 | GSD | 4 | 0.57723 | 0.60437 | 0.83705 | 1.097 | 1.2026 | 1.2026 | 1.289 | 1.2891 | 1.2453 | 1.1192 | 0.77553 | 0.85362 | 540.5405 | 0 | 2522.5225 | 0 | 0 | 0 | 1 | 0 | 0 | 1.0077
114 | Appliances | Office Equipment | Energy Star Monitors | Institutional | New | CinNgsd114 | 1 | 1.0811 | 9009.009 | 0 | GSD | 4 | 0.57723 | 0.60437 | 0.83705 | 1.097 | 1.2026 | 1.2026 | 1.289 | 1.2891 | 1.2453 | 1.1192 | 0.77553 | 0.85362 | 540.5405 | 0 | 2522.5225 | 0 | 0 | 0 | 1 | 0 | 0 | 1.0077
114 | Appliances | Office Equipment | Energy Star Monitors | Lodging/Hospitality | Turnover | CloTgsd114 | 1 | 1.1682 | 9345.7944 | 0 | GSD | 4 | 0.57723 | 0.60437 | 0.83705 | 1.097 | 1.2026 | 1.2026 | 1.289 | 1.2891 | 1.2453 | 1.1192 | 0.77553 | 0.85362 | 560.7477 | 0 | 2616.8224 | 0 | 0 | 0 | 1 | 0 | 0 | 1.0077
114 | Appliances | Office Equipment | Energy Star Monitors | Lodging/Hospitality | New | CloNgsd114 | 1 | 1.1682 | 9345.7944 | 0 | GSD | 4 | 0.57723 | 0.60437 | 0.83705 | 1.097 | 1.2026 | 1.2026 | 1.289 | 1.2891 | 1.2453 | 1.1192 | 0.77553 | 0.85362 | 560.7477 | 0 | 2616.8224 | 0 | 0 | 0 | 1 | 0 | 0 | 1.0077
114 | Appliances | Office Equipment | Energy Star Monitors | Miscellaneous | Turnover | CmiTgsd114 | 1 | 1.0631 | 9009.009 | 0 | GSD | 4 | 0.57723 | 0.60437 | 0.83705 | 1.097 | 1.2026 | 1.2026 | 1.289 | 1.2891 | 1.2453 | 1.1192 | 0.77553 | 0.85362 | 540.5405 | 0 | 2522.5225 | 0 | 0 | 0 | 1 | 0 | 0 | 1.0077
114 | Appliances | Office Equipment | Energy Star Monitors | Miscellaneous | New | CmiNgsd114 | 1 | 1.0631 | 9009.009 | 0 | GSD | 4 | 0.57723 | 0.60437 | 0.83705 | 1.097 | 1.2026 | 1.2026 | 1.289 | 1.2891 | 1.2453 | 1.1192 | 0.77553 | 0.85362 | 540.5405 | 0 | 2522.5225 | 0 | 0 | 0 | 1 | 0 | 0 | 1.0077
114 | Appliances | Office Equipment | Energy Star Monitors | Offices | Turnover | CofTgsd114 | 1 | 1.0631 | 9009.009 | 0 | GSD | 4 | 0.57723 | 0.60437 | 0.83705 | 1.097 | 1.2026 | 1.2026 | 1.289 | 1.2891 | 1.2453 | 1.1192 | 0.77553 | 0.85362 | 540.5405 | 0 | 2522.5225 | 0 | 0 | 0 | 1 | 0 | 0 | 1.0077
114 | Appliances | Office Equipment | Energy Star Monitors | Offices | New | CofNgsd114 | 1 | 1.0631 | 9009.009 | 0 | GSD | 4 | 0.57723 | 0.60437 | 0.83705 | 1.097 | 1.2026 | 1.2026 | 1.289 | 1.2891 | 1.2453 | 1.1192 | 0.77553 | 0.85362 | 540.5405 | 0 | 2522.5225 | 0 | 0 | 0 | 1 | 0 | 0 | 1.0077
114 | Appliances | Office Equipment | Energy Star Monitors | Restaurants | Turnover | CreTgsd114 | 1 | 0.37313 | 7462.6866 | 0 | GSD | 4 | 0.57723 | 0.60437 | 0.83705 | 1.097 | 1.2026 | 1.2026 | 1.289 | 1.2891 | 1.2453 | 1.1192 | 0.77553 | 0.85362 | 447.7612 | 0 | 2089.5522 | 0 | 0 | 0 | 1 | 0 | 0 | 1.0077
114 | Appliances | Office Equipment | Energy Star Monitors | Restaurants | New | CreNgsd114 | 1 | 0.37313 | 7462.6866 | 0 | GSD | 4 | 0.57723 | 0.60437 | 0.83705 | 1.097 | 1.2026 | 1.2026 | 1.289 | 1.2891 | 1.2453 | 1.1192 | 0.77553 | 0.85362 | 447.7612 | 0 | 2089.5522 | 0 | 0 | 0 | 1 | 0 | 0 | 1.0077
114 | Appliances | Office Equipment | Energy Star Monitors | Retail | Turnover | CrtTgsd114 | 1 | 0.55245 | 6993.007 | 0 | GSD | 4 | 0.57723 | 0.60437 | 0.83705 | 1.097 | 1.2026 | 1.2026 | 1.289 | 1.2891 | 1.2453 | 1.1192 | 0.77553 | 0.85362 | 419.5804 | 0 | 1958.042 | 0 | 0 | 0 | 1 | 0 | 0 | 1.0077
114 | Appliances | Office Equipment | Energy Star Monitors | Retail | New | CrtNgsd114 | 1 | 0.55245 | 6993.007 | 0 | GSD | 4 | 0.57723 | 0.60437 | 0.83705 | 1.097 | 1.2026 | 1.2026 | 1.289 | 1.2891 | 1.2453 | 1.1192 | 0.77553 | 0.85362 | 419.5804 | 0 | 1958.042 | 0 | 0 | 0 | 1 | 0 | 0 | 1.0077
114 | Appliances | Office Equipment | Energy Star Monitors | Schools K-12 | Turnover | CscTgsd114 | 1 | 1.0388 | 9708.7379 | 0 | GSD | 4 | 0.57723 | 0.60437 | 0.83705 | 1.097 | 1.2026 | 1.2026 | 1.289 | 1.2891 | 1.2453 | 1.1192 | 0.77553 | 0.85362 | 582.5243 | 0 | 2718.4466 | 0 | 0 | 0 | 1 | 0 | 0 | 1.0077
114 | Appliances | Office Equipment | Energy Star Monitors | Schools K-12 | New | CscNgsd114 | 1 | 1.0388 | 9708.7379 | 0 | GSD | 4 | 0.57723 | 0.60437 | 0.83705 | 1.097 | 1.2026 | 1.2026 | 1.289 | 1.2891 | 1.2453 | 1.1192 | 0.77553 | 0.85362 | 582.5243 | 0 | 2718.4466 | 0 | 0 | 0 | 1 | 0 | 0 | 1.0077
114 | Appliances | Office Equipment | Energy Star Monitors | Warehouse | Turnover | CwaTgsd114 | 1 | 0.72549 | 6535.9477 | 0 | GSD | 4 | 0.57723 | 0.60437 | 0.83705 | 1.097 | 1.2026 | 1.2026 | 1.289 | 1.2891 | 1.2453 | 1.1192 | 0.77553 | 0.85362 | 392.1569 | 0 | 1830.0654 | 0 | 0 | 0 | 1 | 0 | 0 | 1.0077
114 | Appliances | Office Equipment | Energy Star Monitors | Warehouse | New | CwaNgsd114 | 1 | 0.72549 | 6535.9477 | 0 | GSD | 4 | 0.57723 | 0.60437 | 0.83705 | 1.097 | 1.2026 | 1.2026 | 1.289 | 1.2891 | 1.2453 | 1.1192 | 0.77553 | 0.85362 | 392.1569 | 0 | 1830.0654 | 0 | 0 | 0 | 1 | 0 | 0 | 1.0077
115 | Appliances | Office Equipment | Energy Star PCs | Assembly | Turnover | CasTgsd115 | 1 | 0.43275 | 5847.9532 | 0 | GSD | 4 | 0.57723 | 0.60437 | 0.83705 | 1.097 | 1.2026 | 1.2026 | 1.289 | 1.2891 | 1.2453 | 1.1192 | 0.77553 | 0.85362 | 350.8772 | 0 | 994.2278 | 0 | 0 | 0 | 1 | 0 | 0 | 1.0077
115 | Appliances | Office Equipment | Energy Star PCs | Assembly | New | CasNgsd115 | 1 | 0.43275 | 5847.9532 | 0 | GSD | 4 | 0.57723 | 0.60437 | 0.83705 | 1.097 | 1.2026 | 1.2026 | 1.289 | 1.2891 | 1.2453 | 1.1192 | 0.77553 | 0.85362 | 350.8772 | 0 | 994.2278 | 0 | 0 | 0 | 1 | 0 | 0 | 1.0077
115 | Appliances | Office Equipment | Energy Star PCs | College and University | Turnover | CcoTgsd115 | 1 | 1.0099 | 9900.9901 | 0 | GSD | 4 | 0.57723 | 0.60437 | 0.83705 | 1.097 | 1.2026 | 1.2026 | 1.289 | 1.2891 | 1.2453 | 1.1192 | 0.77553 | 0.85362 | 594.0594 | 0 | 1683.2966 | 0 | 0 | 0 | 1 | 0 | 0 | 1.0077
115 | Appliances | Office Equipment | Energy Star PCs | College and University | New | CcoNgsd115 | 1 | 1.0099 | 9900.9901 | 0 | GSD | 4 | 0.57723 | 0.60437 | 0.83705 | 1.097 | 1.2026 | 1.2026 | 1.289 | 1.2891 | 1.2453 | 1.1192 | 0.77553 | 0.85362 | 594.0594 | 0 | 1683.2966 | 0 | 0 | 0 | 1 | 0 | 0 | 1.0077
115 | Appliances | Office Equipment | Energy Star PCs | Data Center | Turnover | CdaTgsd115 | 1 | 1.0631 | 9009.009 | 0 | GSD | 4 | 0.57723 | 0.60437 | 0.83705 | 1.097 | 1.2026 | 1.2026 | 1.289 | 1.2891 | 1.2453 | 1.1192 | 0.77553 | 0.85362 | 540.5405 | 0 | 1531.6482 | 0 | 0 | 0 | 1 | 0 | 0 | 1.0077
115 | Appliances | Office Equipment | Energy Star PCs | Data Center | New | CdaNgsd115 | 1 | 1.0631 | 9009.009 | 0 | GSD | 4 | 0.57723 | 0.60437 | 0.83705 | 1.097 | 1.2026 | 1.2026 | 1.289 | 1.2891 | 1.2453 | 1.1192 | 0.77553 | 0.85362 | 540.5405 | 0 | 1531.6482 | 0 | 0 | 0 | 1 | 0 | 0 | 1.0077
115 | Appliances | Office Equipment | Energy Star PCs | Grocery | Turnover | CgrTgsd115 | 1 | 0.6 | 7407.4074 | 0 | GSD | 4 | 0.57723 | 0.60437 | 0.83705 | 1.097 | 1.2026 | 1.2026 | 1.289 | 1.2891 | 1.2453 | 1.1192 | 0.77553 | 0.85362 | 444.4444 | 0 | 1259.3552 | 0 | 0 | 0 | 1 | 0 | 0 | 1.0077
115 | Appliances | Office Equipment | Energy Star PCs | Grocery | New | CgrNgsd115 | 1 | 0.6 | 7407.4074 | 0 | GSD | 4 | 0.57723 | 0.60437 | 0.83705 | 1.097 | 1.2026 | 1.2026 | 1.289 | 1.2891 | 1.2453 | 1.1192 | 0.77553 | 0.85362 | 444.4444 | 0 | 1259.3552 | 0 | 0 | 0 | 1 | 0 | 0 | 1.0077
115 | Appliances | Office Equipment | Energy Star PCs | Healthcare | Turnover | CheTgsd115 | 1 | 1.0347 | 6944.4444 | 0 | GSD | 4 | 0.57723 | 0.60437 | 0.83705 | 1.097 | 1.2026 | 1.2026 | 1.289 | 1.2891 | 1.2453 | 1.1192 | 0.77553 | 0.85362 | 416.6667 | 0 | 1180.6455 | 0 | 0 | 0 | 1 | 0 | 0 | 1.0077
115 | Appliances | Office Equipment | Energy Star PCs | Healthcare | New | CheNgsd115 | 1 | 1.0347 | 6944.4444 | 0 | GSD | 4 | 0.57723 | 0.60437 | 0.83705 | 1.097 | 1.2026 | 1.2026 | 1.289 | 1.2891 | 1.2453 | 1.1192 | 0.77553 | 0.85362 | 416.6667 | 0 | 1180.6455 | 0 | 0 | 0 | 1 | 0 | 0 | 1.0077
115 | Appliances | Office Equipment | Energy Star PCs | Hospitals | Turnover | ChoTgsd115 | 1 | 1.0099 | 9900.9901 | 0 | GSD | 4 | 0.57723 | 0.60437 | 0.83705 | 1.097 | 1.2026 | 1.2026 | 1.289 | 1.2891 | 1.2453 | 1.1192 | 0.77553 | 0.85362 | 594.0594 | 0 | 1683.2966 | 0 | 0 | 0 | 1 | 0 | 0 | 1.0077
115 | Appliances | Office Equipment | Energy Star PCs | Hospitals | New | ChoNgsd115 | 1 | 1.0099 | 9900.9901 | 0 | GSD | 4 | 0.57723 | 0.60437 | 0.83705 | 1.097 | 1.2026 | 1.2026 | 1.289 | 1.2891 | 1.2453 | 1.1192 | 0.77553 | 0.85362 | 594.0594 | 0 | 1683.2966 | 0 | 0 | 0 | 1 | 0 | 0 | 1.0077
115 | Appliances | Office Equipment | Energy Star PCs | Institutional | Turnover | CinTgsd115 | 1 | 1.0811 | 9009.009 | 0 | GSD | 4 | 0.57723 | 0.60437 | 0.83705 | 1.097 | 1.2026 | 1.2026 | 1.289 | 1.2891 | 1.2453 | 1.1192 | 0.77553 | 0.85362 | 540.5405 | 0 | 1531.6482 | 0 | 0 | 0 | 1 | 0 | 0 | 1.0077
115 | Appliances | Office Equipment | Energy Star PCs | Institutional | New | CinNgsd115 | 1 | 1.0811 | 9009.009 | 0 | GSD | 4 | 0.57723 | 0.60437 | 0.83705 | 1.097 | 1.2026 | 1.2026 | 1.289 | 1.2891 | 1.2453 | 1.1192 | 0.77553 | 0.85362 | 540.5405 | 0 | 1531.6482 | 0 | 0 | 0 | 1 | 0 | 0 | 1.0077
115 | Appliances | Office Equipment | Energy Star PCs | Lodging/Hospitality | Turnover | CloTgsd115 | 1 | 1.1682 | 9345.7944 | 0 | GSD | 4 | 0.57723 | 0.60437 | 0.83705 | 1.097 | 1.2026 | 1.2026 | 1.289 | 1.2891 | 1.2453 | 1.1192 | 0.77553 | 0.85362 | 560.7477 | 0 | 1588.9061 | 0 | 0 | 0 | 1 | 0 | 0 | 1.0077
115 | Appliances | Office Equipment | Energy Star PCs | Lodging/Hospitality | New | CloNgsd115 | 1 | 1.1682 | 9345.7944 | 0 | GSD | 4 | 0.57723 | 0.60437 | 0.83705 | 1.097 | 1.2026 | 1.2026 | 1.289 | 1.2891 | 1.2453 | 1.1192 | 0.77553 | 0.85362 | 560.7477 | 0 | 1588.9061 | 0 | 0 | 0 | 1 | 0 | 0 | 1.0077
115 | Appliances | Office Equipment | Energy Star PCs | Miscellaneous | Turnover | CmiTgsd115 | 1 | 1.0631 | 9009.009 | 0 | GSD | 4 | 0.57723 | 0.60437 | 0.83705 | 1.097 | 1.2026 | 1.2026 | 1.289 | 1.2891 | 1.2453 | 1.1192 | 0.77553 | 0.85362 | 540.5405 | 0 | 1531.6482 | 0 | 0 | 0 | 1 | 0 | 0 | 1.0077
115 | Appliances | Office Equipment | Energy Star PCs | Miscellaneous | New | CmiNgsd115 | 1 | 1.0631 | 9009.009 | 0 | GSD | 4 | 0.57723 | 0.60437 | 0.83705 | 1.097 | 1.2026 | 1.2026 | 1.289 | 1.2891 | 1.2453 | 1.1192 | 0.77553 | 0.85362 | 540.5405 | 0 | 1531.6482 | 0 | 0 | 0 | 1 | 0 | 0 | 1.0077
115 | Appliances | Office Equipment | Energy Star PCs | Offices | Turnover | CofTgsd115 | 1 | 1.0631 | 9009.009 | 0 | GSD | 4 | 0.57723 | 0.60437 | 0.83705 | 1.097 | 1.2026 | 1.2026 | 1.289 | 1.2891 | 1.2453 | 1.1192 | 0.77553 | 0.85362 | 540.5405 | 0 | 1531.6482 | 0 | 0 | 0 | 1 | 0 | 0 | 1.0077
115 | Appliances | Office Equipment | Energy Star PCs | Offices | New | CofNgsd115 | 1 | 1.0631 | 9009.009 | 0 | GSD | 4 | 0.57723 | 0.60437 | 0.83705 | 1.097 | 1.2026 | 1.2026 | 1.289 | 1.2891 | 1.2453 | 1.1192 | 0.77553 | 0.85362 | 540.5405 | 0 | 1531.6482 | 0 | 0 | 0 | 1 | 0 | 0 | 1.0077
115 | Appliances | Office Equipment | Energy Star PCs | Restaurants | Turnover | CreTgsd115 | 1 | 0.37313 | 7462.6866 | 0 | GSD | 4 | 0.57723 | 0.60437 | 0.83705 | 1.097 | 1.2026 | 1.2026 | 1.289 | 1.2891 | 1.2453 | 1.1192 | 0.77553 | 0.85362 | 447.7612 | 0 | 1268.7534 | 0 | 0 | 0 | 1 | 0 | 0 | 1.0077
115 | Appliances | Office Equipment | Energy Star PCs | Restaurants | New | CreNgsd115 | 1 | 0.37313 | 7462.6866 | 0 | GSD | 4 | 0.57723 | 0.60437 | 0.83705 | 1.097 | 1.2026 | 1.2026 | 1.289 | 1.2891 | 1.2453 | 1.1192 | 0.77553 | 0.85362 | 447.7612 | 0 | 1268.7534 | 0 | 0 | 0 | 1 | 0 | 0 | 1.0077
115 | Appliances | Office Equipment | Energy Star PCs | Retail | Turnover | CrtTgsd115 | 1 | 0.55245 | 6993.007 | 0 | GSD | 4 | 0.57723 | 0.60437 | 0.83705 | 1.097 | 1.2026 | 1.2026 | 1.289 | 1.2891 | 1.2453 | 1.1192 | 0.77553 | 0.85362 | 419.5804 | 0 | 1188.9018 | 0 | 0 | 0 | 1 | 0 | 0 | 1.0077
115 | Appliances | Office Equipment | Energy Star PCs | Retail | New | CrtNgsd115 | 1 | 0.55245 | 6993.007 | 0 | GSD | 4 | 0.57723 | 0.60437 | 0.83705 | 1.097 | 1.2026 | 1.2026 | 1.289 | 1.2891 | 1.2453 | 1.1192 | 0.77553 | 0.85362 | 419.5804 | 0 | 1188.9018 | 0 | 0 | 0 | 1 | 0 | 0 | 1.0077
115 | Appliances | Office Equipment | Energy Star PCs | Schools K-12 | Turnover | CscTgsd115 | 1 | 1.0388 | 9708.7379 | 0 | GSD | 4 | 0.57723 | 0.60437 | 0.83705 | 1.097 | 1.2026 | 1.2026 | 1.289 | 1.2891 | 1.2453 | 1.1192 | 0.77553 | 0.85362 | 582.5243 | 0 | 1650.6112 | 0 | 0 | 0 | 1 | 0 | 0 | 1.0077
115 | Appliances | Office Equipment | Energy Star PCs | Schools K-12 | New | CscNgsd115 | 1 | 1.0388 | 9708.7379 | 0 | GSD | 4 | 0.57723 | 0.60437 | 0.83705 | 1.097 | 1.2026 | 1.2026 | 1.289 | 1.2891 | 1.2453 | 1.1192 | 0.77553 | 0.85362 | 582.5243 | 0 | 1650.6112 | 0 | 0 | 0 | 1 | 0 | 0 | 1.0077
115 | Appliances | Office Equipment | Energy Star PCs | Warehouse | Turnover | CwaTgsd115 | 1 | 0.72549 | 6535.9477 | 0 | GSD | 4 | 0.57723 | 0.60437 | 0.83705 | 1.097 | 1.2026 | 1.2026 | 1.289 | 1.2891 | 1.2453 | 1.1192 | 0.77553 | 0.85362 | 392.1569 | 0 | 1111.1958 | 0 | 0 | 0 | 1 | 0 | 0 | 1.0077
115 | Appliances | Office Equipment | Energy Star PCs | Warehouse | New | CwaNgsd115 | 1 | 0.72549 | 6535.9477 | 0 | GSD | 4 | 0.57723 | 0.60437 | 0.83705 | 1.097 | 1.2026 | 1.2026 | 1.289 | 1.2891 | 1.2453 | 1.1192 | 0.77553 | 0.85362 | 392.1569 | 0 | 1111.1958 | 0 | 0 | 0 | 1 | 0 | 0 | 1.0077
116 | Appliances | Office Equipment | Energy Star Servers | Assembly | Turnover | CasTgsd116 | 1 | 0.43275 | 5847.9532 | 0 | GSD | 4 | 1 | 1 | 1 | 1 | 1 | 1 | 1 | 1 | 1 | 1 | 1 | 1 | 350.8772 | 0 | 2112.0257 | 0 | 0 | 0 | 1 | 0 | 0 | 1
116 | Appliances | Office Equipment | Energy Star Servers | Assembly | New | CasNgsd116 | 1 | 0.43275 | 5847.9532 | 0 | GSD | 4 | 1 | 1 | 1 | 1 | 1 | 1 | 1 | 1 | 1 | 1 | 1 | 1 | 350.8772 | 0 | 2112.0257 | 0 | 0 | 0 | 1 | 0 | 0 | 1
116 | Appliances | Office Equipment | Energy Star Servers | College and University | Turnover | CcoTgsd116 | 1 | 1.0099 | 9900.9901 | 0 | GSD | 4 | 1 | 1 | 1 | 1 | 1 | 1 | 1 | 1 | 1 | 1 | 1 | 1 | 594.0594 | 0 | 3575.806 | 0 | 0 | 0 | 1 | 0 | 0 | 1
116 | Appliances | Office Equipment | Energy Star Servers | College and University | New | CcoNgsd116 | 1 | 1.0099 | 9900.9901 | 0 | GSD | 4 | 1 | 1 | 1 | 1 | 1 | 1 | 1 | 1 | 1 | 1 | 1 | 1 | 594.0594 | 0 | 3575.806 | 0 | 0 | 0 | 1 | 0 | 0 | 1
116 | Appliances | Office Equipment | Energy Star Servers | Data Center | Turnover | CdaTgsd116 | 1 | 1.0631 | 9009.009 | 0 | GSD | 4 | 1 | 1 | 1 | 1 | 1 | 1 | 1 | 1 | 1 | 1 | 1 | 1 | 540.5405 | 0 | 3253.6613 | 0 | 0 | 0 | 1 | 0 | 0 | 1
116 | Appliances | Office Equipment | Energy Star Servers | Data Center | New | CdaNgsd116 | 1 | 1.0631 | 9009.009 | 0 | GSD | 4 | 1 | 1 | 1 | 1 | 1 | 1 | 1 | 1 | 1 | 1 | 1 | 1 | 540.5405 | 0 | 3253.6613 | 0 | 0 | 0 | 1 | 0 | 0 | 1
116 | Appliances | Office Equipment | Energy Star Servers | Grocery | Turnover | CgrTgsd116 | 1 | 0.6 | 7407.4074 | 0 | GSD | 4 | 1 | 1 | 1 | 1 | 1 | 1 | 1 | 1 | 1 | 1 | 1 | 1 | 444.4444 | 0 | 2675.2326 | 0 | 0 | 0 | 1 | 0 | 0 | 1
116 | Appliances | Office Equipment | Energy Star Servers | Grocery | New | CgrNgsd116 | 1 | 0.6 | 7407.4074 | 0 | GSD | 4 | 1 | 1 | 1 | 1 | 1 | 1 | 1 | 1 | 1 | 1 | 1 | 1 | 444.4444 | 0 | 2675.2326 | 0 | 0 | 0 | 1 | 0 | 0 | 1
116 | Appliances | Office Equipment | Energy Star Servers | Healthcare | Turnover | CheTgsd116 | 1 | 1.0347 | 6944.4444 | 0 | GSD | 4 | 1 | 1 | 1 | 1 | 1 | 1 | 1 | 1 | 1 | 1 | 1 | 1 | 416.6667 | 0 | 2508.0306 | 0 | 0 | 0 | 1 | 0 | 0 | 1
116 | Appliances | Office Equipment | Energy Star Servers | Healthcare | New | CheNgsd116 | 1 | 1.0347 | 6944.4444 | 0 | GSD | 4 | 1 | 1 | 1 | 1 | 1 | 1 | 1 | 1 | 1 | 1 | 1 | 1 | 416.6667 | 0 | 2508.0306 | 0 | 0 | 0 | 1 | 0 | 0 | 1
116 | Appliances | Office Equipment | Energy Star Servers | Hospitals | Turnover | ChoTgsd116 | 1 | 1.0099 | 9900.9901 | 0 | GSD | 4 | 1 | 1 | 1 | 1 | 1 | 1 | 1 | 1 | 1 | 1 | 1 | 1 | 594.0594 | 0 | 3575.806 | 0 | 0 | 0 | 1 | 0 | 0 | 1
116 | Appliances | Office Equipment | Energy Star Servers | Hospitals | New | ChoNgsd116 | 1 | 1.0099 | 9900.9901 | 0 | GSD | 4 | 1 | 1 | 1 | 1 | 1 | 1 | 1 | 1 | 1 | 1 | 1 | 1 | 594.0594 | 0 | 3575.806 | 0 | 0 | 0 | 1 | 0 | 0 | 1
116 | Appliances | Office Equipment | Energy Star Servers | Institutional | Turnover | CinTgsd116 | 1 | 1.0811 | 9009.009 | 0 | GSD | 4 | 1 | 1 | 1 | 1 | 1 | 1 | 1 | 1 | 1 | 1 | 1 | 1 | 540.5405 | 0 | 3253.6613 | 0 | 0 | 0 | 1 | 0 | 0 | 1
116 | Appliances | Office Equipment | Energy Star Servers | Institutional | New | CinNgsd116 | 1 | 1.0811 | 9009.009 | 0 | GSD | 4 | 1 | 1 | 1 | 1 | 1 | 1 | 1 | 1 | 1 | 1 | 1 | 1 | 540.5405 | 0 | 3253.6613 | 0 | 0 | 0 | 1 | 0 | 0 | 1
116 | Appliances | Office Equipment | Energy Star Servers | Lodging/Hospitality | Turnover | CloTgsd116 | 1 | 1.1682 | 9345.7944 | 0 | GSD | 4 | 1 | 1 | 1 | 1 | 1 | 1 | 1 | 1 | 1 | 1 | 1 | 1 | 560.7477 | 0 | 3375.2935 | 0 | 0 | 0 | 1 | 0 | 0 | 1
116 | Appliances | Office Equipment | Energy Star Servers | Lodging/Hospitality | New | CloNgsd116 | 1 | 1.1682 | 9345.7944 | 0 | GSD | 4 | 1 | 1 | 1 | 1 | 1 | 1 | 1 | 1 | 1 | 1 | 1 | 1 | 560.7477 | 0 | 3375.2935 | 0 | 0 | 0 | 1 | 0 | 0 | 1
116 | Appliances | Office Equipment | Energy Star Servers | Miscellaneous | Turnover | CmiTgsd116 | 1 | 1.0631 | 9009.009 | 0 | GSD | 4 | 1 | 1 | 1 | 1 | 1 | 1 | 1 | 1 | 1 | 1 | 1 | 1 | 540.5405 | 0 | 3253.6613 | 0 | 0 | 0 | 1 | 0 | 0 | 1
116 | Appliances | Office Equipment | Energy Star Servers | Miscellaneous | New | CmiNgsd116 | 1 | 1.0631 | 9009.009 | 0 | GSD | 4 | 1 | 1 | 1 | 1 | 1 | 1 | 1 | 1 | 1 | 1 | 1 | 1 | 540.5405 | 0 | 3253.6613 | 0 | 0 | 0 | 1 | 0 | 0 | 1
116 | Appliances | Office Equipment | Energy Star Servers | Offices | Turnover | CofTgsd116 | 1 | 1.0631 | 9009.009 | 0 | GSD | 4 | 1 | 1 | 1 | 1 | 1 | 1 | 1 | 1 | 1 | 1 | 1 | 1 | 540.5405 | 0 | 3253.6613 | 0 | 0 | 0 | 1 | 0 | 0 | 1
116 | Appliances | Office Equipment | Energy Star Servers | Offices | New | CofNgsd116 | 1 | 1.0631 | 9009.009 | 0 | GSD | 4 | 1 | 1 | 1 | 1 | 1 | 1 | 1 | 1 | 1 | 1 | 1 | 1 | 540.5405 | 0 | 3253.6613 | 0 | 0 | 0 | 1 | 0 | 0 | 1
116 | Appliances | Office Equipment | Energy Star Servers | Restaurants | Turnover | CreTgsd116 | 1 | 0.37313 | 7462.6866 | 0 | GSD | 4 | 1 | 1 | 1 | 1 | 1 | 1 | 1 | 1 | 1 | 1 | 1 | 1 | 447.7612 | 0 | 2695.197 | 0 | 0 | 0 | 1 | 0 | 0 | 1
116 | Appliances | Office Equipment | Energy Star Servers | Restaurants | New | CreNgsd116 | 1 | 0.37313 | 7462.6866 | 0 | GSD | 4 | 1 | 1 | 1 | 1 | 1 | 1 | 1 | 1 | 1 | 1 | 1 | 1 | 447.7612 | 0 | 2695.197 | 0 | 0 | 0 | 1 | 0 | 0 | 1
116 | Appliances | Office Equipment | Energy Star Servers | Retail | Turnover | CrtTgsd116 | 1 | 0.55245 | 6993.007 | 0 | GSD | 4 | 1 | 1 | 1 | 1 | 1 | 1 | 1 | 1 | 1 | 1 | 1 | 1 | 419.5804 | 0 | 2525.5692 | 0 | 0 | 0 | 1 | 0 | 0 | 1
116 | Appliances | Office Equipment | Energy Star Servers | Retail | New | CrtNgsd116 | 1 | 0.55245 | 6993.007 | 0 | GSD | 4 | 1 | 1 | 1 | 1 | 1 | 1 | 1 | 1 | 1 | 1 | 1 | 1 | 419.5804 | 0 | 2525.5692 | 0 | 0 | 0 | 1 | 0 | 0 | 1
116 | Appliances | Office Equipment | Energy Star Servers | Schools K-12 | Turnover | CscTgsd116 | 1 | 1.0388 | 9708.7379 | 0 | GSD | 4 | 1 | 1 | 1 | 1 | 1 | 1 | 1 | 1 | 1 | 1 | 1 | 1 | 582.5243 | 0 | 3506.3728 | 0 | 0 | 0 | 1 | 0 | 0 | 1
116 | Appliances | Office Equipment | Energy Star Servers | Schools K-12 | New | CscNgsd116 | 1 | 1.0388 | 9708.7379 | 0 | GSD | 4 | 1 | 1 | 1 | 1 | 1 | 1 | 1 | 1 | 1 | 1 | 1 | 1 | 582.5243 | 0 | 3506.3728 | 0 | 0 | 0 | 1 | 0 | 0 | 1
116 | Appliances | Office Equipment | Energy Star Servers | Warehouse | Turnover | CwaTgsd116 | 1 | 0.72549 | 6535.9477 | 0 | GSD | 4 | 1 | 1 | 1 | 1 | 1 | 1 | 1 | 1 | 1 | 1 | 1 | 1 | 392.1569 | 0 | 2360.4994 | 0 | 0 | 0 | 1 | 0 | 0 | 1
116 | Appliances | Office Equipment | Energy Star Servers | Warehouse | New | CwaNgsd116 | 1 | 0.72549 | 6535.9477 | 0 | GSD | 4 | 1 | 1 | 1 | 1 | 1 | 1 | 1 | 1 | 1 | 1 | 1 | 1 | 392.1569 | 0 | 2360.4994 | 0 | 0 | 0 | 1 | 0 | 0 | 1
117 | Appliances | Office Equipment | Energy Star Uninterruptable Power Supply | Assembly | Turnover | CasTgsd117 | 1 | 0.43275 | 5847.9532 | 0 | GSD | 15 | 1 | 1 | 1 | 1 | 1 | 1 | 1 | 1 | 1 | 1 | 1 | 1 | 350.8772 | 0 | 62583.359 | 0 | 0 | 0 | 1 | 0 | 0 | 1
117 | Appliances | Office Equipment | Energy Star Uninterruptable Power Supply | Assembly | New | CasNgsd117 | 1 | 0.43275 | 5847.9532 | 0 | GSD | 15 | 1 | 1 | 1 | 1 | 1 | 1 | 1 | 1 | 1 | 1 | 1 | 1 | 350.8772 | 0 | 62583.359 | 0 | 0 | 0 | 1 | 0 | 0 | 1
117 | Appliances | Office Equipment | Energy Star Uninterruptable Power Supply | College and University | Turnover | CcoTgsd117 | 1 | 1.0099 | 9900.9901 | 0 | GSD | 15 | 1 | 1 | 1 | 1 | 1 | 1 | 1 | 1 | 1 | 1 | 1 | 1 | 594.0594 | 0 | 105957.9642 | 0 | 0 | 0 | 1 | 0 | 0 | 1
117 | Appliances | Office Equipment | Energy Star Uninterruptable Power Supply | College and University | New | CcoNgsd117 | 1 | 1.0099 | 9900.9901 | 0 | GSD | 15 | 1 | 1 | 1 | 1 | 1 | 1 | 1 | 1 | 1 | 1 | 1 | 1 | 594.0594 | 0 | 105957.9642 | 0 | 0 | 0 | 1 | 0 | 0 | 1
117 | Appliances | Office Equipment | Energy Star Uninterruptable Power Supply | Data Center | Turnover | CdaTgsd117 | 1 | 1.0631 | 9009.009 | 0 | GSD | 15 | 1 | 1 | 1 | 1 | 1 | 1 | 1 | 1 | 1 | 1 | 1 | 1 | 540.5405 | 0 | 96412.2017 | 0 | 0 | 0 | 1 | 0 | 0 | 1
117 | Appliances | Office Equipment | Energy Star Uninterruptable Power Supply | Data Center | New | CdaNgsd117 | 1 | 1.0631 | 9009.009 | 0 | GSD | 15 | 1 | 1 | 1 | 1 | 1 | 1 | 1 | 1 | 1 | 1 | 1 | 1 | 540.5405 | 0 | 96412.2017 | 0 | 0 | 0 | 1 | 0 | 0 | 1
117 | Appliances | Office Equipment | Energy Star Uninterruptable Power Supply | Grocery | Turnover | CgrTgsd117 | 1 | 0.6 | 7407.4074 | 0 | GSD | 15 | 1 | 1 | 1 | 1 | 1 | 1 | 1 | 1 | 1 | 1 | 1 | 1 | 444.4444 | 0 | 79272.2547 | 0 | 0 | 0 | 1 | 0 | 0 | 1
117 | Appliances | Office Equipment | Energy Star Uninterruptable Power Supply | Grocery | New | CgrNgsd117 | 1 | 0.6 | 7407.4074 | 0 | GSD | 15 | 1 | 1 | 1 | 1 | 1 | 1 | 1 | 1 | 1 | 1 | 1 | 1 | 444.4444 | 0 | 79272.2547 | 0 | 0 | 0 | 1 | 0 | 0 | 1
117 | Appliances | Office Equipment | Energy Star Uninterruptable Power Supply | Healthcare | Turnover | CheTgsd117 | 1 | 1.0347 | 6944.4444 | 0 | GSD | 15 | 1 | 1 | 1 | 1 | 1 | 1 | 1 | 1 | 1 | 1 | 1 | 1 | 416.6667 | 0 | 74317.7388 | 0 | 0 | 0 | 1 | 0 | 0 | 1
117 | Appliances | Office Equipment | Energy Star Uninterruptable Power Supply | Healthcare | New | CheNgsd117 | 1 | 1.0347 | 6944.4444 | 0 | GSD | 15 | 1 | 1 | 1 | 1 | 1 | 1 | 1 | 1 | 1 | 1 | 1 | 1 | 416.6667 | 0 | 74317.7388 | 0 | 0 | 0 | 1 | 0 | 0 | 1
117 | Appliances | Office Equipment | Energy Star Uninterruptable Power Supply | Hospitals | Turnover | ChoTgsd117 | 1 | 1.0099 | 9900.9901 | 0 | GSD | 15 | 1 | 1 | 1 | 1 | 1 | 1 | 1 | 1 | 1 | 1 | 1 | 1 | 594.0594 | 0 | 105957.9642 | 0 | 0 | 0 | 1 | 0 | 0 | 1
117 | Appliances | Office Equipment | Energy Star Uninterruptable Power Supply | Hospitals | New | ChoNgsd117 | 1 | 1.0099 | 9900.9901 | 0 | GSD | 15 | 1 | 1 | 1 | 1 | 1 | 1 | 1 | 1 | 1 | 1 | 1 | 1 | 594.0594 | 0 | 105957.9642 | 0 | 0 | 0 | 1 | 0 | 0 | 1
117 | Appliances | Office Equipment | Energy Star Uninterruptable Power Supply | Institutional | Turnover | CinTgsd117 | 1 | 1.0811 | 9009.009 | 0 | GSD | 15 | 1 | 1 | 1 | 1 | 1 | 1 | 1 | 1 | 1 | 1 | 1 | 1 | 540.5405 | 0 | 96412.2017 | 0 | 0 | 0 | 1 | 0 | 0 | 1
117 | Appliances | Office Equipment | Energy Star Uninterruptable Power Supply | Institutional | New | CinNgsd117 | 1 | 1.0811 | 9009.009 | 0 | GSD | 15 | 1 | 1 | 1 | 1 | 1 | 1 | 1 | 1 | 1 | 1 | 1 | 1 | 540.5405 | 0 | 96412.2017 | 0 | 0 | 0 | 1 | 0 | 0 | 1
117 | Appliances | Office Equipment | Energy Star Uninterruptable Power Supply | Lodging/Hospitality | Turnover | CloTgsd117 | 1 | 1.1682 | 9345.7944 | 0 | GSD | 15 | 1 | 1 | 1 | 1 | 1 | 1 | 1 | 1 | 1 | 1 | 1 | 1 | 560.7477 | 0 | 100016.3961 | 0 | 0 | 0 | 1 | 0 | 0 | 1
117 | Appliances | Office Equipment | Energy Star Uninterruptable Power Supply | Lodging/Hospitality | New | CloNgsd117 | 1 | 1.1682 | 9345.7944 | 0 | GSD | 15 | 1 | 1 | 1 | 1 | 1 | 1 | 1 | 1 | 1 | 1 | 1 | 1 | 560.7477 | 0 | 100016.3961 | 0 | 0 | 0 | 1 | 0 | 0 | 1
117 | Appliances | Office Equipment | Energy Star Uninterruptable Power Supply | Miscellaneous | Turnover | CmiTgsd117 | 1 | 1.0631 | 9009.009 | 0 | GSD | 15 | 1 | 1 | 1 | 1 | 1 | 1 | 1 | 1 | 1 | 1 | 1 | 1 | 540.5405 | 0 | 96412.2017 | 0 | 0 | 0 | 1 | 0 | 0 | 1
117 | Appliances | Office Equipment | Energy Star Uninterruptable Power Supply | Miscellaneous | New | CmiNgsd117 | 1 | 1.0631 | 9009.009 | 0 | GSD | 15 | 1 | 1 | 1 | 1 | 1 | 1 | 1 | 1 | 1 | 1 | 1 | 1 | 540.5405 | 0 | 96412.2017 | 0 | 0 | 0 | 1 | 0 | 0 | 1
117 | Appliances | Office Equipment | Energy Star Uninterruptable Power Supply | Offices | Turnover | CofTgsd117 | 1 | 1.0631 | 9009.009 | 0 | GSD | 15 | 1 | 1 | 1 | 1 | 1 | 1 | 1 | 1 | 1 | 1 | 1 | 1 | 540.5405 | 0 | 96412.2017 | 0 | 0 | 0 | 1 | 0 | 0 | 1
117 | Appliances | Office Equipment | Energy Star Uninterruptable Power Supply | Offices | New | CofNgsd117 | 1 | 1.0631 | 9009.009 | 0 | GSD | 15 | 1 | 1 | 1 | 1 | 1 | 1 | 1 | 1 | 1 | 1 | 1 | 1 | 540.5405 | 0 | 96412.2017 | 0 | 0 | 0 | 1 | 0 | 0 | 1
117 | Appliances | Office Equipment | Energy Star Uninterruptable Power Supply | Restaurants | Turnover | CreTgsd117 | 1 | 0.37313 | 7462.6866 | 0 | GSD | 15 | 1 | 1 | 1 | 1 | 1 | 1 | 1 | 1 | 1 | 1 | 1 | 1 | 447.7612 | 0 | 79863.8387 | 0 | 0 | 0 | 1 | 0 | 0 | 1
117 | Appliances | Office Equipment | Energy Star Uninterruptable Power Supply | Restaurants | New | CreNgsd117 | 1 | 0.37313 | 7462.6866 | 0 | GSD | 15 | 1 | 1 | 1 | 1 | 1 | 1 | 1 | 1 | 1 | 1 | 1 | 1 | 447.7612 | 0 | 79863.8387 | 0 | 0 | 0 | 1 | 0 | 0 | 1
117 | Appliances | Office Equipment | Energy Star Uninterruptable Power Supply | Retail | Turnover | CrtTgsd117 | 1 | 0.55245 | 6993.007 | 0 | GSD | 15 | 1 | 1 | 1 | 1 | 1 | 1 | 1 | 1 | 1 | 1 | 1 | 1 | 419.5804 | 0 | 74837.4433 | 0 | 0 | 0 | 1 | 0 | 0 | 1
117 | Appliances | Office Equipment | Energy Star Uninterruptable Power Supply | Retail | New | CrtNgsd117 | 1 | 0.55245 | 6993.007 | 0 | GSD | 15 | 1 | 1 | 1 | 1 | 1 | 1 | 1 | 1 | 1 | 1 | 1 | 1 | 419.5804 | 0 | 74837.4433 | 0 | 0 | 0 | 1 | 0 | 0 | 1
117 | Appliances | Office Equipment | Energy Star Uninterruptable Power Supply | Schools K-12 | Turnover | CscTgsd117 | 1 | 1.0388 | 9708.7379 | 0 | GSD | 15 | 1 | 1 | 1 | 1 | 1 | 1 | 1 | 1 | 1 | 1 | 1 | 1 | 582.5243 | 0 | 103900.528 | 0 | 0 | 0 | 1 | 0 | 0 | 1
117 | Appliances | Office Equipment | Energy Star Uninterruptable Power Supply | Schools K-12 | New | CscNgsd117 | 1 | 1.0388 | 9708.7379 | 0 | GSD | 15 | 1 | 1 | 1 | 1 | 1 | 1 | 1 | 1 | 1 | 1 | 1 | 1 | 582.5243 | 0 | 103900.528 | 0 | 0 | 0 | 1 | 0 | 0 | 1
117 | Appliances | Office Equipment | Energy Star Uninterruptable Power Supply | Warehouse | Turnover | CwaTgsd117 | 1 | 0.72549 | 6535.9477 | 0 | GSD | 15 | 1 | 1 | 1 | 1 | 1 | 1 | 1 | 1 | 1 | 1 | 1 | 1 | 392.1569 | 0 | 69946.1071 | 0 | 0 | 0 | 1 | 0 | 0 | 1
117 | Appliances | Office Equipment | Energy Star Uninterruptable Power Supply | Warehouse | New | CwaNgsd117 | 1 | 0.72549 | 6535.9477 | 0 | GSD | 15 | 1 | 1 | 1 | 1 | 1 | 1 | 1 | 1 | 1 | 1 | 1 | 1 | 392.1569 | 0 | 69946.1071 | 0 | 0 | 0 | 1 | 0 | 0 | 1
118 | Appliances | Office Equipment | Network PC Power Management | Assembly | Existing | CasEgsd118 | 1 | 0.43275 | 5847.9532 | 0 | GSD | 5 | 0.57723 | 0.60437 | 0.83705 | 1.097 | 1.2026 | 1.2026 | 1.289 | 1.2891 | 1.2453 | 1.1192 | 0.77553 | 0.85362 | 294.0538 | 0 | 1089.6807 | 0 | 0 | 0 | 1 | 0 | 0 | 1.0077
118 | Appliances | Office Equipment | Network PC Power Management | Assembly | New | CasNgsd118 | 1 | 0.43275 | 5847.9532 | 0 | GSD | 5 | 0.57723 | 0.60437 | 0.83705 | 1.097 | 1.2026 | 1.2026 | 1.289 | 1.2891 | 1.2453 | 1.1192 | 0.77553 | 0.85362 | 294.0538 | 0 | 1089.6807 | 0 | 0 | 0 | 1 | 0 | 0 | 1.0077
118 | Appliances | Office Equipment | Network PC Power Management | College and University | Existing | CcoEgsd118 | 1 | 1.0099 | 9900.9901 | 0 | GSD | 5 | 0.57723 | 0.60437 | 0.83705 | 1.097 | 1.2026 | 1.2026 | 1.289 | 1.2891 | 1.2453 | 1.1192 | 0.77553 | 0.85362 | 497.8535 | 0 | 1844.905 | 0 | 0 | 0 | 1 | 0 | 0 | 1.0077
118 | Appliances | Office Equipment | Network PC Power Management | College and University | New | CcoNgsd118 | 1 | 1.0099 | 9900.9901 | 0 | GSD | 5 | 0.57723 | 0.60437 | 0.83705 | 1.097 | 1.2026 | 1.2026 | 1.289 | 1.2891 | 1.2453 | 1.1192 | 0.77553 | 0.85362 | 497.8535 | 0 | 1844.905 | 0 | 0 | 0 | 1 | 0 | 0 | 1.0077
118 | Appliances | Office Equipment | Network PC Power Management | Data Center | Existing | CdaEgsd118 | 1 | 1.0631 | 9009.009 | 0 | GSD | 5 | 0.57723 | 0.60437 | 0.83705 | 1.097 | 1.2026 | 1.2026 | 1.289 | 1.2891 | 1.2453 | 1.1192 | 0.77553 | 0.85362 | 453.0018 | 0 | 1678.6973 | 0 | 0 | 0 | 1 | 0 | 0 | 1.0077
118 | Appliances | Office Equipment | Network PC Power Management | Data Center | New | CdaNgsd118 | 1 | 1.0631 | 9009.009 | 0 | GSD | 5 | 0.57723 | 0.60437 | 0.83705 | 1.097 | 1.2026 | 1.2026 | 1.289 | 1.2891 | 1.2453 | 1.1192 | 0.77553 | 0.85362 | 453.0018 | 0 | 1678.6973 | 0 | 0 | 0 | 1 | 0 | 0 | 1.0077
118 | Appliances | Office Equipment | Network PC Power Management | Grocery | Existing | CgrEgsd118 | 1 | 0.6 | 7407.4074 | 0 | GSD | 5 | 0.57723 | 0.60437 | 0.83705 | 1.097 | 1.2026 | 1.2026 | 1.289 | 1.2891 | 1.2453 | 1.1192 | 0.77553 | 0.85362 | 372.4682 | 0 | 1380.2622 | 0 | 0 | 0 | 1 | 0 | 0 | 1.0077
118 | Appliances | Office Equipment | Network PC Power Management | Grocery | New | CgrNgsd118 | 1 | 0.6 | 7407.4074 | 0 | GSD | 5 | 0.57723 | 0.60437 | 0.83705 | 1.097 | 1.2026 | 1.2026 | 1.289 | 1.2891 | 1.2453 | 1.1192 | 0.77553 | 0.85362 | 372.4682 | 0 | 1380.2622 | 0 | 0 | 0 | 1 | 0 | 0 | 1.0077
118 | Appliances | Office Equipment | Network PC Power Management | Healthcare | Existing | CheEgsd118 | 1 | 1.0347 | 6944.4444 | 0 | GSD | 5 | 0.57723 | 0.60437 | 0.83705 | 1.097 | 1.2026 | 1.2026 | 1.289 | 1.2891 | 1.2453 | 1.1192 | 0.77553 | 0.85362 | 349.1889 | 0 | 1293.9959 | 0 | 0 | 0 | 1 | 0 | 0 | 1.0077
118 | Appliances | Office Equipment | Network PC Power Management | Healthcare | New | CheNgsd118 | 1 | 1.0347 | 6944.4444 | 0 | GSD | 5 | 0.57723 | 0.60437 | 0.83705 | 1.097 | 1.2026 | 1.2026 | 1.289 | 1.2891 | 1.2453 | 1.1192 | 0.77553 | 0.85362 | 349.1889 | 0 | 1293.9959 | 0 | 0 | 0 | 1 | 0 | 0 | 1.0077
118 | Appliances | Office Equipment | Network PC Power Management | Hospitals | Existing | ChoEgsd118 | 1 | 1.0099 | 9900.9901 | 0 | GSD | 5 | 0.57723 | 0.60437 | 0.83705 | 1.097 | 1.2026 | 1.2026 | 1.289 | 1.2891 | 1.2453 | 1.1192 | 0.77553 | 0.85362 | 497.8535 | 0 | 1844.905 | 0 | 0 | 0 | 1 | 0 | 0 | 1.0077
118 | Appliances | Office Equipment | Network PC Power Management | Hospitals | New | ChoNgsd118 | 1 | 1.0099 | 9900.9901 | 0 | GSD | 5 | 0.57723 | 0.60437 | 0.83705 | 1.097 | 1.2026 | 1.2026 | 1.289 | 1.2891 | 1.2453 | 1.1192 | 0.77553 | 0.85362 | 497.8535 | 0 | 1844.905 | 0 | 0 | 0 | 1 | 0 | 0 | 1.0077
118 | Appliances | Office Equipment | Network PC Power Management | Institutional | Existing | CinEgsd118 | 1 | 1.0811 | 9009.009 | 0 | GSD | 5 | 0.57723 | 0.60437 | 0.83705 | 1.097 | 1.2026 | 1.2026 | 1.289 | 1.2891 | 1.2453 | 1.1192 | 0.77553 | 0.85362 | 453.0018 | 0 | 1678.6973 | 0 | 0 | 0 | 1 | 0 | 0 | 1.0077
118 | Appliances | Office Equipment | Network PC Power Management | Institutional | New | CinNgsd118 | 1 | 1.0811 | 9009.009 | 0 | GSD | 5 | 0.57723 | 0.60437 | 0.83705 | 1.097 | 1.2026 | 1.2026 | 1.289 | 1.2891 | 1.2453 | 1.1192 | 0.77553 | 0.85362 | 453.0018 | 0 | 1678.6973 | 0 | 0 | 0 | 1 | 0 | 0 | 1.0077
118 | Appliances | Office Equipment | Network PC Power Management | Lodging/Hospitality | Existing | CloEgsd118 | 1 | 1.1682 | 9345.7944 | 0 | GSD | 5 | 0.57723 | 0.60437 | 0.83705 | 1.097 | 1.2026 | 1.2026 | 1.289 | 1.2891 | 1.2453 | 1.1192 | 0.77553 | 0.85362 | 469.9365 | 0 | 1741.4524 | 0 | 0 | 0 | 1 | 0 | 0 | 1.0077
118 | Appliances | Office Equipment | Network PC Power Management | Lodging/Hospitality | New | CloNgsd118 | 1 | 1.1682 | 9345.7944 | 0 | GSD | 5 | 0.57723 | 0.60437 | 0.83705 | 1.097 | 1.2026 | 1.2026 | 1.289 | 1.2891 | 1.2453 | 1.1192 | 0.77553 | 0.85362 | 469.9365 | 0 | 1741.4524 | 0 | 0 | 0 | 1 | 0 | 0 | 1.0077
118 | Appliances | Office Equipment | Network PC Power Management | Miscellaneous | Existing | CmiEgsd118 | 1 | 1.0631 | 9009.009 | 0 | GSD | 5 | 0.57723 | 0.60437 | 0.83705 | 1.097 | 1.2026 | 1.2026 | 1.289 | 1.2891 | 1.2453 | 1.1192 | 0.77553 | 0.85362 | 453.0018 | 0 | 1678.6973 | 0 | 0 | 0 | 1 | 0 | 0 | 1.0077
118 | Appliances | Office Equipment | Network PC Power Management | Miscellaneous | New | CmiNgsd118 | 1 | 1.0631 | 9009.009 | 0 | GSD | 5 | 0.57723 | 0.60437 | 0.83705 | 1.097 | 1.2026 | 1.2026 | 1.289 | 1.2891 | 1.2453 | 1.1192 | 0.77553 | 0.85362 | 453.0018 | 0 | 1678.6973 | 0 | 0 | 0 | 1 | 0 | 0 | 1.0077
118 | Appliances | Office Equipment | Network PC Power Management | Offices | Existing | CofEgsd118 | 1 | 1.0631 | 9009.009 | 0 | GSD | 5 | 0.57723 | 0.60437 | 0.83705 | 1.097 | 1.2026 | 1.2026 | 1.289 | 1.2891 | 1.2453 | 1.1192 | 0.77553 | 0.85362 | 453.0018 | 0 | 1678.6973 | 0 | 0 | 0 | 1 | 0 | 0 | 1.0077
118 | Appliances | Office Equipment | Network PC Power Management | Offices | New | CofNgsd118 | 1 | 1.0631 | 9009.009 | 0 | GSD | 5 | 0.57723 | 0.60437 | 0.83705 | 1.097 | 1.2026 | 1.2026 | 1.289 | 1.2891 | 1.2453 | 1.1192 | 0.77553 | 0.85362 | 453.0018 | 0 | 1678.6973 | 0 | 0 | 0 | 1 | 0 | 0 | 1.0077
118 | Appliances | Office Equipment | Network PC Power Management | Restaurants | Existing | CreEgsd118 | 1 | 0.37313 | 7462.6866 | 0 | GSD | 5 | 0.57723 | 0.60437 | 0.83705 | 1.097 | 1.2026 | 1.2026 | 1.289 | 1.2891 | 1.2453 | 1.1192 | 0.77553 | 0.85362 | 375.2478 | 0 | 1390.5627 | 0 | 0 | 0 | 1 | 0 | 0 | 1.0077
118 | Appliances | Office Equipment | Network PC Power Management | Restaurants | New | CreNgsd118 | 1 | 0.37313 | 7462.6866 | 0 | GSD | 5 | 0.57723 | 0.60437 | 0.83705 | 1.097 | 1.2026 | 1.2026 | 1.289 | 1.2891 | 1.2453 | 1.1192 | 0.77553 | 0.85362 | 375.2478 | 0 | 1390.5627 | 0 | 0 | 0 | 1 | 0 | 0 | 1.0077
118 | Appliances | Office Equipment | Network PC Power Management | Retail | Existing | CrtEgsd118 | 1 | 0.55245 | 6993.007 | 0 | GSD | 5 | 0.57723 | 0.60437 | 0.83705 | 1.097 | 1.2026 | 1.2026 | 1.289 | 1.2891 | 1.2453 | 1.1192 | 0.77553 | 0.85362 | 351.6308 | 0 | 1303.0448 | 0 | 0 | 0 | 1 | 0 | 0 | 1.0077
118 | Appliances | Office Equipment | Network PC Power Management | Retail | New | CrtNgsd118 | 1 | 0.55245 | 6993.007 | 0 | GSD | 5 | 0.57723 | 0.60437 | 0.83705 | 1.097 | 1.2026 | 1.2026 | 1.289 | 1.2891 | 1.2453 | 1.1192 | 0.77553 | 0.85362 | 351.6308 | 0 | 1303.0448 | 0 | 0 | 0 | 1 | 0 | 0 | 1.0077
118 | Appliances | Office Equipment | Network PC Power Management | Schools K-12 | Existing | CscEgsd118 | 1 | 1.0388 | 9708.7379 | 0 | GSD | 5 | 0.57723 | 0.60437 | 0.83705 | 1.097 | 1.2026 | 1.2026 | 1.289 | 1.2891 | 1.2453 | 1.1192 | 0.77553 | 0.85362 | 488.1864 | 0 | 1809.0816 | 0 | 0 | 0 | 1 | 0 | 0 | 1.0077
118 | Appliances | Office Equipment | Network PC Power Management | Schools K-12 | New | CscNgsd118 | 1 | 1.0388 | 9708.7379 | 0 | GSD | 5 | 0.57723 | 0.60437 | 0.83705 | 1.097 | 1.2026 | 1.2026 | 1.289 | 1.2891 | 1.2453 | 1.1192 | 0.77553 | 0.85362 | 488.1864 | 0 | 1809.0816 | 0 | 0 | 0 | 1 | 0 | 0 | 1.0077
118 | Appliances | Office Equipment | Network PC Power Management | Warehouse | Existing | CwaEgsd118 | 1 | 0.72549 | 6535.9477 | 0 | GSD | 5 | 0.57723 | 0.60437 | 0.83705 | 1.097 | 1.2026 | 1.2026 | 1.289 | 1.2891 | 1.2453 | 1.1192 | 0.77553 | 0.85362 | 328.6484 | 0 | 1217.8785 | 0 | 0 | 0 | 1 | 0 | 0 | 1.0077
118 | Appliances | Office Equipment | Network PC Power Management | Warehouse | New | CwaNgsd118 | 1 | 0.72549 | 6535.9477 | 0 | GSD | 5 | 0.57723 | 0.60437 | 0.83705 | 1.097 | 1.2026 | 1.2026 | 1.289 | 1.2891 | 1.2453 | 1.1192 | 0.77553 | 0.85362 | 328.6484 | 0 | 1217.8785 | 0 | 0 | 0 | 1 | 0 | 0 | 1.0077
119 | Appliances | Office Equipment | Server Virtualization | Assembly | Turnover | CasTgsd119 | 1 | 0.43275 | 5847.9532 | 0 | GSD | 5 | 0.57723 | 0.60437 | 0.83705 | 1.097 | 1.2026 | 1.2026 | 1.289 | 1.2891 | 1.2453 | 1.1192 | 0.77553 | 0.85362 | 350.8772 | 0 | 136.0183 | 0 | 0 | 0 | 1 | 0 | 0 | 1.0077
119 | Appliances | Office Equipment | Server Virtualization | Assembly | New | CasNgsd119 | 1 | 0.43275 | 5847.9532 | 0 | GSD | 5 | 0.57723 | 0.60437 | 0.83705 | 1.097 | 1.2026 | 1.2026 | 1.289 | 1.2891 | 1.2453 | 1.1192 | 0.77553 | 0.85362 | 350.8772 | 0 | 136.0183 | 0 | 0 | 0 | 1 | 0 | 0 | 1.0077
119 | Appliances | Office Equipment | Server Virtualization | College and University | Turnover | CcoTgsd119 | 1 | 1.0099 | 9900.9901 | 0 | GSD | 5 | 0.57723 | 0.60437 | 0.83705 | 1.097 | 1.2026 | 1.2026 | 1.289 | 1.2891 | 1.2453 | 1.1192 | 0.77553 | 0.85362 | 594.0594 | 0 | 230.2884 | 0 | 0 | 0 | 1 | 0 | 0 | 1.0077
119 | Appliances | Office Equipment | Server Virtualization | College and University | New | CcoNgsd119 | 1 | 1.0099 | 9900.9901 | 0 | GSD | 5 | 0.57723 | 0.60437 | 0.83705 | 1.097 | 1.2026 | 1.2026 | 1.289 | 1.2891 | 1.2453 | 1.1192 | 0.77553 | 0.85362 | 594.0594 | 0 | 230.2884 | 0 | 0 | 0 | 1 | 0 | 0 | 1.0077
119 | Appliances | Office Equipment | Server Virtualization | Data Center | Turnover | CdaTgsd119 | 1 | 1.0631 | 9009.009 | 0 | GSD | 5 | 0.57723 | 0.60437 | 0.83705 | 1.097 | 1.2026 | 1.2026 | 1.289 | 1.2891 | 1.2453 | 1.1192 | 0.77553 | 0.85362 | 540.5405 | 0 | 209.5417 | 0 | 0 | 0 | 1 | 0 | 0 | 1.0077
119 | Appliances | Office Equipment | Server Virtualization | Data Center | New | CdaNgsd119 | 1 | 1.0631 | 9009.009 | 0 | GSD | 5 | 0.57723 | 0.60437 | 0.83705 | 1.097 | 1.2026 | 1.2026 | 1.289 | 1.2891 | 1.2453 | 1.1192 | 0.77553 | 0.85362 | 540.5405 | 0 | 209.5417 | 0 | 0 | 0 | 1 | 0 | 0 | 1.0077
119 | Appliances | Office Equipment | Server Virtualization | Grocery | Turnover | CgrTgsd119 | 1 | 0.6 | 7407.4074 | 0 | GSD | 5 | 0.57723 | 0.60437 | 0.83705 | 1.097 | 1.2026 | 1.2026 | 1.289 | 1.2891 | 1.2453 | 1.1192 | 0.77553 | 0.85362 | 444.4444 | 0 | 172.2899 | 0 | 0 | 0 | 1 | 0 | 0 | 1.0077
119 | Appliances | Office Equipment | Server Virtualization | Grocery | New | CgrNgsd119 | 1 | 0.6 | 7407.4074 | 0 | GSD | 5 | 0.57723 | 0.60437 | 0.83705 | 1.097 | 1.2026 | 1.2026 | 1.289 | 1.2891 | 1.2453 | 1.1192 | 0.77553 | 0.85362 | 444.4444 | 0 | 172.2899 | 0 | 0 | 0 | 1 | 0 | 0 | 1.0077
119 | Appliances | Office Equipment | Server Virtualization | Healthcare | Turnover | CheTgsd119 | 1 | 1.0347 | 6944.4444 | 0 | GSD | 5 | 0.57723 | 0.60437 | 0.83705 | 1.097 | 1.2026 | 1.2026 | 1.289 | 1.2891 | 1.2453 | 1.1192 | 0.77553 | 0.85362 | 416.6667 | 0 | 161.5218 | 0 | 0 | 0 | 1 | 0 | 0 | 1.0077
119 | Appliances | Office Equipment | Server Virtualization | Healthcare | New | CheNgsd119 | 1 | 1.0347 | 6944.4444 | 0 | GSD | 5 | 0.57723 | 0.60437 | 0.83705 | 1.097 | 1.2026 | 1.2026 | 1.289 | 1.2891 | 1.2453 | 1.1192 | 0.77553 | 0.85362 | 416.6667 | 0 | 161.5218 | 0 | 0 | 0 | 1 | 0 | 0 | 1.0077
119 | Appliances | Office Equipment | Server Virtualization | Hospitals | Turnover | ChoTgsd119 | 1 | 1.0099 | 9900.9901 | 0 | GSD | 5 | 0.57723 | 0.60437 | 0.83705 | 1.097 | 1.2026 | 1.2026 | 1.289 | 1.2891 | 1.2453 | 1.1192 | 0.77553 | 0.85362 | 594.0594 | 0 | 230.2884 | 0 | 0 | 0 | 1 | 0 | 0 | 1.0077
119 | Appliances | Office Equipment | Server Virtualization | Hospitals | New | ChoNgsd119 | 1 | 1.0099 | 9900.9901 | 0 | GSD | 5 | 0.57723 | 0.60437 | 0.83705 | 1.097 | 1.2026 | 1.2026 | 1.289 | 1.2891 | 1.2453 | 1.1192 | 0.77553 | 0.85362 | 594.0594 | 0 | 230.2884 | 0 | 0 | 0 | 1 | 0 | 0 | 1.0077
119 | Appliances | Office Equipment | Server Virtualization | Institutional | Turnover | CinTgsd119 | 1 | 1.0811 | 9009.009 | 0 | GSD | 5 | 0.57723 | 0.60437 | 0.83705 | 1.097 | 1.2026 | 1.2026 | 1.289 | 1.2891 | 1.2453 | 1.1192 | 0.77553 | 0.85362 | 540.5405 | 0 | 209.5417 | 0 | 0 | 0 | 1 | 0 | 0 | 1.0077
119 | Appliances | Office Equipment | Server Virtualization | Institutional | New | CinNgsd119 | 1 | 1.0811 | 9009.009 | 0 | GSD | 5 | 0.57723 | 0.60437 | 0.83705 | 1.097 | 1.2026 | 1.2026 | 1.289 | 1.2891 | 1.2453 | 1.1192 | 0.77553 | 0.85362 | 540.5405 | 0 | 209.5417 | 0 | 0 | 0 | 1 | 0 | 0 | 1.0077
119 | Appliances | Office Equipment | Server Virtualization | Lodging/Hospitality | Turnover | CloTgsd119 | 1 | 1.1682 | 9345.7944 | 0 | GSD | 5 | 0.57723 | 0.60437 | 0.83705 | 1.097 | 1.2026 | 1.2026 | 1.289 | 1.2891 | 1.2453 | 1.1192 | 0.77553 | 0.85362 | 560.7477 | 0 | 217.3751 | 0 | 0 | 0 | 1 | 0 | 0 | 1.0077
119 | Appliances | Office Equipment | Server Virtualization | Lodging/Hospitality | New | CloNgsd119 | 1 | 1.1682 | 9345.7944 | 0 | GSD | 5 | 0.57723 | 0.60437 | 0.83705 | 1.097 | 1.2026 | 1.2026 | 1.289 | 1.2891 | 1.2453 | 1.1192 | 0.77553 | 0.85362 | 560.7477 | 0 | 217.3751 | 0 | 0 | 0 | 1 | 0 | 0 | 1.0077
119 | Appliances | Office Equipment | Server Virtualization | Miscellaneous | Turnover | CmiTgsd119 | 1 | 1.0631 | 9009.009 | 0 | GSD | 5 | 0.57723 | 0.60437 | 0.83705 | 1.097 | 1.2026 | 1.2026 | 1.289 | 1.2891 | 1.2453 | 1.1192 | 0.77553 | 0.85362 | 540.5405 | 0 | 209.5417 | 0 | 0 | 0 | 1 | 0 | 0 | 1.0077
119 | Appliances | Office Equipment | Server Virtualization | Miscellaneous | New | CmiNgsd119 | 1 | 1.0631 | 9009.009 | 0 | GSD | 5 | 0.57723 | 0.60437 | 0.83705 | 1.097 | 1.2026 | 1.2026 | 1.289 | 1.2891 | 1.2453 | 1.1192 | 0.77553 | 0.85362 | 540.5405 | 0 | 209.5417 | 0 | 0 | 0 | 1 | 0 | 0 | 1.0077
119 | Appliances | Office Equipment | Server Virtualization | Offices | Turnover | CofTgsd119 | 1 | 1.0631 | 9009.009 | 0 | GSD | 5 | 0.57723 | 0.60437 | 0.83705 | 1.097 | 1.2026 | 1.2026 | 1.289 | 1.2891 | 1.2453 | 1.1192 | 0.77553 | 0.85362 | 540.5405 | 0 | 209.5417 | 0 | 0 | 0 | 1 | 0 | 0 | 1.0077
119 | Appliances | Office Equipment | Server Virtualization | Offices | New | CofNgsd119 | 1 | 1.0631 | 9009.009 | 0 | GSD | 5 | 0.57723 | 0.60437 | 0.83705 | 1.097 | 1.2026 | 1.2026 | 1.289 | 1.2891 | 1.2453 | 1.1192 | 0.77553 | 0.85362 | 540.5405 | 0 | 209.5417 | 0 | 0 | 0 | 1 | 0 | 0 | 1.0077
119 | Appliances | Office Equipment | Server Virtualization | Restaurants | Turnover | CreTgsd119 | 1 | 0.37313 | 7462.6866 | 0 | GSD | 5 | 0.57723 | 0.60437 | 0.83705 | 1.097 | 1.2026 | 1.2026 | 1.289 | 1.2891 | 1.2453 | 1.1192 | 0.77553 | 0.85362 | 447.7612 | 0 | 173.5756 | 0 | 0 | 0 | 1 | 0 | 0 | 1.0077
119 | Appliances | Office Equipment | Server Virtualization | Restaurants | New | CreNgsd119 | 1 | 0.37313 | 7462.6866 | 0 | GSD | 5 | 0.57723 | 0.60437 | 0.83705 | 1.097 | 1.2026 | 1.2026 | 1.289 | 1.2891 | 1.2453 | 1.1192 | 0.77553 | 0.85362 | 447.7612 | 0 | 173.5756 | 0 | 0 | 0 | 1 | 0 | 0 | 1.0077
119 | Appliances | Office Equipment | Server Virtualization | Retail | Turnover | CrtTgsd119 | 1 | 0.55245 | 6993.007 | 0 | GSD | 5 | 0.57723 | 0.60437 | 0.83705 | 1.097 | 1.2026 | 1.2026 | 1.289 | 1.2891 | 1.2453 | 1.1192 | 0.77553 | 0.85362 | 419.5804 | 0 | 162.6513 | 0 | 0 | 0 | 1 | 0 | 0 | 1.0077
119 | Appliances | Office Equipment | Server Virtualization | Retail | New | CrtNgsd119 | 1 | 0.55245 | 6993.007 | 0 | GSD | 5 | 0.57723 | 0.60437 | 0.83705 | 1.097 | 1.2026 | 1.2026 | 1.289 | 1.2891 | 1.2453 | 1.1192 | 0.77553 | 0.85362 | 419.5804 | 0 | 162.6513 | 0 | 0 | 0 | 1 | 0 | 0 | 1.0077
119 | Appliances | Office Equipment | Server Virtualization | Schools K-12 | Turnover | CscTgsd119 | 1 | 1.0388 | 9708.7379 | 0 | GSD | 5 | 0.57723 | 0.60437 | 0.83705 | 1.097 | 1.2026 | 1.2026 | 1.289 | 1.2891 | 1.2453 | 1.1192 | 0.77553 | 0.85362 | 582.5243 | 0 | 225.8168 | 0 | 0 | 0 | 1 | 0 | 0 | 1.0077
119 | Appliances | Office Equipment | Server Virtualization | Schools K-12 | New | CscNgsd119 | 1 | 1.0388 | 9708.7379 | 0 | GSD | 5 | 0.57723 | 0.60437 | 0.83705 | 1.097 | 1.2026 | 1.2026 | 1.289 | 1.2891 | 1.2453 | 1.1192 | 0.77553 | 0.85362 | 582.5243 | 0 | 225.8168 | 0 | 0 | 0 | 1 | 0 | 0 | 1.0077
119 | Appliances | Office Equipment | Server Virtualization | Warehouse | Turnover | CwaTgsd119 | 1 | 0.72549 | 6535.9477 | 0 | GSD | 5 | 0.57723 | 0.60437 | 0.83705 | 1.097 | 1.2026 | 1.2026 | 1.289 | 1.2891 | 1.2453 | 1.1192 | 0.77553 | 0.85362 | 392.1569 | 0 | 152.0205 | 0 | 0 | 0 | 1 | 0 | 0 | 1.0077
119 | Appliances | Office Equipment | Server Virtualization | Warehouse | New | CwaNgsd119 | 1 | 0.72549 | 6535.9477 | 0 | GSD | 5 | 0.57723 | 0.60437 | 0.83705 | 1.097 | 1.2026 | 1.2026 | 1.289 | 1.2891 | 1.2453 | 1.1192 | 0.77553 | 0.85362 | 392.1569 | 0 | 152.0205 | 0 | 0 | 0 | 1 | 0 | 0 | 1.0077
120 | Appliances | Office Equipment | Smart Strip Plug Outlet | Assembly | Existing | CasEgsd120 | 1 | 0.43275 | 5847.9532 | 0 | GSD | 8 | 1 | 1 | 1 | 1 | 1 | 1 | 1 | 1 | 1 | 1 | 1 | 1 | 350.8772 | 0 | 2528.8446 | 0 | 0 | 0 | 1 | 0 | 0 | 1
120 | Appliances | Office Equipment | Smart Strip Plug Outlet | Assembly | New | CasNgsd120 | 1 | 0.43275 | 5847.9532 | 0 | GSD | 8 | 1 | 1 | 1 | 1 | 1 | 1 | 1 | 1 | 1 | 1 | 1 | 1 | 350.8772 | 0 | 2528.8446 | 0 | 0 | 0 | 1 | 0 | 0 | 1
120 | Appliances | Office Equipment | Smart Strip Plug Outlet | College and University | Existing | CcoEgsd120 | 1 | 1.0099 | 9900.9901 | 0 | GSD | 8 | 1 | 1 | 1 | 1 | 1 | 1 | 1 | 1 | 1 | 1 | 1 | 1 | 594.0594 | 0 | 1318.7034 | 0 | 0 | 0 | 1 | 0 | 0 | 1
120 | Appliances | Office Equipment | Smart Strip Plug Outlet | College and University | New | CcoNgsd120 | 1 | 1.0099 | 9900.9901 | 0 | GSD | 8 | 1 | 1 | 1 | 1 | 1 | 1 | 1 | 1 | 1 | 1 | 1 | 1 | 594.0594 | 0 | 1318.7034 | 0 | 0 | 0 | 1 | 0 | 0 | 1
120 | Appliances | Office Equipment | Smart Strip Plug Outlet | Data Center | Existing | CdaEgsd120 | 1 | 1.0631 | 9009.009 | 0 | GSD | 8 | 1 | 1 | 1 | 1 | 1 | 1 | 1 | 1 | 1 | 1 | 1 | 1 | 540.5405 | 0 | 1241.26 | 0 | 0 | 0 | 1 | 0 | 0 | 1
120 | Appliances | Office Equipment | Smart Strip Plug Outlet | Data Center | New | CdaNgsd120 | 1 | 1.0631 | 9009.009 | 0 | GSD | 8 | 1 | 1 | 1 | 1 | 1 | 1 | 1 | 1 | 1 | 1 | 1 | 1 | 540.5405 | 0 | 1241.26 | 0 | 0 | 0 | 1 | 0 | 0 | 1
120 | Appliances | Office Equipment | Smart Strip Plug Outlet | Grocery | Existing | CgrEgsd120 | 1 | 0.6 | 7407.4074 | 0 | GSD | 8 | 1 | 1 | 1 | 1 | 1 | 1 | 1 | 1 | 1 | 1 | 1 | 1 | 444.4444 | 0 | 31271.3769 | 0 | 0 | 0 | 1 | 0 | 0 | 1
120 | Appliances | Office Equipment | Smart Strip Plug Outlet | Grocery | New | CgrNgsd120 | 1 | 0.6 | 7407.4074 | 0 | GSD | 8 | 1 | 1 | 1 | 1 | 1 | 1 | 1 | 1 | 1 | 1 | 1 | 1 | 444.4444 | 0 | 31271.3769 | 0 | 0 | 0 | 1 | 0 | 0 | 1
120 | Appliances | Office Equipment | Smart Strip Plug Outlet | Healthcare | Existing | CheEgsd120 | 1 | 1.0347 | 6944.4444 | 0 | GSD | 8 | 1 | 1 | 1 | 1 | 1 | 1 | 1 | 1 | 1 | 1 | 1 | 1 | 416.6667 | 0 | 972.441 | 0 | 0 | 0 | 1 | 0 | 0 | 1
120 | Appliances | Office Equipment | Smart Strip Plug Outlet | Healthcare | New | CheNgsd120 | 1 | 1.0347 | 6944.4444 | 0 | GSD | 8 | 1 | 1 | 1 | 1 | 1 | 1 | 1 | 1 | 1 | 1 | 1 | 1 | 416.6667 | 0 | 972.441 | 0 | 0 | 0 | 1 | 0 | 0 | 1
120 | Appliances | Office Equipment | Smart Strip Plug Outlet | Hospitals | Existing | ChoEgsd120 | 1 | 1.0099 | 9900.9901 | 0 | GSD | 8 | 1 | 1 | 1 | 1 | 1 | 1 | 1 | 1 | 1 | 1 | 1 | 1 | 594.0594 | 0 | 468.0213 | 0 | 0 | 0 | 1 | 0 | 0 | 1
120 | Appliances | Office Equipment | Smart Strip Plug Outlet | Hospitals | New | ChoNgsd120 | 1 | 1.0099 | 9900.9901 | 0 | GSD | 8 | 1 | 1 | 1 | 1 | 1 | 1 | 1 | 1 | 1 | 1 | 1 | 1 | 594.0594 | 0 | 468.0213 | 0 | 0 | 0 | 1 | 0 | 0 | 1
120 | Appliances | Office Equipment | Smart Strip Plug Outlet | Institutional | Existing | CinEgsd120 | 1 | 1.0811 | 9009.009 | 0 | GSD | 8 | 1 | 1 | 1 | 1 | 1 | 1 | 1 | 1 | 1 | 1 | 1 | 1 | 540.5405 | 0 | 10837.9056 | 0 | 0 | 0 | 1 | 0 | 0 | 1
120 | Appliances | Office Equipment | Smart Strip Plug Outlet | Institutional | New | CinNgsd120 | 1 | 1.0811 | 9009.009 | 0 | GSD | 8 | 1 | 1 | 1 | 1 | 1 | 1 | 1 | 1 | 1 | 1 | 1 | 1 | 540.5405 | 0 | 10837.9056 | 0 | 0 | 0 | 1 | 0 | 0 | 1
120 | Appliances | Office Equipment | Smart Strip Plug Outlet | Lodging/Hospitality | Existing | CloEgsd120 | 1 | 1.1682 | 9345.7944 | 0 | GSD | 8 | 1 | 1 | 1 | 1 | 1 | 1 | 1 | 1 | 1 | 1 | 1 | 1 | 560.7477 | 0 | 1318.5143 | 0 | 0 | 0 | 1 | 0 | 0 | 1
120 | Appliances | Office Equipment | Smart Strip Plug Outlet | Lodging/Hospitality | New | CloNgsd120 | 1 | 1.1682 | 9345.7944 | 0 | GSD | 8 | 1 | 1 | 1 | 1 | 1 | 1 | 1 | 1 | 1 | 1 | 1 | 1 | 560.7477 | 0 | 1318.5143 | 0 | 0 | 0 | 1 | 0 | 0 | 1
120 | Appliances | Office Equipment | Smart Strip Plug Outlet | Miscellaneous | Existing | CmiEgsd120 | 1 | 1.0631 | 9009.009 | 0 | GSD | 8 | 1 | 1 | 1 | 1 | 1 | 1 | 1 | 1 | 1 | 1 | 1 | 1 | 540.5405 | 0 | 5199.6641 | 0 | 0 | 0 | 1 | 0 | 0 | 1
120 | Appliances | Office Equipment | Smart Strip Plug Outlet | Miscellaneous | New | CmiNgsd120 | 1 | 1.0631 | 9009.009 | 0 | GSD | 8 | 1 | 1 | 1 | 1 | 1 | 1 | 1 | 1 | 1 | 1 | 1 | 1 | 540.5405 | 0 | 5199.6641 | 0 | 0 | 0 | 1 | 0 | 0 | 1
120 | Appliances | Office Equipment | Smart Strip Plug Outlet | Offices | Existing | CofEgsd120 | 1 | 1.0631 | 9009.009 | 0 | GSD | 8 | 1 | 1 | 1 | 1 | 1 | 1 | 1 | 1 | 1 | 1 | 1 | 1 | 540.5405 | 0 | 611.7653 | 0 | 0 | 0 | 1 | 0 | 0 | 1
120 | Appliances | Office Equipment | Smart Strip Plug Outlet | Offices | New | CofNgsd120 | 1 | 1.0631 | 9009.009 | 0 | GSD | 8 | 1 | 1 | 1 | 1 | 1 | 1 | 1 | 1 | 1 | 1 | 1 | 1 | 540.5405 | 0 | 611.7653 | 0 | 0 | 0 | 1 | 0 | 0 | 1
120 | Appliances | Office Equipment | Smart Strip Plug Outlet | Restaurants | Existing | CreEgsd120 | 1 | 0.37313 | 7462.6866 | 0 | GSD | 8 | 1 | 1 | 1 | 1 | 1 | 1 | 1 | 1 | 1 | 1 | 1 | 1 | 447.7612 | 0 | 6300.9491 | 0 | 0 | 0 | 1 | 0 | 0 | 1
120 | Appliances | Office Equipment | Smart Strip Plug Outlet | Restaurants | New | CreNgsd120 | 1 | 0.37313 | 7462.6866 | 0 | GSD | 8 | 1 | 1 | 1 | 1 | 1 | 1 | 1 | 1 | 1 | 1 | 1 | 1 | 447.7612 | 0 | 6300.9491 | 0 | 0 | 0 | 1 | 0 | 0 | 1
120 | Appliances | Office Equipment | Smart Strip Plug Outlet | Retail | Existing | CrtEgsd120 | 1 | 0.55245 | 6993.007 | 0 | GSD | 8 | 1 | 1 | 1 | 1 | 1 | 1 | 1 | 1 | 1 | 1 | 1 | 1 | 419.5804 | 0 | 621.5316 | 0 | 0 | 0 | 1 | 0 | 0 | 1
120 | Appliances | Office Equipment | Smart Strip Plug Outlet | Retail | New | CrtNgsd120 | 1 | 0.55245 | 6993.007 | 0 | GSD | 8 | 1 | 1 | 1 | 1 | 1 | 1 | 1 | 1 | 1 | 1 | 1 | 1 | 419.5804 | 0 | 621.5316 | 0 | 0 | 0 | 1 | 0 | 0 | 1
120 | Appliances | Office Equipment | Smart Strip Plug Outlet | Schools K-12 | Existing | CscEgsd120 | 1 | 1.0388 | 9708.7379 | 0 | GSD | 8 | 1 | 1 | 1 | 1 | 1 | 1 | 1 | 1 | 1 | 1 | 1 | 1 | 582.5243 | 0 | 859.1803 | 0 | 0 | 0 | 1 | 0 | 0 | 1
120 | Appliances | Office Equipment | Smart Strip Plug Outlet | Schools K-12 | New | CscNgsd120 | 1 | 1.0388 | 9708.7379 | 0 | GSD | 8 | 1 | 1 | 1 | 1 | 1 | 1 | 1 | 1 | 1 | 1 | 1 | 1 | 582.5243 | 0 | 859.1803 | 0 | 0 | 0 | 1 | 0 | 0 | 1
120 | Appliances | Office Equipment | Smart Strip Plug Outlet | Warehouse | Existing | CwaEgsd120 | 1 | 0.72549 | 6535.9477 | 0 | GSD | 8 | 1 | 1 | 1 | 1 | 1 | 1 | 1 | 1 | 1 | 1 | 1 | 1 | 392.1569 | 0 | 2118.6216 | 0 | 0 | 0 | 1 | 0 | 0 | 1
120 | Appliances | Office Equipment | Smart Strip Plug Outlet | Warehouse | New | CwaNgsd120 | 1 | 0.72549 | 6535.9477 | 0 | GSD | 8 | 1 | 1 | 1 | 1 | 1 | 1 | 1 | 1 | 1 | 1 | 1 | 1 | 392.1569 | 0 | 2118.6216 | 0 | 0 | 0 | 1 | 0 | 0 | 1
121 | Appliances | Unit | Energy Star Commercial Clothes Washer | Assembly | Turnover | CasTgsd121 | 1 | 0.43275 | 5847.9532 | 0 | GSD | 7 | 0.536 | 0.638 | 0.811 | 0.882 | 1.033 | 1.022 | 1.038 | 1.051 | 1.035 | 1.017 | 0.878 | 0.562 | 350.8772 | 0 | 1617.0121 | 0 | 0 | 0 | 1 | 0 | 0 | 0.87525
121 | Appliances | Unit | Energy Star Commercial Clothes Washer | Assembly | New | CasNgsd121 | 1 | 0.43275 | 5847.9532 | 0 | GSD | 7 | 0.536 | 0.638 | 0.811 | 0.882 | 1.033 | 1.022 | 1.038 | 1.051 | 1.035 | 1.017 | 0.878 | 0.562 | 350.8772 | 0 | 1617.0121 | 0 | 0 | 0 | 1 | 0 | 0 | 0.87525
121 | Appliances | Unit | Energy Star Commercial Clothes Washer | College and University | Turnover | CcoTgsd121 | 1 | 1.0099 | 9900.9901 | 0 | GSD | 7 | 0.536 | 0.638 | 0.811 | 0.882 | 1.033 | 1.022 | 1.038 | 1.051 | 1.035 | 1.017 | 0.878 | 0.562 | 594.0594 | 0 | 2737.7136 | 0 | 0 | 0 | 1 | 0 | 0 | 0.87525
121 | Appliances | Unit | Energy Star Commercial Clothes Washer | College and University | New | CcoNgsd121 | 1 | 1.0099 | 9900.9901 | 0 | GSD | 7 | 0.536 | 0.638 | 0.811 | 0.882 | 1.033 | 1.022 | 1.038 | 1.051 | 1.035 | 1.017 | 0.878 | 0.562 | 594.0594 | 0 | 2737.7136 | 0 | 0 | 0 | 1 | 0 | 0 | 0.87525
121 | Appliances | Unit | Energy Star Commercial Clothes Washer | Data Center | Turnover | CdaTgsd121 | 1 | 1.0631 | 9009.009 | 0 | GSD | 7 | 0.536 | 0.638 | 0.811 | 0.882 | 1.033 | 1.022 | 1.038 | 1.051 | 1.035 | 1.017 | 0.878 | 0.562 | 540.5405 | 0 | 2491.0727 | 0 | 0 | 0 | 1 | 0 | 0 | 0.87525
121 | Appliances | Unit | Energy Star Commercial Clothes Washer | Data Center | New | CdaNgsd121 | 1 | 1.0631 | 9009.009 | 0 | GSD | 7 | 0.536 | 0.638 | 0.811 | 0.882 | 1.033 | 1.022 | 1.038 | 1.051 | 1.035 | 1.017 | 0.878 | 0.562 | 540.5405 | 0 | 2491.0727 | 0 | 0 | 0 | 1 | 0 | 0 | 0.87525
121 | Appliances | Unit | Energy Star Commercial Clothes Washer | Grocery | Turnover | CgrTgsd121 | 1 | 0.6 | 7407.4074 | 0 | GSD | 7 | 0.536 | 0.638 | 0.811 | 0.882 | 1.033 | 1.022 | 1.038 | 1.051 | 1.035 | 1.017 | 0.878 | 0.562 | 444.4444 | 0 | 2048.2154 | 0 | 0 | 0 | 1 | 0 | 0 | 0.87525
121 | Appliances | Unit | Energy Star Commercial Clothes Washer | Grocery | New | CgrNgsd121 | 1 | 0.6 | 7407.4074 | 0 | GSD | 7 | 0.536 | 0.638 | 0.811 | 0.882 | 1.033 | 1.022 | 1.038 | 1.051 | 1.035 | 1.017 | 0.878 | 0.562 | 444.4444 | 0 | 2048.2154 | 0 | 0 | 0 | 1 | 0 | 0 | 0.87525
121 | Appliances | Unit | Energy Star Commercial Clothes Washer | Healthcare | Turnover | CheTgsd121 | 1 | 1.0347 | 6944.4444 | 0 | GSD | 7 | 0.536 | 0.638 | 0.811 | 0.882 | 1.033 | 1.022 | 1.038 | 1.051 | 1.035 | 1.017 | 0.878 | 0.562 | 416.6667 | 0 | 1920.2019 | 0 | 0 | 0 | 1 | 0 | 0 | 0.87525
121 | Appliances | Unit | Energy Star Commercial Clothes Washer | Healthcare | New | CheNgsd121 | 1 | 1.0347 | 6944.4444 | 0 | GSD | 7 | 0.536 | 0.638 | 0.811 | 0.882 | 1.033 | 1.022 | 1.038 | 1.051 | 1.035 | 1.017 | 0.878 | 0.562 | 416.6667 | 0 | 1920.2019 | 0 | 0 | 0 | 1 | 0 | 0 | 0.87525
121 | Appliances | Unit | Energy Star Commercial Clothes Washer | Hospitals | Turnover | ChoTgsd121 | 1 | 1.0099 | 9900.9901 | 0 | GSD | 7 | 0.536 | 0.638 | 0.811 | 0.882 | 1.033 | 1.022 | 1.038 | 1.051 | 1.035 | 1.017 | 0.878 | 0.562 | 594.0594 | 0 | 2737.7136 | 0 | 0 | 0 | 1 | 0 | 0 | 0.87525
121 | Appliances | Unit | Energy Star Commercial Clothes Washer | Hospitals | New | ChoNgsd121 | 1 | 1.0099 | 9900.9901 | 0 | GSD | 7 | 0.536 | 0.638 | 0.811 | 0.882 | 1.033 | 1.022 | 1.038 | 1.051 | 1.035 | 1.017 | 0.878 | 0.562 | 594.0594 | 0 | 2737.7136 | 0 | 0 | 0 | 1 | 0 | 0 | 0.87525
121 | Appliances | Unit | Energy Star Commercial Clothes Washer | Institutional | Turnover | CinTgsd121 | 1 | 1.0811 | 9009.009 | 0 | GSD | 7 | 0.536 | 0.638 | 0.811 | 0.882 | 1.033 | 1.022 | 1.038 | 1.051 | 1.035 | 1.017 | 0.878 | 0.562 | 540.5405 | 0 | 2491.0727 | 0 | 0 | 0 | 1 | 0 | 0 | 0.87525
121 | Appliances | Unit | Energy Star Commercial Clothes Washer | Institutional | New | CinNgsd121 | 1 | 1.0811 | 9009.009 | 0 | GSD | 7 | 0.536 | 0.638 | 0.811 | 0.882 | 1.033 | 1.022 | 1.038 | 1.051 | 1.035 | 1.017 | 0.878 | 0.562 | 540.5405 | 0 | 2491.0727 | 0 | 0 | 0 | 1 | 0 | 0 | 0.87525
121 | Appliances | Unit | Energy Star Commercial Clothes Washer | Lodging/Hospitality | Turnover | CloTgsd121 | 1 | 1.1682 | 9345.7944 | 0 | GSD | 7 | 0.536 | 0.638 | 0.811 | 0.882 | 1.033 | 1.022 | 1.038 | 1.051 | 1.035 | 1.017 | 0.878 | 0.562 | 560.7477 | 0 | 2584.1969 | 0 | 0 | 0 | 1 | 0 | 0 | 0.87525
121 | Appliances | Unit | Energy Star Commercial Clothes Washer | Lodging/Hospitality | New | CloNgsd121 | 1 | 1.1682 | 9345.7944 | 0 | GSD | 7 | 0.536 | 0.638 | 0.811 | 0.882 | 1.033 | 1.022 | 1.038 | 1.051 | 1.035 | 1.017 | 0.878 | 0.562 | 560.7477 | 0 | 2584.1969 | 0 | 0 | 0 | 1 | 0 | 0 | 0.87525
121 | Appliances | Unit | Energy Star Commercial Clothes Washer | Miscellaneous | Turnover | CmiTgsd121 | 1 | 1.0631 | 9009.009 | 0 | GSD | 7 | 0.536 | 0.638 | 0.811 | 0.882 | 1.033 | 1.022 | 1.038 | 1.051 | 1.035 | 1.017 | 0.878 | 0.562 | 540.5405 | 0 | 2491.0727 | 0 | 0 | 0 | 1 | 0 | 0 | 0.87525
121 | Appliances | Unit | Energy Star Commercial Clothes Washer | Miscellaneous | New | CmiNgsd121 | 1 | 1.0631 | 9009.009 | 0 | GSD | 7 | 0.536 | 0.638 | 0.811 | 0.882 | 1.033 | 1.022 | 1.038 | 1.051 | 1.035 | 1.017 | 0.878 | 0.562 | 540.5405 | 0 | 2491.0727 | 0 | 0 | 0 | 1 | 0 | 0 | 0.87525
121 | Appliances | Unit | Energy Star Commercial Clothes Washer | Offices | Turnover | CofTgsd121 | 1 | 1.0631 | 9009.009 | 0 | GSD | 7 | 0.536 | 0.638 | 0.811 | 0.882 | 1.033 | 1.022 | 1.038 | 1.051 | 1.035 | 1.017 | 0.878 | 0.562 | 540.5405 | 0 | 2491.0727 | 0 | 0 | 0 | 1 | 0 | 0 | 0.87525
121 | Appliances | Unit | Energy Star Commercial Clothes Washer | Offices | New | CofNgsd121 | 1 | 1.0631 | 9009.009 | 0 | GSD | 7 | 0.536 | 0.638 | 0.811 | 0.882 | 1.033 | 1.022 | 1.038 | 1.051 | 1.035 | 1.017 | 0.878 | 0.562 | 540.5405 | 0 | 2491.0727 | 0 | 0 | 0 | 1 | 0 | 0 | 0.87525
121 | Appliances | Unit | Energy Star Commercial Clothes Washer | Restaurants | Turnover | CreTgsd121 | 1 | 0.37313 | 7462.6866 | 0 | GSD | 7 | 0.536 | 0.638 | 0.811 | 0.882 | 1.033 | 1.022 | 1.038 | 1.051 | 1.035 | 1.017 | 0.878 | 0.562 | 447.7612 | 0 | 2063.5005 | 0 | 0 | 0 | 1 | 0 | 0 | 0.87525
121 | Appliances | Unit | Energy Star Commercial Clothes Washer | Restaurants | New | CreNgsd121 | 1 | 0.37313 | 7462.6866 | 0 | GSD | 7 | 0.536 | 0.638 | 0.811 | 0.882 | 1.033 | 1.022 | 1.038 | 1.051 | 1.035 | 1.017 | 0.878 | 0.562 | 447.7612 | 0 | 2063.5005 | 0 | 0 | 0 | 1 | 0 | 0 | 0.87525
121 | Appliances | Unit | Energy Star Commercial Clothes Washer | Retail | Turnover | CrtTgsd121 | 1 | 0.55245 | 6993.007 | 0 | GSD | 7 | 0.536 | 0.638 | 0.811 | 0.882 | 1.033 | 1.022 | 1.038 | 1.051 | 1.035 | 1.017 | 0.878 | 0.562 | 419.5804 | 0 | 1933.6299 | 0 | 0 | 0 | 1 | 0 | 0 | 0.87525
121 | Appliances | Unit | Energy Star Commercial Clothes Washer | Retail | New | CrtNgsd121 | 1 | 0.55245 | 6993.007 | 0 | GSD | 7 | 0.536 | 0.638 | 0.811 | 0.882 | 1.033 | 1.022 | 1.038 | 1.051 | 1.035 | 1.017 | 0.878 | 0.562 | 419.5804 | 0 | 1933.6299 | 0 | 0 | 0 | 1 | 0 | 0 | 0.87525
121 | Appliances | Unit | Energy Star Commercial Clothes Washer | Schools K-12 | Turnover | CscTgsd121 | 1 | 1.0388 | 9708.7379 | 0 | GSD | 7 | 0.536 | 0.638 | 0.811 | 0.882 | 1.033 | 1.022 | 1.038 | 1.051 | 1.035 | 1.017 | 0.878 | 0.562 | 582.5243 | 0 | 2684.5541 | 0 | 0 | 0 | 1 | 0 | 0 | 0.87525
121 | Appliances | Unit | Energy Star Commercial Clothes Washer | Schools K-12 | New | CscNgsd121 | 1 | 1.0388 | 9708.7379 | 0 | GSD | 7 | 0.536 | 0.638 | 0.811 | 0.882 | 1.033 | 1.022 | 1.038 | 1.051 | 1.035 | 1.017 | 0.878 | 0.562 | 582.5243 | 0 | 2684.5541 | 0 | 0 | 0 | 1 | 0 | 0 | 0.87525
121 | Appliances | Unit | Energy Star Commercial Clothes Washer | Warehouse | Turnover | CwaTgsd121 | 1 | 0.72549 | 6535.9477 | 0 | GSD | 7 | 0.536 | 0.638 | 0.811 | 0.882 | 1.033 | 1.022 | 1.038 | 1.051 | 1.035 | 1.017 | 0.878 | 0.562 | 392.1569 | 0 | 1807.2488 | 0 | 0 | 0 | 1 | 0 | 0 | 0.87525
121 | Appliances | Unit | Energy Star Commercial Clothes Washer | Warehouse | New | CwaNgsd121 | 1 | 0.72549 | 6535.9477 | 0 | GSD | 7 | 0.536 | 0.638 | 0.811 | 0.882 | 1.033 | 1.022 | 1.038 | 1.051 | 1.035 | 1.017 | 0.878 | 0.562 | 392.1569 | 0 | 1807.2488 | 0 | 0 | 0 | 1 | 0 | 0 | 0.87525
122 | Appliances | Unit | Energy Star Vending Machine | Assembly | Turnover | CasTgsd122 | 1 | 0.79333 | 6666.6667 | 0 | GSD | 14 | 0.57723 | 0.60437 | 0.83705 | 1.097 | 1.2026 | 1.2026 | 1.289 | 1.2891 | 1.2453 | 1.1192 | 0.77553 | 0.85362 | 400 | 0 | 6517.7971 | 0 | 0 | 0 | 1 | 0 | 0 | 1.0077
122 | Appliances | Unit | Energy Star Vending Machine | Assembly | New | CasNgsd122 | 1 | 0.79333 | 6666.6667 | 0 | GSD | 14 | 0.57723 | 0.60437 | 0.83705 | 1.097 | 1.2026 | 1.2026 | 1.289 | 1.2891 | 1.2453 | 1.1192 | 0.77553 | 0.85362 | 400 | 0 | 6517.7971 | 0 | 0 | 0 | 1 | 0 | 0 | 1.0077
122 | Appliances | Unit | Energy Star Vending Machine | College and University | Turnover | CcoTgsd122 | 1 | 0.79333 | 6666.6667 | 0 | GSD | 14 | 0.57723 | 0.60437 | 0.83705 | 1.097 | 1.2026 | 1.2026 | 1.289 | 1.2891 | 1.2453 | 1.1192 | 0.77553 | 0.85362 | 400 | 0 | 6517.7971 | 0 | 0 | 0 | 1 | 0 | 0 | 1.0077
122 | Appliances | Unit | Energy Star Vending Machine | College and University | New | CcoNgsd122 | 1 | 0.79333 | 6666.6667 | 0 | GSD | 14 | 0.57723 | 0.60437 | 0.83705 | 1.097 | 1.2026 | 1.2026 | 1.289 | 1.2891 | 1.2453 | 1.1192 | 0.77553 | 0.85362 | 400 | 0 | 6517.7971 | 0 | 0 | 0 | 1 | 0 | 0 | 1.0077
122 | Appliances | Unit | Energy Star Vending Machine | Data Center | Turnover | CdaTgsd122 | 1 | 0.81119 | 6993.007 | 0 | GSD | 14 | 0.57723 | 0.60437 | 0.83705 | 1.097 | 1.2026 | 1.2026 | 1.289 | 1.2891 | 1.2453 | 1.1192 | 0.77553 | 0.85362 | 419.5804 | 0 | 6836.8501 | 0 | 0 | 0 | 1 | 0 | 0 | 1.0077
122 | Appliances | Unit | Energy Star Vending Machine | Data Center | New | CdaNgsd122 | 1 | 0.81119 | 6993.007 | 0 | GSD | 14 | 0.57723 | 0.60437 | 0.83705 | 1.097 | 1.2026 | 1.2026 | 1.289 | 1.2891 | 1.2453 | 1.1192 | 0.77553 | 0.85362 | 419.5804 | 0 | 6836.8501 | 0 | 0 | 0 | 1 | 0 | 0 | 1.0077
122 | Appliances | Unit | Energy Star Vending Machine | Grocery | Turnover | CgrTgsd122 | 1 | 0.79333 | 6666.6667 | 0 | GSD | 14 | 0.57723 | 0.60437 | 0.83705 | 1.097 | 1.2026 | 1.2026 | 1.289 | 1.2891 | 1.2453 | 1.1192 | 0.77553 | 0.85362 | 400 | 0 | 6517.7971 | 0 | 0 | 0 | 1 | 0 | 0 | 1.0077
122 | Appliances | Unit | Energy Star Vending Machine | Grocery | New | CgrNgsd122 | 1 | 0.79333 | 6666.6667 | 0 | GSD | 14 | 0.57723 | 0.60437 | 0.83705 | 1.097 | 1.2026 | 1.2026 | 1.289 | 1.2891 | 1.2453 | 1.1192 | 0.77553 | 0.85362 | 400 | 0 | 6517.7971 | 0 | 0 | 0 | 1 | 0 | 0 | 1.0077
122 | Appliances | Unit | Energy Star Vending Machine | Healthcare | Turnover | CheTgsd122 | 1 | 0.79333 | 6666.6667 | 0 | GSD | 14 | 0.57723 | 0.60437 | 0.83705 | 1.097 | 1.2026 | 1.2026 | 1.289 | 1.2891 | 1.2453 | 1.1192 | 0.77553 | 0.85362 | 400 | 0 | 6517.7971 | 0 | 0 | 0 | 1 | 0 | 0 | 1.0077
122 | Appliances | Unit | Energy Star Vending Machine | Healthcare | New | CheNgsd122 | 1 | 0.79333 | 6666.6667 | 0 | GSD | 14 | 0.57723 | 0.60437 | 0.83705 | 1.097 | 1.2026 | 1.2026 | 1.289 | 1.2891 | 1.2453 | 1.1192 | 0.77553 | 0.85362 | 400 | 0 | 6517.7971 | 0 | 0 | 0 | 1 | 0 | 0 | 1.0077
122 | Appliances | Unit | Energy Star Vending Machine | Hospitals | Turnover | ChoTgsd122 | 1 | 0.79333 | 6666.6667 | 0 | GSD | 14 | 0.57723 | 0.60437 | 0.83705 | 1.097 | 1.2026 | 1.2026 | 1.289 | 1.2891 | 1.2453 | 1.1192 | 0.77553 | 0.85362 | 400 | 0 | 6517.7971 | 0 | 0 | 0 | 1 | 0 | 0 | 1.0077
122 | Appliances | Unit | Energy Star Vending Machine | Hospitals | New | ChoNgsd122 | 1 | 0.79333 | 6666.6667 | 0 | GSD | 14 | 0.57723 | 0.60437 | 0.83705 | 1.097 | 1.2026 | 1.2026 | 1.289 | 1.2891 | 1.2453 | 1.1192 | 0.77553 | 0.85362 | 400 | 0 | 6517.7971 | 0 | 0 | 0 | 1 | 0 | 0 | 1.0077
122 | Appliances | Unit | Energy Star Vending Machine | Institutional | Turnover | CinTgsd122 | 1 | 0.81119 | 6993.007 | 0 | GSD | 14 | 0.57723 | 0.60437 | 0.83705 | 1.097 | 1.2026 | 1.2026 | 1.289 | 1.2891 | 1.2453 | 1.1192 | 0.77553 | 0.85362 | 419.5804 | 0 | 6836.8501 | 0 | 0 | 0 | 1 | 0 | 0 | 1.0077
122 | Appliances | Unit | Energy Star Vending Machine | Institutional | New | CinNgsd122 | 1 | 0.81119 | 6993.007 | 0 | GSD | 14 | 0.57723 | 0.60437 | 0.83705 | 1.097 | 1.2026 | 1.2026 | 1.289 | 1.2891 | 1.2453 | 1.1192 | 0.77553 | 0.85362 | 419.5804 | 0 | 6836.8501 | 0 | 0 | 0 | 1 | 0 | 0 | 1.0077
122 | Appliances | Unit | Energy Star Vending Machine | Lodging/Hospitality | Turnover | CloTgsd122 | 1 | 0.79333 | 6666.6667 | 0 | GSD | 14 | 0.57723 | 0.60437 | 0.83705 | 1.097 | 1.2026 | 1.2026 | 1.289 | 1.2891 | 1.2453 | 1.1192 | 0.77553 | 0.85362 | 400 | 0 | 6517.7971 | 0 | 0 | 0 | 1 | 0 | 0 | 1.0077
122 | Appliances | Unit | Energy Star Vending Machine | Lodging/Hospitality | New | CloNgsd122 | 1 | 0.79333 | 6666.6667 | 0 | GSD | 14 | 0.57723 | 0.60437 | 0.83705 | 1.097 | 1.2026 | 1.2026 | 1.289 | 1.2891 | 1.2453 | 1.1192 | 0.77553 | 0.85362 | 400 | 0 | 6517.7971 | 0 | 0 | 0 | 1 | 0 | 0 | 1.0077
122 | Appliances | Unit | Energy Star Vending Machine | Miscellaneous | Turnover | CmiTgsd122 | 1 | 0.81119 | 6993.007 | 0 | GSD | 14 | 0.57723 | 0.60437 | 0.83705 | 1.097 | 1.2026 | 1.2026 | 1.289 | 1.2891 | 1.2453 | 1.1192 | 0.77553 | 0.85362 | 419.5804 | 0 | 6836.8501 | 0 | 0 | 0 | 1 | 0 | 0 | 1.0077
122 | Appliances | Unit | Energy Star Vending Machine | Miscellaneous | New | CmiNgsd122 | 1 | 0.81119 | 6993.007 | 0 | GSD | 14 | 0.57723 | 0.60437 | 0.83705 | 1.097 | 1.2026 | 1.2026 | 1.289 | 1.2891 | 1.2453 | 1.1192 | 0.77553 | 0.85362 | 419.5804 | 0 | 6836.8501 | 0 | 0 | 0 | 1 | 0 | 0 | 1.0077
122 | Appliances | Unit | Energy Star Vending Machine | Offices | Turnover | CofTgsd122 | 1 | 0.81119 | 6993.007 | 0 | GSD | 14 | 0.57723 | 0.60437 | 0.83705 | 1.097 | 1.2026 | 1.2026 | 1.289 | 1.2891 | 1.2453 | 1.1192 | 0.77553 | 0.85362 | 419.5804 | 0 | 6836.8501 | 0 | 0 | 0 | 1 | 0 | 0 | 1.0077
122 | Appliances | Unit | Energy Star Vending Machine | Offices | New | CofNgsd122 | 1 | 0.81119 | 6993.007 | 0 | GSD | 14 | 0.57723 | 0.60437 | 0.83705 | 1.097 | 1.2026 | 1.2026 | 1.289 | 1.2891 | 1.2453 | 1.1192 | 0.77553 | 0.85362 | 419.5804 | 0 | 6836.8501 | 0 | 0 | 0 | 1 | 0 | 0 | 1.0077
122 | Appliances | Unit | Energy Star Vending Machine | Restaurants | Turnover | CreTgsd122 | 1 | 0.80142 | 7092.1986 | 0 | GSD | 14 | 0.57723 | 0.60437 | 0.83705 | 1.097 | 1.2026 | 1.2026 | 1.289 | 1.2891 | 1.2453 | 1.1192 | 0.77553 | 0.85362 | 425.5319 | 0 | 6933.8267 | 0 | 0 | 0 | 1 | 0 | 0 | 1.0077
122 | Appliances | Unit | Energy Star Vending Machine | Restaurants | New | CreNgsd122 | 1 | 0.80142 | 7092.1986 | 0 | GSD | 14 | 0.57723 | 0.60437 | 0.83705 | 1.097 | 1.2026 | 1.2026 | 1.289 | 1.2891 | 1.2453 | 1.1192 | 0.77553 | 0.85362 | 425.5319 | 0 | 6933.8267 | 0 | 0 | 0 | 1 | 0 | 0 | 1.0077
122 | Appliances | Unit | Energy Star Vending Machine | Retail | Turnover | CrtTgsd122 | 1 | 0.79333 | 6666.6667 | 0 | GSD | 14 | 0.57723 | 0.60437 | 0.83705 | 1.097 | 1.2026 | 1.2026 | 1.289 | 1.2891 | 1.2453 | 1.1192 | 0.77553 | 0.85362 | 400 | 0 | 6517.7971 | 0 | 0 | 0 | 1 | 0 | 0 | 1.0077
122 | Appliances | Unit | Energy Star Vending Machine | Retail | New | CrtNgsd122 | 1 | 0.79333 | 6666.6667 | 0 | GSD | 14 | 0.57723 | 0.60437 | 0.83705 | 1.097 | 1.2026 | 1.2026 | 1.289 | 1.2891 | 1.2453 | 1.1192 | 0.77553 | 0.85362 | 400 | 0 | 6517.7971 | 0 | 0 | 0 | 1 | 0 | 0 | 1.0077
122 | Appliances | Unit | Energy Star Vending Machine | Schools K-12 | Turnover | CscTgsd122 | 1 | 0.81119 | 6993.007 | 0 | GSD | 14 | 0.57723 | 0.60437 | 0.83705 | 1.097 | 1.2026 | 1.2026 | 1.289 | 1.2891 | 1.2453 | 1.1192 | 0.77553 | 0.85362 | 419.5804 | 0 | 6836.8501 | 0 | 0 | 0 | 1 | 0 | 0 | 1.0077
122 | Appliances | Unit | Energy Star Vending Machine | Schools K-12 | New | CscNgsd122 | 1 | 0.81119 | 6993.007 | 0 | GSD | 14 | 0.57723 | 0.60437 | 0.83705 | 1.097 | 1.2026 | 1.2026 | 1.289 | 1.2891 | 1.2453 | 1.1192 | 0.77553 | 0.85362 | 419.5804 | 0 | 6836.8501 | 0 | 0 | 0 | 1 | 0 | 0 | 1.0077
122 | Appliances | Unit | Energy Star Vending Machine | Warehouse | Turnover | CwaTgsd122 | 1 | 0.81119 | 6993.007 | 0 | GSD | 14 | 0.57723 | 0.60437 | 0.83705 | 1.097 | 1.2026 | 1.2026 | 1.289 | 1.2891 | 1.2453 | 1.1192 | 0.77553 | 0.85362 | 419.5804 | 0 | 6836.8501 | 0 | 0 | 0 | 1 | 0 | 0 | 1.0077
122 | Appliances | Unit | Energy Star Vending Machine | Warehouse | New | CwaNgsd122 | 1 | 0.81119 | 6993.007 | 0 | GSD | 14 | 0.57723 | 0.60437 | 0.83705 | 1.097 | 1.2026 | 1.2026 | 1.289 | 1.2891 | 1.2453 | 1.1192 | 0.77553 | 0.85362 | 419.5804 | 0 | 6836.8501 | 0 | 0 | 0 | 1 | 0 | 0 | 1.0077
123 | Appliances | Unit | ENERGY STAR Water Cooler | Assembly | Turnover | CasTgsd123 | 1 | 0.43275 | 5847.9532 | 0 | GSD | 10 | 0.57723 | 0.60437 | 0.83705 | 1.097 | 1.2026 | 1.2026 | 1.289 | 1.2891 | 1.2453 | 1.1192 | 0.77553 | 0.85362 | 350.8772 | 0 | 5085.1767 | 0 | 0 | 0 | 1 | 0 | 0 | 1.0077
123 | Appliances | Unit | ENERGY STAR Water Cooler | Assembly | New | CasNgsd123 | 1 | 0.43275 | 5847.9532 | 0 | GSD | 10 | 0.57723 | 0.60437 | 0.83705 | 1.097 | 1.2026 | 1.2026 | 1.289 | 1.2891 | 1.2453 | 1.1192 | 0.77553 | 0.85362 | 350.8772 | 0 | 5085.1767 | 0 | 0 | 0 | 1 | 0 | 0 | 1.0077
123 | Appliances | Unit | ENERGY STAR Water Cooler | College and University | Turnover | CcoTgsd123 | 1 | 1.0099 | 9900.9901 | 0 | GSD | 10 | 0.57723 | 0.60437 | 0.83705 | 1.097 | 1.2026 | 1.2026 | 1.289 | 1.2891 | 1.2453 | 1.1192 | 0.77553 | 0.85362 | 594.0594 | 0 | 8609.5566 | 0 | 0 | 0 | 1 | 0 | 0 | 1.0077
123 | Appliances | Unit | ENERGY STAR Water Cooler | College and University | New | CcoNgsd123 | 1 | 1.0099 | 9900.9901 | 0 | GSD | 10 | 0.57723 | 0.60437 | 0.83705 | 1.097 | 1.2026 | 1.2026 | 1.289 | 1.2891 | 1.2453 | 1.1192 | 0.77553 | 0.85362 | 594.0594 | 0 | 8609.5566 | 0 | 0 | 0 | 1 | 0 | 0 | 1.0077
123 | Appliances | Unit | ENERGY STAR Water Cooler | Data Center | Turnover | CdaTgsd123 | 1 | 1.0631 | 9009.009 | 0 | GSD | 10 | 0.57723 | 0.60437 | 0.83705 | 1.097 | 1.2026 | 1.2026 | 1.289 | 1.2891 | 1.2453 | 1.1192 | 0.77553 | 0.85362 | 540.5405 | 0 | 7833.9209 | 0 | 0 | 0 | 1 | 0 | 0 | 1.0077
123 | Appliances | Unit | ENERGY STAR Water Cooler | Data Center | New | CdaNgsd123 | 1 | 1.0631 | 9009.009 | 0 | GSD | 10 | 0.57723 | 0.60437 | 0.83705 | 1.097 | 1.2026 | 1.2026 | 1.289 | 1.2891 | 1.2453 | 1.1192 | 0.77553 | 0.85362 | 540.5405 | 0 | 7833.9209 | 0 | 0 | 0 | 1 | 0 | 0 | 1.0077
123 | Appliances | Unit | ENERGY STAR Water Cooler | Grocery | Turnover | CgrTgsd123 | 1 | 0.6 | 7407.4074 | 0 | GSD | 10 | 0.57723 | 0.60437 | 0.83705 | 1.097 | 1.2026 | 1.2026 | 1.289 | 1.2891 | 1.2453 | 1.1192 | 0.77553 | 0.85362 | 444.4444 | 0 | 6441.2238 | 0 | 0 | 0 | 1 | 0 | 0 | 1.0077
123 | Appliances | Unit | ENERGY STAR Water Cooler | Grocery | New | CgrNgsd123 | 1 | 0.6 | 7407.4074 | 0 | GSD | 10 | 0.57723 | 0.60437 | 0.83705 | 1.097 | 1.2026 | 1.2026 | 1.289 | 1.2891 | 1.2453 | 1.1192 | 0.77553 | 0.85362 | 444.4444 | 0 | 6441.2238 | 0 | 0 | 0 | 1 | 0 | 0 | 1.0077
123 | Appliances | Unit | ENERGY STAR Water Cooler | Healthcare | Turnover | CheTgsd123 | 1 | 1.0347 | 6944.4444 | 0 | GSD | 10 | 0.57723 | 0.60437 | 0.83705 | 1.097 | 1.2026 | 1.2026 | 1.289 | 1.2891 | 1.2453 | 1.1192 | 0.77553 | 0.85362 | 416.6667 | 0 | 6038.6473 | 0 | 0 | 0 | 1 | 0 | 0 | 1.0077
123 | Appliances | Unit | ENERGY STAR Water Cooler | Healthcare | New | CheNgsd123 | 1 | 1.0347 | 6944.4444 | 0 | GSD | 10 | 0.57723 | 0.60437 | 0.83705 | 1.097 | 1.2026 | 1.2026 | 1.289 | 1.2891 | 1.2453 | 1.1192 | 0.77553 | 0.85362 | 416.6667 | 0 | 6038.6473 | 0 | 0 | 0 | 1 | 0 | 0 | 1.0077
123 | Appliances | Unit | ENERGY STAR Water Cooler | Hospitals | Turnover | ChoTgsd123 | 1 | 1.0099 | 9900.9901 | 0 | GSD | 10 | 0.57723 | 0.60437 | 0.83705 | 1.097 | 1.2026 | 1.2026 | 1.289 | 1.2891 | 1.2453 | 1.1192 | 0.77553 | 0.85362 | 594.0594 | 0 | 8609.5566 | 0 | 0 | 0 | 1 | 0 | 0 | 1.0077
123 | Appliances | Unit | ENERGY STAR Water Cooler | Hospitals | New | ChoNgsd123 | 1 | 1.0099 | 9900.9901 | 0 | GSD | 10 | 0.57723 | 0.60437 | 0.83705 | 1.097 | 1.2026 | 1.2026 | 1.289 | 1.2891 | 1.2453 | 1.1192 | 0.77553 | 0.85362 | 594.0594 | 0 | 8609.5566 | 0 | 0 | 0 | 1 | 0 | 0 | 1.0077
123 | Appliances | Unit | ENERGY STAR Water Cooler | Institutional | Turnover | CinTgsd123 | 1 | 1.0811 | 9009.009 | 0 | GSD | 10 | 0.57723 | 0.60437 | 0.83705 | 1.097 | 1.2026 | 1.2026 | 1.289 | 1.2891 | 1.2453 | 1.1192 | 0.77553 | 0.85362 | 540.5405 | 0 | 7833.9209 | 0 | 0 | 0 | 1 | 0 | 0 | 1.0077
123 | Appliances | Unit | ENERGY STAR Water Cooler | Institutional | New | CinNgsd123 | 1 | 1.0811 | 9009.009 | 0 | GSD | 10 | 0.57723 | 0.60437 | 0.83705 | 1.097 | 1.2026 | 1.2026 | 1.289 | 1.2891 | 1.2453 | 1.1192 | 0.77553 | 0.85362 | 540.5405 | 0 | 7833.9209 | 0 | 0 | 0 | 1 | 0 | 0 | 1.0077
123 | Appliances | Unit | ENERGY STAR Water Cooler | Lodging/Hospitality | Turnover | CloTgsd123 | 1 | 1.1682 | 9345.7944 | 0 | GSD | 10 | 0.57723 | 0.60437 | 0.83705 | 1.097 | 1.2026 | 1.2026 | 1.289 | 1.2891 | 1.2453 | 1.1192 | 0.77553 | 0.85362 | 560.7477 | 0 | 8126.7777 | 0 | 0 | 0 | 1 | 0 | 0 | 1.0077
123 | Appliances | Unit | ENERGY STAR Water Cooler | Lodging/Hospitality | New | CloNgsd123 | 1 | 1.1682 | 9345.7944 | 0 | GSD | 10 | 0.57723 | 0.60437 | 0.83705 | 1.097 | 1.2026 | 1.2026 | 1.289 | 1.2891 | 1.2453 | 1.1192 | 0.77553 | 0.85362 | 560.7477 | 0 | 8126.7777 | 0 | 0 | 0 | 1 | 0 | 0 | 1.0077
123 | Appliances | Unit | ENERGY STAR Water Cooler | Miscellaneous | Turnover | CmiTgsd123 | 1 | 1.0631 | 9009.009 | 0 | GSD | 10 | 0.57723 | 0.60437 | 0.83705 | 1.097 | 1.2026 | 1.2026 | 1.289 | 1.2891 | 1.2453 | 1.1192 | 0.77553 | 0.85362 | 540.5405 | 0 | 7833.9209 | 0 | 0 | 0 | 1 | 0 | 0 | 1.0077
123 | Appliances | Unit | ENERGY STAR Water Cooler | Miscellaneous | New | CmiNgsd123 | 1 | 1.0631 | 9009.009 | 0 | GSD | 10 | 0.57723 | 0.60437 | 0.83705 | 1.097 | 1.2026 | 1.2026 | 1.289 | 1.2891 | 1.2453 | 1.1192 | 0.77553 | 0.85362 | 540.5405 | 0 | 7833.9209 | 0 | 0 | 0 | 1 | 0 | 0 | 1.0077
123 | Appliances | Unit | ENERGY STAR Water Cooler | Offices | Turnover | CofTgsd123 | 1 | 1.0631 | 9009.009 | 0 | GSD | 10 | 0.57723 | 0.60437 | 0.83705 | 1.097 | 1.2026 | 1.2026 | 1.289 | 1.2891 | 1.2453 | 1.1192 | 0.77553 | 0.85362 | 540.5405 | 0 | 7833.9209 | 0 | 0 | 0 | 1 | 0 | 0 | 1.0077
123 | Appliances | Unit | ENERGY STAR Water Cooler | Offices | New | CofNgsd123 | 1 | 1.0631 | 9009.009 | 0 | GSD | 10 | 0.57723 | 0.60437 | 0.83705 | 1.097 | 1.2026 | 1.2026 | 1.289 | 1.2891 | 1.2453 | 1.1192 | 0.77553 | 0.85362 | 540.5405 | 0 | 7833.9209 | 0 | 0 | 0 | 1 | 0 | 0 | 1.0077
123 | Appliances | Unit | ENERGY STAR Water Cooler | Restaurants | Turnover | CreTgsd123 | 1 | 0.37313 | 7462.6866 | 0 | GSD | 10 | 0.57723 | 0.60437 | 0.83705 | 1.097 | 1.2026 | 1.2026 | 1.289 | 1.2891 | 1.2453 | 1.1192 | 0.77553 | 0.85362 | 447.7612 | 0 | 6489.2927 | 0 | 0 | 0 | 1 | 0 | 0 | 1.0077
123 | Appliances | Unit | ENERGY STAR Water Cooler | Restaurants | New | CreNgsd123 | 1 | 0.37313 | 7462.6866 | 0 | GSD | 10 | 0.57723 | 0.60437 | 0.83705 | 1.097 | 1.2026 | 1.2026 | 1.289 | 1.2891 | 1.2453 | 1.1192 | 0.77553 | 0.85362 | 447.7612 | 0 | 6489.2927 | 0 | 0 | 0 | 1 | 0 | 0 | 1.0077
123 | Appliances | Unit | ENERGY STAR Water Cooler | Retail | Turnover | CrtTgsd123 | 1 | 0.55245 | 6993.007 | 0 | GSD | 10 | 0.57723 | 0.60437 | 0.83705 | 1.097 | 1.2026 | 1.2026 | 1.289 | 1.2891 | 1.2453 | 1.1192 | 0.77553 | 0.85362 | 419.5804 | 0 | 6080.8756 | 0 | 0 | 0 | 1 | 0 | 0 | 1.0077
123 | Appliances | Unit | ENERGY STAR Water Cooler | Retail | New | CrtNgsd123 | 1 | 0.55245 | 6993.007 | 0 | GSD | 10 | 0.57723 | 0.60437 | 0.83705 | 1.097 | 1.2026 | 1.2026 | 1.289 | 1.2891 | 1.2453 | 1.1192 | 0.77553 | 0.85362 | 419.5804 | 0 | 6080.8756 | 0 | 0 | 0 | 1 | 0 | 0 | 1.0077
123 | Appliances | Unit | ENERGY STAR Water Cooler | Schools K-12 | Turnover | CscTgsd123 | 1 | 1.0388 | 9708.7379 | 0 | GSD | 10 | 0.57723 | 0.60437 | 0.83705 | 1.097 | 1.2026 | 1.2026 | 1.289 | 1.2891 | 1.2453 | 1.1192 | 0.77553 | 0.85362 | 582.5243 | 0 | 8442.3808 | 0 | 0 | 0 | 1 | 0 | 0 | 1.0077
123 | Appliances | Unit | ENERGY STAR Water Cooler | Schools K-12 | New | CscNgsd123 | 1 | 1.0388 | 9708.7379 | 0 | GSD | 10 | 0.57723 | 0.60437 | 0.83705 | 1.097 | 1.2026 | 1.2026 | 1.289 | 1.2891 | 1.2453 | 1.1192 | 0.77553 | 0.85362 | 582.5243 | 0 | 8442.3808 | 0 | 0 | 0 | 1 | 0 | 0 | 1.0077
123 | Appliances | Unit | ENERGY STAR Water Cooler | Warehouse | Turnover | CwaTgsd123 | 1 | 0.72549 | 6535.9477 | 0 | GSD | 10 | 0.57723 | 0.60437 | 0.83705 | 1.097 | 1.2026 | 1.2026 | 1.289 | 1.2891 | 1.2453 | 1.1192 | 0.77553 | 0.85362 | 392.1569 | 0 | 5683.4328 | 0 | 0 | 0 | 1 | 0 | 0 | 1.0077
123 | Appliances | Unit | ENERGY STAR Water Cooler | Warehouse | New | CwaNgsd123 | 1 | 0.72549 | 6535.9477 | 0 | GSD | 10 | 0.57723 | 0.60437 | 0.83705 | 1.097 | 1.2026 | 1.2026 | 1.289 | 1.2891 | 1.2453 | 1.1192 | 0.77553 | 0.85362 | 392.1569 | 0 | 5683.4328 | 0 | 0 | 0 | 1 | 0 | 0 | 1.0077
124 | Appliances | Unit | High Efficiency Air Compressor | Assembly | Existing | CasEgsd124 | 1 | 0.43275 | 5847.9532 | 0 | GSD | 15 | 1 | 1 | 1 | 1 | 1 | 1 | 1 | 1 | 1 | 1 | 1 | 1 | 294.0538 | 0 | 3427.8002 | 0 | 0 | 0 | 1 | 0 | 0 | 1
124 | Appliances | Unit | High Efficiency Air Compressor | Assembly | New | CasNgsd124 | 1 | 0.43275 | 5847.9532 | 0 | GSD | 15 | 1 | 1 | 1 | 1 | 1 | 1 | 1 | 1 | 1 | 1 | 1 | 1 | 294.0538 | 0 | 3427.8002 | 0 | 0 | 0 | 1 | 0 | 0 | 1
124 | Appliances | Unit | High Efficiency Air Compressor | College and University | Existing | CcoEgsd124 | 1 | 1.0099 | 9900.9901 | 0 | GSD | 15 | 1 | 1 | 1 | 1 | 1 | 1 | 1 | 1 | 1 | 1 | 1 | 1 | 497.8535 | 0 | 4280.0225 | 0 | 0 | 0 | 1 | 0 | 0 | 1
124 | Appliances | Unit | High Efficiency Air Compressor | College and University | New | CcoNgsd124 | 1 | 1.0099 | 9900.9901 | 0 | GSD | 15 | 1 | 1 | 1 | 1 | 1 | 1 | 1 | 1 | 1 | 1 | 1 | 1 | 497.8535 | 0 | 4280.0225 | 0 | 0 | 0 | 1 | 0 | 0 | 1
124 | Appliances | Unit | High Efficiency Air Compressor | Data Center | Existing | CdaEgsd124 | 1 | 1.0631 | 9009.009 | 0 | GSD | 15 | 1 | 1 | 1 | 1 | 1 | 1 | 1 | 1 | 1 | 1 | 1 | 1 | 453.0018 | 0 | 3727.6947 | 0 | 0 | 0 | 1 | 0 | 0 | 1
124 | Appliances | Unit | High Efficiency Air Compressor | Data Center | New | CdaNgsd124 | 1 | 1.0631 | 9009.009 | 0 | GSD | 15 | 1 | 1 | 1 | 1 | 1 | 1 | 1 | 1 | 1 | 1 | 1 | 1 | 453.0018 | 0 | 3727.6947 | 0 | 0 | 0 | 1 | 0 | 0 | 1
124 | Appliances | Unit | High Efficiency Air Compressor | Grocery | Existing | CgrEgsd124 | 1 | 0.6 | 7407.4074 | 0 | GSD | 15 | 1 | 1 | 1 | 1 | 1 | 1 | 1 | 1 | 1 | 1 | 1 | 1 | 372.4682 | 0 | 1659.982 | 0 | 0 | 0 | 1 | 0 | 0 | 1
124 | Appliances | Unit | High Efficiency Air Compressor | Grocery | New | CgrNgsd124 | 1 | 0.6 | 7407.4074 | 0 | GSD | 15 | 1 | 1 | 1 | 1 | 1 | 1 | 1 | 1 | 1 | 1 | 1 | 1 | 372.4682 | 0 | 1659.982 | 0 | 0 | 0 | 1 | 0 | 0 | 1
124 | Appliances | Unit | High Efficiency Air Compressor | Healthcare | Existing | CheEgsd124 | 1 | 1.0347 | 6944.4444 | 0 | GSD | 15 | 1 | 1 | 1 | 1 | 1 | 1 | 1 | 1 | 1 | 1 | 1 | 1 | 349.1889 | 0 | 3171.296 | 0 | 0 | 0 | 1 | 0 | 0 | 1
124 | Appliances | Unit | High Efficiency Air Compressor | Healthcare | New | CheNgsd124 | 1 | 1.0347 | 6944.4444 | 0 | GSD | 15 | 1 | 1 | 1 | 1 | 1 | 1 | 1 | 1 | 1 | 1 | 1 | 1 | 349.1889 | 0 | 3171.296 | 0 | 0 | 0 | 1 | 0 | 0 | 1
124 | Appliances | Unit | High Efficiency Air Compressor | Hospitals | Existing | ChoEgsd124 | 1 | 1.0099 | 9900.9901 | 0 | GSD | 15 | 1 | 1 | 1 | 1 | 1 | 1 | 1 | 1 | 1 | 1 | 1 | 1 | 497.8535 | 0 | 2671.8389 | 0 | 0 | 0 | 1 | 0 | 0 | 1
124 | Appliances | Unit | High Efficiency Air Compressor | Hospitals | New | ChoNgsd124 | 1 | 1.0099 | 9900.9901 | 0 | GSD | 15 | 1 | 1 | 1 | 1 | 1 | 1 | 1 | 1 | 1 | 1 | 1 | 1 | 497.8535 | 0 | 2671.8389 | 0 | 0 | 0 | 1 | 0 | 0 | 1
124 | Appliances | Unit | High Efficiency Air Compressor | Institutional | Existing | CinEgsd124 | 1 | 1.0811 | 9009.009 | 0 | GSD | 15 | 1 | 1 | 1 | 1 | 1 | 1 | 1 | 1 | 1 | 1 | 1 | 1 | 453.0018 | 0 | 4012.2087 | 0 | 0 | 0 | 1 | 0 | 0 | 1
124 | Appliances | Unit | High Efficiency Air Compressor | Institutional | New | CinNgsd124 | 1 | 1.0811 | 9009.009 | 0 | GSD | 15 | 1 | 1 | 1 | 1 | 1 | 1 | 1 | 1 | 1 | 1 | 1 | 1 | 453.0018 | 0 | 4012.2087 | 0 | 0 | 0 | 1 | 0 | 0 | 1
124 | Appliances | Unit | High Efficiency Air Compressor | Lodging/Hospitality | Existing | CloEgsd124 | 1 | 1.1682 | 9345.7944 | 0 | GSD | 15 | 1 | 1 | 1 | 1 | 1 | 1 | 1 | 1 | 1 | 1 | 1 | 1 | 469.9365 | 0 | 2984.5429 | 0 | 0 | 0 | 1 | 0 | 0 | 1
124 | Appliances | Unit | High Efficiency Air Compressor | Lodging/Hospitality | New | CloNgsd124 | 1 | 1.1682 | 9345.7944 | 0 | GSD | 15 | 1 | 1 | 1 | 1 | 1 | 1 | 1 | 1 | 1 | 1 | 1 | 1 | 469.9365 | 0 | 2984.5429 | 0 | 0 | 0 | 1 | 0 | 0 | 1
124 | Appliances | Unit | High Efficiency Air Compressor | Miscellaneous | Existing | CmiEgsd124 | 1 | 1.0631 | 9009.009 | 0 | GSD | 15 | 1 | 1 | 1 | 1 | 1 | 1 | 1 | 1 | 1 | 1 | 1 | 1 | 453.0018 | 0 | 3391.8663 | 0 | 0 | 0 | 1 | 0 | 0 | 1
124 | Appliances | Unit | High Efficiency Air Compressor | Miscellaneous | New | CmiNgsd124 | 1 | 1.0631 | 9009.009 | 0 | GSD | 15 | 1 | 1 | 1 | 1 | 1 | 1 | 1 | 1 | 1 | 1 | 1 | 1 | 453.0018 | 0 | 3391.8663 | 0 | 0 | 0 | 1 | 0 | 0 | 1
124 | Appliances | Unit | High Efficiency Air Compressor | Offices | Existing | CofEgsd124 | 1 | 1.0631 | 9009.009 | 0 | GSD | 15 | 1 | 1 | 1 | 1 | 1 | 1 | 1 | 1 | 1 | 1 | 1 | 1 | 453.0018 | 0 | 3724.703 | 0 | 0 | 0 | 1 | 0 | 0 | 1
124 | Appliances | Unit | High Efficiency Air Compressor | Offices | New | CofNgsd124 | 1 | 1.0631 | 9009.009 | 0 | GSD | 15 | 1 | 1 | 1 | 1 | 1 | 1 | 1 | 1 | 1 | 1 | 1 | 1 | 453.0018 | 0 | 3724.703 | 0 | 0 | 0 | 1 | 0 | 0 | 1
124 | Appliances | Unit | High Efficiency Air Compressor | Restaurants | Existing | CreEgsd124 | 1 | 0.37313 | 7462.6866 | 0 | GSD | 15 | 1 | 1 | 1 | 1 | 1 | 1 | 1 | 1 | 1 | 1 | 1 | 1 | 375.2478 | 0 | 2186.312 | 0 | 0 | 0 | 1 | 0 | 0 | 1
124 | Appliances | Unit | High Efficiency Air Compressor | Restaurants | New | CreNgsd124 | 1 | 0.37313 | 7462.6866 | 0 | GSD | 15 | 1 | 1 | 1 | 1 | 1 | 1 | 1 | 1 | 1 | 1 | 1 | 1 | 375.2478 | 0 | 2186.312 | 0 | 0 | 0 | 1 | 0 | 0 | 1
124 | Appliances | Unit | High Efficiency Air Compressor | Retail | Existing | CrtEgsd124 | 1 | 0.55245 | 6993.007 | 0 | GSD | 15 | 1 | 1 | 1 | 1 | 1 | 1 | 1 | 1 | 1 | 1 | 1 | 1 | 351.6308 | 0 | 2947.9561 | 0 | 0 | 0 | 1 | 0 | 0 | 1
124 | Appliances | Unit | High Efficiency Air Compressor | Retail | New | CrtNgsd124 | 1 | 0.55245 | 6993.007 | 0 | GSD | 15 | 1 | 1 | 1 | 1 | 1 | 1 | 1 | 1 | 1 | 1 | 1 | 1 | 351.6308 | 0 | 2947.9561 | 0 | 0 | 0 | 1 | 0 | 0 | 1
124 | Appliances | Unit | High Efficiency Air Compressor | Schools K-12 | Existing | CscEgsd124 | 1 | 1.0388 | 9708.7379 | 0 | GSD | 15 | 1 | 1 | 1 | 1 | 1 | 1 | 1 | 1 | 1 | 1 | 1 | 1 | 488.1864 | 0 | 5405.9663 | 0 | 0 | 0 | 1 | 0 | 0 | 1
124 | Appliances | Unit | High Efficiency Air Compressor | Schools K-12 | New | CscNgsd124 | 1 | 1.0388 | 9708.7379 | 0 | GSD | 15 | 1 | 1 | 1 | 1 | 1 | 1 | 1 | 1 | 1 | 1 | 1 | 1 | 488.1864 | 0 | 5405.9663 | 0 | 0 | 0 | 1 | 0 | 0 | 1
124 | Appliances | Unit | High Efficiency Air Compressor | Warehouse | Existing | CwaEgsd124 | 1 | 0.72549 | 6535.9477 | 0 | GSD | 15 | 1 | 1 | 1 | 1 | 1 | 1 | 1 | 1 | 1 | 1 | 1 | 1 | 328.6484 | 0 | 2769.6247 | 0 | 0 | 0 | 1 | 0 | 0 | 1
124 | Appliances | Unit | High Efficiency Air Compressor | Warehouse | New | CwaNgsd124 | 1 | 0.72549 | 6535.9477 | 0 | GSD | 15 | 1 | 1 | 1 | 1 | 1 | 1 | 1 | 1 | 1 | 1 | 1 | 1 | 328.6484 | 0 | 2769.6247 | 0 | 0 | 0 | 1 | 0 | 0 | 1
125 | Appliances | Unit | Ozone Laundry Commercial | Assembly | Turnover | CasTgsd125 | 1 | 0.43275 | 5847.9532 | 0 | GSD | 10 | 0.536 | 0.638 | 0.811 | 0.882 | 1.033 | 1.022 | 1.038 | 1.051 | 1.035 | 1.017 | 0.878 | 0.562 | 350.8772 | 0 | 1828.7004 | 0 | 0 | 0 | 1 | 0 | 0 | 0.87525
125 | Appliances | Unit | Ozone Laundry Commercial | Assembly | New | CasNgsd125 | 1 | 0.43275 | 5847.9532 | 0 | GSD | 10 | 0.536 | 0.638 | 0.811 | 0.882 | 1.033 | 1.022 | 1.038 | 1.051 | 1.035 | 1.017 | 0.878 | 0.562 | 350.8772 | 0 | 1828.7004 | 0 | 0 | 0 | 1 | 0 | 0 | 0.87525
125 | Appliances | Unit | Ozone Laundry Commercial | College and University | Turnover | CcoTgsd125 | 1 | 1.0099 | 9900.9901 | 0 | GSD | 10 | 0.536 | 0.638 | 0.811 | 0.882 | 1.033 | 1.022 | 1.038 | 1.051 | 1.035 | 1.017 | 0.878 | 0.562 | 594.0594 | 0 | 3096.1166 | 0 | 0 | 0 | 1 | 0 | 0 | 0.87525
125 | Appliances | Unit | Ozone Laundry Commercial | College and University | New | CcoNgsd125 | 1 | 1.0099 | 9900.9901 | 0 | GSD | 10 | 0.536 | 0.638 | 0.811 | 0.882 | 1.033 | 1.022 | 1.038 | 1.051 | 1.035 | 1.017 | 0.878 | 0.562 | 594.0594 | 0 | 3096.1166 | 0 | 0 | 0 | 1 | 0 | 0 | 0.87525
125 | Appliances | Unit | Ozone Laundry Commercial | Data Center | Turnover | CdaTgsd125 | 1 | 1.0631 | 9009.009 | 0 | GSD | 10 | 0.536 | 0.638 | 0.811 | 0.882 | 1.033 | 1.022 | 1.038 | 1.051 | 1.035 | 1.017 | 0.878 | 0.562 | 540.5405 | 0 | 2817.1872 | 0 | 0 | 0 | 1 | 0 | 0 | 0.87525
125 | Appliances | Unit | Ozone Laundry Commercial | Data Center | New | CdaNgsd125 | 1 | 1.0631 | 9009.009 | 0 | GSD | 10 | 0.536 | 0.638 | 0.811 | 0.882 | 1.033 | 1.022 | 1.038 | 1.051 | 1.035 | 1.017 | 0.878 | 0.562 | 540.5405 | 0 | 2817.1872 | 0 | 0 | 0 | 1 | 0 | 0 | 0.87525
125 | Appliances | Unit | Ozone Laundry Commercial | Grocery | Turnover | CgrTgsd125 | 1 | 0.6 | 7407.4074 | 0 | GSD | 10 | 0.536 | 0.638 | 0.811 | 0.882 | 1.033 | 1.022 | 1.038 | 1.051 | 1.035 | 1.017 | 0.878 | 0.562 | 444.4444 | 0 | 2316.3539 | 0 | 0 | 0 | 1 | 0 | 0 | 0.87525
125 | Appliances | Unit | Ozone Laundry Commercial | Grocery | New | CgrNgsd125 | 1 | 0.6 | 7407.4074 | 0 | GSD | 10 | 0.536 | 0.638 | 0.811 | 0.882 | 1.033 | 1.022 | 1.038 | 1.051 | 1.035 | 1.017 | 0.878 | 0.562 | 444.4444 | 0 | 2316.3539 | 0 | 0 | 0 | 1 | 0 | 0 | 0.87525
125 | Appliances | Unit | Ozone Laundry Commercial | Healthcare | Turnover | CheTgsd125 | 1 | 1.0347 | 6944.4444 | 0 | GSD | 10 | 0.536 | 0.638 | 0.811 | 0.882 | 1.033 | 1.022 | 1.038 | 1.051 | 1.035 | 1.017 | 0.878 | 0.562 | 416.6667 | 0 | 2171.5818 | 0 | 0 | 0 | 1 | 0 | 0 | 0.87525
125 | Appliances | Unit | Ozone Laundry Commercial | Healthcare | New | CheNgsd125 | 1 | 1.0347 | 6944.4444 | 0 | GSD | 10 | 0.536 | 0.638 | 0.811 | 0.882 | 1.033 | 1.022 | 1.038 | 1.051 | 1.035 | 1.017 | 0.878 | 0.562 | 416.6667 | 0 | 2171.5818 | 0 | 0 | 0 | 1 | 0 | 0 | 0.87525
125 | Appliances | Unit | Ozone Laundry Commercial | Hospitals | Turnover | ChoTgsd125 | 1 | 1.0099 | 9900.9901 | 0 | GSD | 10 | 0.536 | 0.638 | 0.811 | 0.882 | 1.033 | 1.022 | 1.038 | 1.051 | 1.035 | 1.017 | 0.878 | 0.562 | 594.0594 | 0 | 3096.1166 | 0 | 0 | 0 | 1 | 0 | 0 | 0.87525
125 | Appliances | Unit | Ozone Laundry Commercial | Hospitals | New | ChoNgsd125 | 1 | 1.0099 | 9900.9901 | 0 | GSD | 10 | 0.536 | 0.638 | 0.811 | 0.882 | 1.033 | 1.022 | 1.038 | 1.051 | 1.035 | 1.017 | 0.878 | 0.562 | 594.0594 | 0 | 3096.1166 | 0 | 0 | 0 | 1 | 0 | 0 | 0.87525
125 | Appliances | Unit | Ozone Laundry Commercial | Institutional | Turnover | CinTgsd125 | 1 | 1.0811 | 9009.009 | 0 | GSD | 10 | 0.536 | 0.638 | 0.811 | 0.882 | 1.033 | 1.022 | 1.038 | 1.051 | 1.035 | 1.017 | 0.878 | 0.562 | 540.5405 | 0 | 2817.1872 | 0 | 0 | 0 | 1 | 0 | 0 | 0.87525
125 | Appliances | Unit | Ozone Laundry Commercial | Institutional | New | CinNgsd125 | 1 | 1.0811 | 9009.009 | 0 | GSD | 10 | 0.536 | 0.638 | 0.811 | 0.882 | 1.033 | 1.022 | 1.038 | 1.051 | 1.035 | 1.017 | 0.878 | 0.562 | 540.5405 | 0 | 2817.1872 | 0 | 0 | 0 | 1 | 0 | 0 | 0.87525
125 | Appliances | Unit | Ozone Laundry Commercial | Lodging/Hospitality | Turnover | CloTgsd125 | 1 | 1.1682 | 9345.7944 | 0 | GSD | 10 | 0.536 | 0.638 | 0.811 | 0.882 | 1.033 | 1.022 | 1.038 | 1.051 | 1.035 | 1.017 | 0.878 | 0.562 | 560.7477 | 0 | 2922.5026 | 0 | 0 | 0 | 1 | 0 | 0 | 0.87525
125 | Appliances | Unit | Ozone Laundry Commercial | Lodging/Hospitality | New | CloNgsd125 | 1 | 1.1682 | 9345.7944 | 0 | GSD | 10 | 0.536 | 0.638 | 0.811 | 0.882 | 1.033 | 1.022 | 1.038 | 1.051 | 1.035 | 1.017 | 0.878 | 0.562 | 560.7477 | 0 | 2922.5026 | 0 | 0 | 0 | 1 | 0 | 0 | 0.87525
125 | Appliances | Unit | Ozone Laundry Commercial | Miscellaneous | Turnover | CmiTgsd125 | 1 | 1.0631 | 9009.009 | 0 | GSD | 10 | 0.536 | 0.638 | 0.811 | 0.882 | 1.033 | 1.022 | 1.038 | 1.051 | 1.035 | 1.017 | 0.878 | 0.562 | 540.5405 | 0 | 2817.1872 | 0 | 0 | 0 | 1 | 0 | 0 | 0.87525
125 | Appliances | Unit | Ozone Laundry Commercial | Miscellaneous | New | CmiNgsd125 | 1 | 1.0631 | 9009.009 | 0 | GSD | 10 | 0.536 | 0.638 | 0.811 | 0.882 | 1.033 | 1.022 | 1.038 | 1.051 | 1.035 | 1.017 | 0.878 | 0.562 | 540.5405 | 0 | 2817.1872 | 0 | 0 | 0 | 1 | 0 | 0 | 0.87525
125 | Appliances | Unit | Ozone Laundry Commercial | Offices | Turnover | CofTgsd125 | 1 | 1.0631 | 9009.009 | 0 | GSD | 10 | 0.536 | 0.638 | 0.811 | 0.882 | 1.033 | 1.022 | 1.038 | 1.051 | 1.035 | 1.017 | 0.878 | 0.562 | 540.5405 | 0 | 2817.1872 | 0 | 0 | 0 | 1 | 0 | 0 | 0.87525
125 | Appliances | Unit | Ozone Laundry Commercial | Offices | New | CofNgsd125 | 1 | 1.0631 | 9009.009 | 0 | GSD | 10 | 0.536 | 0.638 | 0.811 | 0.882 | 1.033 | 1.022 | 1.038 | 1.051 | 1.035 | 1.017 | 0.878 | 0.562 | 540.5405 | 0 | 2817.1872 | 0 | 0 | 0 | 1 | 0 | 0 | 0.87525
125 | Appliances | Unit | Ozone Laundry Commercial | Restaurants | Turnover | CreTgsd125 | 1 | 0.37313 | 7462.6866 | 0 | GSD | 10 | 0.536 | 0.638 | 0.811 | 0.882 | 1.033 | 1.022 | 1.038 | 1.051 | 1.035 | 1.017 | 0.878 | 0.562 | 447.7612 | 0 | 2333.6401 | 0 | 0 | 0 | 1 | 0 | 0 | 0.87525
125 | Appliances | Unit | Ozone Laundry Commercial | Restaurants | New | CreNgsd125 | 1 | 0.37313 | 7462.6866 | 0 | GSD | 10 | 0.536 | 0.638 | 0.811 | 0.882 | 1.033 | 1.022 | 1.038 | 1.051 | 1.035 | 1.017 | 0.878 | 0.562 | 447.7612 | 0 | 2333.6401 | 0 | 0 | 0 | 1 | 0 | 0 | 0.87525
125 | Appliances | Unit | Ozone Laundry Commercial | Retail | Turnover | CrtTgsd125 | 1 | 0.55245 | 6993.007 | 0 | GSD | 10 | 0.536 | 0.638 | 0.811 | 0.882 | 1.033 | 1.022 | 1.038 | 1.051 | 1.035 | 1.017 | 0.878 | 0.562 | 419.5804 | 0 | 2186.7677 | 0 | 0 | 0 | 1 | 0 | 0 | 0.87525
125 | Appliances | Unit | Ozone Laundry Commercial | Retail | New | CrtNgsd125 | 1 | 0.55245 | 6993.007 | 0 | GSD | 10 | 0.536 | 0.638 | 0.811 | 0.882 | 1.033 | 1.022 | 1.038 | 1.051 | 1.035 | 1.017 | 0.878 | 0.562 | 419.5804 | 0 | 2186.7677 | 0 | 0 | 0 | 1 | 0 | 0 | 0.87525
125 | Appliances | Unit | Ozone Laundry Commercial | Schools K-12 | Turnover | CscTgsd125 | 1 | 1.0388 | 9708.7379 | 0 | GSD | 10 | 0.536 | 0.638 | 0.811 | 0.882 | 1.033 | 1.022 | 1.038 | 1.051 | 1.035 | 1.017 | 0.878 | 0.562 | 582.5243 | 0 | 3035.9978 | 0 | 0 | 0 | 1 | 0 | 0 | 0.87525
125 | Appliances | Unit | Ozone Laundry Commercial | Schools K-12 | New | CscNgsd125 | 1 | 1.0388 | 9708.7379 | 0 | GSD | 10 | 0.536 | 0.638 | 0.811 | 0.882 | 1.033 | 1.022 | 1.038 | 1.051 | 1.035 | 1.017 | 0.878 | 0.562 | 582.5243 | 0 | 3035.9978 | 0 | 0 | 0 | 1 | 0 | 0 | 0.87525
125 | Appliances | Unit | Ozone Laundry Commercial | Warehouse | Turnover | CwaTgsd125 | 1 | 0.72549 | 6535.9477 | 0 | GSD | 10 | 0.536 | 0.638 | 0.811 | 0.882 | 1.033 | 1.022 | 1.038 | 1.051 | 1.035 | 1.017 | 0.878 | 0.562 | 392.1569 | 0 | 2043.8417 | 0 | 0 | 0 | 1 | 0 | 0 | 0.87525
125 | Appliances | Unit | Ozone Laundry Commercial | Warehouse | New | CwaNgsd125 | 1 | 0.72549 | 6535.9477 | 0 | GSD | 10 | 0.536 | 0.638 | 0.811 | 0.882 | 1.033 | 1.022 | 1.038 | 1.051 | 1.035 | 1.017 | 0.878 | 0.562 | 392.1569 | 0 | 2043.8417 | 0 | 0 | 0 | 1 | 0 | 0 | 0.87525
201 | Building Envelope | Insulation | Ceiling Insulation(R19 to R30) | Assembly | Existing | CasEgsd201 | 1 | 0.16756 | 3075.9928 | 0 | GSD | 30 | 1 | 1 | 1 | 1 | 1 | 1 | 1 | 1 | 1 | 1 | 1 | 1 | 184.5596 | 0 | 25668.7618 | 0 | 0 | 0 | 1 | 0 | 0 | 1
201 | Building Envelope | Insulation | Ceiling Insulation(R19 to R30) | Assembly | New | CasNgsd201 | 1 | 0.16756 | 3075.9928 | 0 | GSD | 30 | 1 | 1 | 1 | 1 | 1 | 1 | 1 | 1 | 1 | 1 | 1 | 1 | 184.5596 | 0 | 25668.7618 | 0 | 0 | 0 | 1 | 0 | 0 | 1
201 | Building Envelope | Insulation | Ceiling Insulation(R19 to R30) | College and University | Existing | CcoEgsd201 | 1 | 0.02096 | 5041.0792 | 0 | GSD | 30 | 1 | 1 | 1 | 1 | 1 | 1 | 1 | 1 | 1 | 1 | 1 | 1 | 302.4648 | 0 | 38006.5864 | 0 | 0 | 0 | 1 | 0 | 0 | 1
201 | Building Envelope | Insulation | Ceiling Insulation(R19 to R30) | College and University | New | CcoNgsd201 | 1 | 0.02096 | 5041.0792 | 0 | GSD | 30 | 1 | 1 | 1 | 1 | 1 | 1 | 1 | 1 | 1 | 1 | 1 | 1 | 302.4648 | 0 | 38006.5864 | 0 | 0 | 0 | 1 | 0 | 0 | 1
201 | Building Envelope | Insulation | Ceiling Insulation(R19 to R30) | Data Center | Existing | CdaEgsd201 | 1 | 0.020246 | 5037.3661 | 0 | GSD | 30 | 1 | 1 | 1 | 1 | 1 | 1 | 1 | 1 | 1 | 1 | 1 | 1 | 302.242 | 0 | 20449.771 | 0 | 0 | 0 | 1 | 0 | 0 | 1
201 | Building Envelope | Insulation | Ceiling Insulation(R19 to R30) | Data Center | New | CdaNgsd201 | 1 | 0.020246 | 5037.3661 | 0 | GSD | 30 | 1 | 1 | 1 | 1 | 1 | 1 | 1 | 1 | 1 | 1 | 1 | 1 | 302.242 | 0 | 20449.771 | 0 | 0 | 0 | 1 | 0 | 0 | 1
201 | Building Envelope | Insulation | Ceiling Insulation(R19 to R30) | Grocery | Existing | CgrEgsd201 | 1 | 0.20758 | 3796.446 | 0 | GSD | 30 | 1 | 1 | 1 | 1 | 1 | 1 | 1 | 1 | 1 | 1 | 1 | 1 | 227.7868 | 0 | 54556.5571 | 0 | 0 | 0 | 1 | 0 | 0 | 1
201 | Building Envelope | Insulation | Ceiling Insulation(R19 to R30) | Grocery | New | CgrNgsd201 | 1 | 0.20758 | 3796.446 | 0 | GSD | 30 | 1 | 1 | 1 | 1 | 1 | 1 | 1 | 1 | 1 | 1 | 1 | 1 | 227.7868 | 0 | 54556.5571 | 0 | 0 | 0 | 1 | 0 | 0 | 1
201 | Building Envelope | Insulation | Ceiling Insulation(R19 to R30) | Healthcare | Existing | CheEgsd201 | 1 | 0.016746 | 5019.1749 | 0 | GSD | 30 | 1 | 1 | 1 | 1 | 1 | 1 | 1 | 1 | 1 | 1 | 1 | 1 | 301.1505 | 0 | 19370.8447 | 0 | 0 | 0 | 1 | 0 | 0 | 1
201 | Building Envelope | Insulation | Ceiling Insulation(R19 to R30) | Healthcare | New | CheNgsd201 | 1 | 0.016746 | 5019.1749 | 0 | GSD | 30 | 1 | 1 | 1 | 1 | 1 | 1 | 1 | 1 | 1 | 1 | 1 | 1 | 301.1505 | 0 | 19370.8447 | 0 | 0 | 0 | 1 | 0 | 0 | 1
201 | Building Envelope | Insulation | Ceiling Insulation(R19 to R30) | Hospitals | Existing | ChoEgsd201 | 1 | 0.020246 | 5037.3703 | 0 | GSD | 30 | 1 | 1 | 1 | 1 | 1 | 1 | 1 | 1 | 1 | 1 | 1 | 1 | 302.2422 | 0 | 20449.7465 | 0 | 0 | 0 | 1 | 0 | 0 | 1
201 | Building Envelope | Insulation | Ceiling Insulation(R19 to R30) | Hospitals | New | ChoNgsd201 | 1 | 0.020246 | 5037.3703 | 0 | GSD | 30 | 1 | 1 | 1 | 1 | 1 | 1 | 1 | 1 | 1 | 1 | 1 | 1 | 302.2422 | 0 | 20449.7465 | 0 | 0 | 0 | 1 | 0 | 0 | 1
201 | Building Envelope | Insulation | Ceiling Insulation(R19 to R30) | Institutional | Existing | CinEgsd201 | 1 | 0.037151 | 5125.2356 | 0 | GSD | 30 | 1 | 1 | 1 | 1 | 1 | 1 | 1 | 1 | 1 | 1 | 1 | 1 | 307.5141 | 0 | 78001.3966 | 0 | 0 | 0 | 1 | 0 | 0 | 1
201 | Building Envelope | Insulation | Ceiling Insulation(R19 to R30) | Institutional | New | CinNgsd201 | 1 | 0.037151 | 5125.2356 | 0 | GSD | 30 | 1 | 1 | 1 | 1 | 1 | 1 | 1 | 1 | 1 | 1 | 1 | 1 | 307.5141 | 0 | 78001.3966 | 0 | 0 | 0 | 1 | 0 | 0 | 1
201 | Building Envelope | Insulation | Ceiling Insulation(R19 to R30) | Lodging/Hospitality | Existing | CloEgsd201 | 1 | 0.053324 | 5302.6119 | 0 | GSD | 30 | 1 | 1 | 1 | 1 | 1 | 1 | 1 | 1 | 1 | 1 | 1 | 1 | 318.1567 | 0 | 27015.5152 | 0 | 0 | 0 | 1 | 0 | 0 | 1
201 | Building Envelope | Insulation | Ceiling Insulation(R19 to R30) | Lodging/Hospitality | New | CloNgsd201 | 1 | 0.053324 | 5302.6119 | 0 | GSD | 30 | 1 | 1 | 1 | 1 | 1 | 1 | 1 | 1 | 1 | 1 | 1 | 1 | 318.1567 | 0 | 27015.5152 | 0 | 0 | 0 | 1 | 0 | 0 | 1
201 | Building Envelope | Insulation | Ceiling Insulation(R19 to R30) | Miscellaneous | Existing | CmiEgsd201 | 1 | 0.16367 | 3074.2887 | 0 | GSD | 30 | 1 | 1 | 1 | 1 | 1 | 1 | 1 | 1 | 1 | 1 | 1 | 1 | 184.4573 | 0 | 45949.4269 | 0 | 0 | 0 | 1 | 0 | 0 | 1
201 | Building Envelope | Insulation | Ceiling Insulation(R19 to R30) | Miscellaneous | New | CmiNgsd201 | 1 | 0.16367 | 3074.2887 | 0 | GSD | 30 | 1 | 1 | 1 | 1 | 1 | 1 | 1 | 1 | 1 | 1 | 1 | 1 | 184.4573 | 0 | 45949.4269 | 0 | 0 | 0 | 1 | 0 | 0 | 1
201 | Building Envelope | Insulation | Ceiling Insulation(R19 to R30) | Offices | Existing | CofEgsd201 | 1 | 0.088006 | 3041.0746 | 0 | GSD | 30 | 1 | 1 | 1 | 1 | 1 | 1 | 1 | 1 | 1 | 1 | 1 | 1 | 182.4645 | 0 | 22802.9455 | 0 | 0 | 0 | 1 | 0 | 0 | 1
201 | Building Envelope | Insulation | Ceiling Insulation(R19 to R30) | Offices | New | CofNgsd201 | 1 | 0.088006 | 3041.0746 | 0 | GSD | 30 | 1 | 1 | 1 | 1 | 1 | 1 | 1 | 1 | 1 | 1 | 1 | 1 | 182.4645 | 0 | 22802.9455 | 0 | 0 | 0 | 1 | 0 | 0 | 1
201 | Building Envelope | Insulation | Ceiling Insulation(R19 to R30) | Restaurants | Existing | CreEgsd201 | 1 | 0.1508 | 3722.5657 | 0 | GSD | 30 | 1 | 1 | 1 | 1 | 1 | 1 | 1 | 1 | 1 | 1 | 1 | 1 | 223.3539 | 0 | 18596.5608 | 0 | 0 | 0 | 1 | 0 | 0 | 1
201 | Building Envelope | Insulation | Ceiling Insulation(R19 to R30) | Restaurants | New | CreNgsd201 | 1 | 0.1508 | 3722.5657 | 0 | GSD | 30 | 1 | 1 | 1 | 1 | 1 | 1 | 1 | 1 | 1 | 1 | 1 | 1 | 223.3539 | 0 | 18596.5608 | 0 | 0 | 0 | 1 | 0 | 0 | 1
201 | Building Envelope | Insulation | Ceiling Insulation(R19 to R30) | Retail | Existing | CrtEgsd201 | 1 | 0.3058 | 3136.676 | 0 | GSD | 30 | 1 | 1 | 1 | 1 | 1 | 1 | 1 | 1 | 1 | 1 | 1 | 1 | 188.2006 | 0 | 20202.0583 | 0 | 0 | 0 | 1 | 0 | 0 | 1
201 | Building Envelope | Insulation | Ceiling Insulation(R19 to R30) | Retail | New | CrtNgsd201 | 1 | 0.3058 | 3136.676 | 0 | GSD | 30 | 1 | 1 | 1 | 1 | 1 | 1 | 1 | 1 | 1 | 1 | 1 | 1 | 188.2006 | 0 | 20202.0583 | 0 | 0 | 0 | 1 | 0 | 0 | 1
201 | Building Envelope | Insulation | Ceiling Insulation(R19 to R30) | Schools K-12 | Existing | CscEgsd201 | 1 | 0.32415 | 3144.7291 | 0 | GSD | 30 | 1 | 1 | 1 | 1 | 1 | 1 | 1 | 1 | 1 | 1 | 1 | 1 | 188.6837 | 0 | 23237.3424 | 0 | 0 | 0 | 1 | 0 | 0 | 1
201 | Building Envelope | Insulation | Ceiling Insulation(R19 to R30) | Schools K-12 | New | CscNgsd201 | 1 | 0.32415 | 3144.7291 | 0 | GSD | 30 | 1 | 1 | 1 | 1 | 1 | 1 | 1 | 1 | 1 | 1 | 1 | 1 | 188.6837 | 0 | 23237.3424 | 0 | 0 | 0 | 1 | 0 | 0 | 1
201 | Building Envelope | Insulation | Ceiling Insulation(R19 to R30) | Warehouse | Existing | CwaEgsd201 | 1 | 0.37732 | 3168.0677 | 0 | GSD | 30 | 1 | 1 | 1 | 1 | 1 | 1 | 1 | 1 | 1 | 1 | 1 | 1 | 190.0841 | 0 | 105921.3959 | 0 | 0 | 0 | 1 | 0 | 0 | 1
201 | Building Envelope | Insulation | Ceiling Insulation(R19 to R30) | Warehouse | New | CwaNgsd201 | 1 | 0.37732 | 3168.0677 | 0 | GSD | 30 | 1 | 1 | 1 | 1 | 1 | 1 | 1 | 1 | 1 | 1 | 1 | 1 | 190.0841 | 0 | 105921.3959 | 0 | 0 | 0 | 1 | 0 | 0 | 1
202 | Building Envelope | Insulation | Ceiling Insulation(R19 to R38) | Assembly | Existing | CasEgsd202 | 1 | 0.16757 | 3075.9985 | 0 | GSD | 30 | 1 | 1 | 1 | 1 | 1 | 1 | 1 | 1 | 1 | 1 | 1 | 1 | 184.5599 | 0 | 27409.8897 | 0 | 0 | 0 | 1 | 0 | 0 | 1
202 | Building Envelope | Insulation | Ceiling Insulation(R19 to R38) | Assembly | New | CasNgsd202 | 1 | 0.16757 | 3075.9985 | 0 | GSD | 30 | 1 | 1 | 1 | 1 | 1 | 1 | 1 | 1 | 1 | 1 | 1 | 1 | 184.5599 | 0 | 27409.8897 | 0 | 0 | 0 | 1 | 0 | 0 | 1
202 | Building Envelope | Insulation | Ceiling Insulation(R19 to R38) | College and University | Existing | CcoEgsd202 | 1 | 0.020959 | 5041.0737 | 0 | GSD | 30 | 1 | 1 | 1 | 1 | 1 | 1 | 1 | 1 | 1 | 1 | 1 | 1 | 302.4644 | 0 | 40584.9771 | 0 | 0 | 0 | 1 | 0 | 0 | 1
202 | Building Envelope | Insulation | Ceiling Insulation(R19 to R38) | College and University | New | CcoNgsd202 | 1 | 0.020959 | 5041.0737 | 0 | GSD | 30 | 1 | 1 | 1 | 1 | 1 | 1 | 1 | 1 | 1 | 1 | 1 | 1 | 302.4644 | 0 | 40584.9771 | 0 | 0 | 0 | 1 | 0 | 0 | 1
202 | Building Envelope | Insulation | Ceiling Insulation(R19 to R38) | Data Center | Existing | CdaEgsd202 | 1 | 0.020246 | 5037.3701 | 0 | GSD | 30 | 1 | 1 | 1 | 1 | 1 | 1 | 1 | 1 | 1 | 1 | 1 | 1 | 302.2422 | 0 | 21836.989 | 0 | 0 | 0 | 1 | 0 | 0 | 1
202 | Building Envelope | Insulation | Ceiling Insulation(R19 to R38) | Data Center | New | CdaNgsd202 | 1 | 0.020246 | 5037.3701 | 0 | GSD | 30 | 1 | 1 | 1 | 1 | 1 | 1 | 1 | 1 | 1 | 1 | 1 | 1 | 302.2422 | 0 | 21836.989 | 0 | 0 | 0 | 1 | 0 | 0 | 1
202 | Building Envelope | Insulation | Ceiling Insulation(R19 to R38) | Grocery | Existing | CgrEgsd202 | 1 | 0.20752 | 3796.3745 | 0 | GSD | 30 | 1 | 1 | 1 | 1 | 1 | 1 | 1 | 1 | 1 | 1 | 1 | 1 | 227.7825 | 0 | 58253.2997 | 0 | 0 | 0 | 1 | 0 | 0 | 1
202 | Building Envelope | Insulation | Ceiling Insulation(R19 to R38) | Grocery | New | CgrNgsd202 | 1 | 0.20752 | 3796.3745 | 0 | GSD | 30 | 1 | 1 | 1 | 1 | 1 | 1 | 1 | 1 | 1 | 1 | 1 | 1 | 227.7825 | 0 | 58253.2997 | 0 | 0 | 0 | 1 | 0 | 0 | 1
202 | Building Envelope | Insulation | Ceiling Insulation(R19 to R38) | Healthcare | Existing | CheEgsd202 | 1 | 0.016753 | 5019.213 | 0 | GSD | 30 | 1 | 1 | 1 | 1 | 1 | 1 | 1 | 1 | 1 | 1 | 1 | 1 | 301.1528 | 0 | 20684.8796 | 0 | 0 | 0 | 1 | 0 | 0 | 1
202 | Building Envelope | Insulation | Ceiling Insulation(R19 to R38) | Healthcare | New | CheNgsd202 | 1 | 0.016753 | 5019.213 | 0 | GSD | 30 | 1 | 1 | 1 | 1 | 1 | 1 | 1 | 1 | 1 | 1 | 1 | 1 | 301.1528 | 0 | 20684.8796 | 0 | 0 | 0 | 1 | 0 | 0 | 1
202 | Building Envelope | Insulation | Ceiling Insulation(R19 to R38) | Hospitals | Existing | ChoEgsd202 | 1 | 0.020246 | 5037.3693 | 0 | GSD | 30 | 1 | 1 | 1 | 1 | 1 | 1 | 1 | 1 | 1 | 1 | 1 | 1 | 302.2422 | 0 | 21836.9971 | 0 | 0 | 0 | 1 | 0 | 0 | 1
202 | Building Envelope | Insulation | Ceiling Insulation(R19 to R38) | Hospitals | New | ChoNgsd202 | 1 | 0.020246 | 5037.3693 | 0 | GSD | 30 | 1 | 1 | 1 | 1 | 1 | 1 | 1 | 1 | 1 | 1 | 1 | 1 | 302.2422 | 0 | 21836.9971 | 0 | 0 | 0 | 1 | 0 | 0 | 1
202 | Building Envelope | Insulation | Ceiling Insulation(R19 to R38) | Institutional | Existing | CinEgsd202 | 1 | 0.037154 | 5125.2523 | 0 | GSD | 30 | 1 | 1 | 1 | 1 | 1 | 1 | 1 | 1 | 1 | 1 | 1 | 1 | 307.5151 | 0 | 83290.9596 | 0 | 0 | 0 | 1 | 0 | 0 | 1
202 | Building Envelope | Insulation | Ceiling Insulation(R19 to R38) | Institutional | New | CinNgsd202 | 1 | 0.037154 | 5125.2523 | 0 | GSD | 30 | 1 | 1 | 1 | 1 | 1 | 1 | 1 | 1 | 1 | 1 | 1 | 1 | 307.5151 | 0 | 83290.9596 | 0 | 0 | 0 | 1 | 0 | 0 | 1
202 | Building Envelope | Insulation | Ceiling Insulation(R19 to R38) | Lodging/Hospitality | Existing | CloEgsd202 | 1 | 0.053318 | 5302.6027 | 0 | GSD | 30 | 1 | 1 | 1 | 1 | 1 | 1 | 1 | 1 | 1 | 1 | 1 | 1 | 318.1562 | 0 | 28848.1421 | 0 | 0 | 0 | 1 | 0 | 0 | 1
202 | Building Envelope | Insulation | Ceiling Insulation(R19 to R38) | Lodging/Hospitality | New | CloNgsd202 | 1 | 0.053318 | 5302.6027 | 0 | GSD | 30 | 1 | 1 | 1 | 1 | 1 | 1 | 1 | 1 | 1 | 1 | 1 | 1 | 318.1562 | 0 | 28848.1421 | 0 | 0 | 0 | 1 | 0 | 0 | 1
202 | Building Envelope | Insulation | Ceiling Insulation(R19 to R38) | Miscellaneous | Existing | CmiEgsd202 | 1 | 0.16363 | 3074.2685 | 0 | GSD | 30 | 1 | 1 | 1 | 1 | 1 | 1 | 1 | 1 | 1 | 1 | 1 | 1 | 184.4561 | 0 | 49066.5834 | 0 | 0 | 0 | 1 | 0 | 0 | 1
202 | Building Envelope | Insulation | Ceiling Insulation(R19 to R38) | Miscellaneous | New | CmiNgsd202 | 1 | 0.16363 | 3074.2685 | 0 | GSD | 30 | 1 | 1 | 1 | 1 | 1 | 1 | 1 | 1 | 1 | 1 | 1 | 1 | 184.4561 | 0 | 49066.5834 | 0 | 0 | 0 | 1 | 0 | 0 | 1
202 | Building Envelope | Insulation | Ceiling Insulation(R19 to R38) | Offices | Existing | CofEgsd202 | 1 | 0.087956 | 3041.0524 | 0 | GSD | 30 | 1 | 1 | 1 | 1 | 1 | 1 | 1 | 1 | 1 | 1 | 1 | 1 | 182.4631 | 0 | 24349.7333 | 0 | 0 | 0 | 1 | 0 | 0 | 1
202 | Building Envelope | Insulation | Ceiling Insulation(R19 to R38) | Offices | New | CofNgsd202 | 1 | 0.087956 | 3041.0524 | 0 | GSD | 30 | 1 | 1 | 1 | 1 | 1 | 1 | 1 | 1 | 1 | 1 | 1 | 1 | 182.4631 | 0 | 24349.7333 | 0 | 0 | 0 | 1 | 0 | 0 | 1
202 | Building Envelope | Insulation | Ceiling Insulation(R19 to R38) | Restaurants | Existing | CreEgsd202 | 1 | 0.15084 | 3722.6256 | 0 | GSD | 30 | 1 | 1 | 1 | 1 | 1 | 1 | 1 | 1 | 1 | 1 | 1 | 1 | 223.3575 | 0 | 19858.0021 | 0 | 0 | 0 | 1 | 0 | 0 | 1
202 | Building Envelope | Insulation | Ceiling Insulation(R19 to R38) | Restaurants | New | CreNgsd202 | 1 | 0.15084 | 3722.6256 | 0 | GSD | 30 | 1 | 1 | 1 | 1 | 1 | 1 | 1 | 1 | 1 | 1 | 1 | 1 | 223.3575 | 0 | 19858.0021 | 0 | 0 | 0 | 1 | 0 | 0 | 1
202 | Building Envelope | Insulation | Ceiling Insulation(R19 to R38) | Retail | Existing | CrtEgsd202 | 1 | 0.30579 | 3136.6704 | 0 | GSD | 30 | 1 | 1 | 1 | 1 | 1 | 1 | 1 | 1 | 1 | 1 | 1 | 1 | 188.2002 | 0 | 21572.478 | 0 | 0 | 0 | 1 | 0 | 0 | 1
202 | Building Envelope | Insulation | Ceiling Insulation(R19 to R38) | Retail | New | CrtNgsd202 | 1 | 0.30579 | 3136.6704 | 0 | GSD | 30 | 1 | 1 | 1 | 1 | 1 | 1 | 1 | 1 | 1 | 1 | 1 | 1 | 188.2002 | 0 | 21572.478 | 0 | 0 | 0 | 1 | 0 | 0 | 1
202 | Building Envelope | Insulation | Ceiling Insulation(R19 to R38) | Schools K-12 | Existing | CscEgsd202 | 1 | 0.32416 | 3144.7338 | 0 | GSD | 30 | 1 | 1 | 1 | 1 | 1 | 1 | 1 | 1 | 1 | 1 | 1 | 1 | 188.684 | 0 | 24813.6902 | 0 | 0 | 0 | 1 | 0 | 0 | 1
202 | Building Envelope | Insulation | Ceiling Insulation(R19 to R38) | Schools K-12 | New | CscNgsd202 | 1 | 0.32416 | 3144.7338 | 0 | GSD | 30 | 1 | 1 | 1 | 1 | 1 | 1 | 1 | 1 | 1 | 1 | 1 | 1 | 188.684 | 0 | 24813.6902 | 0 | 0 | 0 | 1 | 0 | 0 | 1
202 | Building Envelope | Insulation | Ceiling Insulation(R19 to R38) | Warehouse | Existing | CwaEgsd202 | 1 | 0.37721 | 3168.021 | 0 | GSD | 30 | 1 | 1 | 1 | 1 | 1 | 1 | 1 | 1 | 1 | 1 | 1 | 1 | 190.0813 | 0 | 113108.9287 | 0 | 0 | 0 | 1 | 0 | 0 | 1
202 | Building Envelope | Insulation | Ceiling Insulation(R19 to R38) | Warehouse | New | CwaNgsd202 | 1 | 0.37721 | 3168.021 | 0 | GSD | 30 | 1 | 1 | 1 | 1 | 1 | 1 | 1 | 1 | 1 | 1 | 1 | 1 | 190.0813 | 0 | 113108.9287 | 0 | 0 | 0 | 1 | 0 | 0 | 1
203 | Building Envelope | Insulation | Ceiling Insulation(R19 to R49) | Assembly | Existing | CasEgsd203 | 1 | 0.16762 | 3076.0204 | 0 | GSD | 30 | 1 | 1 | 1 | 1 | 1 | 1 | 1 | 1 | 1 | 1 | 1 | 1 | 184.5612 | 0 | 23193.8607 | 0 | 0 | 0 | 1 | 0 | 0 | 1
203 | Building Envelope | Insulation | Ceiling Insulation(R19 to R49) | Assembly | New | CasNgsd203 | 1 | 0.16762 | 3076.0204 | 0 | GSD | 30 | 1 | 1 | 1 | 1 | 1 | 1 | 1 | 1 | 1 | 1 | 1 | 1 | 184.5612 | 0 | 23193.8607 | 0 | 0 | 0 | 1 | 0 | 0 | 1
203 | Building Envelope | Insulation | Ceiling Insulation(R19 to R49) | College and University | Existing | CcoEgsd203 | 1 | 0.020958 | 5041.0668 | 0 | GSD | 30 | 1 | 1 | 1 | 1 | 1 | 1 | 1 | 1 | 1 | 1 | 1 | 1 | 302.464 | 0 | 34342.3013 | 0 | 0 | 0 | 1 | 0 | 0 | 1
203 | Building Envelope | Insulation | Ceiling Insulation(R19 to R49) | College and University | New | CcoNgsd203 | 1 | 0.020958 | 5041.0668 | 0 | GSD | 30 | 1 | 1 | 1 | 1 | 1 | 1 | 1 | 1 | 1 | 1 | 1 | 1 | 302.464 | 0 | 34342.3013 | 0 | 0 | 0 | 1 | 0 | 0 | 1
203 | Building Envelope | Insulation | Ceiling Insulation(R19 to R49) | Data Center | Existing | CdaEgsd203 | 1 | 0.020246 | 5037.3677 | 0 | GSD | 30 | 1 | 1 | 1 | 1 | 1 | 1 | 1 | 1 | 1 | 1 | 1 | 1 | 302.2421 | 0 | 18478.1203 | 0 | 0 | 0 | 1 | 0 | 0 | 1
203 | Building Envelope | Insulation | Ceiling Insulation(R19 to R49) | Data Center | New | CdaNgsd203 | 1 | 0.020246 | 5037.3677 | 0 | GSD | 30 | 1 | 1 | 1 | 1 | 1 | 1 | 1 | 1 | 1 | 1 | 1 | 1 | 302.2421 | 0 | 18478.1203 | 0 | 0 | 0 | 1 | 0 | 0 | 1
203 | Building Envelope | Insulation | Ceiling Insulation(R19 to R49) | Grocery | Existing | CgrEgsd203 | 1 | 0.2075 | 3796.344 | 0 | GSD | 30 | 1 | 1 | 1 | 1 | 1 | 1 | 1 | 1 | 1 | 1 | 1 | 1 | 227.7806 | 0 | 49296.5629 | 0 | 0 | 0 | 1 | 0 | 0 | 1
203 | Building Envelope | Insulation | Ceiling Insulation(R19 to R49) | Grocery | New | CgrNgsd203 | 1 | 0.2075 | 3796.344 | 0 | GSD | 30 | 1 | 1 | 1 | 1 | 1 | 1 | 1 | 1 | 1 | 1 | 1 | 1 | 227.7806 | 0 | 49296.5629 | 0 | 0 | 0 | 1 | 0 | 0 | 1
203 | Building Envelope | Insulation | Ceiling Insulation(R19 to R49) | Healthcare | Existing | CheEgsd203 | 1 | 0.016753 | 5019.2111 | 0 | GSD | 30 | 1 | 1 | 1 | 1 | 1 | 1 | 1 | 1 | 1 | 1 | 1 | 1 | 301.1527 | 0 | 17503.217 | 0 | 0 | 0 | 1 | 0 | 0 | 1
203 | Building Envelope | Insulation | Ceiling Insulation(R19 to R49) | Healthcare | New | CheNgsd203 | 1 | 0.016753 | 5019.2111 | 0 | GSD | 30 | 1 | 1 | 1 | 1 | 1 | 1 | 1 | 1 | 1 | 1 | 1 | 1 | 301.1527 | 0 | 17503.217 | 0 | 0 | 0 | 1 | 0 | 0 | 1
203 | Building Envelope | Insulation | Ceiling Insulation(R19 to R49) | Hospitals | Existing | ChoEgsd203 | 1 | 0.020246 | 5037.3696 | 0 | GSD | 30 | 1 | 1 | 1 | 1 | 1 | 1 | 1 | 1 | 1 | 1 | 1 | 1 | 302.2422 | 0 | 18478.1381 | 0 | 0 | 0 | 1 | 0 | 0 | 1
203 | Building Envelope | Insulation | Ceiling Insulation(R19 to R49) | Hospitals | New | ChoNgsd203 | 1 | 0.020246 | 5037.3696 | 0 | GSD | 30 | 1 | 1 | 1 | 1 | 1 | 1 | 1 | 1 | 1 | 1 | 1 | 1 | 302.2422 | 0 | 18478.1381 | 0 | 0 | 0 | 1 | 0 | 0 | 1
203 | Building Envelope | Insulation | Ceiling Insulation(R19 to R49) | Institutional | Existing | CinEgsd203 | 1 | 0.037141 | 5125.186 | 0 | GSD | 30 | 1 | 1 | 1 | 1 | 1 | 1 | 1 | 1 | 1 | 1 | 1 | 1 | 307.5112 | 0 | 70479.7688 | 0 | 0 | 0 | 1 | 0 | 0 | 1
203 | Building Envelope | Insulation | Ceiling Insulation(R19 to R49) | Institutional | New | CinNgsd203 | 1 | 0.037141 | 5125.186 | 0 | GSD | 30 | 1 | 1 | 1 | 1 | 1 | 1 | 1 | 1 | 1 | 1 | 1 | 1 | 307.5112 | 0 | 70479.7688 | 0 | 0 | 0 | 1 | 0 | 0 | 1
203 | Building Envelope | Insulation | Ceiling Insulation(R19 to R49) | Lodging/Hospitality | Existing | CloEgsd203 | 1 | 0.05332 | 5302.6058 | 0 | GSD | 30 | 1 | 1 | 1 | 1 | 1 | 1 | 1 | 1 | 1 | 1 | 1 | 1 | 318.1563 | 0 | 24410.7906 | 0 | 0 | 0 | 1 | 0 | 0 | 1
203 | Building Envelope | Insulation | Ceiling Insulation(R19 to R49) | Lodging/Hospitality | New | CloNgsd203 | 1 | 0.05332 | 5302.6058 | 0 | GSD | 30 | 1 | 1 | 1 | 1 | 1 | 1 | 1 | 1 | 1 | 1 | 1 | 1 | 318.1563 | 0 | 24410.7906 | 0 | 0 | 0 | 1 | 0 | 0 | 1
203 | Building Envelope | Insulation | Ceiling Insulation(R19 to R49) | Miscellaneous | Existing | CmiEgsd203 | 1 | 0.16366 | 3074.2849 | 0 | GSD | 30 | 1 | 1 | 1 | 1 | 1 | 1 | 1 | 1 | 1 | 1 | 1 | 1 | 184.4571 | 0 | 41519.1958 | 0 | 0 | 0 | 1 | 0 | 0 | 1
203 | Building Envelope | Insulation | Ceiling Insulation(R19 to R49) | Miscellaneous | New | CmiNgsd203 | 1 | 0.16366 | 3074.2849 | 0 | GSD | 30 | 1 | 1 | 1 | 1 | 1 | 1 | 1 | 1 | 1 | 1 | 1 | 1 | 184.4571 | 0 | 41519.1958 | 0 | 0 | 0 | 1 | 0 | 0 | 1
203 | Building Envelope | Insulation | Ceiling Insulation(R19 to R49) | Offices | Existing | CofEgsd203 | 1 | 0.087994 | 3041.0691 | 0 | GSD | 30 | 1 | 1 | 1 | 1 | 1 | 1 | 1 | 1 | 1 | 1 | 1 | 1 | 182.4641 | 0 | 20604.3947 | 0 | 0 | 0 | 1 | 0 | 0 | 1
203 | Building Envelope | Insulation | Ceiling Insulation(R19 to R49) | Offices | New | CofNgsd203 | 1 | 0.087994 | 3041.0691 | 0 | GSD | 30 | 1 | 1 | 1 | 1 | 1 | 1 | 1 | 1 | 1 | 1 | 1 | 1 | 182.4641 | 0 | 20604.3947 | 0 | 0 | 0 | 1 | 0 | 0 | 1
203 | Building Envelope | Insulation | Ceiling Insulation(R19 to R49) | Restaurants | Existing | CreEgsd203 | 1 | 0.15084 | 3722.6165 | 0 | GSD | 30 | 1 | 1 | 1 | 1 | 1 | 1 | 1 | 1 | 1 | 1 | 1 | 1 | 223.357 | 0 | 16803.3437 | 0 | 0 | 0 | 1 | 0 | 0 | 1
203 | Building Envelope | Insulation | Ceiling Insulation(R19 to R49) | Restaurants | New | CreNgsd203 | 1 | 0.15084 | 3722.6165 | 0 | GSD | 30 | 1 | 1 | 1 | 1 | 1 | 1 | 1 | 1 | 1 | 1 | 1 | 1 | 223.357 | 0 | 16803.3437 | 0 | 0 | 0 | 1 | 0 | 0 | 1
203 | Building Envelope | Insulation | Ceiling Insulation(R19 to R49) | Retail | Existing | CrtEgsd203 | 1 | 0.3058 | 3136.6778 | 0 | GSD | 30 | 1 | 1 | 1 | 1 | 1 | 1 | 1 | 1 | 1 | 1 | 1 | 1 | 188.2007 | 0 | 18254.3435 | 0 | 0 | 0 | 1 | 0 | 0 | 1
203 | Building Envelope | Insulation | Ceiling Insulation(R19 to R49) | Retail | New | CrtNgsd203 | 1 | 0.3058 | 3136.6778 | 0 | GSD | 30 | 1 | 1 | 1 | 1 | 1 | 1 | 1 | 1 | 1 | 1 | 1 | 1 | 188.2007 | 0 | 18254.3435 | 0 | 0 | 0 | 1 | 0 | 0 | 1
203 | Building Envelope | Insulation | Ceiling Insulation(R19 to R49) | Schools K-12 | Existing | CscEgsd203 | 1 | 0.32414 | 3144.7275 | 0 | GSD | 30 | 1 | 1 | 1 | 1 | 1 | 1 | 1 | 1 | 1 | 1 | 1 | 1 | 188.6837 | 0 | 20996.9851 | 0 | 0 | 0 | 1 | 0 | 0 | 1
203 | Building Envelope | Insulation | Ceiling Insulation(R19 to R49) | Schools K-12 | New | CscNgsd203 | 1 | 0.32414 | 3144.7275 | 0 | GSD | 30 | 1 | 1 | 1 | 1 | 1 | 1 | 1 | 1 | 1 | 1 | 1 | 1 | 188.6837 | 0 | 20996.9851 | 0 | 0 | 0 | 1 | 0 | 0 | 1
203 | Building Envelope | Insulation | Ceiling Insulation(R19 to R49) | Warehouse | Existing | CwaEgsd203 | 1 | 0.37719 | 3168.0131 | 0 | GSD | 30 | 1 | 1 | 1 | 1 | 1 | 1 | 1 | 1 | 1 | 1 | 1 | 1 | 190.0808 | 0 | 95710.8906 | 0 | 0 | 0 | 1 | 0 | 0 | 1
203 | Building Envelope | Insulation | Ceiling Insulation(R19 to R49) | Warehouse | New | CwaNgsd203 | 1 | 0.37719 | 3168.0131 | 0 | GSD | 30 | 1 | 1 | 1 | 1 | 1 | 1 | 1 | 1 | 1 | 1 | 1 | 1 | 190.0808 | 0 | 95710.8906 | 0 | 0 | 0 | 1 | 0 | 0 | 1
204 | Building Envelope | Insulation | Ceiling Insulation(R2 to R30) | Assembly | Existing | CasEgsd204 | 1 | 0.1676 | 3076.0128 | 0 | GSD | 30 | 1 | 1 | 1 | 1 | 1 | 1 | 1 | 1 | 1 | 1 | 1 | 1 | 154.6718 | 0 | 4171.4567 | 0 | 0 | 0 | 1 | 0 | 0 | 1
204 | Building Envelope | Insulation | Ceiling Insulation(R2 to R30) | Assembly | New | CasNgsd204 | 1 | 0.1676 | 3076.0128 | 0 | GSD | 30 | 1 | 1 | 1 | 1 | 1 | 1 | 1 | 1 | 1 | 1 | 1 | 1 | 154.6718 | 0 | 4171.4567 | 0 | 0 | 0 | 1 | 0 | 0 | 1
204 | Building Envelope | Insulation | Ceiling Insulation(R2 to R30) | College and University | Existing | CcoEgsd204 | 1 | 0.020958 | 5041.0698 | 0 | GSD | 30 | 1 | 1 | 1 | 1 | 1 | 1 | 1 | 1 | 1 | 1 | 1 | 1 | 253.4811 | 0 | 6176.5114 | 0 | 0 | 0 | 1 | 0 | 0 | 1
204 | Building Envelope | Insulation | Ceiling Insulation(R2 to R30) | College and University | New | CcoNgsd204 | 1 | 0.020958 | 5041.0698 | 0 | GSD | 30 | 1 | 1 | 1 | 1 | 1 | 1 | 1 | 1 | 1 | 1 | 1 | 1 | 253.4811 | 0 | 6176.5114 | 0 | 0 | 0 | 1 | 0 | 0 | 1
204 | Building Envelope | Insulation | Ceiling Insulation(R2 to R30) | Data Center | Existing | CdaEgsd204 | 1 | 0.020246 | 5037.3699 | 0 | GSD | 30 | 1 | 1 | 1 | 1 | 1 | 1 | 1 | 1 | 1 | 1 | 1 | 1 | 253.2951 | 0 | 3323.3223 | 0 | 0 | 0 | 1 | 0 | 0 | 1
204 | Building Envelope | Insulation | Ceiling Insulation(R2 to R30) | Data Center | New | CdaNgsd204 | 1 | 0.020246 | 5037.3699 | 0 | GSD | 30 | 1 | 1 | 1 | 1 | 1 | 1 | 1 | 1 | 1 | 1 | 1 | 1 | 253.2951 | 0 | 3323.3223 | 0 | 0 | 0 | 1 | 0 | 0 | 1
204 | Building Envelope | Insulation | Ceiling Insulation(R2 to R30) | Grocery | Existing | CgrEgsd204 | 1 | 0.20758 | 3796.4467 | 0 | GSD | 30 | 1 | 1 | 1 | 1 | 1 | 1 | 1 | 1 | 1 | 1 | 1 | 1 | 190.8975 | 0 | 8865.7974 | 0 | 0 | 0 | 1 | 0 | 0 | 1
204 | Building Envelope | Insulation | Ceiling Insulation(R2 to R30) | Grocery | New | CgrNgsd204 | 1 | 0.20758 | 3796.4467 | 0 | GSD | 30 | 1 | 1 | 1 | 1 | 1 | 1 | 1 | 1 | 1 | 1 | 1 | 1 | 190.8975 | 0 | 8865.7974 | 0 | 0 | 0 | 1 | 0 | 0 | 1
204 | Building Envelope | Insulation | Ceiling Insulation(R2 to R30) | Healthcare | Existing | CheEgsd204 | 1 | 0.01675 | 5019.1988 | 0 | GSD | 30 | 1 | 1 | 1 | 1 | 1 | 1 | 1 | 1 | 1 | 1 | 1 | 1 | 252.3814 | 0 | 3147.978 | 0 | 0 | 0 | 1 | 0 | 0 | 1
204 | Building Envelope | Insulation | Ceiling Insulation(R2 to R30) | Healthcare | New | CheNgsd204 | 1 | 0.01675 | 5019.1988 | 0 | GSD | 30 | 1 | 1 | 1 | 1 | 1 | 1 | 1 | 1 | 1 | 1 | 1 | 1 | 252.3814 | 0 | 3147.978 | 0 | 0 | 0 | 1 | 0 | 0 | 1
204 | Building Envelope | Insulation | Ceiling Insulation(R2 to R30) | Hospitals | Existing | ChoEgsd204 | 1 | 0.020246 | 5037.3699 | 0 | GSD | 30 | 1 | 1 | 1 | 1 | 1 | 1 | 1 | 1 | 1 | 1 | 1 | 1 | 253.2951 | 0 | 3323.3218 | 0 | 0 | 0 | 1 | 0 | 0 | 1
204 | Building Envelope | Insulation | Ceiling Insulation(R2 to R30) | Hospitals | New | ChoNgsd204 | 1 | 0.020246 | 5037.3699 | 0 | GSD | 30 | 1 | 1 | 1 | 1 | 1 | 1 | 1 | 1 | 1 | 1 | 1 | 1 | 253.2951 | 0 | 3323.3218 | 0 | 0 | 0 | 1 | 0 | 0 | 1
204 | Building Envelope | Insulation | Ceiling Insulation(R2 to R30) | Institutional | Existing | CinEgsd204 | 1 | 0.037146 | 5125.2113 | 0 | GSD | 30 | 1 | 1 | 1 | 1 | 1 | 1 | 1 | 1 | 1 | 1 | 1 | 1 | 257.712 | 0 | 12675.9473 | 0 | 0 | 0 | 1 | 0 | 0 | 1
204 | Building Envelope | Insulation | Ceiling Insulation(R2 to R30) | Institutional | New | CinNgsd204 | 1 | 0.037146 | 5125.2113 | 0 | GSD | 30 | 1 | 1 | 1 | 1 | 1 | 1 | 1 | 1 | 1 | 1 | 1 | 1 | 257.712 | 0 | 12675.9473 | 0 | 0 | 0 | 1 | 0 | 0 | 1
204 | Building Envelope | Insulation | Ceiling Insulation(R2 to R30) | Lodging/Hospitality | Existing | CloEgsd204 | 1 | 0.053322 | 5302.6092 | 0 | GSD | 30 | 1 | 1 | 1 | 1 | 1 | 1 | 1 | 1 | 1 | 1 | 1 | 1 | 266.6322 | 0 | 4390.326 | 0 | 0 | 0 | 1 | 0 | 0 | 1
204 | Building Envelope | Insulation | Ceiling Insulation(R2 to R30) | Lodging/Hospitality | New | CloNgsd204 | 1 | 0.053322 | 5302.6092 | 0 | GSD | 30 | 1 | 1 | 1 | 1 | 1 | 1 | 1 | 1 | 1 | 1 | 1 | 1 | 266.6322 | 0 | 4390.326 | 0 | 0 | 0 | 1 | 0 | 0 | 1
204 | Building Envelope | Insulation | Ceiling Insulation(R2 to R30) | Miscellaneous | Existing | CmiEgsd204 | 1 | 0.16365 | 3074.2786 | 0 | GSD | 30 | 1 | 1 | 1 | 1 | 1 | 1 | 1 | 1 | 1 | 1 | 1 | 1 | 154.5846 | 0 | 7467.31 | 0 | 0 | 0 | 1 | 0 | 0 | 1
204 | Building Envelope | Insulation | Ceiling Insulation(R2 to R30) | Miscellaneous | New | CmiNgsd204 | 1 | 0.16365 | 3074.2786 | 0 | GSD | 30 | 1 | 1 | 1 | 1 | 1 | 1 | 1 | 1 | 1 | 1 | 1 | 1 | 154.5846 | 0 | 7467.31 | 0 | 0 | 0 | 1 | 0 | 0 | 1
204 | Building Envelope | Insulation | Ceiling Insulation(R2 to R30) | Offices | Existing | CofEgsd204 | 1 | 0.087985 | 3041.0652 | 0 | GSD | 30 | 1 | 1 | 1 | 1 | 1 | 1 | 1 | 1 | 1 | 1 | 1 | 1 | 152.9145 | 0 | 3705.737 | 0 | 0 | 0 | 1 | 0 | 0 | 1
204 | Building Envelope | Insulation | Ceiling Insulation(R2 to R30) | Offices | New | CofNgsd204 | 1 | 0.087985 | 3041.0652 | 0 | GSD | 30 | 1 | 1 | 1 | 1 | 1 | 1 | 1 | 1 | 1 | 1 | 1 | 1 | 152.9145 | 0 | 3705.737 | 0 | 0 | 0 | 1 | 0 | 0 | 1
204 | Building Envelope | Insulation | Ceiling Insulation(R2 to R30) | Restaurants | Existing | CreEgsd204 | 1 | 0.15082 | 3722.596 | 0 | GSD | 30 | 1 | 1 | 1 | 1 | 1 | 1 | 1 | 1 | 1 | 1 | 1 | 1 | 187.184 | 0 | 3022.1173 | 0 | 0 | 0 | 1 | 0 | 0 | 1
204 | Building Envelope | Insulation | Ceiling Insulation(R2 to R30) | Restaurants | New | CreNgsd204 | 1 | 0.15082 | 3722.596 | 0 | GSD | 30 | 1 | 1 | 1 | 1 | 1 | 1 | 1 | 1 | 1 | 1 | 1 | 1 | 187.184 | 0 | 3022.1173 | 0 | 0 | 0 | 1 | 0 | 0 | 1
204 | Building Envelope | Insulation | Ceiling Insulation(R2 to R30) | Retail | Existing | CrtEgsd204 | 1 | 0.30579 | 3136.6732 | 0 | GSD | 30 | 1 | 1 | 1 | 1 | 1 | 1 | 1 | 1 | 1 | 1 | 1 | 1 | 157.722 | 0 | 3283.071 | 0 | 0 | 0 | 1 | 0 | 0 | 1
204 | Building Envelope | Insulation | Ceiling Insulation(R2 to R30) | Retail | New | CrtNgsd204 | 1 | 0.30579 | 3136.6732 | 0 | GSD | 30 | 1 | 1 | 1 | 1 | 1 | 1 | 1 | 1 | 1 | 1 | 1 | 1 | 157.722 | 0 | 3283.071 | 0 | 0 | 0 | 1 | 0 | 0 | 1
204 | Building Envelope | Insulation | Ceiling Insulation(R2 to R30) | Schools K-12 | Existing | CscEgsd204 | 1 | 0.32415 | 3144.7304 | 0 | GSD | 30 | 1 | 1 | 1 | 1 | 1 | 1 | 1 | 1 | 1 | 1 | 1 | 1 | 158.1271 | 0 | 3776.3376 | 0 | 0 | 0 | 1 | 0 | 0 | 1
204 | Building Envelope | Insulation | Ceiling Insulation(R2 to R30) | Schools K-12 | New | CscNgsd204 | 1 | 0.32415 | 3144.7304 | 0 | GSD | 30 | 1 | 1 | 1 | 1 | 1 | 1 | 1 | 1 | 1 | 1 | 1 | 1 | 158.1271 | 0 | 3776.3376 | 0 | 0 | 0 | 1 | 0 | 0 | 1
204 | Building Envelope | Insulation | Ceiling Insulation(R2 to R30) | Warehouse | Existing | CwaEgsd204 | 1 | 0.37724 | 3168.0349 | 0 | GSD | 30 | 1 | 1 | 1 | 1 | 1 | 1 | 1 | 1 | 1 | 1 | 1 | 1 | 159.2989 | 0 | 17213.7347 | 0 | 0 | 0 | 1 | 0 | 0 | 1
204 | Building Envelope | Insulation | Ceiling Insulation(R2 to R30) | Warehouse | New | CwaNgsd204 | 1 | 0.37724 | 3168.0349 | 0 | GSD | 30 | 1 | 1 | 1 | 1 | 1 | 1 | 1 | 1 | 1 | 1 | 1 | 1 | 159.2989 | 0 | 17213.7347 | 0 | 0 | 0 | 1 | 0 | 0 | 1
205 | Building Envelope | Insulation | Ceiling Insulation(R2 to R38) | Assembly | Existing | CasEgsd205 | 1 | 0.1676 | 3076.0128 | 0 | GSD | 30 | 1 | 1 | 1 | 1 | 1 | 1 | 1 | 1 | 1 | 1 | 1 | 1 | 154.6718 | 0 | 5103.7089 | 0 | 0 | 0 | 1 | 0 | 0 | 1
205 | Building Envelope | Insulation | Ceiling Insulation(R2 to R38) | Assembly | New | CasNgsd205 | 1 | 0.1676 | 3076.0128 | 0 | GSD | 30 | 1 | 1 | 1 | 1 | 1 | 1 | 1 | 1 | 1 | 1 | 1 | 1 | 154.6718 | 0 | 5103.7089 | 0 | 0 | 0 | 1 | 0 | 0 | 1
205 | Building Envelope | Insulation | Ceiling Insulation(R2 to R38) | College and University | Existing | CcoEgsd205 | 1 | 0.020958 | 5041.0694 | 0 | GSD | 30 | 1 | 1 | 1 | 1 | 1 | 1 | 1 | 1 | 1 | 1 | 1 | 1 | 253.4811 | 0 | 7556.8773 | 0 | 0 | 0 | 1 | 0 | 0 | 1
205 | Building Envelope | Insulation | Ceiling Insulation(R2 to R38) | College and University | New | CcoNgsd205 | 1 | 0.020958 | 5041.0694 | 0 | GSD | 30 | 1 | 1 | 1 | 1 | 1 | 1 | 1 | 1 | 1 | 1 | 1 | 1 | 253.4811 | 0 | 7556.8773 | 0 | 0 | 0 | 1 | 0 | 0 | 1
205 | Building Envelope | Insulation | Ceiling Insulation(R2 to R38) | Data Center | Existing | CdaEgsd205 | 1 | 0.020246 | 5037.3695 | 0 | GSD | 30 | 1 | 1 | 1 | 1 | 1 | 1 | 1 | 1 | 1 | 1 | 1 | 1 | 253.2951 | 0 | 4066.034 | 0 | 0 | 0 | 1 | 0 | 0 | 1
205 | Building Envelope | Insulation | Ceiling Insulation(R2 to R38) | Data Center | New | CdaNgsd205 | 1 | 0.020246 | 5037.3695 | 0 | GSD | 30 | 1 | 1 | 1 | 1 | 1 | 1 | 1 | 1 | 1 | 1 | 1 | 1 | 253.2951 | 0 | 4066.034 | 0 | 0 | 0 | 1 | 0 | 0 | 1
205 | Building Envelope | Insulation | Ceiling Insulation(R2 to R38) | Grocery | Existing | CgrEgsd205 | 1 | 0.20757 | 3796.4359 | 0 | GSD | 30 | 1 | 1 | 1 | 1 | 1 | 1 | 1 | 1 | 1 | 1 | 1 | 1 | 190.8969 | 0 | 10847.0609 | 0 | 0 | 0 | 1 | 0 | 0 | 1
205 | Building Envelope | Insulation | Ceiling Insulation(R2 to R38) | Grocery | New | CgrNgsd205 | 1 | 0.20757 | 3796.4359 | 0 | GSD | 30 | 1 | 1 | 1 | 1 | 1 | 1 | 1 | 1 | 1 | 1 | 1 | 1 | 190.8969 | 0 | 10847.0609 | 0 | 0 | 0 | 1 | 0 | 0 | 1
205 | Building Envelope | Insulation | Ceiling Insulation(R2 to R38) | Healthcare | Existing | CheEgsd205 | 1 | 0.01675 | 5019.1978 | 0 | GSD | 30 | 1 | 1 | 1 | 1 | 1 | 1 | 1 | 1 | 1 | 1 | 1 | 1 | 252.3813 | 0 | 3851.4985 | 0 | 0 | 0 | 1 | 0 | 0 | 1
205 | Building Envelope | Insulation | Ceiling Insulation(R2 to R38) | Healthcare | New | CheNgsd205 | 1 | 0.01675 | 5019.1978 | 0 | GSD | 30 | 1 | 1 | 1 | 1 | 1 | 1 | 1 | 1 | 1 | 1 | 1 | 1 | 252.3813 | 0 | 3851.4985 | 0 | 0 | 0 | 1 | 0 | 0 | 1
205 | Building Envelope | Insulation | Ceiling Insulation(R2 to R38) | Hospitals | Existing | ChoEgsd205 | 1 | 0.020246 | 5037.3698 | 0 | GSD | 30 | 1 | 1 | 1 | 1 | 1 | 1 | 1 | 1 | 1 | 1 | 1 | 1 | 253.2951 | 0 | 4066.0335 | 0 | 0 | 0 | 1 | 0 | 0 | 1
205 | Building Envelope | Insulation | Ceiling Insulation(R2 to R38) | Hospitals | New | ChoNgsd205 | 1 | 0.020246 | 5037.3698 | 0 | GSD | 30 | 1 | 1 | 1 | 1 | 1 | 1 | 1 | 1 | 1 | 1 | 1 | 1 | 253.2951 | 0 | 4066.0335 | 0 | 0 | 0 | 1 | 0 | 0 | 1
205 | Building Envelope | Insulation | Ceiling Insulation(R2 to R38) | Institutional | Existing | CinEgsd205 | 1 | 0.037147 | 5125.2155 | 0 | GSD | 30 | 1 | 1 | 1 | 1 | 1 | 1 | 1 | 1 | 1 | 1 | 1 | 1 | 257.7122 | 0 | 15508.8368 | 0 | 0 | 0 | 1 | 0 | 0 | 1
205 | Building Envelope | Insulation | Ceiling Insulation(R2 to R38) | Institutional | New | CinNgsd205 | 1 | 0.037147 | 5125.2155 | 0 | GSD | 30 | 1 | 1 | 1 | 1 | 1 | 1 | 1 | 1 | 1 | 1 | 1 | 1 | 257.7122 | 0 | 15508.8368 | 0 | 0 | 0 | 1 | 0 | 0 | 1
205 | Building Envelope | Insulation | Ceiling Insulation(R2 to R38) | Lodging/Hospitality | Existing | CloEgsd205 | 1 | 0.053324 | 5302.6118 | 0 | GSD | 30 | 1 | 1 | 1 | 1 | 1 | 1 | 1 | 1 | 1 | 1 | 1 | 1 | 266.6323 | 0 | 5371.4986 | 0 | 0 | 0 | 1 | 0 | 0 | 1
205 | Building Envelope | Insulation | Ceiling Insulation(R2 to R38) | Lodging/Hospitality | New | CloNgsd205 | 1 | 0.053324 | 5302.6118 | 0 | GSD | 30 | 1 | 1 | 1 | 1 | 1 | 1 | 1 | 1 | 1 | 1 | 1 | 1 | 266.6323 | 0 | 5371.4986 | 0 | 0 | 0 | 1 | 0 | 0 | 1
205 | Building Envelope | Insulation | Ceiling Insulation(R2 to R38) | Miscellaneous | Existing | CmiEgsd205 | 1 | 0.16365 | 3074.2802 | 0 | GSD | 30 | 1 | 1 | 1 | 1 | 1 | 1 | 1 | 1 | 1 | 1 | 1 | 1 | 154.5846 | 0 | 9136.1454 | 0 | 0 | 0 | 1 | 0 | 0 | 1
205 | Building Envelope | Insulation | Ceiling Insulation(R2 to R38) | Miscellaneous | New | CmiNgsd205 | 1 | 0.16365 | 3074.2802 | 0 | GSD | 30 | 1 | 1 | 1 | 1 | 1 | 1 | 1 | 1 | 1 | 1 | 1 | 1 | 154.5846 | 0 | 9136.1454 | 0 | 0 | 0 | 1 | 0 | 0 | 1
205 | Building Envelope | Insulation | Ceiling Insulation(R2 to R38) | Offices | Existing | CofEgsd205 | 1 | 0.087978 | 3041.0622 | 0 | GSD | 30 | 1 | 1 | 1 | 1 | 1 | 1 | 1 | 1 | 1 | 1 | 1 | 1 | 152.9143 | 0 | 4533.9081 | 0 | 0 | 0 | 1 | 0 | 0 | 1
205 | Building Envelope | Insulation | Ceiling Insulation(R2 to R38) | Offices | New | CofNgsd205 | 1 | 0.087978 | 3041.0622 | 0 | GSD | 30 | 1 | 1 | 1 | 1 | 1 | 1 | 1 | 1 | 1 | 1 | 1 | 1 | 152.9143 | 0 | 4533.9081 | 0 | 0 | 0 | 1 | 0 | 0 | 1
205 | Building Envelope | Insulation | Ceiling Insulation(R2 to R38) | Restaurants | Existing | CreEgsd205 | 1 | 0.15082 | 3722.5938 | 0 | GSD | 30 | 1 | 1 | 1 | 1 | 1 | 1 | 1 | 1 | 1 | 1 | 1 | 1 | 187.1839 | 0 | 3697.5211 | 0 | 0 | 0 | 1 | 0 | 0 | 1
205 | Building Envelope | Insulation | Ceiling Insulation(R2 to R38) | Restaurants | New | CreNgsd205 | 1 | 0.15082 | 3722.5938 | 0 | GSD | 30 | 1 | 1 | 1 | 1 | 1 | 1 | 1 | 1 | 1 | 1 | 1 | 1 | 187.1839 | 0 | 3697.5211 | 0 | 0 | 0 | 1 | 0 | 0 | 1
205 | Building Envelope | Insulation | Ceiling Insulation(R2 to R38) | Retail | Existing | CrtEgsd205 | 1 | 0.30579 | 3136.6725 | 0 | GSD | 30 | 1 | 1 | 1 | 1 | 1 | 1 | 1 | 1 | 1 | 1 | 1 | 1 | 157.7219 | 0 | 4016.7897 | 0 | 0 | 0 | 1 | 0 | 0 | 1
205 | Building Envelope | Insulation | Ceiling Insulation(R2 to R38) | Retail | New | CrtNgsd205 | 1 | 0.30579 | 3136.6725 | 0 | GSD | 30 | 1 | 1 | 1 | 1 | 1 | 1 | 1 | 1 | 1 | 1 | 1 | 1 | 157.7219 | 0 | 4016.7897 | 0 | 0 | 0 | 1 | 0 | 0 | 1
205 | Building Envelope | Insulation | Ceiling Insulation(R2 to R38) | Schools K-12 | Existing | CscEgsd205 | 1 | 0.32415 | 3144.731 | 0 | GSD | 30 | 1 | 1 | 1 | 1 | 1 | 1 | 1 | 1 | 1 | 1 | 1 | 1 | 158.1271 | 0 | 4620.2896 | 0 | 0 | 0 | 1 | 0 | 0 | 1
205 | Building Envelope | Insulation | Ceiling Insulation(R2 to R38) | Schools K-12 | New | CscNgsd205 | 1 | 0.32415 | 3144.731 | 0 | GSD | 30 | 1 | 1 | 1 | 1 | 1 | 1 | 1 | 1 | 1 | 1 | 1 | 1 | 158.1271 | 0 | 4620.2896 | 0 | 0 | 0 | 1 | 0 | 0 | 1
205 | Building Envelope | Insulation | Ceiling Insulation(R2 to R38) | Warehouse | Existing | CwaEgsd205 | 1 | 0.37726 | 3168.0422 | 0 | GSD | 30 | 1 | 1 | 1 | 1 | 1 | 1 | 1 | 1 | 1 | 1 | 1 | 1 | 159.2993 | 0 | 21060.6952 | 0 | 0 | 0 | 1 | 0 | 0 | 1
205 | Building Envelope | Insulation | Ceiling Insulation(R2 to R38) | Warehouse | New | CwaNgsd205 | 1 | 0.37726 | 3168.0422 | 0 | GSD | 30 | 1 | 1 | 1 | 1 | 1 | 1 | 1 | 1 | 1 | 1 | 1 | 1 | 159.2993 | 0 | 21060.6952 | 0 | 0 | 0 | 1 | 0 | 0 | 1
206 | Building Envelope | Insulation | Ceiling Insulation(R2 to R49) | Assembly | Existing | CasEgsd206 | 1 | 0.16761 | 3076.0163 | 0 | GSD | 30 | 1 | 1 | 1 | 1 | 1 | 1 | 1 | 1 | 1 | 1 | 1 | 1 | 154.6719 | 0 | 5080.9979 | 0 | 0 | 0 | 1 | 0 | 0 | 1
206 | Building Envelope | Insulation | Ceiling Insulation(R2 to R49) | Assembly | New | CasNgsd206 | 1 | 0.16761 | 3076.0163 | 0 | GSD | 30 | 1 | 1 | 1 | 1 | 1 | 1 | 1 | 1 | 1 | 1 | 1 | 1 | 154.6719 | 0 | 5080.9979 | 0 | 0 | 0 | 1 | 0 | 0 | 1
206 | Building Envelope | Insulation | Ceiling Insulation(R2 to R49) | College and University | Existing | CcoEgsd206 | 1 | 0.020958 | 5041.0683 | 0 | GSD | 30 | 1 | 1 | 1 | 1 | 1 | 1 | 1 | 1 | 1 | 1 | 1 | 1 | 253.481 | 0 | 7523.2437 | 0 | 0 | 0 | 1 | 0 | 0 | 1
206 | Building Envelope | Insulation | Ceiling Insulation(R2 to R49) | College and University | New | CcoNgsd206 | 1 | 0.020958 | 5041.0683 | 0 | GSD | 30 | 1 | 1 | 1 | 1 | 1 | 1 | 1 | 1 | 1 | 1 | 1 | 1 | 253.481 | 0 | 7523.2437 | 0 | 0 | 0 | 1 | 0 | 0 | 1
206 | Building Envelope | Insulation | Ceiling Insulation(R2 to R49) | Data Center | Existing | CdaEgsd206 | 1 | 0.020246 | 5037.3699 | 0 | GSD | 30 | 1 | 1 | 1 | 1 | 1 | 1 | 1 | 1 | 1 | 1 | 1 | 1 | 253.2951 | 0 | 4047.9382 | 0 | 0 | 0 | 1 | 0 | 0 | 1
206 | Building Envelope | Insulation | Ceiling Insulation(R2 to R49) | Data Center | New | CdaNgsd206 | 1 | 0.020246 | 5037.3699 | 0 | GSD | 30 | 1 | 1 | 1 | 1 | 1 | 1 | 1 | 1 | 1 | 1 | 1 | 1 | 253.2951 | 0 | 4047.9382 | 0 | 0 | 0 | 1 | 0 | 0 | 1
206 | Building Envelope | Insulation | Ceiling Insulation(R2 to R49) | Grocery | Existing | CgrEgsd206 | 1 | 0.20756 | 3796.4251 | 0 | GSD | 30 | 1 | 1 | 1 | 1 | 1 | 1 | 1 | 1 | 1 | 1 | 1 | 1 | 190.8964 | 0 | 10798.7632 | 0 | 0 | 0 | 1 | 0 | 0 | 1
206 | Building Envelope | Insulation | Ceiling Insulation(R2 to R49) | Grocery | New | CgrNgsd206 | 1 | 0.20756 | 3796.4251 | 0 | GSD | 30 | 1 | 1 | 1 | 1 | 1 | 1 | 1 | 1 | 1 | 1 | 1 | 1 | 190.8964 | 0 | 10798.7632 | 0 | 0 | 0 | 1 | 0 | 0 | 1
206 | Building Envelope | Insulation | Ceiling Insulation(R2 to R49) | Healthcare | Existing | CheEgsd206 | 1 | 0.01675 | 5019.1979 | 0 | GSD | 30 | 1 | 1 | 1 | 1 | 1 | 1 | 1 | 1 | 1 | 1 | 1 | 1 | 252.3813 | 0 | 3834.3619 | 0 | 0 | 0 | 1 | 0 | 0 | 1
206 | Building Envelope | Insulation | Ceiling Insulation(R2 to R49) | Healthcare | New | CheNgsd206 | 1 | 0.01675 | 5019.1979 | 0 | GSD | 30 | 1 | 1 | 1 | 1 | 1 | 1 | 1 | 1 | 1 | 1 | 1 | 1 | 252.3813 | 0 | 3834.3619 | 0 | 0 | 0 | 1 | 0 | 0 | 1
206 | Building Envelope | Insulation | Ceiling Insulation(R2 to R49) | Hospitals | Existing | ChoEgsd206 | 1 | 0.020246 | 5037.3698 | 0 | GSD | 30 | 1 | 1 | 1 | 1 | 1 | 1 | 1 | 1 | 1 | 1 | 1 | 1 | 253.2951 | 0 | 4047.9383 | 0 | 0 | 0 | 1 | 0 | 0 | 1
206 | Building Envelope | Insulation | Ceiling Insulation(R2 to R49) | Hospitals | New | ChoNgsd206 | 1 | 0.020246 | 5037.3698 | 0 | GSD | 30 | 1 | 1 | 1 | 1 | 1 | 1 | 1 | 1 | 1 | 1 | 1 | 1 | 253.2951 | 0 | 4047.9383 | 0 | 0 | 0 | 1 | 0 | 0 | 1
206 | Building Envelope | Insulation | Ceiling Insulation(R2 to R49) | Institutional | Existing | CinEgsd206 | 1 | 0.037145 | 5125.2048 | 0 | GSD | 30 | 1 | 1 | 1 | 1 | 1 | 1 | 1 | 1 | 1 | 1 | 1 | 1 | 257.7117 | 0 | 15439.8262 | 0 | 0 | 0 | 1 | 0 | 0 | 1
206 | Building Envelope | Insulation | Ceiling Insulation(R2 to R49) | Institutional | New | CinNgsd206 | 1 | 0.037145 | 5125.2048 | 0 | GSD | 30 | 1 | 1 | 1 | 1 | 1 | 1 | 1 | 1 | 1 | 1 | 1 | 1 | 257.7117 | 0 | 15439.8262 | 0 | 0 | 0 | 1 | 0 | 0 | 1
206 | Building Envelope | Insulation | Ceiling Insulation(R2 to R49) | Lodging/Hospitality | Existing | CloEgsd206 | 1 | 0.053321 | 5302.6084 | 0 | GSD | 30 | 1 | 1 | 1 | 1 | 1 | 1 | 1 | 1 | 1 | 1 | 1 | 1 | 266.6321 | 0 | 5347.5911 | 0 | 0 | 0 | 1 | 0 | 0 | 1
206 | Building Envelope | Insulation | Ceiling Insulation(R2 to R49) | Lodging/Hospitality | New | CloNgsd206 | 1 | 0.053321 | 5302.6084 | 0 | GSD | 30 | 1 | 1 | 1 | 1 | 1 | 1 | 1 | 1 | 1 | 1 | 1 | 1 | 266.6321 | 0 | 5347.5911 | 0 | 0 | 0 | 1 | 0 | 0 | 1
206 | Building Envelope | Insulation | Ceiling Insulation(R2 to R49) | Miscellaneous | Existing | CmiEgsd206 | 1 | 0.16365 | 3074.2787 | 0 | GSD | 30 | 1 | 1 | 1 | 1 | 1 | 1 | 1 | 1 | 1 | 1 | 1 | 1 | 154.5846 | 0 | 9095.4761 | 0 | 0 | 0 | 1 | 0 | 0 | 1
206 | Building Envelope | Insulation | Ceiling Insulation(R2 to R49) | Miscellaneous | New | CmiNgsd206 | 1 | 0.16365 | 3074.2787 | 0 | GSD | 30 | 1 | 1 | 1 | 1 | 1 | 1 | 1 | 1 | 1 | 1 | 1 | 1 | 154.5846 | 0 | 9095.4761 | 0 | 0 | 0 | 1 | 0 | 0 | 1
206 | Building Envelope | Insulation | Ceiling Insulation(R2 to R49) | Offices | Existing | CofEgsd206 | 1 | 0.087984 | 3041.0649 | 0 | GSD | 30 | 1 | 1 | 1 | 1 | 1 | 1 | 1 | 1 | 1 | 1 | 1 | 1 | 152.9145 | 0 | 4513.7314 | 0 | 0 | 0 | 1 | 0 | 0 | 1
206 | Building Envelope | Insulation | Ceiling Insulation(R2 to R49) | Offices | New | CofNgsd206 | 1 | 0.087984 | 3041.0649 | 0 | GSD | 30 | 1 | 1 | 1 | 1 | 1 | 1 | 1 | 1 | 1 | 1 | 1 | 1 | 152.9145 | 0 | 4513.7314 | 0 | 0 | 0 | 1 | 0 | 0 | 1
206 | Building Envelope | Insulation | Ceiling Insulation(R2 to R49) | Restaurants | Existing | CreEgsd206 | 1 | 0.15082 | 3722.5932 | 0 | GSD | 30 | 1 | 1 | 1 | 1 | 1 | 1 | 1 | 1 | 1 | 1 | 1 | 1 | 187.1839 | 0 | 3681.0505 | 0 | 0 | 0 | 1 | 0 | 0 | 1
206 | Building Envelope | Insulation | Ceiling Insulation(R2 to R49) | Restaurants | New | CreNgsd206 | 1 | 0.15082 | 3722.5932 | 0 | GSD | 30 | 1 | 1 | 1 | 1 | 1 | 1 | 1 | 1 | 1 | 1 | 1 | 1 | 187.1839 | 0 | 3681.0505 | 0 | 0 | 0 | 1 | 0 | 0 | 1
206 | Building Envelope | Insulation | Ceiling Insulation(R2 to R49) | Retail | Existing | CrtEgsd206 | 1 | 0.30579 | 3136.6719 | 0 | GSD | 30 | 1 | 1 | 1 | 1 | 1 | 1 | 1 | 1 | 1 | 1 | 1 | 1 | 157.7219 | 0 | 3998.9114 | 0 | 0 | 0 | 1 | 0 | 0 | 1
206 | Building Envelope | Insulation | Ceiling Insulation(R2 to R49) | Retail | New | CrtNgsd206 | 1 | 0.30579 | 3136.6719 | 0 | GSD | 30 | 1 | 1 | 1 | 1 | 1 | 1 | 1 | 1 | 1 | 1 | 1 | 1 | 157.7219 | 0 | 3998.9114 | 0 | 0 | 0 | 1 | 0 | 0 | 1
206 | Building Envelope | Insulation | Ceiling Insulation(R2 to R49) | Schools K-12 | Existing | CscEgsd206 | 1 | 0.32415 | 3144.73 | 0 | GSD | 30 | 1 | 1 | 1 | 1 | 1 | 1 | 1 | 1 | 1 | 1 | 1 | 1 | 158.1271 | 0 | 4599.7278 | 0 | 0 | 0 | 1 | 0 | 0 | 1
206 | Building Envelope | Insulation | Ceiling Insulation(R2 to R49) | Schools K-12 | New | CscNgsd206 | 1 | 0.32415 | 3144.73 | 0 | GSD | 30 | 1 | 1 | 1 | 1 | 1 | 1 | 1 | 1 | 1 | 1 | 1 | 1 | 158.1271 | 0 | 4599.7278 | 0 | 0 | 0 | 1 | 0 | 0 | 1
206 | Building Envelope | Insulation | Ceiling Insulation(R2 to R49) | Warehouse | Existing | CwaEgsd206 | 1 | 0.37725 | 3168.0401 | 0 | GSD | 30 | 1 | 1 | 1 | 1 | 1 | 1 | 1 | 1 | 1 | 1 | 1 | 1 | 159.2992 | 0 | 20966.961 | 0 | 0 | 0 | 1 | 0 | 0 | 1
206 | Building Envelope | Insulation | Ceiling Insulation(R2 to R49) | Warehouse | New | CwaNgsd206 | 1 | 0.37725 | 3168.0401 | 0 | GSD | 30 | 1 | 1 | 1 | 1 | 1 | 1 | 1 | 1 | 1 | 1 | 1 | 1 | 159.2992 | 0 | 20966.961 | 0 | 0 | 0 | 1 | 0 | 0 | 1
207 | Building Envelope | Insulation | Floor Insulation | Assembly | Existing | CasEgsd207 | 1 | 1.3128 | 3578.717 | 0 | GSD | 20 | 0.57723 | 0.60437 | 0.83705 | 1.097 | 1.2026 | 1.2026 | 1.289 | 1.2891 | 1.2453 | 1.1192 | 0.77553 | 0.85362 | 214.723 | 0 | 46743.8726 | 0 | 0 | 0 | 1 | 0 | 0 | 1.0077
207 | Building Envelope | Insulation | Floor Insulation | Assembly | New | CasNgsd207 | 1 | 1.3128 | 3578.717 | 0 | GSD | 20 | 0.57723 | 0.60437 | 0.83705 | 1.097 | 1.2026 | 1.2026 | 1.289 | 1.2891 | 1.2453 | 1.1192 | 0.77553 | 0.85362 | 214.723 | 0 | 46743.8726 | 0 | 0 | 0 | 1 | 0 | 0 | 1.0077
207 | Building Envelope | Insulation | Floor Insulation | College and University | Existing | CcoEgsd207 | 1 | 0.18213 | 5878.7807 | 0 | GSD | 20 | 0.57723 | 0.60437 | 0.83705 | 1.097 | 1.2026 | 1.2026 | 1.289 | 1.2891 | 1.2453 | 1.1192 | 0.77553 | 0.85362 | 352.7268 | 0 | 80188.3636 | 0 | 0 | 0 | 1 | 0 | 0 | 1.0077
207 | Building Envelope | Insulation | Floor Insulation | College and University | New | CcoNgsd207 | 1 | 0.18213 | 5878.7807 | 0 | GSD | 20 | 0.57723 | 0.60437 | 0.83705 | 1.097 | 1.2026 | 1.2026 | 1.289 | 1.2891 | 1.2453 | 1.1192 | 0.77553 | 0.85362 | 352.7268 | 0 | 80188.3636 | 0 | 0 | 0 | 1 | 0 | 0 | 1.0077
207 | Building Envelope | Insulation | Floor Insulation | Data Center | Existing | CdaEgsd207 | 1 | 0.18212 | 5878.768 | 0 | GSD | 20 | 0.57723 | 0.60437 | 0.83705 | 1.097 | 1.2026 | 1.2026 | 1.289 | 1.2891 | 1.2453 | 1.1192 | 0.77553 | 0.85362 | 352.7261 | 0 | 108861.5927 | 0 | 0 | 0 | 1 | 0 | 0 | 1.0077
207 | Building Envelope | Insulation | Floor Insulation | Data Center | New | CdaNgsd207 | 1 | 0.18212 | 5878.768 | 0 | GSD | 20 | 0.57723 | 0.60437 | 0.83705 | 1.097 | 1.2026 | 1.2026 | 1.289 | 1.2891 | 1.2453 | 1.1192 | 0.77553 | 0.85362 | 352.7261 | 0 | 108861.5927 | 0 | 0 | 0 | 1 | 0 | 0 | 1.0077
207 | Building Envelope | Insulation | Floor Insulation | Grocery | Existing | CgrEgsd207 | 1 | 0.52015 | 4203.1643 | 0 | GSD | 20 | 0.57723 | 0.60437 | 0.83705 | 1.097 | 1.2026 | 1.2026 | 1.289 | 1.2891 | 1.2453 | 1.1192 | 0.77553 | 0.85362 | 252.1899 | 0 | 38568.8156 | 0 | 0 | 0 | 1 | 0 | 0 | 1.0077
207 | Building Envelope | Insulation | Floor Insulation | Grocery | New | CgrNgsd207 | 1 | 0.52015 | 4203.1643 | 0 | GSD | 20 | 0.57723 | 0.60437 | 0.83705 | 1.097 | 1.2026 | 1.2026 | 1.289 | 1.2891 | 1.2453 | 1.1192 | 0.77553 | 0.85362 | 252.1899 | 0 | 38568.8156 | 0 | 0 | 0 | 1 | 0 | 0 | 1.0077
207 | Building Envelope | Insulation | Floor Insulation | Healthcare | Existing | CheEgsd207 | 1 | 0.18212 | 5878.7601 | 0 | GSD | 20 | 0.57723 | 0.60437 | 0.83705 | 1.097 | 1.2026 | 1.2026 | 1.289 | 1.2891 | 1.2453 | 1.1192 | 0.77553 | 0.85362 | 352.7256 | 0 | 70954.101 | 0 | 0 | 0 | 1 | 0 | 0 | 1.0077
207 | Building Envelope | Insulation | Floor Insulation | Healthcare | New | CheNgsd207 | 1 | 0.18212 | 5878.7601 | 0 | GSD | 20 | 0.57723 | 0.60437 | 0.83705 | 1.097 | 1.2026 | 1.2026 | 1.289 | 1.2891 | 1.2453 | 1.1192 | 0.77553 | 0.85362 | 352.7256 | 0 | 70954.101 | 0 | 0 | 0 | 1 | 0 | 0 | 1.0077
207 | Building Envelope | Insulation | Floor Insulation | Hospitals | Existing | ChoEgsd207 | 1 | 0.18212 | 5878.7677 | 0 | GSD | 20 | 0.57723 | 0.60437 | 0.83705 | 1.097 | 1.2026 | 1.2026 | 1.289 | 1.2891 | 1.2453 | 1.1192 | 0.77553 | 0.85362 | 352.7261 | 0 | 139478.8803 | 0 | 0 | 0 | 1 | 0 | 0 | 1.0077
207 | Building Envelope | Insulation | Floor Insulation | Hospitals | New | ChoNgsd207 | 1 | 0.18212 | 5878.7677 | 0 | GSD | 20 | 0.57723 | 0.60437 | 0.83705 | 1.097 | 1.2026 | 1.2026 | 1.289 | 1.2891 | 1.2453 | 1.1192 | 0.77553 | 0.85362 | 352.7261 | 0 | 139478.8803 | 0 | 0 | 0 | 1 | 0 | 0 | 1.0077
207 | Building Envelope | Insulation | Floor Insulation | Institutional | Existing | CinEgsd207 | 1 | 0.18212 | 5878.7599 | 0 | GSD | 20 | 0.57723 | 0.60437 | 0.83705 | 1.097 | 1.2026 | 1.2026 | 1.289 | 1.2891 | 1.2453 | 1.1192 | 0.77553 | 0.85362 | 352.7256 | 0 | 69010.7011 | 0 | 0 | 0 | 1 | 0 | 0 | 1.0077
207 | Building Envelope | Insulation | Floor Insulation | Institutional | New | CinNgsd207 | 1 | 0.18212 | 5878.7599 | 0 | GSD | 20 | 0.57723 | 0.60437 | 0.83705 | 1.097 | 1.2026 | 1.2026 | 1.289 | 1.2891 | 1.2453 | 1.1192 | 0.77553 | 0.85362 | 352.7256 | 0 | 69010.7011 | 0 | 0 | 0 | 1 | 0 | 0 | 1.0077
207 | Building Envelope | Insulation | Floor Insulation | Lodging/Hospitality | Existing | CloEgsd207 | 1 | 0.66016 | 6223.8632 | 0 | GSD | 20 | 0.57723 | 0.60437 | 0.83705 | 1.097 | 1.2026 | 1.2026 | 1.289 | 1.2891 | 1.2453 | 1.1192 | 0.77553 | 0.85362 | 373.4318 | 0 | 162072.8427 | 0 | 0 | 0 | 1 | 0 | 0 | 1.0077
207 | Building Envelope | Insulation | Floor Insulation | Lodging/Hospitality | New | CloNgsd207 | 1 | 0.66016 | 6223.8632 | 0 | GSD | 20 | 0.57723 | 0.60437 | 0.83705 | 1.097 | 1.2026 | 1.2026 | 1.289 | 1.2891 | 1.2453 | 1.1192 | 0.77553 | 0.85362 | 373.4318 | 0 | 162072.8427 | 0 | 0 | 0 | 1 | 0 | 0 | 1.0077
207 | Building Envelope | Insulation | Floor Insulation | Miscellaneous | Existing | CmiEgsd207 | 1 | 1.3128 | 3578.7052 | 0 | GSD | 20 | 0.57723 | 0.60437 | 0.83705 | 1.097 | 1.2026 | 1.2026 | 1.289 | 1.2891 | 1.2453 | 1.1192 | 0.77553 | 0.85362 | 214.7223 | 0 | 47335.4003 | 0 | 0 | 0 | 1 | 0 | 0 | 1.0077
207 | Building Envelope | Insulation | Floor Insulation | Miscellaneous | New | CmiNgsd207 | 1 | 1.3128 | 3578.7052 | 0 | GSD | 20 | 0.57723 | 0.60437 | 0.83705 | 1.097 | 1.2026 | 1.2026 | 1.289 | 1.2891 | 1.2453 | 1.1192 | 0.77553 | 0.85362 | 214.7223 | 0 | 47335.4003 | 0 | 0 | 0 | 1 | 0 | 0 | 1.0077
207 | Building Envelope | Insulation | Floor Insulation | Offices | Existing | CofEgsd207 | 1 | 1.3128 | 3578.7093 | 0 | GSD | 20 | 0.57723 | 0.60437 | 0.83705 | 1.097 | 1.2026 | 1.2026 | 1.289 | 1.2891 | 1.2453 | 1.1192 | 0.77553 | 0.85362 | 214.7226 | 0 | 48222.9729 | 0 | 0 | 0 | 1 | 0 | 0 | 1.0077
207 | Building Envelope | Insulation | Floor Insulation | Offices | New | CofNgsd207 | 1 | 1.3128 | 3578.7093 | 0 | GSD | 20 | 0.57723 | 0.60437 | 0.83705 | 1.097 | 1.2026 | 1.2026 | 1.289 | 1.2891 | 1.2453 | 1.1192 | 0.77553 | 0.85362 | 214.7226 | 0 | 48222.9729 | 0 | 0 | 0 | 1 | 0 | 0 | 1.0077
207 | Building Envelope | Insulation | Floor Insulation | Restaurants | Existing | CreEgsd207 | 1 | 0.52015 | 4203.1584 | 0 | GSD | 20 | 0.57723 | 0.60437 | 0.83705 | 1.097 | 1.2026 | 1.2026 | 1.289 | 1.2891 | 1.2453 | 1.1192 | 0.77553 | 0.85362 | 252.1895 | 0 | 48297.9792 | 0 | 0 | 0 | 1 | 0 | 0 | 1.0077
207 | Building Envelope | Insulation | Floor Insulation | Restaurants | New | CreNgsd207 | 1 | 0.52015 | 4203.1584 | 0 | GSD | 20 | 0.57723 | 0.60437 | 0.83705 | 1.097 | 1.2026 | 1.2026 | 1.289 | 1.2891 | 1.2453 | 1.1192 | 0.77553 | 0.85362 | 252.1895 | 0 | 48297.9792 | 0 | 0 | 0 | 1 | 0 | 0 | 1.0077
207 | Building Envelope | Insulation | Floor Insulation | Retail | Existing | CrtEgsd207 | 1 | 1.3128 | 3578.7066 | 0 | GSD | 20 | 0.57723 | 0.60437 | 0.83705 | 1.097 | 1.2026 | 1.2026 | 1.289 | 1.2891 | 1.2453 | 1.1192 | 0.77553 | 0.85362 | 214.7224 | 0 | 32543.1202 | 0 | 0 | 0 | 1 | 0 | 0 | 1.0077
207 | Building Envelope | Insulation | Floor Insulation | Retail | New | CrtNgsd207 | 1 | 1.3128 | 3578.7066 | 0 | GSD | 20 | 0.57723 | 0.60437 | 0.83705 | 1.097 | 1.2026 | 1.2026 | 1.289 | 1.2891 | 1.2453 | 1.1192 | 0.77553 | 0.85362 | 214.7224 | 0 | 32543.1202 | 0 | 0 | 0 | 1 | 0 | 0 | 1.0077
207 | Building Envelope | Insulation | Floor Insulation | Schools K-12 | Existing | CscEgsd207 | 1 | 1.3128 | 3578.712 | 0 | GSD | 20 | 0.57723 | 0.60437 | 0.83705 | 1.097 | 1.2026 | 1.2026 | 1.289 | 1.2891 | 1.2453 | 1.1192 | 0.77553 | 0.85362 | 214.7227 | 0 | 42010.2623 | 0 | 0 | 0 | 1 | 0 | 0 | 1.0077
207 | Building Envelope | Insulation | Floor Insulation | Schools K-12 | New | CscNgsd207 | 1 | 1.3128 | 3578.712 | 0 | GSD | 20 | 0.57723 | 0.60437 | 0.83705 | 1.097 | 1.2026 | 1.2026 | 1.289 | 1.2891 | 1.2453 | 1.1192 | 0.77553 | 0.85362 | 214.7227 | 0 | 42010.2623 | 0 | 0 | 0 | 1 | 0 | 0 | 1.0077
207 | Building Envelope | Insulation | Floor Insulation | Warehouse | Existing | CwaEgsd207 | 1 | 1.3128 | 3578.7165 | 0 | GSD | 20 | 0.57723 | 0.60437 | 0.83705 | 1.097 | 1.2026 | 1.2026 | 1.289 | 1.2891 | 1.2453 | 1.1192 | 0.77553 | 0.85362 | 214.723 | 0 | 39347.6713 | 0 | 0 | 0 | 1 | 0 | 0 | 1.0077
207 | Building Envelope | Insulation | Floor Insulation | Warehouse | New | CwaNgsd207 | 1 | 1.3128 | 3578.7165 | 0 | GSD | 20 | 0.57723 | 0.60437 | 0.83705 | 1.097 | 1.2026 | 1.2026 | 1.289 | 1.2891 | 1.2453 | 1.1192 | 0.77553 | 0.85362 | 214.723 | 0 | 39347.6713 | 0 | 0 | 0 | 1 | 0 | 0 | 1.0077
208 | Building Envelope | Insulation | Roof Insulation | Assembly | Existing | CasEgsd208 | 1 | 1.1544 | 3509.1594 | 0 | GSD | 30 | 0.57723 | 0.60437 | 0.83705 | 0 | 0 | 0 | 0 | 0 | 0 | 0 | 0.77553 | 0.85362 | 210.5496 | 0 | 20967.1995 | 0 | 0 | 0 | 1 | 0 | 0 | 0.30398
208 | Building Envelope | Insulation | Roof Insulation | Assembly | New | CasNgsd208 | 1 | 1.1544 | 3509.1594 | 0 | GSD | 30 | 0.57723 | 0.60437 | 0.83705 | 0 | 0 | 0 | 0 | 0 | 0 | 0 | 0.77553 | 0.85362 | 210.5496 | 0 | 20967.1995 | 0 | 0 | 0 | 1 | 0 | 0 | 0.30398
208 | Building Envelope | Insulation | Roof Insulation | College and University | Existing | CcoEgsd208 | 1 | 0.16014 | 5764.5129 | 0 | GSD | 30 | 0.57723 | 0.60437 | 0.83705 | 0 | 0 | 0 | 0 | 0 | 0 | 0 | 0.77553 | 0.85362 | 345.8708 | 0 | 34442.9401 | 0 | 0 | 0 | 1 | 0 | 0 | 0.30398
208 | Building Envelope | Insulation | Roof Insulation | College and University | New | CcoNgsd208 | 1 | 0.16014 | 5764.5129 | 0 | GSD | 30 | 0.57723 | 0.60437 | 0.83705 | 0 | 0 | 0 | 0 | 0 | 0 | 0 | 0.77553 | 0.85362 | 345.8708 | 0 | 34442.9401 | 0 | 0 | 0 | 1 | 0 | 0 | 0.30398
208 | Building Envelope | Insulation | Roof Insulation | Data Center | Existing | CdaEgsd208 | 1 | 0.16014 | 5764.5167 | 0 | GSD | 30 | 0.57723 | 0.60437 | 0.83705 | 0 | 0 | 0 | 0 | 0 | 0 | 0 | 0.77553 | 0.85362 | 345.871 | 0 | 34443.0061 | 0 | 0 | 0 | 1 | 0 | 0 | 0.30398
208 | Building Envelope | Insulation | Roof Insulation | Data Center | New | CdaNgsd208 | 1 | 0.16014 | 5764.5167 | 0 | GSD | 30 | 0.57723 | 0.60437 | 0.83705 | 0 | 0 | 0 | 0 | 0 | 0 | 0 | 0.77553 | 0.85362 | 345.871 | 0 | 34443.0061 | 0 | 0 | 0 | 1 | 0 | 0 | 0.30398
208 | Building Envelope | Insulation | Roof Insulation | Grocery | Existing | CgrEgsd208 | 1 | 0.45739 | 4121.4933 | 0 | GSD | 30 | 0.57723 | 0.60437 | 0.83705 | 0 | 0 | 0 | 0 | 0 | 0 | 0 | 0.77553 | 0.85362 | 247.2896 | 0 | 24626.0277 | 0 | 0 | 0 | 1 | 0 | 0 | 0.30398
208 | Building Envelope | Insulation | Roof Insulation | Grocery | New | CgrNgsd208 | 1 | 0.45739 | 4121.4933 | 0 | GSD | 30 | 0.57723 | 0.60437 | 0.83705 | 0 | 0 | 0 | 0 | 0 | 0 | 0 | 0.77553 | 0.85362 | 247.2896 | 0 | 24626.0277 | 0 | 0 | 0 | 1 | 0 | 0 | 0.30398
208 | Building Envelope | Insulation | Roof Insulation | Healthcare | Existing | CheEgsd208 | 1 | 0.16014 | 5764.5191 | 0 | GSD | 30 | 0.57723 | 0.60437 | 0.83705 | 0 | 0 | 0 | 0 | 0 | 0 | 0 | 0.77553 | 0.85362 | 345.8711 | 0 | 34443.1199 | 0 | 0 | 0 | 1 | 0 | 0 | 0.30398
208 | Building Envelope | Insulation | Roof Insulation | Healthcare | New | CheNgsd208 | 1 | 0.16014 | 5764.5191 | 0 | GSD | 30 | 0.57723 | 0.60437 | 0.83705 | 0 | 0 | 0 | 0 | 0 | 0 | 0 | 0.77553 | 0.85362 | 345.8711 | 0 | 34443.1199 | 0 | 0 | 0 | 1 | 0 | 0 | 0.30398
208 | Building Envelope | Insulation | Roof Insulation | Hospitals | Existing | ChoEgsd208 | 1 | 0.16014 | 5764.5188 | 0 | GSD | 30 | 0.57723 | 0.60437 | 0.83705 | 0 | 0 | 0 | 0 | 0 | 0 | 0 | 0.77553 | 0.85362 | 345.8711 | 0 | 34443.0018 | 0 | 0 | 0 | 1 | 0 | 0 | 0.30398
208 | Building Envelope | Insulation | Roof Insulation | Hospitals | New | ChoNgsd208 | 1 | 0.16014 | 5764.5188 | 0 | GSD | 30 | 0.57723 | 0.60437 | 0.83705 | 0 | 0 | 0 | 0 | 0 | 0 | 0 | 0.77553 | 0.85362 | 345.8711 | 0 | 34443.0018 | 0 | 0 | 0 | 1 | 0 | 0 | 0.30398
208 | Building Envelope | Insulation | Roof Insulation | Institutional | Existing | CinEgsd208 | 1 | 0.16014 | 5764.5245 | 0 | GSD | 30 | 0.57723 | 0.60437 | 0.83705 | 0 | 0 | 0 | 0 | 0 | 0 | 0 | 0.77553 | 0.85362 | 345.8715 | 0 | 34443.0266 | 0 | 0 | 0 | 1 | 0 | 0 | 0.30398
208 | Building Envelope | Insulation | Roof Insulation | Institutional | New | CinNgsd208 | 1 | 0.16014 | 5764.5245 | 0 | GSD | 30 | 0.57723 | 0.60437 | 0.83705 | 0 | 0 | 0 | 0 | 0 | 0 | 0 | 0.77553 | 0.85362 | 345.8715 | 0 | 34443.0266 | 0 | 0 | 0 | 1 | 0 | 0 | 0.30398
208 | Building Envelope | Insulation | Roof Insulation | Lodging/Hospitality | Existing | CloEgsd208 | 1 | 0.58049 | 6102.9127 | 0 | GSD | 30 | 0.57723 | 0.60437 | 0.83705 | 0 | 0 | 0 | 0 | 0 | 0 | 0 | 0.77553 | 0.85362 | 366.1748 | 0 | 36464.9105 | 0 | 0 | 0 | 1 | 0 | 0 | 0.30398
208 | Building Envelope | Insulation | Roof Insulation | Lodging/Hospitality | New | CloNgsd208 | 1 | 0.58049 | 6102.9127 | 0 | GSD | 30 | 0.57723 | 0.60437 | 0.83705 | 0 | 0 | 0 | 0 | 0 | 0 | 0 | 0.77553 | 0.85362 | 366.1748 | 0 | 36464.9105 | 0 | 0 | 0 | 1 | 0 | 0 | 0.30398
208 | Building Envelope | Insulation | Roof Insulation | Miscellaneous | Existing | CmiEgsd208 | 1 | 1.1544 | 3509.1594 | 0 | GSD | 30 | 0.57723 | 0.60437 | 0.83705 | 0 | 0 | 0 | 0 | 0 | 0 | 0 | 0.77553 | 0.85362 | 210.5496 | 0 | 20967.2131 | 0 | 0 | 0 | 1 | 0 | 0 | 0.30398
208 | Building Envelope | Insulation | Roof Insulation | Miscellaneous | New | CmiNgsd208 | 1 | 1.1544 | 3509.1594 | 0 | GSD | 30 | 0.57723 | 0.60437 | 0.83705 | 0 | 0 | 0 | 0 | 0 | 0 | 0 | 0.77553 | 0.85362 | 210.5496 | 0 | 20967.2131 | 0 | 0 | 0 | 1 | 0 | 0 | 0.30398
208 | Building Envelope | Insulation | Roof Insulation | Offices | Existing | CofEgsd208 | 1 | 1.1544 | 3509.1628 | 0 | GSD | 30 | 0.57723 | 0.60437 | 0.83705 | 0 | 0 | 0 | 0 | 0 | 0 | 0 | 0.77553 | 0.85362 | 210.5498 | 0 | 20967.2274 | 0 | 0 | 0 | 1 | 0 | 0 | 0.30398
208 | Building Envelope | Insulation | Roof Insulation | Offices | New | CofNgsd208 | 1 | 1.1544 | 3509.1628 | 0 | GSD | 30 | 0.57723 | 0.60437 | 0.83705 | 0 | 0 | 0 | 0 | 0 | 0 | 0 | 0.77553 | 0.85362 | 210.5498 | 0 | 20967.2274 | 0 | 0 | 0 | 1 | 0 | 0 | 0.30398
208 | Building Envelope | Insulation | Roof Insulation | Restaurants | Existing | CreEgsd208 | 1 | 0.45738 | 4121.4795 | 0 | GSD | 30 | 0.57723 | 0.60437 | 0.83705 | 0 | 0 | 0 | 0 | 0 | 0 | 0 | 0.77553 | 0.85362 | 247.2888 | 0 | 24625.791 | 0 | 0 | 0 | 1 | 0 | 0 | 0.30398
208 | Building Envelope | Insulation | Roof Insulation | Restaurants | New | CreNgsd208 | 1 | 0.45738 | 4121.4795 | 0 | GSD | 30 | 0.57723 | 0.60437 | 0.83705 | 0 | 0 | 0 | 0 | 0 | 0 | 0 | 0.77553 | 0.85362 | 247.2888 | 0 | 24625.791 | 0 | 0 | 0 | 1 | 0 | 0 | 0.30398
208 | Building Envelope | Insulation | Roof Insulation | Retail | Existing | CrtEgsd208 | 1 | 1.1544 | 3509.1571 | 0 | GSD | 30 | 0.57723 | 0.60437 | 0.83705 | 0 | 0 | 0 | 0 | 0 | 0 | 0 | 0.77553 | 0.85362 | 210.5494 | 0 | 20967.2404 | 0 | 0 | 0 | 1 | 0 | 0 | 0.30398
208 | Building Envelope | Insulation | Roof Insulation | Retail | New | CrtNgsd208 | 1 | 1.1544 | 3509.1571 | 0 | GSD | 30 | 0.57723 | 0.60437 | 0.83705 | 0 | 0 | 0 | 0 | 0 | 0 | 0 | 0.77553 | 0.85362 | 210.5494 | 0 | 20967.2404 | 0 | 0 | 0 | 1 | 0 | 0 | 0.30398
208 | Building Envelope | Insulation | Roof Insulation | Schools K-12 | Existing | CscEgsd208 | 1 | 1.1544 | 3509.1608 | 0 | GSD | 30 | 0.57723 | 0.60437 | 0.83705 | 0 | 0 | 0 | 0 | 0 | 0 | 0 | 0.77553 | 0.85362 | 210.5496 | 0 | 20967.2317 | 0 | 0 | 0 | 1 | 0 | 0 | 0.30398
208 | Building Envelope | Insulation | Roof Insulation | Schools K-12 | New | CscNgsd208 | 1 | 1.1544 | 3509.1608 | 0 | GSD | 30 | 0.57723 | 0.60437 | 0.83705 | 0 | 0 | 0 | 0 | 0 | 0 | 0 | 0.77553 | 0.85362 | 210.5496 | 0 | 20967.2317 | 0 | 0 | 0 | 1 | 0 | 0 | 0.30398
208 | Building Envelope | Insulation | Roof Insulation | Warehouse | Existing | CwaEgsd208 | 1 | 1.1544 | 3509.1543 | 0 | GSD | 30 | 0.57723 | 0.60437 | 0.83705 | 0 | 0 | 0 | 0 | 0 | 0 | 0 | 0.77553 | 0.85362 | 210.5493 | 0 | 20967.2222 | 0 | 0 | 0 | 1 | 0 | 0 | 0.30398
208 | Building Envelope | Insulation | Roof Insulation | Warehouse | New | CwaNgsd208 | 1 | 1.1544 | 3509.1543 | 0 | GSD | 30 | 0.57723 | 0.60437 | 0.83705 | 0 | 0 | 0 | 0 | 0 | 0 | 0 | 0.77553 | 0.85362 | 210.5493 | 0 | 20967.2222 | 0 | 0 | 0 | 1 | 0 | 0 | 0.30398
209 | Building Envelope | Insulation | Wall Insulation | Assembly | Existing | CasEgsd209 | 1 | 1.0338 | 3456.2527 | 0 | GSD | 25 | 1 | 1 | 1 | 1 | 1 | 1 | 1 | 1 | 1 | 1 | 1 | 1 | 173.7915 | 0 | 8680.3883 | 0 | 0 | 0 | 1 | 0 | 0 | 1
209 | Building Envelope | Insulation | Wall Insulation | Assembly | New | CasNgsd209 | 1 | 1.0338 | 3456.2527 | 0 | GSD | 25 | 1 | 1 | 1 | 1 | 1 | 1 | 1 | 1 | 1 | 1 | 1 | 1 | 173.7915 | 0 | 8680.3883 | 0 | 0 | 0 | 1 | 0 | 0 | 1
209 | Building Envelope | Insulation | Wall Insulation | College and University | Existing | CcoEgsd209 | 1 | 0.14342 | 5677.6057 | 0 | GSD | 25 | 1 | 1 | 1 | 1 | 1 | 1 | 1 | 1 | 1 | 1 | 1 | 1 | 285.4882 | 0 | 18228.3307 | 0 | 0 | 0 | 1 | 0 | 0 | 1
209 | Building Envelope | Insulation | Wall Insulation | College and University | New | CcoNgsd209 | 1 | 0.14342 | 5677.6057 | 0 | GSD | 25 | 1 | 1 | 1 | 1 | 1 | 1 | 1 | 1 | 1 | 1 | 1 | 1 | 285.4882 | 0 | 18228.3307 | 0 | 0 | 0 | 1 | 0 | 0 | 1
209 | Building Envelope | Insulation | Wall Insulation | Data Center | Existing | CdaEgsd209 | 1 | 0.14342 | 5677.6076 | 0 | GSD | 25 | 1 | 1 | 1 | 1 | 1 | 1 | 1 | 1 | 1 | 1 | 1 | 1 | 285.4883 | 0 | 43961.4407 | 0 | 0 | 0 | 1 | 0 | 0 | 1
209 | Building Envelope | Insulation | Wall Insulation | Data Center | New | CdaNgsd209 | 1 | 0.14342 | 5677.6076 | 0 | GSD | 25 | 1 | 1 | 1 | 1 | 1 | 1 | 1 | 1 | 1 | 1 | 1 | 1 | 285.4883 | 0 | 43961.4407 | 0 | 0 | 0 | 1 | 0 | 0 | 1
209 | Building Envelope | Insulation | Wall Insulation | Grocery | Existing | CgrEgsd209 | 1 | 0.40963 | 4059.3467 | 0 | GSD | 25 | 1 | 1 | 1 | 1 | 1 | 1 | 1 | 1 | 1 | 1 | 1 | 1 | 204.1169 | 0 | 3532.2792 | 0 | 0 | 0 | 1 | 0 | 0 | 1
209 | Building Envelope | Insulation | Wall Insulation | Grocery | New | CgrNgsd209 | 1 | 0.40963 | 4059.3467 | 0 | GSD | 25 | 1 | 1 | 1 | 1 | 1 | 1 | 1 | 1 | 1 | 1 | 1 | 1 | 204.1169 | 0 | 3532.2792 | 0 | 0 | 0 | 1 | 0 | 0 | 1
209 | Building Envelope | Insulation | Wall Insulation | Healthcare | Existing | CheEgsd209 | 1 | 0.14342 | 5677.6043 | 0 | GSD | 25 | 1 | 1 | 1 | 1 | 1 | 1 | 1 | 1 | 1 | 1 | 1 | 1 | 285.4881 | 0 | 10719.211 | 0 | 0 | 0 | 1 | 0 | 0 | 1
209 | Building Envelope | Insulation | Wall Insulation | Healthcare | New | CheNgsd209 | 1 | 0.14342 | 5677.6043 | 0 | GSD | 25 | 1 | 1 | 1 | 1 | 1 | 1 | 1 | 1 | 1 | 1 | 1 | 1 | 285.4881 | 0 | 10719.211 | 0 | 0 | 0 | 1 | 0 | 0 | 1
209 | Building Envelope | Insulation | Wall Insulation | Hospitals | Existing | ChoEgsd209 | 1 | 0.14342 | 5677.607 | 0 | GSD | 25 | 1 | 1 | 1 | 1 | 1 | 1 | 1 | 1 | 1 | 1 | 1 | 1 | 285.4883 | 0 | 66844.0698 | 0 | 0 | 0 | 1 | 0 | 0 | 1
209 | Building Envelope | Insulation | Wall Insulation | Hospitals | New | ChoNgsd209 | 1 | 0.14342 | 5677.607 | 0 | GSD | 25 | 1 | 1 | 1 | 1 | 1 | 1 | 1 | 1 | 1 | 1 | 1 | 1 | 285.4883 | 0 | 66844.0698 | 0 | 0 | 0 | 1 | 0 | 0 | 1
209 | Building Envelope | Insulation | Wall Insulation | Institutional | Existing | CinEgsd209 | 1 | 0.14342 | 5677.6057 | 0 | GSD | 25 | 1 | 1 | 1 | 1 | 1 | 1 | 1 | 1 | 1 | 1 | 1 | 1 | 285.4882 | 0 | 12081.2116 | 0 | 0 | 0 | 1 | 0 | 0 | 1
209 | Building Envelope | Insulation | Wall Insulation | Institutional | New | CinNgsd209 | 1 | 0.14342 | 5677.6057 | 0 | GSD | 25 | 1 | 1 | 1 | 1 | 1 | 1 | 1 | 1 | 1 | 1 | 1 | 1 | 285.4882 | 0 | 12081.2116 | 0 | 0 | 0 | 1 | 0 | 0 | 1
209 | Building Envelope | Insulation | Wall Insulation | Lodging/Hospitality | Existing | CloEgsd209 | 1 | 0.51987 | 6010.8952 | 0 | GSD | 25 | 1 | 1 | 1 | 1 | 1 | 1 | 1 | 1 | 1 | 1 | 1 | 1 | 302.2471 | 0 | 35583.6483 | 0 | 0 | 0 | 1 | 0 | 0 | 1
209 | Building Envelope | Insulation | Wall Insulation | Lodging/Hospitality | New | CloNgsd209 | 1 | 0.51987 | 6010.8952 | 0 | GSD | 25 | 1 | 1 | 1 | 1 | 1 | 1 | 1 | 1 | 1 | 1 | 1 | 1 | 302.2471 | 0 | 35583.6483 | 0 | 0 | 0 | 1 | 0 | 0 | 1
209 | Building Envelope | Insulation | Wall Insulation | Miscellaneous | Existing | CmiEgsd209 | 1 | 1.0338 | 3456.2525 | 0 | GSD | 25 | 1 | 1 | 1 | 1 | 1 | 1 | 1 | 1 | 1 | 1 | 1 | 1 | 173.7914 | 0 | 12864.923 | 0 | 0 | 0 | 1 | 0 | 0 | 1
209 | Building Envelope | Insulation | Wall Insulation | Miscellaneous | New | CmiNgsd209 | 1 | 1.0338 | 3456.2525 | 0 | GSD | 25 | 1 | 1 | 1 | 1 | 1 | 1 | 1 | 1 | 1 | 1 | 1 | 1 | 173.7914 | 0 | 12864.923 | 0 | 0 | 0 | 1 | 0 | 0 | 1
209 | Building Envelope | Insulation | Wall Insulation | Offices | Existing | CofEgsd209 | 1 | 1.0338 | 3456.251 | 0 | GSD | 25 | 1 | 1 | 1 | 1 | 1 | 1 | 1 | 1 | 1 | 1 | 1 | 1 | 173.7914 | 0 | 9402.2426 | 0 | 0 | 0 | 1 | 0 | 0 | 1
209 | Building Envelope | Insulation | Wall Insulation | Offices | New | CofNgsd209 | 1 | 1.0338 | 3456.251 | 0 | GSD | 25 | 1 | 1 | 1 | 1 | 1 | 1 | 1 | 1 | 1 | 1 | 1 | 1 | 173.7914 | 0 | 9402.2426 | 0 | 0 | 0 | 1 | 0 | 0 | 1
209 | Building Envelope | Insulation | Wall Insulation | Restaurants | Existing | CreEgsd209 | 1 | 0.40963 | 4059.3504 | 0 | GSD | 25 | 1 | 1 | 1 | 1 | 1 | 1 | 1 | 1 | 1 | 1 | 1 | 1 | 204.1171 | 0 | 5410.8526 | 0 | 0 | 0 | 1 | 0 | 0 | 1
209 | Building Envelope | Insulation | Wall Insulation | Restaurants | New | CreNgsd209 | 1 | 0.40963 | 4059.3504 | 0 | GSD | 25 | 1 | 1 | 1 | 1 | 1 | 1 | 1 | 1 | 1 | 1 | 1 | 1 | 204.1171 | 0 | 5410.8526 | 0 | 0 | 0 | 1 | 0 | 0 | 1
209 | Building Envelope | Insulation | Wall Insulation | Retail | Existing | CrtEgsd209 | 1 | 1.0338 | 3456.252 | 0 | GSD | 25 | 1 | 1 | 1 | 1 | 1 | 1 | 1 | 1 | 1 | 1 | 1 | 1 | 173.7914 | 0 | 8862.3292 | 0 | 0 | 0 | 1 | 0 | 0 | 1
209 | Building Envelope | Insulation | Wall Insulation | Retail | New | CrtNgsd209 | 1 | 1.0338 | 3456.252 | 0 | GSD | 25 | 1 | 1 | 1 | 1 | 1 | 1 | 1 | 1 | 1 | 1 | 1 | 1 | 173.7914 | 0 | 8862.3292 | 0 | 0 | 0 | 1 | 0 | 0 | 1
209 | Building Envelope | Insulation | Wall Insulation | Schools K-12 | Existing | CscEgsd209 | 1 | 1.0338 | 3456.2525 | 0 | GSD | 25 | 1 | 1 | 1 | 1 | 1 | 1 | 1 | 1 | 1 | 1 | 1 | 1 | 173.7914 | 0 | 11995.1829 | 0 | 0 | 0 | 1 | 0 | 0 | 1
209 | Building Envelope | Insulation | Wall Insulation | Schools K-12 | New | CscNgsd209 | 1 | 1.0338 | 3456.2525 | 0 | GSD | 25 | 1 | 1 | 1 | 1 | 1 | 1 | 1 | 1 | 1 | 1 | 1 | 1 | 173.7914 | 0 | 11995.1829 | 0 | 0 | 0 | 1 | 0 | 0 | 1
209 | Building Envelope | Insulation | Wall Insulation | Warehouse | Existing | CwaEgsd209 | 1 | 1.0338 | 3456.2527 | 0 | GSD | 25 | 1 | 1 | 1 | 1 | 1 | 1 | 1 | 1 | 1 | 1 | 1 | 1 | 173.7914 | 0 | 8977.1238 | 0 | 0 | 0 | 1 | 0 | 0 | 1
209 | Building Envelope | Insulation | Wall Insulation | Warehouse | New | CwaNgsd209 | 1 | 1.0338 | 3456.2527 | 0 | GSD | 25 | 1 | 1 | 1 | 1 | 1 | 1 | 1 | 1 | 1 | 1 | 1 | 1 | 173.7914 | 0 | 8977.1238 | 0 | 0 | 0 | 1 | 0 | 0 | 1
210 | Building Envelope | Roof | Green roof | Assembly | Existing | CasEgsd210 | 1 | 0.87101 | 3384.7778 | 0 | GSD | 20 | 1 | 1 | 1 | 1 | 1 | 1 | 1 | 1 | 1 | 1 | 1 | 1 | 170.1975 | 0 | 12081.5944 | 0 | 0 | 0 | 1 | 0 | 0 | 1
210 | Building Envelope | Roof | Green roof | Assembly | New | CasNgsd210 | 1 | 0.87101 | 3384.7778 | 0 | GSD | 20 | 1 | 1 | 1 | 1 | 1 | 1 | 1 | 1 | 1 | 1 | 1 | 1 | 170.1975 | 0 | 12081.5944 | 0 | 0 | 0 | 1 | 0 | 0 | 1
210 | Building Envelope | Roof | Green roof | College and University | Existing | CcoEgsd210 | 1 | 0.1474 | 5698.2891 | 0 | GSD | 20 | 1 | 1 | 1 | 1 | 1 | 1 | 1 | 1 | 1 | 1 | 1 | 1 | 286.5282 | 0 | 73896.2627 | 0 | 0 | 0 | 1 | 0 | 0 | 1
210 | Building Envelope | Roof | Green roof | College and University | New | CcoNgsd210 | 1 | 0.1474 | 5698.2891 | 0 | GSD | 20 | 1 | 1 | 1 | 1 | 1 | 1 | 1 | 1 | 1 | 1 | 1 | 1 | 286.5282 | 0 | 73896.2627 | 0 | 0 | 0 | 1 | 0 | 0 | 1
210 | Building Envelope | Roof | Green roof | Data Center | Existing | CdaEgsd210 | 1 | 0.22918 | 6123.3695 | 0 | GSD | 20 | 1 | 1 | 1 | 1 | 1 | 1 | 1 | 1 | 1 | 1 | 1 | 1 | 307.9026 | 0 | 47513.1415 | 0 | 0 | 0 | 1 | 0 | 0 | 1
210 | Building Envelope | Roof | Green roof | Data Center | New | CdaNgsd210 | 1 | 0.22918 | 6123.3695 | 0 | GSD | 20 | 1 | 1 | 1 | 1 | 1 | 1 | 1 | 1 | 1 | 1 | 1 | 1 | 307.9026 | 0 | 47513.1415 | 0 | 0 | 0 | 1 | 0 | 0 | 1
210 | Building Envelope | Roof | Green roof | Grocery | Existing | CgrEgsd210 | 1 | 1.8423 | 5923.5382 | 0 | GSD | 20 | 1 | 1 | 1 | 1 | 1 | 1 | 1 | 1 | 1 | 1 | 1 | 1 | 297.8545 | 0 | 42463.5772 | 0 | 0 | 0 | 1 | 0 | 0 | 1
210 | Building Envelope | Roof | Green roof | Grocery | New | CgrNgsd210 | 1 | 1.8423 | 5923.5382 | 0 | GSD | 20 | 1 | 1 | 1 | 1 | 1 | 1 | 1 | 1 | 1 | 1 | 1 | 1 | 297.8545 | 0 | 42463.5772 | 0 | 0 | 0 | 1 | 0 | 0 | 1
210 | Building Envelope | Roof | Green roof | Healthcare | Existing | CheEgsd210 | 1 | 0.48089 | 7431.672 | 0 | GSD | 20 | 1 | 1 | 1 | 1 | 1 | 1 | 1 | 1 | 1 | 1 | 1 | 1 | 373.6883 | 0 | 77844.5982 | 0 | 0 | 0 | 1 | 0 | 0 | 1
210 | Building Envelope | Roof | Green roof | Healthcare | New | CheNgsd210 | 1 | 0.48089 | 7431.672 | 0 | GSD | 20 | 1 | 1 | 1 | 1 | 1 | 1 | 1 | 1 | 1 | 1 | 1 | 1 | 373.6883 | 0 | 77844.5982 | 0 | 0 | 0 | 1 | 0 | 0 | 1
210 | Building Envelope | Roof | Green roof | Hospitals | Existing | ChoEgsd210 | 1 | 0.11198 | 5514.1558 | 0 | GSD | 20 | 1 | 1 | 1 | 1 | 1 | 1 | 1 | 1 | 1 | 1 | 1 | 1 | 277.2694 | 0 | 8903.041 | 0 | 0 | 0 | 1 | 0 | 0 | 1
210 | Building Envelope | Roof | Green roof | Hospitals | New | ChoNgsd210 | 1 | 0.11198 | 5514.1558 | 0 | GSD | 20 | 1 | 1 | 1 | 1 | 1 | 1 | 1 | 1 | 1 | 1 | 1 | 1 | 277.2694 | 0 | 8903.041 | 0 | 0 | 0 | 1 | 0 | 0 | 1
210 | Building Envelope | Roof | Green roof | Institutional | Existing | CinEgsd210 | 1 | 0.28275 | 6401.8129 | 0 | GSD | 20 | 1 | 1 | 1 | 1 | 1 | 1 | 1 | 1 | 1 | 1 | 1 | 1 | 321.9036 | 0 | 89334.724 | 0 | 0 | 0 | 1 | 0 | 0 | 1
210 | Building Envelope | Roof | Green roof | Institutional | New | CinNgsd210 | 1 | 0.28275 | 6401.8129 | 0 | GSD | 20 | 1 | 1 | 1 | 1 | 1 | 1 | 1 | 1 | 1 | 1 | 1 | 1 | 321.9036 | 0 | 89334.724 | 0 | 0 | 0 | 1 | 0 | 0 | 1
210 | Building Envelope | Roof | Green roof | Lodging/Hospitality | Existing | CloEgsd210 | 1 | 0.39458 | 5820.681 | 0 | GSD | 20 | 1 | 1 | 1 | 1 | 1 | 1 | 1 | 1 | 1 | 1 | 1 | 1 | 292.6825 | 0 | 18272.3721 | 0 | 0 | 0 | 1 | 0 | 0 | 1
210 | Building Envelope | Roof | Green roof | Lodging/Hospitality | New | CloNgsd210 | 1 | 0.39458 | 5820.681 | 0 | GSD | 20 | 1 | 1 | 1 | 1 | 1 | 1 | 1 | 1 | 1 | 1 | 1 | 1 | 292.6825 | 0 | 18272.3721 | 0 | 0 | 0 | 1 | 0 | 0 | 1
210 | Building Envelope | Roof | Green roof | Miscellaneous | Existing | CmiEgsd210 | 1 | 3.8346 | 4685.6328 | 0 | GSD | 20 | 1 | 1 | 1 | 1 | 1 | 1 | 1 | 1 | 1 | 1 | 1 | 1 | 235.6086 | 0 | 72396.9039 | 0 | 0 | 0 | 1 | 0 | 0 | 1
210 | Building Envelope | Roof | Green roof | Miscellaneous | New | CmiNgsd210 | 1 | 3.8346 | 4685.6328 | 0 | GSD | 20 | 1 | 1 | 1 | 1 | 1 | 1 | 1 | 1 | 1 | 1 | 1 | 1 | 235.6086 | 0 | 72396.9039 | 0 | 0 | 0 | 1 | 0 | 0 | 1
210 | Building Envelope | Roof | Green roof | Offices | Existing | CofEgsd210 | 1 | 3.4736 | 4527.1967 | 0 | GSD | 20 | 1 | 1 | 1 | 1 | 1 | 1 | 1 | 1 | 1 | 1 | 1 | 1 | 227.6419 | 0 | 29405.9758 | 0 | 0 | 0 | 1 | 0 | 0 | 1
210 | Building Envelope | Roof | Green roof | Offices | New | CofNgsd210 | 1 | 3.4736 | 4527.1967 | 0 | GSD | 20 | 1 | 1 | 1 | 1 | 1 | 1 | 1 | 1 | 1 | 1 | 1 | 1 | 227.6419 | 0 | 29405.9758 | 0 | 0 | 0 | 1 | 0 | 0 | 1
210 | Building Envelope | Roof | Green roof | Restaurants | Existing | CreEgsd210 | 1 | 0.98982 | 4814.2726 | 0 | GSD | 20 | 1 | 1 | 1 | 1 | 1 | 1 | 1 | 1 | 1 | 1 | 1 | 1 | 242.077 | 0 | 13291.7959 | 0 | 0 | 0 | 1 | 0 | 0 | 1
210 | Building Envelope | Roof | Green roof | Restaurants | New | CreNgsd210 | 1 | 0.98982 | 4814.2726 | 0 | GSD | 20 | 1 | 1 | 1 | 1 | 1 | 1 | 1 | 1 | 1 | 1 | 1 | 1 | 242.077 | 0 | 13291.7959 | 0 | 0 | 0 | 1 | 0 | 0 | 1
210 | Building Envelope | Roof | Green roof | Retail | Existing | CrtEgsd210 | 1 | 2.4285 | 4068.459 | 0 | GSD | 20 | 1 | 1 | 1 | 1 | 1 | 1 | 1 | 1 | 1 | 1 | 1 | 1 | 204.5751 | 0 | 45277.5424 | 0 | 0 | 0 | 1 | 0 | 0 | 1
210 | Building Envelope | Roof | Green roof | Retail | New | CrtNgsd210 | 1 | 2.4285 | 4068.459 | 0 | GSD | 20 | 1 | 1 | 1 | 1 | 1 | 1 | 1 | 1 | 1 | 1 | 1 | 1 | 204.5751 | 0 | 45277.5424 | 0 | 0 | 0 | 1 | 0 | 0 | 1
210 | Building Envelope | Roof | Green roof | Schools K-12 | Existing | CscEgsd210 | 1 | 2.1296 | 3937.2257 | 0 | GSD | 20 | 1 | 1 | 1 | 1 | 1 | 1 | 1 | 1 | 1 | 1 | 1 | 1 | 197.9763 | 0 | 22201.5758 | 0 | 0 | 0 | 1 | 0 | 0 | 1
210 | Building Envelope | Roof | Green roof | Schools K-12 | New | CscNgsd210 | 1 | 2.1296 | 3937.2257 | 0 | GSD | 20 | 1 | 1 | 1 | 1 | 1 | 1 | 1 | 1 | 1 | 1 | 1 | 1 | 197.9763 | 0 | 22201.5758 | 0 | 0 | 0 | 1 | 0 | 0 | 1
210 | Building Envelope | Roof | Green roof | Warehouse | Existing | CwaEgsd210 | 1 | 3.0012 | 4319.8414 | 0 | GSD | 20 | 1 | 1 | 1 | 1 | 1 | 1 | 1 | 1 | 1 | 1 | 1 | 1 | 217.2155 | 0 | 117310.2756 | 0 | 0 | 0 | 1 | 0 | 0 | 1
210 | Building Envelope | Roof | Green roof | Warehouse | New | CwaNgsd210 | 1 | 3.0012 | 4319.8414 | 0 | GSD | 20 | 1 | 1 | 1 | 1 | 1 | 1 | 1 | 1 | 1 | 1 | 1 | 1 | 217.2155 | 0 | 117310.2756 | 0 | 0 | 0 | 1 | 0 | 0 | 1
211 | Building Envelope | Roof | Reflective Roof Treatment | Assembly | Existing | CasEgsd211 | 1 | 0 | 3002.444 | 0 | GSD | 15 | 1 | 1 | 1 | 1 | 1 | 1 | 1 | 1 | 1 | 1 | 1 | 1 | 180.1466 | 0 | 1231.7694 | 0 | 0 | 0 | 1 | 0 | 0 | 1
211 | Building Envelope | Roof | Reflective Roof Treatment | Assembly | New | CasNgsd211 | 1 | 0 | 3002.444 | 0 | GSD | 15 | 1 | 1 | 1 | 1 | 1 | 1 | 1 | 1 | 1 | 1 | 1 | 1 | 180.1466 | 0 | 1231.7694 | 0 | 0 | 0 | 1 | 0 | 0 | 1
211 | Building Envelope | Roof | Reflective Roof Treatment | College and University | Existing | CcoEgsd211 | 1 | 0 | 4932.1338 | 0 | GSD | 15 | 1 | 1 | 1 | 1 | 1 | 1 | 1 | 1 | 1 | 1 | 1 | 1 | 295.928 | 0 | 781.3908 | 0 | 0 | 0 | 1 | 0 | 0 | 1
211 | Building Envelope | Roof | Reflective Roof Treatment | College and University | New | CcoNgsd211 | 1 | 0 | 4932.1338 | 0 | GSD | 15 | 1 | 1 | 1 | 1 | 1 | 1 | 1 | 1 | 1 | 1 | 1 | 1 | 295.928 | 0 | 781.3908 | 0 | 0 | 0 | 1 | 0 | 0 | 1
211 | Building Envelope | Roof | Reflective Roof Treatment | Data Center | Existing | CdaEgsd211 | 1 | 0 | 4932.1338 | 0 | GSD | 15 | 1 | 1 | 1 | 1 | 1 | 1 | 1 | 1 | 1 | 1 | 1 | 1 | 295.928 | 0 | 15999.3716 | 0 | 0 | 0 | 1 | 0 | 0 | 1
211 | Building Envelope | Roof | Reflective Roof Treatment | Data Center | New | CdaNgsd211 | 1 | 0 | 4932.1338 | 0 | GSD | 15 | 1 | 1 | 1 | 1 | 1 | 1 | 1 | 1 | 1 | 1 | 1 | 1 | 295.928 | 0 | 15999.3716 | 0 | 0 | 0 | 1 | 0 | 0 | 1
211 | Building Envelope | Roof | Reflective Roof Treatment | Grocery | Existing | CgrEgsd211 | 1 | 0 | 3526.3542 | 0 | GSD | 15 | 1 | 1 | 1 | 1 | 1 | 1 | 1 | 1 | 1 | 1 | 1 | 1 | 211.5813 | 0 | 1321.2757 | 0 | 0 | 0 | 1 | 0 | 0 | 1
211 | Building Envelope | Roof | Reflective Roof Treatment | Grocery | New | CgrNgsd211 | 1 | 0 | 3526.3542 | 0 | GSD | 15 | 1 | 1 | 1 | 1 | 1 | 1 | 1 | 1 | 1 | 1 | 1 | 1 | 211.5813 | 0 | 1321.2757 | 0 | 0 | 0 | 1 | 0 | 0 | 1
211 | Building Envelope | Roof | Reflective Roof Treatment | Healthcare | Existing | CheEgsd211 | 1 | 0 | 4932.1338 | 0 | GSD | 15 | 1 | 1 | 1 | 1 | 1 | 1 | 1 | 1 | 1 | 1 | 1 | 1 | 295.928 | 0 | 2574.4155 | 0 | 0 | 0 | 1 | 0 | 0 | 1
211 | Building Envelope | Roof | Reflective Roof Treatment | Healthcare | New | CheNgsd211 | 1 | 0 | 4932.1338 | 0 | GSD | 15 | 1 | 1 | 1 | 1 | 1 | 1 | 1 | 1 | 1 | 1 | 1 | 1 | 295.928 | 0 | 2574.4155 | 0 | 0 | 0 | 1 | 0 | 0 | 1
211 | Building Envelope | Roof | Reflective Roof Treatment | Hospitals | Existing | ChoEgsd211 | 1 | 0 | 4932.1338 | 0 | GSD | 15 | 1 | 1 | 1 | 1 | 1 | 1 | 1 | 1 | 1 | 1 | 1 | 1 | 295.928 | 0 | 2066.1993 | 0 | 0 | 0 | 1 | 0 | 0 | 1
211 | Building Envelope | Roof | Reflective Roof Treatment | Hospitals | New | ChoNgsd211 | 1 | 0 | 4932.1338 | 0 | GSD | 15 | 1 | 1 | 1 | 1 | 1 | 1 | 1 | 1 | 1 | 1 | 1 | 1 | 295.928 | 0 | 2066.1993 | 0 | 0 | 0 | 1 | 0 | 0 | 1
211 | Building Envelope | Roof | Reflective Roof Treatment | Institutional | Existing | CinEgsd211 | 1 | 0 | 4932.1338 | 0 | GSD | 15 | 1 | 1 | 1 | 1 | 1 | 1 | 1 | 1 | 1 | 1 | 1 | 1 | 295.928 | 0 | 2775.2472 | 0 | 0 | 0 | 1 | 0 | 0 | 1
211 | Building Envelope | Roof | Reflective Roof Treatment | Institutional | New | CinNgsd211 | 1 | 0 | 4932.1338 | 0 | GSD | 15 | 1 | 1 | 1 | 1 | 1 | 1 | 1 | 1 | 1 | 1 | 1 | 1 | 295.928 | 0 | 2775.2472 | 0 | 0 | 0 | 1 | 0 | 0 | 1
211 | Building Envelope | Roof | Reflective Roof Treatment | Lodging/Hospitality | Existing | CloEgsd211 | 1 | 0 | 5221.6594 | 0 | GSD | 15 | 1 | 1 | 1 | 1 | 1 | 1 | 1 | 1 | 1 | 1 | 1 | 1 | 313.2996 | 0 | 756.7243 | 0 | 0 | 0 | 1 | 0 | 0 | 1
211 | Building Envelope | Roof | Reflective Roof Treatment | Lodging/Hospitality | New | CloNgsd211 | 1 | 0 | 5221.6594 | 0 | GSD | 15 | 1 | 1 | 1 | 1 | 1 | 1 | 1 | 1 | 1 | 1 | 1 | 1 | 313.2996 | 0 | 756.7243 | 0 | 0 | 0 | 1 | 0 | 0 | 1
211 | Building Envelope | Roof | Reflective Roof Treatment | Miscellaneous | Existing | CmiEgsd211 | 1 | 0 | 3002.444 | 0 | GSD | 15 | 1 | 1 | 1 | 1 | 1 | 1 | 1 | 1 | 1 | 1 | 1 | 1 | 180.1466 | 0 | 4411.535 | 0 | 0 | 0 | 1 | 0 | 0 | 1
211 | Building Envelope | Roof | Reflective Roof Treatment | Miscellaneous | New | CmiNgsd211 | 1 | 0 | 3002.444 | 0 | GSD | 15 | 1 | 1 | 1 | 1 | 1 | 1 | 1 | 1 | 1 | 1 | 1 | 1 | 180.1466 | 0 | 4411.535 | 0 | 0 | 0 | 1 | 0 | 0 | 1
211 | Building Envelope | Roof | Reflective Roof Treatment | Offices | Existing | CofEgsd211 | 1 | 0 | 3002.444 | 0 | GSD | 15 | 1 | 1 | 1 | 1 | 1 | 1 | 1 | 1 | 1 | 1 | 1 | 1 | 180.1466 | 0 | 1611.4121 | 0 | 0 | 0 | 1 | 0 | 0 | 1
211 | Building Envelope | Roof | Reflective Roof Treatment | Offices | New | CofNgsd211 | 1 | 0 | 3002.444 | 0 | GSD | 15 | 1 | 1 | 1 | 1 | 1 | 1 | 1 | 1 | 1 | 1 | 1 | 1 | 180.1466 | 0 | 1611.4121 | 0 | 0 | 0 | 1 | 0 | 0 | 1
211 | Building Envelope | Roof | Reflective Roof Treatment | Restaurants | Existing | CreEgsd211 | 1 | 0 | 3526.3542 | 0 | GSD | 15 | 1 | 1 | 1 | 1 | 1 | 1 | 1 | 1 | 1 | 1 | 1 | 1 | 211.5813 | 0 | 2026.5083 | 0 | 0 | 0 | 1 | 0 | 0 | 1
211 | Building Envelope | Roof | Reflective Roof Treatment | Restaurants | New | CreNgsd211 | 1 | 0 | 3526.3542 | 0 | GSD | 15 | 1 | 1 | 1 | 1 | 1 | 1 | 1 | 1 | 1 | 1 | 1 | 1 | 211.5813 | 0 | 2026.5083 | 0 | 0 | 0 | 1 | 0 | 0 | 1
211 | Building Envelope | Roof | Reflective Roof Treatment | Retail | Existing | CrtEgsd211 | 1 | 0 | 3002.444 | 0 | GSD | 15 | 1 | 1 | 1 | 1 | 1 | 1 | 1 | 1 | 1 | 1 | 1 | 1 | 180.1466 | 0 | 2763.4153 | 0 | 0 | 0 | 1 | 0 | 0 | 1
211 | Building Envelope | Roof | Reflective Roof Treatment | Retail | New | CrtNgsd211 | 1 | 0 | 3002.444 | 0 | GSD | 15 | 1 | 1 | 1 | 1 | 1 | 1 | 1 | 1 | 1 | 1 | 1 | 1 | 180.1466 | 0 | 2763.4153 | 0 | 0 | 0 | 1 | 0 | 0 | 1
211 | Building Envelope | Roof | Reflective Roof Treatment | Schools K-12 | Existing | CscEgsd211 | 1 | 0 | 3002.444 | 0 | GSD | 15 | 1 | 1 | 1 | 1 | 1 | 1 | 1 | 1 | 1 | 1 | 1 | 1 | 180.1466 | 0 | 759.0069 | 0 | 0 | 0 | 1 | 0 | 0 | 1
211 | Building Envelope | Roof | Reflective Roof Treatment | Schools K-12 | New | CscNgsd211 | 1 | 0 | 3002.444 | 0 | GSD | 15 | 1 | 1 | 1 | 1 | 1 | 1 | 1 | 1 | 1 | 1 | 1 | 1 | 180.1466 | 0 | 759.0069 | 0 | 0 | 0 | 1 | 0 | 0 | 1
211 | Building Envelope | Roof | Reflective Roof Treatment | Warehouse | Existing | CwaEgsd211 | 1 | 0 | 3002.444 | 0 | GSD | 15 | 1 | 1 | 1 | 1 | 1 | 1 | 1 | 1 | 1 | 1 | 1 | 1 | 180.1466 | 0 | 1737.2484 | 0 | 0 | 0 | 1 | 0 | 0 | 1
211 | Building Envelope | Roof | Reflective Roof Treatment | Warehouse | New | CwaNgsd211 | 1 | 0 | 3002.444 | 0 | GSD | 15 | 1 | 1 | 1 | 1 | 1 | 1 | 1 | 1 | 1 | 1 | 1 | 1 | 180.1466 | 0 | 1737.2484 | 0 | 0 | 0 | 1 | 0 | 0 | 1
212 | Building Envelope | Sealing | Infiltration Reduction - Air Sealing | Assembly | Existing | CasEgsd212 | 1 | 0.87101 | 3384.7768 | 0 | GSD | 20 | 0.57723 | 0.60437 | 0.83705 | 1.097 | 1.2026 | 1.2026 | 1.289 | 1.2891 | 1.2453 | 1.1192 | 0.77553 | 0.85362 | 170.1974 | 0 | 1244.6806 | 0 | 0 | 0 | 1 | 0 | 0 | 1.0077
212 | Building Envelope | Sealing | Infiltration Reduction - Air Sealing | Assembly | New | CasNgsd212 | 1 | 0.87101 | 3384.7768 | 0 | GSD | 20 | 0.57723 | 0.60437 | 0.83705 | 1.097 | 1.2026 | 1.2026 | 1.289 | 1.2891 | 1.2453 | 1.1192 | 0.77553 | 0.85362 | 170.1974 | 0 | 1244.6806 | 0 | 0 | 0 | 1 | 0 | 0 | 1.0077
212 | Building Envelope | Sealing | Infiltration Reduction - Air Sealing | College and University | Existing | CcoEgsd212 | 1 | 0.1474 | 5698.2849 | 0 | GSD | 20 | 0.57723 | 0.60437 | 0.83705 | 1.097 | 1.2026 | 1.2026 | 1.289 | 1.2891 | 1.2453 | 1.1192 | 0.77553 | 0.85362 | 286.528 | 0 | 7750.041 | 0 | 0 | 0 | 1 | 0 | 0 | 1.0077
212 | Building Envelope | Sealing | Infiltration Reduction - Air Sealing | College and University | New | CcoNgsd212 | 1 | 0.1474 | 5698.2849 | 0 | GSD | 20 | 0.57723 | 0.60437 | 0.83705 | 1.097 | 1.2026 | 1.2026 | 1.289 | 1.2891 | 1.2453 | 1.1192 | 0.77553 | 0.85362 | 286.528 | 0 | 7750.041 | 0 | 0 | 0 | 1 | 0 | 0 | 1.0077
212 | Building Envelope | Sealing | Infiltration Reduction - Air Sealing | Data Center | Existing | CdaEgsd212 | 1 | 0.22918 | 6123.3688 | 0 | GSD | 20 | 0.57723 | 0.60437 | 0.83705 | 1.097 | 1.2026 | 1.2026 | 1.289 | 1.2891 | 1.2453 | 1.1192 | 0.77553 | 0.85362 | 307.9026 | 0 | 6527.6573 | 0 | 0 | 0 | 1 | 0 | 0 | 1.0077
212 | Building Envelope | Sealing | Infiltration Reduction - Air Sealing | Data Center | New | CdaNgsd212 | 1 | 0.22918 | 6123.3688 | 0 | GSD | 20 | 0.57723 | 0.60437 | 0.83705 | 1.097 | 1.2026 | 1.2026 | 1.289 | 1.2891 | 1.2453 | 1.1192 | 0.77553 | 0.85362 | 307.9026 | 0 | 6527.6573 | 0 | 0 | 0 | 1 | 0 | 0 | 1.0077
212 | Building Envelope | Sealing | Infiltration Reduction - Air Sealing | Grocery | Existing | CgrEgsd212 | 1 | 1.8423 | 5923.5599 | 0 | GSD | 20 | 0.57723 | 0.60437 | 0.83705 | 1.097 | 1.2026 | 1.2026 | 1.289 | 1.2891 | 1.2453 | 1.1192 | 0.77553 | 0.85362 | 297.8555 | 0 | 4114.0027 | 0 | 0 | 0 | 1 | 0 | 0 | 1.0077
212 | Building Envelope | Sealing | Infiltration Reduction - Air Sealing | Grocery | New | CgrNgsd212 | 1 | 1.8423 | 5923.5599 | 0 | GSD | 20 | 0.57723 | 0.60437 | 0.83705 | 1.097 | 1.2026 | 1.2026 | 1.289 | 1.2891 | 1.2453 | 1.1192 | 0.77553 | 0.85362 | 297.8555 | 0 | 4114.0027 | 0 | 0 | 0 | 1 | 0 | 0 | 1.0077
212 | Building Envelope | Sealing | Infiltration Reduction - Air Sealing | Healthcare | Existing | CheEgsd212 | 1 | 0.48088 | 7431.6589 | 0 | GSD | 20 | 0.57723 | 0.60437 | 0.83705 | 1.097 | 1.2026 | 1.2026 | 1.289 | 1.2891 | 1.2453 | 1.1192 | 0.77553 | 0.85362 | 373.6876 | 0 | 7739.1302 | 0 | 0 | 0 | 1 | 0 | 0 | 1.0077
212 | Building Envelope | Sealing | Infiltration Reduction - Air Sealing | Healthcare | New | CheNgsd212 | 1 | 0.48088 | 7431.6589 | 0 | GSD | 20 | 0.57723 | 0.60437 | 0.83705 | 1.097 | 1.2026 | 1.2026 | 1.289 | 1.2891 | 1.2453 | 1.1192 | 0.77553 | 0.85362 | 373.6876 | 0 | 7739.1302 | 0 | 0 | 0 | 1 | 0 | 0 | 1.0077
212 | Building Envelope | Sealing | Infiltration Reduction - Air Sealing | Hospitals | Existing | ChoEgsd212 | 1 | 0.11198 | 5514.1558 | 0 | GSD | 20 | 0.57723 | 0.60437 | 0.83705 | 1.097 | 1.2026 | 1.2026 | 1.289 | 1.2891 | 1.2453 | 1.1192 | 0.77553 | 0.85362 | 277.2694 | 0 | 1559.4381 | 0 | 0 | 0 | 1 | 0 | 0 | 1.0077
212 | Building Envelope | Sealing | Infiltration Reduction - Air Sealing | Hospitals | New | ChoNgsd212 | 1 | 0.11198 | 5514.1558 | 0 | GSD | 20 | 0.57723 | 0.60437 | 0.83705 | 1.097 | 1.2026 | 1.2026 | 1.289 | 1.2891 | 1.2453 | 1.1192 | 0.77553 | 0.85362 | 277.2694 | 0 | 1559.4381 | 0 | 0 | 0 | 1 | 0 | 0 | 1.0077
212 | Building Envelope | Sealing | Infiltration Reduction - Air Sealing | Institutional | Existing | CinEgsd212 | 1 | 0.28275 | 6401.8151 | 0 | GSD | 20 | 0.57723 | 0.60437 | 0.83705 | 1.097 | 1.2026 | 1.2026 | 1.289 | 1.2891 | 1.2453 | 1.1192 | 0.77553 | 0.85362 | 321.9038 | 0 | 8416.9766 | 0 | 0 | 0 | 1 | 0 | 0 | 1.0077
212 | Building Envelope | Sealing | Infiltration Reduction - Air Sealing | Institutional | New | CinNgsd212 | 1 | 0.28275 | 6401.8151 | 0 | GSD | 20 | 0.57723 | 0.60437 | 0.83705 | 1.097 | 1.2026 | 1.2026 | 1.289 | 1.2891 | 1.2453 | 1.1192 | 0.77553 | 0.85362 | 321.9038 | 0 | 8416.9766 | 0 | 0 | 0 | 1 | 0 | 0 | 1.0077
212 | Building Envelope | Sealing | Infiltration Reduction - Air Sealing | Lodging/Hospitality | Existing | CloEgsd212 | 1 | 0.39458 | 5820.6819 | 0 | GSD | 20 | 0.57723 | 0.60437 | 0.83705 | 1.097 | 1.2026 | 1.2026 | 1.289 | 1.2891 | 1.2453 | 1.1192 | 0.77553 | 0.85362 | 292.6825 | 0 | 3585.1249 | 0 | 0 | 0 | 1 | 0 | 0 | 1.0077
212 | Building Envelope | Sealing | Infiltration Reduction - Air Sealing | Lodging/Hospitality | New | CloNgsd212 | 1 | 0.39458 | 5820.6819 | 0 | GSD | 20 | 0.57723 | 0.60437 | 0.83705 | 1.097 | 1.2026 | 1.2026 | 1.289 | 1.2891 | 1.2453 | 1.1192 | 0.77553 | 0.85362 | 292.6825 | 0 | 3585.1249 | 0 | 0 | 0 | 1 | 0 | 0 | 1.0077
212 | Building Envelope | Sealing | Infiltration Reduction - Air Sealing | Miscellaneous | Existing | CmiEgsd212 | 1 | 3.8346 | 4685.6317 | 0 | GSD | 20 | 0.57723 | 0.60437 | 0.83705 | 1.097 | 1.2026 | 1.2026 | 1.289 | 1.2891 | 1.2453 | 1.1192 | 0.77553 | 0.85362 | 235.6086 | 0 | 7268.903 | 0 | 0 | 0 | 1 | 0 | 0 | 1.0077
212 | Building Envelope | Sealing | Infiltration Reduction - Air Sealing | Miscellaneous | New | CmiNgsd212 | 1 | 3.8346 | 4685.6317 | 0 | GSD | 20 | 0.57723 | 0.60437 | 0.83705 | 1.097 | 1.2026 | 1.2026 | 1.289 | 1.2891 | 1.2453 | 1.1192 | 0.77553 | 0.85362 | 235.6086 | 0 | 7268.903 | 0 | 0 | 0 | 1 | 0 | 0 | 1.0077
212 | Building Envelope | Sealing | Infiltration Reduction - Air Sealing | Offices | Existing | CofEgsd212 | 1 | 3.4736 | 4527.1967 | 0 | GSD | 20 | 0.57723 | 0.60437 | 0.83705 | 1.097 | 1.2026 | 1.2026 | 1.289 | 1.2891 | 1.2453 | 1.1192 | 0.77553 | 0.85362 | 227.6419 | 0 | 3099.0391 | 0 | 0 | 0 | 1 | 0 | 0 | 1.0077
212 | Building Envelope | Sealing | Infiltration Reduction - Air Sealing | Offices | New | CofNgsd212 | 1 | 3.4736 | 4527.1967 | 0 | GSD | 20 | 0.57723 | 0.60437 | 0.83705 | 1.097 | 1.2026 | 1.2026 | 1.289 | 1.2891 | 1.2453 | 1.1192 | 0.77553 | 0.85362 | 227.6419 | 0 | 3099.0391 | 0 | 0 | 0 | 1 | 0 | 0 | 1.0077
212 | Building Envelope | Sealing | Infiltration Reduction - Air Sealing | Restaurants | Existing | CreEgsd212 | 1 | 0.98982 | 4814.2763 | 0 | GSD | 20 | 0.57723 | 0.60437 | 0.83705 | 1.097 | 1.2026 | 1.2026 | 1.289 | 1.2891 | 1.2453 | 1.1192 | 0.77553 | 0.85362 | 242.0772 | 0 | 1383.1726 | 0 | 0 | 0 | 1 | 0 | 0 | 1.0077
212 | Building Envelope | Sealing | Infiltration Reduction - Air Sealing | Restaurants | New | CreNgsd212 | 1 | 0.98982 | 4814.2763 | 0 | GSD | 20 | 0.57723 | 0.60437 | 0.83705 | 1.097 | 1.2026 | 1.2026 | 1.289 | 1.2891 | 1.2453 | 1.1192 | 0.77553 | 0.85362 | 242.0772 | 0 | 1383.1726 | 0 | 0 | 0 | 1 | 0 | 0 | 1.0077
212 | Building Envelope | Sealing | Infiltration Reduction - Air Sealing | Retail | Existing | CrtEgsd212 | 1 | 2.4285 | 4068.4611 | 0 | GSD | 20 | 0.57723 | 0.60437 | 0.83705 | 1.097 | 1.2026 | 1.2026 | 1.289 | 1.2891 | 1.2453 | 1.1192 | 0.77553 | 0.85362 | 204.5752 | 0 | 3172.2704 | 0 | 0 | 0 | 1 | 0 | 0 | 1.0077
212 | Building Envelope | Sealing | Infiltration Reduction - Air Sealing | Retail | New | CrtNgsd212 | 1 | 2.4285 | 4068.4611 | 0 | GSD | 20 | 0.57723 | 0.60437 | 0.83705 | 1.097 | 1.2026 | 1.2026 | 1.289 | 1.2891 | 1.2453 | 1.1192 | 0.77553 | 0.85362 | 204.5752 | 0 | 3172.2704 | 0 | 0 | 0 | 1 | 0 | 0 | 1.0077
212 | Building Envelope | Sealing | Infiltration Reduction - Air Sealing | Schools K-12 | Existing | CscEgsd212 | 1 | 2.1296 | 3937.225 | 0 | GSD | 20 | 0.57723 | 0.60437 | 0.83705 | 1.097 | 1.2026 | 1.2026 | 1.289 | 1.2891 | 1.2453 | 1.1192 | 0.77553 | 0.85362 | 197.9763 | 0 | 1979.7183 | 0 | 0 | 0 | 1 | 0 | 0 | 1.0077
212 | Building Envelope | Sealing | Infiltration Reduction - Air Sealing | Schools K-12 | New | CscNgsd212 | 1 | 2.1296 | 3937.225 | 0 | GSD | 20 | 0.57723 | 0.60437 | 0.83705 | 1.097 | 1.2026 | 1.2026 | 1.289 | 1.2891 | 1.2453 | 1.1192 | 0.77553 | 0.85362 | 197.9763 | 0 | 1979.7183 | 0 | 0 | 0 | 1 | 0 | 0 | 1.0077
212 | Building Envelope | Sealing | Infiltration Reduction - Air Sealing | Warehouse | Existing | CwaEgsd212 | 1 | 3.0012 | 4319.8446 | 0 | GSD | 20 | 0.57723 | 0.60437 | 0.83705 | 1.097 | 1.2026 | 1.2026 | 1.289 | 1.2891 | 1.2453 | 1.1192 | 0.77553 | 0.85362 | 217.2156 | 0 | 10022.1743 | 0 | 0 | 0 | 1 | 0 | 0 | 1.0077
212 | Building Envelope | Sealing | Infiltration Reduction - Air Sealing | Warehouse | New | CwaNgsd212 | 1 | 3.0012 | 4319.8446 | 0 | GSD | 20 | 0.57723 | 0.60437 | 0.83705 | 1.097 | 1.2026 | 1.2026 | 1.289 | 1.2891 | 1.2453 | 1.1192 | 0.77553 | 0.85362 | 217.2156 | 0 | 10022.1743 | 0 | 0 | 0 | 1 | 0 | 0 | 1.0077
213 | Building Envelope | Sealing | Warehouse Loading Dock Seals | Assembly | Existing | CasEgsd213 | 1 | 1.1544 | 3509.1542 | 0 | GSD | 10 | 1 | 1 | 1 | 1 | 1 | 1 | 1 | 1 | 1 | 1 | 1 | 1 | 210.5493 | 0 | 21627.4414 | 0 | 0 | 0 | 1 | 0 | 0 | 1
213 | Building Envelope | Sealing | Warehouse Loading Dock Seals | Assembly | New | CasNgsd213 | 1 | 1.1544 | 3509.1542 | 0 | GSD | 10 | 1 | 1 | 1 | 1 | 1 | 1 | 1 | 1 | 1 | 1 | 1 | 1 | 210.5493 | 0 | 21627.4414 | 0 | 0 | 0 | 1 | 0 | 0 | 1
213 | Building Envelope | Sealing | Warehouse Loading Dock Seals | College and University | Existing | CcoEgsd213 | 1 | 0.16014 | 5764.5099 | 0 | GSD | 10 | 1 | 1 | 1 | 1 | 1 | 1 | 1 | 1 | 1 | 1 | 1 | 1 | 345.8706 | 0 | 55594.8548 | 0 | 0 | 0 | 1 | 0 | 0 | 1
213 | Building Envelope | Sealing | Warehouse Loading Dock Seals | College and University | New | CcoNgsd213 | 1 | 0.16014 | 5764.5099 | 0 | GSD | 10 | 1 | 1 | 1 | 1 | 1 | 1 | 1 | 1 | 1 | 1 | 1 | 1 | 345.8706 | 0 | 55594.8548 | 0 | 0 | 0 | 1 | 0 | 0 | 1
213 | Building Envelope | Sealing | Warehouse Loading Dock Seals | Data Center | Existing | CdaEgsd213 | 1 | 0.16014 | 5764.5099 | 0 | GSD | 10 | 1 | 1 | 1 | 1 | 1 | 1 | 1 | 1 | 1 | 1 | 1 | 1 | 345.8706 | 0 | 238188.5185 | 0 | 0 | 0 | 1 | 0 | 0 | 1
213 | Building Envelope | Sealing | Warehouse Loading Dock Seals | Data Center | New | CdaNgsd213 | 1 | 0.16014 | 5764.5099 | 0 | GSD | 10 | 1 | 1 | 1 | 1 | 1 | 1 | 1 | 1 | 1 | 1 | 1 | 1 | 345.8706 | 0 | 238188.5185 | 0 | 0 | 0 | 1 | 0 | 0 | 1
213 | Building Envelope | Sealing | Warehouse Loading Dock Seals | Grocery | Existing | CgrEgsd213 | 1 | 0.45738 | 4121.4826 | 0 | GSD | 10 | 1 | 1 | 1 | 1 | 1 | 1 | 1 | 1 | 1 | 1 | 1 | 1 | 247.289 | 0 | 4340.3329 | 0 | 0 | 0 | 1 | 0 | 0 | 1
213 | Building Envelope | Sealing | Warehouse Loading Dock Seals | Grocery | New | CgrNgsd213 | 1 | 0.45738 | 4121.4826 | 0 | GSD | 10 | 1 | 1 | 1 | 1 | 1 | 1 | 1 | 1 | 1 | 1 | 1 | 1 | 247.289 | 0 | 4340.3329 | 0 | 0 | 0 | 1 | 0 | 0 | 1
213 | Building Envelope | Sealing | Warehouse Loading Dock Seals | Healthcare | Existing | CheEgsd213 | 1 | 0.16014 | 5764.5099 | 0 | GSD | 10 | 1 | 1 | 1 | 1 | 1 | 1 | 1 | 1 | 1 | 1 | 1 | 1 | 345.8706 | 0 | 21726.8891 | 0 | 0 | 0 | 1 | 0 | 0 | 1
213 | Building Envelope | Sealing | Warehouse Loading Dock Seals | Healthcare | New | CheNgsd213 | 1 | 0.16014 | 5764.5099 | 0 | GSD | 10 | 1 | 1 | 1 | 1 | 1 | 1 | 1 | 1 | 1 | 1 | 1 | 1 | 345.8706 | 0 | 21726.8891 | 0 | 0 | 0 | 1 | 0 | 0 | 1
213 | Building Envelope | Sealing | Warehouse Loading Dock Seals | Hospitals | Existing | ChoEgsd213 | 1 | 0.16014 | 5764.5099 | 0 | GSD | 10 | 1 | 1 | 1 | 1 | 1 | 1 | 1 | 1 | 1 | 1 | 1 | 1 | 345.8706 | 0 | 429802.5129 | 0 | 0 | 0 | 1 | 0 | 0 | 1
213 | Building Envelope | Sealing | Warehouse Loading Dock Seals | Hospitals | New | ChoNgsd213 | 1 | 0.16014 | 5764.5099 | 0 | GSD | 10 | 1 | 1 | 1 | 1 | 1 | 1 | 1 | 1 | 1 | 1 | 1 | 1 | 345.8706 | 0 | 429802.5129 | 0 | 0 | 0 | 1 | 0 | 0 | 1
213 | Building Envelope | Sealing | Warehouse Loading Dock Seals | Institutional | Existing | CinEgsd213 | 1 | 0.16014 | 5764.5099 | 0 | GSD | 10 | 1 | 1 | 1 | 1 | 1 | 1 | 1 | 1 | 1 | 1 | 1 | 1 | 345.8706 | 0 | 28376.463 | 0 | 0 | 0 | 1 | 0 | 0 | 1
213 | Building Envelope | Sealing | Warehouse Loading Dock Seals | Institutional | New | CinNgsd213 | 1 | 0.16014 | 5764.5099 | 0 | GSD | 10 | 1 | 1 | 1 | 1 | 1 | 1 | 1 | 1 | 1 | 1 | 1 | 1 | 345.8706 | 0 | 28376.463 | 0 | 0 | 0 | 1 | 0 | 0 | 1
213 | Building Envelope | Sealing | Warehouse Loading Dock Seals | Lodging/Hospitality | Existing | CloEgsd213 | 1 | 0.58048 | 6102.8976 | 0 | GSD | 10 | 1 | 1 | 1 | 1 | 1 | 1 | 1 | 1 | 1 | 1 | 1 | 1 | 366.1739 | 0 | 104819.5045 | 0 | 0 | 0 | 1 | 0 | 0 | 1
213 | Building Envelope | Sealing | Warehouse Loading Dock Seals | Lodging/Hospitality | New | CloNgsd213 | 1 | 0.58048 | 6102.8976 | 0 | GSD | 10 | 1 | 1 | 1 | 1 | 1 | 1 | 1 | 1 | 1 | 1 | 1 | 1 | 366.1739 | 0 | 104819.5045 | 0 | 0 | 0 | 1 | 0 | 0 | 1
213 | Building Envelope | Sealing | Warehouse Loading Dock Seals | Miscellaneous | Existing | CmiEgsd213 | 1 | 1.1544 | 3509.1542 | 0 | GSD | 10 | 1 | 1 | 1 | 1 | 1 | 1 | 1 | 1 | 1 | 1 | 1 | 1 | 210.5493 | 0 | 46911.5443 | 0 | 0 | 0 | 1 | 0 | 0 | 1
213 | Building Envelope | Sealing | Warehouse Loading Dock Seals | Miscellaneous | New | CmiNgsd213 | 1 | 1.1544 | 3509.1542 | 0 | GSD | 10 | 1 | 1 | 1 | 1 | 1 | 1 | 1 | 1 | 1 | 1 | 1 | 1 | 210.5493 | 0 | 46911.5443 | 0 | 0 | 0 | 1 | 0 | 0 | 1
213 | Building Envelope | Sealing | Warehouse Loading Dock Seals | Offices | Existing | CofEgsd213 | 1 | 1.1544 | 3509.1542 | 0 | GSD | 10 | 1 | 1 | 1 | 1 | 1 | 1 | 1 | 1 | 1 | 1 | 1 | 1 | 210.5493 | 0 | 24595.7488 | 0 | 0 | 0 | 1 | 0 | 0 | 1
213 | Building Envelope | Sealing | Warehouse Loading Dock Seals | Offices | New | CofNgsd213 | 1 | 1.1544 | 3509.1542 | 0 | GSD | 10 | 1 | 1 | 1 | 1 | 1 | 1 | 1 | 1 | 1 | 1 | 1 | 1 | 210.5493 | 0 | 24595.7488 | 0 | 0 | 0 | 1 | 0 | 0 | 1
213 | Building Envelope | Sealing | Warehouse Loading Dock Seals | Restaurants | Existing | CreEgsd213 | 1 | 0.45738 | 4121.4826 | 0 | GSD | 10 | 1 | 1 | 1 | 1 | 1 | 1 | 1 | 1 | 1 | 1 | 1 | 1 | 247.289 | 0 | 8132.9938 | 0 | 0 | 0 | 1 | 0 | 0 | 1
213 | Building Envelope | Sealing | Warehouse Loading Dock Seals | Restaurants | New | CreNgsd213 | 1 | 0.45738 | 4121.4826 | 0 | GSD | 10 | 1 | 1 | 1 | 1 | 1 | 1 | 1 | 1 | 1 | 1 | 1 | 1 | 247.289 | 0 | 8132.9938 | 0 | 0 | 0 | 1 | 0 | 0 | 1
213 | Building Envelope | Sealing | Warehouse Loading Dock Seals | Retail | Existing | CrtEgsd213 | 1 | 1.1544 | 3509.1542 | 0 | GSD | 10 | 1 | 1 | 1 | 1 | 1 | 1 | 1 | 1 | 1 | 1 | 1 | 1 | 210.5493 | 0 | 32380.8365 | 0 | 0 | 0 | 1 | 0 | 0 | 1
213 | Building Envelope | Sealing | Warehouse Loading Dock Seals | Retail | New | CrtNgsd213 | 1 | 1.1544 | 3509.1542 | 0 | GSD | 10 | 1 | 1 | 1 | 1 | 1 | 1 | 1 | 1 | 1 | 1 | 1 | 1 | 210.5493 | 0 | 32380.8365 | 0 | 0 | 0 | 1 | 0 | 0 | 1
213 | Building Envelope | Sealing | Warehouse Loading Dock Seals | Schools K-12 | Existing | CscEgsd213 | 1 | 1.1544 | 3509.1542 | 0 | GSD | 10 | 1 | 1 | 1 | 1 | 1 | 1 | 1 | 1 | 1 | 1 | 1 | 1 | 210.5493 | 0 | 45952.6049 | 0 | 0 | 0 | 1 | 0 | 0 | 1
213 | Building Envelope | Sealing | Warehouse Loading Dock Seals | Schools K-12 | New | CscNgsd213 | 1 | 1.1544 | 3509.1542 | 0 | GSD | 10 | 1 | 1 | 1 | 1 | 1 | 1 | 1 | 1 | 1 | 1 | 1 | 1 | 210.5493 | 0 | 45952.6049 | 0 | 0 | 0 | 1 | 0 | 0 | 1
213 | Building Envelope | Sealing | Warehouse Loading Dock Seals | Warehouse | Existing | CwaEgsd213 | 1 | 1.1544 | 3509.1542 | 0 | GSD | 10 | 1 | 1 | 1 | 1 | 1 | 1 | 1 | 1 | 1 | 1 | 1 | 1 | 210.5493 | 0 | 27479.4427 | 0 | 0 | 0 | 1 | 0 | 0 | 1
213 | Building Envelope | Sealing | Warehouse Loading Dock Seals | Warehouse | New | CwaNgsd213 | 1 | 1.1544 | 3509.1542 | 0 | GSD | 10 | 1 | 1 | 1 | 1 | 1 | 1 | 1 | 1 | 1 | 1 | 1 | 1 | 210.5493 | 0 | 27479.4427 | 0 | 0 | 0 | 1 | 0 | 0 | 1
214 | Building Envelope | Window | Energy Star windows | Assembly | Existing | CasEgsd214 | 1 | 2.8083 | 4235.1706 | 0 | GSD | 20 | 1 | 1 | 1 | 1 | 1 | 1 | 1 | 1 | 1 | 1 | 1 | 1 | 254.1102 | 0 | 14222.2269 | 0 | 0 | 0 | 1 | 0 | 0 | 1
214 | Building Envelope | Window | Energy Star windows | Assembly | New | CasNgsd214 | 1 | 2.8083 | 4235.1706 | 0 | GSD | 20 | 1 | 1 | 1 | 1 | 1 | 1 | 1 | 1 | 1 | 1 | 1 | 1 | 254.1102 | 0 | 14222.2269 | 0 | 0 | 0 | 1 | 0 | 0 | 1
214 | Building Envelope | Window | Energy Star windows | College and University | Existing | CcoEgsd214 | 1 | 0.47527 | 7402.5051 | 0 | GSD | 20 | 1 | 1 | 1 | 1 | 1 | 1 | 1 | 1 | 1 | 1 | 1 | 1 | 444.1503 | 0 | 90843.5081 | 0 | 0 | 0 | 1 | 0 | 0 | 1
214 | Building Envelope | Window | Energy Star windows | College and University | New | CcoNgsd214 | 1 | 0.47527 | 7402.5051 | 0 | GSD | 20 | 1 | 1 | 1 | 1 | 1 | 1 | 1 | 1 | 1 | 1 | 1 | 1 | 444.1503 | 0 | 90843.5081 | 0 | 0 | 0 | 1 | 0 | 0 | 1
214 | Building Envelope | Window | Energy Star windows | Data Center | Existing | CdaEgsd214 | 1 | 0.73895 | 8773.0237 | 0 | GSD | 20 | 1 | 1 | 1 | 1 | 1 | 1 | 1 | 1 | 1 | 1 | 1 | 1 | 526.3814 | 0 | 79296.1594 | 0 | 0 | 0 | 1 | 0 | 0 | 1
214 | Building Envelope | Window | Energy Star windows | Data Center | New | CdaNgsd214 | 1 | 0.73895 | 8773.0237 | 0 | GSD | 20 | 1 | 1 | 1 | 1 | 1 | 1 | 1 | 1 | 1 | 1 | 1 | 1 | 526.3814 | 0 | 79296.1594 | 0 | 0 | 0 | 1 | 0 | 0 | 1
214 | Building Envelope | Window | Energy Star windows | Grocery | Existing | CgrEgsd214 | 1 | 5.9396 | 11254.7961 | 0 | GSD | 20 | 1 | 1 | 1 | 1 | 1 | 1 | 1 | 1 | 1 | 1 | 1 | 1 | 675.2878 | 0 | 35115.2685 | 0 | 0 | 0 | 1 | 0 | 0 | 1
214 | Building Envelope | Window | Energy Star windows | Grocery | New | CgrNgsd214 | 1 | 5.9396 | 11254.7961 | 0 | GSD | 20 | 1 | 1 | 1 | 1 | 1 | 1 | 1 | 1 | 1 | 1 | 1 | 1 | 675.2878 | 0 | 35115.2685 | 0 | 0 | 0 | 1 | 0 | 0 | 1
214 | Building Envelope | Window | Energy Star windows | Healthcare | Existing | CheEgsd214 | 1 | 1.5505 | 12991.1246 | 0 | GSD | 20 | 1 | 1 | 1 | 1 | 1 | 1 | 1 | 1 | 1 | 1 | 1 | 1 | 779.4675 | 0 | 84675.4718 | 0 | 0 | 0 | 1 | 0 | 0 | 1
214 | Building Envelope | Window | Energy Star windows | Healthcare | New | CheNgsd214 | 1 | 1.5505 | 12991.1246 | 0 | GSD | 20 | 1 | 1 | 1 | 1 | 1 | 1 | 1 | 1 | 1 | 1 | 1 | 1 | 779.4675 | 0 | 84675.4718 | 0 | 0 | 0 | 1 | 0 | 0 | 1
214 | Building Envelope | Window | Energy Star windows | Hospitals | Existing | ChoEgsd214 | 1 | 0.36104 | 6808.736 | 0 | GSD | 20 | 1 | 1 | 1 | 1 | 1 | 1 | 1 | 1 | 1 | 1 | 1 | 1 | 408.5242 | 0 | 19037.4641 | 0 | 0 | 0 | 1 | 0 | 0 | 1
214 | Building Envelope | Window | Energy Star windows | Hospitals | New | ChoNgsd214 | 1 | 0.36104 | 6808.736 | 0 | GSD | 20 | 1 | 1 | 1 | 1 | 1 | 1 | 1 | 1 | 1 | 1 | 1 | 1 | 408.5242 | 0 | 19037.4641 | 0 | 0 | 0 | 1 | 0 | 0 | 1
214 | Building Envelope | Window | Energy Star windows | Institutional | Existing | CinEgsd214 | 1 | 0.91163 | 9670.5729 | 0 | GSD | 20 | 1 | 1 | 1 | 1 | 1 | 1 | 1 | 1 | 1 | 1 | 1 | 1 | 580.2344 | 0 | 94512.3194 | 0 | 0 | 0 | 1 | 0 | 0 | 1
214 | Building Envelope | Window | Energy Star windows | Institutional | New | CinNgsd214 | 1 | 0.91163 | 9670.5729 | 0 | GSD | 20 | 1 | 1 | 1 | 1 | 1 | 1 | 1 | 1 | 1 | 1 | 1 | 1 | 580.2344 | 0 | 94512.3194 | 0 | 0 | 0 | 1 | 0 | 0 | 1
214 | Building Envelope | Window | Energy Star windows | Lodging/Hospitality | Existing | CloEgsd214 | 1 | 1.2722 | 7153.0621 | 0 | GSD | 20 | 1 | 1 | 1 | 1 | 1 | 1 | 1 | 1 | 1 | 1 | 1 | 1 | 429.1837 | 0 | 42883.8804 | 0 | 0 | 0 | 1 | 0 | 0 | 1
214 | Building Envelope | Window | Energy Star windows | Lodging/Hospitality | New | CloNgsd214 | 1 | 1.2722 | 7153.0621 | 0 | GSD | 20 | 1 | 1 | 1 | 1 | 1 | 1 | 1 | 1 | 1 | 1 | 1 | 1 | 429.1837 | 0 | 42883.8804 | 0 | 0 | 0 | 1 | 0 | 0 | 1
214 | Building Envelope | Window | Energy Star windows | Miscellaneous | Existing | CmiEgsd214 | 1 | 12.3638 | 8429.5592 | 0 | GSD | 20 | 1 | 1 | 1 | 1 | 1 | 1 | 1 | 1 | 1 | 1 | 1 | 1 | 505.7736 | 0 | 86304.1806 | 0 | 0 | 0 | 1 | 0 | 0 | 1
214 | Building Envelope | Window | Energy Star windows | Miscellaneous | New | CmiNgsd214 | 1 | 12.3638 | 8429.5592 | 0 | GSD | 20 | 1 | 1 | 1 | 1 | 1 | 1 | 1 | 1 | 1 | 1 | 1 | 1 | 505.7736 | 0 | 86304.1806 | 0 | 0 | 0 | 1 | 0 | 0 | 1
214 | Building Envelope | Window | Energy Star windows | Offices | Existing | CofEgsd214 | 1 | 11.1999 | 7918.6684 | 0 | GSD | 20 | 1 | 1 | 1 | 1 | 1 | 1 | 1 | 1 | 1 | 1 | 1 | 1 | 475.1201 | 0 | 35711.7825 | 0 | 0 | 0 | 1 | 0 | 0 | 1
214 | Building Envelope | Window | Energy Star windows | Offices | New | CofNgsd214 | 1 | 11.1999 | 7918.6684 | 0 | GSD | 20 | 1 | 1 | 1 | 1 | 1 | 1 | 1 | 1 | 1 | 1 | 1 | 1 | 475.1201 | 0 | 35711.7825 | 0 | 0 | 0 | 1 | 0 | 0 | 1
214 | Building Envelope | Window | Energy Star windows | Restaurants | Existing | CreEgsd214 | 1 | 3.1914 | 7678.9728 | 0 | GSD | 20 | 1 | 1 | 1 | 1 | 1 | 1 | 1 | 1 | 1 | 1 | 1 | 1 | 460.7384 | 0 | 13765.4342 | 0 | 0 | 0 | 1 | 0 | 0 | 1
214 | Building Envelope | Window | Energy Star windows | Restaurants | New | CreNgsd214 | 1 | 3.1914 | 7678.9728 | 0 | GSD | 20 | 1 | 1 | 1 | 1 | 1 | 1 | 1 | 1 | 1 | 1 | 1 | 1 | 460.7384 | 0 | 13765.4342 | 0 | 0 | 0 | 1 | 0 | 0 | 1
214 | Building Envelope | Window | Energy Star windows | Retail | Existing | CrtEgsd214 | 1 | 7.8303 | 6439.5638 | 0 | GSD | 20 | 1 | 1 | 1 | 1 | 1 | 1 | 1 | 1 | 1 | 1 | 1 | 1 | 386.3738 | 0 | 37107.5359 | 0 | 0 | 0 | 1 | 0 | 0 | 1
214 | Building Envelope | Window | Energy Star windows | Retail | New | CrtNgsd214 | 1 | 7.8303 | 6439.5638 | 0 | GSD | 20 | 1 | 1 | 1 | 1 | 1 | 1 | 1 | 1 | 1 | 1 | 1 | 1 | 386.3738 | 0 | 37107.5359 | 0 | 0 | 0 | 1 | 0 | 0 | 1
214 | Building Envelope | Window | Energy Star windows | Schools K-12 | Existing | CscEgsd214 | 1 | 6.8663 | 6016.4264 | 0 | GSD | 20 | 1 | 1 | 1 | 1 | 1 | 1 | 1 | 1 | 1 | 1 | 1 | 1 | 360.9856 | 0 | 23488.6907 | 0 | 0 | 0 | 1 | 0 | 0 | 1
214 | Building Envelope | Window | Energy Star windows | Schools K-12 | New | CscNgsd214 | 1 | 6.8663 | 6016.4264 | 0 | GSD | 20 | 1 | 1 | 1 | 1 | 1 | 1 | 1 | 1 | 1 | 1 | 1 | 1 | 360.9856 | 0 | 23488.6907 | 0 | 0 | 0 | 1 | 0 | 0 | 1
214 | Building Envelope | Window | Energy Star windows | Warehouse | Existing | CwaEgsd214 | 1 | 9.6764 | 7249.9056 | 0 | GSD | 20 | 1 | 1 | 1 | 1 | 1 | 1 | 1 | 1 | 1 | 1 | 1 | 1 | 434.9943 | 0 | 116242.9532 | 0 | 0 | 0 | 1 | 0 | 0 | 1
214 | Building Envelope | Window | Energy Star windows | Warehouse | New | CwaNgsd214 | 1 | 9.6764 | 7249.9056 | 0 | GSD | 20 | 1 | 1 | 1 | 1 | 1 | 1 | 1 | 1 | 1 | 1 | 1 | 1 | 434.9943 | 0 | 116242.9532 | 0 | 0 | 0 | 1 | 0 | 0 | 1
215 | Building Envelope | Window | Window shade film | Assembly | Existing | CasEgsd215 | 1 | 0 | 3002.444 | 0 | GSD | 10 | 1 | 1 | 1 | 1 | 1 | 1 | 1 | 1 | 1 | 1 | 1 | 1 | 180.1466 | 0 | 16740.0266 | 0 | 0 | 0 | 1 | 0 | 0 | 1
215 | Building Envelope | Window | Window shade film | Assembly | New | CasNgsd215 | 1 | 0 | 3002.444 | 0 | GSD | 10 | 1 | 1 | 1 | 1 | 1 | 1 | 1 | 1 | 1 | 1 | 1 | 1 | 180.1466 | 0 | 16740.0266 | 0 | 0 | 0 | 1 | 0 | 0 | 1
215 | Building Envelope | Window | Window shade film | College and University | Existing | CcoEgsd215 | 1 | 0 | 4932.1338 | 0 | GSD | 10 | 1 | 1 | 1 | 1 | 1 | 1 | 1 | 1 | 1 | 1 | 1 | 1 | 295.928 | 0 | 36678.6173 | 0 | 0 | 0 | 1 | 0 | 0 | 1
215 | Building Envelope | Window | Window shade film | College and University | New | CcoNgsd215 | 1 | 0 | 4932.1338 | 0 | GSD | 10 | 1 | 1 | 1 | 1 | 1 | 1 | 1 | 1 | 1 | 1 | 1 | 1 | 295.928 | 0 | 36678.6173 | 0 | 0 | 0 | 1 | 0 | 0 | 1
215 | Building Envelope | Window | Window shade film | Data Center | Existing | CdaEgsd215 | 1 | 0 | 4932.1338 | 0 | GSD | 10 | 1 | 1 | 1 | 1 | 1 | 1 | 1 | 1 | 1 | 1 | 1 | 1 | 295.928 | 0 | 103018.7496 | 0 | 0 | 0 | 1 | 0 | 0 | 1
215 | Building Envelope | Window | Window shade film | Data Center | New | CdaNgsd215 | 1 | 0 | 4932.1338 | 0 | GSD | 10 | 1 | 1 | 1 | 1 | 1 | 1 | 1 | 1 | 1 | 1 | 1 | 1 | 295.928 | 0 | 103018.7496 | 0 | 0 | 0 | 1 | 0 | 0 | 1
215 | Building Envelope | Window | Window shade film | Grocery | Existing | CgrEgsd215 | 1 | 0 | 3526.3542 | 0 | GSD | 10 | 1 | 1 | 1 | 1 | 1 | 1 | 1 | 1 | 1 | 1 | 1 | 1 | 211.5813 | 0 | 6079.2177 | 0 | 0 | 0 | 1 | 0 | 0 | 1
215 | Building Envelope | Window | Window shade film | Grocery | New | CgrNgsd215 | 1 | 0 | 3526.3542 | 0 | GSD | 10 | 1 | 1 | 1 | 1 | 1 | 1 | 1 | 1 | 1 | 1 | 1 | 1 | 211.5813 | 0 | 6079.2177 | 0 | 0 | 0 | 1 | 0 | 0 | 1
215 | Building Envelope | Window | Window shade film | Healthcare | Existing | CheEgsd215 | 1 | 0 | 4932.1338 | 0 | GSD | 10 | 1 | 1 | 1 | 1 | 1 | 1 | 1 | 1 | 1 | 1 | 1 | 1 | 295.928 | 0 | 9489.0643 | 0 | 0 | 0 | 1 | 0 | 0 | 1
215 | Building Envelope | Window | Window shade film | Healthcare | New | CheNgsd215 | 1 | 0 | 4932.1338 | 0 | GSD | 10 | 1 | 1 | 1 | 1 | 1 | 1 | 1 | 1 | 1 | 1 | 1 | 1 | 295.928 | 0 | 9489.0643 | 0 | 0 | 0 | 1 | 0 | 0 | 1
215 | Building Envelope | Window | Window shade film | Hospitals | Existing | ChoEgsd215 | 1 | 0 | 4932.1338 | 0 | GSD | 10 | 1 | 1 | 1 | 1 | 1 | 1 | 1 | 1 | 1 | 1 | 1 | 1 | 295.928 | 0 | 198169.1066 | 0 | 0 | 0 | 1 | 0 | 0 | 1
215 | Building Envelope | Window | Window shade film | Hospitals | New | ChoNgsd215 | 1 | 0 | 4932.1338 | 0 | GSD | 10 | 1 | 1 | 1 | 1 | 1 | 1 | 1 | 1 | 1 | 1 | 1 | 1 | 295.928 | 0 | 198169.1066 | 0 | 0 | 0 | 1 | 0 | 0 | 1
215 | Building Envelope | Window | Window shade film | Institutional | Existing | CinEgsd215 | 1 | 0 | 4932.1338 | 0 | GSD | 10 | 1 | 1 | 1 | 1 | 1 | 1 | 1 | 1 | 1 | 1 | 1 | 1 | 295.928 | 0 | 46812.1084 | 0 | 0 | 0 | 1 | 0 | 0 | 1
215 | Building Envelope | Window | Window shade film | Institutional | New | CinNgsd215 | 1 | 0 | 4932.1338 | 0 | GSD | 10 | 1 | 1 | 1 | 1 | 1 | 1 | 1 | 1 | 1 | 1 | 1 | 1 | 295.928 | 0 | 46812.1084 | 0 | 0 | 0 | 1 | 0 | 0 | 1
215 | Building Envelope | Window | Window shade film | Lodging/Hospitality | Existing | CloEgsd215 | 1 | 0 | 5221.6594 | 0 | GSD | 10 | 1 | 1 | 1 | 1 | 1 | 1 | 1 | 1 | 1 | 1 | 1 | 1 | 313.2996 | 0 | 49098.594 | 0 | 0 | 0 | 1 | 0 | 0 | 1
215 | Building Envelope | Window | Window shade film | Lodging/Hospitality | New | CloNgsd215 | 1 | 0 | 5221.6594 | 0 | GSD | 10 | 1 | 1 | 1 | 1 | 1 | 1 | 1 | 1 | 1 | 1 | 1 | 1 | 313.2996 | 0 | 49098.594 | 0 | 0 | 0 | 1 | 0 | 0 | 1
215 | Building Envelope | Window | Window shade film | Miscellaneous | Existing | CmiEgsd215 | 1 | 0 | 3002.444 | 0 | GSD | 10 | 1 | 1 | 1 | 1 | 1 | 1 | 1 | 1 | 1 | 1 | 1 | 1 | 180.1466 | 0 | 69238.6003 | 0 | 0 | 0 | 1 | 0 | 0 | 1
215 | Building Envelope | Window | Window shade film | Miscellaneous | New | CmiNgsd215 | 1 | 0 | 3002.444 | 0 | GSD | 10 | 1 | 1 | 1 | 1 | 1 | 1 | 1 | 1 | 1 | 1 | 1 | 1 | 180.1466 | 0 | 69238.6003 | 0 | 0 | 0 | 1 | 0 | 0 | 1
215 | Building Envelope | Window | Window shade film | Offices | Existing | CofEgsd215 | 1 | 0 | 3002.444 | 0 | GSD | 10 | 1 | 1 | 1 | 1 | 1 | 1 | 1 | 1 | 1 | 1 | 1 | 1 | 180.1466 | 0 | 19485.6872 | 0 | 0 | 0 | 1 | 0 | 0 | 1
215 | Building Envelope | Window | Window shade film | Offices | New | CofNgsd215 | 1 | 0 | 3002.444 | 0 | GSD | 10 | 1 | 1 | 1 | 1 | 1 | 1 | 1 | 1 | 1 | 1 | 1 | 1 | 180.1466 | 0 | 19485.6872 | 0 | 0 | 0 | 1 | 0 | 0 | 1
215 | Building Envelope | Window | Window shade film | Restaurants | Existing | CreEgsd215 | 1 | 0 | 3526.3542 | 0 | GSD | 10 | 1 | 1 | 1 | 1 | 1 | 1 | 1 | 1 | 1 | 1 | 1 | 1 | 211.5813 | 0 | 3925.2918 | 0 | 0 | 0 | 1 | 0 | 0 | 1
215 | Building Envelope | Window | Window shade film | Restaurants | New | CreNgsd215 | 1 | 0 | 3526.3542 | 0 | GSD | 10 | 1 | 1 | 1 | 1 | 1 | 1 | 1 | 1 | 1 | 1 | 1 | 1 | 211.5813 | 0 | 3925.2918 | 0 | 0 | 0 | 1 | 0 | 0 | 1
215 | Building Envelope | Window | Window shade film | Retail | Existing | CrtEgsd215 | 1 | 0 | 3002.444 | 0 | GSD | 10 | 1 | 1 | 1 | 1 | 1 | 1 | 1 | 1 | 1 | 1 | 1 | 1 | 180.1466 | 0 | 17796.0677 | 0 | 0 | 0 | 1 | 0 | 0 | 1
215 | Building Envelope | Window | Window shade film | Retail | New | CrtNgsd215 | 1 | 0 | 3002.444 | 0 | GSD | 10 | 1 | 1 | 1 | 1 | 1 | 1 | 1 | 1 | 1 | 1 | 1 | 1 | 180.1466 | 0 | 17796.0677 | 0 | 0 | 0 | 1 | 0 | 0 | 1
215 | Building Envelope | Window | Window shade film | Schools K-12 | Existing | CscEgsd215 | 1 | 0 | 3002.444 | 0 | GSD | 10 | 1 | 1 | 1 | 1 | 1 | 1 | 1 | 1 | 1 | 1 | 1 | 1 | 180.1466 | 0 | 30449.2556 | 0 | 0 | 0 | 1 | 0 | 0 | 1
215 | Building Envelope | Window | Window shade film | Schools K-12 | New | CscNgsd215 | 1 | 0 | 3002.444 | 0 | GSD | 10 | 1 | 1 | 1 | 1 | 1 | 1 | 1 | 1 | 1 | 1 | 1 | 1 | 180.1466 | 0 | 30449.2556 | 0 | 0 | 0 | 1 | 0 | 0 | 1
215 | Building Envelope | Window | Window shade film | Warehouse | Existing | CwaEgsd215 | 1 | 0 | 3002.444 | 0 | GSD | 10 | 1 | 1 | 1 | 1 | 1 | 1 | 1 | 1 | 1 | 1 | 1 | 1 | 180.1466 | 0 | 66781.181 | 0 | 0 | 0 | 1 | 0 | 0 | 1
215 | Building Envelope | Window | Window shade film | Warehouse | New | CwaNgsd215 | 1 | 0 | 3002.444 | 0 | GSD | 10 | 1 | 1 | 1 | 1 | 1 | 1 | 1 | 1 | 1 | 1 | 1 | 1 | 180.1466 | 0 | 66781.181 | 0 | 0 | 0 | 1 | 0 | 0 | 1
301 | HVAC | Chiller | Chilled Water Reset | Assembly | Existing | CasEgsd301 | 1 | 0 | 3002.444 | 0 | GSD | 10 | 1.0063 | 0.98564 | 1.0265 | 1.0441 | 1.0994 | 1.0901 | 1.0679 | 1.0965 | 1.0642 | 1.0547 | 1.0277 | 1.0297 | 150.9725 | 0 | 714.73 | 0 | 0 | 0 | 1 | 0 | 0 | 1.0494
301 | HVAC | Chiller | Chilled Water Reset | Assembly | New | CasNgsd301 | 1 | 0 | 3002.444 | 0 | GSD | 10 | 1.0063 | 0.98564 | 1.0265 | 1.0441 | 1.0994 | 1.0901 | 1.0679 | 1.0965 | 1.0642 | 1.0547 | 1.0277 | 1.0297 | 150.9725 | 0 | 714.73 | 0 | 0 | 0 | 1 | 0 | 0 | 1.0494
301 | HVAC | Chiller | Chilled Water Reset | College and University | Existing | CcoEgsd301 | 1 | 0 | 4932.1338 | 0 | GSD | 10 | 1.0063 | 0.98564 | 1.0265 | 1.0441 | 1.0994 | 1.0901 | 1.0679 | 1.0965 | 1.0642 | 1.0547 | 1.0277 | 1.0297 | 248.0035 | 0 | 750.2959 | 0 | 0 | 0 | 1 | 0 | 0 | 1.0494
301 | HVAC | Chiller | Chilled Water Reset | College and University | New | CcoNgsd301 | 1 | 0 | 4932.1338 | 0 | GSD | 10 | 1.0063 | 0.98564 | 1.0265 | 1.0441 | 1.0994 | 1.0901 | 1.0679 | 1.0965 | 1.0642 | 1.0547 | 1.0277 | 1.0297 | 248.0035 | 0 | 750.2959 | 0 | 0 | 0 | 1 | 0 | 0 | 1.0494
301 | HVAC | Chiller | Chilled Water Reset | Data Center | Existing | CdaEgsd301 | 1 | 0 | 4932.1338 | 0 | GSD | 10 | 1.0063 | 0.98564 | 1.0265 | 1.0441 | 1.0994 | 1.0901 | 1.0679 | 1.0965 | 1.0642 | 1.0547 | 1.0277 | 1.0297 | 248.0035 | 0 | 175.1243 | 0 | 0 | 0 | 1 | 0 | 0 | 1.0494
301 | HVAC | Chiller | Chilled Water Reset | Data Center | New | CdaNgsd301 | 1 | 0 | 4932.1338 | 0 | GSD | 10 | 1.0063 | 0.98564 | 1.0265 | 1.0441 | 1.0994 | 1.0901 | 1.0679 | 1.0965 | 1.0642 | 1.0547 | 1.0277 | 1.0297 | 248.0035 | 0 | 175.1243 | 0 | 0 | 0 | 1 | 0 | 0 | 1.0494
301 | HVAC | Chiller | Chilled Water Reset | Grocery | Existing | CgrEgsd301 | 1 | 0 | 3526.3542 | 0 | GSD | 10 | 1.0063 | 0.98564 | 1.0265 | 1.0441 | 1.0994 | 1.0901 | 1.0679 | 1.0965 | 1.0642 | 1.0547 | 1.0277 | 1.0297 | 177.3164 | 0 | 4912.7954 | 0 | 0 | 0 | 1 | 0 | 0 | 1.0494
301 | HVAC | Chiller | Chilled Water Reset | Grocery | New | CgrNgsd301 | 1 | 0 | 3526.3542 | 0 | GSD | 10 | 1.0063 | 0.98564 | 1.0265 | 1.0441 | 1.0994 | 1.0901 | 1.0679 | 1.0965 | 1.0642 | 1.0547 | 1.0277 | 1.0297 | 177.3164 | 0 | 4912.7954 | 0 | 0 | 0 | 1 | 0 | 0 | 1.0494
301 | HVAC | Chiller | Chilled Water Reset | Healthcare | Existing | CheEgsd301 | 1 | 0 | 4932.1338 | 0 | GSD | 10 | 1.0063 | 0.98564 | 1.0265 | 1.0441 | 1.0994 | 1.0901 | 1.0679 | 1.0965 | 1.0642 | 1.0547 | 1.0277 | 1.0297 | 248.0035 | 0 | 1919.8632 | 0 | 0 | 0 | 1 | 0 | 0 | 1.0494
301 | HVAC | Chiller | Chilled Water Reset | Healthcare | New | CheNgsd301 | 1 | 0 | 4932.1338 | 0 | GSD | 10 | 1.0063 | 0.98564 | 1.0265 | 1.0441 | 1.0994 | 1.0901 | 1.0679 | 1.0965 | 1.0642 | 1.0547 | 1.0277 | 1.0297 | 248.0035 | 0 | 1919.8632 | 0 | 0 | 0 | 1 | 0 | 0 | 1.0494
301 | HVAC | Chiller | Chilled Water Reset | Hospitals | Existing | ChoEgsd301 | 1 | 0 | 4932.1338 | 0 | GSD | 10 | 1.0063 | 0.98564 | 1.0265 | 1.0441 | 1.0994 | 1.0901 | 1.0679 | 1.0965 | 1.0642 | 1.0547 | 1.0277 | 1.0297 | 248.0035 | 0 | 97.0506 | 0 | 0 | 0 | 1 | 0 | 0 | 1.0494
301 | HVAC | Chiller | Chilled Water Reset | Hospitals | New | ChoNgsd301 | 1 | 0 | 4932.1338 | 0 | GSD | 10 | 1.0063 | 0.98564 | 1.0265 | 1.0441 | 1.0994 | 1.0901 | 1.0679 | 1.0965 | 1.0642 | 1.0547 | 1.0277 | 1.0297 | 248.0035 | 0 | 97.0506 | 0 | 0 | 0 | 1 | 0 | 0 | 1.0494
301 | HVAC | Chiller | Chilled Water Reset | Institutional | Existing | CinEgsd301 | 1 | 0 | 4932.1338 | 0 | GSD | 10 | 1.0063 | 0.98564 | 1.0265 | 1.0441 | 1.0994 | 1.0901 | 1.0679 | 1.0965 | 1.0642 | 1.0547 | 1.0277 | 1.0297 | 248.0035 | 0 | 1469.9724 | 0 | 0 | 0 | 1 | 0 | 0 | 1.0494
301 | HVAC | Chiller | Chilled Water Reset | Institutional | New | CinNgsd301 | 1 | 0 | 4932.1338 | 0 | GSD | 10 | 1.0063 | 0.98564 | 1.0265 | 1.0441 | 1.0994 | 1.0901 | 1.0679 | 1.0965 | 1.0642 | 1.0547 | 1.0277 | 1.0297 | 248.0035 | 0 | 1469.9724 | 0 | 0 | 0 | 1 | 0 | 0 | 1.0494
301 | HVAC | Chiller | Chilled Water Reset | Lodging/Hospitality | Existing | CloEgsd301 | 1 | 0 | 5221.6594 | 0 | GSD | 10 | 1.0063 | 0.98564 | 1.0265 | 1.0441 | 1.0994 | 1.0901 | 1.0679 | 1.0965 | 1.0642 | 1.0547 | 1.0277 | 1.0297 | 262.5618 | 0 | 446.0388 | 0 | 0 | 0 | 1 | 0 | 0 | 1.0494
301 | HVAC | Chiller | Chilled Water Reset | Lodging/Hospitality | New | CloNgsd301 | 1 | 0 | 5221.6594 | 0 | GSD | 10 | 1.0063 | 0.98564 | 1.0265 | 1.0441 | 1.0994 | 1.0901 | 1.0679 | 1.0965 | 1.0642 | 1.0547 | 1.0277 | 1.0297 | 262.5618 | 0 | 446.0388 | 0 | 0 | 0 | 1 | 0 | 0 | 1.0494
301 | HVAC | Chiller | Chilled Water Reset | Miscellaneous | Existing | CmiEgsd301 | 1 | 0 | 3002.444 | 0 | GSD | 10 | 1.0063 | 0.98564 | 1.0265 | 1.0441 | 1.0994 | 1.0901 | 1.0679 | 1.0965 | 1.0642 | 1.0547 | 1.0277 | 1.0297 | 150.9725 | 0 | 329.5095 | 0 | 0 | 0 | 1 | 0 | 0 | 1.0494
301 | HVAC | Chiller | Chilled Water Reset | Miscellaneous | New | CmiNgsd301 | 1 | 0 | 3002.444 | 0 | GSD | 10 | 1.0063 | 0.98564 | 1.0265 | 1.0441 | 1.0994 | 1.0901 | 1.0679 | 1.0965 | 1.0642 | 1.0547 | 1.0277 | 1.0297 | 150.9725 | 0 | 329.5095 | 0 | 0 | 0 | 1 | 0 | 0 | 1.0494
301 | HVAC | Chiller | Chilled Water Reset | Offices | Existing | CofEgsd301 | 1 | 0 | 3002.444 | 0 | GSD | 10 | 1.0063 | 0.98564 | 1.0265 | 1.0441 | 1.0994 | 1.0901 | 1.0679 | 1.0965 | 1.0642 | 1.0547 | 1.0277 | 1.0297 | 150.9725 | 0 | 628.4737 | 0 | 0 | 0 | 1 | 0 | 0 | 1.0494
301 | HVAC | Chiller | Chilled Water Reset | Offices | New | CofNgsd301 | 1 | 0 | 3002.444 | 0 | GSD | 10 | 1.0063 | 0.98564 | 1.0265 | 1.0441 | 1.0994 | 1.0901 | 1.0679 | 1.0965 | 1.0642 | 1.0547 | 1.0277 | 1.0297 | 150.9725 | 0 | 628.4737 | 0 | 0 | 0 | 1 | 0 | 0 | 1.0494
301 | HVAC | Chiller | Chilled Water Reset | Restaurants | Existing | CreEgsd301 | 1 | 0 | 3526.3542 | 0 | GSD | 10 | 1.0063 | 0.98564 | 1.0265 | 1.0441 | 1.0994 | 1.0901 | 1.0679 | 1.0965 | 1.0642 | 1.0547 | 1.0277 | 1.0297 | 177.3164 | 0 | 2621.7984 | 0 | 0 | 0 | 1 | 0 | 0 | 1.0494
301 | HVAC | Chiller | Chilled Water Reset | Restaurants | New | CreNgsd301 | 1 | 0 | 3526.3542 | 0 | GSD | 10 | 1.0063 | 0.98564 | 1.0265 | 1.0441 | 1.0994 | 1.0901 | 1.0679 | 1.0965 | 1.0642 | 1.0547 | 1.0277 | 1.0297 | 177.3164 | 0 | 2621.7984 | 0 | 0 | 0 | 1 | 0 | 0 | 1.0494
301 | HVAC | Chiller | Chilled Water Reset | Retail | Existing | CrtEgsd301 | 1 | 0 | 3002.444 | 0 | GSD | 10 | 1.0063 | 0.98564 | 1.0265 | 1.0441 | 1.0994 | 1.0901 | 1.0679 | 1.0965 | 1.0642 | 1.0547 | 1.0277 | 1.0297 | 150.9725 | 0 | 477.375 | 0 | 0 | 0 | 1 | 0 | 0 | 1.0494
301 | HVAC | Chiller | Chilled Water Reset | Retail | New | CrtNgsd301 | 1 | 0 | 3002.444 | 0 | GSD | 10 | 1.0063 | 0.98564 | 1.0265 | 1.0441 | 1.0994 | 1.0901 | 1.0679 | 1.0965 | 1.0642 | 1.0547 | 1.0277 | 1.0297 | 150.9725 | 0 | 477.375 | 0 | 0 | 0 | 1 | 0 | 0 | 1.0494
301 | HVAC | Chiller | Chilled Water Reset | Schools K-12 | Existing | CscEgsd301 | 1 | 0 | 3002.444 | 0 | GSD | 10 | 1.0063 | 0.98564 | 1.0265 | 1.0441 | 1.0994 | 1.0901 | 1.0679 | 1.0965 | 1.0642 | 1.0547 | 1.0277 | 1.0297 | 150.9725 | 0 | 336.3854 | 0 | 0 | 0 | 1 | 0 | 0 | 1.0494
301 | HVAC | Chiller | Chilled Water Reset | Schools K-12 | New | CscNgsd301 | 1 | 0 | 3002.444 | 0 | GSD | 10 | 1.0063 | 0.98564 | 1.0265 | 1.0441 | 1.0994 | 1.0901 | 1.0679 | 1.0965 | 1.0642 | 1.0547 | 1.0277 | 1.0297 | 150.9725 | 0 | 336.3854 | 0 | 0 | 0 | 1 | 0 | 0 | 1.0494
301 | HVAC | Chiller | Chilled Water Reset | Warehouse | Existing | CwaEgsd301 | 1 | 0 | 3002.444 | 0 | GSD | 10 | 1.0063 | 0.98564 | 1.0265 | 1.0441 | 1.0994 | 1.0901 | 1.0679 | 1.0965 | 1.0642 | 1.0547 | 1.0277 | 1.0297 | 150.9725 | 0 | 562.5223 | 0 | 0 | 0 | 1 | 0 | 0 | 1.0494
301 | HVAC | Chiller | Chilled Water Reset | Warehouse | New | CwaNgsd301 | 1 | 0 | 3002.444 | 0 | GSD | 10 | 1.0063 | 0.98564 | 1.0265 | 1.0441 | 1.0994 | 1.0901 | 1.0679 | 1.0965 | 1.0642 | 1.0547 | 1.0277 | 1.0297 | 150.9725 | 0 | 562.5223 | 0 | 0 | 0 | 1 | 0 | 0 | 1.0494
302 | HVAC | Chiller | Chiller maintenance | Assembly | Existing | CasEgsd302 | 1 | 0.0054872 | 873.8203 | 0 | GSD | 5 | 1.0063 | 0.98564 | 1.0265 | 1.0441 | 1.0994 | 1.0901 | 1.0679 | 1.0965 | 1.0642 | 1.0547 | 1.0277 | 1.0297 | 43.9385 | 0 | 128.2048 | 0 | 0 | 0 | 1 | 0 | 0 | 1.0494
302 | HVAC | Chiller | Chiller maintenance | College and University | Existing | CcoEgsd302 | 1 | 0.0054872 | 873.8203 | 0 | GSD | 5 | 1.0063 | 0.98564 | 1.0265 | 1.0441 | 1.0994 | 1.0901 | 1.0679 | 1.0965 | 1.0642 | 1.0547 | 1.0277 | 1.0297 | 43.9385 | 0 | 128.2053 | 0 | 0 | 0 | 1 | 0 | 0 | 1.0494
302 | HVAC | Chiller | Chiller maintenance | Data Center | Existing | CdaEgsd302 | 1 | 0.0054872 | 873.8203 | 0 | GSD | 5 | 1.0063 | 0.98564 | 1.0265 | 1.0441 | 1.0994 | 1.0901 | 1.0679 | 1.0965 | 1.0642 | 1.0547 | 1.0277 | 1.0297 | 43.9385 | 0 | 128.2048 | 0 | 0 | 0 | 1 | 0 | 0 | 1.0494
302 | HVAC | Chiller | Chiller maintenance | Grocery | Existing | CgrEgsd302 | 1 | 0.0054872 | 873.8203 | 0 | GSD | 5 | 1.0063 | 0.98564 | 1.0265 | 1.0441 | 1.0994 | 1.0901 | 1.0679 | 1.0965 | 1.0642 | 1.0547 | 1.0277 | 1.0297 | 43.9385 | 0 | 128.2051 | 0 | 0 | 0 | 1 | 0 | 0 | 1.0494
302 | HVAC | Chiller | Chiller maintenance | Healthcare | Existing | CheEgsd302 | 1 | 0.0054872 | 873.8203 | 0 | GSD | 5 | 1.0063 | 0.98564 | 1.0265 | 1.0441 | 1.0994 | 1.0901 | 1.0679 | 1.0965 | 1.0642 | 1.0547 | 1.0277 | 1.0297 | 43.9385 | 0 | 128.2048 | 0 | 0 | 0 | 1 | 0 | 0 | 1.0494
302 | HVAC | Chiller | Chiller maintenance | Hospitals | Existing | ChoEgsd302 | 1 | 0.0054872 | 873.8203 | 0 | GSD | 5 | 1.0063 | 0.98564 | 1.0265 | 1.0441 | 1.0994 | 1.0901 | 1.0679 | 1.0965 | 1.0642 | 1.0547 | 1.0277 | 1.0297 | 43.9385 | 0 | 128.2051 | 0 | 0 | 0 | 1 | 0 | 0 | 1.0494
302 | HVAC | Chiller | Chiller maintenance | Institutional | Existing | CinEgsd302 | 1 | 0.0054872 | 873.8203 | 0 | GSD | 5 | 1.0063 | 0.98564 | 1.0265 | 1.0441 | 1.0994 | 1.0901 | 1.0679 | 1.0965 | 1.0642 | 1.0547 | 1.0277 | 1.0297 | 43.9385 | 0 | 128.2066 | 0 | 0 | 0 | 1 | 0 | 0 | 1.0494
302 | HVAC | Chiller | Chiller maintenance | Lodging/Hospitality | Existing | CloEgsd302 | 1 | 0.0054872 | 873.8203 | 0 | GSD | 5 | 1.0063 | 0.98564 | 1.0265 | 1.0441 | 1.0994 | 1.0901 | 1.0679 | 1.0965 | 1.0642 | 1.0547 | 1.0277 | 1.0297 | 43.9385 | 0 | 128.2051 | 0 | 0 | 0 | 1 | 0 | 0 | 1.0494
302 | HVAC | Chiller | Chiller maintenance | Miscellaneous | Existing | CmiEgsd302 | 1 | 0.0054872 | 873.8203 | 0 | GSD | 5 | 1.0063 | 0.98564 | 1.0265 | 1.0441 | 1.0994 | 1.0901 | 1.0679 | 1.0965 | 1.0642 | 1.0547 | 1.0277 | 1.0297 | 43.9385 | 0 | 128.2064 | 0 | 0 | 0 | 1 | 0 | 0 | 1.0494
302 | HVAC | Chiller | Chiller maintenance | Offices | Existing | CofEgsd302 | 1 | 0.0054872 | 873.8203 | 0 | GSD | 5 | 1.0063 | 0.98564 | 1.0265 | 1.0441 | 1.0994 | 1.0901 | 1.0679 | 1.0965 | 1.0642 | 1.0547 | 1.0277 | 1.0297 | 43.9385 | 0 | 128.2055 | 0 | 0 | 0 | 1 | 0 | 0 | 1.0494
302 | HVAC | Chiller | Chiller maintenance | Restaurants | Existing | CreEgsd302 | 1 | 0.0054872 | 873.8203 | 0 | GSD | 5 | 1.0063 | 0.98564 | 1.0265 | 1.0441 | 1.0994 | 1.0901 | 1.0679 | 1.0965 | 1.0642 | 1.0547 | 1.0277 | 1.0297 | 43.9385 | 0 | 128.2046 | 0 | 0 | 0 | 1 | 0 | 0 | 1.0494
302 | HVAC | Chiller | Chiller maintenance | Retail | Existing | CrtEgsd302 | 1 | 0.0054872 | 873.8203 | 0 | GSD | 5 | 1.0063 | 0.98564 | 1.0265 | 1.0441 | 1.0994 | 1.0901 | 1.0679 | 1.0965 | 1.0642 | 1.0547 | 1.0277 | 1.0297 | 43.9385 | 0 | 128.2051 | 0 | 0 | 0 | 1 | 0 | 0 | 1.0494
302 | HVAC | Chiller | Chiller maintenance | Schools K-12 | Existing | CscEgsd302 | 1 | 0.0054872 | 873.8203 | 0 | GSD | 5 | 1.0063 | 0.98564 | 1.0265 | 1.0441 | 1.0994 | 1.0901 | 1.0679 | 1.0965 | 1.0642 | 1.0547 | 1.0277 | 1.0297 | 43.9385 | 0 | 128.2054 | 0 | 0 | 0 | 1 | 0 | 0 | 1.0494
302 | HVAC | Chiller | Chiller maintenance | Warehouse | Existing | CwaEgsd302 | 1 | 0.0054872 | 873.8203 | 0 | GSD | 5 | 1.0063 | 0.98564 | 1.0265 | 1.0441 | 1.0994 | 1.0901 | 1.0679 | 1.0965 | 1.0642 | 1.0547 | 1.0277 | 1.0297 | 43.9385 | 0 | 128.2047 | 0 | 0 | 0 | 1 | 0 | 0 | 1.0494
303 | HVAC | Chiller | HE Air Cooled Chiller - All Compressor Types - 100 Tons | Assembly | Turnover | CasTgsd303 | 1 | 0 | 3002.444 | 0 | GSD | 23 | 1 | 1 | 1 | 1 | 1 | 1 | 1 | 1 | 1 | 1 | 1 | 1 | 180.1466 | 0 | 6080.3497 | 0 | 0 | 0 | 1 | 0 | 0 | 1
303 | HVAC | Chiller | HE Air Cooled Chiller - All Compressor Types - 100 Tons | Assembly | New | CasNgsd303 | 1 | 0 | 3002.444 | 0 | GSD | 23 | 1 | 1 | 1 | 1 | 1 | 1 | 1 | 1 | 1 | 1 | 1 | 1 | 180.1466 | 0 | 6080.3497 | 0 | 0 | 0 | 1 | 0 | 0 | 1
303 | HVAC | Chiller | HE Air Cooled Chiller - All Compressor Types - 100 Tons | College and University | Turnover | CcoTgsd303 | 1 | 0 | 4932.1338 | 0 | GSD | 23 | 1 | 1 | 1 | 1 | 1 | 1 | 1 | 1 | 1 | 1 | 1 | 1 | 295.928 | 0 | 9002.943 | 0 | 0 | 0 | 1 | 0 | 0 | 1
303 | HVAC | Chiller | HE Air Cooled Chiller - All Compressor Types - 100 Tons | College and University | New | CcoNgsd303 | 1 | 0 | 4932.1338 | 0 | GSD | 23 | 1 | 1 | 1 | 1 | 1 | 1 | 1 | 1 | 1 | 1 | 1 | 1 | 295.928 | 0 | 9002.943 | 0 | 0 | 0 | 1 | 0 | 0 | 1
303 | HVAC | Chiller | HE Air Cooled Chiller - All Compressor Types - 100 Tons | Data Center | Turnover | CdaTgsd303 | 1 | 0 | 4932.1338 | 0 | GSD | 23 | 1 | 1 | 1 | 1 | 1 | 1 | 1 | 1 | 1 | 1 | 1 | 1 | 295.928 | 0 | 4844.1022 | 0 | 0 | 0 | 1 | 0 | 0 | 1
303 | HVAC | Chiller | HE Air Cooled Chiller - All Compressor Types - 100 Tons | Data Center | New | CdaNgsd303 | 1 | 0 | 4932.1338 | 0 | GSD | 23 | 1 | 1 | 1 | 1 | 1 | 1 | 1 | 1 | 1 | 1 | 1 | 1 | 295.928 | 0 | 4844.1022 | 0 | 0 | 0 | 1 | 0 | 0 | 1
303 | HVAC | Chiller | HE Air Cooled Chiller - All Compressor Types - 100 Tons | Grocery | Turnover | CgrTgsd303 | 1 | 0 | 3526.3542 | 0 | GSD | 23 | 1 | 1 | 1 | 1 | 1 | 1 | 1 | 1 | 1 | 1 | 1 | 1 | 211.5813 | 0 | 12922.7935 | 0 | 0 | 0 | 1 | 0 | 0 | 1
303 | HVAC | Chiller | HE Air Cooled Chiller - All Compressor Types - 100 Tons | Grocery | New | CgrNgsd303 | 1 | 0 | 3526.3542 | 0 | GSD | 23 | 1 | 1 | 1 | 1 | 1 | 1 | 1 | 1 | 1 | 1 | 1 | 1 | 211.5813 | 0 | 12922.7935 | 0 | 0 | 0 | 1 | 0 | 0 | 1
303 | HVAC | Chiller | HE Air Cooled Chiller - All Compressor Types - 100 Tons | Healthcare | Turnover | CheTgsd303 | 1 | 0 | 4932.1338 | 0 | GSD | 23 | 1 | 1 | 1 | 1 | 1 | 1 | 1 | 1 | 1 | 1 | 1 | 1 | 295.928 | 0 | 4588.5161 | 0 | 0 | 0 | 1 | 0 | 0 | 1
303 | HVAC | Chiller | HE Air Cooled Chiller - All Compressor Types - 100 Tons | Healthcare | New | CheNgsd303 | 1 | 0 | 4932.1338 | 0 | GSD | 23 | 1 | 1 | 1 | 1 | 1 | 1 | 1 | 1 | 1 | 1 | 1 | 1 | 295.928 | 0 | 4588.5161 | 0 | 0 | 0 | 1 | 0 | 0 | 1
303 | HVAC | Chiller | HE Air Cooled Chiller - All Compressor Types - 100 Tons | Hospitals | Turnover | ChoTgsd303 | 1 | 0 | 4932.1338 | 0 | GSD | 23 | 1 | 1 | 1 | 1 | 1 | 1 | 1 | 1 | 1 | 1 | 1 | 1 | 295.928 | 0 | 4844.1022 | 0 | 0 | 0 | 1 | 0 | 0 | 1
303 | HVAC | Chiller | HE Air Cooled Chiller - All Compressor Types - 100 Tons | Hospitals | New | ChoNgsd303 | 1 | 0 | 4932.1338 | 0 | GSD | 23 | 1 | 1 | 1 | 1 | 1 | 1 | 1 | 1 | 1 | 1 | 1 | 1 | 295.928 | 0 | 4844.1022 | 0 | 0 | 0 | 1 | 0 | 0 | 1
303 | HVAC | Chiller | HE Air Cooled Chiller - All Compressor Types - 100 Tons | Institutional | Turnover | CinTgsd303 | 1 | 0 | 4932.1338 | 0 | GSD | 23 | 1 | 1 | 1 | 1 | 1 | 1 | 1 | 1 | 1 | 1 | 1 | 1 | 295.928 | 0 | 18476.5729 | 0 | 0 | 0 | 1 | 0 | 0 | 1
303 | HVAC | Chiller | HE Air Cooled Chiller - All Compressor Types - 100 Tons | Institutional | New | CinNgsd303 | 1 | 0 | 4932.1338 | 0 | GSD | 23 | 1 | 1 | 1 | 1 | 1 | 1 | 1 | 1 | 1 | 1 | 1 | 1 | 295.928 | 0 | 18476.5729 | 0 | 0 | 0 | 1 | 0 | 0 | 1
303 | HVAC | Chiller | HE Air Cooled Chiller - All Compressor Types - 100 Tons | Lodging/Hospitality | Turnover | CloTgsd303 | 1 | 0 | 5221.6594 | 0 | GSD | 23 | 1 | 1 | 1 | 1 | 1 | 1 | 1 | 1 | 1 | 1 | 1 | 1 | 313.2996 | 0 | 6399.3788 | 0 | 0 | 0 | 1 | 0 | 0 | 1
303 | HVAC | Chiller | HE Air Cooled Chiller - All Compressor Types - 100 Tons | Lodging/Hospitality | New | CloNgsd303 | 1 | 0 | 5221.6594 | 0 | GSD | 23 | 1 | 1 | 1 | 1 | 1 | 1 | 1 | 1 | 1 | 1 | 1 | 1 | 313.2996 | 0 | 6399.3788 | 0 | 0 | 0 | 1 | 0 | 0 | 1
303 | HVAC | Chiller | HE Air Cooled Chiller - All Compressor Types - 100 Tons | Miscellaneous | Turnover | CmiTgsd303 | 1 | 0 | 3002.444 | 0 | GSD | 23 | 1 | 1 | 1 | 1 | 1 | 1 | 1 | 1 | 1 | 1 | 1 | 1 | 180.1466 | 0 | 10884.4139 | 0 | 0 | 0 | 1 | 0 | 0 | 1
303 | HVAC | Chiller | HE Air Cooled Chiller - All Compressor Types - 100 Tons | Miscellaneous | New | CmiNgsd303 | 1 | 0 | 3002.444 | 0 | GSD | 23 | 1 | 1 | 1 | 1 | 1 | 1 | 1 | 1 | 1 | 1 | 1 | 1 | 180.1466 | 0 | 10884.4139 | 0 | 0 | 0 | 1 | 0 | 0 | 1
303 | HVAC | Chiller | HE Air Cooled Chiller - All Compressor Types - 100 Tons | Offices | Turnover | CofTgsd303 | 1 | 0 | 3002.444 | 0 | GSD | 23 | 1 | 1 | 1 | 1 | 1 | 1 | 1 | 1 | 1 | 1 | 1 | 1 | 180.1466 | 0 | 5401.5076 | 0 | 0 | 0 | 1 | 0 | 0 | 1
303 | HVAC | Chiller | HE Air Cooled Chiller - All Compressor Types - 100 Tons | Offices | New | CofNgsd303 | 1 | 0 | 3002.444 | 0 | GSD | 23 | 1 | 1 | 1 | 1 | 1 | 1 | 1 | 1 | 1 | 1 | 1 | 1 | 180.1466 | 0 | 5401.5076 | 0 | 0 | 0 | 1 | 0 | 0 | 1
303 | HVAC | Chiller | HE Air Cooled Chiller - All Compressor Types - 100 Tons | Restaurants | Turnover | CreTgsd303 | 1 | 0 | 3526.3542 | 0 | GSD | 23 | 1 | 1 | 1 | 1 | 1 | 1 | 1 | 1 | 1 | 1 | 1 | 1 | 211.5813 | 0 | 4405.0631 | 0 | 0 | 0 | 1 | 0 | 0 | 1
303 | HVAC | Chiller | HE Air Cooled Chiller - All Compressor Types - 100 Tons | Restaurants | New | CreNgsd303 | 1 | 0 | 3526.3542 | 0 | GSD | 23 | 1 | 1 | 1 | 1 | 1 | 1 | 1 | 1 | 1 | 1 | 1 | 1 | 211.5813 | 0 | 4405.0631 | 0 | 0 | 0 | 1 | 0 | 0 | 1
303 | HVAC | Chiller | HE Air Cooled Chiller - All Compressor Types - 100 Tons | Retail | Turnover | CrtTgsd303 | 1 | 0 | 3002.444 | 0 | GSD | 23 | 1 | 1 | 1 | 1 | 1 | 1 | 1 | 1 | 1 | 1 | 1 | 1 | 180.1466 | 0 | 4785.4344 | 0 | 0 | 0 | 1 | 0 | 0 | 1
303 | HVAC | Chiller | HE Air Cooled Chiller - All Compressor Types - 100 Tons | Retail | New | CrtNgsd303 | 1 | 0 | 3002.444 | 0 | GSD | 23 | 1 | 1 | 1 | 1 | 1 | 1 | 1 | 1 | 1 | 1 | 1 | 1 | 180.1466 | 0 | 4785.4344 | 0 | 0 | 0 | 1 | 0 | 0 | 1
303 | HVAC | Chiller | HE Air Cooled Chiller - All Compressor Types - 100 Tons | Schools K-12 | Turnover | CscTgsd303 | 1 | 0 | 3002.444 | 0 | GSD | 23 | 1 | 1 | 1 | 1 | 1 | 1 | 1 | 1 | 1 | 1 | 1 | 1 | 180.1466 | 0 | 5504.4227 | 0 | 0 | 0 | 1 | 0 | 0 | 1
303 | HVAC | Chiller | HE Air Cooled Chiller - All Compressor Types - 100 Tons | Schools K-12 | New | CscNgsd303 | 1 | 0 | 3002.444 | 0 | GSD | 23 | 1 | 1 | 1 | 1 | 1 | 1 | 1 | 1 | 1 | 1 | 1 | 1 | 180.1466 | 0 | 5504.4227 | 0 | 0 | 0 | 1 | 0 | 0 | 1
303 | HVAC | Chiller | HE Air Cooled Chiller - All Compressor Types - 100 Tons | Warehouse | Turnover | CwaTgsd303 | 1 | 0 | 3002.444 | 0 | GSD | 23 | 1 | 1 | 1 | 1 | 1 | 1 | 1 | 1 | 1 | 1 | 1 | 1 | 180.1466 | 0 | 25090.8781 | 0 | 0 | 0 | 1 | 0 | 0 | 1
303 | HVAC | Chiller | HE Air Cooled Chiller - All Compressor Types - 100 Tons | Warehouse | New | CwaNgsd303 | 1 | 0 | 3002.444 | 0 | GSD | 23 | 1 | 1 | 1 | 1 | 1 | 1 | 1 | 1 | 1 | 1 | 1 | 1 | 180.1466 | 0 | 25090.8781 | 0 | 0 | 0 | 1 | 0 | 0 | 1
304 | HVAC | Chiller | HE Water Cooled Chiller - Centrifugal Compressor - 200 Tons | Assembly | Turnover | CasTgsd304 | 1 | 0 | 3002.444 | 0 | GSD | 23 | 1.0063 | 0.98564 | 1.0265 | 1.0441 | 1.0994 | 1.0901 | 1.0679 | 1.0965 | 1.0642 | 1.0547 | 1.0277 | 1.0297 | 180.1466 | 0 | 2234.4262 | 0 | 0 | 0 | 1 | 0 | 0 | 1.0494
304 | HVAC | Chiller | HE Water Cooled Chiller - Centrifugal Compressor - 200 Tons | Assembly | New | CasNgsd304 | 1 | 0 | 3002.444 | 0 | GSD | 23 | 1.0063 | 0.98564 | 1.0265 | 1.0441 | 1.0994 | 1.0901 | 1.0679 | 1.0965 | 1.0642 | 1.0547 | 1.0277 | 1.0297 | 180.1466 | 0 | 2234.4262 | 0 | 0 | 0 | 1 | 0 | 0 | 1.0494
304 | HVAC | Chiller | HE Water Cooled Chiller - Centrifugal Compressor - 200 Tons | College and University | Turnover | CcoTgsd304 | 1 | 0 | 4932.1338 | 0 | GSD | 23 | 1.0063 | 0.98564 | 1.0265 | 1.0441 | 1.0994 | 1.0901 | 1.0679 | 1.0965 | 1.0642 | 1.0547 | 1.0277 | 1.0297 | 295.928 | 0 | 3308.4291 | 0 | 0 | 0 | 1 | 0 | 0 | 1.0494
304 | HVAC | Chiller | HE Water Cooled Chiller - Centrifugal Compressor - 200 Tons | College and University | New | CcoNgsd304 | 1 | 0 | 4932.1338 | 0 | GSD | 23 | 1.0063 | 0.98564 | 1.0265 | 1.0441 | 1.0994 | 1.0901 | 1.0679 | 1.0965 | 1.0642 | 1.0547 | 1.0277 | 1.0297 | 295.928 | 0 | 3308.4291 | 0 | 0 | 0 | 1 | 0 | 0 | 1.0494
304 | HVAC | Chiller | HE Water Cooled Chiller - Centrifugal Compressor - 200 Tons | Data Center | Turnover | CdaTgsd304 | 1 | 0 | 4932.1338 | 0 | GSD | 23 | 1.0063 | 0.98564 | 1.0265 | 1.0441 | 1.0994 | 1.0901 | 1.0679 | 1.0965 | 1.0642 | 1.0547 | 1.0277 | 1.0297 | 295.928 | 0 | 1780.1259 | 0 | 0 | 0 | 1 | 0 | 0 | 1.0494
304 | HVAC | Chiller | HE Water Cooled Chiller - Centrifugal Compressor - 200 Tons | Data Center | New | CdaNgsd304 | 1 | 0 | 4932.1338 | 0 | GSD | 23 | 1.0063 | 0.98564 | 1.0265 | 1.0441 | 1.0994 | 1.0901 | 1.0679 | 1.0965 | 1.0642 | 1.0547 | 1.0277 | 1.0297 | 295.928 | 0 | 1780.1259 | 0 | 0 | 0 | 1 | 0 | 0 | 1.0494
304 | HVAC | Chiller | HE Water Cooled Chiller - Centrifugal Compressor - 200 Tons | Grocery | Turnover | CgrTgsd304 | 1 | 0 | 3526.3542 | 0 | GSD | 23 | 1.0063 | 0.98564 | 1.0265 | 1.0441 | 1.0994 | 1.0901 | 1.0679 | 1.0965 | 1.0642 | 1.0547 | 1.0277 | 1.0297 | 211.5813 | 0 | 4748.9082 | 0 | 0 | 0 | 1 | 0 | 0 | 1.0494
304 | HVAC | Chiller | HE Water Cooled Chiller - Centrifugal Compressor - 200 Tons | Grocery | New | CgrNgsd304 | 1 | 0 | 3526.3542 | 0 | GSD | 23 | 1.0063 | 0.98564 | 1.0265 | 1.0441 | 1.0994 | 1.0901 | 1.0679 | 1.0965 | 1.0642 | 1.0547 | 1.0277 | 1.0297 | 211.5813 | 0 | 4748.9082 | 0 | 0 | 0 | 1 | 0 | 0 | 1.0494
304 | HVAC | Chiller | HE Water Cooled Chiller - Centrifugal Compressor - 200 Tons | Healthcare | Turnover | CheTgsd304 | 1 | 0 | 4932.1338 | 0 | GSD | 23 | 1.0063 | 0.98564 | 1.0265 | 1.0441 | 1.0994 | 1.0901 | 1.0679 | 1.0965 | 1.0642 | 1.0547 | 1.0277 | 1.0297 | 295.928 | 0 | 1686.2021 | 0 | 0 | 0 | 1 | 0 | 0 | 1.0494
304 | HVAC | Chiller | HE Water Cooled Chiller - Centrifugal Compressor - 200 Tons | Healthcare | New | CheNgsd304 | 1 | 0 | 4932.1338 | 0 | GSD | 23 | 1.0063 | 0.98564 | 1.0265 | 1.0441 | 1.0994 | 1.0901 | 1.0679 | 1.0965 | 1.0642 | 1.0547 | 1.0277 | 1.0297 | 295.928 | 0 | 1686.2021 | 0 | 0 | 0 | 1 | 0 | 0 | 1.0494
304 | HVAC | Chiller | HE Water Cooled Chiller - Centrifugal Compressor - 200 Tons | Hospitals | Turnover | ChoTgsd304 | 1 | 0 | 4932.1338 | 0 | GSD | 23 | 1.0063 | 0.98564 | 1.0265 | 1.0441 | 1.0994 | 1.0901 | 1.0679 | 1.0965 | 1.0642 | 1.0547 | 1.0277 | 1.0297 | 295.928 | 0 | 1780.1259 | 0 | 0 | 0 | 1 | 0 | 0 | 1.0494
304 | HVAC | Chiller | HE Water Cooled Chiller - Centrifugal Compressor - 200 Tons | Hospitals | New | ChoNgsd304 | 1 | 0 | 4932.1338 | 0 | GSD | 23 | 1.0063 | 0.98564 | 1.0265 | 1.0441 | 1.0994 | 1.0901 | 1.0679 | 1.0965 | 1.0642 | 1.0547 | 1.0277 | 1.0297 | 295.928 | 0 | 1780.1259 | 0 | 0 | 0 | 1 | 0 | 0 | 1.0494
304 | HVAC | Chiller | HE Water Cooled Chiller - Centrifugal Compressor - 200 Tons | Institutional | Turnover | CinTgsd304 | 1 | 0 | 4932.1338 | 0 | GSD | 23 | 1.0063 | 0.98564 | 1.0265 | 1.0441 | 1.0994 | 1.0901 | 1.0679 | 1.0965 | 1.0642 | 1.0547 | 1.0277 | 1.0297 | 295.928 | 0 | 6789.8239 | 0 | 0 | 0 | 1 | 0 | 0 | 1.0494
304 | HVAC | Chiller | HE Water Cooled Chiller - Centrifugal Compressor - 200 Tons | Institutional | New | CinNgsd304 | 1 | 0 | 4932.1338 | 0 | GSD | 23 | 1.0063 | 0.98564 | 1.0265 | 1.0441 | 1.0994 | 1.0901 | 1.0679 | 1.0965 | 1.0642 | 1.0547 | 1.0277 | 1.0297 | 295.928 | 0 | 6789.8239 | 0 | 0 | 0 | 1 | 0 | 0 | 1.0494
304 | HVAC | Chiller | HE Water Cooled Chiller - Centrifugal Compressor - 200 Tons | Lodging/Hospitality | Turnover | CloTgsd304 | 1 | 0 | 5221.6594 | 0 | GSD | 23 | 1.0063 | 0.98564 | 1.0265 | 1.0441 | 1.0994 | 1.0901 | 1.0679 | 1.0965 | 1.0642 | 1.0547 | 1.0277 | 1.0297 | 313.2996 | 0 | 2351.6634 | 0 | 0 | 0 | 1 | 0 | 0 | 1.0494
304 | HVAC | Chiller | HE Water Cooled Chiller - Centrifugal Compressor - 200 Tons | Lodging/Hospitality | New | CloNgsd304 | 1 | 0 | 5221.6594 | 0 | GSD | 23 | 1.0063 | 0.98564 | 1.0265 | 1.0441 | 1.0994 | 1.0901 | 1.0679 | 1.0965 | 1.0642 | 1.0547 | 1.0277 | 1.0297 | 313.2996 | 0 | 2351.6634 | 0 | 0 | 0 | 1 | 0 | 0 | 1.0494
304 | HVAC | Chiller | HE Water Cooled Chiller - Centrifugal Compressor - 200 Tons | Miscellaneous | Turnover | CmiTgsd304 | 1 | 0 | 3002.444 | 0 | GSD | 23 | 1.0063 | 0.98564 | 1.0265 | 1.0441 | 1.0994 | 1.0901 | 1.0679 | 1.0965 | 1.0642 | 1.0547 | 1.0277 | 1.0297 | 180.1466 | 0 | 3999.8394 | 0 | 0 | 0 | 1 | 0 | 0 | 1.0494
304 | HVAC | Chiller | HE Water Cooled Chiller - Centrifugal Compressor - 200 Tons | Miscellaneous | New | CmiNgsd304 | 1 | 0 | 3002.444 | 0 | GSD | 23 | 1.0063 | 0.98564 | 1.0265 | 1.0441 | 1.0994 | 1.0901 | 1.0679 | 1.0965 | 1.0642 | 1.0547 | 1.0277 | 1.0297 | 180.1466 | 0 | 3999.8394 | 0 | 0 | 0 | 1 | 0 | 0 | 1.0494
304 | HVAC | Chiller | HE Water Cooled Chiller - Centrifugal Compressor - 200 Tons | Offices | Turnover | CofTgsd304 | 1 | 0 | 3002.444 | 0 | GSD | 23 | 1.0063 | 0.98564 | 1.0265 | 1.0441 | 1.0994 | 1.0901 | 1.0679 | 1.0965 | 1.0642 | 1.0547 | 1.0277 | 1.0297 | 180.1466 | 0 | 1984.963 | 0 | 0 | 0 | 1 | 0 | 0 | 1.0494
304 | HVAC | Chiller | HE Water Cooled Chiller - Centrifugal Compressor - 200 Tons | Offices | New | CofNgsd304 | 1 | 0 | 3002.444 | 0 | GSD | 23 | 1.0063 | 0.98564 | 1.0265 | 1.0441 | 1.0994 | 1.0901 | 1.0679 | 1.0965 | 1.0642 | 1.0547 | 1.0277 | 1.0297 | 180.1466 | 0 | 1984.963 | 0 | 0 | 0 | 1 | 0 | 0 | 1.0494
304 | HVAC | Chiller | HE Water Cooled Chiller - Centrifugal Compressor - 200 Tons | Restaurants | Turnover | CreTgsd304 | 1 | 0 | 3526.3542 | 0 | GSD | 23 | 1.0063 | 0.98564 | 1.0265 | 1.0441 | 1.0994 | 1.0901 | 1.0679 | 1.0965 | 1.0642 | 1.0547 | 1.0277 | 1.0297 | 211.5813 | 0 | 1618.7858 | 0 | 0 | 0 | 1 | 0 | 0 | 1.0494
304 | HVAC | Chiller | HE Water Cooled Chiller - Centrifugal Compressor - 200 Tons | Restaurants | New | CreNgsd304 | 1 | 0 | 3526.3542 | 0 | GSD | 23 | 1.0063 | 0.98564 | 1.0265 | 1.0441 | 1.0994 | 1.0901 | 1.0679 | 1.0965 | 1.0642 | 1.0547 | 1.0277 | 1.0297 | 211.5813 | 0 | 1618.7858 | 0 | 0 | 0 | 1 | 0 | 0 | 1.0494
304 | HVAC | Chiller | HE Water Cooled Chiller - Centrifugal Compressor - 200 Tons | Retail | Turnover | CrtTgsd304 | 1 | 0 | 3002.444 | 0 | GSD | 23 | 1.0063 | 0.98564 | 1.0265 | 1.0441 | 1.0994 | 1.0901 | 1.0679 | 1.0965 | 1.0642 | 1.0547 | 1.0277 | 1.0297 | 180.1466 | 0 | 1758.5664 | 0 | 0 | 0 | 1 | 0 | 0 | 1.0494
304 | HVAC | Chiller | HE Water Cooled Chiller - Centrifugal Compressor - 200 Tons | Retail | New | CrtNgsd304 | 1 | 0 | 3002.444 | 0 | GSD | 23 | 1.0063 | 0.98564 | 1.0265 | 1.0441 | 1.0994 | 1.0901 | 1.0679 | 1.0965 | 1.0642 | 1.0547 | 1.0277 | 1.0297 | 180.1466 | 0 | 1758.5664 | 0 | 0 | 0 | 1 | 0 | 0 | 1.0494
304 | HVAC | Chiller | HE Water Cooled Chiller - Centrifugal Compressor - 200 Tons | Schools K-12 | Turnover | CscTgsd304 | 1 | 0 | 3002.444 | 0 | GSD | 23 | 1.0063 | 0.98564 | 1.0265 | 1.0441 | 1.0994 | 1.0901 | 1.0679 | 1.0965 | 1.0642 | 1.0547 | 1.0277 | 1.0297 | 180.1466 | 0 | 2022.7821 | 0 | 0 | 0 | 1 | 0 | 0 | 1.0494
304 | HVAC | Chiller | HE Water Cooled Chiller - Centrifugal Compressor - 200 Tons | Schools K-12 | New | CscNgsd304 | 1 | 0 | 3002.444 | 0 | GSD | 23 | 1.0063 | 0.98564 | 1.0265 | 1.0441 | 1.0994 | 1.0901 | 1.0679 | 1.0965 | 1.0642 | 1.0547 | 1.0277 | 1.0297 | 180.1466 | 0 | 2022.7821 | 0 | 0 | 0 | 1 | 0 | 0 | 1.0494
304 | HVAC | Chiller | HE Water Cooled Chiller - Centrifugal Compressor - 200 Tons | Warehouse | Turnover | CwaTgsd304 | 1 | 0 | 3002.444 | 0 | GSD | 23 | 1.0063 | 0.98564 | 1.0265 | 1.0441 | 1.0994 | 1.0901 | 1.0679 | 1.0965 | 1.0642 | 1.0547 | 1.0277 | 1.0297 | 180.1466 | 0 | 9220.4734 | 0 | 0 | 0 | 1 | 0 | 0 | 1.0494
304 | HVAC | Chiller | HE Water Cooled Chiller - Centrifugal Compressor - 200 Tons | Warehouse | New | CwaNgsd304 | 1 | 0 | 3002.444 | 0 | GSD | 23 | 1.0063 | 0.98564 | 1.0265 | 1.0441 | 1.0994 | 1.0901 | 1.0679 | 1.0965 | 1.0642 | 1.0547 | 1.0277 | 1.0297 | 180.1466 | 0 | 9220.4734 | 0 | 0 | 0 | 1 | 0 | 0 | 1.0494
305 | HVAC | Chiller | HE Water Cooled Chiller - Centrifugal Compressor - 500 Tons | Assembly | Turnover | CasTgsd305 | 1 | 0 | 3002.444 | 0 | GSD | 23 | 1.0063 | 0.98564 | 1.0265 | 1.0441 | 1.0994 | 1.0901 | 1.0679 | 1.0965 | 1.0642 | 1.0547 | 1.0277 | 1.0297 | 180.1466 | 0 | 1787.9256 | 0 | 0 | 0 | 1 | 0 | 0 | 1.0494
305 | HVAC | Chiller | HE Water Cooled Chiller - Centrifugal Compressor - 500 Tons | Assembly | New | CasNgsd305 | 1 | 0 | 3002.444 | 0 | GSD | 23 | 1.0063 | 0.98564 | 1.0265 | 1.0441 | 1.0994 | 1.0901 | 1.0679 | 1.0965 | 1.0642 | 1.0547 | 1.0277 | 1.0297 | 180.1466 | 0 | 1787.9256 | 0 | 0 | 0 | 1 | 0 | 0 | 1.0494
305 | HVAC | Chiller | HE Water Cooled Chiller - Centrifugal Compressor - 500 Tons | College and University | Turnover | CcoTgsd305 | 1 | 0 | 4932.1338 | 0 | GSD | 23 | 1.0063 | 0.98564 | 1.0265 | 1.0441 | 1.0994 | 1.0901 | 1.0679 | 1.0965 | 1.0642 | 1.0547 | 1.0277 | 1.0297 | 295.928 | 0 | 2647.3128 | 0 | 0 | 0 | 1 | 0 | 0 | 1.0494
305 | HVAC | Chiller | HE Water Cooled Chiller - Centrifugal Compressor - 500 Tons | College and University | New | CcoNgsd305 | 1 | 0 | 4932.1338 | 0 | GSD | 23 | 1.0063 | 0.98564 | 1.0265 | 1.0441 | 1.0994 | 1.0901 | 1.0679 | 1.0965 | 1.0642 | 1.0547 | 1.0277 | 1.0297 | 295.928 | 0 | 2647.3128 | 0 | 0 | 0 | 1 | 0 | 0 | 1.0494
305 | HVAC | Chiller | HE Water Cooled Chiller - Centrifugal Compressor - 500 Tons | Data Center | Turnover | CdaTgsd305 | 1 | 0 | 4932.1338 | 0 | GSD | 23 | 1.0063 | 0.98564 | 1.0265 | 1.0441 | 1.0994 | 1.0901 | 1.0679 | 1.0965 | 1.0642 | 1.0547 | 1.0277 | 1.0297 | 295.928 | 0 | 1424.4072 | 0 | 0 | 0 | 1 | 0 | 0 | 1.0494
305 | HVAC | Chiller | HE Water Cooled Chiller - Centrifugal Compressor - 500 Tons | Data Center | New | CdaNgsd305 | 1 | 0 | 4932.1338 | 0 | GSD | 23 | 1.0063 | 0.98564 | 1.0265 | 1.0441 | 1.0994 | 1.0901 | 1.0679 | 1.0965 | 1.0642 | 1.0547 | 1.0277 | 1.0297 | 295.928 | 0 | 1424.4072 | 0 | 0 | 0 | 1 | 0 | 0 | 1.0494
305 | HVAC | Chiller | HE Water Cooled Chiller - Centrifugal Compressor - 500 Tons | Grocery | Turnover | CgrTgsd305 | 1 | 0 | 3526.3542 | 0 | GSD | 23 | 1.0063 | 0.98564 | 1.0265 | 1.0441 | 1.0994 | 1.0901 | 1.0679 | 1.0965 | 1.0642 | 1.0547 | 1.0277 | 1.0297 | 211.5813 | 0 | 3799.944 | 0 | 0 | 0 | 1 | 0 | 0 | 1.0494
305 | HVAC | Chiller | HE Water Cooled Chiller - Centrifugal Compressor - 500 Tons | Grocery | New | CgrNgsd305 | 1 | 0 | 3526.3542 | 0 | GSD | 23 | 1.0063 | 0.98564 | 1.0265 | 1.0441 | 1.0994 | 1.0901 | 1.0679 | 1.0965 | 1.0642 | 1.0547 | 1.0277 | 1.0297 | 211.5813 | 0 | 3799.944 | 0 | 0 | 0 | 1 | 0 | 0 | 1.0494
305 | HVAC | Chiller | HE Water Cooled Chiller - Centrifugal Compressor - 500 Tons | Healthcare | Turnover | CheTgsd305 | 1 | 0 | 4932.1338 | 0 | GSD | 23 | 1.0063 | 0.98564 | 1.0265 | 1.0441 | 1.0994 | 1.0901 | 1.0679 | 1.0965 | 1.0642 | 1.0547 | 1.0277 | 1.0297 | 295.928 | 0 | 1349.252 | 0 | 0 | 0 | 1 | 0 | 0 | 1.0494
305 | HVAC | Chiller | HE Water Cooled Chiller - Centrifugal Compressor - 500 Tons | Healthcare | New | CheNgsd305 | 1 | 0 | 4932.1338 | 0 | GSD | 23 | 1.0063 | 0.98564 | 1.0265 | 1.0441 | 1.0994 | 1.0901 | 1.0679 | 1.0965 | 1.0642 | 1.0547 | 1.0277 | 1.0297 | 295.928 | 0 | 1349.252 | 0 | 0 | 0 | 1 | 0 | 0 | 1.0494
305 | HVAC | Chiller | HE Water Cooled Chiller - Centrifugal Compressor - 500 Tons | Hospitals | Turnover | ChoTgsd305 | 1 | 0 | 4932.1338 | 0 | GSD | 23 | 1.0063 | 0.98564 | 1.0265 | 1.0441 | 1.0994 | 1.0901 | 1.0679 | 1.0965 | 1.0642 | 1.0547 | 1.0277 | 1.0297 | 295.928 | 0 | 1424.4072 | 0 | 0 | 0 | 1 | 0 | 0 | 1.0494
305 | HVAC | Chiller | HE Water Cooled Chiller - Centrifugal Compressor - 500 Tons | Hospitals | New | ChoNgsd305 | 1 | 0 | 4932.1338 | 0 | GSD | 23 | 1.0063 | 0.98564 | 1.0265 | 1.0441 | 1.0994 | 1.0901 | 1.0679 | 1.0965 | 1.0642 | 1.0547 | 1.0277 | 1.0297 | 295.928 | 0 | 1424.4072 | 0 | 0 | 0 | 1 | 0 | 0 | 1.0494
305 | HVAC | Chiller | HE Water Cooled Chiller - Centrifugal Compressor - 500 Tons | Institutional | Turnover | CinTgsd305 | 1 | 0 | 4932.1338 | 0 | GSD | 23 | 1.0063 | 0.98564 | 1.0265 | 1.0441 | 1.0994 | 1.0901 | 1.0679 | 1.0965 | 1.0642 | 1.0547 | 1.0277 | 1.0297 | 295.928 | 0 | 5433.028 | 0 | 0 | 0 | 1 | 0 | 0 | 1.0494
305 | HVAC | Chiller | HE Water Cooled Chiller - Centrifugal Compressor - 500 Tons | Institutional | New | CinNgsd305 | 1 | 0 | 4932.1338 | 0 | GSD | 23 | 1.0063 | 0.98564 | 1.0265 | 1.0441 | 1.0994 | 1.0901 | 1.0679 | 1.0965 | 1.0642 | 1.0547 | 1.0277 | 1.0297 | 295.928 | 0 | 5433.028 | 0 | 0 | 0 | 1 | 0 | 0 | 1.0494
305 | HVAC | Chiller | HE Water Cooled Chiller - Centrifugal Compressor - 500 Tons | Lodging/Hospitality | Turnover | CloTgsd305 | 1 | 0 | 5221.6594 | 0 | GSD | 23 | 1.0063 | 0.98564 | 1.0265 | 1.0441 | 1.0994 | 1.0901 | 1.0679 | 1.0965 | 1.0642 | 1.0547 | 1.0277 | 1.0297 | 313.2996 | 0 | 1881.7356 | 0 | 0 | 0 | 1 | 0 | 0 | 1.0494
305 | HVAC | Chiller | HE Water Cooled Chiller - Centrifugal Compressor - 500 Tons | Lodging/Hospitality | New | CloNgsd305 | 1 | 0 | 5221.6594 | 0 | GSD | 23 | 1.0063 | 0.98564 | 1.0265 | 1.0441 | 1.0994 | 1.0901 | 1.0679 | 1.0965 | 1.0642 | 1.0547 | 1.0277 | 1.0297 | 313.2996 | 0 | 1881.7356 | 0 | 0 | 0 | 1 | 0 | 0 | 1.0494
305 | HVAC | Chiller | HE Water Cooled Chiller - Centrifugal Compressor - 500 Tons | Miscellaneous | Turnover | CmiTgsd305 | 1 | 0 | 3002.444 | 0 | GSD | 23 | 1.0063 | 0.98564 | 1.0265 | 1.0441 | 1.0994 | 1.0901 | 1.0679 | 1.0965 | 1.0642 | 1.0547 | 1.0277 | 1.0297 | 180.1466 | 0 | 3200.56 | 0 | 0 | 0 | 1 | 0 | 0 | 1.0494
305 | HVAC | Chiller | HE Water Cooled Chiller - Centrifugal Compressor - 500 Tons | Miscellaneous | New | CmiNgsd305 | 1 | 0 | 3002.444 | 0 | GSD | 23 | 1.0063 | 0.98564 | 1.0265 | 1.0441 | 1.0994 | 1.0901 | 1.0679 | 1.0965 | 1.0642 | 1.0547 | 1.0277 | 1.0297 | 180.1466 | 0 | 3200.56 | 0 | 0 | 0 | 1 | 0 | 0 | 1.0494
305 | HVAC | Chiller | HE Water Cooled Chiller - Centrifugal Compressor - 500 Tons | Offices | Turnover | CofTgsd305 | 1 | 0 | 3002.444 | 0 | GSD | 23 | 1.0063 | 0.98564 | 1.0265 | 1.0441 | 1.0994 | 1.0901 | 1.0679 | 1.0965 | 1.0642 | 1.0547 | 1.0277 | 1.0297 | 180.1466 | 0 | 1588.3121 | 0 | 0 | 0 | 1 | 0 | 0 | 1.0494
305 | HVAC | Chiller | HE Water Cooled Chiller - Centrifugal Compressor - 500 Tons | Offices | New | CofNgsd305 | 1 | 0 | 3002.444 | 0 | GSD | 23 | 1.0063 | 0.98564 | 1.0265 | 1.0441 | 1.0994 | 1.0901 | 1.0679 | 1.0965 | 1.0642 | 1.0547 | 1.0277 | 1.0297 | 180.1466 | 0 | 1588.3121 | 0 | 0 | 0 | 1 | 0 | 0 | 1.0494
305 | HVAC | Chiller | HE Water Cooled Chiller - Centrifugal Compressor - 500 Tons | Restaurants | Turnover | CreTgsd305 | 1 | 0 | 3526.3542 | 0 | GSD | 23 | 1.0063 | 0.98564 | 1.0265 | 1.0441 | 1.0994 | 1.0901 | 1.0679 | 1.0965 | 1.0642 | 1.0547 | 1.0277 | 1.0297 | 211.5813 | 0 | 1295.3073 | 0 | 0 | 0 | 1 | 0 | 0 | 1.0494
305 | HVAC | Chiller | HE Water Cooled Chiller - Centrifugal Compressor - 500 Tons | Restaurants | New | CreNgsd305 | 1 | 0 | 3526.3542 | 0 | GSD | 23 | 1.0063 | 0.98564 | 1.0265 | 1.0441 | 1.0994 | 1.0901 | 1.0679 | 1.0965 | 1.0642 | 1.0547 | 1.0277 | 1.0297 | 211.5813 | 0 | 1295.3073 | 0 | 0 | 0 | 1 | 0 | 0 | 1.0494
305 | HVAC | Chiller | HE Water Cooled Chiller - Centrifugal Compressor - 500 Tons | Retail | Turnover | CrtTgsd305 | 1 | 0 | 3002.444 | 0 | GSD | 23 | 1.0063 | 0.98564 | 1.0265 | 1.0441 | 1.0994 | 1.0901 | 1.0679 | 1.0965 | 1.0642 | 1.0547 | 1.0277 | 1.0297 | 180.1466 | 0 | 1407.1558 | 0 | 0 | 0 | 1 | 0 | 0 | 1.0494
305 | HVAC | Chiller | HE Water Cooled Chiller - Centrifugal Compressor - 500 Tons | Retail | New | CrtNgsd305 | 1 | 0 | 3002.444 | 0 | GSD | 23 | 1.0063 | 0.98564 | 1.0265 | 1.0441 | 1.0994 | 1.0901 | 1.0679 | 1.0965 | 1.0642 | 1.0547 | 1.0277 | 1.0297 | 180.1466 | 0 | 1407.1558 | 0 | 0 | 0 | 1 | 0 | 0 | 1.0494
305 | HVAC | Chiller | HE Water Cooled Chiller - Centrifugal Compressor - 500 Tons | Schools K-12 | Turnover | CscTgsd305 | 1 | 0 | 3002.444 | 0 | GSD | 23 | 1.0063 | 0.98564 | 1.0265 | 1.0441 | 1.0994 | 1.0901 | 1.0679 | 1.0965 | 1.0642 | 1.0547 | 1.0277 | 1.0297 | 180.1466 | 0 | 1618.5739 | 0 | 0 | 0 | 1 | 0 | 0 | 1.0494
305 | HVAC | Chiller | HE Water Cooled Chiller - Centrifugal Compressor - 500 Tons | Schools K-12 | New | CscNgsd305 | 1 | 0 | 3002.444 | 0 | GSD | 23 | 1.0063 | 0.98564 | 1.0265 | 1.0441 | 1.0994 | 1.0901 | 1.0679 | 1.0965 | 1.0642 | 1.0547 | 1.0277 | 1.0297 | 180.1466 | 0 | 1618.5739 | 0 | 0 | 0 | 1 | 0 | 0 | 1.0494
305 | HVAC | Chiller | HE Water Cooled Chiller - Centrifugal Compressor - 500 Tons | Warehouse | Turnover | CwaTgsd305 | 1 | 0 | 3002.444 | 0 | GSD | 23 | 1.0063 | 0.98564 | 1.0265 | 1.0441 | 1.0994 | 1.0901 | 1.0679 | 1.0965 | 1.0642 | 1.0547 | 1.0277 | 1.0297 | 180.1466 | 0 | 7377.966 | 0 | 0 | 0 | 1 | 0 | 0 | 1.0494
305 | HVAC | Chiller | HE Water Cooled Chiller - Centrifugal Compressor - 500 Tons | Warehouse | New | CwaNgsd305 | 1 | 0 | 3002.444 | 0 | GSD | 23 | 1.0063 | 0.98564 | 1.0265 | 1.0441 | 1.0994 | 1.0901 | 1.0679 | 1.0965 | 1.0642 | 1.0547 | 1.0277 | 1.0297 | 180.1466 | 0 | 7377.966 | 0 | 0 | 0 | 1 | 0 | 0 | 1.0494
306 | HVAC | Chiller | HE Water Cooled Chiller - Rotary or Screw Compressor - 175 Tons | Assembly | Turnover | CasTgsd306 | 1 | 0 | 3002.444 | 0 | GSD | 23 | 1.0063 | 0.98564 | 1.0265 | 1.0441 | 1.0994 | 1.0901 | 1.0679 | 1.0965 | 1.0642 | 1.0547 | 1.0277 | 1.0297 | 180.1466 | 0 | 4249.2281 | 0 | 0 | 0 | 1 | 0 | 0 | 1.0494
306 | HVAC | Chiller | HE Water Cooled Chiller - Rotary or Screw Compressor - 175 Tons | Assembly | New | CasNgsd306 | 1 | 0 | 3002.444 | 0 | GSD | 23 | 1.0063 | 0.98564 | 1.0265 | 1.0441 | 1.0994 | 1.0901 | 1.0679 | 1.0965 | 1.0642 | 1.0547 | 1.0277 | 1.0297 | 180.1466 | 0 | 4249.2281 | 0 | 0 | 0 | 1 | 0 | 0 | 1.0494
306 | HVAC | Chiller | HE Water Cooled Chiller - Rotary or Screw Compressor - 175 Tons | College and University | Turnover | CcoTgsd306 | 1 | 0 | 4932.1338 | 0 | GSD | 23 | 1.0063 | 0.98564 | 1.0265 | 1.0441 | 1.0994 | 1.0901 | 1.0679 | 1.0965 | 1.0642 | 1.0547 | 1.0277 | 1.0297 | 295.928 | 0 | 6291.669 | 0 | 0 | 0 | 1 | 0 | 0 | 1.0494
306 | HVAC | Chiller | HE Water Cooled Chiller - Rotary or Screw Compressor - 175 Tons | College and University | New | CcoNgsd306 | 1 | 0 | 4932.1338 | 0 | GSD | 23 | 1.0063 | 0.98564 | 1.0265 | 1.0441 | 1.0994 | 1.0901 | 1.0679 | 1.0965 | 1.0642 | 1.0547 | 1.0277 | 1.0297 | 295.928 | 0 | 6291.669 | 0 | 0 | 0 | 1 | 0 | 0 | 1.0494
306 | HVAC | Chiller | HE Water Cooled Chiller - Rotary or Screw Compressor - 175 Tons | Data Center | Turnover | CdaTgsd306 | 1 | 0 | 4932.1338 | 0 | GSD | 23 | 1.0063 | 0.98564 | 1.0265 | 1.0441 | 1.0994 | 1.0901 | 1.0679 | 1.0965 | 1.0642 | 1.0547 | 1.0277 | 1.0297 | 295.928 | 0 | 3385.2812 | 0 | 0 | 0 | 1 | 0 | 0 | 1.0494
306 | HVAC | Chiller | HE Water Cooled Chiller - Rotary or Screw Compressor - 175 Tons | Data Center | New | CdaNgsd306 | 1 | 0 | 4932.1338 | 0 | GSD | 23 | 1.0063 | 0.98564 | 1.0265 | 1.0441 | 1.0994 | 1.0901 | 1.0679 | 1.0965 | 1.0642 | 1.0547 | 1.0277 | 1.0297 | 295.928 | 0 | 3385.2812 | 0 | 0 | 0 | 1 | 0 | 0 | 1.0494
306 | HVAC | Chiller | HE Water Cooled Chiller - Rotary or Screw Compressor - 175 Tons | Grocery | Turnover | CgrTgsd306 | 1 | 0 | 3526.3542 | 0 | GSD | 23 | 1.0063 | 0.98564 | 1.0265 | 1.0441 | 1.0994 | 1.0901 | 1.0679 | 1.0965 | 1.0642 | 1.0547 | 1.0277 | 1.0297 | 211.5813 | 0 | 9031.0408 | 0 | 0 | 0 | 1 | 0 | 0 | 1.0494
306 | HVAC | Chiller | HE Water Cooled Chiller - Rotary or Screw Compressor - 175 Tons | Grocery | New | CgrNgsd306 | 1 | 0 | 3526.3542 | 0 | GSD | 23 | 1.0063 | 0.98564 | 1.0265 | 1.0441 | 1.0994 | 1.0901 | 1.0679 | 1.0965 | 1.0642 | 1.0547 | 1.0277 | 1.0297 | 211.5813 | 0 | 9031.0408 | 0 | 0 | 0 | 1 | 0 | 0 | 1.0494
306 | HVAC | Chiller | HE Water Cooled Chiller - Rotary or Screw Compressor - 175 Tons | Healthcare | Turnover | CheTgsd306 | 1 | 0 | 4932.1338 | 0 | GSD | 23 | 1.0063 | 0.98564 | 1.0265 | 1.0441 | 1.0994 | 1.0901 | 1.0679 | 1.0965 | 1.0642 | 1.0547 | 1.0277 | 1.0297 | 295.928 | 0 | 3206.6655 | 0 | 0 | 0 | 1 | 0 | 0 | 1.0494
306 | HVAC | Chiller | HE Water Cooled Chiller - Rotary or Screw Compressor - 175 Tons | Healthcare | New | CheNgsd306 | 1 | 0 | 4932.1338 | 0 | GSD | 23 | 1.0063 | 0.98564 | 1.0265 | 1.0441 | 1.0994 | 1.0901 | 1.0679 | 1.0965 | 1.0642 | 1.0547 | 1.0277 | 1.0297 | 295.928 | 0 | 3206.6655 | 0 | 0 | 0 | 1 | 0 | 0 | 1.0494
306 | HVAC | Chiller | HE Water Cooled Chiller - Rotary or Screw Compressor - 175 Tons | Hospitals | Turnover | ChoTgsd306 | 1 | 0 | 4932.1338 | 0 | GSD | 23 | 1.0063 | 0.98564 | 1.0265 | 1.0441 | 1.0994 | 1.0901 | 1.0679 | 1.0965 | 1.0642 | 1.0547 | 1.0277 | 1.0297 | 295.928 | 0 | 3385.2812 | 0 | 0 | 0 | 1 | 0 | 0 | 1.0494
306 | HVAC | Chiller | HE Water Cooled Chiller - Rotary or Screw Compressor - 175 Tons | Hospitals | New | ChoNgsd306 | 1 | 0 | 4932.1338 | 0 | GSD | 23 | 1.0063 | 0.98564 | 1.0265 | 1.0441 | 1.0994 | 1.0901 | 1.0679 | 1.0965 | 1.0642 | 1.0547 | 1.0277 | 1.0297 | 295.928 | 0 | 3385.2812 | 0 | 0 | 0 | 1 | 0 | 0 | 1.0494
306 | HVAC | Chiller | HE Water Cooled Chiller - Rotary or Screw Compressor - 175 Tons | Institutional | Turnover | CinTgsd306 | 1 | 0 | 4932.1338 | 0 | GSD | 23 | 1.0063 | 0.98564 | 1.0265 | 1.0441 | 1.0994 | 1.0901 | 1.0679 | 1.0965 | 1.0642 | 1.0547 | 1.0277 | 1.0297 | 295.928 | 0 | 12912.2684 | 0 | 0 | 0 | 1 | 0 | 0 | 1.0494
306 | HVAC | Chiller | HE Water Cooled Chiller - Rotary or Screw Compressor - 175 Tons | Institutional | New | CinNgsd306 | 1 | 0 | 4932.1338 | 0 | GSD | 23 | 1.0063 | 0.98564 | 1.0265 | 1.0441 | 1.0994 | 1.0901 | 1.0679 | 1.0965 | 1.0642 | 1.0547 | 1.0277 | 1.0297 | 295.928 | 0 | 12912.2684 | 0 | 0 | 0 | 1 | 0 | 0 | 1.0494
306 | HVAC | Chiller | HE Water Cooled Chiller - Rotary or Screw Compressor - 175 Tons | Lodging/Hospitality | Turnover | CloTgsd306 | 1 | 0 | 5221.6594 | 0 | GSD | 23 | 1.0063 | 0.98564 | 1.0265 | 1.0441 | 1.0994 | 1.0901 | 1.0679 | 1.0965 | 1.0642 | 1.0547 | 1.0277 | 1.0297 | 313.2996 | 0 | 4472.1792 | 0 | 0 | 0 | 1 | 0 | 0 | 1.0494
306 | HVAC | Chiller | HE Water Cooled Chiller - Rotary or Screw Compressor - 175 Tons | Lodging/Hospitality | New | CloNgsd306 | 1 | 0 | 5221.6594 | 0 | GSD | 23 | 1.0063 | 0.98564 | 1.0265 | 1.0441 | 1.0994 | 1.0901 | 1.0679 | 1.0965 | 1.0642 | 1.0547 | 1.0277 | 1.0297 | 313.2996 | 0 | 4472.1792 | 0 | 0 | 0 | 1 | 0 | 0 | 1.0494
306 | HVAC | Chiller | HE Water Cooled Chiller - Rotary or Screw Compressor - 175 Tons | Miscellaneous | Turnover | CmiTgsd306 | 1 | 0 | 3002.444 | 0 | GSD | 23 | 1.0063 | 0.98564 | 1.0265 | 1.0441 | 1.0994 | 1.0901 | 1.0679 | 1.0965 | 1.0642 | 1.0547 | 1.0277 | 1.0297 | 180.1466 | 0 | 7606.53 | 0 | 0 | 0 | 1 | 0 | 0 | 1.0494
306 | HVAC | Chiller | HE Water Cooled Chiller - Rotary or Screw Compressor - 175 Tons | Miscellaneous | New | CmiNgsd306 | 1 | 0 | 3002.444 | 0 | GSD | 23 | 1.0063 | 0.98564 | 1.0265 | 1.0441 | 1.0994 | 1.0901 | 1.0679 | 1.0965 | 1.0642 | 1.0547 | 1.0277 | 1.0297 | 180.1466 | 0 | 7606.53 | 0 | 0 | 0 | 1 | 0 | 0 | 1.0494
306 | HVAC | Chiller | HE Water Cooled Chiller - Rotary or Screw Compressor - 175 Tons | Offices | Turnover | CofTgsd306 | 1 | 0 | 3002.444 | 0 | GSD | 23 | 1.0063 | 0.98564 | 1.0265 | 1.0441 | 1.0994 | 1.0901 | 1.0679 | 1.0965 | 1.0642 | 1.0547 | 1.0277 | 1.0297 | 180.1466 | 0 | 3774.8218 | 0 | 0 | 0 | 1 | 0 | 0 | 1.0494
306 | HVAC | Chiller | HE Water Cooled Chiller - Rotary or Screw Compressor - 175 Tons | Offices | New | CofNgsd306 | 1 | 0 | 3002.444 | 0 | GSD | 23 | 1.0063 | 0.98564 | 1.0265 | 1.0441 | 1.0994 | 1.0901 | 1.0679 | 1.0965 | 1.0642 | 1.0547 | 1.0277 | 1.0297 | 180.1466 | 0 | 3774.8218 | 0 | 0 | 0 | 1 | 0 | 0 | 1.0494
306 | HVAC | Chiller | HE Water Cooled Chiller - Rotary or Screw Compressor - 175 Tons | Restaurants | Turnover | CreTgsd306 | 1 | 0 | 3526.3542 | 0 | GSD | 23 | 1.0063 | 0.98564 | 1.0265 | 1.0441 | 1.0994 | 1.0901 | 1.0679 | 1.0965 | 1.0642 | 1.0547 | 1.0277 | 1.0297 | 211.5813 | 0 | 3078.4594 | 0 | 0 | 0 | 1 | 0 | 0 | 1.0494
306 | HVAC | Chiller | HE Water Cooled Chiller - Rotary or Screw Compressor - 175 Tons | Restaurants | New | CreNgsd306 | 1 | 0 | 3526.3542 | 0 | GSD | 23 | 1.0063 | 0.98564 | 1.0265 | 1.0441 | 1.0994 | 1.0901 | 1.0679 | 1.0965 | 1.0642 | 1.0547 | 1.0277 | 1.0297 | 211.5813 | 0 | 3078.4594 | 0 | 0 | 0 | 1 | 0 | 0 | 1.0494
306 | HVAC | Chiller | HE Water Cooled Chiller - Rotary or Screw Compressor - 175 Tons | Retail | Turnover | CrtTgsd306 | 1 | 0 | 3002.444 | 0 | GSD | 23 | 1.0063 | 0.98564 | 1.0265 | 1.0441 | 1.0994 | 1.0901 | 1.0679 | 1.0965 | 1.0642 | 1.0547 | 1.0277 | 1.0297 | 180.1466 | 0 | 3344.2813 | 0 | 0 | 0 | 1 | 0 | 0 | 1.0494
306 | HVAC | Chiller | HE Water Cooled Chiller - Rotary or Screw Compressor - 175 Tons | Retail | New | CrtNgsd306 | 1 | 0 | 3002.444 | 0 | GSD | 23 | 1.0063 | 0.98564 | 1.0265 | 1.0441 | 1.0994 | 1.0901 | 1.0679 | 1.0965 | 1.0642 | 1.0547 | 1.0277 | 1.0297 | 180.1466 | 0 | 3344.2813 | 0 | 0 | 0 | 1 | 0 | 0 | 1.0494
306 | HVAC | Chiller | HE Water Cooled Chiller - Rotary or Screw Compressor - 175 Tons | Schools K-12 | Turnover | CscTgsd306 | 1 | 0 | 3002.444 | 0 | GSD | 23 | 1.0063 | 0.98564 | 1.0265 | 1.0441 | 1.0994 | 1.0901 | 1.0679 | 1.0965 | 1.0642 | 1.0547 | 1.0277 | 1.0297 | 180.1466 | 0 | 3846.7427 | 0 | 0 | 0 | 1 | 0 | 0 | 1.0494
306 | HVAC | Chiller | HE Water Cooled Chiller - Rotary or Screw Compressor - 175 Tons | Schools K-12 | New | CscNgsd306 | 1 | 0 | 3002.444 | 0 | GSD | 23 | 1.0063 | 0.98564 | 1.0265 | 1.0441 | 1.0994 | 1.0901 | 1.0679 | 1.0965 | 1.0642 | 1.0547 | 1.0277 | 1.0297 | 180.1466 | 0 | 3846.7427 | 0 | 0 | 0 | 1 | 0 | 0 | 1.0494
306 | HVAC | Chiller | HE Water Cooled Chiller - Rotary or Screw Compressor - 175 Tons | Warehouse | Turnover | CwaTgsd306 | 1 | 0 | 3002.444 | 0 | GSD | 23 | 1.0063 | 0.98564 | 1.0265 | 1.0441 | 1.0994 | 1.0901 | 1.0679 | 1.0965 | 1.0642 | 1.0547 | 1.0277 | 1.0297 | 180.1466 | 0 | 17534.6561 | 0 | 0 | 0 | 1 | 0 | 0 | 1.0494
306 | HVAC | Chiller | HE Water Cooled Chiller - Rotary or Screw Compressor - 175 Tons | Warehouse | New | CwaNgsd306 | 1 | 0 | 3002.444 | 0 | GSD | 23 | 1.0063 | 0.98564 | 1.0265 | 1.0441 | 1.0994 | 1.0901 | 1.0679 | 1.0965 | 1.0642 | 1.0547 | 1.0277 | 1.0297 | 180.1466 | 0 | 17534.6561 | 0 | 0 | 0 | 1 | 0 | 0 | 1.0494
307 | HVAC | Chiller | HE Water Cooled Chiller - Rotary or Screw Compressor - 50 Tons | Assembly | Turnover | CasTgsd307 | 1 | 0 | 3002.444 | 0 | GSD | 23 | 1.0063 | 0.98564 | 1.0265 | 1.0441 | 1.0994 | 1.0901 | 1.0679 | 1.0965 | 1.0642 | 1.0547 | 1.0277 | 1.0297 | 180.1466 | 0 | 8607.1265 | 0 | 0 | 0 | 1 | 0 | 0 | 1.0494
307 | HVAC | Chiller | HE Water Cooled Chiller - Rotary or Screw Compressor - 50 Tons | Assembly | New | CasNgsd307 | 1 | 0 | 3002.444 | 0 | GSD | 23 | 1.0063 | 0.98564 | 1.0265 | 1.0441 | 1.0994 | 1.0901 | 1.0679 | 1.0965 | 1.0642 | 1.0547 | 1.0277 | 1.0297 | 180.1466 | 0 | 8607.1265 | 0 | 0 | 0 | 1 | 0 | 0 | 1.0494
307 | HVAC | Chiller | HE Water Cooled Chiller - Rotary or Screw Compressor - 50 Tons | College and University | Turnover | CcoTgsd307 | 1 | 0 | 4932.1338 | 0 | GSD | 23 | 1.0063 | 0.98564 | 1.0265 | 1.0441 | 1.0994 | 1.0901 | 1.0679 | 1.0965 | 1.0642 | 1.0547 | 1.0277 | 1.0297 | 295.928 | 0 | 12744.2418 | 0 | 0 | 0 | 1 | 0 | 0 | 1.0494
307 | HVAC | Chiller | HE Water Cooled Chiller - Rotary or Screw Compressor - 50 Tons | College and University | New | CcoNgsd307 | 1 | 0 | 4932.1338 | 0 | GSD | 23 | 1.0063 | 0.98564 | 1.0265 | 1.0441 | 1.0994 | 1.0901 | 1.0679 | 1.0965 | 1.0642 | 1.0547 | 1.0277 | 1.0297 | 295.928 | 0 | 12744.2418 | 0 | 0 | 0 | 1 | 0 | 0 | 1.0494
307 | HVAC | Chiller | HE Water Cooled Chiller - Rotary or Screw Compressor - 50 Tons | Data Center | Turnover | CdaTgsd307 | 1 | 0 | 4932.1338 | 0 | GSD | 23 | 1.0063 | 0.98564 | 1.0265 | 1.0441 | 1.0994 | 1.0901 | 1.0679 | 1.0965 | 1.0642 | 1.0547 | 1.0277 | 1.0297 | 295.928 | 0 | 6857.138 | 0 | 0 | 0 | 1 | 0 | 0 | 1.0494
307 | HVAC | Chiller | HE Water Cooled Chiller - Rotary or Screw Compressor - 50 Tons | Data Center | New | CdaNgsd307 | 1 | 0 | 4932.1338 | 0 | GSD | 23 | 1.0063 | 0.98564 | 1.0265 | 1.0441 | 1.0994 | 1.0901 | 1.0679 | 1.0965 | 1.0642 | 1.0547 | 1.0277 | 1.0297 | 295.928 | 0 | 6857.138 | 0 | 0 | 0 | 1 | 0 | 0 | 1.0494
307 | HVAC | Chiller | HE Water Cooled Chiller - Rotary or Screw Compressor - 50 Tons | Grocery | Turnover | CgrTgsd307 | 1 | 0 | 3526.3542 | 0 | GSD | 23 | 1.0063 | 0.98564 | 1.0265 | 1.0441 | 1.0994 | 1.0901 | 1.0679 | 1.0965 | 1.0642 | 1.0547 | 1.0277 | 1.0297 | 211.5813 | 0 | 18293.0424 | 0 | 0 | 0 | 1 | 0 | 0 | 1.0494
307 | HVAC | Chiller | HE Water Cooled Chiller - Rotary or Screw Compressor - 50 Tons | Grocery | New | CgrNgsd307 | 1 | 0 | 3526.3542 | 0 | GSD | 23 | 1.0063 | 0.98564 | 1.0265 | 1.0441 | 1.0994 | 1.0901 | 1.0679 | 1.0965 | 1.0642 | 1.0547 | 1.0277 | 1.0297 | 211.5813 | 0 | 18293.0424 | 0 | 0 | 0 | 1 | 0 | 0 | 1.0494
307 | HVAC | Chiller | HE Water Cooled Chiller - Rotary or Screw Compressor - 50 Tons | Healthcare | Turnover | CheTgsd307 | 1 | 0 | 4932.1338 | 0 | GSD | 23 | 1.0063 | 0.98564 | 1.0265 | 1.0441 | 1.0994 | 1.0901 | 1.0679 | 1.0965 | 1.0642 | 1.0547 | 1.0277 | 1.0297 | 295.928 | 0 | 6495.3387 | 0 | 0 | 0 | 1 | 0 | 0 | 1.0494
307 | HVAC | Chiller | HE Water Cooled Chiller - Rotary or Screw Compressor - 50 Tons | Healthcare | New | CheNgsd307 | 1 | 0 | 4932.1338 | 0 | GSD | 23 | 1.0063 | 0.98564 | 1.0265 | 1.0441 | 1.0994 | 1.0901 | 1.0679 | 1.0965 | 1.0642 | 1.0547 | 1.0277 | 1.0297 | 295.928 | 0 | 6495.3387 | 0 | 0 | 0 | 1 | 0 | 0 | 1.0494
307 | HVAC | Chiller | HE Water Cooled Chiller - Rotary or Screw Compressor - 50 Tons | Hospitals | Turnover | ChoTgsd307 | 1 | 0 | 4932.1338 | 0 | GSD | 23 | 1.0063 | 0.98564 | 1.0265 | 1.0441 | 1.0994 | 1.0901 | 1.0679 | 1.0965 | 1.0642 | 1.0547 | 1.0277 | 1.0297 | 295.928 | 0 | 6857.138 | 0 | 0 | 0 | 1 | 0 | 0 | 1.0494
307 | HVAC | Chiller | HE Water Cooled Chiller - Rotary or Screw Compressor - 50 Tons | Hospitals | New | ChoNgsd307 | 1 | 0 | 4932.1338 | 0 | GSD | 23 | 1.0063 | 0.98564 | 1.0265 | 1.0441 | 1.0994 | 1.0901 | 1.0679 | 1.0965 | 1.0642 | 1.0547 | 1.0277 | 1.0297 | 295.928 | 0 | 6857.138 | 0 | 0 | 0 | 1 | 0 | 0 | 1.0494
307 | HVAC | Chiller | HE Water Cooled Chiller - Rotary or Screw Compressor - 50 Tons | Institutional | Turnover | CinTgsd307 | 1 | 0 | 4932.1338 | 0 | GSD | 23 | 1.0063 | 0.98564 | 1.0265 | 1.0441 | 1.0994 | 1.0901 | 1.0679 | 1.0965 | 1.0642 | 1.0547 | 1.0277 | 1.0297 | 295.928 | 0 | 26154.7565 | 0 | 0 | 0 | 1 | 0 | 0 | 1.0494
307 | HVAC | Chiller | HE Water Cooled Chiller - Rotary or Screw Compressor - 50 Tons | Institutional | New | CinNgsd307 | 1 | 0 | 4932.1338 | 0 | GSD | 23 | 1.0063 | 0.98564 | 1.0265 | 1.0441 | 1.0994 | 1.0901 | 1.0679 | 1.0965 | 1.0642 | 1.0547 | 1.0277 | 1.0297 | 295.928 | 0 | 26154.7565 | 0 | 0 | 0 | 1 | 0 | 0 | 1.0494
307 | HVAC | Chiller | HE Water Cooled Chiller - Rotary or Screw Compressor - 50 Tons | Lodging/Hospitality | Turnover | CloTgsd307 | 1 | 0 | 5221.6594 | 0 | GSD | 23 | 1.0063 | 0.98564 | 1.0265 | 1.0441 | 1.0994 | 1.0901 | 1.0679 | 1.0965 | 1.0642 | 1.0547 | 1.0277 | 1.0297 | 313.2996 | 0 | 9058.7304 | 0 | 0 | 0 | 1 | 0 | 0 | 1.0494
307 | HVAC | Chiller | HE Water Cooled Chiller - Rotary or Screw Compressor - 50 Tons | Lodging/Hospitality | New | CloNgsd307 | 1 | 0 | 5221.6594 | 0 | GSD | 23 | 1.0063 | 0.98564 | 1.0265 | 1.0441 | 1.0994 | 1.0901 | 1.0679 | 1.0965 | 1.0642 | 1.0547 | 1.0277 | 1.0297 | 313.2996 | 0 | 9058.7304 | 0 | 0 | 0 | 1 | 0 | 0 | 1.0494
307 | HVAC | Chiller | HE Water Cooled Chiller - Rotary or Screw Compressor - 50 Tons | Miscellaneous | Turnover | CmiTgsd307 | 1 | 0 | 3002.444 | 0 | GSD | 23 | 1.0063 | 0.98564 | 1.0265 | 1.0441 | 1.0994 | 1.0901 | 1.0679 | 1.0965 | 1.0642 | 1.0547 | 1.0277 | 1.0297 | 180.1466 | 0 | 15407.5902 | 0 | 0 | 0 | 1 | 0 | 0 | 1.0494
307 | HVAC | Chiller | HE Water Cooled Chiller - Rotary or Screw Compressor - 50 Tons | Miscellaneous | New | CmiNgsd307 | 1 | 0 | 3002.444 | 0 | GSD | 23 | 1.0063 | 0.98564 | 1.0265 | 1.0441 | 1.0994 | 1.0901 | 1.0679 | 1.0965 | 1.0642 | 1.0547 | 1.0277 | 1.0297 | 180.1466 | 0 | 15407.5902 | 0 | 0 | 0 | 1 | 0 | 0 | 1.0494
307 | HVAC | Chiller | HE Water Cooled Chiller - Rotary or Screw Compressor - 50 Tons | Offices | Turnover | CofTgsd307 | 1 | 0 | 3002.444 | 0 | GSD | 23 | 1.0063 | 0.98564 | 1.0265 | 1.0441 | 1.0994 | 1.0901 | 1.0679 | 1.0965 | 1.0642 | 1.0547 | 1.0277 | 1.0297 | 180.1466 | 0 | 7646.1813 | 0 | 0 | 0 | 1 | 0 | 0 | 1.0494
307 | HVAC | Chiller | HE Water Cooled Chiller - Rotary or Screw Compressor - 50 Tons | Offices | New | CofNgsd307 | 1 | 0 | 3002.444 | 0 | GSD | 23 | 1.0063 | 0.98564 | 1.0265 | 1.0441 | 1.0994 | 1.0901 | 1.0679 | 1.0965 | 1.0642 | 1.0547 | 1.0277 | 1.0297 | 180.1466 | 0 | 7646.1813 | 0 | 0 | 0 | 1 | 0 | 0 | 1.0494
307 | HVAC | Chiller | HE Water Cooled Chiller - Rotary or Screw Compressor - 50 Tons | Restaurants | Turnover | CreTgsd307 | 1 | 0 | 3526.3542 | 0 | GSD | 23 | 1.0063 | 0.98564 | 1.0265 | 1.0441 | 1.0994 | 1.0901 | 1.0679 | 1.0965 | 1.0642 | 1.0547 | 1.0277 | 1.0297 | 211.5813 | 0 | 6235.6476 | 0 | 0 | 0 | 1 | 0 | 0 | 1.0494
307 | HVAC | Chiller | HE Water Cooled Chiller - Rotary or Screw Compressor - 50 Tons | Restaurants | New | CreNgsd307 | 1 | 0 | 3526.3542 | 0 | GSD | 23 | 1.0063 | 0.98564 | 1.0265 | 1.0441 | 1.0994 | 1.0901 | 1.0679 | 1.0965 | 1.0642 | 1.0547 | 1.0277 | 1.0297 | 211.5813 | 0 | 6235.6476 | 0 | 0 | 0 | 1 | 0 | 0 | 1.0494
307 | HVAC | Chiller | HE Water Cooled Chiller - Rotary or Screw Compressor - 50 Tons | Retail | Turnover | CrtTgsd307 | 1 | 0 | 3002.444 | 0 | GSD | 23 | 1.0063 | 0.98564 | 1.0265 | 1.0441 | 1.0994 | 1.0901 | 1.0679 | 1.0965 | 1.0642 | 1.0547 | 1.0277 | 1.0297 | 180.1466 | 0 | 6774.0896 | 0 | 0 | 0 | 1 | 0 | 0 | 1.0494
307 | HVAC | Chiller | HE Water Cooled Chiller - Rotary or Screw Compressor - 50 Tons | Retail | New | CrtNgsd307 | 1 | 0 | 3002.444 | 0 | GSD | 23 | 1.0063 | 0.98564 | 1.0265 | 1.0441 | 1.0994 | 1.0901 | 1.0679 | 1.0965 | 1.0642 | 1.0547 | 1.0277 | 1.0297 | 180.1466 | 0 | 6774.0896 | 0 | 0 | 0 | 1 | 0 | 0 | 1.0494
307 | HVAC | Chiller | HE Water Cooled Chiller - Rotary or Screw Compressor - 50 Tons | Schools K-12 | Turnover | CscTgsd307 | 1 | 0 | 3002.444 | 0 | GSD | 23 | 1.0063 | 0.98564 | 1.0265 | 1.0441 | 1.0994 | 1.0901 | 1.0679 | 1.0965 | 1.0642 | 1.0547 | 1.0277 | 1.0297 | 180.1466 | 0 | 7791.8624 | 0 | 0 | 0 | 1 | 0 | 0 | 1.0494
307 | HVAC | Chiller | HE Water Cooled Chiller - Rotary or Screw Compressor - 50 Tons | Schools K-12 | New | CscNgsd307 | 1 | 0 | 3002.444 | 0 | GSD | 23 | 1.0063 | 0.98564 | 1.0265 | 1.0441 | 1.0994 | 1.0901 | 1.0679 | 1.0965 | 1.0642 | 1.0547 | 1.0277 | 1.0297 | 180.1466 | 0 | 7791.8624 | 0 | 0 | 0 | 1 | 0 | 0 | 1.0494
307 | HVAC | Chiller | HE Water Cooled Chiller - Rotary or Screw Compressor - 50 Tons | Warehouse | Turnover | CwaTgsd307 | 1 | 0 | 3002.444 | 0 | GSD | 23 | 1.0063 | 0.98564 | 1.0265 | 1.0441 | 1.0994 | 1.0901 | 1.0679 | 1.0965 | 1.0642 | 1.0547 | 1.0277 | 1.0297 | 180.1466 | 0 | 35517.7452 | 0 | 0 | 0 | 1 | 0 | 0 | 1.0494
307 | HVAC | Chiller | HE Water Cooled Chiller - Rotary or Screw Compressor - 50 Tons | Warehouse | New | CwaNgsd307 | 1 | 0 | 3002.444 | 0 | GSD | 23 | 1.0063 | 0.98564 | 1.0265 | 1.0441 | 1.0994 | 1.0901 | 1.0679 | 1.0965 | 1.0642 | 1.0547 | 1.0277 | 1.0297 | 180.1466 | 0 | 35517.7452 | 0 | 0 | 0 | 1 | 0 | 0 | 1.0494
308 | HVAC | Chiller | VFD on Cooling Tower Fans | Assembly | Existing | CasEgsd308 | 1 | 0 | 3002.444 | 0 | GSD | 15 | 1.0063 | 0.98564 | 1.0265 | 1.0441 | 1.0994 | 1.0901 | 1.0679 | 1.0965 | 1.0642 | 1.0547 | 1.0277 | 1.0297 | 150.9725 | 0 | 892.8362 | 0 | 0 | 0 | 1 | 0 | 0 | 1.0494
308 | HVAC | Chiller | VFD on Cooling Tower Fans | Assembly | New | CasNgsd308 | 1 | 0 | 3002.444 | 0 | GSD | 15 | 1.0063 | 0.98564 | 1.0265 | 1.0441 | 1.0994 | 1.0901 | 1.0679 | 1.0965 | 1.0642 | 1.0547 | 1.0277 | 1.0297 | 150.9725 | 0 | 892.8362 | 0 | 0 | 0 | 1 | 0 | 0 | 1.0494
308 | HVAC | Chiller | VFD on Cooling Tower Fans | College and University | Existing | CcoEgsd308 | 1 | 0 | 4932.1338 | 0 | GSD | 15 | 1.0063 | 0.98564 | 1.0265 | 1.0441 | 1.0994 | 1.0901 | 1.0679 | 1.0965 | 1.0642 | 1.0547 | 1.0277 | 1.0297 | 248.0035 | 0 | 775.7281 | 0 | 0 | 0 | 1 | 0 | 0 | 1.0494
308 | HVAC | Chiller | VFD on Cooling Tower Fans | College and University | New | CcoNgsd308 | 1 | 0 | 4932.1338 | 0 | GSD | 15 | 1.0063 | 0.98564 | 1.0265 | 1.0441 | 1.0994 | 1.0901 | 1.0679 | 1.0965 | 1.0642 | 1.0547 | 1.0277 | 1.0297 | 248.0035 | 0 | 775.7281 | 0 | 0 | 0 | 1 | 0 | 0 | 1.0494
308 | HVAC | Chiller | VFD on Cooling Tower Fans | Data Center | Existing | CdaEgsd308 | 1 | 0 | 4932.1338 | 0 | GSD | 15 | 1.0063 | 0.98564 | 1.0265 | 1.0441 | 1.0994 | 1.0901 | 1.0679 | 1.0965 | 1.0642 | 1.0547 | 1.0277 | 1.0297 | 248.0035 | 0 | 359.9699 | 0 | 0 | 0 | 1 | 0 | 0 | 1.0494
308 | HVAC | Chiller | VFD on Cooling Tower Fans | Data Center | New | CdaNgsd308 | 1 | 0 | 4932.1338 | 0 | GSD | 15 | 1.0063 | 0.98564 | 1.0265 | 1.0441 | 1.0994 | 1.0901 | 1.0679 | 1.0965 | 1.0642 | 1.0547 | 1.0277 | 1.0297 | 248.0035 | 0 | 359.9699 | 0 | 0 | 0 | 1 | 0 | 0 | 1.0494
308 | HVAC | Chiller | VFD on Cooling Tower Fans | Grocery | Existing | CgrEgsd308 | 1 | 0 | 3526.3542 | 0 | GSD | 15 | 1.0063 | 0.98564 | 1.0265 | 1.0441 | 1.0994 | 1.0901 | 1.0679 | 1.0965 | 1.0642 | 1.0547 | 1.0277 | 1.0297 | 177.3164 | 0 | 412.1676 | 0 | 0 | 0 | 1 | 0 | 0 | 1.0494
308 | HVAC | Chiller | VFD on Cooling Tower Fans | Grocery | New | CgrNgsd308 | 1 | 0 | 3526.3542 | 0 | GSD | 15 | 1.0063 | 0.98564 | 1.0265 | 1.0441 | 1.0994 | 1.0901 | 1.0679 | 1.0965 | 1.0642 | 1.0547 | 1.0277 | 1.0297 | 177.3164 | 0 | 412.1676 | 0 | 0 | 0 | 1 | 0 | 0 | 1.0494
308 | HVAC | Chiller | VFD on Cooling Tower Fans | Healthcare | Existing | CheEgsd308 | 1 | 0 | 4932.1338 | 0 | GSD | 15 | 1.0063 | 0.98564 | 1.0265 | 1.0441 | 1.0994 | 1.0901 | 1.0679 | 1.0965 | 1.0642 | 1.0547 | 1.0277 | 1.0297 | 248.0035 | 0 | 495.4958 | 0 | 0 | 0 | 1 | 0 | 0 | 1.0494
308 | HVAC | Chiller | VFD on Cooling Tower Fans | Healthcare | New | CheNgsd308 | 1 | 0 | 4932.1338 | 0 | GSD | 15 | 1.0063 | 0.98564 | 1.0265 | 1.0441 | 1.0994 | 1.0901 | 1.0679 | 1.0965 | 1.0642 | 1.0547 | 1.0277 | 1.0297 | 248.0035 | 0 | 495.4958 | 0 | 0 | 0 | 1 | 0 | 0 | 1.0494
308 | HVAC | Chiller | VFD on Cooling Tower Fans | Hospitals | Existing | ChoEgsd308 | 1 | 0 | 4932.1338 | 0 | GSD | 15 | 1.0063 | 0.98564 | 1.0265 | 1.0441 | 1.0994 | 1.0901 | 1.0679 | 1.0965 | 1.0642 | 1.0547 | 1.0277 | 1.0297 | 248.0035 | 0 | 637.2947 | 0 | 0 | 0 | 1 | 0 | 0 | 1.0494
308 | HVAC | Chiller | VFD on Cooling Tower Fans | Hospitals | New | ChoNgsd308 | 1 | 0 | 4932.1338 | 0 | GSD | 15 | 1.0063 | 0.98564 | 1.0265 | 1.0441 | 1.0994 | 1.0901 | 1.0679 | 1.0965 | 1.0642 | 1.0547 | 1.0277 | 1.0297 | 248.0035 | 0 | 637.2947 | 0 | 0 | 0 | 1 | 0 | 0 | 1.0494
308 | HVAC | Chiller | VFD on Cooling Tower Fans | Institutional | Existing | CinEgsd308 | 1 | 0 | 4932.1338 | 0 | GSD | 15 | 1.0063 | 0.98564 | 1.0265 | 1.0441 | 1.0994 | 1.0901 | 1.0679 | 1.0965 | 1.0642 | 1.0547 | 1.0277 | 1.0297 | 248.0035 | 0 | 721.0924 | 0 | 0 | 0 | 1 | 0 | 0 | 1.0494
308 | HVAC | Chiller | VFD on Cooling Tower Fans | Institutional | New | CinNgsd308 | 1 | 0 | 4932.1338 | 0 | GSD | 15 | 1.0063 | 0.98564 | 1.0265 | 1.0441 | 1.0994 | 1.0901 | 1.0679 | 1.0965 | 1.0642 | 1.0547 | 1.0277 | 1.0297 | 248.0035 | 0 | 721.0924 | 0 | 0 | 0 | 1 | 0 | 0 | 1.0494
308 | HVAC | Chiller | VFD on Cooling Tower Fans | Lodging/Hospitality | Existing | CloEgsd308 | 1 | 0 | 5221.6594 | 0 | GSD | 15 | 1.0063 | 0.98564 | 1.0265 | 1.0441 | 1.0994 | 1.0901 | 1.0679 | 1.0965 | 1.0642 | 1.0547 | 1.0277 | 1.0297 | 262.5618 | 0 | 536.1238 | 0 | 0 | 0 | 1 | 0 | 0 | 1.0494
308 | HVAC | Chiller | VFD on Cooling Tower Fans | Lodging/Hospitality | New | CloNgsd308 | 1 | 0 | 5221.6594 | 0 | GSD | 15 | 1.0063 | 0.98564 | 1.0265 | 1.0441 | 1.0994 | 1.0901 | 1.0679 | 1.0965 | 1.0642 | 1.0547 | 1.0277 | 1.0297 | 262.5618 | 0 | 536.1238 | 0 | 0 | 0 | 1 | 0 | 0 | 1.0494
308 | HVAC | Chiller | VFD on Cooling Tower Fans | Miscellaneous | Existing | CmiEgsd308 | 1 | 0 | 3002.444 | 0 | GSD | 15 | 1.0063 | 0.98564 | 1.0265 | 1.0441 | 1.0994 | 1.0901 | 1.0679 | 1.0965 | 1.0642 | 1.0547 | 1.0277 | 1.0297 | 150.9725 | 0 | 642.6512 | 0 | 0 | 0 | 1 | 0 | 0 | 1.0494
308 | HVAC | Chiller | VFD on Cooling Tower Fans | Miscellaneous | New | CmiNgsd308 | 1 | 0 | 3002.444 | 0 | GSD | 15 | 1.0063 | 0.98564 | 1.0265 | 1.0441 | 1.0994 | 1.0901 | 1.0679 | 1.0965 | 1.0642 | 1.0547 | 1.0277 | 1.0297 | 150.9725 | 0 | 642.6512 | 0 | 0 | 0 | 1 | 0 | 0 | 1.0494
308 | HVAC | Chiller | VFD on Cooling Tower Fans | Offices | Existing | CofEgsd308 | 1 | 0 | 3002.444 | 0 | GSD | 15 | 1.0063 | 0.98564 | 1.0265 | 1.0441 | 1.0994 | 1.0901 | 1.0679 | 1.0965 | 1.0642 | 1.0547 | 1.0277 | 1.0297 | 150.9725 | 0 | 317.3413 | 0 | 0 | 0 | 1 | 0 | 0 | 1.0494
308 | HVAC | Chiller | VFD on Cooling Tower Fans | Offices | New | CofNgsd308 | 1 | 0 | 3002.444 | 0 | GSD | 15 | 1.0063 | 0.98564 | 1.0265 | 1.0441 | 1.0994 | 1.0901 | 1.0679 | 1.0965 | 1.0642 | 1.0547 | 1.0277 | 1.0297 | 150.9725 | 0 | 317.3413 | 0 | 0 | 0 | 1 | 0 | 0 | 1.0494
308 | HVAC | Chiller | VFD on Cooling Tower Fans | Restaurants | Existing | CreEgsd308 | 1 | 0 | 3526.3542 | 0 | GSD | 15 | 1.0063 | 0.98564 | 1.0265 | 1.0441 | 1.0994 | 1.0901 | 1.0679 | 1.0965 | 1.0642 | 1.0547 | 1.0277 | 1.0297 | 177.3164 | 0 | 978.1168 | 0 | 0 | 0 | 1 | 0 | 0 | 1.0494
308 | HVAC | Chiller | VFD on Cooling Tower Fans | Restaurants | New | CreNgsd308 | 1 | 0 | 3526.3542 | 0 | GSD | 15 | 1.0063 | 0.98564 | 1.0265 | 1.0441 | 1.0994 | 1.0901 | 1.0679 | 1.0965 | 1.0642 | 1.0547 | 1.0277 | 1.0297 | 177.3164 | 0 | 978.1168 | 0 | 0 | 0 | 1 | 0 | 0 | 1.0494
308 | HVAC | Chiller | VFD on Cooling Tower Fans | Retail | Existing | CrtEgsd308 | 1 | 0 | 3002.444 | 0 | GSD | 15 | 1.0063 | 0.98564 | 1.0265 | 1.0441 | 1.0994 | 1.0901 | 1.0679 | 1.0965 | 1.0642 | 1.0547 | 1.0277 | 1.0297 | 150.9725 | 0 | 847.13 | 0 | 0 | 0 | 1 | 0 | 0 | 1.0494
308 | HVAC | Chiller | VFD on Cooling Tower Fans | Retail | New | CrtNgsd308 | 1 | 0 | 3002.444 | 0 | GSD | 15 | 1.0063 | 0.98564 | 1.0265 | 1.0441 | 1.0994 | 1.0901 | 1.0679 | 1.0965 | 1.0642 | 1.0547 | 1.0277 | 1.0297 | 150.9725 | 0 | 847.13 | 0 | 0 | 0 | 1 | 0 | 0 | 1.0494
308 | HVAC | Chiller | VFD on Cooling Tower Fans | Schools K-12 | Existing | CscEgsd308 | 1 | 0 | 3002.444 | 0 | GSD | 15 | 1.0063 | 0.98564 | 1.0265 | 1.0441 | 1.0994 | 1.0901 | 1.0679 | 1.0965 | 1.0642 | 1.0547 | 1.0277 | 1.0297 | 150.9725 | 0 | 724.6502 | 0 | 0 | 0 | 1 | 0 | 0 | 1.0494
308 | HVAC | Chiller | VFD on Cooling Tower Fans | Schools K-12 | New | CscNgsd308 | 1 | 0 | 3002.444 | 0 | GSD | 15 | 1.0063 | 0.98564 | 1.0265 | 1.0441 | 1.0994 | 1.0901 | 1.0679 | 1.0965 | 1.0642 | 1.0547 | 1.0277 | 1.0297 | 150.9725 | 0 | 724.6502 | 0 | 0 | 0 | 1 | 0 | 0 | 1.0494
308 | HVAC | Chiller | VFD on Cooling Tower Fans | Warehouse | Existing | CwaEgsd308 | 1 | 0 | 3002.444 | 0 | GSD | 15 | 1.0063 | 0.98564 | 1.0265 | 1.0441 | 1.0994 | 1.0901 | 1.0679 | 1.0965 | 1.0642 | 1.0547 | 1.0277 | 1.0297 | 150.9725 | 0 | 2492.9873 | 0 | 0 | 0 | 1 | 0 | 0 | 1.0494
308 | HVAC | Chiller | VFD on Cooling Tower Fans | Warehouse | New | CwaNgsd308 | 1 | 0 | 3002.444 | 0 | GSD | 15 | 1.0063 | 0.98564 | 1.0265 | 1.0441 | 1.0994 | 1.0901 | 1.0679 | 1.0965 | 1.0642 | 1.0547 | 1.0277 | 1.0297 | 150.9725 | 0 | 2492.9873 | 0 | 0 | 0 | 1 | 0 | 0 | 1.0494
309 | HVAC | Chiller | VFD on HVAC Pump | Assembly | Existing | CasEgsd309 | 1 | 15.5506 | 9828.4071 | 0 | GSD | 15 | 1.0063 | 0.98564 | 1.0265 | 1.0441 | 1.0994 | 1.0901 | 1.0679 | 1.0965 | 1.0642 | 1.0547 | 1.0277 | 1.0297 | 494.2038 | 0 | 5524.5896 | 0 | 0 | 0 | 1 | 0 | 0 | 1.0494
309 | HVAC | Chiller | VFD on HVAC Pump | Assembly | New | CasNgsd309 | 1 | 15.5506 | 9828.4071 | 0 | GSD | 15 | 1.0063 | 0.98564 | 1.0265 | 1.0441 | 1.0994 | 1.0901 | 1.0679 | 1.0965 | 1.0642 | 1.0547 | 1.0277 | 1.0297 | 494.2038 | 0 | 5524.5896 | 0 | 0 | 0 | 1 | 0 | 0 | 1.0494
309 | HVAC | Chiller | VFD on HVAC Pump | College and University | Existing | CcoEgsd309 | 1 | 1.6352 | 13431.4324 | 0 | GSD | 15 | 1.0063 | 0.98564 | 1.0265 | 1.0441 | 1.0994 | 1.0901 | 1.0679 | 1.0965 | 1.0642 | 1.0547 | 1.0277 | 1.0297 | 675.3754 | 0 | 4800.0113 | 0 | 0 | 0 | 1 | 0 | 0 | 1.0494
309 | HVAC | Chiller | VFD on HVAC Pump | College and University | New | CcoNgsd309 | 1 | 1.6352 | 13431.4324 | 0 | GSD | 15 | 1.0063 | 0.98564 | 1.0265 | 1.0441 | 1.0994 | 1.0901 | 1.0679 | 1.0965 | 1.0642 | 1.0547 | 1.0277 | 1.0297 | 675.3754 | 0 | 4800.0113 | 0 | 0 | 0 | 1 | 0 | 0 | 1.0494
309 | HVAC | Chiller | VFD on HVAC Pump | Data Center | Existing | CdaEgsd309 | 1 | 0.94889 | 9864.2677 | 0 | GSD | 15 | 1.0063 | 0.98564 | 1.0265 | 1.0441 | 1.0994 | 1.0901 | 1.0679 | 1.0965 | 1.0642 | 1.0547 | 1.0277 | 1.0297 | 496.007 | 0 | 2227.3929 | 0 | 0 | 0 | 1 | 0 | 0 | 1.0494
309 | HVAC | Chiller | VFD on HVAC Pump | Data Center | New | CdaNgsd309 | 1 | 0.94889 | 9864.2677 | 0 | GSD | 15 | 1.0063 | 0.98564 | 1.0265 | 1.0441 | 1.0994 | 1.0901 | 1.0679 | 1.0965 | 1.0642 | 1.0547 | 1.0277 | 1.0297 | 496.007 | 0 | 2227.3929 | 0 | 0 | 0 | 1 | 0 | 0 | 1.0494
309 | HVAC | Chiller | VFD on HVAC Pump | Grocery | Existing | CgrEgsd309 | 1 | 3.6921 | 8330.4348 | 0 | GSD | 15 | 1.0063 | 0.98564 | 1.0265 | 1.0441 | 1.0994 | 1.0901 | 1.0679 | 1.0965 | 1.0642 | 1.0547 | 1.0277 | 1.0297 | 418.8809 | 0 | 2550.3795 | 0 | 0 | 0 | 1 | 0 | 0 | 1.0494
309 | HVAC | Chiller | VFD on HVAC Pump | Grocery | New | CgrNgsd309 | 1 | 3.6921 | 8330.4348 | 0 | GSD | 15 | 1.0063 | 0.98564 | 1.0265 | 1.0441 | 1.0994 | 1.0901 | 1.0679 | 1.0965 | 1.0642 | 1.0547 | 1.0277 | 1.0297 | 418.8809 | 0 | 2550.3795 | 0 | 0 | 0 | 1 | 0 | 0 | 1.0494
309 | HVAC | Chiller | VFD on HVAC Pump | Healthcare | Existing | CheEgsd309 | 1 | 1.3061 | 11721.1866 | 0 | GSD | 15 | 1.0063 | 0.98564 | 1.0265 | 1.0441 | 1.0994 | 1.0901 | 1.0679 | 1.0965 | 1.0642 | 1.0547 | 1.0277 | 1.0297 | 589.3788 | 0 | 3065.993 | 0 | 0 | 0 | 1 | 0 | 0 | 1.0494
309 | HVAC | Chiller | VFD on HVAC Pump | Healthcare | New | CheNgsd309 | 1 | 1.3061 | 11721.1866 | 0 | GSD | 15 | 1.0063 | 0.98564 | 1.0265 | 1.0441 | 1.0994 | 1.0901 | 1.0679 | 1.0965 | 1.0642 | 1.0547 | 1.0277 | 1.0297 | 589.3788 | 0 | 3065.993 | 0 | 0 | 0 | 1 | 0 | 0 | 1.0494
309 | HVAC | Chiller | VFD on HVAC Pump | Hospitals | Existing | ChoEgsd309 | 1 | 0.56132 | 7849.7308 | 0 | GSD | 15 | 1.0063 | 0.98564 | 1.0265 | 1.0441 | 1.0994 | 1.0901 | 1.0679 | 1.0965 | 1.0642 | 1.0547 | 1.0277 | 1.0297 | 394.7096 | 0 | 3943.401 | 0 | 0 | 0 | 1 | 0 | 0 | 1.0494
309 | HVAC | Chiller | VFD on HVAC Pump | Hospitals | New | ChoNgsd309 | 1 | 0.56132 | 7849.7308 | 0 | GSD | 15 | 1.0063 | 0.98564 | 1.0265 | 1.0441 | 1.0994 | 1.0901 | 1.0679 | 1.0965 | 1.0642 | 1.0547 | 1.0277 | 1.0297 | 394.7096 | 0 | 3943.401 | 0 | 0 | 0 | 1 | 0 | 0 | 1.0494
309 | HVAC | Chiller | VFD on HVAC Pump | Institutional | Existing | CinEgsd309 | 1 | 1.0222 | 10245.4682 | 0 | GSD | 15 | 1.0063 | 0.98564 | 1.0265 | 1.0441 | 1.0994 | 1.0901 | 1.0679 | 1.0965 | 1.0642 | 1.0547 | 1.0277 | 1.0297 | 515.1749 | 0 | 4461.909 | 0 | 0 | 0 | 1 | 0 | 0 | 1.0494
309 | HVAC | Chiller | VFD on HVAC Pump | Institutional | New | CinNgsd309 | 1 | 1.0222 | 10245.4682 | 0 | GSD | 15 | 1.0063 | 0.98564 | 1.0265 | 1.0441 | 1.0994 | 1.0901 | 1.0679 | 1.0965 | 1.0642 | 1.0547 | 1.0277 | 1.0297 | 515.1749 | 0 | 4461.909 | 0 | 0 | 0 | 1 | 0 | 0 | 1.0494
309 | HVAC | Chiller | VFD on HVAC Pump | Lodging/Hospitality | Existing | CloEgsd309 | 1 | 3.502 | 10538.0901 | 0 | GSD | 15 | 1.0063 | 0.98564 | 1.0265 | 1.0441 | 1.0994 | 1.0901 | 1.0679 | 1.0965 | 1.0642 | 1.0547 | 1.0277 | 1.0297 | 529.8889 | 0 | 3317.3901 | 0 | 0 | 0 | 1 | 0 | 0 | 1.0494
309 | HVAC | Chiller | VFD on HVAC Pump | Lodging/Hospitality | New | CloNgsd309 | 1 | 3.502 | 10538.0901 | 0 | GSD | 15 | 1.0063 | 0.98564 | 1.0265 | 1.0441 | 1.0994 | 1.0901 | 1.0679 | 1.0965 | 1.0642 | 1.0547 | 1.0277 | 1.0297 | 529.8889 | 0 | 3317.3901 | 0 | 0 | 0 | 1 | 0 | 0 | 1.0494
309 | HVAC | Chiller | VFD on HVAC Pump | Miscellaneous | Existing | CmiEgsd309 | 1 | 11.5366 | 8066.4712 | 0 | GSD | 15 | 1.0063 | 0.98564 | 1.0265 | 1.0441 | 1.0994 | 1.0901 | 1.0679 | 1.0965 | 1.0642 | 1.0547 | 1.0277 | 1.0297 | 405.608 | 0 | 3976.5419 | 0 | 0 | 0 | 1 | 0 | 0 | 1.0494
309 | HVAC | Chiller | VFD on HVAC Pump | Miscellaneous | New | CmiNgsd309 | 1 | 11.5366 | 8066.4712 | 0 | GSD | 15 | 1.0063 | 0.98564 | 1.0265 | 1.0441 | 1.0994 | 1.0901 | 1.0679 | 1.0965 | 1.0642 | 1.0547 | 1.0277 | 1.0297 | 405.608 | 0 | 3976.5419 | 0 | 0 | 0 | 1 | 0 | 0 | 1.0494
309 | HVAC | Chiller | VFD on HVAC Pump | Offices | Existing | CofEgsd309 | 1 | 4.7515 | 5088.1282 | 0 | GSD | 15 | 1.0063 | 0.98564 | 1.0265 | 1.0441 | 1.0994 | 1.0901 | 1.0679 | 1.0965 | 1.0642 | 1.0547 | 1.0277 | 1.0297 | 255.8474 | 0 | 1963.6197 | 0 | 0 | 0 | 1 | 0 | 0 | 1.0494
309 | HVAC | Chiller | VFD on HVAC Pump | Offices | New | CofNgsd309 | 1 | 4.7515 | 5088.1282 | 0 | GSD | 15 | 1.0063 | 0.98564 | 1.0265 | 1.0441 | 1.0994 | 1.0901 | 1.0679 | 1.0965 | 1.0642 | 1.0547 | 1.0277 | 1.0297 | 255.8474 | 0 | 1963.6197 | 0 | 0 | 0 | 1 | 0 | 0 | 1.0494
309 | HVAC | Chiller | VFD on HVAC Pump | Restaurants | Existing | CreEgsd309 | 1 | 4.0869 | 8844.1706 | 0 | GSD | 15 | 1.0063 | 0.98564 | 1.0265 | 1.0441 | 1.0994 | 1.0901 | 1.0679 | 1.0965 | 1.0642 | 1.0547 | 1.0277 | 1.0297 | 444.7132 | 0 | 6052.2862 | 0 | 0 | 0 | 1 | 0 | 0 | 1.0494
309 | HVAC | Chiller | VFD on HVAC Pump | Restaurants | New | CreNgsd309 | 1 | 4.0869 | 8844.1706 | 0 | GSD | 15 | 1.0063 | 0.98564 | 1.0265 | 1.0441 | 1.0994 | 1.0901 | 1.0679 | 1.0965 | 1.0642 | 1.0547 | 1.0277 | 1.0297 | 444.7132 | 0 | 6052.2862 | 0 | 0 | 0 | 1 | 0 | 0 | 1.0494
309 | HVAC | Chiller | VFD on HVAC Pump | Retail | Existing | CrtEgsd309 | 1 | 13.508 | 8931.8296 | 0 | GSD | 15 | 1.0063 | 0.98564 | 1.0265 | 1.0441 | 1.0994 | 1.0901 | 1.0679 | 1.0965 | 1.0642 | 1.0547 | 1.0277 | 1.0297 | 449.121 | 0 | 5241.8241 | 0 | 0 | 0 | 1 | 0 | 0 | 1.0494
309 | HVAC | Chiller | VFD on HVAC Pump | Retail | New | CrtNgsd309 | 1 | 13.508 | 8931.8296 | 0 | GSD | 15 | 1.0063 | 0.98564 | 1.0265 | 1.0441 | 1.0994 | 1.0901 | 1.0679 | 1.0965 | 1.0642 | 1.0547 | 1.0277 | 1.0297 | 449.121 | 0 | 5241.8241 | 0 | 0 | 0 | 1 | 0 | 0 | 1.0494
309 | HVAC | Chiller | VFD on HVAC Pump | Schools K-12 | Existing | CscEgsd309 | 1 | 15.565 | 9834.753 | 0 | GSD | 15 | 1.0063 | 0.98564 | 1.0265 | 1.0441 | 1.0994 | 1.0901 | 1.0679 | 1.0965 | 1.0642 | 1.0547 | 1.0277 | 1.0297 | 494.5229 | 0 | 4483.9463 | 0 | 0 | 0 | 1 | 0 | 0 | 1.0494
309 | HVAC | Chiller | VFD on HVAC Pump | Schools K-12 | New | CscNgsd309 | 1 | 15.565 | 9834.753 | 0 | GSD | 15 | 1.0063 | 0.98564 | 1.0265 | 1.0441 | 1.0994 | 1.0901 | 1.0679 | 1.0965 | 1.0642 | 1.0547 | 1.0277 | 1.0297 | 494.5229 | 0 | 4483.9463 | 0 | 0 | 0 | 1 | 0 | 0 | 1.0494
309 | HVAC | Chiller | VFD on HVAC Pump | Warehouse | Existing | CwaEgsd309 | 1 | 40.9155 | 20962.3919 | 0 | GSD | 15 | 1.0063 | 0.98564 | 1.0265 | 1.0441 | 1.0994 | 1.0901 | 1.0679 | 1.0965 | 1.0642 | 1.0547 | 1.0277 | 1.0297 | 1054.0562 | 0 | 15425.8242 | 0 | 0 | 0 | 1 | 0 | 0 | 1.0494
309 | HVAC | Chiller | VFD on HVAC Pump | Warehouse | New | CwaNgsd309 | 1 | 40.9155 | 20962.3919 | 0 | GSD | 15 | 1.0063 | 0.98564 | 1.0265 | 1.0441 | 1.0994 | 1.0901 | 1.0679 | 1.0965 | 1.0642 | 1.0547 | 1.0277 | 1.0297 | 1054.0562 | 0 | 15425.8242 | 0 | 0 | 0 | 1 | 0 | 0 | 1.0494
310 | HVAC | Controls | Advanced Rooftop Controller | Assembly | Existing | CasEgsd310 | 1 | 0.7121 | 3545.5611 | 0 | GSD | 15 | 1 | 1 | 1 | 1 | 1 | 1 | 1 | 1 | 1 | 1 | 1 | 1 | 178.2822 | 0 | 3948.5877 | 0 | 0 | 0 | 1 | 0 | 0 | 1
310 | HVAC | Controls | Advanced Rooftop Controller | Assembly | New | CasNgsd310 | 1 | 0.7121 | 3545.5611 | 0 | GSD | 15 | 1 | 1 | 1 | 1 | 1 | 1 | 1 | 1 | 1 | 1 | 1 | 1 | 178.2822 | 0 | 3948.5877 | 0 | 0 | 0 | 1 | 0 | 0 | 1
310 | HVAC | Controls | Advanced Rooftop Controller | College and University | Existing | CcoEgsd310 | 1 | 0.7896 | 6851.7404 | 0 | GSD | 15 | 1 | 1 | 1 | 1 | 1 | 1 | 1 | 1 | 1 | 1 | 1 | 1 | 344.5274 | 0 | 7630.583 | 0 | 0 | 0 | 1 | 0 | 0 | 1
310 | HVAC | Controls | Advanced Rooftop Controller | College and University | New | CcoNgsd310 | 1 | 0.7896 | 6851.7404 | 0 | GSD | 15 | 1 | 1 | 1 | 1 | 1 | 1 | 1 | 1 | 1 | 1 | 1 | 1 | 344.5274 | 0 | 7630.583 | 0 | 0 | 0 | 1 | 0 | 0 | 1
310 | HVAC | Controls | Advanced Rooftop Controller | Data Center | Existing | CdaEgsd310 | 1 | 0.7896 | 6851.7404 | 0 | GSD | 15 | 1 | 1 | 1 | 1 | 1 | 1 | 1 | 1 | 1 | 1 | 1 | 1 | 344.5274 | 0 | 7630.583 | 0 | 0 | 0 | 1 | 0 | 0 | 1
310 | HVAC | Controls | Advanced Rooftop Controller | Data Center | New | CdaNgsd310 | 1 | 0.7896 | 6851.7404 | 0 | GSD | 15 | 1 | 1 | 1 | 1 | 1 | 1 | 1 | 1 | 1 | 1 | 1 | 1 | 344.5274 | 0 | 7630.583 | 0 | 0 | 0 | 1 | 0 | 0 | 1
310 | HVAC | Controls | Advanced Rooftop Controller | Grocery | Existing | CgrEgsd310 | 1 | 0.74481 | 4506.7038 | 0 | GSD | 15 | 1 | 1 | 1 | 1 | 1 | 1 | 1 | 1 | 1 | 1 | 1 | 1 | 226.6115 | 0 | 5018.9617 | 0 | 0 | 0 | 1 | 0 | 0 | 1
310 | HVAC | Controls | Advanced Rooftop Controller | Grocery | New | CgrNgsd310 | 1 | 0.74481 | 4506.7038 | 0 | GSD | 15 | 1 | 1 | 1 | 1 | 1 | 1 | 1 | 1 | 1 | 1 | 1 | 1 | 226.6115 | 0 | 5018.9617 | 0 | 0 | 0 | 1 | 0 | 0 | 1
310 | HVAC | Controls | Advanced Rooftop Controller | Healthcare | Existing | CheEgsd310 | 1 | 0.7896 | 6851.7404 | 0 | GSD | 15 | 1 | 1 | 1 | 1 | 1 | 1 | 1 | 1 | 1 | 1 | 1 | 1 | 344.5274 | 0 | 7630.583 | 0 | 0 | 0 | 1 | 0 | 0 | 1
310 | HVAC | Controls | Advanced Rooftop Controller | Healthcare | New | CheNgsd310 | 1 | 0.7896 | 6851.7404 | 0 | GSD | 15 | 1 | 1 | 1 | 1 | 1 | 1 | 1 | 1 | 1 | 1 | 1 | 1 | 344.5274 | 0 | 7630.583 | 0 | 0 | 0 | 1 | 0 | 0 | 1
310 | HVAC | Controls | Advanced Rooftop Controller | Hospitals | Existing | ChoEgsd310 | 1 | 0.7896 | 6851.7404 | 0 | GSD | 15 | 1 | 1 | 1 | 1 | 1 | 1 | 1 | 1 | 1 | 1 | 1 | 1 | 344.5274 | 0 | 7630.583 | 0 | 0 | 0 | 1 | 0 | 0 | 1
310 | HVAC | Controls | Advanced Rooftop Controller | Hospitals | New | ChoNgsd310 | 1 | 0.7896 | 6851.7404 | 0 | GSD | 15 | 1 | 1 | 1 | 1 | 1 | 1 | 1 | 1 | 1 | 1 | 1 | 1 | 344.5274 | 0 | 7630.583 | 0 | 0 | 0 | 1 | 0 | 0 | 1
310 | HVAC | Controls | Advanced Rooftop Controller | Institutional | Existing | CinEgsd310 | 1 | 0.7896 | 6851.7404 | 0 | GSD | 15 | 1 | 1 | 1 | 1 | 1 | 1 | 1 | 1 | 1 | 1 | 1 | 1 | 344.5274 | 0 | 7630.5487 | 0 | 0 | 0 | 1 | 0 | 0 | 1
310 | HVAC | Controls | Advanced Rooftop Controller | Institutional | New | CinNgsd310 | 1 | 0.7896 | 6851.7404 | 0 | GSD | 15 | 1 | 1 | 1 | 1 | 1 | 1 | 1 | 1 | 1 | 1 | 1 | 1 | 344.5274 | 0 | 7630.5487 | 0 | 0 | 0 | 1 | 0 | 0 | 1
310 | HVAC | Controls | Advanced Rooftop Controller | Lodging/Hospitality | Existing | CloEgsd310 | 1 | 0.41054 | 5522.7016 | 0 | GSD | 15 | 1 | 1 | 1 | 1 | 1 | 1 | 1 | 1 | 1 | 1 | 1 | 1 | 277.6991 | 0 | 6150.4436 | 0 | 0 | 0 | 1 | 0 | 0 | 1
310 | HVAC | Controls | Advanced Rooftop Controller | Lodging/Hospitality | New | CloNgsd310 | 1 | 0.41054 | 5522.7016 | 0 | GSD | 15 | 1 | 1 | 1 | 1 | 1 | 1 | 1 | 1 | 1 | 1 | 1 | 1 | 277.6991 | 0 | 6150.4436 | 0 | 0 | 0 | 1 | 0 | 0 | 1
310 | HVAC | Controls | Advanced Rooftop Controller | Miscellaneous | Existing | CmiEgsd310 | 1 | 0.7121 | 3545.5611 | 0 | GSD | 15 | 1 | 1 | 1 | 1 | 1 | 1 | 1 | 1 | 1 | 1 | 1 | 1 | 178.2822 | 0 | 3948.5877 | 0 | 0 | 0 | 1 | 0 | 0 | 1
310 | HVAC | Controls | Advanced Rooftop Controller | Miscellaneous | New | CmiNgsd310 | 1 | 0.7121 | 3545.5611 | 0 | GSD | 15 | 1 | 1 | 1 | 1 | 1 | 1 | 1 | 1 | 1 | 1 | 1 | 1 | 178.2822 | 0 | 3948.5877 | 0 | 0 | 0 | 1 | 0 | 0 | 1
310 | HVAC | Controls | Advanced Rooftop Controller | Offices | Existing | CofEgsd310 | 1 | 0.7121 | 3545.5611 | 0 | GSD | 15 | 1 | 1 | 1 | 1 | 1 | 1 | 1 | 1 | 1 | 1 | 1 | 1 | 178.2822 | 0 | 3948.5877 | 0 | 0 | 0 | 1 | 0 | 0 | 1
310 | HVAC | Controls | Advanced Rooftop Controller | Offices | New | CofNgsd310 | 1 | 0.7121 | 3545.5611 | 0 | GSD | 15 | 1 | 1 | 1 | 1 | 1 | 1 | 1 | 1 | 1 | 1 | 1 | 1 | 178.2822 | 0 | 3948.5877 | 0 | 0 | 0 | 1 | 0 | 0 | 1
310 | HVAC | Controls | Advanced Rooftop Controller | Restaurants | Existing | CreEgsd310 | 1 | 0.74481 | 4506.7038 | 0 | GSD | 15 | 1 | 1 | 1 | 1 | 1 | 1 | 1 | 1 | 1 | 1 | 1 | 1 | 226.6115 | 0 | 5018.9843 | 0 | 0 | 0 | 1 | 0 | 0 | 1
310 | HVAC | Controls | Advanced Rooftop Controller | Restaurants | New | CreNgsd310 | 1 | 0.74481 | 4506.7038 | 0 | GSD | 15 | 1 | 1 | 1 | 1 | 1 | 1 | 1 | 1 | 1 | 1 | 1 | 1 | 226.6115 | 0 | 5018.9843 | 0 | 0 | 0 | 1 | 0 | 0 | 1
310 | HVAC | Controls | Advanced Rooftop Controller | Retail | Existing | CrtEgsd310 | 1 | 0.7121 | 3545.5611 | 0 | GSD | 15 | 1 | 1 | 1 | 1 | 1 | 1 | 1 | 1 | 1 | 1 | 1 | 1 | 178.2822 | 0 | 3948.57 | 0 | 0 | 0 | 1 | 0 | 0 | 1
310 | HVAC | Controls | Advanced Rooftop Controller | Retail | New | CrtNgsd310 | 1 | 0.7121 | 3545.5611 | 0 | GSD | 15 | 1 | 1 | 1 | 1 | 1 | 1 | 1 | 1 | 1 | 1 | 1 | 1 | 178.2822 | 0 | 3948.57 | 0 | 0 | 0 | 1 | 0 | 0 | 1
310 | HVAC | Controls | Advanced Rooftop Controller | Schools K-12 | Existing | CscEgsd310 | 1 | 0.7121 | 3545.5611 | 0 | GSD | 15 | 1 | 1 | 1 | 1 | 1 | 1 | 1 | 1 | 1 | 1 | 1 | 1 | 178.2822 | 0 | 3948.5877 | 0 | 0 | 0 | 1 | 0 | 0 | 1
310 | HVAC | Controls | Advanced Rooftop Controller | Schools K-12 | New | CscNgsd310 | 1 | 0.7121 | 3545.5611 | 0 | GSD | 15 | 1 | 1 | 1 | 1 | 1 | 1 | 1 | 1 | 1 | 1 | 1 | 1 | 178.2822 | 0 | 3948.5877 | 0 | 0 | 0 | 1 | 0 | 0 | 1
310 | HVAC | Controls | Advanced Rooftop Controller | Warehouse | Existing | CwaEgsd310 | 1 | 0.7121 | 3545.5611 | 0 | GSD | 15 | 1 | 1 | 1 | 1 | 1 | 1 | 1 | 1 | 1 | 1 | 1 | 1 | 178.2822 | 0 | 3948.57 | 0 | 0 | 0 | 1 | 0 | 0 | 1
310 | HVAC | Controls | Advanced Rooftop Controller | Warehouse | New | CwaNgsd310 | 1 | 0.7121 | 3545.5611 | 0 | GSD | 15 | 1 | 1 | 1 | 1 | 1 | 1 | 1 | 1 | 1 | 1 | 1 | 1 | 178.2822 | 0 | 3948.57 | 0 | 0 | 0 | 1 | 0 | 0 | 1
311 | HVAC | Controls | Facility Commissioning_SC | Assembly | Existing | CasEgsd311 | 1 | 0 | 3002.444 | 0 | GSD | 10 | 1 | 1 | 1 | 1 | 1 | 1 | 1 | 1 | 1 | 1 | 1 | 1 | 150.9725 | 0 | 3364.1374 | 0 | 0 | 0 | 1 | 0 | 0 | 1
311 | HVAC | Controls | Facility Commissioning_SC | Assembly | New | CasNgsd311 | 1 | 0 | 3002.444 | 0 | GSD | 10 | 1 | 1 | 1 | 1 | 1 | 1 | 1 | 1 | 1 | 1 | 1 | 1 | 150.9725 | 0 | 3364.1374 | 0 | 0 | 0 | 1 | 0 | 0 | 1
311 | HVAC | Controls | Facility Commissioning_SC | College and University | Existing | CcoEgsd311 | 1 | 0 | 4932.1338 | 0 | GSD | 10 | 1 | 1 | 1 | 1 | 1 | 1 | 1 | 1 | 1 | 1 | 1 | 1 | 248.0035 | 0 | 14335.6689 | 0 | 0 | 0 | 1 | 0 | 0 | 1
311 | HVAC | Controls | Facility Commissioning_SC | College and University | New | CcoNgsd311 | 1 | 0 | 4932.1338 | 0 | GSD | 10 | 1 | 1 | 1 | 1 | 1 | 1 | 1 | 1 | 1 | 1 | 1 | 1 | 248.0035 | 0 | 14335.6689 | 0 | 0 | 0 | 1 | 0 | 0 | 1
311 | HVAC | Controls | Facility Commissioning_SC | Data Center | Existing | CdaEgsd311 | 1 | 0 | 4932.1338 | 0 | GSD | 10 | 1 | 1 | 1 | 1 | 1 | 1 | 1 | 1 | 1 | 1 | 1 | 1 | 248.0035 | 0 | 10839.1669 | 0 | 0 | 0 | 1 | 0 | 0 | 1
311 | HVAC | Controls | Facility Commissioning_SC | Data Center | New | CdaNgsd311 | 1 | 0 | 4932.1338 | 0 | GSD | 10 | 1 | 1 | 1 | 1 | 1 | 1 | 1 | 1 | 1 | 1 | 1 | 1 | 248.0035 | 0 | 10839.1669 | 0 | 0 | 0 | 1 | 0 | 0 | 1
311 | HVAC | Controls | Facility Commissioning_SC | Grocery | Existing | CgrEgsd311 | 1 | 0 | 3526.3542 | 0 | GSD | 10 | 1 | 1 | 1 | 1 | 1 | 1 | 1 | 1 | 1 | 1 | 1 | 1 | 177.3164 | 0 | 3673.286 | 0 | 0 | 0 | 1 | 0 | 0 | 1
311 | HVAC | Controls | Facility Commissioning_SC | Grocery | New | CgrNgsd311 | 1 | 0 | 3526.3542 | 0 | GSD | 10 | 1 | 1 | 1 | 1 | 1 | 1 | 1 | 1 | 1 | 1 | 1 | 1 | 177.3164 | 0 | 3673.286 | 0 | 0 | 0 | 1 | 0 | 0 | 1
311 | HVAC | Controls | Facility Commissioning_SC | Healthcare | Existing | CheEgsd311 | 1 | 0 | 4932.1338 | 0 | GSD | 10 | 1 | 1 | 1 | 1 | 1 | 1 | 1 | 1 | 1 | 1 | 1 | 1 | 248.0035 | 0 | 7386.2469 | 0 | 0 | 0 | 1 | 0 | 0 | 1
311 | HVAC | Controls | Facility Commissioning_SC | Healthcare | New | CheNgsd311 | 1 | 0 | 4932.1338 | 0 | GSD | 10 | 1 | 1 | 1 | 1 | 1 | 1 | 1 | 1 | 1 | 1 | 1 | 1 | 248.0035 | 0 | 7386.2469 | 0 | 0 | 0 | 1 | 0 | 0 | 1
311 | HVAC | Controls | Facility Commissioning_SC | Hospitals | Existing | ChoEgsd311 | 1 | 0 | 4932.1338 | 0 | GSD | 10 | 1 | 1 | 1 | 1 | 1 | 1 | 1 | 1 | 1 | 1 | 1 | 1 | 248.0035 | 0 | 2893.581 | 0 | 0 | 0 | 1 | 0 | 0 | 1
311 | HVAC | Controls | Facility Commissioning_SC | Hospitals | New | ChoNgsd311 | 1 | 0 | 4932.1338 | 0 | GSD | 10 | 1 | 1 | 1 | 1 | 1 | 1 | 1 | 1 | 1 | 1 | 1 | 1 | 248.0035 | 0 | 2893.581 | 0 | 0 | 0 | 1 | 0 | 0 | 1
311 | HVAC | Controls | Facility Commissioning_SC | Institutional | Existing | CinEgsd311 | 1 | 0 | 4932.1338 | 0 | GSD | 10 | 1 | 1 | 1 | 1 | 1 | 1 | 1 | 1 | 1 | 1 | 1 | 1 | 248.0035 | 0 | 16876.1668 | 0 | 0 | 0 | 1 | 0 | 0 | 1
311 | HVAC | Controls | Facility Commissioning_SC | Institutional | New | CinNgsd311 | 1 | 0 | 4932.1338 | 0 | GSD | 10 | 1 | 1 | 1 | 1 | 1 | 1 | 1 | 1 | 1 | 1 | 1 | 1 | 248.0035 | 0 | 16876.1668 | 0 | 0 | 0 | 1 | 0 | 0 | 1
311 | HVAC | Controls | Facility Commissioning_SC | Lodging/Hospitality | Existing | CloEgsd311 | 1 | 0 | 5221.6594 | 0 | GSD | 10 | 1 | 1 | 1 | 1 | 1 | 1 | 1 | 1 | 1 | 1 | 1 | 1 | 262.5618 | 0 | 7057.4004 | 0 | 0 | 0 | 1 | 0 | 0 | 1
311 | HVAC | Controls | Facility Commissioning_SC | Lodging/Hospitality | New | CloNgsd311 | 1 | 0 | 5221.6594 | 0 | GSD | 10 | 1 | 1 | 1 | 1 | 1 | 1 | 1 | 1 | 1 | 1 | 1 | 1 | 262.5618 | 0 | 7057.4004 | 0 | 0 | 0 | 1 | 0 | 0 | 1
311 | HVAC | Controls | Facility Commissioning_SC | Miscellaneous | Existing | CmiEgsd311 | 1 | 0 | 3002.444 | 0 | GSD | 10 | 1 | 1 | 1 | 1 | 1 | 1 | 1 | 1 | 1 | 1 | 1 | 1 | 150.9725 | 0 | 12068.3755 | 0 | 0 | 0 | 1 | 0 | 0 | 1
311 | HVAC | Controls | Facility Commissioning_SC | Miscellaneous | New | CmiNgsd311 | 1 | 0 | 3002.444 | 0 | GSD | 10 | 1 | 1 | 1 | 1 | 1 | 1 | 1 | 1 | 1 | 1 | 1 | 1 | 150.9725 | 0 | 12068.3755 | 0 | 0 | 0 | 1 | 0 | 0 | 1
311 | HVAC | Controls | Facility Commissioning_SC | Offices | Existing | CofEgsd311 | 1 | 0 | 3002.444 | 0 | GSD | 10 | 1 | 1 | 1 | 1 | 1 | 1 | 1 | 1 | 1 | 1 | 1 | 1 | 150.9725 | 0 | 4311.2794 | 0 | 0 | 0 | 1 | 0 | 0 | 1
311 | HVAC | Controls | Facility Commissioning_SC | Offices | New | CofNgsd311 | 1 | 0 | 3002.444 | 0 | GSD | 10 | 1 | 1 | 1 | 1 | 1 | 1 | 1 | 1 | 1 | 1 | 1 | 1 | 150.9725 | 0 | 4311.2794 | 0 | 0 | 0 | 1 | 0 | 0 | 1
311 | HVAC | Controls | Facility Commissioning_SC | Restaurants | Existing | CreEgsd311 | 1 | 0 | 3526.3542 | 0 | GSD | 10 | 1 | 1 | 1 | 1 | 1 | 1 | 1 | 1 | 1 | 1 | 1 | 1 | 177.3164 | 0 | 2022.743 | 0 | 0 | 0 | 1 | 0 | 0 | 1
311 | HVAC | Controls | Facility Commissioning_SC | Restaurants | New | CreNgsd311 | 1 | 0 | 3526.3542 | 0 | GSD | 10 | 1 | 1 | 1 | 1 | 1 | 1 | 1 | 1 | 1 | 1 | 1 | 1 | 177.3164 | 0 | 2022.743 | 0 | 0 | 0 | 1 | 0 | 0 | 1
311 | HVAC | Controls | Facility Commissioning_SC | Retail | Existing | CrtEgsd311 | 1 | 0 | 3002.444 | 0 | GSD | 10 | 1 | 1 | 1 | 1 | 1 | 1 | 1 | 1 | 1 | 1 | 1 | 1 | 150.9725 | 0 | 5096.3783 | 0 | 0 | 0 | 1 | 0 | 0 | 1
311 | HVAC | Controls | Facility Commissioning_SC | Retail | New | CrtNgsd311 | 1 | 0 | 3002.444 | 0 | GSD | 10 | 1 | 1 | 1 | 1 | 1 | 1 | 1 | 1 | 1 | 1 | 1 | 1 | 150.9725 | 0 | 5096.3783 | 0 | 0 | 0 | 1 | 0 | 0 | 1
311 | HVAC | Controls | Facility Commissioning_SC | Schools K-12 | Existing | CscEgsd311 | 1 | 0 | 3002.444 | 0 | GSD | 10 | 1 | 1 | 1 | 1 | 1 | 1 | 1 | 1 | 1 | 1 | 1 | 1 | 150.9725 | 0 | 4221.5774 | 0 | 0 | 0 | 1 | 0 | 0 | 1
311 | HVAC | Controls | Facility Commissioning_SC | Schools K-12 | New | CscNgsd311 | 1 | 0 | 3002.444 | 0 | GSD | 10 | 1 | 1 | 1 | 1 | 1 | 1 | 1 | 1 | 1 | 1 | 1 | 1 | 150.9725 | 0 | 4221.5774 | 0 | 0 | 0 | 1 | 0 | 0 | 1
311 | HVAC | Controls | Facility Commissioning_SC | Warehouse | Existing | CwaEgsd311 | 1 | 0 | 3002.444 | 0 | GSD | 10 | 1 | 1 | 1 | 1 | 1 | 1 | 1 | 1 | 1 | 1 | 1 | 1 | 150.9725 | 0 | 19675.0989 | 0 | 0 | 0 | 1 | 0 | 0 | 1
311 | HVAC | Controls | Facility Commissioning_SC | Warehouse | New | CwaNgsd311 | 1 | 0 | 3002.444 | 0 | GSD | 10 | 1 | 1 | 1 | 1 | 1 | 1 | 1 | 1 | 1 | 1 | 1 | 1 | 150.9725 | 0 | 19675.0989 | 0 | 0 | 0 | 1 | 0 | 0 | 1
312 | HVAC | Controls | Facility Commissioning_SH | Assembly | Existing | CasEgsd312 | 0 | 5.7944 | 2543.47 | 0 | GSD | 10 | 1 | 1 | 1 | 1 | 1 | 1 | 1 | 1 | 1 | 1 | 1 | 1 | 127.8938 | 0 | 2849.8725 | 0 | 0 | 0 | 1 | 0 | 0 | 1
312 | HVAC | Controls | Facility Commissioning_SH | Assembly | New | CasNgsd312 | 0 | 5.7944 | 2543.47 | 0 | GSD | 10 | 1 | 1 | 1 | 1 | 1 | 1 | 1 | 1 | 1 | 1 | 1 | 1 | 127.8938 | 0 | 2849.8725 | 0 | 0 | 0 | 1 | 0 | 0 | 1
312 | HVAC | Controls | Facility Commissioning_SH | College and University | Existing | CcoEgsd312 | 0 | 0.24023 | 1248.67 | 0 | GSD | 10 | 1 | 1 | 1 | 1 | 1 | 1 | 1 | 1 | 1 | 1 | 1 | 1 | 62.7871 | 0 | 3629.3662 | 0 | 0 | 0 | 1 | 0 | 0 | 1
312 | HVAC | Controls | Facility Commissioning_SH | College and University | New | CcoNgsd312 | 0 | 0.24023 | 1248.67 | 0 | GSD | 10 | 1 | 1 | 1 | 1 | 1 | 1 | 1 | 1 | 1 | 1 | 1 | 1 | 62.7871 | 0 | 3629.3662 | 0 | 0 | 0 | 1 | 0 | 0 | 1
312 | HVAC | Controls | Facility Commissioning_SH | Data Center | Existing | CdaEgsd312 | 0 | 1.8333 | 9529.21 | 0 | GSD | 10 | 1 | 1 | 1 | 1 | 1 | 1 | 1 | 1 | 1 | 1 | 1 | 1 | 479.1592 | 0 | 20941.9901 | 0 | 0 | 0 | 1 | 0 | 0 | 1
312 | HVAC | Controls | Facility Commissioning_SH | Data Center | New | CdaNgsd312 | 0 | 1.8333 | 9529.21 | 0 | GSD | 10 | 1 | 1 | 1 | 1 | 1 | 1 | 1 | 1 | 1 | 1 | 1 | 1 | 479.1592 | 0 | 20941.9901 | 0 | 0 | 0 | 1 | 0 | 0 | 1
312 | HVAC | Controls | Facility Commissioning_SH | Grocery | Existing | CgrEgsd312 | 0 | 0.84812 | 1103.55 | 0 | GSD | 10 | 1 | 1 | 1 | 1 | 1 | 1 | 1 | 1 | 1 | 1 | 1 | 1 | 55.49 | 0 | 1149.5314 | 0 | 0 | 0 | 1 | 0 | 0 | 1
312 | HVAC | Controls | Facility Commissioning_SH | Grocery | New | CgrNgsd312 | 0 | 0.84812 | 1103.55 | 0 | GSD | 10 | 1 | 1 | 1 | 1 | 1 | 1 | 1 | 1 | 1 | 1 | 1 | 1 | 55.49 | 0 | 1149.5314 | 0 | 0 | 0 | 1 | 0 | 0 | 1
312 | HVAC | Controls | Facility Commissioning_SH | Healthcare | Existing | CheEgsd312 | 0 | 0.32859 | 1707.96 | 0 | GSD | 10 | 1 | 1 | 1 | 1 | 1 | 1 | 1 | 1 | 1 | 1 | 1 | 1 | 85.8817 | 0 | 2557.8005 | 0 | 0 | 0 | 1 | 0 | 0 | 1
312 | HVAC | Controls | Facility Commissioning_SH | Healthcare | New | CheNgsd312 | 0 | 0.32859 | 1707.96 | 0 | GSD | 10 | 1 | 1 | 1 | 1 | 1 | 1 | 1 | 1 | 1 | 1 | 1 | 1 | 85.8817 | 0 | 2557.8005 | 0 | 0 | 0 | 1 | 0 | 0 | 1
312 | HVAC | Controls | Facility Commissioning_SH | Hospitals | Existing | ChoEgsd312 | 0 | 6.7324 | 34993.58 | 0 | GSD | 10 | 1 | 1 | 1 | 1 | 1 | 1 | 1 | 1 | 1 | 1 | 1 | 1 | 1759.5892 | 0 | 20530.0099 | 0 | 0 | 0 | 1 | 0 | 0 | 1
312 | HVAC | Controls | Facility Commissioning_SH | Hospitals | New | ChoNgsd312 | 0 | 6.7324 | 34993.58 | 0 | GSD | 10 | 1 | 1 | 1 | 1 | 1 | 1 | 1 | 1 | 1 | 1 | 1 | 1 | 1759.5892 | 0 | 20530.0099 | 0 | 0 | 0 | 1 | 0 | 0 | 1
312 | HVAC | Controls | Facility Commissioning_SH | Institutional | Existing | CinEgsd312 | 0 | 0.22608 | 1175.09 | 0 | GSD | 10 | 1 | 1 | 1 | 1 | 1 | 1 | 1 | 1 | 1 | 1 | 1 | 1 | 59.0873 | 0 | 4020.7779 | 0 | 0 | 0 | 1 | 0 | 0 | 1
312 | HVAC | Controls | Facility Commissioning_SH | Institutional | New | CinNgsd312 | 0 | 0.22608 | 1175.09 | 0 | GSD | 10 | 1 | 1 | 1 | 1 | 1 | 1 | 1 | 1 | 1 | 1 | 1 | 1 | 59.0873 | 0 | 4020.7779 | 0 | 0 | 0 | 1 | 0 | 0 | 1
312 | HVAC | Controls | Facility Commissioning_SH | Lodging/Hospitality | Existing | CloEgsd312 | 0 | 2.426 | 3683.03 | 0 | GSD | 10 | 1 | 1 | 1 | 1 | 1 | 1 | 1 | 1 | 1 | 1 | 1 | 1 | 185.1945 | 0 | 4977.8461 | 0 | 0 | 0 | 1 | 0 | 0 | 1
312 | HVAC | Controls | Facility Commissioning_SH | Lodging/Hospitality | New | CloNgsd312 | 0 | 2.426 | 3683.03 | 0 | GSD | 10 | 1 | 1 | 1 | 1 | 1 | 1 | 1 | 1 | 1 | 1 | 1 | 1 | 185.1945 | 0 | 4977.8461 | 0 | 0 | 0 | 1 | 0 | 0 | 1
312 | HVAC | Controls | Facility Commissioning_SH | Miscellaneous | Existing | CmiEgsd312 | 0 | 9.1183 | 4002.51 | 0 | GSD | 10 | 1 | 1 | 1 | 1 | 1 | 1 | 1 | 1 | 1 | 1 | 1 | 1 | 201.259 | 0 | 16088.1581 | 0 | 0 | 0 | 1 | 0 | 0 | 1
312 | HVAC | Controls | Facility Commissioning_SH | Miscellaneous | New | CmiNgsd312 | 0 | 9.1183 | 4002.51 | 0 | GSD | 10 | 1 | 1 | 1 | 1 | 1 | 1 | 1 | 1 | 1 | 1 | 1 | 1 | 201.259 | 0 | 16088.1581 | 0 | 0 | 0 | 1 | 0 | 0 | 1
312 | HVAC | Controls | Facility Commissioning_SH | Offices | Existing | CofEgsd312 | 0 | 10.466 | 4594.06 | 0 | GSD | 10 | 1 | 1 | 1 | 1 | 1 | 1 | 1 | 1 | 1 | 1 | 1 | 1 | 231.004 | 0 | 6596.7179 | 0 | 0 | 0 | 1 | 0 | 0 | 1
312 | HVAC | Controls | Facility Commissioning_SH | Offices | New | CofNgsd312 | 0 | 10.466 | 4594.06 | 0 | GSD | 10 | 1 | 1 | 1 | 1 | 1 | 1 | 1 | 1 | 1 | 1 | 1 | 1 | 231.004 | 0 | 6596.7179 | 0 | 0 | 0 | 1 | 0 | 0 | 1
312 | HVAC | Controls | Facility Commissioning_SH | Restaurants | Existing | CreEgsd312 | 0 | 2.1783 | 2834.32 | 0 | GSD | 10 | 1 | 1 | 1 | 1 | 1 | 1 | 1 | 1 | 1 | 1 | 1 | 1 | 142.5187 | 0 | 1625.787 | 0 | 0 | 0 | 1 | 0 | 0 | 1
312 | HVAC | Controls | Facility Commissioning_SH | Restaurants | New | CreNgsd312 | 0 | 2.1783 | 2834.32 | 0 | GSD | 10 | 1 | 1 | 1 | 1 | 1 | 1 | 1 | 1 | 1 | 1 | 1 | 1 | 142.5187 | 0 | 1625.787 | 0 | 0 | 0 | 1 | 0 | 0 | 1
312 | HVAC | Controls | Facility Commissioning_SH | Retail | Existing | CrtEgsd312 | 0 | 9.2708 | 4069.45 | 0 | GSD | 10 | 1 | 1 | 1 | 1 | 1 | 1 | 1 | 1 | 1 | 1 | 1 | 1 | 204.625 | 0 | 6907.5249 | 0 | 0 | 0 | 1 | 0 | 0 | 1
312 | HVAC | Controls | Facility Commissioning_SH | Retail | New | CrtNgsd312 | 0 | 9.2708 | 4069.45 | 0 | GSD | 10 | 1 | 1 | 1 | 1 | 1 | 1 | 1 | 1 | 1 | 1 | 1 | 1 | 204.625 | 0 | 6907.5249 | 0 | 0 | 0 | 1 | 0 | 0 | 1
312 | HVAC | Controls | Facility Commissioning_SH | Schools K-12 | Existing | CscEgsd312 | 0 | 18.226 | 8000.34 | 0 | GSD | 10 | 1 | 1 | 1 | 1 | 1 | 1 | 1 | 1 | 1 | 1 | 1 | 1 | 402.2827 | 0 | 11248.8541 | 0 | 0 | 0 | 1 | 0 | 0 | 1
312 | HVAC | Controls | Facility Commissioning_SH | Schools K-12 | New | CscNgsd312 | 0 | 18.226 | 8000.34 | 0 | GSD | 10 | 1 | 1 | 1 | 1 | 1 | 1 | 1 | 1 | 1 | 1 | 1 | 1 | 402.2827 | 0 | 11248.8541 | 0 | 0 | 0 | 1 | 0 | 0 | 1
312 | HVAC | Controls | Facility Commissioning_SH | Warehouse | Existing | CwaEgsd312 | 0 | 3.1037 | 1362.38 | 0 | GSD | 10 | 1 | 1 | 1 | 1 | 1 | 1 | 1 | 1 | 1 | 1 | 1 | 1 | 68.5048 | 0 | 8927.714 | 0 | 0 | 0 | 1 | 0 | 0 | 1
312 | HVAC | Controls | Facility Commissioning_SH | Warehouse | New | CwaNgsd312 | 0 | 3.1037 | 1362.38 | 0 | GSD | 10 | 1 | 1 | 1 | 1 | 1 | 1 | 1 | 1 | 1 | 1 | 1 | 1 | 68.5048 | 0 | 8927.714 | 0 | 0 | 0 | 1 | 0 | 0 | 1
313 | HVAC | Controls | Facility Commissioning_VT | Assembly | Existing | CasEgsd313 | 1 | 0.7121 | 3545.5611 | 0 | GSD | 10 | 1 | 1 | 1 | 1 | 1 | 1 | 1 | 1 | 1 | 1 | 1 | 1 | 178.2822 | 0 | 3972.6818 | 0 | 0 | 0 | 1 | 0 | 0 | 1
313 | HVAC | Controls | Facility Commissioning_VT | Assembly | New | CasNgsd313 | 1 | 0.7121 | 3545.5611 | 0 | GSD | 10 | 1 | 1 | 1 | 1 | 1 | 1 | 1 | 1 | 1 | 1 | 1 | 1 | 178.2822 | 0 | 3972.6818 | 0 | 0 | 0 | 1 | 0 | 0 | 1
313 | HVAC | Controls | Facility Commissioning_VT | College and University | Existing | CcoEgsd313 | 1 | 0.7896 | 6851.7404 | 0 | GSD | 10 | 1 | 1 | 1 | 1 | 1 | 1 | 1 | 1 | 1 | 1 | 1 | 1 | 344.5274 | 0 | 19915.1697 | 0 | 0 | 0 | 1 | 0 | 0 | 1
313 | HVAC | Controls | Facility Commissioning_VT | College and University | New | CcoNgsd313 | 1 | 0.7896 | 6851.7404 | 0 | GSD | 10 | 1 | 1 | 1 | 1 | 1 | 1 | 1 | 1 | 1 | 1 | 1 | 1 | 344.5274 | 0 | 19915.1697 | 0 | 0 | 0 | 1 | 0 | 0 | 1
313 | HVAC | Controls | Facility Commissioning_VT | Data Center | Existing | CdaEgsd313 | 1 | 0.7896 | 6851.7404 | 0 | GSD | 10 | 1 | 1 | 1 | 1 | 1 | 1 | 1 | 1 | 1 | 1 | 1 | 1 | 344.5274 | 0 | 15057.8149 | 0 | 0 | 0 | 1 | 0 | 0 | 1
313 | HVAC | Controls | Facility Commissioning_VT | Data Center | New | CdaNgsd313 | 1 | 0.7896 | 6851.7404 | 0 | GSD | 10 | 1 | 1 | 1 | 1 | 1 | 1 | 1 | 1 | 1 | 1 | 1 | 1 | 344.5274 | 0 | 15057.8149 | 0 | 0 | 0 | 1 | 0 | 0 | 1
313 | HVAC | Controls | Facility Commissioning_VT | Grocery | Existing | CgrEgsd313 | 1 | 0.74481 | 4506.7038 | 0 | GSD | 10 | 1 | 1 | 1 | 1 | 1 | 1 | 1 | 1 | 1 | 1 | 1 | 1 | 226.6115 | 0 | 4694.4836 | 0 | 0 | 0 | 1 | 0 | 0 | 1
313 | HVAC | Controls | Facility Commissioning_VT | Grocery | New | CgrNgsd313 | 1 | 0.74481 | 4506.7038 | 0 | GSD | 10 | 1 | 1 | 1 | 1 | 1 | 1 | 1 | 1 | 1 | 1 | 1 | 1 | 226.6115 | 0 | 4694.4836 | 0 | 0 | 0 | 1 | 0 | 0 | 1
313 | HVAC | Controls | Facility Commissioning_VT | Healthcare | Existing | CheEgsd313 | 1 | 0.7896 | 6851.7404 | 0 | GSD | 10 | 1 | 1 | 1 | 1 | 1 | 1 | 1 | 1 | 1 | 1 | 1 | 1 | 344.5274 | 0 | 10261.0044 | 0 | 0 | 0 | 1 | 0 | 0 | 1
313 | HVAC | Controls | Facility Commissioning_VT | Healthcare | New | CheNgsd313 | 1 | 0.7896 | 6851.7404 | 0 | GSD | 10 | 1 | 1 | 1 | 1 | 1 | 1 | 1 | 1 | 1 | 1 | 1 | 1 | 344.5274 | 0 | 10261.0044 | 0 | 0 | 0 | 1 | 0 | 0 | 1
313 | HVAC | Controls | Facility Commissioning_VT | Hospitals | Existing | ChoEgsd313 | 1 | 0.7896 | 6851.7404 | 0 | GSD | 10 | 1 | 1 | 1 | 1 | 1 | 1 | 1 | 1 | 1 | 1 | 1 | 1 | 344.5274 | 0 | 4019.7745 | 0 | 0 | 0 | 1 | 0 | 0 | 1
313 | HVAC | Controls | Facility Commissioning_VT | Hospitals | New | ChoNgsd313 | 1 | 0.7896 | 6851.7404 | 0 | GSD | 10 | 1 | 1 | 1 | 1 | 1 | 1 | 1 | 1 | 1 | 1 | 1 | 1 | 344.5274 | 0 | 4019.7745 | 0 | 0 | 0 | 1 | 0 | 0 | 1
313 | HVAC | Controls | Facility Commissioning_VT | Institutional | Existing | CinEgsd313 | 1 | 0.7896 | 6851.7404 | 0 | GSD | 10 | 1 | 1 | 1 | 1 | 1 | 1 | 1 | 1 | 1 | 1 | 1 | 1 | 344.5274 | 0 | 23444.4397 | 0 | 0 | 0 | 1 | 0 | 0 | 1
313 | HVAC | Controls | Facility Commissioning_VT | Institutional | New | CinNgsd313 | 1 | 0.7896 | 6851.7404 | 0 | GSD | 10 | 1 | 1 | 1 | 1 | 1 | 1 | 1 | 1 | 1 | 1 | 1 | 1 | 344.5274 | 0 | 23444.4397 | 0 | 0 | 0 | 1 | 0 | 0 | 1
313 | HVAC | Controls | Facility Commissioning_VT | Lodging/Hospitality | Existing | CloEgsd313 | 1 | 0.41054 | 5522.7016 | 0 | GSD | 10 | 1 | 1 | 1 | 1 | 1 | 1 | 1 | 1 | 1 | 1 | 1 | 1 | 277.6991 | 0 | 7464.2777 | 0 | 0 | 0 | 1 | 0 | 0 | 1
313 | HVAC | Controls | Facility Commissioning_VT | Lodging/Hospitality | New | CloNgsd313 | 1 | 0.41054 | 5522.7016 | 0 | GSD | 10 | 1 | 1 | 1 | 1 | 1 | 1 | 1 | 1 | 1 | 1 | 1 | 1 | 277.6991 | 0 | 7464.2777 | 0 | 0 | 0 | 1 | 0 | 0 | 1
313 | HVAC | Controls | Facility Commissioning_VT | Miscellaneous | Existing | CmiEgsd313 | 1 | 0.7121 | 3545.5611 | 0 | GSD | 10 | 1 | 1 | 1 | 1 | 1 | 1 | 1 | 1 | 1 | 1 | 1 | 1 | 178.2822 | 0 | 14251.4442 | 0 | 0 | 0 | 1 | 0 | 0 | 1
313 | HVAC | Controls | Facility Commissioning_VT | Miscellaneous | New | CmiNgsd313 | 1 | 0.7121 | 3545.5611 | 0 | GSD | 10 | 1 | 1 | 1 | 1 | 1 | 1 | 1 | 1 | 1 | 1 | 1 | 1 | 178.2822 | 0 | 14251.4442 | 0 | 0 | 0 | 1 | 0 | 0 | 1
313 | HVAC | Controls | Facility Commissioning_VT | Offices | Existing | CofEgsd313 | 1 | 0.7121 | 3545.5611 | 0 | GSD | 10 | 1 | 1 | 1 | 1 | 1 | 1 | 1 | 1 | 1 | 1 | 1 | 1 | 178.2822 | 0 | 5091.1539 | 0 | 0 | 0 | 1 | 0 | 0 | 1
313 | HVAC | Controls | Facility Commissioning_VT | Offices | New | CofNgsd313 | 1 | 0.7121 | 3545.5611 | 0 | GSD | 10 | 1 | 1 | 1 | 1 | 1 | 1 | 1 | 1 | 1 | 1 | 1 | 1 | 178.2822 | 0 | 5091.1539 | 0 | 0 | 0 | 1 | 0 | 0 | 1
313 | HVAC | Controls | Facility Commissioning_VT | Restaurants | Existing | CreEgsd313 | 1 | 0.74481 | 4506.7038 | 0 | GSD | 10 | 1 | 1 | 1 | 1 | 1 | 1 | 1 | 1 | 1 | 1 | 1 | 1 | 226.6115 | 0 | 2585.0788 | 0 | 0 | 0 | 1 | 0 | 0 | 1
313 | HVAC | Controls | Facility Commissioning_VT | Restaurants | New | CreNgsd313 | 1 | 0.74481 | 4506.7038 | 0 | GSD | 10 | 1 | 1 | 1 | 1 | 1 | 1 | 1 | 1 | 1 | 1 | 1 | 1 | 226.6115 | 0 | 2585.0788 | 0 | 0 | 0 | 1 | 0 | 0 | 1
313 | HVAC | Controls | Facility Commissioning_VT | Retail | Existing | CrtEgsd313 | 1 | 0.7121 | 3545.5611 | 0 | GSD | 10 | 1 | 1 | 1 | 1 | 1 | 1 | 1 | 1 | 1 | 1 | 1 | 1 | 178.2822 | 0 | 6018.2707 | 0 | 0 | 0 | 1 | 0 | 0 | 1
313 | HVAC | Controls | Facility Commissioning_VT | Retail | New | CrtNgsd313 | 1 | 0.7121 | 3545.5611 | 0 | GSD | 10 | 1 | 1 | 1 | 1 | 1 | 1 | 1 | 1 | 1 | 1 | 1 | 1 | 178.2822 | 0 | 6018.2707 | 0 | 0 | 0 | 1 | 0 | 0 | 1
313 | HVAC | Controls | Facility Commissioning_VT | Schools K-12 | Existing | CscEgsd313 | 1 | 0.7121 | 3545.5611 | 0 | GSD | 10 | 1 | 1 | 1 | 1 | 1 | 1 | 1 | 1 | 1 | 1 | 1 | 1 | 178.2822 | 0 | 4985.2256 | 0 | 0 | 0 | 1 | 0 | 0 | 1
313 | HVAC | Controls | Facility Commissioning_VT | Schools K-12 | New | CscNgsd313 | 1 | 0.7121 | 3545.5611 | 0 | GSD | 10 | 1 | 1 | 1 | 1 | 1 | 1 | 1 | 1 | 1 | 1 | 1 | 1 | 178.2822 | 0 | 4985.2256 | 0 | 0 | 0 | 1 | 0 | 0 | 1
313 | HVAC | Controls | Facility Commissioning_VT | Warehouse | Existing | CwaEgsd313 | 1 | 0.7121 | 3545.5611 | 0 | GSD | 10 | 1 | 1 | 1 | 1 | 1 | 1 | 1 | 1 | 1 | 1 | 1 | 1 | 178.2822 | 0 | 23234.1606 | 0 | 0 | 0 | 1 | 0 | 0 | 1
313 | HVAC | Controls | Facility Commissioning_VT | Warehouse | New | CwaNgsd313 | 1 | 0.7121 | 3545.5611 | 0 | GSD | 10 | 1 | 1 | 1 | 1 | 1 | 1 | 1 | 1 | 1 | 1 | 1 | 1 | 178.2822 | 0 | 23234.1606 | 0 | 0 | 0 | 1 | 0 | 0 | 1
314 | HVAC | Controls | Facility Energy Management System_SC | Assembly | Existing | CasEgsd314 | 1 | 0 | 3002.444 | 0 | GSD | 15 | 1 | 1 | 1 | 1 | 1 | 1 | 1 | 1 | 1 | 1 | 1 | 1 | 150.9725 | 0 | 2385.3611 | 0 | 0 | 0 | 1 | 0 | 0 | 1
314 | HVAC | Controls | Facility Energy Management System_SC | Assembly | New | CasNgsd314 | 1 | 0 | 3002.444 | 0 | GSD | 15 | 1 | 1 | 1 | 1 | 1 | 1 | 1 | 1 | 1 | 1 | 1 | 1 | 150.9725 | 0 | 2385.3611 | 0 | 0 | 0 | 1 | 0 | 0 | 1
314 | HVAC | Controls | Facility Energy Management System_SC | College and University | Existing | CcoEgsd314 | 1 | 0 | 4932.1338 | 0 | GSD | 15 | 1 | 1 | 1 | 1 | 1 | 1 | 1 | 1 | 1 | 1 | 1 | 1 | 248.0035 | 0 | 10164.795 | 0 | 0 | 0 | 1 | 0 | 0 | 1
314 | HVAC | Controls | Facility Energy Management System_SC | College and University | New | CcoNgsd314 | 1 | 0 | 4932.1338 | 0 | GSD | 15 | 1 | 1 | 1 | 1 | 1 | 1 | 1 | 1 | 1 | 1 | 1 | 1 | 248.0035 | 0 | 10164.795 | 0 | 0 | 0 | 1 | 0 | 0 | 1
314 | HVAC | Controls | Facility Energy Management System_SC | Data Center | Existing | CdaEgsd314 | 1 | 0 | 4932.1338 | 0 | GSD | 15 | 1 | 1 | 1 | 1 | 1 | 1 | 1 | 1 | 1 | 1 | 1 | 1 | 248.0035 | 0 | 7685.574 | 0 | 0 | 0 | 1 | 0 | 0 | 1
314 | HVAC | Controls | Facility Energy Management System_SC | Data Center | New | CdaNgsd314 | 1 | 0 | 4932.1338 | 0 | GSD | 15 | 1 | 1 | 1 | 1 | 1 | 1 | 1 | 1 | 1 | 1 | 1 | 1 | 248.0035 | 0 | 7685.574 | 0 | 0 | 0 | 1 | 0 | 0 | 1
314 | HVAC | Controls | Facility Energy Management System_SC | Grocery | Existing | CgrEgsd314 | 1 | 0 | 3526.3542 | 0 | GSD | 15 | 1 | 1 | 1 | 1 | 1 | 1 | 1 | 1 | 1 | 1 | 1 | 1 | 177.3164 | 0 | 2604.5654 | 0 | 0 | 0 | 1 | 0 | 0 | 1
314 | HVAC | Controls | Facility Energy Management System_SC | Grocery | New | CgrNgsd314 | 1 | 0 | 3526.3542 | 0 | GSD | 15 | 1 | 1 | 1 | 1 | 1 | 1 | 1 | 1 | 1 | 1 | 1 | 1 | 177.3164 | 0 | 2604.5654 | 0 | 0 | 0 | 1 | 0 | 0 | 1
314 | HVAC | Controls | Facility Energy Management System_SC | Healthcare | Existing | CheEgsd314 | 1 | 0 | 4932.1338 | 0 | GSD | 15 | 1 | 1 | 1 | 1 | 1 | 1 | 1 | 1 | 1 | 1 | 1 | 1 | 248.0035 | 0 | 5237.2577 | 0 | 0 | 0 | 1 | 0 | 0 | 1
314 | HVAC | Controls | Facility Energy Management System_SC | Healthcare | New | CheNgsd314 | 1 | 0 | 4932.1338 | 0 | GSD | 15 | 1 | 1 | 1 | 1 | 1 | 1 | 1 | 1 | 1 | 1 | 1 | 1 | 248.0035 | 0 | 5237.2577 | 0 | 0 | 0 | 1 | 0 | 0 | 1
314 | HVAC | Controls | Facility Energy Management System_SC | Hospitals | Existing | ChoEgsd314 | 1 | 0 | 4932.1338 | 0 | GSD | 15 | 1 | 1 | 1 | 1 | 1 | 1 | 1 | 1 | 1 | 1 | 1 | 1 | 248.0035 | 0 | 2051.7106 | 0 | 0 | 0 | 1 | 0 | 0 | 1
314 | HVAC | Controls | Facility Energy Management System_SC | Hospitals | New | ChoNgsd314 | 1 | 0 | 4932.1338 | 0 | GSD | 15 | 1 | 1 | 1 | 1 | 1 | 1 | 1 | 1 | 1 | 1 | 1 | 1 | 248.0035 | 0 | 2051.7106 | 0 | 0 | 0 | 1 | 0 | 0 | 1
314 | HVAC | Controls | Facility Energy Management System_SC | Institutional | Existing | CinEgsd314 | 1 | 0 | 4932.1338 | 0 | GSD | 15 | 1 | 1 | 1 | 1 | 1 | 1 | 1 | 1 | 1 | 1 | 1 | 1 | 248.0035 | 0 | 11966.1313 | 0 | 0 | 0 | 1 | 0 | 0 | 1
314 | HVAC | Controls | Facility Energy Management System_SC | Institutional | New | CinNgsd314 | 1 | 0 | 4932.1338 | 0 | GSD | 15 | 1 | 1 | 1 | 1 | 1 | 1 | 1 | 1 | 1 | 1 | 1 | 1 | 248.0035 | 0 | 11966.1313 | 0 | 0 | 0 | 1 | 0 | 0 | 1
314 | HVAC | Controls | Facility Energy Management System_SC | Lodging/Hospitality | Existing | CloEgsd314 | 1 | 0 | 5221.6594 | 0 | GSD | 15 | 1 | 1 | 1 | 1 | 1 | 1 | 1 | 1 | 1 | 1 | 1 | 1 | 262.5618 | 0 | 5004.0903 | 0 | 0 | 0 | 1 | 0 | 0 | 1
314 | HVAC | Controls | Facility Energy Management System_SC | Lodging/Hospitality | New | CloNgsd314 | 1 | 0 | 5221.6594 | 0 | GSD | 15 | 1 | 1 | 1 | 1 | 1 | 1 | 1 | 1 | 1 | 1 | 1 | 1 | 262.5618 | 0 | 5004.0903 | 0 | 0 | 0 | 1 | 0 | 0 | 1
314 | HVAC | Controls | Facility Energy Management System_SC | Miscellaneous | Existing | CmiEgsd314 | 1 | 0 | 3002.444 | 0 | GSD | 15 | 1 | 1 | 1 | 1 | 1 | 1 | 1 | 1 | 1 | 1 | 1 | 1 | 150.9725 | 0 | 8557.1561 | 0 | 0 | 0 | 1 | 0 | 0 | 1
314 | HVAC | Controls | Facility Energy Management System_SC | Miscellaneous | New | CmiNgsd314 | 1 | 0 | 3002.444 | 0 | GSD | 15 | 1 | 1 | 1 | 1 | 1 | 1 | 1 | 1 | 1 | 1 | 1 | 1 | 150.9725 | 0 | 8557.1561 | 0 | 0 | 0 | 1 | 0 | 0 | 1
314 | HVAC | Controls | Facility Energy Management System_SC | Offices | Existing | CofEgsd314 | 1 | 0 | 3002.444 | 0 | GSD | 15 | 1 | 1 | 1 | 1 | 1 | 1 | 1 | 1 | 1 | 1 | 1 | 1 | 150.9725 | 0 | 3056.9384 | 0 | 0 | 0 | 1 | 0 | 0 | 1
314 | HVAC | Controls | Facility Energy Management System_SC | Offices | New | CofNgsd314 | 1 | 0 | 3002.444 | 0 | GSD | 15 | 1 | 1 | 1 | 1 | 1 | 1 | 1 | 1 | 1 | 1 | 1 | 1 | 150.9725 | 0 | 3056.9384 | 0 | 0 | 0 | 1 | 0 | 0 | 1
314 | HVAC | Controls | Facility Energy Management System_SC | Restaurants | Existing | CreEgsd314 | 1 | 0 | 3526.3542 | 0 | GSD | 15 | 1 | 1 | 1 | 1 | 1 | 1 | 1 | 1 | 1 | 1 | 1 | 1 | 177.3164 | 0 | 1434.2373 | 0 | 0 | 0 | 1 | 0 | 0 | 1
314 | HVAC | Controls | Facility Energy Management System_SC | Restaurants | New | CreNgsd314 | 1 | 0 | 3526.3542 | 0 | GSD | 15 | 1 | 1 | 1 | 1 | 1 | 1 | 1 | 1 | 1 | 1 | 1 | 1 | 177.3164 | 0 | 1434.2373 | 0 | 0 | 0 | 1 | 0 | 0 | 1
314 | HVAC | Controls | Facility Energy Management System_SC | Retail | Existing | CrtEgsd314 | 1 | 0 | 3002.444 | 0 | GSD | 15 | 1 | 1 | 1 | 1 | 1 | 1 | 1 | 1 | 1 | 1 | 1 | 1 | 150.9725 | 0 | 3613.616 | 0 | 0 | 0 | 1 | 0 | 0 | 1
314 | HVAC | Controls | Facility Energy Management System_SC | Retail | New | CrtNgsd314 | 1 | 0 | 3002.444 | 0 | GSD | 15 | 1 | 1 | 1 | 1 | 1 | 1 | 1 | 1 | 1 | 1 | 1 | 1 | 150.9725 | 0 | 3613.616 | 0 | 0 | 0 | 1 | 0 | 0 | 1
314 | HVAC | Controls | Facility Energy Management System_SC | Schools K-12 | Existing | CscEgsd314 | 1 | 0 | 3002.444 | 0 | GSD | 15 | 1 | 1 | 1 | 1 | 1 | 1 | 1 | 1 | 1 | 1 | 1 | 1 | 150.9725 | 0 | 2993.3338 | 0 | 0 | 0 | 1 | 0 | 0 | 1
314 | HVAC | Controls | Facility Energy Management System_SC | Schools K-12 | New | CscNgsd314 | 1 | 0 | 3002.444 | 0 | GSD | 15 | 1 | 1 | 1 | 1 | 1 | 1 | 1 | 1 | 1 | 1 | 1 | 1 | 150.9725 | 0 | 2993.3338 | 0 | 0 | 0 | 1 | 0 | 0 | 1
314 | HVAC | Controls | Facility Energy Management System_SC | Warehouse | Existing | CwaEgsd314 | 1 | 0 | 3002.444 | 0 | GSD | 15 | 1 | 1 | 1 | 1 | 1 | 1 | 1 | 1 | 1 | 1 | 1 | 1 | 150.9725 | 0 | 13950.7641 | 0 | 0 | 0 | 1 | 0 | 0 | 1
314 | HVAC | Controls | Facility Energy Management System_SC | Warehouse | New | CwaNgsd314 | 1 | 0 | 3002.444 | 0 | GSD | 15 | 1 | 1 | 1 | 1 | 1 | 1 | 1 | 1 | 1 | 1 | 1 | 1 | 150.9725 | 0 | 13950.7641 | 0 | 0 | 0 | 1 | 0 | 0 | 1
315 | HVAC | Controls | Facility Energy Management System_SH | Assembly | Existing | CasEgsd315 | 0 | 5.4323 | 2384.51 | 0 | GSD | 15 | 1 | 1 | 1 | 1 | 1 | 1 | 1 | 1 | 1 | 1 | 1 | 1 | 119.9008 | 0 | 1894.4292 | 0 | 0 | 0 | 1 | 0 | 0 | 1
315 | HVAC | Controls | Facility Energy Management System_SH | Assembly | New | CasNgsd315 | 0 | 5.4323 | 2384.51 | 0 | GSD | 15 | 1 | 1 | 1 | 1 | 1 | 1 | 1 | 1 | 1 | 1 | 1 | 1 | 119.9008 | 0 | 1894.4292 | 0 | 0 | 0 | 1 | 0 | 0 | 1
315 | HVAC | Controls | Facility Energy Management System_SH | College and University | Existing | CcoEgsd315 | 0 | 0.22522 | 1170.62 | 0 | GSD | 15 | 1 | 1 | 1 | 1 | 1 | 1 | 1 | 1 | 1 | 1 | 1 | 1 | 58.8625 | 0 | 2412.5688 | 0 | 0 | 0 | 1 | 0 | 0 | 1
315 | HVAC | Controls | Facility Energy Management System_SH | College and University | New | CcoNgsd315 | 0 | 0.22522 | 1170.62 | 0 | GSD | 15 | 1 | 1 | 1 | 1 | 1 | 1 | 1 | 1 | 1 | 1 | 1 | 1 | 58.8625 | 0 | 2412.5688 | 0 | 0 | 0 | 1 | 0 | 0 | 1
315 | HVAC | Controls | Facility Energy Management System_SH | Data Center | Existing | CdaEgsd315 | 0 | 1.7187 | 8933.64 | 0 | GSD | 15 | 1 | 1 | 1 | 1 | 1 | 1 | 1 | 1 | 1 | 1 | 1 | 1 | 449.212 | 0 | 13920.983 | 0 | 0 | 0 | 1 | 0 | 0 | 1
315 | HVAC | Controls | Facility Energy Management System_SH | Data Center | New | CdaNgsd315 | 0 | 1.7187 | 8933.64 | 0 | GSD | 15 | 1 | 1 | 1 | 1 | 1 | 1 | 1 | 1 | 1 | 1 | 1 | 1 | 449.212 | 0 | 13920.983 | 0 | 0 | 0 | 1 | 0 | 0 | 1
315 | HVAC | Controls | Facility Energy Management System_SH | Grocery | Existing | CgrEgsd315 | 0 | 0.79512 | 1034.58 | 0 | GSD | 15 | 1 | 1 | 1 | 1 | 1 | 1 | 1 | 1 | 1 | 1 | 1 | 1 | 52.022 | 0 | 764.1408 | 0 | 0 | 0 | 1 | 0 | 0 | 1
315 | HVAC | Controls | Facility Energy Management System_SH | Grocery | New | CgrNgsd315 | 0 | 0.79512 | 1034.58 | 0 | GSD | 15 | 1 | 1 | 1 | 1 | 1 | 1 | 1 | 1 | 1 | 1 | 1 | 1 | 52.022 | 0 | 764.1408 | 0 | 0 | 0 | 1 | 0 | 0 | 1
315 | HVAC | Controls | Facility Energy Management System_SH | Healthcare | Existing | CheEgsd315 | 0 | 0.30806 | 1601.21 | 0 | GSD | 15 | 1 | 1 | 1 | 1 | 1 | 1 | 1 | 1 | 1 | 1 | 1 | 1 | 80.514 | 0 | 1700.268 | 0 | 0 | 0 | 1 | 0 | 0 | 1
315 | HVAC | Controls | Facility Energy Management System_SH | Healthcare | New | CheNgsd315 | 0 | 0.30806 | 1601.21 | 0 | GSD | 15 | 1 | 1 | 1 | 1 | 1 | 1 | 1 | 1 | 1 | 1 | 1 | 1 | 80.514 | 0 | 1700.268 | 0 | 0 | 0 | 1 | 0 | 0 | 1
315 | HVAC | Controls | Facility Energy Management System_SH | Hospitals | Existing | ChoEgsd315 | 0 | 6.3116 | 32806.48 | 0 | GSD | 15 | 1 | 1 | 1 | 1 | 1 | 1 | 1 | 1 | 1 | 1 | 1 | 1 | 1649.6148 | 0 | 13647.116 | 0 | 0 | 0 | 1 | 0 | 0 | 1
315 | HVAC | Controls | Facility Energy Management System_SH | Hospitals | New | ChoNgsd315 | 0 | 6.3116 | 32806.48 | 0 | GSD | 15 | 1 | 1 | 1 | 1 | 1 | 1 | 1 | 1 | 1 | 1 | 1 | 1 | 1649.6148 | 0 | 13647.116 | 0 | 0 | 0 | 1 | 0 | 0 | 1
315 | HVAC | Controls | Facility Energy Management System_SH | Institutional | Existing | CinEgsd315 | 0 | 0.21195 | 1101.65 | 0 | GSD | 15 | 1 | 1 | 1 | 1 | 1 | 1 | 1 | 1 | 1 | 1 | 1 | 1 | 55.3945 | 0 | 2672.7759 | 0 | 0 | 0 | 1 | 0 | 0 | 1
315 | HVAC | Controls | Facility Energy Management System_SH | Institutional | New | CinNgsd315 | 0 | 0.21195 | 1101.65 | 0 | GSD | 15 | 1 | 1 | 1 | 1 | 1 | 1 | 1 | 1 | 1 | 1 | 1 | 1 | 55.3945 | 0 | 2672.7759 | 0 | 0 | 0 | 1 | 0 | 0 | 1
315 | HVAC | Controls | Facility Energy Management System_SH | Lodging/Hospitality | Existing | CloEgsd315 | 0 | 2.2744 | 3452.84 | 0 | GSD | 15 | 1 | 1 | 1 | 1 | 1 | 1 | 1 | 1 | 1 | 1 | 1 | 1 | 173.6198 | 0 | 3308.9717 | 0 | 0 | 0 | 1 | 0 | 0 | 1
315 | HVAC | Controls | Facility Energy Management System_SH | Lodging/Hospitality | New | CloNgsd315 | 0 | 2.2744 | 3452.84 | 0 | GSD | 15 | 1 | 1 | 1 | 1 | 1 | 1 | 1 | 1 | 1 | 1 | 1 | 1 | 173.6198 | 0 | 3308.9717 | 0 | 0 | 0 | 1 | 0 | 0 | 1
315 | HVAC | Controls | Facility Energy Management System_SH | Miscellaneous | Existing | CmiEgsd315 | 0 | 8.5484 | 3752.35 | 0 | GSD | 15 | 1 | 1 | 1 | 1 | 1 | 1 | 1 | 1 | 1 | 1 | 1 | 1 | 188.6802 | 0 | 10694.4359 | 0 | 0 | 0 | 1 | 0 | 0 | 1
315 | HVAC | Controls | Facility Energy Management System_SH | Miscellaneous | New | CmiNgsd315 | 0 | 8.5484 | 3752.35 | 0 | GSD | 15 | 1 | 1 | 1 | 1 | 1 | 1 | 1 | 1 | 1 | 1 | 1 | 1 | 188.6802 | 0 | 10694.4359 | 0 | 0 | 0 | 1 | 0 | 0 | 1
315 | HVAC | Controls | Facility Energy Management System_SH | Offices | Existing | CofEgsd315 | 0 | 9.8118 | 4306.93 | 0 | GSD | 15 | 1 | 1 | 1 | 1 | 1 | 1 | 1 | 1 | 1 | 1 | 1 | 1 | 216.5662 | 0 | 4385.1009 | 0 | 0 | 0 | 1 | 0 | 0 | 1
315 | HVAC | Controls | Facility Energy Management System_SH | Offices | New | CofNgsd315 | 0 | 9.8118 | 4306.93 | 0 | GSD | 15 | 1 | 1 | 1 | 1 | 1 | 1 | 1 | 1 | 1 | 1 | 1 | 1 | 216.5662 | 0 | 4385.1009 | 0 | 0 | 0 | 1 | 0 | 0 | 1
315 | HVAC | Controls | Facility Energy Management System_SH | Restaurants | Existing | CreEgsd315 | 0 | 2.0421 | 2657.18 | 0 | GSD | 15 | 1 | 1 | 1 | 1 | 1 | 1 | 1 | 1 | 1 | 1 | 1 | 1 | 133.6115 | 0 | 1080.7271 | 0 | 0 | 0 | 1 | 0 | 0 | 1
315 | HVAC | Controls | Facility Energy Management System_SH | Restaurants | New | CreNgsd315 | 0 | 2.0421 | 2657.18 | 0 | GSD | 15 | 1 | 1 | 1 | 1 | 1 | 1 | 1 | 1 | 1 | 1 | 1 | 1 | 133.6115 | 0 | 1080.7271 | 0 | 0 | 0 | 1 | 0 | 0 | 1
315 | HVAC | Controls | Facility Energy Management System_SH | Retail | Existing | CrtEgsd315 | 0 | 8.6914 | 3815.11 | 0 | GSD | 15 | 1 | 1 | 1 | 1 | 1 | 1 | 1 | 1 | 1 | 1 | 1 | 1 | 191.8359 | 0 | 4591.7069 | 0 | 0 | 0 | 1 | 0 | 0 | 1
315 | HVAC | Controls | Facility Energy Management System_SH | Retail | New | CrtNgsd315 | 0 | 8.6914 | 3815.11 | 0 | GSD | 15 | 1 | 1 | 1 | 1 | 1 | 1 | 1 | 1 | 1 | 1 | 1 | 1 | 191.8359 | 0 | 4591.7069 | 0 | 0 | 0 | 1 | 0 | 0 | 1
315 | HVAC | Controls | Facility Energy Management System_SH | Schools K-12 | Existing | CscEgsd315 | 0 | 17.0869 | 7500.32 | 0 | GSD | 15 | 1 | 1 | 1 | 1 | 1 | 1 | 1 | 1 | 1 | 1 | 1 | 1 | 377.1401 | 0 | 7477.562 | 0 | 0 | 0 | 1 | 0 | 0 | 1
315 | HVAC | Controls | Facility Energy Management System_SH | Schools K-12 | New | CscNgsd315 | 0 | 17.0869 | 7500.32 | 0 | GSD | 15 | 1 | 1 | 1 | 1 | 1 | 1 | 1 | 1 | 1 | 1 | 1 | 1 | 377.1401 | 0 | 7477.562 | 0 | 0 | 0 | 1 | 0 | 0 | 1
315 | HVAC | Controls | Facility Energy Management System_SH | Warehouse | Existing | CwaEgsd315 | 0 | 2.9097 | 1277.23 | 0 | GSD | 15 | 1 | 1 | 1 | 1 | 1 | 1 | 1 | 1 | 1 | 1 | 1 | 1 | 64.2232 | 0 | 5934.6101 | 0 | 0 | 0 | 1 | 0 | 0 | 1
315 | HVAC | Controls | Facility Energy Management System_SH | Warehouse | New | CwaNgsd315 | 0 | 2.9097 | 1277.23 | 0 | GSD | 15 | 1 | 1 | 1 | 1 | 1 | 1 | 1 | 1 | 1 | 1 | 1 | 1 | 64.2232 | 0 | 5934.6101 | 0 | 0 | 0 | 1 | 0 | 0 | 1
316 | HVAC | Controls | Facility Energy Management System_VT | Assembly | Existing | CasEgsd316 | 1 | 1 | 8620.6897 | 0 | GSD | 15 | 1 | 1 | 1 | 1 | 1 | 1 | 1 | 1 | 1 | 1 | 1 | 1 | 433.4759 | 0 | 6848.9064 | 0 | 0 | 0 | 1 | 0 | 0 | 1
316 | HVAC | Controls | Facility Energy Management System_VT | Assembly | New | CasNgsd316 | 1 | 1 | 8620.6897 | 0 | GSD | 15 | 1 | 1 | 1 | 1 | 1 | 1 | 1 | 1 | 1 | 1 | 1 | 1 | 433.4759 | 0 | 6848.9064 | 0 | 0 | 0 | 1 | 0 | 0 | 1
316 | HVAC | Controls | Facility Energy Management System_VT | College and University | Existing | CcoEgsd316 | 1 | 1 | 8620.6897 | 0 | GSD | 15 | 1 | 1 | 1 | 1 | 1 | 1 | 1 | 1 | 1 | 1 | 1 | 1 | 433.4759 | 0 | 17766.6595 | 0 | 0 | 0 | 1 | 0 | 0 | 1
316 | HVAC | Controls | Facility Energy Management System_VT | College and University | New | CcoNgsd316 | 1 | 1 | 8620.6897 | 0 | GSD | 15 | 1 | 1 | 1 | 1 | 1 | 1 | 1 | 1 | 1 | 1 | 1 | 1 | 433.4759 | 0 | 17766.6595 | 0 | 0 | 0 | 1 | 0 | 0 | 1
316 | HVAC | Controls | Facility Energy Management System_VT | Data Center | Existing | CdaEgsd316 | 1 | 0.71038 | 5464.4809 | 0 | GSD | 15 | 1 | 1 | 1 | 1 | 1 | 1 | 1 | 1 | 1 | 1 | 1 | 1 | 274.7716 | 0 | 8515.112 | 0 | 0 | 0 | 1 | 0 | 0 | 1
316 | HVAC | Controls | Facility Energy Management System_VT | Data Center | New | CdaNgsd316 | 1 | 0.71038 | 5464.4809 | 0 | GSD | 15 | 1 | 1 | 1 | 1 | 1 | 1 | 1 | 1 | 1 | 1 | 1 | 1 | 274.7716 | 0 | 8515.112 | 0 | 0 | 0 | 1 | 0 | 0 | 1
316 | HVAC | Controls | Facility Energy Management System_VT | Grocery | Existing | CgrEgsd316 | 1 | 0.53409 | 5681.8182 | 0 | GSD | 15 | 1 | 1 | 1 | 1 | 1 | 1 | 1 | 1 | 1 | 1 | 1 | 1 | 285.7 | 0 | 4196.5912 | 0 | 0 | 0 | 1 | 0 | 0 | 1
316 | HVAC | Controls | Facility Energy Management System_VT | Grocery | New | CgrNgsd316 | 1 | 0.53409 | 5681.8182 | 0 | GSD | 15 | 1 | 1 | 1 | 1 | 1 | 1 | 1 | 1 | 1 | 1 | 1 | 1 | 285.7 | 0 | 4196.5912 | 0 | 0 | 0 | 1 | 0 | 0 | 1
316 | HVAC | Controls | Facility Energy Management System_VT | Healthcare | Existing | CheEgsd316 | 1 | 0.87755 | 6802.7211 | 0 | GSD | 15 | 1 | 1 | 1 | 1 | 1 | 1 | 1 | 1 | 1 | 1 | 1 | 1 | 342.0626 | 0 | 7223.5678 | 0 | 0 | 0 | 1 | 0 | 0 | 1
316 | HVAC | Controls | Facility Energy Management System_VT | Healthcare | New | CheNgsd316 | 1 | 0.87755 | 6802.7211 | 0 | GSD | 15 | 1 | 1 | 1 | 1 | 1 | 1 | 1 | 1 | 1 | 1 | 1 | 1 | 342.0626 | 0 | 7223.5678 | 0 | 0 | 0 | 1 | 0 | 0 | 1
316 | HVAC | Controls | Facility Energy Management System_VT | Hospitals | Existing | ChoEgsd316 | 1 | 1 | 8620.6897 | 0 | GSD | 15 | 1 | 1 | 1 | 1 | 1 | 1 | 1 | 1 | 1 | 1 | 1 | 1 | 433.4759 | 0 | 3586.1071 | 0 | 0 | 0 | 1 | 0 | 0 | 1
316 | HVAC | Controls | Facility Energy Management System_VT | Hospitals | New | ChoNgsd316 | 1 | 1 | 8620.6897 | 0 | GSD | 15 | 1 | 1 | 1 | 1 | 1 | 1 | 1 | 1 | 1 | 1 | 1 | 1 | 433.4759 | 0 | 3586.1071 | 0 | 0 | 0 | 1 | 0 | 0 | 1
316 | HVAC | Controls | Facility Energy Management System_VT | Institutional | Existing | CinEgsd316 | 1 | 0.78049 | 6097.561 | 0 | GSD | 15 | 1 | 1 | 1 | 1 | 1 | 1 | 1 | 1 | 1 | 1 | 1 | 1 | 306.6049 | 0 | 14793.6405 | 0 | 0 | 0 | 1 | 0 | 0 | 1
316 | HVAC | Controls | Facility Energy Management System_VT | Institutional | New | CinNgsd316 | 1 | 0.78049 | 6097.561 | 0 | GSD | 15 | 1 | 1 | 1 | 1 | 1 | 1 | 1 | 1 | 1 | 1 | 1 | 1 | 306.6049 | 0 | 14793.6405 | 0 | 0 | 0 | 1 | 0 | 0 | 1
316 | HVAC | Controls | Facility Energy Management System_VT | Lodging/Hospitality | Existing | CloEgsd316 | 1 | 0.8209 | 7462.6866 | 0 | GSD | 15 | 1 | 1 | 1 | 1 | 1 | 1 | 1 | 1 | 1 | 1 | 1 | 1 | 375.2478 | 0 | 7151.7413 | 0 | 0 | 0 | 1 | 0 | 0 | 1
316 | HVAC | Controls | Facility Energy Management System_VT | Lodging/Hospitality | New | CloNgsd316 | 1 | 0.8209 | 7462.6866 | 0 | GSD | 15 | 1 | 1 | 1 | 1 | 1 | 1 | 1 | 1 | 1 | 1 | 1 | 1 | 375.2478 | 0 | 7151.7413 | 0 | 0 | 0 | 1 | 0 | 0 | 1
316 | HVAC | Controls | Facility Energy Management System_VT | Miscellaneous | Existing | CmiEgsd316 | 1 | 0.71038 | 5464.4809 | 0 | GSD | 15 | 1 | 1 | 1 | 1 | 1 | 1 | 1 | 1 | 1 | 1 | 1 | 1 | 274.7716 | 0 | 15574.1176 | 0 | 0 | 0 | 1 | 0 | 0 | 1
316 | HVAC | Controls | Facility Energy Management System_VT | Miscellaneous | New | CmiNgsd316 | 1 | 0.71038 | 5464.4809 | 0 | GSD | 15 | 1 | 1 | 1 | 1 | 1 | 1 | 1 | 1 | 1 | 1 | 1 | 1 | 274.7716 | 0 | 15574.1176 | 0 | 0 | 0 | 1 | 0 | 0 | 1
316 | HVAC | Controls | Facility Energy Management System_VT | Offices | Existing | CofEgsd316 | 1 | 0.71038 | 5464.4809 | 0 | GSD | 15 | 1 | 1 | 1 | 1 | 1 | 1 | 1 | 1 | 1 | 1 | 1 | 1 | 274.7716 | 0 | 5563.6614 | 0 | 0 | 0 | 1 | 0 | 0 | 1
316 | HVAC | Controls | Facility Energy Management System_VT | Offices | New | CofNgsd316 | 1 | 0.71038 | 5464.4809 | 0 | GSD | 15 | 1 | 1 | 1 | 1 | 1 | 1 | 1 | 1 | 1 | 1 | 1 | 1 | 274.7716 | 0 | 5563.6614 | 0 | 0 | 0 | 1 | 0 | 0 | 1
316 | HVAC | Controls | Facility Energy Management System_VT | Restaurants | Existing | CreEgsd316 | 1 | 0.76471 | 6535.9477 | 0 | GSD | 15 | 1 | 1 | 1 | 1 | 1 | 1 | 1 | 1 | 1 | 1 | 1 | 1 | 328.6484 | 0 | 2658.2979 | 0 | 0 | 0 | 1 | 0 | 0 | 1
316 | HVAC | Controls | Facility Energy Management System_VT | Restaurants | New | CreNgsd316 | 1 | 0.76471 | 6535.9477 | 0 | GSD | 15 | 1 | 1 | 1 | 1 | 1 | 1 | 1 | 1 | 1 | 1 | 1 | 1 | 328.6484 | 0 | 2658.2979 | 0 | 0 | 0 | 1 | 0 | 0 | 1
316 | HVAC | Controls | Facility Energy Management System_VT | Retail | Existing | CrtEgsd316 | 1 | 1 | 8620.6897 | 0 | GSD | 15 | 1 | 1 | 1 | 1 | 1 | 1 | 1 | 1 | 1 | 1 | 1 | 1 | 433.4759 | 0 | 10375.5016 | 0 | 0 | 0 | 1 | 0 | 0 | 1
316 | HVAC | Controls | Facility Energy Management System_VT | Retail | New | CrtNgsd316 | 1 | 1 | 8620.6897 | 0 | GSD | 15 | 1 | 1 | 1 | 1 | 1 | 1 | 1 | 1 | 1 | 1 | 1 | 1 | 433.4759 | 0 | 10375.5016 | 0 | 0 | 0 | 1 | 0 | 0 | 1
316 | HVAC | Controls | Facility Energy Management System_VT | Schools K-12 | Existing | CscEgsd316 | 1 | 0.71038 | 5464.4809 | 0 | GSD | 15 | 1 | 1 | 1 | 1 | 1 | 1 | 1 | 1 | 1 | 1 | 1 | 1 | 274.7716 | 0 | 5447.9002 | 0 | 0 | 0 | 1 | 0 | 0 | 1
316 | HVAC | Controls | Facility Energy Management System_VT | Schools K-12 | New | CscNgsd316 | 1 | 0.71038 | 5464.4809 | 0 | GSD | 15 | 1 | 1 | 1 | 1 | 1 | 1 | 1 | 1 | 1 | 1 | 1 | 1 | 274.7716 | 0 | 5447.9002 | 0 | 0 | 0 | 1 | 0 | 0 | 1
316 | HVAC | Controls | Facility Energy Management System_VT | Warehouse | Existing | CwaEgsd316 | 1 | 0.71038 | 5464.4809 | 0 | GSD | 15 | 1 | 1 | 1 | 1 | 1 | 1 | 1 | 1 | 1 | 1 | 1 | 1 | 274.7716 | 0 | 25390.5431 | 0 | 0 | 0 | 1 | 0 | 0 | 1
316 | HVAC | Controls | Facility Energy Management System_VT | Warehouse | New | CwaNgsd316 | 1 | 0.71038 | 5464.4809 | 0 | GSD | 15 | 1 | 1 | 1 | 1 | 1 | 1 | 1 | 1 | 1 | 1 | 1 | 1 | 274.7716 | 0 | 25390.5431 | 0 | 0 | 0 | 1 | 0 | 0 | 1
317 | HVAC | Controls | Hotel Card Energy Control Systems | Assembly | Existing | CasEgsd317 | 1 | 1.3029 | 3574.3533 | 0 | GSD | 8 | 1 | 1 | 1 | 1 | 1 | 1 | 1 | 1 | 1 | 1 | 1 | 1 | 214.4612 | 0 | 1281.003 | 0 | 0 | 0 | 1 | 0 | 0 | 1
317 | HVAC | Controls | Hotel Card Energy Control Systems | Assembly | New | CasNgsd317 | 1 | 1.3029 | 3574.3533 | 0 | GSD | 8 | 1 | 1 | 1 | 1 | 1 | 1 | 1 | 1 | 1 | 1 | 1 | 1 | 214.4612 | 0 | 1281.003 | 0 | 0 | 0 | 1 | 0 | 0 | 1
317 | HVAC | Controls | Hotel Card Energy Control Systems | College and University | Existing | CcoEgsd317 | 1 | 0.18075 | 5871.6129 | 0 | GSD | 8 | 1 | 1 | 1 | 1 | 1 | 1 | 1 | 1 | 1 | 1 | 1 | 1 | 352.2968 | 0 | 2104.3118 | 0 | 0 | 0 | 1 | 0 | 0 | 1
317 | HVAC | Controls | Hotel Card Energy Control Systems | College and University | New | CcoNgsd317 | 1 | 0.18075 | 5871.6129 | 0 | GSD | 8 | 1 | 1 | 1 | 1 | 1 | 1 | 1 | 1 | 1 | 1 | 1 | 1 | 352.2968 | 0 | 2104.3118 | 0 | 0 | 0 | 1 | 0 | 0 | 1
317 | HVAC | Controls | Hotel Card Energy Control Systems | Data Center | Existing | CdaEgsd317 | 1 | 0.18075 | 5871.6129 | 0 | GSD | 8 | 1 | 1 | 1 | 1 | 1 | 1 | 1 | 1 | 1 | 1 | 1 | 1 | 352.2968 | 0 | 2104.3118 | 0 | 0 | 0 | 1 | 0 | 0 | 1
317 | HVAC | Controls | Hotel Card Energy Control Systems | Data Center | New | CdaNgsd317 | 1 | 0.18075 | 5871.6129 | 0 | GSD | 8 | 1 | 1 | 1 | 1 | 1 | 1 | 1 | 1 | 1 | 1 | 1 | 1 | 352.2968 | 0 | 2104.3118 | 0 | 0 | 0 | 1 | 0 | 0 | 1
317 | HVAC | Controls | Hotel Card Energy Control Systems | Grocery | Existing | CgrEgsd317 | 1 | 0.51623 | 4198.0586 | 0 | GSD | 8 | 1 | 1 | 1 | 1 | 1 | 1 | 1 | 1 | 1 | 1 | 1 | 1 | 251.8835 | 0 | 1504.5311 | 0 | 0 | 0 | 1 | 0 | 0 | 1
317 | HVAC | Controls | Hotel Card Energy Control Systems | Grocery | New | CgrNgsd317 | 1 | 0.51623 | 4198.0586 | 0 | GSD | 8 | 1 | 1 | 1 | 1 | 1 | 1 | 1 | 1 | 1 | 1 | 1 | 1 | 251.8835 | 0 | 1504.5311 | 0 | 0 | 0 | 1 | 0 | 0 | 1
317 | HVAC | Controls | Hotel Card Energy Control Systems | Healthcare | Existing | CheEgsd317 | 1 | 0.18075 | 5871.6129 | 0 | GSD | 8 | 1 | 1 | 1 | 1 | 1 | 1 | 1 | 1 | 1 | 1 | 1 | 1 | 352.2968 | 0 | 2104.3118 | 0 | 0 | 0 | 1 | 0 | 0 | 1
317 | HVAC | Controls | Hotel Card Energy Control Systems | Healthcare | New | CheNgsd317 | 1 | 0.18075 | 5871.6129 | 0 | GSD | 8 | 1 | 1 | 1 | 1 | 1 | 1 | 1 | 1 | 1 | 1 | 1 | 1 | 352.2968 | 0 | 2104.3118 | 0 | 0 | 0 | 1 | 0 | 0 | 1
317 | HVAC | Controls | Hotel Card Energy Control Systems | Hospitals | Existing | ChoEgsd317 | 1 | 0.18075 | 5871.6129 | 0 | GSD | 8 | 1 | 1 | 1 | 1 | 1 | 1 | 1 | 1 | 1 | 1 | 1 | 1 | 352.2968 | 0 | 2104.3118 | 0 | 0 | 0 | 1 | 0 | 0 | 1
317 | HVAC | Controls | Hotel Card Energy Control Systems | Hospitals | New | ChoNgsd317 | 1 | 0.18075 | 5871.6129 | 0 | GSD | 8 | 1 | 1 | 1 | 1 | 1 | 1 | 1 | 1 | 1 | 1 | 1 | 1 | 352.2968 | 0 | 2104.3118 | 0 | 0 | 0 | 1 | 0 | 0 | 1
317 | HVAC | Controls | Hotel Card Energy Control Systems | Institutional | Existing | CinEgsd317 | 1 | 0.18075 | 5871.6129 | 0 | GSD | 8 | 1 | 1 | 1 | 1 | 1 | 1 | 1 | 1 | 1 | 1 | 1 | 1 | 352.2968 | 0 | 2104.3118 | 0 | 0 | 0 | 1 | 0 | 0 | 1
317 | HVAC | Controls | Hotel Card Energy Control Systems | Institutional | New | CinNgsd317 | 1 | 0.18075 | 5871.6129 | 0 | GSD | 8 | 1 | 1 | 1 | 1 | 1 | 1 | 1 | 1 | 1 | 1 | 1 | 1 | 352.2968 | 0 | 2104.3118 | 0 | 0 | 0 | 1 | 0 | 0 | 1
317 | HVAC | Controls | Hotel Card Energy Control Systems | Lodging/Hospitality | Existing | CloEgsd317 | 1 | 0.65517 | 6216.2877 | 0 | GSD | 8 | 1 | 1 | 1 | 1 | 1 | 1 | 1 | 1 | 1 | 1 | 1 | 1 | 372.9773 | 0 | 2227.8389 | 0 | 0 | 0 | 1 | 0 | 0 | 1
317 | HVAC | Controls | Hotel Card Energy Control Systems | Lodging/Hospitality | New | CloNgsd317 | 1 | 0.65517 | 6216.2877 | 0 | GSD | 8 | 1 | 1 | 1 | 1 | 1 | 1 | 1 | 1 | 1 | 1 | 1 | 1 | 372.9773 | 0 | 2227.8389 | 0 | 0 | 0 | 1 | 0 | 0 | 1
317 | HVAC | Controls | Hotel Card Energy Control Systems | Miscellaneous | Existing | CmiEgsd317 | 1 | 1.3029 | 3574.3533 | 0 | GSD | 8 | 1 | 1 | 1 | 1 | 1 | 1 | 1 | 1 | 1 | 1 | 1 | 1 | 214.4612 | 0 | 1281.003 | 0 | 0 | 0 | 1 | 0 | 0 | 1
317 | HVAC | Controls | Hotel Card Energy Control Systems | Miscellaneous | New | CmiNgsd317 | 1 | 1.3029 | 3574.3533 | 0 | GSD | 8 | 1 | 1 | 1 | 1 | 1 | 1 | 1 | 1 | 1 | 1 | 1 | 1 | 214.4612 | 0 | 1281.003 | 0 | 0 | 0 | 1 | 0 | 0 | 1
317 | HVAC | Controls | Hotel Card Energy Control Systems | Offices | Existing | CofEgsd317 | 1 | 1.3029 | 3574.3533 | 0 | GSD | 8 | 1 | 1 | 1 | 1 | 1 | 1 | 1 | 1 | 1 | 1 | 1 | 1 | 214.4612 | 0 | 1281.003 | 0 | 0 | 0 | 1 | 0 | 0 | 1
317 | HVAC | Controls | Hotel Card Energy Control Systems | Offices | New | CofNgsd317 | 1 | 1.3029 | 3574.3533 | 0 | GSD | 8 | 1 | 1 | 1 | 1 | 1 | 1 | 1 | 1 | 1 | 1 | 1 | 1 | 214.4612 | 0 | 1281.003 | 0 | 0 | 0 | 1 | 0 | 0 | 1
317 | HVAC | Controls | Hotel Card Energy Control Systems | Restaurants | Existing | CreEgsd317 | 1 | 0.51623 | 4198.0586 | 0 | GSD | 8 | 1 | 1 | 1 | 1 | 1 | 1 | 1 | 1 | 1 | 1 | 1 | 1 | 251.8835 | 0 | 1504.5311 | 0 | 0 | 0 | 1 | 0 | 0 | 1
317 | HVAC | Controls | Hotel Card Energy Control Systems | Restaurants | New | CreNgsd317 | 1 | 0.51623 | 4198.0586 | 0 | GSD | 8 | 1 | 1 | 1 | 1 | 1 | 1 | 1 | 1 | 1 | 1 | 1 | 1 | 251.8835 | 0 | 1504.5311 | 0 | 0 | 0 | 1 | 0 | 0 | 1
317 | HVAC | Controls | Hotel Card Energy Control Systems | Retail | Existing | CrtEgsd317 | 1 | 1.3029 | 3574.3533 | 0 | GSD | 8 | 1 | 1 | 1 | 1 | 1 | 1 | 1 | 1 | 1 | 1 | 1 | 1 | 214.4612 | 0 | 1281.003 | 0 | 0 | 0 | 1 | 0 | 0 | 1
317 | HVAC | Controls | Hotel Card Energy Control Systems | Retail | New | CrtNgsd317 | 1 | 1.3029 | 3574.3533 | 0 | GSD | 8 | 1 | 1 | 1 | 1 | 1 | 1 | 1 | 1 | 1 | 1 | 1 | 1 | 214.4612 | 0 | 1281.003 | 0 | 0 | 0 | 1 | 0 | 0 | 1
317 | HVAC | Controls | Hotel Card Energy Control Systems | Schools K-12 | Existing | CscEgsd317 | 1 | 1.3029 | 3574.3533 | 0 | GSD | 8 | 1 | 1 | 1 | 1 | 1 | 1 | 1 | 1 | 1 | 1 | 1 | 1 | 214.4612 | 0 | 1281.003 | 0 | 0 | 0 | 1 | 0 | 0 | 1
317 | HVAC | Controls | Hotel Card Energy Control Systems | Schools K-12 | New | CscNgsd317 | 1 | 1.3029 | 3574.3533 | 0 | GSD | 8 | 1 | 1 | 1 | 1 | 1 | 1 | 1 | 1 | 1 | 1 | 1 | 1 | 214.4612 | 0 | 1281.003 | 0 | 0 | 0 | 1 | 0 | 0 | 1
317 | HVAC | Controls | Hotel Card Energy Control Systems | Warehouse | Existing | CwaEgsd317 | 1 | 1.3029 | 3574.3533 | 0 | GSD | 8 | 1 | 1 | 1 | 1 | 1 | 1 | 1 | 1 | 1 | 1 | 1 | 1 | 214.4612 | 0 | 1281.003 | 0 | 0 | 0 | 1 | 0 | 0 | 1
317 | HVAC | Controls | Hotel Card Energy Control Systems | Warehouse | New | CwaNgsd317 | 1 | 1.3029 | 3574.3533 | 0 | GSD | 8 | 1 | 1 | 1 | 1 | 1 | 1 | 1 | 1 | 1 | 1 | 1 | 1 | 214.4612 | 0 | 1281.003 | 0 | 0 | 0 | 1 | 0 | 0 | 1
318 | HVAC | Controls | Programmable thermostat | Assembly | Existing | CasEgsd318 | 1 | 1.5678 | 3690.6424 | 0 | GSD | 11 | 1 | 1 | 1 | 1 | 1 | 1 | 1 | 1 | 1 | 1 | 1 | 1 | 221.4385 | 0 | 96.012 | 0 | 0 | 0 | 1 | 0 | 0 | 1
318 | HVAC | Controls | Programmable thermostat | Assembly | New | CasNgsd318 | 1 | 1.5678 | 3690.6424 | 0 | GSD | 11 | 1 | 1 | 1 | 1 | 1 | 1 | 1 | 1 | 1 | 1 | 1 | 1 | 221.4385 | 0 | 96.012 | 0 | 0 | 0 | 1 | 0 | 0 | 1
318 | HVAC | Controls | Programmable thermostat | College and University | Existing | CcoEgsd318 | 1 | 0.26532 | 6311.2111 | 0 | GSD | 11 | 1 | 1 | 1 | 1 | 1 | 1 | 1 | 1 | 1 | 1 | 1 | 1 | 378.6727 | 0 | 1494.1353 | 0 | 0 | 0 | 1 | 0 | 0 | 1
318 | HVAC | Controls | Programmable thermostat | College and University | New | CcoNgsd318 | 1 | 0.26532 | 6311.2111 | 0 | GSD | 11 | 1 | 1 | 1 | 1 | 1 | 1 | 1 | 1 | 1 | 1 | 1 | 1 | 378.6727 | 0 | 1494.1353 | 0 | 0 | 0 | 1 | 0 | 0 | 1
318 | HVAC | Controls | Programmable thermostat | Data Center | Existing | CdaEgsd318 | 1 | 0.41253 | 7076.3533 | 0 | GSD | 11 | 1 | 1 | 1 | 1 | 1 | 1 | 1 | 1 | 1 | 1 | 1 | 1 | 424.5812 | 0 | 1152.7704 | 0 | 0 | 0 | 1 | 0 | 0 | 1
318 | HVAC | Controls | Programmable thermostat | Data Center | New | CdaNgsd318 | 1 | 0.41253 | 7076.3533 | 0 | GSD | 11 | 1 | 1 | 1 | 1 | 1 | 1 | 1 | 1 | 1 | 1 | 1 | 1 | 424.5812 | 0 | 1152.7704 | 0 | 0 | 0 | 1 | 0 | 0 | 1
318 | HVAC | Controls | Programmable thermostat | Grocery | Existing | CgrEgsd318 | 1 | 3.3162 | 7841.3243 | 0 | GSD | 11 | 1 | 1 | 1 | 1 | 1 | 1 | 1 | 1 | 1 | 1 | 1 | 1 | 470.4795 | 0 | 346.8659 | 0 | 0 | 0 | 1 | 0 | 0 | 1
318 | HVAC | Controls | Programmable thermostat | Grocery | New | CgrNgsd318 | 1 | 3.3162 | 7841.3243 | 0 | GSD | 11 | 1 | 1 | 1 | 1 | 1 | 1 | 1 | 1 | 1 | 1 | 1 | 1 | 470.4795 | 0 | 346.8659 | 0 | 0 | 0 | 1 | 0 | 0 | 1
318 | HVAC | Controls | Programmable thermostat | Healthcare | Existing | CheEgsd318 | 1 | 0.8656 | 9431.3142 | 0 | GSD | 11 | 1 | 1 | 1 | 1 | 1 | 1 | 1 | 1 | 1 | 1 | 1 | 1 | 565.8789 | 0 | 993.1704 | 0 | 0 | 0 | 1 | 0 | 0 | 1
318 | HVAC | Controls | Programmable thermostat | Healthcare | New | CheNgsd318 | 1 | 0.8656 | 9431.3142 | 0 | GSD | 11 | 1 | 1 | 1 | 1 | 1 | 1 | 1 | 1 | 1 | 1 | 1 | 1 | 565.8789 | 0 | 993.1704 | 0 | 0 | 0 | 1 | 0 | 0 | 1
318 | HVAC | Controls | Programmable thermostat | Hospitals | Existing | ChoEgsd318 | 1 | 0.20156 | 5979.7739 | 0 | GSD | 11 | 1 | 1 | 1 | 1 | 1 | 1 | 1 | 1 | 1 | 1 | 1 | 1 | 358.7864 | 0 | 111.5452 | 0 | 0 | 0 | 1 | 0 | 0 | 1
318 | HVAC | Controls | Programmable thermostat | Hospitals | New | ChoNgsd318 | 1 | 0.20156 | 5979.7739 | 0 | GSD | 11 | 1 | 1 | 1 | 1 | 1 | 1 | 1 | 1 | 1 | 1 | 1 | 1 | 358.7864 | 0 | 111.5452 | 0 | 0 | 0 | 1 | 0 | 0 | 1
318 | HVAC | Controls | Programmable thermostat | Institutional | Existing | CinEgsd318 | 1 | 0.50896 | 7577.6002 | 0 | GSD | 11 | 1 | 1 | 1 | 1 | 1 | 1 | 1 | 1 | 1 | 1 | 1 | 1 | 454.656 | 0 | 848.7705 | 0 | 0 | 0 | 1 | 0 | 0 | 1
318 | HVAC | Controls | Programmable thermostat | Institutional | New | CinNgsd318 | 1 | 0.50896 | 7577.6002 | 0 | GSD | 11 | 1 | 1 | 1 | 1 | 1 | 1 | 1 | 1 | 1 | 1 | 1 | 1 | 454.656 | 0 | 848.7705 | 0 | 0 | 0 | 1 | 0 | 0 | 1
318 | HVAC | Controls | Programmable thermostat | Lodging/Hospitality | Existing | CloEgsd318 | 1 | 0.71024 | 6299.894 | 0 | GSD | 11 | 1 | 1 | 1 | 1 | 1 | 1 | 1 | 1 | 1 | 1 | 1 | 1 | 377.9936 | 0 | 175.3035 | 0 | 0 | 0 | 1 | 0 | 0 | 1
318 | HVAC | Controls | Programmable thermostat | Lodging/Hospitality | New | CloNgsd318 | 1 | 0.71024 | 6299.894 | 0 | GSD | 11 | 1 | 1 | 1 | 1 | 1 | 1 | 1 | 1 | 1 | 1 | 1 | 1 | 377.9936 | 0 | 175.3035 | 0 | 0 | 0 | 1 | 0 | 0 | 1
318 | HVAC | Controls | Programmable thermostat | Miscellaneous | Existing | CmiEgsd318 | 1 | 6.9023 | 6032.2059 | 0 | GSD | 11 | 1 | 1 | 1 | 1 | 1 | 1 | 1 | 1 | 1 | 1 | 1 | 1 | 361.9324 | 0 | 3877.962 | 0 | 0 | 0 | 1 | 0 | 0 | 1
318 | HVAC | Controls | Programmable thermostat | Miscellaneous | New | CmiNgsd318 | 1 | 6.9023 | 6032.2059 | 0 | GSD | 11 | 1 | 1 | 1 | 1 | 1 | 1 | 1 | 1 | 1 | 1 | 1 | 1 | 361.9324 | 0 | 3877.962 | 0 | 0 | 0 | 1 | 0 | 0 | 1
318 | HVAC | Controls | Programmable thermostat | Offices | Existing | CofEgsd318 | 1 | 6.2525 | 5746.9909 | 0 | GSD | 11 | 1 | 1 | 1 | 1 | 1 | 1 | 1 | 1 | 1 | 1 | 1 | 1 | 344.8195 | 0 | 172.2411 | 0 | 0 | 0 | 1 | 0 | 0 | 1
318 | HVAC | Controls | Programmable thermostat | Offices | New | CofNgsd318 | 1 | 6.2525 | 5746.9909 | 0 | GSD | 11 | 1 | 1 | 1 | 1 | 1 | 1 | 1 | 1 | 1 | 1 | 1 | 1 | 344.8195 | 0 | 172.2411 | 0 | 0 | 0 | 1 | 0 | 0 | 1
318 | HVAC | Controls | Programmable thermostat | Restaurants | Existing | CreEgsd318 | 1 | 1.7817 | 5844.5888 | 0 | GSD | 11 | 1 | 1 | 1 | 1 | 1 | 1 | 1 | 1 | 1 | 1 | 1 | 1 | 350.6753 | 0 | 90.698 | 0 | 0 | 0 | 1 | 0 | 0 | 1
318 | HVAC | Controls | Programmable thermostat | Restaurants | New | CreNgsd318 | 1 | 1.7817 | 5844.5888 | 0 | GSD | 11 | 1 | 1 | 1 | 1 | 1 | 1 | 1 | 1 | 1 | 1 | 1 | 1 | 350.6753 | 0 | 90.698 | 0 | 0 | 0 | 1 | 0 | 0 | 1
318 | HVAC | Controls | Programmable thermostat | Retail | Existing | CrtEgsd318 | 1 | 4.3714 | 4921.2746 | 0 | GSD | 11 | 1 | 1 | 1 | 1 | 1 | 1 | 1 | 1 | 1 | 1 | 1 | 1 | 295.2765 | 0 | 104.5724 | 0 | 0 | 0 | 1 | 0 | 0 | 1
318 | HVAC | Controls | Programmable thermostat | Retail | New | CrtNgsd318 | 1 | 4.3714 | 4921.2746 | 0 | GSD | 11 | 1 | 1 | 1 | 1 | 1 | 1 | 1 | 1 | 1 | 1 | 1 | 1 | 295.2765 | 0 | 104.5724 | 0 | 0 | 0 | 1 | 0 | 0 | 1
318 | HVAC | Controls | Programmable thermostat | Schools K-12 | Existing | CscEgsd318 | 1 | 3.8332 | 4685.0525 | 0 | GSD | 11 | 1 | 1 | 1 | 1 | 1 | 1 | 1 | 1 | 1 | 1 | 1 | 1 | 281.1031 | 0 | 195.903 | 0 | 0 | 0 | 1 | 0 | 0 | 1
318 | HVAC | Controls | Programmable thermostat | Schools K-12 | New | CscNgsd318 | 1 | 3.8332 | 4685.0525 | 0 | GSD | 11 | 1 | 1 | 1 | 1 | 1 | 1 | 1 | 1 | 1 | 1 | 1 | 1 | 281.1031 | 0 | 195.903 | 0 | 0 | 0 | 1 | 0 | 0 | 1
318 | HVAC | Controls | Programmable thermostat | Warehouse | Existing | CwaEgsd318 | 1 | 5.4021 | 5373.7188 | 0 | GSD | 11 | 1 | 1 | 1 | 1 | 1 | 1 | 1 | 1 | 1 | 1 | 1 | 1 | 322.4231 | 0 | 501.8256 | 0 | 0 | 0 | 1 | 0 | 0 | 1
318 | HVAC | Controls | Programmable thermostat | Warehouse | New | CwaNgsd318 | 1 | 5.4021 | 5373.7188 | 0 | GSD | 11 | 1 | 1 | 1 | 1 | 1 | 1 | 1 | 1 | 1 | 1 | 1 | 1 | 322.4231 | 0 | 501.8256 | 0 | 0 | 0 | 1 | 0 | 0 | 1
319 | HVAC | Controls | Smart thermostat | Assembly | Existing | CasEgsd319 | 1 | 0.87101 | 3384.7755 | 0 | GSD | 11 | 1 | 1 | 1 | 1 | 1 | 1 | 1 | 1 | 1 | 1 | 1 | 1 | 203.0865 | 0 | 989.5317 | 0 | 0 | 0 | 1 | 0 | 0 | 1
319 | HVAC | Controls | Smart thermostat | Assembly | New | CasNgsd319 | 1 | 0.87101 | 3384.7755 | 0 | GSD | 11 | 1 | 1 | 1 | 1 | 1 | 1 | 1 | 1 | 1 | 1 | 1 | 1 | 203.0865 | 0 | 989.5317 | 0 | 0 | 0 | 1 | 0 | 0 | 1
319 | HVAC | Controls | Smart thermostat | College and University | Existing | CcoEgsd319 | 1 | 0.1474 | 5698.3023 | 0 | GSD | 11 | 1 | 1 | 1 | 1 | 1 | 1 | 1 | 1 | 1 | 1 | 1 | 1 | 341.8981 | 0 | 15399.1491 | 0 | 0 | 0 | 1 | 0 | 0 | 1
319 | HVAC | Controls | Smart thermostat | College and University | New | CcoNgsd319 | 1 | 0.1474 | 5698.3023 | 0 | GSD | 11 | 1 | 1 | 1 | 1 | 1 | 1 | 1 | 1 | 1 | 1 | 1 | 1 | 341.8981 | 0 | 15399.1491 | 0 | 0 | 0 | 1 | 0 | 0 | 1
319 | HVAC | Controls | Smart thermostat | Data Center | Existing | CdaEgsd319 | 1 | 0.22918 | 6123.3838 | 0 | GSD | 11 | 1 | 1 | 1 | 1 | 1 | 1 | 1 | 1 | 1 | 1 | 1 | 1 | 367.403 | 0 | 11880.8667 | 0 | 0 | 0 | 1 | 0 | 0 | 1
319 | HVAC | Controls | Smart thermostat | Data Center | New | CdaNgsd319 | 1 | 0.22918 | 6123.3838 | 0 | GSD | 11 | 1 | 1 | 1 | 1 | 1 | 1 | 1 | 1 | 1 | 1 | 1 | 1 | 367.403 | 0 | 11880.8667 | 0 | 0 | 0 | 1 | 0 | 0 | 1
319 | HVAC | Controls | Smart thermostat | Grocery | Existing | CgrEgsd319 | 1 | 1.8423 | 5923.5338 | 0 | GSD | 11 | 1 | 1 | 1 | 1 | 1 | 1 | 1 | 1 | 1 | 1 | 1 | 1 | 355.412 | 0 | 3574.9144 | 0 | 0 | 0 | 1 | 0 | 0 | 1
319 | HVAC | Controls | Smart thermostat | Grocery | New | CgrNgsd319 | 1 | 1.8423 | 5923.5338 | 0 | GSD | 11 | 1 | 1 | 1 | 1 | 1 | 1 | 1 | 1 | 1 | 1 | 1 | 1 | 355.412 | 0 | 3574.9144 | 0 | 0 | 0 | 1 | 0 | 0 | 1
319 | HVAC | Controls | Smart thermostat | Healthcare | Existing | CheEgsd319 | 1 | 0.48089 | 7431.6857 | 0 | GSD | 11 | 1 | 1 | 1 | 1 | 1 | 1 | 1 | 1 | 1 | 1 | 1 | 1 | 445.9011 | 0 | 10235.9288 | 0 | 0 | 0 | 1 | 0 | 0 | 1
319 | HVAC | Controls | Smart thermostat | Healthcare | New | CheNgsd319 | 1 | 0.48089 | 7431.6857 | 0 | GSD | 11 | 1 | 1 | 1 | 1 | 1 | 1 | 1 | 1 | 1 | 1 | 1 | 1 | 445.9011 | 0 | 10235.9288 | 0 | 0 | 0 | 1 | 0 | 0 | 1
319 | HVAC | Controls | Smart thermostat | Hospitals | Existing | ChoEgsd319 | 1 | 0.11198 | 5514.1687 | 0 | GSD | 11 | 1 | 1 | 1 | 1 | 1 | 1 | 1 | 1 | 1 | 1 | 1 | 1 | 330.8501 | 0 | 1149.6237 | 0 | 0 | 0 | 1 | 0 | 0 | 1
319 | HVAC | Controls | Smart thermostat | Hospitals | New | ChoNgsd319 | 1 | 0.11198 | 5514.1687 | 0 | GSD | 11 | 1 | 1 | 1 | 1 | 1 | 1 | 1 | 1 | 1 | 1 | 1 | 1 | 330.8501 | 0 | 1149.6237 | 0 | 0 | 0 | 1 | 0 | 0 | 1
319 | HVAC | Controls | Smart thermostat | Institutional | Existing | CinEgsd319 | 1 | 0.28275 | 6401.8208 | 0 | GSD | 11 | 1 | 1 | 1 | 1 | 1 | 1 | 1 | 1 | 1 | 1 | 1 | 1 | 384.1092 | 0 | 8747.7266 | 0 | 0 | 0 | 1 | 0 | 0 | 1
319 | HVAC | Controls | Smart thermostat | Institutional | New | CinNgsd319 | 1 | 0.28275 | 6401.8208 | 0 | GSD | 11 | 1 | 1 | 1 | 1 | 1 | 1 | 1 | 1 | 1 | 1 | 1 | 1 | 384.1092 | 0 | 8747.7266 | 0 | 0 | 0 | 1 | 0 | 0 | 1
319 | HVAC | Controls | Smart thermostat | Lodging/Hospitality | Existing | CloEgsd319 | 1 | 0.39458 | 5820.6952 | 0 | GSD | 11 | 1 | 1 | 1 | 1 | 1 | 1 | 1 | 1 | 1 | 1 | 1 | 1 | 349.2417 | 0 | 1806.7411 | 0 | 0 | 0 | 1 | 0 | 0 | 1
319 | HVAC | Controls | Smart thermostat | Lodging/Hospitality | New | CloNgsd319 | 1 | 0.39458 | 5820.6952 | 0 | GSD | 11 | 1 | 1 | 1 | 1 | 1 | 1 | 1 | 1 | 1 | 1 | 1 | 1 | 349.2417 | 0 | 1806.7411 | 0 | 0 | 0 | 1 | 0 | 0 | 1
319 | HVAC | Controls | Smart thermostat | Miscellaneous | Existing | CmiEgsd319 | 1 | 3.8346 | 4685.6309 | 0 | GSD | 11 | 1 | 1 | 1 | 1 | 1 | 1 | 1 | 1 | 1 | 1 | 1 | 1 | 281.1379 | 0 | 39967.451 | 0 | 0 | 0 | 1 | 0 | 0 | 1
319 | HVAC | Controls | Smart thermostat | Miscellaneous | New | CmiNgsd319 | 1 | 3.8346 | 4685.6309 | 0 | GSD | 11 | 1 | 1 | 1 | 1 | 1 | 1 | 1 | 1 | 1 | 1 | 1 | 1 | 281.1379 | 0 | 39967.451 | 0 | 0 | 0 | 1 | 0 | 0 | 1
319 | HVAC | Controls | Smart thermostat | Offices | Existing | CofEgsd319 | 1 | 3.4736 | 4527.1913 | 0 | GSD | 11 | 1 | 1 | 1 | 1 | 1 | 1 | 1 | 1 | 1 | 1 | 1 | 1 | 271.6315 | 0 | 1775.1698 | 0 | 0 | 0 | 1 | 0 | 0 | 1
319 | HVAC | Controls | Smart thermostat | Offices | New | CofNgsd319 | 1 | 3.4736 | 4527.1913 | 0 | GSD | 11 | 1 | 1 | 1 | 1 | 1 | 1 | 1 | 1 | 1 | 1 | 1 | 1 | 271.6315 | 0 | 1775.1698 | 0 | 0 | 0 | 1 | 0 | 0 | 1
319 | HVAC | Controls | Smart thermostat | Restaurants | Existing | CreEgsd319 | 1 | 0.98981 | 4814.2662 | 0 | GSD | 11 | 1 | 1 | 1 | 1 | 1 | 1 | 1 | 1 | 1 | 1 | 1 | 1 | 288.856 | 0 | 934.7666 | 0 | 0 | 0 | 1 | 0 | 0 | 1
319 | HVAC | Controls | Smart thermostat | Restaurants | New | CreNgsd319 | 1 | 0.98981 | 4814.2662 | 0 | GSD | 11 | 1 | 1 | 1 | 1 | 1 | 1 | 1 | 1 | 1 | 1 | 1 | 1 | 288.856 | 0 | 934.7666 | 0 | 0 | 0 | 1 | 0 | 0 | 1
319 | HVAC | Controls | Smart thermostat | Retail | Existing | CrtEgsd319 | 1 | 2.4285 | 4068.4521 | 0 | GSD | 11 | 1 | 1 | 1 | 1 | 1 | 1 | 1 | 1 | 1 | 1 | 1 | 1 | 244.1071 | 0 | 1077.7579 | 0 | 0 | 0 | 1 | 0 | 0 | 1
319 | HVAC | Controls | Smart thermostat | Retail | New | CrtNgsd319 | 1 | 2.4285 | 4068.4521 | 0 | GSD | 11 | 1 | 1 | 1 | 1 | 1 | 1 | 1 | 1 | 1 | 1 | 1 | 1 | 244.1071 | 0 | 1077.7579 | 0 | 0 | 0 | 1 | 0 | 0 | 1
319 | HVAC | Controls | Smart thermostat | Schools K-12 | Existing | CscEgsd319 | 1 | 2.1296 | 3937.223 | 0 | GSD | 11 | 1 | 1 | 1 | 1 | 1 | 1 | 1 | 1 | 1 | 1 | 1 | 1 | 236.2334 | 0 | 2019.0408 | 0 | 0 | 0 | 1 | 0 | 0 | 1
319 | HVAC | Controls | Smart thermostat | Schools K-12 | New | CscNgsd319 | 1 | 2.1296 | 3937.223 | 0 | GSD | 11 | 1 | 1 | 1 | 1 | 1 | 1 | 1 | 1 | 1 | 1 | 1 | 1 | 236.2334 | 0 | 2019.0408 | 0 | 0 | 0 | 1 | 0 | 0 | 1
319 | HVAC | Controls | Smart thermostat | Warehouse | Existing | CwaEgsd319 | 1 | 3.0012 | 4319.8366 | 0 | GSD | 11 | 1 | 1 | 1 | 1 | 1 | 1 | 1 | 1 | 1 | 1 | 1 | 1 | 259.1902 | 0 | 5171.9747 | 0 | 0 | 0 | 1 | 0 | 0 | 1
319 | HVAC | Controls | Smart thermostat | Warehouse | New | CwaNgsd319 | 1 | 3.0012 | 4319.8366 | 0 | GSD | 11 | 1 | 1 | 1 | 1 | 1 | 1 | 1 | 1 | 1 | 1 | 1 | 1 | 259.1902 | 0 | 5171.9747 | 0 | 0 | 0 | 1 | 0 | 0 | 1
320 | HVAC | DX | DX Coil Cleaning | Assembly | Existing | CasEgsd320 | 1 | 0 | 3002.444 | 0 | GSD | 3 | 1.0063 | 0.98564 | 1.0265 | 1.0441 | 1.0994 | 1.0901 | 1.0679 | 1.0965 | 1.0642 | 1.0547 | 1.0277 | 1.0297 | 150.9725 | 0 | 1147.974 | 0 | 0 | 0 | 1 | 0 | 0 | 1.0494
320 | HVAC | DX | DX Coil Cleaning | Assembly | New | CasNgsd320 | 1 | 0 | 3002.444 | 0 | GSD | 3 | 1.0063 | 0.98564 | 1.0265 | 1.0441 | 1.0994 | 1.0901 | 1.0679 | 1.0965 | 1.0642 | 1.0547 | 1.0277 | 1.0297 | 150.9725 | 0 | 1147.974 | 0 | 0 | 0 | 1 | 0 | 0 | 1.0494
320 | HVAC | DX | DX Coil Cleaning | College and University | Existing | CcoEgsd320 | 1 | 0 | 4932.1338 | 0 | GSD | 3 | 1.0063 | 0.98564 | 1.0265 | 1.0441 | 1.0994 | 1.0901 | 1.0679 | 1.0965 | 1.0642 | 1.0547 | 1.0277 | 1.0297 | 248.0035 | 0 | 1699.731 | 0 | 0 | 0 | 1 | 0 | 0 | 1.0494
320 | HVAC | DX | DX Coil Cleaning | College and University | New | CcoNgsd320 | 1 | 0 | 4932.1338 | 0 | GSD | 3 | 1.0063 | 0.98564 | 1.0265 | 1.0441 | 1.0994 | 1.0901 | 1.0679 | 1.0965 | 1.0642 | 1.0547 | 1.0277 | 1.0297 | 248.0035 | 0 | 1699.731 | 0 | 0 | 0 | 1 | 0 | 0 | 1.0494
320 | HVAC | DX | DX Coil Cleaning | Data Center | Existing | CdaEgsd320 | 1 | 0 | 4932.1338 | 0 | GSD | 3 | 1.0063 | 0.98564 | 1.0265 | 1.0441 | 1.0994 | 1.0901 | 1.0679 | 1.0965 | 1.0642 | 1.0547 | 1.0277 | 1.0297 | 248.0035 | 0 | 914.5517 | 0 | 0 | 0 | 1 | 0 | 0 | 1.0494
320 | HVAC | DX | DX Coil Cleaning | Data Center | New | CdaNgsd320 | 1 | 0 | 4932.1338 | 0 | GSD | 3 | 1.0063 | 0.98564 | 1.0265 | 1.0441 | 1.0994 | 1.0901 | 1.0679 | 1.0965 | 1.0642 | 1.0547 | 1.0277 | 1.0297 | 248.0035 | 0 | 914.5517 | 0 | 0 | 0 | 1 | 0 | 0 | 1.0494
320 | HVAC | DX | DX Coil Cleaning | Grocery | Existing | CgrEgsd320 | 1 | 0 | 3526.3541 | 0 | GSD | 3 | 1.0063 | 0.98564 | 1.0265 | 1.0441 | 1.0994 | 1.0901 | 1.0679 | 1.0965 | 1.0642 | 1.0547 | 1.0277 | 1.0297 | 177.3164 | 0 | 2439.8207 | 0 | 0 | 0 | 1 | 0 | 0 | 1.0494
320 | HVAC | DX | DX Coil Cleaning | Grocery | New | CgrNgsd320 | 1 | 0 | 3526.3541 | 0 | GSD | 3 | 1.0063 | 0.98564 | 1.0265 | 1.0441 | 1.0994 | 1.0901 | 1.0679 | 1.0965 | 1.0642 | 1.0547 | 1.0277 | 1.0297 | 177.3164 | 0 | 2439.8207 | 0 | 0 | 0 | 1 | 0 | 0 | 1.0494
320 | HVAC | DX | DX Coil Cleaning | Healthcare | Existing | CheEgsd320 | 1 | 0 | 4932.1338 | 0 | GSD | 3 | 1.0063 | 0.98564 | 1.0265 | 1.0441 | 1.0994 | 1.0901 | 1.0679 | 1.0965 | 1.0642 | 1.0547 | 1.0277 | 1.0297 | 248.0035 | 0 | 866.2999 | 0 | 0 | 0 | 1 | 0 | 0 | 1.0494
320 | HVAC | DX | DX Coil Cleaning | Healthcare | New | CheNgsd320 | 1 | 0 | 4932.1338 | 0 | GSD | 3 | 1.0063 | 0.98564 | 1.0265 | 1.0441 | 1.0994 | 1.0901 | 1.0679 | 1.0965 | 1.0642 | 1.0547 | 1.0277 | 1.0297 | 248.0035 | 0 | 866.2999 | 0 | 0 | 0 | 1 | 0 | 0 | 1.0494
320 | HVAC | DX | DX Coil Cleaning | Hospitals | Existing | ChoEgsd320 | 1 | 0 | 4932.1338 | 0 | GSD | 3 | 1.0063 | 0.98564 | 1.0265 | 1.0441 | 1.0994 | 1.0901 | 1.0679 | 1.0965 | 1.0642 | 1.0547 | 1.0277 | 1.0297 | 248.0035 | 0 | 914.5517 | 0 | 0 | 0 | 1 | 0 | 0 | 1.0494
320 | HVAC | DX | DX Coil Cleaning | Hospitals | New | ChoNgsd320 | 1 | 0 | 4932.1338 | 0 | GSD | 3 | 1.0063 | 0.98564 | 1.0265 | 1.0441 | 1.0994 | 1.0901 | 1.0679 | 1.0965 | 1.0642 | 1.0547 | 1.0277 | 1.0297 | 248.0035 | 0 | 914.5517 | 0 | 0 | 0 | 1 | 0 | 0 | 1.0494
320 | HVAC | DX | DX Coil Cleaning | Institutional | Existing | CinEgsd320 | 1 | 0 | 4932.1338 | 0 | GSD | 3 | 1.0063 | 0.98564 | 1.0265 | 1.0441 | 1.0994 | 1.0901 | 1.0679 | 1.0965 | 1.0642 | 1.0547 | 1.0277 | 1.0297 | 248.0035 | 0 | 3488.307 | 0 | 0 | 0 | 1 | 0 | 0 | 1.0494
320 | HVAC | DX | DX Coil Cleaning | Institutional | New | CinNgsd320 | 1 | 0 | 4932.1338 | 0 | GSD | 3 | 1.0063 | 0.98564 | 1.0265 | 1.0441 | 1.0994 | 1.0901 | 1.0679 | 1.0965 | 1.0642 | 1.0547 | 1.0277 | 1.0297 | 248.0035 | 0 | 3488.307 | 0 | 0 | 0 | 1 | 0 | 0 | 1.0494
320 | HVAC | DX | DX Coil Cleaning | Lodging/Hospitality | Existing | CloEgsd320 | 1 | 0 | 5221.6594 | 0 | GSD | 3 | 1.0063 | 0.98564 | 1.0265 | 1.0441 | 1.0994 | 1.0901 | 1.0679 | 1.0965 | 1.0642 | 1.0547 | 1.0277 | 1.0297 | 262.5618 | 0 | 1208.1848 | 0 | 0 | 0 | 1 | 0 | 0 | 1.0494
320 | HVAC | DX | DX Coil Cleaning | Lodging/Hospitality | New | CloNgsd320 | 1 | 0 | 5221.6594 | 0 | GSD | 3 | 1.0063 | 0.98564 | 1.0265 | 1.0441 | 1.0994 | 1.0901 | 1.0679 | 1.0965 | 1.0642 | 1.0547 | 1.0277 | 1.0297 | 262.5618 | 0 | 1208.1848 | 0 | 0 | 0 | 1 | 0 | 0 | 1.0494
320 | HVAC | DX | DX Coil Cleaning | Miscellaneous | Existing | CmiEgsd320 | 1 | 0 | 3002.444 | 0 | GSD | 3 | 1.0063 | 0.98564 | 1.0265 | 1.0441 | 1.0994 | 1.0901 | 1.0679 | 1.0965 | 1.0642 | 1.0547 | 1.0277 | 1.0297 | 150.9725 | 0 | 2054.86 | 0 | 0 | 0 | 1 | 0 | 0 | 1.0494
320 | HVAC | DX | DX Coil Cleaning | Miscellaneous | New | CmiNgsd320 | 1 | 0 | 3002.444 | 0 | GSD | 3 | 1.0063 | 0.98564 | 1.0265 | 1.0441 | 1.0994 | 1.0901 | 1.0679 | 1.0965 | 1.0642 | 1.0547 | 1.0277 | 1.0297 | 150.9725 | 0 | 2054.86 | 0 | 0 | 0 | 1 | 0 | 0 | 1.0494
320 | HVAC | DX | DX Coil Cleaning | Offices | Existing | CofEgsd320 | 1 | 0 | 3002.444 | 0 | GSD | 3 | 1.0063 | 0.98564 | 1.0265 | 1.0441 | 1.0994 | 1.0901 | 1.0679 | 1.0965 | 1.0642 | 1.0547 | 1.0277 | 1.0297 | 150.9725 | 0 | 1019.7859 | 0 | 0 | 0 | 1 | 0 | 0 | 1.0494
320 | HVAC | DX | DX Coil Cleaning | Offices | New | CofNgsd320 | 1 | 0 | 3002.444 | 0 | GSD | 3 | 1.0063 | 0.98564 | 1.0265 | 1.0441 | 1.0994 | 1.0901 | 1.0679 | 1.0965 | 1.0642 | 1.0547 | 1.0277 | 1.0297 | 150.9725 | 0 | 1019.7859 | 0 | 0 | 0 | 1 | 0 | 0 | 1.0494
320 | HVAC | DX | DX Coil Cleaning | Restaurants | Existing | CreEgsd320 | 1 | 0 | 3526.3542 | 0 | GSD | 3 | 1.0063 | 0.98564 | 1.0265 | 1.0441 | 1.0994 | 1.0901 | 1.0679 | 1.0965 | 1.0642 | 1.0547 | 1.0277 | 1.0297 | 177.3164 | 0 | 831.65 | 0 | 0 | 0 | 1 | 0 | 0 | 1.0494
320 | HVAC | DX | DX Coil Cleaning | Restaurants | New | CreNgsd320 | 1 | 0 | 3526.3542 | 0 | GSD | 3 | 1.0063 | 0.98564 | 1.0265 | 1.0441 | 1.0994 | 1.0901 | 1.0679 | 1.0965 | 1.0642 | 1.0547 | 1.0277 | 1.0297 | 177.3164 | 0 | 831.65 | 0 | 0 | 0 | 1 | 0 | 0 | 1.0494
320 | HVAC | DX | DX Coil Cleaning | Retail | Existing | CrtEgsd320 | 1 | 0 | 3002.444 | 0 | GSD | 3 | 1.0063 | 0.98564 | 1.0265 | 1.0441 | 1.0994 | 1.0901 | 1.0679 | 1.0965 | 1.0642 | 1.0547 | 1.0277 | 1.0297 | 150.9725 | 0 | 903.4694 | 0 | 0 | 0 | 1 | 0 | 0 | 1.0494
320 | HVAC | DX | DX Coil Cleaning | Retail | New | CrtNgsd320 | 1 | 0 | 3002.444 | 0 | GSD | 3 | 1.0063 | 0.98564 | 1.0265 | 1.0441 | 1.0994 | 1.0901 | 1.0679 | 1.0965 | 1.0642 | 1.0547 | 1.0277 | 1.0297 | 150.9725 | 0 | 903.4694 | 0 | 0 | 0 | 1 | 0 | 0 | 1.0494
320 | HVAC | DX | DX Coil Cleaning | Schools K-12 | Existing | CscEgsd320 | 1 | 0 | 3002.444 | 0 | GSD | 3 | 1.0063 | 0.98564 | 1.0265 | 1.0441 | 1.0994 | 1.0901 | 1.0679 | 1.0965 | 1.0642 | 1.0547 | 1.0277 | 1.0297 | 150.9725 | 0 | 1039.2162 | 0 | 0 | 0 | 1 | 0 | 0 | 1.0494
320 | HVAC | DX | DX Coil Cleaning | Schools K-12 | New | CscNgsd320 | 1 | 0 | 3002.444 | 0 | GSD | 3 | 1.0063 | 0.98564 | 1.0265 | 1.0441 | 1.0994 | 1.0901 | 1.0679 | 1.0965 | 1.0642 | 1.0547 | 1.0277 | 1.0297 | 150.9725 | 0 | 1039.2162 | 0 | 0 | 0 | 1 | 0 | 0 | 1.0494
320 | HVAC | DX | DX Coil Cleaning | Warehouse | Existing | CwaEgsd320 | 1 | 0 | 3002.4439 | 0 | GSD | 3 | 1.0063 | 0.98564 | 1.0265 | 1.0441 | 1.0994 | 1.0901 | 1.0679 | 1.0965 | 1.0642 | 1.0547 | 1.0277 | 1.0297 | 150.9725 | 0 | 4737.8511 | 0 | 0 | 0 | 1 | 0 | 0 | 1.0494
320 | HVAC | DX | DX Coil Cleaning | Warehouse | New | CwaNgsd320 | 1 | 0 | 3002.4439 | 0 | GSD | 3 | 1.0063 | 0.98564 | 1.0265 | 1.0441 | 1.0994 | 1.0901 | 1.0679 | 1.0965 | 1.0642 | 1.0547 | 1.0277 | 1.0297 | 150.9725 | 0 | 4737.8511 | 0 | 0 | 0 | 1 | 0 | 0 | 1.0494
321 | HVAC | DX | HE DX 11.25-20.0 Tons Elec Heat | Assembly | Turnover | CasTgsd321 | 1 | 0.12707 | 3058.2215 | 0 | GSD | 15 | 1 | 1 | 1 | 1 | 1 | 1 | 1 | 1 | 1 | 1 | 1 | 1 | 183.4933 | 0 | 4986.479 | 0 | 0 | 0 | 1 | 0 | 0 | 1
321 | HVAC | DX | HE DX 11.25-20.0 Tons Elec Heat | Assembly | New | CasNgsd321 | 1 | 0.12707 | 3058.2215 | 0 | GSD | 15 | 1 | 1 | 1 | 1 | 1 | 1 | 1 | 1 | 1 | 1 | 1 | 1 | 183.4933 | 0 | 4986.479 | 0 | 0 | 0 | 1 | 0 | 0 | 1
321 | HVAC | DX | HE DX 11.25-20.0 Tons Elec Heat | College and University | Turnover | CcoTgsd321 | 1 | 0.015889 | 5014.7212 | 0 | GSD | 15 | 1 | 1 | 1 | 1 | 1 | 1 | 1 | 1 | 1 | 1 | 1 | 1 | 300.8833 | 0 | 7383.2651 | 0 | 0 | 0 | 1 | 0 | 0 | 1
321 | HVAC | DX | HE DX 11.25-20.0 Tons Elec Heat | College and University | New | CcoNgsd321 | 1 | 0.015889 | 5014.7212 | 0 | GSD | 15 | 1 | 1 | 1 | 1 | 1 | 1 | 1 | 1 | 1 | 1 | 1 | 1 | 300.8833 | 0 | 7383.2651 | 0 | 0 | 0 | 1 | 0 | 0 | 1
321 | HVAC | DX | HE DX 11.25-20.0 Tons Elec Heat | Data Center | Turnover | CdaTgsd321 | 1 | 0.015352 | 5011.9299 | 0 | GSD | 15 | 1 | 1 | 1 | 1 | 1 | 1 | 1 | 1 | 1 | 1 | 1 | 1 | 300.7158 | 0 | 3972.6198 | 0 | 0 | 0 | 1 | 0 | 0 | 1
321 | HVAC | DX | HE DX 11.25-20.0 Tons Elec Heat | Data Center | New | CdaNgsd321 | 1 | 0.015352 | 5011.9299 | 0 | GSD | 15 | 1 | 1 | 1 | 1 | 1 | 1 | 1 | 1 | 1 | 1 | 1 | 1 | 300.7158 | 0 | 3972.6198 | 0 | 0 | 0 | 1 | 0 | 0 | 1
321 | HVAC | DX | HE DX 11.25-20.0 Tons Elec Heat | Grocery | Turnover | CgrTgsd321 | 1 | 0.15739 | 3731.1409 | 0 | GSD | 15 | 1 | 1 | 1 | 1 | 1 | 1 | 1 | 1 | 1 | 1 | 1 | 1 | 223.8685 | 0 | 10597.9934 | 0 | 0 | 0 | 1 | 0 | 0 | 1
321 | HVAC | DX | HE DX 11.25-20.0 Tons Elec Heat | Grocery | New | CgrNgsd321 | 1 | 0.15739 | 3731.1409 | 0 | GSD | 15 | 1 | 1 | 1 | 1 | 1 | 1 | 1 | 1 | 1 | 1 | 1 | 1 | 223.8685 | 0 | 10597.9934 | 0 | 0 | 0 | 1 | 0 | 0 | 1
321 | HVAC | DX | HE DX 11.25-20.0 Tons Elec Heat | Healthcare | Turnover | CheTgsd321 | 1 | 0.0127 | 4998.1448 | 0 | GSD | 15 | 1 | 1 | 1 | 1 | 1 | 1 | 1 | 1 | 1 | 1 | 1 | 1 | 299.8887 | 0 | 3763.0288 | 0 | 0 | 0 | 1 | 0 | 0 | 1
321 | HVAC | DX | HE DX 11.25-20.0 Tons Elec Heat | Healthcare | New | CheNgsd321 | 1 | 0.0127 | 4998.1448 | 0 | GSD | 15 | 1 | 1 | 1 | 1 | 1 | 1 | 1 | 1 | 1 | 1 | 1 | 1 | 299.8887 | 0 | 3763.0288 | 0 | 0 | 0 | 1 | 0 | 0 | 1
321 | HVAC | DX | HE DX 11.25-20.0 Tons Elec Heat | Hospitals | Turnover | ChoTgsd321 | 1 | 0.015352 | 5011.9299 | 0 | GSD | 15 | 1 | 1 | 1 | 1 | 1 | 1 | 1 | 1 | 1 | 1 | 1 | 1 | 300.7158 | 0 | 3972.6198 | 0 | 0 | 0 | 1 | 0 | 0 | 1
321 | HVAC | DX | HE DX 11.25-20.0 Tons Elec Heat | Hospitals | New | ChoNgsd321 | 1 | 0.015352 | 5011.9299 | 0 | GSD | 15 | 1 | 1 | 1 | 1 | 1 | 1 | 1 | 1 | 1 | 1 | 1 | 1 | 300.7158 | 0 | 3972.6198 | 0 | 0 | 0 | 1 | 0 | 0 | 1
321 | HVAC | DX | HE DX 11.25-20.0 Tons Elec Heat | Institutional | Turnover | CinTgsd321 | 1 | 0.028173 | 5078.5687 | 0 | GSD | 15 | 1 | 1 | 1 | 1 | 1 | 1 | 1 | 1 | 1 | 1 | 1 | 1 | 304.7141 | 0 | 15152.4257 | 0 | 0 | 0 | 1 | 0 | 0 | 1
321 | HVAC | DX | HE DX 11.25-20.0 Tons Elec Heat | Institutional | New | CinNgsd321 | 1 | 0.028173 | 5078.5687 | 0 | GSD | 15 | 1 | 1 | 1 | 1 | 1 | 1 | 1 | 1 | 1 | 1 | 1 | 1 | 304.7141 | 0 | 15152.4257 | 0 | 0 | 0 | 1 | 0 | 0 | 1
321 | HVAC | DX | HE DX 11.25-20.0 Tons Elec Heat | Lodging/Hospitality | Turnover | CloTgsd321 | 1 | 0.040428 | 5283.0342 | 0 | GSD | 15 | 1 | 1 | 1 | 1 | 1 | 1 | 1 | 1 | 1 | 1 | 1 | 1 | 316.9821 | 0 | 5248.1003 | 0 | 0 | 0 | 1 | 0 | 0 | 1
321 | HVAC | DX | HE DX 11.25-20.0 Tons Elec Heat | Lodging/Hospitality | New | CloNgsd321 | 1 | 0.040428 | 5283.0342 | 0 | GSD | 15 | 1 | 1 | 1 | 1 | 1 | 1 | 1 | 1 | 1 | 1 | 1 | 1 | 316.9821 | 0 | 5248.1003 | 0 | 0 | 0 | 1 | 0 | 0 | 1
321 | HVAC | DX | HE DX 11.25-20.0 Tons Elec Heat | Miscellaneous | Turnover | CmiTgsd321 | 1 | 0.12408 | 3056.91 | 0 | GSD | 15 | 1 | 1 | 1 | 1 | 1 | 1 | 1 | 1 | 1 | 1 | 1 | 1 | 183.4146 | 0 | 8926.2462 | 0 | 0 | 0 | 1 | 0 | 0 | 1
321 | HVAC | DX | HE DX 11.25-20.0 Tons Elec Heat | Miscellaneous | New | CmiNgsd321 | 1 | 0.12408 | 3056.91 | 0 | GSD | 15 | 1 | 1 | 1 | 1 | 1 | 1 | 1 | 1 | 1 | 1 | 1 | 1 | 183.4146 | 0 | 8926.2462 | 0 | 0 | 0 | 1 | 0 | 0 | 1
321 | HVAC | DX | HE DX 11.25-20.0 Tons Elec Heat | Offices | Turnover | CofTgsd321 | 1 | 0.066661 | 3031.7051 | 0 | GSD | 15 | 1 | 1 | 1 | 1 | 1 | 1 | 1 | 1 | 1 | 1 | 1 | 1 | 181.9023 | 0 | 4429.7467 | 0 | 0 | 0 | 1 | 0 | 0 | 1
321 | HVAC | DX | HE DX 11.25-20.0 Tons Elec Heat | Offices | New | CofNgsd321 | 1 | 0.066661 | 3031.7051 | 0 | GSD | 15 | 1 | 1 | 1 | 1 | 1 | 1 | 1 | 1 | 1 | 1 | 1 | 1 | 181.9023 | 0 | 4429.7467 | 0 | 0 | 0 | 1 | 0 | 0 | 1
321 | HVAC | DX | HE DX 11.25-20.0 Tons Elec Heat | Restaurants | Turnover | CreTgsd321 | 1 | 0.11435 | 3675.1409 | 0 | GSD | 15 | 1 | 1 | 1 | 1 | 1 | 1 | 1 | 1 | 1 | 1 | 1 | 1 | 220.5085 | 0 | 3612.5781 | 0 | 0 | 0 | 1 | 0 | 0 | 1
321 | HVAC | DX | HE DX 11.25-20.0 Tons Elec Heat | Restaurants | New | CreNgsd321 | 1 | 0.11435 | 3675.1409 | 0 | GSD | 15 | 1 | 1 | 1 | 1 | 1 | 1 | 1 | 1 | 1 | 1 | 1 | 1 | 220.5085 | 0 | 3612.5781 | 0 | 0 | 0 | 1 | 0 | 0 | 1
321 | HVAC | DX | HE DX 11.25-20.0 Tons Elec Heat | Retail | Turnover | CrtTgsd321 | 1 | 0.23187 | 3104.2218 | 0 | GSD | 15 | 1 | 1 | 1 | 1 | 1 | 1 | 1 | 1 | 1 | 1 | 1 | 1 | 186.2533 | 0 | 3924.5154 | 0 | 0 | 0 | 1 | 0 | 0 | 1
321 | HVAC | DX | HE DX 11.25-20.0 Tons Elec Heat | Retail | New | CrtNgsd321 | 1 | 0.23187 | 3104.2218 | 0 | GSD | 15 | 1 | 1 | 1 | 1 | 1 | 1 | 1 | 1 | 1 | 1 | 1 | 1 | 186.2533 | 0 | 3924.5154 | 0 | 0 | 0 | 1 | 0 | 0 | 1
321 | HVAC | DX | HE DX 11.25-20.0 Tons Elec Heat | Schools K-12 | Turnover | CscTgsd321 | 1 | 0.24577 | 3110.3239 | 0 | GSD | 15 | 1 | 1 | 1 | 1 | 1 | 1 | 1 | 1 | 1 | 1 | 1 | 1 | 186.6194 | 0 | 4514.1415 | 0 | 0 | 0 | 1 | 0 | 0 | 1
321 | HVAC | DX | HE DX 11.25-20.0 Tons Elec Heat | Schools K-12 | New | CscNgsd321 | 1 | 0.24577 | 3110.3239 | 0 | GSD | 15 | 1 | 1 | 1 | 1 | 1 | 1 | 1 | 1 | 1 | 1 | 1 | 1 | 186.6194 | 0 | 4514.1415 | 0 | 0 | 0 | 1 | 0 | 0 | 1
321 | HVAC | DX | HE DX 11.25-20.0 Tons Elec Heat | Warehouse | Turnover | CwaTgsd321 | 1 | 0.28603 | 3127.9996 | 0 | GSD | 15 | 1 | 1 | 1 | 1 | 1 | 1 | 1 | 1 | 1 | 1 | 1 | 1 | 187.68 | 0 | 20576.8778 | 0 | 0 | 0 | 1 | 0 | 0 | 1
321 | HVAC | DX | HE DX 11.25-20.0 Tons Elec Heat | Warehouse | New | CwaNgsd321 | 1 | 0.28603 | 3127.9996 | 0 | GSD | 15 | 1 | 1 | 1 | 1 | 1 | 1 | 1 | 1 | 1 | 1 | 1 | 1 | 187.68 | 0 | 20576.8778 | 0 | 0 | 0 | 1 | 0 | 0 | 1
322 | HVAC | DX | HE DX 11.25-20.0 Tons Other Heat | Assembly | Turnover | CasTgsd322 | 1 | 0 | 3002.444 | 0 | GSD | 15 | 1 | 1 | 1 | 1 | 1 | 1 | 1 | 1 | 1 | 1 | 1 | 1 | 180.1466 | 0 | 4986.479 | 0 | 0 | 0 | 1 | 0 | 0 | 1
322 | HVAC | DX | HE DX 11.25-20.0 Tons Other Heat | Assembly | New | CasNgsd322 | 1 | 0 | 3002.444 | 0 | GSD | 15 | 1 | 1 | 1 | 1 | 1 | 1 | 1 | 1 | 1 | 1 | 1 | 1 | 180.1466 | 0 | 4986.479 | 0 | 0 | 0 | 1 | 0 | 0 | 1
322 | HVAC | DX | HE DX 11.25-20.0 Tons Other Heat | College and University | Turnover | CcoTgsd322 | 1 | 0 | 4932.1338 | 0 | GSD | 15 | 1 | 1 | 1 | 1 | 1 | 1 | 1 | 1 | 1 | 1 | 1 | 1 | 295.928 | 0 | 7383.2651 | 0 | 0 | 0 | 1 | 0 | 0 | 1
322 | HVAC | DX | HE DX 11.25-20.0 Tons Other Heat | College and University | New | CcoNgsd322 | 1 | 0 | 4932.1338 | 0 | GSD | 15 | 1 | 1 | 1 | 1 | 1 | 1 | 1 | 1 | 1 | 1 | 1 | 1 | 295.928 | 0 | 7383.2651 | 0 | 0 | 0 | 1 | 0 | 0 | 1
322 | HVAC | DX | HE DX 11.25-20.0 Tons Other Heat | Data Center | Turnover | CdaTgsd322 | 1 | 0 | 4932.1338 | 0 | GSD | 15 | 1 | 1 | 1 | 1 | 1 | 1 | 1 | 1 | 1 | 1 | 1 | 1 | 295.928 | 0 | 3972.6198 | 0 | 0 | 0 | 1 | 0 | 0 | 1
322 | HVAC | DX | HE DX 11.25-20.0 Tons Other Heat | Data Center | New | CdaNgsd322 | 1 | 0 | 4932.1338 | 0 | GSD | 15 | 1 | 1 | 1 | 1 | 1 | 1 | 1 | 1 | 1 | 1 | 1 | 1 | 295.928 | 0 | 3972.6198 | 0 | 0 | 0 | 1 | 0 | 0 | 1
322 | HVAC | DX | HE DX 11.25-20.0 Tons Other Heat | Grocery | Turnover | CgrTgsd322 | 1 | 0 | 3526.3542 | 0 | GSD | 15 | 1 | 1 | 1 | 1 | 1 | 1 | 1 | 1 | 1 | 1 | 1 | 1 | 211.5813 | 0 | 10597.9934 | 0 | 0 | 0 | 1 | 0 | 0 | 1
322 | HVAC | DX | HE DX 11.25-20.0 Tons Other Heat | Grocery | New | CgrNgsd322 | 1 | 0 | 3526.3542 | 0 | GSD | 15 | 1 | 1 | 1 | 1 | 1 | 1 | 1 | 1 | 1 | 1 | 1 | 1 | 211.5813 | 0 | 10597.9934 | 0 | 0 | 0 | 1 | 0 | 0 | 1
322 | HVAC | DX | HE DX 11.25-20.0 Tons Other Heat | Healthcare | Turnover | CheTgsd322 | 1 | 0 | 4932.1338 | 0 | GSD | 15 | 1 | 1 | 1 | 1 | 1 | 1 | 1 | 1 | 1 | 1 | 1 | 1 | 295.928 | 0 | 3763.0288 | 0 | 0 | 0 | 1 | 0 | 0 | 1
322 | HVAC | DX | HE DX 11.25-20.0 Tons Other Heat | Healthcare | New | CheNgsd322 | 1 | 0 | 4932.1338 | 0 | GSD | 15 | 1 | 1 | 1 | 1 | 1 | 1 | 1 | 1 | 1 | 1 | 1 | 1 | 295.928 | 0 | 3763.0288 | 0 | 0 | 0 | 1 | 0 | 0 | 1
322 | HVAC | DX | HE DX 11.25-20.0 Tons Other Heat | Hospitals | Turnover | ChoTgsd322 | 1 | 0 | 4932.1338 | 0 | GSD | 15 | 1 | 1 | 1 | 1 | 1 | 1 | 1 | 1 | 1 | 1 | 1 | 1 | 295.928 | 0 | 3972.6198 | 0 | 0 | 0 | 1 | 0 | 0 | 1
322 | HVAC | DX | HE DX 11.25-20.0 Tons Other Heat | Hospitals | New | ChoNgsd322 | 1 | 0 | 4932.1338 | 0 | GSD | 15 | 1 | 1 | 1 | 1 | 1 | 1 | 1 | 1 | 1 | 1 | 1 | 1 | 295.928 | 0 | 3972.6198 | 0 | 0 | 0 | 1 | 0 | 0 | 1
322 | HVAC | DX | HE DX 11.25-20.0 Tons Other Heat | Institutional | Turnover | CinTgsd322 | 1 | 0 | 4932.1338 | 0 | GSD | 15 | 1 | 1 | 1 | 1 | 1 | 1 | 1 | 1 | 1 | 1 | 1 | 1 | 295.928 | 0 | 15152.4257 | 0 | 0 | 0 | 1 | 0 | 0 | 1
322 | HVAC | DX | HE DX 11.25-20.0 Tons Other Heat | Institutional | New | CinNgsd322 | 1 | 0 | 4932.1338 | 0 | GSD | 15 | 1 | 1 | 1 | 1 | 1 | 1 | 1 | 1 | 1 | 1 | 1 | 1 | 295.928 | 0 | 15152.4257 | 0 | 0 | 0 | 1 | 0 | 0 | 1
322 | HVAC | DX | HE DX 11.25-20.0 Tons Other Heat | Lodging/Hospitality | Turnover | CloTgsd322 | 1 | 0 | 5221.6594 | 0 | GSD | 15 | 1 | 1 | 1 | 1 | 1 | 1 | 1 | 1 | 1 | 1 | 1 | 1 | 313.2996 | 0 | 5248.1003 | 0 | 0 | 0 | 1 | 0 | 0 | 1
322 | HVAC | DX | HE DX 11.25-20.0 Tons Other Heat | Lodging/Hospitality | New | CloNgsd322 | 1 | 0 | 5221.6594 | 0 | GSD | 15 | 1 | 1 | 1 | 1 | 1 | 1 | 1 | 1 | 1 | 1 | 1 | 1 | 313.2996 | 0 | 5248.1003 | 0 | 0 | 0 | 1 | 0 | 0 | 1
322 | HVAC | DX | HE DX 11.25-20.0 Tons Other Heat | Miscellaneous | Turnover | CmiTgsd322 | 1 | 0 | 3002.444 | 0 | GSD | 15 | 1 | 1 | 1 | 1 | 1 | 1 | 1 | 1 | 1 | 1 | 1 | 1 | 180.1466 | 0 | 8926.2462 | 0 | 0 | 0 | 1 | 0 | 0 | 1
322 | HVAC | DX | HE DX 11.25-20.0 Tons Other Heat | Miscellaneous | New | CmiNgsd322 | 1 | 0 | 3002.444 | 0 | GSD | 15 | 1 | 1 | 1 | 1 | 1 | 1 | 1 | 1 | 1 | 1 | 1 | 1 | 180.1466 | 0 | 8926.2462 | 0 | 0 | 0 | 1 | 0 | 0 | 1
322 | HVAC | DX | HE DX 11.25-20.0 Tons Other Heat | Offices | Turnover | CofTgsd322 | 1 | 0 | 3002.444 | 0 | GSD | 15 | 1 | 1 | 1 | 1 | 1 | 1 | 1 | 1 | 1 | 1 | 1 | 1 | 180.1466 | 0 | 4429.7467 | 0 | 0 | 0 | 1 | 0 | 0 | 1
322 | HVAC | DX | HE DX 11.25-20.0 Tons Other Heat | Offices | New | CofNgsd322 | 1 | 0 | 3002.444 | 0 | GSD | 15 | 1 | 1 | 1 | 1 | 1 | 1 | 1 | 1 | 1 | 1 | 1 | 1 | 180.1466 | 0 | 4429.7467 | 0 | 0 | 0 | 1 | 0 | 0 | 1
322 | HVAC | DX | HE DX 11.25-20.0 Tons Other Heat | Restaurants | Turnover | CreTgsd322 | 1 | 0 | 3526.3542 | 0 | GSD | 15 | 1 | 1 | 1 | 1 | 1 | 1 | 1 | 1 | 1 | 1 | 1 | 1 | 211.5813 | 0 | 3612.5781 | 0 | 0 | 0 | 1 | 0 | 0 | 1
322 | HVAC | DX | HE DX 11.25-20.0 Tons Other Heat | Restaurants | New | CreNgsd322 | 1 | 0 | 3526.3542 | 0 | GSD | 15 | 1 | 1 | 1 | 1 | 1 | 1 | 1 | 1 | 1 | 1 | 1 | 1 | 211.5813 | 0 | 3612.5781 | 0 | 0 | 0 | 1 | 0 | 0 | 1
322 | HVAC | DX | HE DX 11.25-20.0 Tons Other Heat | Retail | Turnover | CrtTgsd322 | 1 | 0 | 3002.444 | 0 | GSD | 15 | 1 | 1 | 1 | 1 | 1 | 1 | 1 | 1 | 1 | 1 | 1 | 1 | 180.1466 | 0 | 3924.5154 | 0 | 0 | 0 | 1 | 0 | 0 | 1
322 | HVAC | DX | HE DX 11.25-20.0 Tons Other Heat | Retail | New | CrtNgsd322 | 1 | 0 | 3002.444 | 0 | GSD | 15 | 1 | 1 | 1 | 1 | 1 | 1 | 1 | 1 | 1 | 1 | 1 | 1 | 180.1466 | 0 | 3924.5154 | 0 | 0 | 0 | 1 | 0 | 0 | 1
322 | HVAC | DX | HE DX 11.25-20.0 Tons Other Heat | Schools K-12 | Turnover | CscTgsd322 | 1 | 0 | 3002.444 | 0 | GSD | 15 | 1 | 1 | 1 | 1 | 1 | 1 | 1 | 1 | 1 | 1 | 1 | 1 | 180.1466 | 0 | 4514.1415 | 0 | 0 | 0 | 1 | 0 | 0 | 1
322 | HVAC | DX | HE DX 11.25-20.0 Tons Other Heat | Schools K-12 | New | CscNgsd322 | 1 | 0 | 3002.444 | 0 | GSD | 15 | 1 | 1 | 1 | 1 | 1 | 1 | 1 | 1 | 1 | 1 | 1 | 1 | 180.1466 | 0 | 4514.1415 | 0 | 0 | 0 | 1 | 0 | 0 | 1
322 | HVAC | DX | HE DX 11.25-20.0 Tons Other Heat | Warehouse | Turnover | CwaTgsd322 | 1 | 0 | 3002.444 | 0 | GSD | 15 | 1 | 1 | 1 | 1 | 1 | 1 | 1 | 1 | 1 | 1 | 1 | 1 | 180.1466 | 0 | 20576.8778 | 0 | 0 | 0 | 1 | 0 | 0 | 1
322 | HVAC | DX | HE DX 11.25-20.0 Tons Other Heat | Warehouse | New | CwaNgsd322 | 1 | 0 | 3002.444 | 0 | GSD | 15 | 1 | 1 | 1 | 1 | 1 | 1 | 1 | 1 | 1 | 1 | 1 | 1 | 180.1466 | 0 | 20576.8778 | 0 | 0 | 0 | 1 | 0 | 0 | 1
323 | HVAC | DX | HE DX 5.4-11.25 Tons Elect Heat | Assembly | Turnover | CasTgsd323 | 1 | 0.079388 | 3037.2915 | 0 | GSD | 15 | 1 | 1 | 1 | 1 | 1 | 1 | 1 | 1 | 1 | 1 | 1 | 1 | 182.2375 | 0 | 3311.1846 | 0 | 0 | 0 | 1 | 0 | 0 | 1
323 | HVAC | DX | HE DX 5.4-11.25 Tons Elect Heat | Assembly | New | CasNgsd323 | 1 | 0.079388 | 3037.2915 | 0 | GSD | 15 | 1 | 1 | 1 | 1 | 1 | 1 | 1 | 1 | 1 | 1 | 1 | 1 | 182.2375 | 0 | 3311.1846 | 0 | 0 | 0 | 1 | 0 | 0 | 1
323 | HVAC | DX | HE DX 5.4-11.25 Tons Elect Heat | College and University | Turnover | CcoTgsd323 | 1 | 0.0099268 | 4983.7312 | 0 | GSD | 15 | 1 | 1 | 1 | 1 | 1 | 1 | 1 | 1 | 1 | 1 | 1 | 1 | 299.0239 | 0 | 4902.7423 | 0 | 0 | 0 | 1 | 0 | 0 | 1
323 | HVAC | DX | HE DX 5.4-11.25 Tons Elect Heat | College and University | New | CcoNgsd323 | 1 | 0.0099268 | 4983.7312 | 0 | GSD | 15 | 1 | 1 | 1 | 1 | 1 | 1 | 1 | 1 | 1 | 1 | 1 | 1 | 299.0239 | 0 | 4902.7423 | 0 | 0 | 0 | 1 | 0 | 0 | 1
323 | HVAC | DX | HE DX 5.4-11.25 Tons Elect Heat | Data Center | Turnover | CdaTgsd323 | 1 | 0.0095924 | 4981.9932 | 0 | GSD | 15 | 1 | 1 | 1 | 1 | 1 | 1 | 1 | 1 | 1 | 1 | 1 | 1 | 298.9196 | 0 | 2637.957 | 0 | 0 | 0 | 1 | 0 | 0 | 1
323 | HVAC | DX | HE DX 5.4-11.25 Tons Elect Heat | Data Center | New | CdaNgsd323 | 1 | 0.0095924 | 4981.9932 | 0 | GSD | 15 | 1 | 1 | 1 | 1 | 1 | 1 | 1 | 1 | 1 | 1 | 1 | 1 | 298.9196 | 0 | 2637.957 | 0 | 0 | 0 | 1 | 0 | 0 | 1
323 | HVAC | DX | HE DX 5.4-11.25 Tons Elect Heat | Grocery | Turnover | CgrTgsd323 | 1 | 0.098371 | 3654.3522 | 0 | GSD | 15 | 1 | 1 | 1 | 1 | 1 | 1 | 1 | 1 | 1 | 1 | 1 | 1 | 219.2611 | 0 | 7037.3802 | 0 | 0 | 0 | 1 | 0 | 0 | 1
323 | HVAC | DX | HE DX 5.4-11.25 Tons Elect Heat | Grocery | New | CgrNgsd323 | 1 | 0.098371 | 3654.3522 | 0 | GSD | 15 | 1 | 1 | 1 | 1 | 1 | 1 | 1 | 1 | 1 | 1 | 1 | 1 | 219.2611 | 0 | 7037.3802 | 0 | 0 | 0 | 1 | 0 | 0 | 1
323 | HVAC | DX | HE DX 5.4-11.25 Tons Elect Heat | Healthcare | Turnover | CheTgsd323 | 1 | 0.0079364 | 4973.3856 | 0 | GSD | 15 | 1 | 1 | 1 | 1 | 1 | 1 | 1 | 1 | 1 | 1 | 1 | 1 | 298.4031 | 0 | 2498.7606 | 0 | 0 | 0 | 1 | 0 | 0 | 1
323 | HVAC | DX | HE DX 5.4-11.25 Tons Elect Heat | Healthcare | New | CheNgsd323 | 1 | 0.0079364 | 4973.3856 | 0 | GSD | 15 | 1 | 1 | 1 | 1 | 1 | 1 | 1 | 1 | 1 | 1 | 1 | 1 | 298.4031 | 0 | 2498.7606 | 0 | 0 | 0 | 1 | 0 | 0 | 1
323 | HVAC | DX | HE DX 5.4-11.25 Tons Elect Heat | Hospitals | Turnover | ChoTgsd323 | 1 | 0.0095924 | 4981.9932 | 0 | GSD | 15 | 1 | 1 | 1 | 1 | 1 | 1 | 1 | 1 | 1 | 1 | 1 | 1 | 298.9196 | 0 | 2637.957 | 0 | 0 | 0 | 1 | 0 | 0 | 1
323 | HVAC | DX | HE DX 5.4-11.25 Tons Elect Heat | Hospitals | New | ChoNgsd323 | 1 | 0.0095924 | 4981.9932 | 0 | GSD | 15 | 1 | 1 | 1 | 1 | 1 | 1 | 1 | 1 | 1 | 1 | 1 | 1 | 298.9196 | 0 | 2637.957 | 0 | 0 | 0 | 1 | 0 | 0 | 1
323 | HVAC | DX | HE DX 5.4-11.25 Tons Elect Heat | Institutional | Turnover | CinTgsd323 | 1 | 0.017594 | 5023.5853 | 0 | GSD | 15 | 1 | 1 | 1 | 1 | 1 | 1 | 1 | 1 | 1 | 1 | 1 | 1 | 301.4151 | 0 | 10061.7128 | 0 | 0 | 0 | 1 | 0 | 0 | 1
323 | HVAC | DX | HE DX 5.4-11.25 Tons Elect Heat | Institutional | New | CinNgsd323 | 1 | 0.017594 | 5023.5853 | 0 | GSD | 15 | 1 | 1 | 1 | 1 | 1 | 1 | 1 | 1 | 1 | 1 | 1 | 1 | 301.4151 | 0 | 10061.7128 | 0 | 0 | 0 | 1 | 0 | 0 | 1
323 | HVAC | DX | HE DX 5.4-11.25 Tons Elect Heat | Lodging/Hospitality | Turnover | CloTgsd323 | 1 | 0.02528 | 5260.0378 | 0 | GSD | 15 | 1 | 1 | 1 | 1 | 1 | 1 | 1 | 1 | 1 | 1 | 1 | 1 | 315.6023 | 0 | 3484.9134 | 0 | 0 | 0 | 1 | 0 | 0 | 1
323 | HVAC | DX | HE DX 5.4-11.25 Tons Elect Heat | Lodging/Hospitality | New | CloNgsd323 | 1 | 0.02528 | 5260.0378 | 0 | GSD | 15 | 1 | 1 | 1 | 1 | 1 | 1 | 1 | 1 | 1 | 1 | 1 | 1 | 315.6023 | 0 | 3484.9134 | 0 | 0 | 0 | 1 | 0 | 0 | 1
323 | HVAC | DX | HE DX 5.4-11.25 Tons Elect Heat | Miscellaneous | Turnover | CmiTgsd323 | 1 | 0.077653 | 3036.5298 | 0 | GSD | 15 | 1 | 1 | 1 | 1 | 1 | 1 | 1 | 1 | 1 | 1 | 1 | 1 | 182.1918 | 0 | 5927.3051 | 0 | 0 | 0 | 1 | 0 | 0 | 1
323 | HVAC | DX | HE DX 5.4-11.25 Tons Elect Heat | Miscellaneous | New | CmiNgsd323 | 1 | 0.077653 | 3036.5298 | 0 | GSD | 15 | 1 | 1 | 1 | 1 | 1 | 1 | 1 | 1 | 1 | 1 | 1 | 1 | 182.1918 | 0 | 5927.3051 | 0 | 0 | 0 | 1 | 0 | 0 | 1
323 | HVAC | DX | HE DX 5.4-11.25 Tons Elect Heat | Offices | Turnover | CofTgsd323 | 1 | 0.041673 | 3020.7366 | 0 | GSD | 15 | 1 | 1 | 1 | 1 | 1 | 1 | 1 | 1 | 1 | 1 | 1 | 1 | 181.2442 | 0 | 2941.4886 | 0 | 0 | 0 | 1 | 0 | 0 | 1
323 | HVAC | DX | HE DX 5.4-11.25 Tons Elect Heat | Offices | New | CofNgsd323 | 1 | 0.041673 | 3020.7366 | 0 | GSD | 15 | 1 | 1 | 1 | 1 | 1 | 1 | 1 | 1 | 1 | 1 | 1 | 1 | 181.2442 | 0 | 2941.4886 | 0 | 0 | 0 | 1 | 0 | 0 | 1
323 | HVAC | DX | HE DX 5.4-11.25 Tons Elect Heat | Restaurants | Turnover | CreTgsd323 | 1 | 0.071474 | 3619.3541 | 0 | GSD | 15 | 1 | 1 | 1 | 1 | 1 | 1 | 1 | 1 | 1 | 1 | 1 | 1 | 217.1612 | 0 | 2398.8555 | 0 | 0 | 0 | 1 | 0 | 0 | 1
323 | HVAC | DX | HE DX 5.4-11.25 Tons Elect Heat | Restaurants | New | CreNgsd323 | 1 | 0.071474 | 3619.3541 | 0 | GSD | 15 | 1 | 1 | 1 | 1 | 1 | 1 | 1 | 1 | 1 | 1 | 1 | 1 | 217.1612 | 0 | 2398.8555 | 0 | 0 | 0 | 1 | 0 | 0 | 1
323 | HVAC | DX | HE DX 5.4-11.25 Tons Elect Heat | Retail | Turnover | CrtTgsd323 | 1 | 0.1449 | 3066.0492 | 0 | GSD | 15 | 1 | 1 | 1 | 1 | 1 | 1 | 1 | 1 | 1 | 1 | 1 | 1 | 183.963 | 0 | 2606.0119 | 0 | 0 | 0 | 1 | 0 | 0 | 1
323 | HVAC | DX | HE DX 5.4-11.25 Tons Elect Heat | Retail | New | CrtNgsd323 | 1 | 0.1449 | 3066.0492 | 0 | GSD | 15 | 1 | 1 | 1 | 1 | 1 | 1 | 1 | 1 | 1 | 1 | 1 | 1 | 183.963 | 0 | 2606.0119 | 0 | 0 | 0 | 1 | 0 | 0 | 1
323 | HVAC | DX | HE DX 5.4-11.25 Tons Elect Heat | Schools K-12 | Turnover | CscTgsd323 | 1 | 0.15361 | 3069.8694 | 0 | GSD | 15 | 1 | 1 | 1 | 1 | 1 | 1 | 1 | 1 | 1 | 1 | 1 | 1 | 184.1922 | 0 | 2997.532 | 0 | 0 | 0 | 1 | 0 | 0 | 1
323 | HVAC | DX | HE DX 5.4-11.25 Tons Elect Heat | Schools K-12 | New | CscNgsd323 | 1 | 0.15361 | 3069.8694 | 0 | GSD | 15 | 1 | 1 | 1 | 1 | 1 | 1 | 1 | 1 | 1 | 1 | 1 | 1 | 184.1922 | 0 | 2997.532 | 0 | 0 | 0 | 1 | 0 | 0 | 1
323 | HVAC | DX | HE DX 5.4-11.25 Tons Elect Heat | Warehouse | Turnover | CwaTgsd323 | 1 | 0.17901 | 3081.0202 | 0 | GSD | 15 | 1 | 1 | 1 | 1 | 1 | 1 | 1 | 1 | 1 | 1 | 1 | 1 | 184.8612 | 0 | 13663.9086 | 0 | 0 | 0 | 1 | 0 | 0 | 1
323 | HVAC | DX | HE DX 5.4-11.25 Tons Elect Heat | Warehouse | New | CwaNgsd323 | 1 | 0.17901 | 3081.0202 | 0 | GSD | 15 | 1 | 1 | 1 | 1 | 1 | 1 | 1 | 1 | 1 | 1 | 1 | 1 | 184.8612 | 0 | 13663.9086 | 0 | 0 | 0 | 1 | 0 | 0 | 1
324 | HVAC | DX | HE DX 5.4-11.25 Tons Other Heat | Assembly | Turnover | CasTgsd324 | 1 | 0 | 3002.444 | 0 | GSD | 15 | 1 | 1 | 1 | 1 | 1 | 1 | 1 | 1 | 1 | 1 | 1 | 1 | 180.1466 | 0 | 3311.1846 | 0 | 0 | 0 | 1 | 0 | 0 | 1
324 | HVAC | DX | HE DX 5.4-11.25 Tons Other Heat | Assembly | New | CasNgsd324 | 1 | 0 | 3002.444 | 0 | GSD | 15 | 1 | 1 | 1 | 1 | 1 | 1 | 1 | 1 | 1 | 1 | 1 | 1 | 180.1466 | 0 | 3311.1846 | 0 | 0 | 0 | 1 | 0 | 0 | 1
324 | HVAC | DX | HE DX 5.4-11.25 Tons Other Heat | College and University | Turnover | CcoTgsd324 | 1 | 0 | 4932.1338 | 0 | GSD | 15 | 1 | 1 | 1 | 1 | 1 | 1 | 1 | 1 | 1 | 1 | 1 | 1 | 295.928 | 0 | 4902.7423 | 0 | 0 | 0 | 1 | 0 | 0 | 1
324 | HVAC | DX | HE DX 5.4-11.25 Tons Other Heat | College and University | New | CcoNgsd324 | 1 | 0 | 4932.1338 | 0 | GSD | 15 | 1 | 1 | 1 | 1 | 1 | 1 | 1 | 1 | 1 | 1 | 1 | 1 | 295.928 | 0 | 4902.7423 | 0 | 0 | 0 | 1 | 0 | 0 | 1
324 | HVAC | DX | HE DX 5.4-11.25 Tons Other Heat | Data Center | Turnover | CdaTgsd324 | 1 | 0 | 4932.1338 | 0 | GSD | 15 | 1 | 1 | 1 | 1 | 1 | 1 | 1 | 1 | 1 | 1 | 1 | 1 | 295.928 | 0 | 2637.957 | 0 | 0 | 0 | 1 | 0 | 0 | 1
324 | HVAC | DX | HE DX 5.4-11.25 Tons Other Heat | Data Center | New | CdaNgsd324 | 1 | 0 | 4932.1338 | 0 | GSD | 15 | 1 | 1 | 1 | 1 | 1 | 1 | 1 | 1 | 1 | 1 | 1 | 1 | 295.928 | 0 | 2637.957 | 0 | 0 | 0 | 1 | 0 | 0 | 1
324 | HVAC | DX | HE DX 5.4-11.25 Tons Other Heat | Grocery | Turnover | CgrTgsd324 | 1 | 0 | 3526.3542 | 0 | GSD | 15 | 1 | 1 | 1 | 1 | 1 | 1 | 1 | 1 | 1 | 1 | 1 | 1 | 211.5813 | 0 | 7037.3802 | 0 | 0 | 0 | 1 | 0 | 0 | 1
324 | HVAC | DX | HE DX 5.4-11.25 Tons Other Heat | Grocery | New | CgrNgsd324 | 1 | 0 | 3526.3542 | 0 | GSD | 15 | 1 | 1 | 1 | 1 | 1 | 1 | 1 | 1 | 1 | 1 | 1 | 1 | 211.5813 | 0 | 7037.3802 | 0 | 0 | 0 | 1 | 0 | 0 | 1
324 | HVAC | DX | HE DX 5.4-11.25 Tons Other Heat | Healthcare | Turnover | CheTgsd324 | 1 | 0 | 4932.1338 | 0 | GSD | 15 | 1 | 1 | 1 | 1 | 1 | 1 | 1 | 1 | 1 | 1 | 1 | 1 | 295.928 | 0 | 2498.7606 | 0 | 0 | 0 | 1 | 0 | 0 | 1
324 | HVAC | DX | HE DX 5.4-11.25 Tons Other Heat | Healthcare | New | CheNgsd324 | 1 | 0 | 4932.1338 | 0 | GSD | 15 | 1 | 1 | 1 | 1 | 1 | 1 | 1 | 1 | 1 | 1 | 1 | 1 | 295.928 | 0 | 2498.7606 | 0 | 0 | 0 | 1 | 0 | 0 | 1
324 | HVAC | DX | HE DX 5.4-11.25 Tons Other Heat | Hospitals | Turnover | ChoTgsd324 | 1 | 0 | 4932.1338 | 0 | GSD | 15 | 1 | 1 | 1 | 1 | 1 | 1 | 1 | 1 | 1 | 1 | 1 | 1 | 295.928 | 0 | 2637.957 | 0 | 0 | 0 | 1 | 0 | 0 | 1
324 | HVAC | DX | HE DX 5.4-11.25 Tons Other Heat | Hospitals | New | ChoNgsd324 | 1 | 0 | 4932.1338 | 0 | GSD | 15 | 1 | 1 | 1 | 1 | 1 | 1 | 1 | 1 | 1 | 1 | 1 | 1 | 295.928 | 0 | 2637.957 | 0 | 0 | 0 | 1 | 0 | 0 | 1
324 | HVAC | DX | HE DX 5.4-11.25 Tons Other Heat | Institutional | Turnover | CinTgsd324 | 1 | 0 | 4932.1338 | 0 | GSD | 15 | 1 | 1 | 1 | 1 | 1 | 1 | 1 | 1 | 1 | 1 | 1 | 1 | 295.928 | 0 | 10061.7128 | 0 | 0 | 0 | 1 | 0 | 0 | 1
324 | HVAC | DX | HE DX 5.4-11.25 Tons Other Heat | Institutional | New | CinNgsd324 | 1 | 0 | 4932.1338 | 0 | GSD | 15 | 1 | 1 | 1 | 1 | 1 | 1 | 1 | 1 | 1 | 1 | 1 | 1 | 295.928 | 0 | 10061.7128 | 0 | 0 | 0 | 1 | 0 | 0 | 1
324 | HVAC | DX | HE DX 5.4-11.25 Tons Other Heat | Lodging/Hospitality | Turnover | CloTgsd324 | 1 | 0 | 5221.6595 | 0 | GSD | 15 | 1 | 1 | 1 | 1 | 1 | 1 | 1 | 1 | 1 | 1 | 1 | 1 | 313.2996 | 0 | 3484.9134 | 0 | 0 | 0 | 1 | 0 | 0 | 1
324 | HVAC | DX | HE DX 5.4-11.25 Tons Other Heat | Lodging/Hospitality | New | CloNgsd324 | 1 | 0 | 5221.6595 | 0 | GSD | 15 | 1 | 1 | 1 | 1 | 1 | 1 | 1 | 1 | 1 | 1 | 1 | 1 | 313.2996 | 0 | 3484.9134 | 0 | 0 | 0 | 1 | 0 | 0 | 1
324 | HVAC | DX | HE DX 5.4-11.25 Tons Other Heat | Miscellaneous | Turnover | CmiTgsd324 | 1 | 0 | 3002.444 | 0 | GSD | 15 | 1 | 1 | 1 | 1 | 1 | 1 | 1 | 1 | 1 | 1 | 1 | 1 | 180.1466 | 0 | 5927.3051 | 0 | 0 | 0 | 1 | 0 | 0 | 1
324 | HVAC | DX | HE DX 5.4-11.25 Tons Other Heat | Miscellaneous | New | CmiNgsd324 | 1 | 0 | 3002.444 | 0 | GSD | 15 | 1 | 1 | 1 | 1 | 1 | 1 | 1 | 1 | 1 | 1 | 1 | 1 | 180.1466 | 0 | 5927.3051 | 0 | 0 | 0 | 1 | 0 | 0 | 1
324 | HVAC | DX | HE DX 5.4-11.25 Tons Other Heat | Offices | Turnover | CofTgsd324 | 1 | 0 | 3002.444 | 0 | GSD | 15 | 1 | 1 | 1 | 1 | 1 | 1 | 1 | 1 | 1 | 1 | 1 | 1 | 180.1466 | 0 | 2941.4886 | 0 | 0 | 0 | 1 | 0 | 0 | 1
324 | HVAC | DX | HE DX 5.4-11.25 Tons Other Heat | Offices | New | CofNgsd324 | 1 | 0 | 3002.444 | 0 | GSD | 15 | 1 | 1 | 1 | 1 | 1 | 1 | 1 | 1 | 1 | 1 | 1 | 1 | 180.1466 | 0 | 2941.4886 | 0 | 0 | 0 | 1 | 0 | 0 | 1
324 | HVAC | DX | HE DX 5.4-11.25 Tons Other Heat | Restaurants | Turnover | CreTgsd324 | 1 | 0 | 3526.3542 | 0 | GSD | 15 | 1 | 1 | 1 | 1 | 1 | 1 | 1 | 1 | 1 | 1 | 1 | 1 | 211.5813 | 0 | 2398.8555 | 0 | 0 | 0 | 1 | 0 | 0 | 1
324 | HVAC | DX | HE DX 5.4-11.25 Tons Other Heat | Restaurants | New | CreNgsd324 | 1 | 0 | 3526.3542 | 0 | GSD | 15 | 1 | 1 | 1 | 1 | 1 | 1 | 1 | 1 | 1 | 1 | 1 | 1 | 211.5813 | 0 | 2398.8555 | 0 | 0 | 0 | 1 | 0 | 0 | 1
324 | HVAC | DX | HE DX 5.4-11.25 Tons Other Heat | Retail | Turnover | CrtTgsd324 | 1 | 0 | 3002.444 | 0 | GSD | 15 | 1 | 1 | 1 | 1 | 1 | 1 | 1 | 1 | 1 | 1 | 1 | 1 | 180.1466 | 0 | 2606.0119 | 0 | 0 | 0 | 1 | 0 | 0 | 1
324 | HVAC | DX | HE DX 5.4-11.25 Tons Other Heat | Retail | New | CrtNgsd324 | 1 | 0 | 3002.444 | 0 | GSD | 15 | 1 | 1 | 1 | 1 | 1 | 1 | 1 | 1 | 1 | 1 | 1 | 1 | 180.1466 | 0 | 2606.0119 | 0 | 0 | 0 | 1 | 0 | 0 | 1
324 | HVAC | DX | HE DX 5.4-11.25 Tons Other Heat | Schools K-12 | Turnover | CscTgsd324 | 1 | 0 | 3002.444 | 0 | GSD | 15 | 1 | 1 | 1 | 1 | 1 | 1 | 1 | 1 | 1 | 1 | 1 | 1 | 180.1466 | 0 | 2997.532 | 0 | 0 | 0 | 1 | 0 | 0 | 1
324 | HVAC | DX | HE DX 5.4-11.25 Tons Other Heat | Schools K-12 | New | CscNgsd324 | 1 | 0 | 3002.444 | 0 | GSD | 15 | 1 | 1 | 1 | 1 | 1 | 1 | 1 | 1 | 1 | 1 | 1 | 1 | 180.1466 | 0 | 2997.532 | 0 | 0 | 0 | 1 | 0 | 0 | 1
324 | HVAC | DX | HE DX 5.4-11.25 Tons Other Heat | Warehouse | Turnover | CwaTgsd324 | 1 | 0 | 3002.444 | 0 | GSD | 15 | 1 | 1 | 1 | 1 | 1 | 1 | 1 | 1 | 1 | 1 | 1 | 1 | 180.1466 | 0 | 13663.9086 | 0 | 0 | 0 | 1 | 0 | 0 | 1
324 | HVAC | DX | HE DX 5.4-11.25 Tons Other Heat | Warehouse | New | CwaNgsd324 | 1 | 0 | 3002.444 | 0 | GSD | 15 | 1 | 1 | 1 | 1 | 1 | 1 | 1 | 1 | 1 | 1 | 1 | 1 | 180.1466 | 0 | 13663.9086 | 0 | 0 | 0 | 1 | 0 | 0 | 1
325 | HVAC | DX | HE DX Less than 5.4 Tons Elect Heat | Assembly | Turnover | CasTgsd325 | 1 | 0.37956 | 3169.0532 | 0 | GSD | 15 | 1 | 1 | 1 | 1 | 1 | 1 | 1 | 1 | 1 | 1 | 1 | 1 | 190.1432 | 0 | 2476.8272 | 0 | 0 | 0 | 1 | 0 | 0 | 1
325 | HVAC | DX | HE DX Less than 5.4 Tons Elect Heat | Assembly | New | CasNgsd325 | 1 | 0.37956 | 3169.0532 | 0 | GSD | 15 | 1 | 1 | 1 | 1 | 1 | 1 | 1 | 1 | 1 | 1 | 1 | 1 | 190.1432 | 0 | 2476.8272 | 0 | 0 | 0 | 1 | 0 | 0 | 1
325 | HVAC | DX | HE DX Less than 5.4 Tons Elect Heat | College and University | Turnover | CcoTgsd325 | 1 | 0.047461 | 5178.8245 | 0 | GSD | 15 | 1 | 1 | 1 | 1 | 1 | 1 | 1 | 1 | 1 | 1 | 1 | 1 | 310.7295 | 0 | 3667.3262 | 0 | 0 | 0 | 1 | 0 | 0 | 1
325 | HVAC | DX | HE DX Less than 5.4 Tons Elect Heat | College and University | New | CcoNgsd325 | 1 | 0.047461 | 5178.8245 | 0 | GSD | 15 | 1 | 1 | 1 | 1 | 1 | 1 | 1 | 1 | 1 | 1 | 1 | 1 | 310.7295 | 0 | 3667.3262 | 0 | 0 | 0 | 1 | 0 | 0 | 1
325 | HVAC | DX | HE DX Less than 5.4 Tons Elect Heat | Data Center | Turnover | CdaTgsd325 | 1 | 0.045846 | 5170.4288 | 0 | GSD | 15 | 1 | 1 | 1 | 1 | 1 | 1 | 1 | 1 | 1 | 1 | 1 | 1 | 310.2257 | 0 | 1973.2391 | 0 | 0 | 0 | 1 | 0 | 0 | 1
325 | HVAC | DX | HE DX Less than 5.4 Tons Elect Heat | Data Center | New | CdaNgsd325 | 1 | 0.045846 | 5170.4288 | 0 | GSD | 15 | 1 | 1 | 1 | 1 | 1 | 1 | 1 | 1 | 1 | 1 | 1 | 1 | 310.2257 | 0 | 1973.2391 | 0 | 0 | 0 | 1 | 0 | 0 | 1
325 | HVAC | DX | HE DX Less than 5.4 Tons Elect Heat | Grocery | Turnover | CgrTgsd325 | 1 | 0.47003 | 4137.949 | 0 | GSD | 15 | 1 | 1 | 1 | 1 | 1 | 1 | 1 | 1 | 1 | 1 | 1 | 1 | 248.2769 | 0 | 5264.0549 | 0 | 0 | 0 | 1 | 0 | 0 | 1
325 | HVAC | DX | HE DX Less than 5.4 Tons Elect Heat | Grocery | New | CgrNgsd325 | 1 | 0.47003 | 4137.949 | 0 | GSD | 15 | 1 | 1 | 1 | 1 | 1 | 1 | 1 | 1 | 1 | 1 | 1 | 1 | 248.2769 | 0 | 5264.0549 | 0 | 0 | 0 | 1 | 0 | 0 | 1
325 | HVAC | DX | HE DX Less than 5.4 Tons Elect Heat | Healthcare | Turnover | CheTgsd325 | 1 | 0.037931 | 5129.2902 | 0 | GSD | 15 | 1 | 1 | 1 | 1 | 1 | 1 | 1 | 1 | 1 | 1 | 1 | 1 | 307.7574 | 0 | 1869.1189 | 0 | 0 | 0 | 1 | 0 | 0 | 1
325 | HVAC | DX | HE DX Less than 5.4 Tons Elect Heat | Healthcare | New | CheNgsd325 | 1 | 0.037931 | 5129.2902 | 0 | GSD | 15 | 1 | 1 | 1 | 1 | 1 | 1 | 1 | 1 | 1 | 1 | 1 | 1 | 307.7574 | 0 | 1869.1189 | 0 | 0 | 0 | 1 | 0 | 0 | 1
325 | HVAC | DX | HE DX Less than 5.4 Tons Elect Heat | Hospitals | Turnover | ChoTgsd325 | 1 | 0.045846 | 5170.4288 | 0 | GSD | 15 | 1 | 1 | 1 | 1 | 1 | 1 | 1 | 1 | 1 | 1 | 1 | 1 | 310.2257 | 0 | 1973.2391 | 0 | 0 | 0 | 1 | 0 | 0 | 1
325 | HVAC | DX | HE DX Less than 5.4 Tons Elect Heat | Hospitals | New | ChoNgsd325 | 1 | 0.045846 | 5170.4288 | 0 | GSD | 15 | 1 | 1 | 1 | 1 | 1 | 1 | 1 | 1 | 1 | 1 | 1 | 1 | 310.2257 | 0 | 1973.2391 | 0 | 0 | 0 | 1 | 0 | 0 | 1
325 | HVAC | DX | HE DX Less than 5.4 Tons Elect Heat | Institutional | Turnover | CinTgsd325 | 1 | 0.084117 | 5369.3533 | 0 | GSD | 15 | 1 | 1 | 1 | 1 | 1 | 1 | 1 | 1 | 1 | 1 | 1 | 1 | 322.1612 | 0 | 7526.379 | 0 | 0 | 0 | 1 | 0 | 0 | 1
325 | HVAC | DX | HE DX Less than 5.4 Tons Elect Heat | Institutional | New | CinNgsd325 | 1 | 0.084117 | 5369.3533 | 0 | GSD | 15 | 1 | 1 | 1 | 1 | 1 | 1 | 1 | 1 | 1 | 1 | 1 | 1 | 322.1612 | 0 | 7526.379 | 0 | 0 | 0 | 1 | 0 | 0 | 1
325 | HVAC | DX | HE DX Less than 5.4 Tons Elect Heat | Lodging/Hospitality | Turnover | CloTgsd325 | 1 | 0.12075 | 5404.9677 | 0 | GSD | 15 | 1 | 1 | 1 | 1 | 1 | 1 | 1 | 1 | 1 | 1 | 1 | 1 | 324.2981 | 0 | 2606.7505 | 0 | 0 | 0 | 1 | 0 | 0 | 1
325 | HVAC | DX | HE DX Less than 5.4 Tons Elect Heat | Lodging/Hospitality | New | CloNgsd325 | 1 | 0.12075 | 5404.9677 | 0 | GSD | 15 | 1 | 1 | 1 | 1 | 1 | 1 | 1 | 1 | 1 | 1 | 1 | 1 | 324.2981 | 0 | 2606.7505 | 0 | 0 | 0 | 1 | 0 | 0 | 1
325 | HVAC | DX | HE DX Less than 5.4 Tons Elect Heat | Miscellaneous | Turnover | CmiTgsd325 | 1 | 0.37057 | 3165.106 | 0 | GSD | 15 | 1 | 1 | 1 | 1 | 1 | 1 | 1 | 1 | 1 | 1 | 1 | 1 | 189.9064 | 0 | 4433.7748 | 0 | 0 | 0 | 1 | 0 | 0 | 1
325 | HVAC | DX | HE DX Less than 5.4 Tons Elect Heat | Miscellaneous | New | CmiNgsd325 | 1 | 0.37057 | 3165.106 | 0 | GSD | 15 | 1 | 1 | 1 | 1 | 1 | 1 | 1 | 1 | 1 | 1 | 1 | 1 | 189.9064 | 0 | 4433.7748 | 0 | 0 | 0 | 1 | 0 | 0 | 1
325 | HVAC | DX | HE DX Less than 5.4 Tons Elect Heat | Offices | Turnover | CofTgsd325 | 1 | 0.1992 | 3089.8847 | 0 | GSD | 15 | 1 | 1 | 1 | 1 | 1 | 1 | 1 | 1 | 1 | 1 | 1 | 1 | 185.3931 | 0 | 2200.294 | 0 | 0 | 0 | 1 | 0 | 0 | 1
325 | HVAC | DX | HE DX Less than 5.4 Tons Elect Heat | Offices | New | CofNgsd325 | 1 | 0.1992 | 3089.8847 | 0 | GSD | 15 | 1 | 1 | 1 | 1 | 1 | 1 | 1 | 1 | 1 | 1 | 1 | 1 | 185.3931 | 0 | 2200.294 | 0 | 0 | 0 | 1 | 0 | 0 | 1
325 | HVAC | DX | HE DX Less than 5.4 Tons Elect Heat | Restaurants | Turnover | CreTgsd325 | 1 | 0.34152 | 3970.7304 | 0 | GSD | 15 | 1 | 1 | 1 | 1 | 1 | 1 | 1 | 1 | 1 | 1 | 1 | 1 | 238.2438 | 0 | 1794.3801 | 0 | 0 | 0 | 1 | 0 | 0 | 1
325 | HVAC | DX | HE DX Less than 5.4 Tons Elect Heat | Restaurants | New | CreNgsd325 | 1 | 0.34152 | 3970.7304 | 0 | GSD | 15 | 1 | 1 | 1 | 1 | 1 | 1 | 1 | 1 | 1 | 1 | 1 | 1 | 238.2438 | 0 | 1794.3801 | 0 | 0 | 0 | 1 | 0 | 0 | 1
325 | HVAC | DX | HE DX Less than 5.4 Tons Elect Heat | Retail | Turnover | CrtTgsd325 | 1 | 0.69244 | 3306.3906 | 0 | GSD | 15 | 1 | 1 | 1 | 1 | 1 | 1 | 1 | 1 | 1 | 1 | 1 | 1 | 198.3834 | 0 | 1949.3298 | 0 | 0 | 0 | 1 | 0 | 0 | 1
325 | HVAC | DX | HE DX Less than 5.4 Tons Elect Heat | Retail | New | CrtNgsd325 | 1 | 0.69244 | 3306.3906 | 0 | GSD | 15 | 1 | 1 | 1 | 1 | 1 | 1 | 1 | 1 | 1 | 1 | 1 | 1 | 198.3834 | 0 | 1949.3298 | 0 | 0 | 0 | 1 | 0 | 0 | 1
325 | HVAC | DX | HE DX Less than 5.4 Tons Elect Heat | Schools K-12 | Turnover | CscTgsd325 | 1 | 0.73401 | 3324.6381 | 0 | GSD | 15 | 1 | 1 | 1 | 1 | 1 | 1 | 1 | 1 | 1 | 1 | 1 | 1 | 199.4783 | 0 | 2242.2137 | 0 | 0 | 0 | 1 | 0 | 0 | 1
325 | HVAC | DX | HE DX Less than 5.4 Tons Elect Heat | Schools K-12 | New | CscNgsd325 | 1 | 0.73401 | 3324.6381 | 0 | GSD | 15 | 1 | 1 | 1 | 1 | 1 | 1 | 1 | 1 | 1 | 1 | 1 | 1 | 199.4783 | 0 | 2242.2137 | 0 | 0 | 0 | 1 | 0 | 0 | 1
325 | HVAC | DX | HE DX Less than 5.4 Tons Elect Heat | Warehouse | Turnover | CwaTgsd325 | 1 | 0.85425 | 3377.4179 | 0 | GSD | 15 | 1 | 1 | 1 | 1 | 1 | 1 | 1 | 1 | 1 | 1 | 1 | 1 | 202.6451 | 0 | 10220.8868 | 0 | 0 | 0 | 1 | 0 | 0 | 1
325 | HVAC | DX | HE DX Less than 5.4 Tons Elect Heat | Warehouse | New | CwaNgsd325 | 1 | 0.85425 | 3377.4179 | 0 | GSD | 15 | 1 | 1 | 1 | 1 | 1 | 1 | 1 | 1 | 1 | 1 | 1 | 1 | 202.6451 | 0 | 10220.8868 | 0 | 0 | 0 | 1 | 0 | 0 | 1
326 | HVAC | DX | HE DX Less than 5.4 Tons Other Heat | Assembly | Turnover | CasTgsd326 | 1 | 0 | 3002.444 | 0 | GSD | 15 | 1 | 1 | 1 | 1 | 1 | 1 | 1 | 1 | 1 | 1 | 1 | 1 | 180.1466 | 0 | 2476.8272 | 0 | 0 | 0 | 1 | 0 | 0 | 1
326 | HVAC | DX | HE DX Less than 5.4 Tons Other Heat | Assembly | New | CasNgsd326 | 1 | 0 | 3002.444 | 0 | GSD | 15 | 1 | 1 | 1 | 1 | 1 | 1 | 1 | 1 | 1 | 1 | 1 | 1 | 180.1466 | 0 | 2476.8272 | 0 | 0 | 0 | 1 | 0 | 0 | 1
326 | HVAC | DX | HE DX Less than 5.4 Tons Other Heat | College and University | Turnover | CcoTgsd326 | 1 | 0 | 4932.1338 | 0 | GSD | 15 | 1 | 1 | 1 | 1 | 1 | 1 | 1 | 1 | 1 | 1 | 1 | 1 | 295.928 | 0 | 3667.3262 | 0 | 0 | 0 | 1 | 0 | 0 | 1
326 | HVAC | DX | HE DX Less than 5.4 Tons Other Heat | College and University | New | CcoNgsd326 | 1 | 0 | 4932.1338 | 0 | GSD | 15 | 1 | 1 | 1 | 1 | 1 | 1 | 1 | 1 | 1 | 1 | 1 | 1 | 295.928 | 0 | 3667.3262 | 0 | 0 | 0 | 1 | 0 | 0 | 1
326 | HVAC | DX | HE DX Less than 5.4 Tons Other Heat | Data Center | Turnover | CdaTgsd326 | 1 | 0 | 4932.1338 | 0 | GSD | 15 | 1 | 1 | 1 | 1 | 1 | 1 | 1 | 1 | 1 | 1 | 1 | 1 | 295.928 | 0 | 1973.2391 | 0 | 0 | 0 | 1 | 0 | 0 | 1
326 | HVAC | DX | HE DX Less than 5.4 Tons Other Heat | Data Center | New | CdaNgsd326 | 1 | 0 | 4932.1338 | 0 | GSD | 15 | 1 | 1 | 1 | 1 | 1 | 1 | 1 | 1 | 1 | 1 | 1 | 1 | 295.928 | 0 | 1973.2391 | 0 | 0 | 0 | 1 | 0 | 0 | 1
326 | HVAC | DX | HE DX Less than 5.4 Tons Other Heat | Grocery | Turnover | CgrTgsd326 | 1 | 0 | 3526.3542 | 0 | GSD | 15 | 1 | 1 | 1 | 1 | 1 | 1 | 1 | 1 | 1 | 1 | 1 | 1 | 211.5813 | 0 | 5264.0549 | 0 | 0 | 0 | 1 | 0 | 0 | 1
326 | HVAC | DX | HE DX Less than 5.4 Tons Other Heat | Grocery | New | CgrNgsd326 | 1 | 0 | 3526.3542 | 0 | GSD | 15 | 1 | 1 | 1 | 1 | 1 | 1 | 1 | 1 | 1 | 1 | 1 | 1 | 211.5813 | 0 | 5264.0549 | 0 | 0 | 0 | 1 | 0 | 0 | 1
326 | HVAC | DX | HE DX Less than 5.4 Tons Other Heat | Healthcare | Turnover | CheTgsd326 | 1 | 0 | 4932.1338 | 0 | GSD | 15 | 1 | 1 | 1 | 1 | 1 | 1 | 1 | 1 | 1 | 1 | 1 | 1 | 295.928 | 0 | 1869.1189 | 0 | 0 | 0 | 1 | 0 | 0 | 1
326 | HVAC | DX | HE DX Less than 5.4 Tons Other Heat | Healthcare | New | CheNgsd326 | 1 | 0 | 4932.1338 | 0 | GSD | 15 | 1 | 1 | 1 | 1 | 1 | 1 | 1 | 1 | 1 | 1 | 1 | 1 | 295.928 | 0 | 1869.1189 | 0 | 0 | 0 | 1 | 0 | 0 | 1
326 | HVAC | DX | HE DX Less than 5.4 Tons Other Heat | Hospitals | Turnover | ChoTgsd326 | 1 | 0 | 4932.1338 | 0 | GSD | 15 | 1 | 1 | 1 | 1 | 1 | 1 | 1 | 1 | 1 | 1 | 1 | 1 | 295.928 | 0 | 1973.2391 | 0 | 0 | 0 | 1 | 0 | 0 | 1
326 | HVAC | DX | HE DX Less than 5.4 Tons Other Heat | Hospitals | New | ChoNgsd326 | 1 | 0 | 4932.1338 | 0 | GSD | 15 | 1 | 1 | 1 | 1 | 1 | 1 | 1 | 1 | 1 | 1 | 1 | 1 | 295.928 | 0 | 1973.2391 | 0 | 0 | 0 | 1 | 0 | 0 | 1
326 | HVAC | DX | HE DX Less than 5.4 Tons Other Heat | Institutional | Turnover | CinTgsd326 | 1 | 0 | 4932.1338 | 0 | GSD | 15 | 1 | 1 | 1 | 1 | 1 | 1 | 1 | 1 | 1 | 1 | 1 | 1 | 295.928 | 0 | 7526.379 | 0 | 0 | 0 | 1 | 0 | 0 | 1
326 | HVAC | DX | HE DX Less than 5.4 Tons Other Heat | Institutional | New | CinNgsd326 | 1 | 0 | 4932.1338 | 0 | GSD | 15 | 1 | 1 | 1 | 1 | 1 | 1 | 1 | 1 | 1 | 1 | 1 | 1 | 295.928 | 0 | 7526.379 | 0 | 0 | 0 | 1 | 0 | 0 | 1
326 | HVAC | DX | HE DX Less than 5.4 Tons Other Heat | Lodging/Hospitality | Turnover | CloTgsd326 | 1 | 0 | 5221.6595 | 0 | GSD | 15 | 1 | 1 | 1 | 1 | 1 | 1 | 1 | 1 | 1 | 1 | 1 | 1 | 313.2996 | 0 | 2606.7505 | 0 | 0 | 0 | 1 | 0 | 0 | 1
326 | HVAC | DX | HE DX Less than 5.4 Tons Other Heat | Lodging/Hospitality | New | CloNgsd326 | 1 | 0 | 5221.6595 | 0 | GSD | 15 | 1 | 1 | 1 | 1 | 1 | 1 | 1 | 1 | 1 | 1 | 1 | 1 | 313.2996 | 0 | 2606.7505 | 0 | 0 | 0 | 1 | 0 | 0 | 1
326 | HVAC | DX | HE DX Less than 5.4 Tons Other Heat | Miscellaneous | Turnover | CmiTgsd326 | 1 | 0 | 3002.444 | 0 | GSD | 15 | 1 | 1 | 1 | 1 | 1 | 1 | 1 | 1 | 1 | 1 | 1 | 1 | 180.1466 | 0 | 4433.7748 | 0 | 0 | 0 | 1 | 0 | 0 | 1
326 | HVAC | DX | HE DX Less than 5.4 Tons Other Heat | Miscellaneous | New | CmiNgsd326 | 1 | 0 | 3002.444 | 0 | GSD | 15 | 1 | 1 | 1 | 1 | 1 | 1 | 1 | 1 | 1 | 1 | 1 | 1 | 180.1466 | 0 | 4433.7748 | 0 | 0 | 0 | 1 | 0 | 0 | 1
326 | HVAC | DX | HE DX Less than 5.4 Tons Other Heat | Offices | Turnover | CofTgsd326 | 1 | 0 | 3002.444 | 0 | GSD | 15 | 1 | 1 | 1 | 1 | 1 | 1 | 1 | 1 | 1 | 1 | 1 | 1 | 180.1466 | 0 | 2200.294 | 0 | 0 | 0 | 1 | 0 | 0 | 1
326 | HVAC | DX | HE DX Less than 5.4 Tons Other Heat | Offices | New | CofNgsd326 | 1 | 0 | 3002.444 | 0 | GSD | 15 | 1 | 1 | 1 | 1 | 1 | 1 | 1 | 1 | 1 | 1 | 1 | 1 | 180.1466 | 0 | 2200.294 | 0 | 0 | 0 | 1 | 0 | 0 | 1
326 | HVAC | DX | HE DX Less than 5.4 Tons Other Heat | Restaurants | Turnover | CreTgsd326 | 1 | 0 | 3526.3542 | 0 | GSD | 15 | 1 | 1 | 1 | 1 | 1 | 1 | 1 | 1 | 1 | 1 | 1 | 1 | 211.5813 | 0 | 1794.3801 | 0 | 0 | 0 | 1 | 0 | 0 | 1
326 | HVAC | DX | HE DX Less than 5.4 Tons Other Heat | Restaurants | New | CreNgsd326 | 1 | 0 | 3526.3542 | 0 | GSD | 15 | 1 | 1 | 1 | 1 | 1 | 1 | 1 | 1 | 1 | 1 | 1 | 1 | 211.5813 | 0 | 1794.3801 | 0 | 0 | 0 | 1 | 0 | 0 | 1
326 | HVAC | DX | HE DX Less than 5.4 Tons Other Heat | Retail | Turnover | CrtTgsd326 | 1 | 0 | 3002.444 | 0 | GSD | 15 | 1 | 1 | 1 | 1 | 1 | 1 | 1 | 1 | 1 | 1 | 1 | 1 | 180.1466 | 0 | 1949.3298 | 0 | 0 | 0 | 1 | 0 | 0 | 1
326 | HVAC | DX | HE DX Less than 5.4 Tons Other Heat | Retail | New | CrtNgsd326 | 1 | 0 | 3002.444 | 0 | GSD | 15 | 1 | 1 | 1 | 1 | 1 | 1 | 1 | 1 | 1 | 1 | 1 | 1 | 180.1466 | 0 | 1949.3298 | 0 | 0 | 0 | 1 | 0 | 0 | 1
326 | HVAC | DX | HE DX Less than 5.4 Tons Other Heat | Schools K-12 | Turnover | CscTgsd326 | 1 | 0 | 3002.444 | 0 | GSD | 15 | 1 | 1 | 1 | 1 | 1 | 1 | 1 | 1 | 1 | 1 | 1 | 1 | 180.1466 | 0 | 2242.2137 | 0 | 0 | 0 | 1 | 0 | 0 | 1
326 | HVAC | DX | HE DX Less than 5.4 Tons Other Heat | Schools K-12 | New | CscNgsd326 | 1 | 0 | 3002.444 | 0 | GSD | 15 | 1 | 1 | 1 | 1 | 1 | 1 | 1 | 1 | 1 | 1 | 1 | 1 | 180.1466 | 0 | 2242.2137 | 0 | 0 | 0 | 1 | 0 | 0 | 1
326 | HVAC | DX | HE DX Less than 5.4 Tons Other Heat | Warehouse | Turnover | CwaTgsd326 | 1 | 0 | 3002.444 | 0 | GSD | 15 | 1 | 1 | 1 | 1 | 1 | 1 | 1 | 1 | 1 | 1 | 1 | 1 | 180.1466 | 0 | 10220.8868 | 0 | 0 | 0 | 1 | 0 | 0 | 1
326 | HVAC | DX | HE DX Less than 5.4 Tons Other Heat | Warehouse | New | CwaNgsd326 | 1 | 0 | 3002.444 | 0 | GSD | 15 | 1 | 1 | 1 | 1 | 1 | 1 | 1 | 1 | 1 | 1 | 1 | 1 | 180.1466 | 0 | 10220.8868 | 0 | 0 | 0 | 1 | 0 | 0 | 1
327 | HVAC | Economizer | Airside Economizer | Assembly | Existing | CasEgsd327 | 1 | 0 | 3002.4418 | 0 | GSD | 10 | 1 | 1 | 1 | 1 | 1 | 1 | 1 | 1 | 1 | 1 | 1 | 1 | 150.9724 | 0 | 3099.931 | 0 | 0 | 0 | 1 | 0 | 0 | 1
327 | HVAC | Economizer | Airside Economizer | Assembly | New | CasNgsd327 | 1 | 0 | 3002.4418 | 0 | GSD | 10 | 1 | 1 | 1 | 1 | 1 | 1 | 1 | 1 | 1 | 1 | 1 | 1 | 150.9724 | 0 | 3099.931 | 0 | 0 | 0 | 1 | 0 | 0 | 1
327 | HVAC | Economizer | Airside Economizer | College and University | Existing | CcoEgsd327 | 1 | 0 | 4932.1455 | 0 | GSD | 10 | 1 | 1 | 1 | 1 | 1 | 1 | 1 | 1 | 1 | 1 | 1 | 1 | 248.0041 | 0 | 12653.4722 | 0 | 0 | 0 | 1 | 0 | 0 | 1
327 | HVAC | Economizer | Airside Economizer | College and University | New | CcoNgsd327 | 1 | 0 | 4932.1455 | 0 | GSD | 10 | 1 | 1 | 1 | 1 | 1 | 1 | 1 | 1 | 1 | 1 | 1 | 1 | 248.0041 | 0 | 12653.4722 | 0 | 0 | 0 | 1 | 0 | 0 | 1
327 | HVAC | Economizer | Airside Economizer | Data Center | Existing | CdaEgsd327 | 1 | 0 | 4932.1455 | 0 | GSD | 10 | 1 | 1 | 1 | 1 | 1 | 1 | 1 | 1 | 1 | 1 | 1 | 1 | 248.0041 | 0 | 2577.9743 | 0 | 0 | 0 | 1 | 0 | 0 | 1
327 | HVAC | Economizer | Airside Economizer | Data Center | New | CdaNgsd327 | 1 | 0 | 4932.1455 | 0 | GSD | 10 | 1 | 1 | 1 | 1 | 1 | 1 | 1 | 1 | 1 | 1 | 1 | 1 | 248.0041 | 0 | 2577.9743 | 0 | 0 | 0 | 1 | 0 | 0 | 1
327 | HVAC | Economizer | Airside Economizer | Grocery | Existing | CgrEgsd327 | 1 | 0 | 3526.3551 | 0 | GSD | 10 | 1 | 1 | 1 | 1 | 1 | 1 | 1 | 1 | 1 | 1 | 1 | 1 | 177.3164 | 0 | 44796.6653 | 0 | 0 | 0 | 1 | 0 | 0 | 1
327 | HVAC | Economizer | Airside Economizer | Grocery | New | CgrNgsd327 | 1 | 0 | 3526.3551 | 0 | GSD | 10 | 1 | 1 | 1 | 1 | 1 | 1 | 1 | 1 | 1 | 1 | 1 | 1 | 177.3164 | 0 | 44796.6653 | 0 | 0 | 0 | 1 | 0 | 0 | 1
327 | HVAC | Economizer | Airside Economizer | Healthcare | Existing | CheEgsd327 | 1 | 0 | 4932.1455 | 0 | GSD | 10 | 1 | 1 | 1 | 1 | 1 | 1 | 1 | 1 | 1 | 1 | 1 | 1 | 248.0041 | 0 | 30180.0774 | 0 | 0 | 0 | 1 | 0 | 0 | 1
327 | HVAC | Economizer | Airside Economizer | Healthcare | New | CheNgsd327 | 1 | 0 | 4932.1455 | 0 | GSD | 10 | 1 | 1 | 1 | 1 | 1 | 1 | 1 | 1 | 1 | 1 | 1 | 1 | 248.0041 | 0 | 30180.0774 | 0 | 0 | 0 | 1 | 0 | 0 | 1
327 | HVAC | Economizer | Airside Economizer | Hospitals | Existing | ChoEgsd327 | 1 | 0 | 4932.1455 | 0 | GSD | 10 | 1 | 1 | 1 | 1 | 1 | 1 | 1 | 1 | 1 | 1 | 1 | 1 | 248.0041 | 0 | 342.996 | 0 | 0 | 0 | 1 | 0 | 0 | 1
327 | HVAC | Economizer | Airside Economizer | Hospitals | New | ChoNgsd327 | 1 | 0 | 4932.1455 | 0 | GSD | 10 | 1 | 1 | 1 | 1 | 1 | 1 | 1 | 1 | 1 | 1 | 1 | 1 | 248.0041 | 0 | 342.996 | 0 | 0 | 0 | 1 | 0 | 0 | 1
327 | HVAC | Economizer | Airside Economizer | Institutional | Existing | CinEgsd327 | 1 | 0 | 4932.1455 | 0 | GSD | 10 | 1 | 1 | 1 | 1 | 1 | 1 | 1 | 1 | 1 | 1 | 1 | 1 | 248.0041 | 0 | 25792.1876 | 0 | 0 | 0 | 1 | 0 | 0 | 1
327 | HVAC | Economizer | Airside Economizer | Institutional | New | CinNgsd327 | 1 | 0 | 4932.1455 | 0 | GSD | 10 | 1 | 1 | 1 | 1 | 1 | 1 | 1 | 1 | 1 | 1 | 1 | 1 | 248.0041 | 0 | 25792.1876 | 0 | 0 | 0 | 1 | 0 | 0 | 1
327 | HVAC | Economizer | Airside Economizer | Lodging/Hospitality | Existing | CloEgsd327 | 1 | 0 | 5221.6713 | 0 | GSD | 10 | 1 | 1 | 1 | 1 | 1 | 1 | 1 | 1 | 1 | 1 | 1 | 1 | 262.5623 | 0 | 3354.0896 | 0 | 0 | 0 | 1 | 0 | 0 | 1
327 | HVAC | Economizer | Airside Economizer | Lodging/Hospitality | New | CloNgsd327 | 1 | 0 | 5221.6713 | 0 | GSD | 10 | 1 | 1 | 1 | 1 | 1 | 1 | 1 | 1 | 1 | 1 | 1 | 1 | 262.5623 | 0 | 3354.0896 | 0 | 0 | 0 | 1 | 0 | 0 | 1
327 | HVAC | Economizer | Airside Economizer | Miscellaneous | Existing | CmiEgsd327 | 1 | 0 | 3002.4418 | 0 | GSD | 10 | 1 | 1 | 1 | 1 | 1 | 1 | 1 | 1 | 1 | 1 | 1 | 1 | 150.9724 | 0 | 8672.3616 | 0 | 0 | 0 | 1 | 0 | 0 | 1
327 | HVAC | Economizer | Airside Economizer | Miscellaneous | New | CmiNgsd327 | 1 | 0 | 3002.4418 | 0 | GSD | 10 | 1 | 1 | 1 | 1 | 1 | 1 | 1 | 1 | 1 | 1 | 1 | 1 | 150.9724 | 0 | 8672.3616 | 0 | 0 | 0 | 1 | 0 | 0 | 1
327 | HVAC | Economizer | Airside Economizer | Offices | Existing | CofEgsd327 | 1 | 0 | 3002.4418 | 0 | GSD | 10 | 1 | 1 | 1 | 1 | 1 | 1 | 1 | 1 | 1 | 1 | 1 | 1 | 150.9724 | 0 | 6844.4536 | 0 | 0 | 0 | 1 | 0 | 0 | 1
327 | HVAC | Economizer | Airside Economizer | Offices | New | CofNgsd327 | 1 | 0 | 3002.4418 | 0 | GSD | 10 | 1 | 1 | 1 | 1 | 1 | 1 | 1 | 1 | 1 | 1 | 1 | 1 | 150.9724 | 0 | 6844.4536 | 0 | 0 | 0 | 1 | 0 | 0 | 1
327 | HVAC | Economizer | Airside Economizer | Restaurants | Existing | CreEgsd327 | 1 | 0 | 3526.3551 | 0 | GSD | 10 | 1 | 1 | 1 | 1 | 1 | 1 | 1 | 1 | 1 | 1 | 1 | 1 | 177.3164 | 0 | 9370.7921 | 0 | 0 | 0 | 1 | 0 | 0 | 1
327 | HVAC | Economizer | Airside Economizer | Restaurants | New | CreNgsd327 | 1 | 0 | 3526.3551 | 0 | GSD | 10 | 1 | 1 | 1 | 1 | 1 | 1 | 1 | 1 | 1 | 1 | 1 | 1 | 177.3164 | 0 | 9370.7921 | 0 | 0 | 0 | 1 | 0 | 0 | 1
327 | HVAC | Economizer | Airside Economizer | Retail | Existing | CrtEgsd327 | 1 | 0 | 3002.4418 | 0 | GSD | 10 | 1 | 1 | 1 | 1 | 1 | 1 | 1 | 1 | 1 | 1 | 1 | 1 | 150.9724 | 0 | 5402.1229 | 0 | 0 | 0 | 1 | 0 | 0 | 1
327 | HVAC | Economizer | Airside Economizer | Retail | New | CrtNgsd327 | 1 | 0 | 3002.4418 | 0 | GSD | 10 | 1 | 1 | 1 | 1 | 1 | 1 | 1 | 1 | 1 | 1 | 1 | 1 | 150.9724 | 0 | 5402.1229 | 0 | 0 | 0 | 1 | 0 | 0 | 1
327 | HVAC | Economizer | Airside Economizer | Schools K-12 | Existing | CscEgsd327 | 1 | 0 | 3002.4418 | 0 | GSD | 10 | 1 | 1 | 1 | 1 | 1 | 1 | 1 | 1 | 1 | 1 | 1 | 1 | 150.9724 | 0 | 2409.5639 | 0 | 0 | 0 | 1 | 0 | 0 | 1
327 | HVAC | Economizer | Airside Economizer | Schools K-12 | New | CscNgsd327 | 1 | 0 | 3002.4418 | 0 | GSD | 10 | 1 | 1 | 1 | 1 | 1 | 1 | 1 | 1 | 1 | 1 | 1 | 1 | 150.9724 | 0 | 2409.5639 | 0 | 0 | 0 | 1 | 0 | 0 | 1
327 | HVAC | Economizer | Airside Economizer | Warehouse | Existing | CwaEgsd327 | 1 | 0 | 3002.4418 | 0 | GSD | 10 | 1 | 1 | 1 | 1 | 1 | 1 | 1 | 1 | 1 | 1 | 1 | 1 | 150.9724 | 0 | 19941.4203 | 0 | 0 | 0 | 1 | 0 | 0 | 1
327 | HVAC | Economizer | Airside Economizer | Warehouse | New | CwaNgsd327 | 1 | 0 | 3002.4418 | 0 | GSD | 10 | 1 | 1 | 1 | 1 | 1 | 1 | 1 | 1 | 1 | 1 | 1 | 1 | 150.9724 | 0 | 19941.4203 | 0 | 0 | 0 | 1 | 0 | 0 | 1
328 | HVAC | Economizer | Dual Enthalpy Economizer | Assembly | Existing | CasEgsd328 | 1 | 0.7121 | 3545.5611 | 0 | GSD | 10 | 1 | 1 | 1 | 1 | 1 | 1 | 1 | 1 | 1 | 1 | 1 | 1 | 178.2822 | 0 | 18421.3272 | 0 | 0 | 0 | 1 | 0 | 0 | 1
328 | HVAC | Economizer | Dual Enthalpy Economizer | Assembly | New | CasNgsd328 | 1 | 0.7121 | 3545.5611 | 0 | GSD | 10 | 1 | 1 | 1 | 1 | 1 | 1 | 1 | 1 | 1 | 1 | 1 | 1 | 178.2822 | 0 | 18421.3272 | 0 | 0 | 0 | 1 | 0 | 0 | 1
328 | HVAC | Economizer | Dual Enthalpy Economizer | College and University | Existing | CcoEgsd328 | 1 | 0.7896 | 6851.7404 | 0 | GSD | 10 | 1 | 1 | 1 | 1 | 1 | 1 | 1 | 1 | 1 | 1 | 1 | 1 | 344.5274 | 0 | 83650.6589 | 0 | 0 | 0 | 1 | 0 | 0 | 1
328 | HVAC | Economizer | Dual Enthalpy Economizer | College and University | New | CcoNgsd328 | 1 | 0.7896 | 6851.7404 | 0 | GSD | 10 | 1 | 1 | 1 | 1 | 1 | 1 | 1 | 1 | 1 | 1 | 1 | 1 | 344.5274 | 0 | 83650.6589 | 0 | 0 | 0 | 1 | 0 | 0 | 1
328 | HVAC | Economizer | Dual Enthalpy Economizer | Data Center | Existing | CdaEgsd328 | 1 | 0.7896 | 6851.7404 | 0 | GSD | 10 | 1 | 1 | 1 | 1 | 1 | 1 | 1 | 1 | 1 | 1 | 1 | 1 | 344.5274 | 0 | 20764.7092 | 0 | 0 | 0 | 1 | 0 | 0 | 1
328 | HVAC | Economizer | Dual Enthalpy Economizer | Data Center | New | CdaNgsd328 | 1 | 0.7896 | 6851.7404 | 0 | GSD | 10 | 1 | 1 | 1 | 1 | 1 | 1 | 1 | 1 | 1 | 1 | 1 | 1 | 344.5274 | 0 | 20764.7092 | 0 | 0 | 0 | 1 | 0 | 0 | 1
328 | HVAC | Economizer | Dual Enthalpy Economizer | Grocery | Existing | CgrEgsd328 | 1 | 0.74481 | 4506.7038 | 0 | GSD | 10 | 1 | 1 | 1 | 1 | 1 | 1 | 1 | 1 | 1 | 1 | 1 | 1 | 226.6115 | 0 | 288074.91 | 0 | 0 | 0 | 1 | 0 | 0 | 1
328 | HVAC | Economizer | Dual Enthalpy Economizer | Grocery | New | CgrNgsd328 | 1 | 0.74481 | 4506.7038 | 0 | GSD | 10 | 1 | 1 | 1 | 1 | 1 | 1 | 1 | 1 | 1 | 1 | 1 | 1 | 226.6115 | 0 | 288074.91 | 0 | 0 | 0 | 1 | 0 | 0 | 1
328 | HVAC | Economizer | Dual Enthalpy Economizer | Healthcare | Existing | CheEgsd328 | 1 | 0.7896 | 6851.7404 | 0 | GSD | 10 | 1 | 1 | 1 | 1 | 1 | 1 | 1 | 1 | 1 | 1 | 1 | 1 | 344.5274 | 0 | 259122.5932 | 0 | 0 | 0 | 1 | 0 | 0 | 1
328 | HVAC | Economizer | Dual Enthalpy Economizer | Healthcare | New | CheNgsd328 | 1 | 0.7896 | 6851.7404 | 0 | GSD | 10 | 1 | 1 | 1 | 1 | 1 | 1 | 1 | 1 | 1 | 1 | 1 | 1 | 344.5274 | 0 | 259122.5932 | 0 | 0 | 0 | 1 | 0 | 0 | 1
328 | HVAC | Economizer | Dual Enthalpy Economizer | Hospitals | Existing | ChoEgsd328 | 1 | 0.7896 | 6851.7404 | 0 | GSD | 10 | 1 | 1 | 1 | 1 | 1 | 1 | 1 | 1 | 1 | 1 | 1 | 1 | 344.5274 | 0 | 2945.1285 | 0 | 0 | 0 | 1 | 0 | 0 | 1
328 | HVAC | Economizer | Dual Enthalpy Economizer | Hospitals | New | ChoNgsd328 | 1 | 0.7896 | 6851.7404 | 0 | GSD | 10 | 1 | 1 | 1 | 1 | 1 | 1 | 1 | 1 | 1 | 1 | 1 | 1 | 344.5274 | 0 | 2945.1285 | 0 | 0 | 0 | 1 | 0 | 0 | 1
328 | HVAC | Economizer | Dual Enthalpy Economizer | Institutional | Existing | CinEgsd328 | 1 | 0.7896 | 6851.7404 | 0 | GSD | 10 | 1 | 1 | 1 | 1 | 1 | 1 | 1 | 1 | 1 | 1 | 1 | 1 | 344.5274 | 0 | 207725.2252 | 0 | 0 | 0 | 1 | 0 | 0 | 1
328 | HVAC | Economizer | Dual Enthalpy Economizer | Institutional | New | CinNgsd328 | 1 | 0.7896 | 6851.7404 | 0 | GSD | 10 | 1 | 1 | 1 | 1 | 1 | 1 | 1 | 1 | 1 | 1 | 1 | 1 | 344.5274 | 0 | 207725.2252 | 0 | 0 | 0 | 1 | 0 | 0 | 1
328 | HVAC | Economizer | Dual Enthalpy Economizer | Lodging/Hospitality | Existing | CloEgsd328 | 1 | 0.41054 | 5522.7016 | 0 | GSD | 10 | 1 | 1 | 1 | 1 | 1 | 1 | 1 | 1 | 1 | 1 | 1 | 1 | 277.6991 | 0 | 17851.5828 | 0 | 0 | 0 | 1 | 0 | 0 | 1
328 | HVAC | Economizer | Dual Enthalpy Economizer | Lodging/Hospitality | New | CloNgsd328 | 1 | 0.41054 | 5522.7016 | 0 | GSD | 10 | 1 | 1 | 1 | 1 | 1 | 1 | 1 | 1 | 1 | 1 | 1 | 1 | 277.6991 | 0 | 17851.5828 | 0 | 0 | 0 | 1 | 0 | 0 | 1
328 | HVAC | Economizer | Dual Enthalpy Economizer | Miscellaneous | Existing | CmiEgsd328 | 1 | 0.7121 | 3545.5611 | 0 | GSD | 10 | 1 | 1 | 1 | 1 | 1 | 1 | 1 | 1 | 1 | 1 | 1 | 1 | 178.2822 | 0 | 54896.4991 | 0 | 0 | 0 | 1 | 0 | 0 | 1
328 | HVAC | Economizer | Dual Enthalpy Economizer | Miscellaneous | New | CmiNgsd328 | 1 | 0.7121 | 3545.5611 | 0 | GSD | 10 | 1 | 1 | 1 | 1 | 1 | 1 | 1 | 1 | 1 | 1 | 1 | 1 | 178.2822 | 0 | 54896.4991 | 0 | 0 | 0 | 1 | 0 | 0 | 1
328 | HVAC | Economizer | Dual Enthalpy Economizer | Offices | Existing | CofEgsd328 | 1 | 0.7121 | 3545.5611 | 0 | GSD | 10 | 1 | 1 | 1 | 1 | 1 | 1 | 1 | 1 | 1 | 1 | 1 | 1 | 178.2822 | 0 | 46860.5641 | 0 | 0 | 0 | 1 | 0 | 0 | 1
328 | HVAC | Economizer | Dual Enthalpy Economizer | Offices | New | CofNgsd328 | 1 | 0.7121 | 3545.5611 | 0 | GSD | 10 | 1 | 1 | 1 | 1 | 1 | 1 | 1 | 1 | 1 | 1 | 1 | 1 | 178.2822 | 0 | 46860.5641 | 0 | 0 | 0 | 1 | 0 | 0 | 1
328 | HVAC | Economizer | Dual Enthalpy Economizer | Restaurants | Existing | CreEgsd328 | 1 | 0.74481 | 4506.7038 | 0 | GSD | 10 | 1 | 1 | 1 | 1 | 1 | 1 | 1 | 1 | 1 | 1 | 1 | 1 | 226.6115 | 0 | 60919.8919 | 0 | 0 | 0 | 1 | 0 | 0 | 1
328 | HVAC | Economizer | Dual Enthalpy Economizer | Restaurants | New | CreNgsd328 | 1 | 0.74481 | 4506.7038 | 0 | GSD | 10 | 1 | 1 | 1 | 1 | 1 | 1 | 1 | 1 | 1 | 1 | 1 | 1 | 226.6115 | 0 | 60919.8919 | 0 | 0 | 0 | 1 | 0 | 0 | 1
328 | HVAC | Economizer | Dual Enthalpy Economizer | Retail | Existing | CrtEgsd328 | 1 | 0.7121 | 3545.5611 | 0 | GSD | 10 | 1 | 1 | 1 | 1 | 1 | 1 | 1 | 1 | 1 | 1 | 1 | 1 | 178.2822 | 0 | 28962.919 | 0 | 0 | 0 | 1 | 0 | 0 | 1
328 | HVAC | Economizer | Dual Enthalpy Economizer | Retail | New | CrtNgsd328 | 1 | 0.7121 | 3545.5611 | 0 | GSD | 10 | 1 | 1 | 1 | 1 | 1 | 1 | 1 | 1 | 1 | 1 | 1 | 1 | 178.2822 | 0 | 28962.919 | 0 | 0 | 0 | 1 | 0 | 0 | 1
328 | HVAC | Economizer | Dual Enthalpy Economizer | Schools K-12 | Existing | CscEgsd328 | 1 | 0.7121 | 3545.5611 | 0 | GSD | 10 | 1 | 1 | 1 | 1 | 1 | 1 | 1 | 1 | 1 | 1 | 1 | 1 | 178.2822 | 0 | 13540.7399 | 0 | 0 | 0 | 1 | 0 | 0 | 1
328 | HVAC | Economizer | Dual Enthalpy Economizer | Schools K-12 | New | CscNgsd328 | 1 | 0.7121 | 3545.5611 | 0 | GSD | 10 | 1 | 1 | 1 | 1 | 1 | 1 | 1 | 1 | 1 | 1 | 1 | 1 | 178.2822 | 0 | 13540.7399 | 0 | 0 | 0 | 1 | 0 | 0 | 1
328 | HVAC | Economizer | Dual Enthalpy Economizer | Warehouse | Existing | CwaEgsd328 | 1 | 0.7121 | 3545.5611 | 0 | GSD | 10 | 1 | 1 | 1 | 1 | 1 | 1 | 1 | 1 | 1 | 1 | 1 | 1 | 178.2822 | 0 | 90171.1922 | 0 | 0 | 0 | 1 | 0 | 0 | 1
328 | HVAC | Economizer | Dual Enthalpy Economizer | Warehouse | New | CwaNgsd328 | 1 | 0.7121 | 3545.5611 | 0 | GSD | 10 | 1 | 1 | 1 | 1 | 1 | 1 | 1 | 1 | 1 | 1 | 1 | 1 | 178.2822 | 0 | 90171.1922 | 0 | 0 | 0 | 1 | 0 | 0 | 1
329 | HVAC | Economizer | Waterside Economizer | Assembly | Existing | CasEgsd329 | 1 | 0 | 3002.4418 | 0 | GSD | 10 | 1 | 1 | 1 | 1 | 1 | 1 | 1 | 1 | 1 | 1 | 1 | 1 | 150.9724 | 0 | 1939.1796 | 0 | 0 | 0 | 1 | 0 | 0 | 1
329 | HVAC | Economizer | Waterside Economizer | Assembly | New | CasNgsd329 | 1 | 0 | 3002.4418 | 0 | GSD | 10 | 1 | 1 | 1 | 1 | 1 | 1 | 1 | 1 | 1 | 1 | 1 | 1 | 150.9724 | 0 | 1939.1796 | 0 | 0 | 0 | 1 | 0 | 0 | 1
329 | HVAC | Economizer | Waterside Economizer | College and University | Existing | CcoEgsd329 | 1 | 0 | 4932.1455 | 0 | GSD | 10 | 1 | 1 | 1 | 1 | 1 | 1 | 1 | 1 | 1 | 1 | 1 | 1 | 248.0041 | 0 | 2871.2786 | 0 | 0 | 0 | 1 | 0 | 0 | 1
329 | HVAC | Economizer | Waterside Economizer | College and University | New | CcoNgsd329 | 1 | 0 | 4932.1455 | 0 | GSD | 10 | 1 | 1 | 1 | 1 | 1 | 1 | 1 | 1 | 1 | 1 | 1 | 1 | 248.0041 | 0 | 2871.2786 | 0 | 0 | 0 | 1 | 0 | 0 | 1
329 | HVAC | Economizer | Waterside Economizer | Data Center | Existing | CdaEgsd329 | 1 | 0 | 4932.1455 | 0 | GSD | 10 | 1 | 1 | 1 | 1 | 1 | 1 | 1 | 1 | 1 | 1 | 1 | 1 | 248.0041 | 0 | 1544.9137 | 0 | 0 | 0 | 1 | 0 | 0 | 1
329 | HVAC | Economizer | Waterside Economizer | Data Center | New | CdaNgsd329 | 1 | 0 | 4932.1455 | 0 | GSD | 10 | 1 | 1 | 1 | 1 | 1 | 1 | 1 | 1 | 1 | 1 | 1 | 1 | 248.0041 | 0 | 1544.9137 | 0 | 0 | 0 | 1 | 0 | 0 | 1
329 | HVAC | Economizer | Waterside Economizer | Grocery | Existing | CgrEgsd329 | 1 | 0 | 3526.3551 | 0 | GSD | 10 | 1 | 1 | 1 | 1 | 1 | 1 | 1 | 1 | 1 | 1 | 1 | 1 | 177.3164 | 0 | 4121.4128 | 0 | 0 | 0 | 1 | 0 | 0 | 1
329 | HVAC | Economizer | Waterside Economizer | Grocery | New | CgrNgsd329 | 1 | 0 | 3526.3551 | 0 | GSD | 10 | 1 | 1 | 1 | 1 | 1 | 1 | 1 | 1 | 1 | 1 | 1 | 1 | 177.3164 | 0 | 4121.4128 | 0 | 0 | 0 | 1 | 0 | 0 | 1
329 | HVAC | Economizer | Waterside Economizer | Healthcare | Existing | CheEgsd329 | 1 | 0 | 4932.1455 | 0 | GSD | 10 | 1 | 1 | 1 | 1 | 1 | 1 | 1 | 1 | 1 | 1 | 1 | 1 | 248.0041 | 0 | 1463.4005 | 0 | 0 | 0 | 1 | 0 | 0 | 1
329 | HVAC | Economizer | Waterside Economizer | Healthcare | New | CheNgsd329 | 1 | 0 | 4932.1455 | 0 | GSD | 10 | 1 | 1 | 1 | 1 | 1 | 1 | 1 | 1 | 1 | 1 | 1 | 1 | 248.0041 | 0 | 1463.4005 | 0 | 0 | 0 | 1 | 0 | 0 | 1
329 | HVAC | Economizer | Waterside Economizer | Hospitals | Existing | ChoEgsd329 | 1 | 0 | 4932.1455 | 0 | GSD | 10 | 1 | 1 | 1 | 1 | 1 | 1 | 1 | 1 | 1 | 1 | 1 | 1 | 248.0041 | 0 | 1544.9137 | 0 | 0 | 0 | 1 | 0 | 0 | 1
329 | HVAC | Economizer | Waterside Economizer | Hospitals | New | ChoNgsd329 | 1 | 0 | 4932.1455 | 0 | GSD | 10 | 1 | 1 | 1 | 1 | 1 | 1 | 1 | 1 | 1 | 1 | 1 | 1 | 248.0041 | 0 | 1544.9137 | 0 | 0 | 0 | 1 | 0 | 0 | 1
329 | HVAC | Economizer | Waterside Economizer | Institutional | Existing | CinEgsd329 | 1 | 0 | 4932.1455 | 0 | GSD | 10 | 1 | 1 | 1 | 1 | 1 | 1 | 1 | 1 | 1 | 1 | 1 | 1 | 248.0041 | 0 | 5892.6718 | 0 | 0 | 0 | 1 | 0 | 0 | 1
329 | HVAC | Economizer | Waterside Economizer | Institutional | New | CinNgsd329 | 1 | 0 | 4932.1455 | 0 | GSD | 10 | 1 | 1 | 1 | 1 | 1 | 1 | 1 | 1 | 1 | 1 | 1 | 1 | 248.0041 | 0 | 5892.6718 | 0 | 0 | 0 | 1 | 0 | 0 | 1
329 | HVAC | Economizer | Waterside Economizer | Lodging/Hospitality | Existing | CloEgsd329 | 1 | 0 | 5221.6713 | 0 | GSD | 10 | 1 | 1 | 1 | 1 | 1 | 1 | 1 | 1 | 1 | 1 | 1 | 1 | 262.5623 | 0 | 2040.9324 | 0 | 0 | 0 | 1 | 0 | 0 | 1
329 | HVAC | Economizer | Waterside Economizer | Lodging/Hospitality | New | CloNgsd329 | 1 | 0 | 5221.6713 | 0 | GSD | 10 | 1 | 1 | 1 | 1 | 1 | 1 | 1 | 1 | 1 | 1 | 1 | 1 | 262.5623 | 0 | 2040.9324 | 0 | 0 | 0 | 1 | 0 | 0 | 1
329 | HVAC | Economizer | Waterside Economizer | Miscellaneous | Existing | CmiEgsd329 | 1 | 0 | 3002.4418 | 0 | GSD | 10 | 1 | 1 | 1 | 1 | 1 | 1 | 1 | 1 | 1 | 1 | 1 | 1 | 150.9724 | 0 | 3471.3223 | 0 | 0 | 0 | 1 | 0 | 0 | 1
329 | HVAC | Economizer | Waterside Economizer | Miscellaneous | New | CmiNgsd329 | 1 | 0 | 3002.4418 | 0 | GSD | 10 | 1 | 1 | 1 | 1 | 1 | 1 | 1 | 1 | 1 | 1 | 1 | 1 | 150.9724 | 0 | 3471.3223 | 0 | 0 | 0 | 1 | 0 | 0 | 1
329 | HVAC | Economizer | Waterside Economizer | Offices | Existing | CofEgsd329 | 1 | 0 | 3002.4418 | 0 | GSD | 10 | 1 | 1 | 1 | 1 | 1 | 1 | 1 | 1 | 1 | 1 | 1 | 1 | 150.9724 | 0 | 1722.6799 | 0 | 0 | 0 | 1 | 0 | 0 | 1
329 | HVAC | Economizer | Waterside Economizer | Offices | New | CofNgsd329 | 1 | 0 | 3002.4418 | 0 | GSD | 10 | 1 | 1 | 1 | 1 | 1 | 1 | 1 | 1 | 1 | 1 | 1 | 1 | 150.9724 | 0 | 1722.6799 | 0 | 0 | 0 | 1 | 0 | 0 | 1
329 | HVAC | Economizer | Waterside Economizer | Restaurants | Existing | CreEgsd329 | 1 | 0 | 3526.3551 | 0 | GSD | 10 | 1 | 1 | 1 | 1 | 1 | 1 | 1 | 1 | 1 | 1 | 1 | 1 | 177.3164 | 0 | 1404.8892 | 0 | 0 | 0 | 1 | 0 | 0 | 1
329 | HVAC | Economizer | Waterside Economizer | Restaurants | New | CreNgsd329 | 1 | 0 | 3526.3551 | 0 | GSD | 10 | 1 | 1 | 1 | 1 | 1 | 1 | 1 | 1 | 1 | 1 | 1 | 1 | 177.3164 | 0 | 1404.8892 | 0 | 0 | 0 | 1 | 0 | 0 | 1
329 | HVAC | Economizer | Waterside Economizer | Retail | Existing | CrtEgsd329 | 1 | 0 | 3002.4418 | 0 | GSD | 10 | 1 | 1 | 1 | 1 | 1 | 1 | 1 | 1 | 1 | 1 | 1 | 1 | 150.9724 | 0 | 1526.1978 | 0 | 0 | 0 | 1 | 0 | 0 | 1
329 | HVAC | Economizer | Waterside Economizer | Retail | New | CrtNgsd329 | 1 | 0 | 3002.4418 | 0 | GSD | 10 | 1 | 1 | 1 | 1 | 1 | 1 | 1 | 1 | 1 | 1 | 1 | 1 | 150.9724 | 0 | 1526.1978 | 0 | 0 | 0 | 1 | 0 | 0 | 1
329 | HVAC | Economizer | Waterside Economizer | Schools K-12 | Existing | CscEgsd329 | 1 | 0 | 3002.4418 | 0 | GSD | 10 | 1 | 1 | 1 | 1 | 1 | 1 | 1 | 1 | 1 | 1 | 1 | 1 | 150.9724 | 0 | 1755.5013 | 0 | 0 | 0 | 1 | 0 | 0 | 1
329 | HVAC | Economizer | Waterside Economizer | Schools K-12 | New | CscNgsd329 | 1 | 0 | 3002.4418 | 0 | GSD | 10 | 1 | 1 | 1 | 1 | 1 | 1 | 1 | 1 | 1 | 1 | 1 | 1 | 150.9724 | 0 | 1755.5013 | 0 | 0 | 0 | 1 | 0 | 0 | 1
329 | HVAC | Economizer | Waterside Economizer | Warehouse | Existing | CwaEgsd329 | 1 | 0 | 3002.4418 | 0 | GSD | 10 | 1 | 1 | 1 | 1 | 1 | 1 | 1 | 1 | 1 | 1 | 1 | 1 | 150.9724 | 0 | 8002.1159 | 0 | 0 | 0 | 1 | 0 | 0 | 1
329 | HVAC | Economizer | Waterside Economizer | Warehouse | New | CwaNgsd329 | 1 | 0 | 3002.4418 | 0 | GSD | 10 | 1 | 1 | 1 | 1 | 1 | 1 | 1 | 1 | 1 | 1 | 1 | 1 | 150.9724 | 0 | 8002.1159 | 0 | 0 | 0 | 1 | 0 | 0 | 1
330 | HVAC | Heating | ECM Motors on Furnaces | Assembly | Existing | CasEgsd330 | 0 | 0.90215 | 396 | 0 | GSD | 15 | 1 | 1 | 1 | 1 | 1 | 1 | 1 | 1 | 1 | 1 | 1 | 1 | 23.76 | 0 | 313 | 0 | 0 | 0 | 1 | 0 | 0 | 1
330 | HVAC | Heating | ECM Motors on Furnaces | Assembly | New | CasNgsd330 | 0 | 0.90215 | 396 | 0 | GSD | 15 | 1 | 1 | 1 | 1 | 1 | 1 | 1 | 1 | 1 | 1 | 1 | 1 | 23.76 | 0 | 313 | 0 | 0 | 0 | 1 | 0 | 0 | 1
330 | HVAC | Heating | ECM Motors on Furnaces | College and University | Existing | CcoEgsd330 | 0 | 0.076186 | 396 | 0 | GSD | 15 | 1 | 1 | 1 | 1 | 1 | 1 | 1 | 1 | 1 | 1 | 1 | 1 | 23.76 | 0 | 313 | 0 | 0 | 0 | 1 | 0 | 0 | 1
330 | HVAC | Heating | ECM Motors on Furnaces | College and University | New | CcoNgsd330 | 0 | 0.076186 | 396 | 0 | GSD | 15 | 1 | 1 | 1 | 1 | 1 | 1 | 1 | 1 | 1 | 1 | 1 | 1 | 23.76 | 0 | 313 | 0 | 0 | 0 | 1 | 0 | 0 | 1
330 | HVAC | Heating | ECM Motors on Furnaces | Data Center | Existing | CdaEgsd330 | 0 | 0.13679 | 711 | 0 | GSD | 15 | 1 | 1 | 1 | 1 | 1 | 1 | 1 | 1 | 1 | 1 | 1 | 1 | 42.66 | 0 | 313 | 0 | 0 | 0 | 1 | 0 | 0 | 1
330 | HVAC | Heating | ECM Motors on Furnaces | Data Center | New | CdaNgsd330 | 0 | 0.13679 | 711 | 0 | GSD | 15 | 1 | 1 | 1 | 1 | 1 | 1 | 1 | 1 | 1 | 1 | 1 | 1 | 42.66 | 0 | 313 | 0 | 0 | 0 | 1 | 0 | 0 | 1
330 | HVAC | Heating | ECM Motors on Furnaces | Grocery | Existing | CgrEgsd330 | 0 | 0.52568 | 684 | 0 | GSD | 15 | 1 | 1 | 1 | 1 | 1 | 1 | 1 | 1 | 1 | 1 | 1 | 1 | 41.04 | 0 | 313 | 0 | 0 | 0 | 1 | 0 | 0 | 1
330 | HVAC | Heating | ECM Motors on Furnaces | Grocery | New | CgrNgsd330 | 0 | 0.52568 | 684 | 0 | GSD | 15 | 1 | 1 | 1 | 1 | 1 | 1 | 1 | 1 | 1 | 1 | 1 | 1 | 41.04 | 0 | 313 | 0 | 0 | 0 | 1 | 0 | 0 | 1
330 | HVAC | Heating | ECM Motors on Furnaces | Healthcare | Existing | CheEgsd330 | 0 | 0.11947 | 621 | 0 | GSD | 15 | 1 | 1 | 1 | 1 | 1 | 1 | 1 | 1 | 1 | 1 | 1 | 1 | 37.26 | 0 | 313 | 0 | 0 | 0 | 1 | 0 | 0 | 1
330 | HVAC | Heating | ECM Motors on Furnaces | Healthcare | New | CheNgsd330 | 0 | 0.11947 | 621 | 0 | GSD | 15 | 1 | 1 | 1 | 1 | 1 | 1 | 1 | 1 | 1 | 1 | 1 | 1 | 37.26 | 0 | 313 | 0 | 0 | 0 | 1 | 0 | 0 | 1
330 | HVAC | Heating | ECM Motors on Furnaces | Hospitals | Existing | ChoEgsd330 | 0 | 0.13679 | 711 | 0 | GSD | 15 | 1 | 1 | 1 | 1 | 1 | 1 | 1 | 1 | 1 | 1 | 1 | 1 | 42.66 | 0 | 313 | 0 | 0 | 0 | 1 | 0 | 0 | 1
330 | HVAC | Heating | ECM Motors on Furnaces | Hospitals | New | ChoNgsd330 | 0 | 0.13679 | 711 | 0 | GSD | 15 | 1 | 1 | 1 | 1 | 1 | 1 | 1 | 1 | 1 | 1 | 1 | 1 | 42.66 | 0 | 313 | 0 | 0 | 0 | 1 | 0 | 0 | 1
330 | HVAC | Heating | ECM Motors on Furnaces | Institutional | Existing | CinEgsd330 | 0 | 0.065797 | 342 | 0 | GSD | 15 | 1 | 1 | 1 | 1 | 1 | 1 | 1 | 1 | 1 | 1 | 1 | 1 | 20.52 | 0 | 313 | 0 | 0 | 0 | 1 | 0 | 0 | 1
330 | HVAC | Heating | ECM Motors on Furnaces | Institutional | New | CinNgsd330 | 0 | 0.065797 | 342 | 0 | GSD | 15 | 1 | 1 | 1 | 1 | 1 | 1 | 1 | 1 | 1 | 1 | 1 | 1 | 20.52 | 0 | 313 | 0 | 0 | 0 | 1 | 0 | 0 | 1
330 | HVAC | Heating | ECM Motors on Furnaces | Lodging/Hospitality | Existing | CloEgsd330 | 0 | 0.2727 | 414 | 0 | GSD | 15 | 1 | 1 | 1 | 1 | 1 | 1 | 1 | 1 | 1 | 1 | 1 | 1 | 24.84 | 0 | 313 | 0 | 0 | 0 | 1 | 0 | 0 | 1
330 | HVAC | Heating | ECM Motors on Furnaces | Lodging/Hospitality | New | CloNgsd330 | 0 | 0.2727 | 414 | 0 | GSD | 15 | 1 | 1 | 1 | 1 | 1 | 1 | 1 | 1 | 1 | 1 | 1 | 1 | 24.84 | 0 | 313 | 0 | 0 | 0 | 1 | 0 | 0 | 1
330 | HVAC | Heating | ECM Motors on Furnaces | Miscellaneous | Existing | CmiEgsd330 | 0 | 0.49208 | 216 | 0 | GSD | 15 | 1 | 1 | 1 | 1 | 1 | 1 | 1 | 1 | 1 | 1 | 1 | 1 | 12.96 | 0 | 313 | 0 | 0 | 0 | 1 | 0 | 0 | 1
330 | HVAC | Heating | ECM Motors on Furnaces | Miscellaneous | New | CmiNgsd330 | 0 | 0.49208 | 216 | 0 | GSD | 15 | 1 | 1 | 1 | 1 | 1 | 1 | 1 | 1 | 1 | 1 | 1 | 1 | 12.96 | 0 | 313 | 0 | 0 | 0 | 1 | 0 | 0 | 1
330 | HVAC | Heating | ECM Motors on Furnaces | Offices | Existing | CofEgsd330 | 0 | 0.53309 | 234 | 0 | GSD | 15 | 1 | 1 | 1 | 1 | 1 | 1 | 1 | 1 | 1 | 1 | 1 | 1 | 14.04 | 0 | 313 | 0 | 0 | 0 | 1 | 0 | 0 | 1
330 | HVAC | Heating | ECM Motors on Furnaces | Offices | New | CofNgsd330 | 0 | 0.53309 | 234 | 0 | GSD | 15 | 1 | 1 | 1 | 1 | 1 | 1 | 1 | 1 | 1 | 1 | 1 | 1 | 14.04 | 0 | 313 | 0 | 0 | 0 | 1 | 0 | 0 | 1
330 | HVAC | Heating | ECM Motors on Furnaces | Restaurants | Existing | CreEgsd330 | 0 | 1.1205 | 1458 | 0 | GSD | 15 | 1 | 1 | 1 | 1 | 1 | 1 | 1 | 1 | 1 | 1 | 1 | 1 | 87.48 | 0 | 313 | 0 | 0 | 0 | 1 | 0 | 0 | 1
330 | HVAC | Heating | ECM Motors on Furnaces | Restaurants | New | CreNgsd330 | 0 | 1.1205 | 1458 | 0 | GSD | 15 | 1 | 1 | 1 | 1 | 1 | 1 | 1 | 1 | 1 | 1 | 1 | 1 | 87.48 | 0 | 313 | 0 | 0 | 0 | 1 | 0 | 0 | 1
330 | HVAC | Heating | ECM Motors on Furnaces | Retail | Existing | CrtEgsd330 | 0 | 2.0913 | 918 | 0 | GSD | 15 | 1 | 1 | 1 | 1 | 1 | 1 | 1 | 1 | 1 | 1 | 1 | 1 | 55.08 | 0 | 313 | 0 | 0 | 0 | 1 | 0 | 0 | 1
330 | HVAC | Heating | ECM Motors on Furnaces | Retail | New | CrtNgsd330 | 0 | 2.0913 | 918 | 0 | GSD | 15 | 1 | 1 | 1 | 1 | 1 | 1 | 1 | 1 | 1 | 1 | 1 | 1 | 55.08 | 0 | 313 | 0 | 0 | 0 | 1 | 0 | 0 | 1
330 | HVAC | Heating | ECM Motors on Furnaces | Schools K-12 | Existing | CscEgsd330 | 0 | 1.9273 | 846 | 0 | GSD | 15 | 1 | 1 | 1 | 1 | 1 | 1 | 1 | 1 | 1 | 1 | 1 | 1 | 50.76 | 0 | 313 | 0 | 0 | 0 | 1 | 0 | 0 | 1
330 | HVAC | Heating | ECM Motors on Furnaces | Schools K-12 | New | CscNgsd330 | 0 | 1.9273 | 846 | 0 | GSD | 15 | 1 | 1 | 1 | 1 | 1 | 1 | 1 | 1 | 1 | 1 | 1 | 1 | 50.76 | 0 | 313 | 0 | 0 | 0 | 1 | 0 | 0 | 1
330 | HVAC | Heating | ECM Motors on Furnaces | Warehouse | Existing | CwaEgsd330 | 0 | 0.49208 | 216 | 0 | GSD | 15 | 1 | 1 | 1 | 1 | 1 | 1 | 1 | 1 | 1 | 1 | 1 | 1 | 12.96 | 0 | 313 | 0 | 0 | 0 | 1 | 0 | 0 | 1
330 | HVAC | Heating | ECM Motors on Furnaces | Warehouse | New | CwaNgsd330 | 0 | 0.49208 | 216 | 0 | GSD | 15 | 1 | 1 | 1 | 1 | 1 | 1 | 1 | 1 | 1 | 1 | 1 | 1 | 12.96 | 0 | 313 | 0 | 0 | 0 | 1 | 0 | 0 | 1
331 | HVAC | Heating | Geothermal Heat Pump | Assembly | Turnover | CasTgsd331 | 1 | 0.070769 | 3033.5084 | 0 | GSD | 25 | 1 | 1 | 1 | 1 | 1 | 1 | 1 | 1 | 1 | 1 | 1 | 1 | 182.0105 | 0 | 216185.3657 | 0 | 0 | 0 | 1 | 0 | 0 | 1
331 | HVAC | Heating | Geothermal Heat Pump | Assembly | New | CasNgsd331 | 1 | 0.070769 | 3033.5084 | 0 | GSD | 25 | 1 | 1 | 1 | 1 | 1 | 1 | 1 | 1 | 1 | 1 | 1 | 1 | 182.0105 | 0 | 216185.3657 | 0 | 0 | 0 | 1 | 0 | 0 | 1
331 | HVAC | Heating | Geothermal Heat Pump | College and University | Turnover | CcoTgsd331 | 1 | 0.0088491 | 4978.1294 | 0 | GSD | 25 | 1 | 1 | 1 | 1 | 1 | 1 | 1 | 1 | 1 | 1 | 1 | 1 | 298.6878 | 0 | 320095.9609 | 0 | 0 | 0 | 1 | 0 | 0 | 1
331 | HVAC | Heating | Geothermal Heat Pump | College and University | New | CcoNgsd331 | 1 | 0.0088491 | 4978.1294 | 0 | GSD | 25 | 1 | 1 | 1 | 1 | 1 | 1 | 1 | 1 | 1 | 1 | 1 | 1 | 298.6878 | 0 | 320095.9609 | 0 | 0 | 0 | 1 | 0 | 0 | 1
331 | HVAC | Heating | Geothermal Heat Pump | Data Center | Turnover | CdaTgsd331 | 1 | 0.0085462 | 4976.555 | 0 | GSD | 25 | 1 | 1 | 1 | 1 | 1 | 1 | 1 | 1 | 1 | 1 | 1 | 1 | 298.5933 | 0 | 172230.9596 | 0 | 0 | 0 | 1 | 0 | 0 | 1
331 | HVAC | Heating | Geothermal Heat Pump | Data Center | New | CdaNgsd331 | 1 | 0.0085462 | 4976.555 | 0 | GSD | 25 | 1 | 1 | 1 | 1 | 1 | 1 | 1 | 1 | 1 | 1 | 1 | 1 | 298.5933 | 0 | 172230.9596 | 0 | 0 | 0 | 1 | 0 | 0 | 1
331 | HVAC | Heating | Geothermal Heat Pump | Grocery | Turnover | CgrTgsd331 | 1 | 0.087606 | 3640.3446 | 0 | GSD | 25 | 1 | 1 | 1 | 1 | 1 | 1 | 1 | 1 | 1 | 1 | 1 | 1 | 218.4207 | 0 | 459466.5579 | 0 | 0 | 0 | 1 | 0 | 0 | 1
331 | HVAC | Heating | Geothermal Heat Pump | Grocery | New | CgrNgsd331 | 1 | 0.087606 | 3640.3446 | 0 | GSD | 25 | 1 | 1 | 1 | 1 | 1 | 1 | 1 | 1 | 1 | 1 | 1 | 1 | 218.4207 | 0 | 459466.5579 | 0 | 0 | 0 | 1 | 0 | 0 | 1
331 | HVAC | Heating | Geothermal Heat Pump | Healthcare | Turnover | CheTgsd331 | 1 | 0.0070719 | 4968.8918 | 0 | GSD | 25 | 1 | 1 | 1 | 1 | 1 | 1 | 1 | 1 | 1 | 1 | 1 | 1 | 298.1335 | 0 | 163143.392 | 0 | 0 | 0 | 1 | 0 | 0 | 1
331 | HVAC | Heating | Geothermal Heat Pump | Healthcare | New | CheNgsd331 | 1 | 0.0070719 | 4968.8918 | 0 | GSD | 25 | 1 | 1 | 1 | 1 | 1 | 1 | 1 | 1 | 1 | 1 | 1 | 1 | 298.1335 | 0 | 163143.392 | 0 | 0 | 0 | 1 | 0 | 0 | 1
331 | HVAC | Heating | Geothermal Heat Pump | Hospitals | Turnover | ChoTgsd331 | 1 | 0.0085462 | 4976.555 | 0 | GSD | 25 | 1 | 1 | 1 | 1 | 1 | 1 | 1 | 1 | 1 | 1 | 1 | 1 | 298.5933 | 0 | 172230.9596 | 0 | 0 | 0 | 1 | 0 | 0 | 1
331 | HVAC | Heating | Geothermal Heat Pump | Hospitals | New | ChoNgsd331 | 1 | 0.0085462 | 4976.555 | 0 | GSD | 25 | 1 | 1 | 1 | 1 | 1 | 1 | 1 | 1 | 1 | 1 | 1 | 1 | 298.5933 | 0 | 172230.9596 | 0 | 0 | 0 | 1 | 0 | 0 | 1
331 | HVAC | Heating | Geothermal Heat Pump | Institutional | Turnover | CinTgsd331 | 1 | 0.015678 | 5013.6244 | 0 | GSD | 25 | 1 | 1 | 1 | 1 | 1 | 1 | 1 | 1 | 1 | 1 | 1 | 1 | 300.8175 | 0 | 656935.8961 | 0 | 0 | 0 | 1 | 0 | 0 | 1
331 | HVAC | Heating | Geothermal Heat Pump | Institutional | New | CinNgsd331 | 1 | 0.015678 | 5013.6244 | 0 | GSD | 25 | 1 | 1 | 1 | 1 | 1 | 1 | 1 | 1 | 1 | 1 | 1 | 1 | 300.8175 | 0 | 656935.8961 | 0 | 0 | 0 | 1 | 0 | 0 | 1
331 | HVAC | Heating | Geothermal Heat Pump | Lodging/Hospitality | Turnover | CloTgsd331 | 1 | 0.022507 | 5255.8279 | 0 | GSD | 25 | 1 | 1 | 1 | 1 | 1 | 1 | 1 | 1 | 1 | 1 | 1 | 1 | 315.3497 | 0 | 227528.0016 | 0 | 0 | 0 | 1 | 0 | 0 | 1
331 | HVAC | Heating | Geothermal Heat Pump | Lodging/Hospitality | New | CloNgsd331 | 1 | 0.022507 | 5255.8279 | 0 | GSD | 25 | 1 | 1 | 1 | 1 | 1 | 1 | 1 | 1 | 1 | 1 | 1 | 1 | 315.3497 | 0 | 227528.0016 | 0 | 0 | 0 | 1 | 0 | 0 | 1
331 | HVAC | Heating | Geothermal Heat Pump | Miscellaneous | Turnover | CmiTgsd331 | 1 | 0.069008 | 3032.7353 | 0 | GSD | 25 | 1 | 1 | 1 | 1 | 1 | 1 | 1 | 1 | 1 | 1 | 1 | 1 | 181.9641 | 0 | 386993.3528 | 0 | 0 | 0 | 1 | 0 | 0 | 1
331 | HVAC | Heating | Geothermal Heat Pump | Miscellaneous | New | CmiNgsd331 | 1 | 0.069008 | 3032.7353 | 0 | GSD | 25 | 1 | 1 | 1 | 1 | 1 | 1 | 1 | 1 | 1 | 1 | 1 | 1 | 181.9641 | 0 | 386993.3528 | 0 | 0 | 0 | 1 | 0 | 0 | 1
331 | HVAC | Heating | Geothermal Heat Pump | Offices | Turnover | CofTgsd331 | 1 | 0.037127 | 3018.7408 | 0 | GSD | 25 | 1 | 1 | 1 | 1 | 1 | 1 | 1 | 1 | 1 | 1 | 1 | 1 | 181.1244 | 0 | 192049.3222 | 0 | 0 | 0 | 1 | 0 | 0 | 1
331 | HVAC | Heating | Geothermal Heat Pump | Offices | New | CofNgsd331 | 1 | 0.037127 | 3018.7408 | 0 | GSD | 25 | 1 | 1 | 1 | 1 | 1 | 1 | 1 | 1 | 1 | 1 | 1 | 1 | 181.1244 | 0 | 192049.3222 | 0 | 0 | 0 | 1 | 0 | 0 | 1
331 | HVAC | Heating | Geothermal Heat Pump | Restaurants | Turnover | CreTgsd331 | 1 | 0.063663 | 3609.19 | 0 | GSD | 25 | 1 | 1 | 1 | 1 | 1 | 1 | 1 | 1 | 1 | 1 | 1 | 1 | 216.5514 | 0 | 156620.2832 | 0 | 0 | 0 | 1 | 0 | 0 | 1
331 | HVAC | Heating | Geothermal Heat Pump | Restaurants | New | CreNgsd331 | 1 | 0.063663 | 3609.19 | 0 | GSD | 25 | 1 | 1 | 1 | 1 | 1 | 1 | 1 | 1 | 1 | 1 | 1 | 1 | 216.5514 | 0 | 156620.2832 | 0 | 0 | 0 | 1 | 0 | 0 | 1
331 | HVAC | Heating | Geothermal Heat Pump | Retail | Turnover | CrtTgsd331 | 1 | 0.12906 | 3059.0935 | 0 | GSD | 25 | 1 | 1 | 1 | 1 | 1 | 1 | 1 | 1 | 1 | 1 | 1 | 1 | 183.5456 | 0 | 170144.2417 | 0 | 0 | 0 | 1 | 0 | 0 | 1
331 | HVAC | Heating | Geothermal Heat Pump | Retail | New | CrtNgsd331 | 1 | 0.12906 | 3059.0935 | 0 | GSD | 25 | 1 | 1 | 1 | 1 | 1 | 1 | 1 | 1 | 1 | 1 | 1 | 1 | 183.5456 | 0 | 170144.2417 | 0 | 0 | 0 | 1 | 0 | 0 | 1
331 | HVAC | Heating | Geothermal Heat Pump | Schools K-12 | Turnover | CscTgsd331 | 1 | 0.13684 | 3062.5121 | 0 | GSD | 25 | 1 | 1 | 1 | 1 | 1 | 1 | 1 | 1 | 1 | 1 | 1 | 1 | 183.7507 | 0 | 195707.0804 | 0 | 0 | 0 | 1 | 0 | 0 | 1
331 | HVAC | Heating | Geothermal Heat Pump | Schools K-12 | New | CscNgsd331 | 1 | 0.13684 | 3062.5121 | 0 | GSD | 25 | 1 | 1 | 1 | 1 | 1 | 1 | 1 | 1 | 1 | 1 | 1 | 1 | 183.7507 | 0 | 195707.0804 | 0 | 0 | 0 | 1 | 0 | 0 | 1
331 | HVAC | Heating | Geothermal Heat Pump | Warehouse | Turnover | CwaTgsd331 | 1 | 0.15908 | 3072.2704 | 0 | GSD | 25 | 1 | 1 | 1 | 1 | 1 | 1 | 1 | 1 | 1 | 1 | 1 | 1 | 184.3362 | 0 | 892081.8003 | 0 | 0 | 0 | 1 | 0 | 0 | 1
331 | HVAC | Heating | Geothermal Heat Pump | Warehouse | New | CwaNgsd331 | 1 | 0.15908 | 3072.2704 | 0 | GSD | 25 | 1 | 1 | 1 | 1 | 1 | 1 | 1 | 1 | 1 | 1 | 1 | 1 | 184.3362 | 0 | 892081.8003 | 0 | 0 | 0 | 1 | 0 | 0 | 1
332 | HVAC | Heating | Water source heat pump | Assembly | Turnover | CasTgsd332 | 1 | 0.013491 | 3008.3658 | 0 | GSD | 15 | 1 | 1 | 1 | 1 | 1 | 1 | 1 | 1 | 1 | 1 | 1 | 1 | 180.5019 | 0 | 931.6017 | 0 | 0 | 0 | 1 | 0 | 0 | 1
332 | HVAC | Heating | Water source heat pump | Assembly | New | CasNgsd332 | 1 | 0.013491 | 3008.3658 | 0 | GSD | 15 | 1 | 1 | 1 | 1 | 1 | 1 | 1 | 1 | 1 | 1 | 1 | 1 | 180.5019 | 0 | 931.6017 | 0 | 0 | 0 | 1 | 0 | 0 | 1
332 | HVAC | Heating | Water source heat pump | College and University | Turnover | CcoTgsd332 | 1 | 0.0016869 | 4940.9021 | 0 | GSD | 15 | 1 | 1 | 1 | 1 | 1 | 1 | 1 | 1 | 1 | 1 | 1 | 1 | 296.4541 | 0 | 1379.3995 | 0 | 0 | 0 | 1 | 0 | 0 | 1
332 | HVAC | Heating | Water source heat pump | College and University | New | CcoNgsd332 | 1 | 0.0016869 | 4940.9021 | 0 | GSD | 15 | 1 | 1 | 1 | 1 | 1 | 1 | 1 | 1 | 1 | 1 | 1 | 1 | 296.4541 | 0 | 1379.3995 | 0 | 0 | 0 | 1 | 0 | 0 | 1
332 | HVAC | Heating | Water source heat pump | Data Center | Turnover | CdaTgsd332 | 1 | 0.0016249 | 4940.5799 | 0 | GSD | 15 | 1 | 1 | 1 | 1 | 1 | 1 | 1 | 1 | 1 | 1 | 1 | 1 | 296.4348 | 0 | 742.1951 | 0 | 0 | 0 | 1 | 0 | 0 | 1
332 | HVAC | Heating | Water source heat pump | Data Center | New | CdaNgsd332 | 1 | 0.0016249 | 4940.5799 | 0 | GSD | 15 | 1 | 1 | 1 | 1 | 1 | 1 | 1 | 1 | 1 | 1 | 1 | 1 | 296.4348 | 0 | 742.1951 | 0 | 0 | 0 | 1 | 0 | 0 | 1
332 | HVAC | Heating | Water source heat pump | Grocery | Turnover | CgrTgsd332 | 1 | 0.016656 | 3548.0263 | 0 | GSD | 15 | 1 | 1 | 1 | 1 | 1 | 1 | 1 | 1 | 1 | 1 | 1 | 1 | 212.8816 | 0 | 1979.9597 | 0 | 0 | 0 | 1 | 0 | 0 | 1
332 | HVAC | Heating | Water source heat pump | Grocery | New | CgrNgsd332 | 1 | 0.016656 | 3548.0263 | 0 | GSD | 15 | 1 | 1 | 1 | 1 | 1 | 1 | 1 | 1 | 1 | 1 | 1 | 1 | 212.8816 | 0 | 1979.9597 | 0 | 0 | 0 | 1 | 0 | 0 | 1
332 | HVAC | Heating | Water source heat pump | Healthcare | Turnover | CheTgsd332 | 1 | 0.0013463 | 4939.1315 | 0 | GSD | 15 | 1 | 1 | 1 | 1 | 1 | 1 | 1 | 1 | 1 | 1 | 1 | 1 | 296.3479 | 0 | 703.0334 | 0 | 0 | 0 | 1 | 0 | 0 | 1
332 | HVAC | Heating | Water source heat pump | Healthcare | New | CheNgsd332 | 1 | 0.0013463 | 4939.1315 | 0 | GSD | 15 | 1 | 1 | 1 | 1 | 1 | 1 | 1 | 1 | 1 | 1 | 1 | 1 | 296.3479 | 0 | 703.0334 | 0 | 0 | 0 | 1 | 0 | 0 | 1
332 | HVAC | Heating | Water source heat pump | Hospitals | Turnover | ChoTgsd332 | 1 | 0.0016249 | 4940.5799 | 0 | GSD | 15 | 1 | 1 | 1 | 1 | 1 | 1 | 1 | 1 | 1 | 1 | 1 | 1 | 296.4348 | 0 | 742.1951 | 0 | 0 | 0 | 1 | 0 | 0 | 1
332 | HVAC | Heating | Water source heat pump | Hospitals | New | ChoNgsd332 | 1 | 0.0016249 | 4940.5799 | 0 | GSD | 15 | 1 | 1 | 1 | 1 | 1 | 1 | 1 | 1 | 1 | 1 | 1 | 1 | 296.4348 | 0 | 742.1951 | 0 | 0 | 0 | 1 | 0 | 0 | 1
332 | HVAC | Heating | Water source heat pump | Institutional | Turnover | CinTgsd332 | 1 | 0.0029891 | 4947.6707 | 0 | GSD | 15 | 1 | 1 | 1 | 1 | 1 | 1 | 1 | 1 | 1 | 1 | 1 | 1 | 296.8602 | 0 | 2830.877 | 0 | 0 | 0 | 1 | 0 | 0 | 1
332 | HVAC | Heating | Water source heat pump | Institutional | New | CinNgsd332 | 1 | 0.0029891 | 4947.6707 | 0 | GSD | 15 | 1 | 1 | 1 | 1 | 1 | 1 | 1 | 1 | 1 | 1 | 1 | 1 | 296.8602 | 0 | 2830.877 | 0 | 0 | 0 | 1 | 0 | 0 | 1
332 | HVAC | Heating | Water source heat pump | Lodging/Hospitality | Turnover | CloTgsd332 | 1 | 0.0042856 | 5228.1656 | 0 | GSD | 15 | 1 | 1 | 1 | 1 | 1 | 1 | 1 | 1 | 1 | 1 | 1 | 1 | 313.6899 | 0 | 980.4863 | 0 | 0 | 0 | 1 | 0 | 0 | 1
332 | HVAC | Heating | Water source heat pump | Lodging/Hospitality | New | CloNgsd332 | 1 | 0.0042856 | 5228.1656 | 0 | GSD | 15 | 1 | 1 | 1 | 1 | 1 | 1 | 1 | 1 | 1 | 1 | 1 | 1 | 313.6899 | 0 | 980.4863 | 0 | 0 | 0 | 1 | 0 | 0 | 1
332 | HVAC | Heating | Water source heat pump | Miscellaneous | Turnover | CmiTgsd332 | 1 | 0.013194 | 3008.2356 | 0 | GSD | 15 | 1 | 1 | 1 | 1 | 1 | 1 | 1 | 1 | 1 | 1 | 1 | 1 | 180.4941 | 0 | 1667.6797 | 0 | 0 | 0 | 1 | 0 | 0 | 1
332 | HVAC | Heating | Water source heat pump | Miscellaneous | New | CmiNgsd332 | 1 | 0.013194 | 3008.2356 | 0 | GSD | 15 | 1 | 1 | 1 | 1 | 1 | 1 | 1 | 1 | 1 | 1 | 1 | 1 | 180.4941 | 0 | 1667.6797 | 0 | 0 | 0 | 1 | 0 | 0 | 1
332 | HVAC | Heating | Water source heat pump | Offices | Turnover | CofTgsd332 | 1 | 0.0070739 | 3005.5491 | 0 | GSD | 15 | 1 | 1 | 1 | 1 | 1 | 1 | 1 | 1 | 1 | 1 | 1 | 1 | 180.3329 | 0 | 827.5967 | 0 | 0 | 0 | 1 | 0 | 0 | 1
332 | HVAC | Heating | Water source heat pump | Offices | New | CofNgsd332 | 1 | 0.0070739 | 3005.5491 | 0 | GSD | 15 | 1 | 1 | 1 | 1 | 1 | 1 | 1 | 1 | 1 | 1 | 1 | 1 | 180.3329 | 0 | 827.5967 | 0 | 0 | 0 | 1 | 0 | 0 | 1
332 | HVAC | Heating | Water source heat pump | Restaurants | Turnover | CreTgsd332 | 1 | 0.012111 | 3542.1129 | 0 | GSD | 15 | 1 | 1 | 1 | 1 | 1 | 1 | 1 | 1 | 1 | 1 | 1 | 1 | 212.5268 | 0 | 674.9254 | 0 | 0 | 0 | 1 | 0 | 0 | 1
332 | HVAC | Heating | Water source heat pump | Restaurants | New | CreNgsd332 | 1 | 0.012111 | 3542.1129 | 0 | GSD | 15 | 1 | 1 | 1 | 1 | 1 | 1 | 1 | 1 | 1 | 1 | 1 | 1 | 212.5268 | 0 | 674.9254 | 0 | 0 | 0 | 1 | 0 | 0 | 1
332 | HVAC | Heating | Water source heat pump | Retail | Turnover | CrtTgsd332 | 1 | 0.02455 | 3013.2204 | 0 | GSD | 15 | 1 | 1 | 1 | 1 | 1 | 1 | 1 | 1 | 1 | 1 | 1 | 1 | 180.7932 | 0 | 733.2073 | 0 | 0 | 0 | 1 | 0 | 0 | 1
332 | HVAC | Heating | Water source heat pump | Retail | New | CrtNgsd332 | 1 | 0.02455 | 3013.2204 | 0 | GSD | 15 | 1 | 1 | 1 | 1 | 1 | 1 | 1 | 1 | 1 | 1 | 1 | 1 | 180.7932 | 0 | 733.2073 | 0 | 0 | 0 | 1 | 0 | 0 | 1
332 | HVAC | Heating | Water source heat pump | Schools K-12 | Turnover | CscTgsd332 | 1 | 0.026035 | 3013.872 | 0 | GSD | 15 | 1 | 1 | 1 | 1 | 1 | 1 | 1 | 1 | 1 | 1 | 1 | 1 | 180.8323 | 0 | 843.3685 | 0 | 0 | 0 | 1 | 0 | 0 | 1
332 | HVAC | Heating | Water source heat pump | Schools K-12 | New | CscNgsd332 | 1 | 0.026035 | 3013.872 | 0 | GSD | 15 | 1 | 1 | 1 | 1 | 1 | 1 | 1 | 1 | 1 | 1 | 1 | 1 | 180.8323 | 0 | 843.3685 | 0 | 0 | 0 | 1 | 0 | 0 | 1
332 | HVAC | Heating | Water source heat pump | Warehouse | Turnover | CwaTgsd332 | 1 | 0.030415 | 3015.7945 | 0 | GSD | 15 | 1 | 1 | 1 | 1 | 1 | 1 | 1 | 1 | 1 | 1 | 1 | 1 | 180.9477 | 0 | 3844.244 | 0 | 0 | 0 | 1 | 0 | 0 | 1
332 | HVAC | Heating | Water source heat pump | Warehouse | New | CwaNgsd332 | 1 | 0.030415 | 3015.7945 | 0 | GSD | 15 | 1 | 1 | 1 | 1 | 1 | 1 | 1 | 1 | 1 | 1 | 1 | 1 | 180.9477 | 0 | 3844.244 | 0 | 0 | 0 | 1 | 0 | 0 | 1
333 | HVAC | Insulation | Commercial Duct Sealing | Assembly | Existing | CasEgsd333 | 1 | 0.87101 | 3384.7769 | 0 | GSD | 20 | 0.57723 | 0.60437 | 0.83705 | 1.097 | 1.2026 | 1.2026 | 1.289 | 1.2891 | 1.2453 | 1.1192 | 0.77553 | 0.85362 | 170.1974 | 0 | 1249.4567 | 0 | 0 | 0 | 1 | 0 | 0 | 1.0077
333 | HVAC | Insulation | Commercial Duct Sealing | Assembly | New | CasNgsd333 | 1 | 0.87101 | 3384.7769 | 0 | GSD | 20 | 0.57723 | 0.60437 | 0.83705 | 1.097 | 1.2026 | 1.2026 | 1.289 | 1.2891 | 1.2453 | 1.1192 | 0.77553 | 0.85362 | 170.1974 | 0 | 1249.4567 | 0 | 0 | 0 | 1 | 0 | 0 | 1.0077
333 | HVAC | Insulation | Commercial Duct Sealing | College and University | Existing | CcoEgsd333 | 1 | 0.1474 | 5698.2917 | 0 | GSD | 20 | 0.57723 | 0.60437 | 0.83705 | 1.097 | 1.2026 | 1.2026 | 1.289 | 1.2891 | 1.2453 | 1.1192 | 0.77553 | 0.85362 | 286.5283 | 0 | 7980.8039 | 0 | 0 | 0 | 1 | 0 | 0 | 1.0077
333 | HVAC | Insulation | Commercial Duct Sealing | College and University | New | CcoNgsd333 | 1 | 0.1474 | 5698.2917 | 0 | GSD | 20 | 0.57723 | 0.60437 | 0.83705 | 1.097 | 1.2026 | 1.2026 | 1.289 | 1.2891 | 1.2453 | 1.1192 | 0.77553 | 0.85362 | 286.5283 | 0 | 7980.8039 | 0 | 0 | 0 | 1 | 0 | 0 | 1.0077
333 | HVAC | Insulation | Commercial Duct Sealing | Data Center | Existing | CdaEgsd333 | 1 | 0.22918 | 6123.3694 | 0 | GSD | 20 | 0.57723 | 0.60437 | 0.83705 | 1.097 | 1.2026 | 1.2026 | 1.289 | 1.2891 | 1.2453 | 1.1192 | 0.77553 | 0.85362 | 307.9026 | 0 | 6966.2904 | 0 | 0 | 0 | 1 | 0 | 0 | 1.0077
333 | HVAC | Insulation | Commercial Duct Sealing | Data Center | New | CdaNgsd333 | 1 | 0.22918 | 6123.3694 | 0 | GSD | 20 | 0.57723 | 0.60437 | 0.83705 | 1.097 | 1.2026 | 1.2026 | 1.289 | 1.2891 | 1.2453 | 1.1192 | 0.77553 | 0.85362 | 307.9026 | 0 | 6966.2904 | 0 | 0 | 0 | 1 | 0 | 0 | 1.0077
333 | HVAC | Insulation | Commercial Duct Sealing | Grocery | Existing | CgrEgsd333 | 1 | 1.8423 | 5923.5406 | 0 | GSD | 20 | 0.57723 | 0.60437 | 0.83705 | 1.097 | 1.2026 | 1.2026 | 1.289 | 1.2891 | 1.2453 | 1.1192 | 0.77553 | 0.85362 | 297.8546 | 0 | 3085.1834 | 0 | 0 | 0 | 1 | 0 | 0 | 1.0077
333 | HVAC | Insulation | Commercial Duct Sealing | Grocery | New | CgrNgsd333 | 1 | 1.8423 | 5923.5406 | 0 | GSD | 20 | 0.57723 | 0.60437 | 0.83705 | 1.097 | 1.2026 | 1.2026 | 1.289 | 1.2891 | 1.2453 | 1.1192 | 0.77553 | 0.85362 | 297.8546 | 0 | 3085.1834 | 0 | 0 | 0 | 1 | 0 | 0 | 1.0077
333 | HVAC | Insulation | Commercial Duct Sealing | Healthcare | Existing | CheEgsd333 | 1 | 0.48089 | 7431.685 | 0 | GSD | 20 | 0.57723 | 0.60437 | 0.83705 | 1.097 | 1.2026 | 1.2026 | 1.289 | 1.2891 | 1.2453 | 1.1192 | 0.77553 | 0.85362 | 373.6889 | 0 | 7439.1194 | 0 | 0 | 0 | 1 | 0 | 0 | 1.0077
333 | HVAC | Insulation | Commercial Duct Sealing | Healthcare | New | CheNgsd333 | 1 | 0.48089 | 7431.685 | 0 | GSD | 20 | 0.57723 | 0.60437 | 0.83705 | 1.097 | 1.2026 | 1.2026 | 1.289 | 1.2891 | 1.2453 | 1.1192 | 0.77553 | 0.85362 | 373.6889 | 0 | 7439.1194 | 0 | 0 | 0 | 1 | 0 | 0 | 1.0077
333 | HVAC | Insulation | Commercial Duct Sealing | Hospitals | Existing | ChoEgsd333 | 1 | 0.11198 | 5514.1558 | 0 | GSD | 20 | 0.57723 | 0.60437 | 0.83705 | 1.097 | 1.2026 | 1.2026 | 1.289 | 1.2891 | 1.2453 | 1.1192 | 0.77553 | 0.85362 | 277.2694 | 0 | 1672.4767 | 0 | 0 | 0 | 1 | 0 | 0 | 1.0077
333 | HVAC | Insulation | Commercial Duct Sealing | Hospitals | New | ChoNgsd333 | 1 | 0.11198 | 5514.1558 | 0 | GSD | 20 | 0.57723 | 0.60437 | 0.83705 | 1.097 | 1.2026 | 1.2026 | 1.289 | 1.2891 | 1.2453 | 1.1192 | 0.77553 | 0.85362 | 277.2694 | 0 | 1672.4767 | 0 | 0 | 0 | 1 | 0 | 0 | 1.0077
333 | HVAC | Insulation | Commercial Duct Sealing | Institutional | Existing | CinEgsd333 | 1 | 0.28275 | 6401.8151 | 0 | GSD | 20 | 0.57723 | 0.60437 | 0.83705 | 1.097 | 1.2026 | 1.2026 | 1.289 | 1.2891 | 1.2453 | 1.1192 | 0.77553 | 0.85362 | 321.9038 | 0 | 8303.2691 | 0 | 0 | 0 | 1 | 0 | 0 | 1.0077
333 | HVAC | Insulation | Commercial Duct Sealing | Institutional | New | CinNgsd333 | 1 | 0.28275 | 6401.8151 | 0 | GSD | 20 | 0.57723 | 0.60437 | 0.83705 | 1.097 | 1.2026 | 1.2026 | 1.289 | 1.2891 | 1.2453 | 1.1192 | 0.77553 | 0.85362 | 321.9038 | 0 | 8303.2691 | 0 | 0 | 0 | 1 | 0 | 0 | 1.0077
333 | HVAC | Insulation | Commercial Duct Sealing | Lodging/Hospitality | Existing | CloEgsd333 | 1 | 0.39458 | 5820.682 | 0 | GSD | 20 | 0.57723 | 0.60437 | 0.83705 | 1.097 | 1.2026 | 1.2026 | 1.289 | 1.2891 | 1.2453 | 1.1192 | 0.77553 | 0.85362 | 292.6825 | 0 | 3767.4312 | 0 | 0 | 0 | 1 | 0 | 0 | 1.0077
333 | HVAC | Insulation | Commercial Duct Sealing | Lodging/Hospitality | New | CloNgsd333 | 1 | 0.39458 | 5820.682 | 0 | GSD | 20 | 0.57723 | 0.60437 | 0.83705 | 1.097 | 1.2026 | 1.2026 | 1.289 | 1.2891 | 1.2453 | 1.1192 | 0.77553 | 0.85362 | 292.6825 | 0 | 3767.4312 | 0 | 0 | 0 | 1 | 0 | 0 | 1.0077
333 | HVAC | Insulation | Commercial Duct Sealing | Miscellaneous | Existing | CmiEgsd333 | 1 | 3.8346 | 4685.6307 | 0 | GSD | 20 | 0.57723 | 0.60437 | 0.83705 | 1.097 | 1.2026 | 1.2026 | 1.289 | 1.2891 | 1.2453 | 1.1192 | 0.77553 | 0.85362 | 235.6085 | 0 | 7581.9321 | 0 | 0 | 0 | 1 | 0 | 0 | 1.0077
333 | HVAC | Insulation | Commercial Duct Sealing | Miscellaneous | New | CmiNgsd333 | 1 | 3.8346 | 4685.6307 | 0 | GSD | 20 | 0.57723 | 0.60437 | 0.83705 | 1.097 | 1.2026 | 1.2026 | 1.289 | 1.2891 | 1.2453 | 1.1192 | 0.77553 | 0.85362 | 235.6085 | 0 | 7581.9321 | 0 | 0 | 0 | 1 | 0 | 0 | 1.0077
333 | HVAC | Insulation | Commercial Duct Sealing | Offices | Existing | CofEgsd333 | 1 | 3.4736 | 4527.1974 | 0 | GSD | 20 | 0.57723 | 0.60437 | 0.83705 | 1.097 | 1.2026 | 1.2026 | 1.289 | 1.2891 | 1.2453 | 1.1192 | 0.77553 | 0.85362 | 227.642 | 0 | 3137.3487 | 0 | 0 | 0 | 1 | 0 | 0 | 1.0077
333 | HVAC | Insulation | Commercial Duct Sealing | Offices | New | CofNgsd333 | 1 | 3.4736 | 4527.1974 | 0 | GSD | 20 | 0.57723 | 0.60437 | 0.83705 | 1.097 | 1.2026 | 1.2026 | 1.289 | 1.2891 | 1.2453 | 1.1192 | 0.77553 | 0.85362 | 227.642 | 0 | 3137.3487 | 0 | 0 | 0 | 1 | 0 | 0 | 1.0077
333 | HVAC | Insulation | Commercial Duct Sealing | Restaurants | Existing | CreEgsd333 | 1 | 0.98981 | 4814.2708 | 0 | GSD | 20 | 0.57723 | 0.60437 | 0.83705 | 1.097 | 1.2026 | 1.2026 | 1.289 | 1.2891 | 1.2453 | 1.1192 | 0.77553 | 0.85362 | 242.0769 | 0 | 1209.3113 | 0 | 0 | 0 | 1 | 0 | 0 | 1.0077
333 | HVAC | Insulation | Commercial Duct Sealing | Restaurants | New | CreNgsd333 | 1 | 0.98981 | 4814.2708 | 0 | GSD | 20 | 0.57723 | 0.60437 | 0.83705 | 1.097 | 1.2026 | 1.2026 | 1.289 | 1.2891 | 1.2453 | 1.1192 | 0.77553 | 0.85362 | 242.0769 | 0 | 1209.3113 | 0 | 0 | 0 | 1 | 0 | 0 | 1.0077
333 | HVAC | Insulation | Commercial Duct Sealing | Retail | Existing | CrtEgsd333 | 1 | 2.4285 | 4068.4587 | 0 | GSD | 20 | 0.57723 | 0.60437 | 0.83705 | 1.097 | 1.2026 | 1.2026 | 1.289 | 1.2891 | 1.2453 | 1.1192 | 0.77553 | 0.85362 | 204.5751 | 0 | 3259.9809 | 0 | 0 | 0 | 1 | 0 | 0 | 1.0077
333 | HVAC | Insulation | Commercial Duct Sealing | Retail | New | CrtNgsd333 | 1 | 2.4285 | 4068.4587 | 0 | GSD | 20 | 0.57723 | 0.60437 | 0.83705 | 1.097 | 1.2026 | 1.2026 | 1.289 | 1.2891 | 1.2453 | 1.1192 | 0.77553 | 0.85362 | 204.5751 | 0 | 3259.9809 | 0 | 0 | 0 | 1 | 0 | 0 | 1.0077
333 | HVAC | Insulation | Commercial Duct Sealing | Schools K-12 | Existing | CscEgsd333 | 1 | 2.1296 | 3937.2259 | 0 | GSD | 20 | 0.57723 | 0.60437 | 0.83705 | 1.097 | 1.2026 | 1.2026 | 1.289 | 1.2891 | 1.2453 | 1.1192 | 0.77553 | 0.85362 | 197.9763 | 0 | 2063.5352 | 0 | 0 | 0 | 1 | 0 | 0 | 1.0077
333 | HVAC | Insulation | Commercial Duct Sealing | Schools K-12 | New | CscNgsd333 | 1 | 2.1296 | 3937.2259 | 0 | GSD | 20 | 0.57723 | 0.60437 | 0.83705 | 1.097 | 1.2026 | 1.2026 | 1.289 | 1.2891 | 1.2453 | 1.1192 | 0.77553 | 0.85362 | 197.9763 | 0 | 2063.5352 | 0 | 0 | 0 | 1 | 0 | 0 | 1.0077
333 | HVAC | Insulation | Commercial Duct Sealing | Warehouse | Existing | CwaEgsd333 | 1 | 3.0012 | 4319.836 | 0 | GSD | 20 | 0.57723 | 0.60437 | 0.83705 | 1.097 | 1.2026 | 1.2026 | 1.289 | 1.2891 | 1.2453 | 1.1192 | 0.77553 | 0.85362 | 217.2152 | 0 | 10212.3735 | 0 | 0 | 0 | 1 | 0 | 0 | 1.0077
333 | HVAC | Insulation | Commercial Duct Sealing | Warehouse | New | CwaNgsd333 | 1 | 3.0012 | 4319.836 | 0 | GSD | 20 | 0.57723 | 0.60437 | 0.83705 | 1.097 | 1.2026 | 1.2026 | 1.289 | 1.2891 | 1.2453 | 1.1192 | 0.77553 | 0.85362 | 217.2152 | 0 | 10212.3735 | 0 | 0 | 0 | 1 | 0 | 0 | 1.0077
334 | HVAC | Insulation | Duct Insulation | Assembly | Existing | CasEgsd334 | 1 | 0.871 | 3384.7724 | 0 | GSD | 20 | 1 | 1 | 1 | 1 | 1 | 1 | 1 | 1 | 1 | 1 | 1 | 1 | 170.1972 | 0 | 27737.9011 | 0 | 0 | 0 | 1 | 0 | 0 | 1
334 | HVAC | Insulation | Duct Insulation | Assembly | New | CasNgsd334 | 1 | 0.871 | 3384.7724 | 0 | GSD | 20 | 1 | 1 | 1 | 1 | 1 | 1 | 1 | 1 | 1 | 1 | 1 | 1 | 170.1972 | 0 | 27737.9011 | 0 | 0 | 0 | 1 | 0 | 0 | 1
334 | HVAC | Insulation | Duct Insulation | College and University | Existing | CcoEgsd334 | 1 | 0.1474 | 5698.2715 | 0 | GSD | 20 | 1 | 1 | 1 | 1 | 1 | 1 | 1 | 1 | 1 | 1 | 1 | 1 | 286.5273 | 0 | 177172.964 | 0 | 0 | 0 | 1 | 0 | 0 | 1
334 | HVAC | Insulation | Duct Insulation | College and University | New | CcoNgsd334 | 1 | 0.1474 | 5698.2715 | 0 | GSD | 20 | 1 | 1 | 1 | 1 | 1 | 1 | 1 | 1 | 1 | 1 | 1 | 1 | 286.5273 | 0 | 177172.964 | 0 | 0 | 0 | 1 | 0 | 0 | 1
334 | HVAC | Insulation | Duct Insulation | Data Center | Existing | CdaEgsd334 | 1 | 0.22918 | 6123.3669 | 0 | GSD | 20 | 1 | 1 | 1 | 1 | 1 | 1 | 1 | 1 | 1 | 1 | 1 | 1 | 307.9025 | 0 | 154651.5414 | 0 | 0 | 0 | 1 | 0 | 0 | 1
334 | HVAC | Insulation | Duct Insulation | Data Center | New | CdaNgsd334 | 1 | 0.22918 | 6123.3669 | 0 | GSD | 20 | 1 | 1 | 1 | 1 | 1 | 1 | 1 | 1 | 1 | 1 | 1 | 1 | 307.9025 | 0 | 154651.5414 | 0 | 0 | 0 | 1 | 0 | 0 | 1
334 | HVAC | Insulation | Duct Insulation | Grocery | Existing | CgrEgsd334 | 1 | 1.8423 | 5923.4826 | 0 | GSD | 20 | 1 | 1 | 1 | 1 | 1 | 1 | 1 | 1 | 1 | 1 | 1 | 1 | 297.8517 | 0 | 68491.0713 | 0 | 0 | 0 | 1 | 0 | 0 | 1
334 | HVAC | Insulation | Duct Insulation | Grocery | New | CgrNgsd334 | 1 | 1.8423 | 5923.4826 | 0 | GSD | 20 | 1 | 1 | 1 | 1 | 1 | 1 | 1 | 1 | 1 | 1 | 1 | 1 | 297.8517 | 0 | 68491.0713 | 0 | 0 | 0 | 1 | 0 | 0 | 1
334 | HVAC | Insulation | Duct Insulation | Healthcare | Existing | CheEgsd334 | 1 | 0.48088 | 7431.6265 | 0 | GSD | 20 | 1 | 1 | 1 | 1 | 1 | 1 | 1 | 1 | 1 | 1 | 1 | 1 | 373.686 | 0 | 165148.4514 | 0 | 0 | 0 | 1 | 0 | 0 | 1
334 | HVAC | Insulation | Duct Insulation | Healthcare | New | CheNgsd334 | 1 | 0.48088 | 7431.6265 | 0 | GSD | 20 | 1 | 1 | 1 | 1 | 1 | 1 | 1 | 1 | 1 | 1 | 1 | 1 | 373.686 | 0 | 165148.4514 | 0 | 0 | 0 | 1 | 0 | 0 | 1
334 | HVAC | Insulation | Duct Insulation | Hospitals | Existing | ChoEgsd334 | 1 | 0.11198 | 5514.1561 | 0 | GSD | 20 | 1 | 1 | 1 | 1 | 1 | 1 | 1 | 1 | 1 | 1 | 1 | 1 | 277.2694 | 0 | 37128.9869 | 0 | 0 | 0 | 1 | 0 | 0 | 1
334 | HVAC | Insulation | Duct Insulation | Hospitals | New | ChoNgsd334 | 1 | 0.11198 | 5514.1561 | 0 | GSD | 20 | 1 | 1 | 1 | 1 | 1 | 1 | 1 | 1 | 1 | 1 | 1 | 1 | 277.2694 | 0 | 37128.9869 | 0 | 0 | 0 | 1 | 0 | 0 | 1
334 | HVAC | Insulation | Duct Insulation | Institutional | Existing | CinEgsd334 | 1 | 0.28276 | 6401.8485 | 0 | GSD | 20 | 1 | 1 | 1 | 1 | 1 | 1 | 1 | 1 | 1 | 1 | 1 | 1 | 321.9054 | 0 | 184332.5737 | 0 | 0 | 0 | 1 | 0 | 0 | 1
334 | HVAC | Insulation | Duct Insulation | Institutional | New | CinNgsd334 | 1 | 0.28276 | 6401.8485 | 0 | GSD | 20 | 1 | 1 | 1 | 1 | 1 | 1 | 1 | 1 | 1 | 1 | 1 | 1 | 321.9054 | 0 | 184332.5737 | 0 | 0 | 0 | 1 | 0 | 0 | 1
334 | HVAC | Insulation | Duct Insulation | Lodging/Hospitality | Existing | CloEgsd334 | 1 | 0.39458 | 5820.6815 | 0 | GSD | 20 | 1 | 1 | 1 | 1 | 1 | 1 | 1 | 1 | 1 | 1 | 1 | 1 | 292.6825 | 0 | 83636.9028 | 0 | 0 | 0 | 1 | 0 | 0 | 1
334 | HVAC | Insulation | Duct Insulation | Lodging/Hospitality | New | CloNgsd334 | 1 | 0.39458 | 5820.6815 | 0 | GSD | 20 | 1 | 1 | 1 | 1 | 1 | 1 | 1 | 1 | 1 | 1 | 1 | 1 | 292.6825 | 0 | 83636.9028 | 0 | 0 | 0 | 1 | 0 | 0 | 1
334 | HVAC | Insulation | Duct Insulation | Miscellaneous | Existing | CmiEgsd334 | 1 | 3.8345 | 4685.6226 | 0 | GSD | 20 | 1 | 1 | 1 | 1 | 1 | 1 | 1 | 1 | 1 | 1 | 1 | 1 | 235.6081 | 0 | 168319.2069 | 0 | 0 | 0 | 1 | 0 | 0 | 1
334 | HVAC | Insulation | Duct Insulation | Miscellaneous | New | CmiNgsd334 | 1 | 3.8345 | 4685.6226 | 0 | GSD | 20 | 1 | 1 | 1 | 1 | 1 | 1 | 1 | 1 | 1 | 1 | 1 | 1 | 235.6081 | 0 | 168319.2069 | 0 | 0 | 0 | 1 | 0 | 0 | 1
334 | HVAC | Insulation | Duct Insulation | Offices | Existing | CofEgsd334 | 1 | 3.4736 | 4527.2041 | 0 | GSD | 20 | 1 | 1 | 1 | 1 | 1 | 1 | 1 | 1 | 1 | 1 | 1 | 1 | 227.6423 | 0 | 69649.2448 | 0 | 0 | 0 | 1 | 0 | 0 | 1
334 | HVAC | Insulation | Duct Insulation | Offices | New | CofNgsd334 | 1 | 3.4736 | 4527.2041 | 0 | GSD | 20 | 1 | 1 | 1 | 1 | 1 | 1 | 1 | 1 | 1 | 1 | 1 | 1 | 227.6423 | 0 | 69649.2448 | 0 | 0 | 0 | 1 | 0 | 0 | 1
334 | HVAC | Insulation | Duct Insulation | Restaurants | Existing | CreEgsd334 | 1 | 0.98981 | 4814.2663 | 0 | GSD | 20 | 1 | 1 | 1 | 1 | 1 | 1 | 1 | 1 | 1 | 1 | 1 | 1 | 242.0767 | 0 | 26846.6188 | 0 | 0 | 0 | 1 | 0 | 0 | 1
334 | HVAC | Insulation | Duct Insulation | Restaurants | New | CreNgsd334 | 1 | 0.98981 | 4814.2663 | 0 | GSD | 20 | 1 | 1 | 1 | 1 | 1 | 1 | 1 | 1 | 1 | 1 | 1 | 1 | 242.0767 | 0 | 26846.6188 | 0 | 0 | 0 | 1 | 0 | 0 | 1
334 | HVAC | Insulation | Duct Insulation | Retail | Existing | CrtEgsd334 | 1 | 2.4285 | 4068.454 | 0 | GSD | 20 | 1 | 1 | 1 | 1 | 1 | 1 | 1 | 1 | 1 | 1 | 1 | 1 | 204.5749 | 0 | 72371.4928 | 0 | 0 | 0 | 1 | 0 | 0 | 1
334 | HVAC | Insulation | Duct Insulation | Retail | New | CrtNgsd334 | 1 | 2.4285 | 4068.454 | 0 | GSD | 20 | 1 | 1 | 1 | 1 | 1 | 1 | 1 | 1 | 1 | 1 | 1 | 1 | 204.5749 | 0 | 72371.4928 | 0 | 0 | 0 | 1 | 0 | 0 | 1
334 | HVAC | Insulation | Duct Insulation | Schools K-12 | Existing | CscEgsd334 | 1 | 2.1296 | 3937.2223 | 0 | GSD | 20 | 1 | 1 | 1 | 1 | 1 | 1 | 1 | 1 | 1 | 1 | 1 | 1 | 197.9761 | 0 | 45810.4571 | 0 | 0 | 0 | 1 | 0 | 0 | 1
334 | HVAC | Insulation | Duct Insulation | Schools K-12 | New | CscNgsd334 | 1 | 2.1296 | 3937.2223 | 0 | GSD | 20 | 1 | 1 | 1 | 1 | 1 | 1 | 1 | 1 | 1 | 1 | 1 | 1 | 197.9761 | 0 | 45810.4571 | 0 | 0 | 0 | 1 | 0 | 0 | 1
334 | HVAC | Insulation | Duct Insulation | Warehouse | Existing | CwaEgsd334 | 1 | 3.0013 | 4319.8618 | 0 | GSD | 20 | 1 | 1 | 1 | 1 | 1 | 1 | 1 | 1 | 1 | 1 | 1 | 1 | 217.2165 | 0 | 226714.6918 | 0 | 0 | 0 | 1 | 0 | 0 | 1
334 | HVAC | Insulation | Duct Insulation | Warehouse | New | CwaNgsd334 | 1 | 3.0013 | 4319.8618 | 0 | GSD | 20 | 1 | 1 | 1 | 1 | 1 | 1 | 1 | 1 | 1 | 1 | 1 | 1 | 217.2165 | 0 | 226714.6918 | 0 | 0 | 0 | 1 | 0 | 0 | 1
335 | HVAC | Insulation | Thermal Energy Storage | Assembly | Existing | CasEgsd335 | 1 | 0 | -309.2 | 0 | GSD | 30 | 0.57723 | 0.60437 | 0.83705 | 1.097 | 1.2026 | 1.2026 | 1.289 | 1.2891 | 1.2453 | 1.1192 | 0.77553 | 0.85362 | 15.5476 | 0 | 2781.66 | 0 | 0 | 0 | 1 | 0 | 0 | 1.0077
335 | HVAC | Insulation | Thermal Energy Storage | Assembly | New | CasNgsd335 | 1 | 0 | -309.2 | 0 | GSD | 30 | 0.57723 | 0.60437 | 0.83705 | 1.097 | 1.2026 | 1.2026 | 1.289 | 1.2891 | 1.2453 | 1.1192 | 0.77553 | 0.85362 | 15.5476 | 0 | 2781.66 | 0 | 0 | 0 | 1 | 0 | 0 | 1.0077
335 | HVAC | Insulation | Thermal Energy Storage | College and University | Existing | CcoEgsd335 | 1 | 0 | -309.2 | 0 | GSD | 30 | 0.57723 | 0.60437 | 0.83705 | 1.097 | 1.2026 | 1.2026 | 1.289 | 1.2891 | 1.2453 | 1.1192 | 0.77553 | 0.85362 | 15.5476 | 0 | 2781.66 | 0 | 0 | 0 | 1 | 0 | 0 | 1.0077
335 | HVAC | Insulation | Thermal Energy Storage | College and University | New | CcoNgsd335 | 1 | 0 | -309.2 | 0 | GSD | 30 | 0.57723 | 0.60437 | 0.83705 | 1.097 | 1.2026 | 1.2026 | 1.289 | 1.2891 | 1.2453 | 1.1192 | 0.77553 | 0.85362 | 15.5476 | 0 | 2781.66 | 0 | 0 | 0 | 1 | 0 | 0 | 1.0077
335 | HVAC | Insulation | Thermal Energy Storage | Data Center | Existing | CdaEgsd335 | 1 | 0 | -309.2 | 0 | GSD | 30 | 0.57723 | 0.60437 | 0.83705 | 1.097 | 1.2026 | 1.2026 | 1.289 | 1.2891 | 1.2453 | 1.1192 | 0.77553 | 0.85362 | 15.5476 | 0 | 2781.66 | 0 | 0 | 0 | 1 | 0 | 0 | 1.0077
335 | HVAC | Insulation | Thermal Energy Storage | Data Center | New | CdaNgsd335 | 1 | 0 | -309.2 | 0 | GSD | 30 | 0.57723 | 0.60437 | 0.83705 | 1.097 | 1.2026 | 1.2026 | 1.289 | 1.2891 | 1.2453 | 1.1192 | 0.77553 | 0.85362 | 15.5476 | 0 | 2781.66 | 0 | 0 | 0 | 1 | 0 | 0 | 1.0077
335 | HVAC | Insulation | Thermal Energy Storage | Grocery | Existing | CgrEgsd335 | 1 | 0 | -309.2 | 0 | GSD | 30 | 0.57723 | 0.60437 | 0.83705 | 1.097 | 1.2026 | 1.2026 | 1.289 | 1.2891 | 1.2453 | 1.1192 | 0.77553 | 0.85362 | 15.5476 | 0 | 2781.66 | 0 | 0 | 0 | 1 | 0 | 0 | 1.0077
335 | HVAC | Insulation | Thermal Energy Storage | Grocery | New | CgrNgsd335 | 1 | 0 | -309.2 | 0 | GSD | 30 | 0.57723 | 0.60437 | 0.83705 | 1.097 | 1.2026 | 1.2026 | 1.289 | 1.2891 | 1.2453 | 1.1192 | 0.77553 | 0.85362 | 15.5476 | 0 | 2781.66 | 0 | 0 | 0 | 1 | 0 | 0 | 1.0077
335 | HVAC | Insulation | Thermal Energy Storage | Healthcare | Existing | CheEgsd335 | 1 | 0 | -309.2 | 0 | GSD | 30 | 0.57723 | 0.60437 | 0.83705 | 1.097 | 1.2026 | 1.2026 | 1.289 | 1.2891 | 1.2453 | 1.1192 | 0.77553 | 0.85362 | 15.5476 | 0 | 2781.66 | 0 | 0 | 0 | 1 | 0 | 0 | 1.0077
335 | HVAC | Insulation | Thermal Energy Storage | Healthcare | New | CheNgsd335 | 1 | 0 | -309.2 | 0 | GSD | 30 | 0.57723 | 0.60437 | 0.83705 | 1.097 | 1.2026 | 1.2026 | 1.289 | 1.2891 | 1.2453 | 1.1192 | 0.77553 | 0.85362 | 15.5476 | 0 | 2781.66 | 0 | 0 | 0 | 1 | 0 | 0 | 1.0077
335 | HVAC | Insulation | Thermal Energy Storage | Hospitals | Existing | ChoEgsd335 | 1 | 0 | -309.2 | 0 | GSD | 30 | 0.57723 | 0.60437 | 0.83705 | 1.097 | 1.2026 | 1.2026 | 1.289 | 1.2891 | 1.2453 | 1.1192 | 0.77553 | 0.85362 | 15.5476 | 0 | 2781.66 | 0 | 0 | 0 | 1 | 0 | 0 | 1.0077
335 | HVAC | Insulation | Thermal Energy Storage | Hospitals | New | ChoNgsd335 | 1 | 0 | -309.2 | 0 | GSD | 30 | 0.57723 | 0.60437 | 0.83705 | 1.097 | 1.2026 | 1.2026 | 1.289 | 1.2891 | 1.2453 | 1.1192 | 0.77553 | 0.85362 | 15.5476 | 0 | 2781.66 | 0 | 0 | 0 | 1 | 0 | 0 | 1.0077
335 | HVAC | Insulation | Thermal Energy Storage | Institutional | Existing | CinEgsd335 | 1 | 0 | -309.2 | 0 | GSD | 30 | 0.57723 | 0.60437 | 0.83705 | 1.097 | 1.2026 | 1.2026 | 1.289 | 1.2891 | 1.2453 | 1.1192 | 0.77553 | 0.85362 | 15.5476 | 0 | 2781.66 | 0 | 0 | 0 | 1 | 0 | 0 | 1.0077
335 | HVAC | Insulation | Thermal Energy Storage | Institutional | New | CinNgsd335 | 1 | 0 | -309.2 | 0 | GSD | 30 | 0.57723 | 0.60437 | 0.83705 | 1.097 | 1.2026 | 1.2026 | 1.289 | 1.2891 | 1.2453 | 1.1192 | 0.77553 | 0.85362 | 15.5476 | 0 | 2781.66 | 0 | 0 | 0 | 1 | 0 | 0 | 1.0077
335 | HVAC | Insulation | Thermal Energy Storage | Lodging/Hospitality | Existing | CloEgsd335 | 1 | 0 | -309.2 | 0 | GSD | 30 | 0.57723 | 0.60437 | 0.83705 | 1.097 | 1.2026 | 1.2026 | 1.289 | 1.2891 | 1.2453 | 1.1192 | 0.77553 | 0.85362 | 15.5476 | 0 | 2781.66 | 0 | 0 | 0 | 1 | 0 | 0 | 1.0077
335 | HVAC | Insulation | Thermal Energy Storage | Lodging/Hospitality | New | CloNgsd335 | 1 | 0 | -309.2 | 0 | GSD | 30 | 0.57723 | 0.60437 | 0.83705 | 1.097 | 1.2026 | 1.2026 | 1.289 | 1.2891 | 1.2453 | 1.1192 | 0.77553 | 0.85362 | 15.5476 | 0 | 2781.66 | 0 | 0 | 0 | 1 | 0 | 0 | 1.0077
335 | HVAC | Insulation | Thermal Energy Storage | Miscellaneous | Existing | CmiEgsd335 | 1 | 0 | -309.2 | 0 | GSD | 30 | 0.57723 | 0.60437 | 0.83705 | 1.097 | 1.2026 | 1.2026 | 1.289 | 1.2891 | 1.2453 | 1.1192 | 0.77553 | 0.85362 | 15.5476 | 0 | 2781.66 | 0 | 0 | 0 | 1 | 0 | 0 | 1.0077
335 | HVAC | Insulation | Thermal Energy Storage | Miscellaneous | New | CmiNgsd335 | 1 | 0 | -309.2 | 0 | GSD | 30 | 0.57723 | 0.60437 | 0.83705 | 1.097 | 1.2026 | 1.2026 | 1.289 | 1.2891 | 1.2453 | 1.1192 | 0.77553 | 0.85362 | 15.5476 | 0 | 2781.66 | 0 | 0 | 0 | 1 | 0 | 0 | 1.0077
335 | HVAC | Insulation | Thermal Energy Storage | Offices | Existing | CofEgsd335 | 1 | 0 | -309.2 | 0 | GSD | 30 | 0.57723 | 0.60437 | 0.83705 | 1.097 | 1.2026 | 1.2026 | 1.289 | 1.2891 | 1.2453 | 1.1192 | 0.77553 | 0.85362 | 15.5476 | 0 | 2781.66 | 0 | 0 | 0 | 1 | 0 | 0 | 1.0077
335 | HVAC | Insulation | Thermal Energy Storage | Offices | New | CofNgsd335 | 1 | 0 | -309.2 | 0 | GSD | 30 | 0.57723 | 0.60437 | 0.83705 | 1.097 | 1.2026 | 1.2026 | 1.289 | 1.2891 | 1.2453 | 1.1192 | 0.77553 | 0.85362 | 15.5476 | 0 | 2781.66 | 0 | 0 | 0 | 1 | 0 | 0 | 1.0077
335 | HVAC | Insulation | Thermal Energy Storage | Restaurants | Existing | CreEgsd335 | 1 | 0 | -309.2 | 0 | GSD | 30 | 0.57723 | 0.60437 | 0.83705 | 1.097 | 1.2026 | 1.2026 | 1.289 | 1.2891 | 1.2453 | 1.1192 | 0.77553 | 0.85362 | 15.5476 | 0 | 2781.66 | 0 | 0 | 0 | 1 | 0 | 0 | 1.0077
335 | HVAC | Insulation | Thermal Energy Storage | Restaurants | New | CreNgsd335 | 1 | 0 | -309.2 | 0 | GSD | 30 | 0.57723 | 0.60437 | 0.83705 | 1.097 | 1.2026 | 1.2026 | 1.289 | 1.2891 | 1.2453 | 1.1192 | 0.77553 | 0.85362 | 15.5476 | 0 | 2781.66 | 0 | 0 | 0 | 1 | 0 | 0 | 1.0077
335 | HVAC | Insulation | Thermal Energy Storage | Retail | Existing | CrtEgsd335 | 1 | 0 | -309.2 | 0 | GSD | 30 | 0.57723 | 0.60437 | 0.83705 | 1.097 | 1.2026 | 1.2026 | 1.289 | 1.2891 | 1.2453 | 1.1192 | 0.77553 | 0.85362 | 15.5476 | 0 | 2781.66 | 0 | 0 | 0 | 1 | 0 | 0 | 1.0077
335 | HVAC | Insulation | Thermal Energy Storage | Retail | New | CrtNgsd335 | 1 | 0 | -309.2 | 0 | GSD | 30 | 0.57723 | 0.60437 | 0.83705 | 1.097 | 1.2026 | 1.2026 | 1.289 | 1.2891 | 1.2453 | 1.1192 | 0.77553 | 0.85362 | 15.5476 | 0 | 2781.66 | 0 | 0 | 0 | 1 | 0 | 0 | 1.0077
335 | HVAC | Insulation | Thermal Energy Storage | Schools K-12 | Existing | CscEgsd335 | 1 | 0 | -309.2 | 0 | GSD | 30 | 0.57723 | 0.60437 | 0.83705 | 1.097 | 1.2026 | 1.2026 | 1.289 | 1.2891 | 1.2453 | 1.1192 | 0.77553 | 0.85362 | 15.5476 | 0 | 2781.66 | 0 | 0 | 0 | 1 | 0 | 0 | 1.0077
335 | HVAC | Insulation | Thermal Energy Storage | Schools K-12 | New | CscNgsd335 | 1 | 0 | -309.2 | 0 | GSD | 30 | 0.57723 | 0.60437 | 0.83705 | 1.097 | 1.2026 | 1.2026 | 1.289 | 1.2891 | 1.2453 | 1.1192 | 0.77553 | 0.85362 | 15.5476 | 0 | 2781.66 | 0 | 0 | 0 | 1 | 0 | 0 | 1.0077
335 | HVAC | Insulation | Thermal Energy Storage | Warehouse | Existing | CwaEgsd335 | 1 | 0 | -309.2 | 0 | GSD | 30 | 0.57723 | 0.60437 | 0.83705 | 1.097 | 1.2026 | 1.2026 | 1.289 | 1.2891 | 1.2453 | 1.1192 | 0.77553 | 0.85362 | 15.5476 | 0 | 2781.66 | 0 | 0 | 0 | 1 | 0 | 0 | 1.0077
335 | HVAC | Insulation | Thermal Energy Storage | Warehouse | New | CwaNgsd335 | 1 | 0 | -309.2 | 0 | GSD | 30 | 0.57723 | 0.60437 | 0.83705 | 1.097 | 1.2026 | 1.2026 | 1.289 | 1.2891 | 1.2453 | 1.1192 | 0.77553 | 0.85362 | 15.5476 | 0 | 2781.66 | 0 | 0 | 0 | 1 | 0 | 0 | 1.0077
336 | HVAC | Mini-Split | Ductless Mini-Split AC | Assembly | Turnover | CasTgsd336 | 1 | 0 | 3002.444 | 0 | GSD | 18 | 0.57723 | 0.60437 | 0.83705 | 1.097 | 1.2026 | 1.2026 | 1.289 | 1.2891 | 1.2453 | 1.1192 | 0.77553 | 0.85362 | 180.1466 | 0 | 6335.9231 | 0 | 0 | 0 | 1 | 0 | 0 | 1.0077
336 | HVAC | Mini-Split | Ductless Mini-Split AC | Assembly | New | CasNgsd336 | 1 | 0 | 3002.444 | 0 | GSD | 18 | 0.57723 | 0.60437 | 0.83705 | 1.097 | 1.2026 | 1.2026 | 1.289 | 1.2891 | 1.2453 | 1.1192 | 0.77553 | 0.85362 | 180.1466 | 0 | 6335.9231 | 0 | 0 | 0 | 1 | 0 | 0 | 1.0077
336 | HVAC | Mini-Split | Ductless Mini-Split AC | College and University | Turnover | CcoTgsd336 | 1 | 0 | 4932.1338 | 0 | GSD | 18 | 0.57723 | 0.60437 | 0.83705 | 1.097 | 1.2026 | 1.2026 | 1.289 | 1.2891 | 1.2453 | 1.1192 | 0.77553 | 0.85362 | 295.928 | 0 | 9381.3526 | 0 | 0 | 0 | 1 | 0 | 0 | 1.0077
336 | HVAC | Mini-Split | Ductless Mini-Split AC | College and University | New | CcoNgsd336 | 1 | 0 | 4932.1338 | 0 | GSD | 18 | 0.57723 | 0.60437 | 0.83705 | 1.097 | 1.2026 | 1.2026 | 1.289 | 1.2891 | 1.2453 | 1.1192 | 0.77553 | 0.85362 | 295.928 | 0 | 9381.3526 | 0 | 0 | 0 | 1 | 0 | 0 | 1.0077
336 | HVAC | Mini-Split | Ductless Mini-Split AC | Data Center | Turnover | CdaTgsd336 | 1 | 0 | 4932.1338 | 0 | GSD | 18 | 0.57723 | 0.60437 | 0.83705 | 1.097 | 1.2026 | 1.2026 | 1.289 | 1.2891 | 1.2453 | 1.1192 | 0.77553 | 0.85362 | 295.928 | 0 | 5047.6869 | 0 | 0 | 0 | 1 | 0 | 0 | 1.0077
336 | HVAC | Mini-Split | Ductless Mini-Split AC | Data Center | New | CdaNgsd336 | 1 | 0 | 4932.1338 | 0 | GSD | 18 | 0.57723 | 0.60437 | 0.83705 | 1.097 | 1.2026 | 1.2026 | 1.289 | 1.2891 | 1.2453 | 1.1192 | 0.77553 | 0.85362 | 295.928 | 0 | 5047.6869 | 0 | 0 | 0 | 1 | 0 | 0 | 1.0077
336 | HVAC | Mini-Split | Ductless Mini-Split AC | Grocery | Turnover | CgrTgsd336 | 1 | 0 | 3526.3542 | 0 | GSD | 18 | 0.57723 | 0.60437 | 0.83705 | 1.097 | 1.2026 | 1.2026 | 1.289 | 1.2891 | 1.2453 | 1.1192 | 0.77553 | 0.85362 | 211.5813 | 0 | 13465.7917 | 0 | 0 | 0 | 1 | 0 | 0 | 1.0077
336 | HVAC | Mini-Split | Ductless Mini-Split AC | Grocery | New | CgrNgsd336 | 1 | 0 | 3526.3542 | 0 | GSD | 18 | 0.57723 | 0.60437 | 0.83705 | 1.097 | 1.2026 | 1.2026 | 1.289 | 1.2891 | 1.2453 | 1.1192 | 0.77553 | 0.85362 | 211.5813 | 0 | 13465.7917 | 0 | 0 | 0 | 1 | 0 | 0 | 1.0077
336 | HVAC | Mini-Split | Ductless Mini-Split AC | Healthcare | Turnover | CheTgsd336 | 1 | 0 | 4932.1338 | 0 | GSD | 18 | 0.57723 | 0.60437 | 0.83705 | 1.097 | 1.2026 | 1.2026 | 1.289 | 1.2891 | 1.2453 | 1.1192 | 0.77553 | 0.85362 | 295.928 | 0 | 4781.3497 | 0 | 0 | 0 | 1 | 0 | 0 | 1.0077
336 | HVAC | Mini-Split | Ductless Mini-Split AC | Healthcare | New | CheNgsd336 | 1 | 0 | 4932.1338 | 0 | GSD | 18 | 0.57723 | 0.60437 | 0.83705 | 1.097 | 1.2026 | 1.2026 | 1.289 | 1.2891 | 1.2453 | 1.1192 | 0.77553 | 0.85362 | 295.928 | 0 | 4781.3497 | 0 | 0 | 0 | 1 | 0 | 0 | 1.0077
336 | HVAC | Mini-Split | Ductless Mini-Split AC | Hospitals | Turnover | ChoTgsd336 | 1 | 0 | 4932.1338 | 0 | GSD | 18 | 0.57723 | 0.60437 | 0.83705 | 1.097 | 1.2026 | 1.2026 | 1.289 | 1.2891 | 1.2453 | 1.1192 | 0.77553 | 0.85362 | 295.928 | 0 | 5047.6869 | 0 | 0 | 0 | 1 | 0 | 0 | 1.0077
336 | HVAC | Mini-Split | Ductless Mini-Split AC | Hospitals | New | ChoNgsd336 | 1 | 0 | 4932.1338 | 0 | GSD | 18 | 0.57723 | 0.60437 | 0.83705 | 1.097 | 1.2026 | 1.2026 | 1.289 | 1.2891 | 1.2453 | 1.1192 | 0.77553 | 0.85362 | 295.928 | 0 | 5047.6869 | 0 | 0 | 0 | 1 | 0 | 0 | 1.0077
336 | HVAC | Mini-Split | Ductless Mini-Split AC | Institutional | Turnover | CinTgsd336 | 1 | 0 | 4932.1338 | 0 | GSD | 18 | 0.57723 | 0.60437 | 0.83705 | 1.097 | 1.2026 | 1.2026 | 1.289 | 1.2891 | 1.2453 | 1.1192 | 0.77553 | 0.85362 | 295.928 | 0 | 19252.8467 | 0 | 0 | 0 | 1 | 0 | 0 | 1.0077
336 | HVAC | Mini-Split | Ductless Mini-Split AC | Institutional | New | CinNgsd336 | 1 | 0 | 4932.1338 | 0 | GSD | 18 | 0.57723 | 0.60437 | 0.83705 | 1.097 | 1.2026 | 1.2026 | 1.289 | 1.2891 | 1.2453 | 1.1192 | 0.77553 | 0.85362 | 295.928 | 0 | 19252.8467 | 0 | 0 | 0 | 1 | 0 | 0 | 1.0077
336 | HVAC | Mini-Split | Ductless Mini-Split AC | Lodging/Hospitality | Turnover | CloTgsd336 | 1 | 0 | 5221.6594 | 0 | GSD | 18 | 0.57723 | 0.60437 | 0.83705 | 1.097 | 1.2026 | 1.2026 | 1.289 | 1.2891 | 1.2453 | 1.1192 | 0.77553 | 0.85362 | 313.2996 | 0 | 6668.3443 | 0 | 0 | 0 | 1 | 0 | 0 | 1.0077
336 | HVAC | Mini-Split | Ductless Mini-Split AC | Lodging/Hospitality | New | CloNgsd336 | 1 | 0 | 5221.6594 | 0 | GSD | 18 | 0.57723 | 0.60437 | 0.83705 | 1.097 | 1.2026 | 1.2026 | 1.289 | 1.2891 | 1.2453 | 1.1192 | 0.77553 | 0.85362 | 313.2996 | 0 | 6668.3443 | 0 | 0 | 0 | 1 | 0 | 0 | 1.0077
336 | HVAC | Mini-Split | Ductless Mini-Split AC | Miscellaneous | Turnover | CmiTgsd336 | 1 | 0 | 3002.444 | 0 | GSD | 18 | 0.57723 | 0.60437 | 0.83705 | 1.097 | 1.2026 | 1.2026 | 1.289 | 1.2891 | 1.2453 | 1.1192 | 0.77553 | 0.85362 | 180.1466 | 0 | 11341.9293 | 0 | 0 | 0 | 1 | 0 | 0 | 1.0077
336 | HVAC | Mini-Split | Ductless Mini-Split AC | Miscellaneous | New | CmiNgsd336 | 1 | 0 | 3002.444 | 0 | GSD | 18 | 0.57723 | 0.60437 | 0.83705 | 1.097 | 1.2026 | 1.2026 | 1.289 | 1.2891 | 1.2453 | 1.1192 | 0.77553 | 0.85362 | 180.1466 | 0 | 11341.9293 | 0 | 0 | 0 | 1 | 0 | 0 | 1.0077
336 | HVAC | Mini-Split | Ductless Mini-Split AC | Offices | Turnover | CofTgsd336 | 1 | 0 | 3002.444 | 0 | GSD | 18 | 0.57723 | 0.60437 | 0.83705 | 1.097 | 1.2026 | 1.2026 | 1.289 | 1.2891 | 1.2453 | 1.1192 | 0.77553 | 0.85362 | 180.1466 | 0 | 5628.4832 | 0 | 0 | 0 | 1 | 0 | 0 | 1.0077
336 | HVAC | Mini-Split | Ductless Mini-Split AC | Offices | New | CofNgsd336 | 1 | 0 | 3002.444 | 0 | GSD | 18 | 0.57723 | 0.60437 | 0.83705 | 1.097 | 1.2026 | 1.2026 | 1.289 | 1.2891 | 1.2453 | 1.1192 | 0.77553 | 0.85362 | 180.1466 | 0 | 5628.4832 | 0 | 0 | 0 | 1 | 0 | 0 | 1.0077
336 | HVAC | Mini-Split | Ductless Mini-Split AC | Restaurants | Turnover | CreTgsd336 | 1 | 0 | 3526.3542 | 0 | GSD | 18 | 0.57723 | 0.60437 | 0.83705 | 1.097 | 1.2026 | 1.2026 | 1.289 | 1.2891 | 1.2453 | 1.1192 | 0.77553 | 0.85362 | 211.5813 | 0 | 4590.1844 | 0 | 0 | 0 | 1 | 0 | 0 | 1.0077
336 | HVAC | Mini-Split | Ductless Mini-Split AC | Restaurants | New | CreNgsd336 | 1 | 0 | 3526.3542 | 0 | GSD | 18 | 0.57723 | 0.60437 | 0.83705 | 1.097 | 1.2026 | 1.2026 | 1.289 | 1.2891 | 1.2453 | 1.1192 | 0.77553 | 0.85362 | 211.5813 | 0 | 4590.1844 | 0 | 0 | 0 | 1 | 0 | 0 | 1.0077
336 | HVAC | Mini-Split | Ductless Mini-Split AC | Retail | Turnover | CrtTgsd336 | 1 | 0 | 3002.444 | 0 | GSD | 18 | 0.57723 | 0.60437 | 0.83705 | 1.097 | 1.2026 | 1.2026 | 1.289 | 1.2891 | 1.2453 | 1.1192 | 0.77553 | 0.85362 | 180.1466 | 0 | 4986.5563 | 0 | 0 | 0 | 1 | 0 | 0 | 1.0077
336 | HVAC | Mini-Split | Ductless Mini-Split AC | Retail | New | CrtNgsd336 | 1 | 0 | 3002.444 | 0 | GSD | 18 | 0.57723 | 0.60437 | 0.83705 | 1.097 | 1.2026 | 1.2026 | 1.289 | 1.2891 | 1.2453 | 1.1192 | 0.77553 | 0.85362 | 180.1466 | 0 | 4986.5563 | 0 | 0 | 0 | 1 | 0 | 0 | 1.0077
336 | HVAC | Mini-Split | Ductless Mini-Split AC | Schools K-12 | Turnover | CscTgsd336 | 1 | 0 | 3002.444 | 0 | GSD | 18 | 0.57723 | 0.60437 | 0.83705 | 1.097 | 1.2026 | 1.2026 | 1.289 | 1.2891 | 1.2453 | 1.1192 | 0.77553 | 0.85362 | 180.1466 | 0 | 5735.721 | 0 | 0 | 0 | 1 | 0 | 0 | 1.0077
336 | HVAC | Mini-Split | Ductless Mini-Split AC | Schools K-12 | New | CscNgsd336 | 1 | 0 | 3002.444 | 0 | GSD | 18 | 0.57723 | 0.60437 | 0.83705 | 1.097 | 1.2026 | 1.2026 | 1.289 | 1.2891 | 1.2453 | 1.1192 | 0.77553 | 0.85362 | 180.1466 | 0 | 5735.721 | 0 | 0 | 0 | 1 | 0 | 0 | 1.0077
336 | HVAC | Mini-Split | Ductless Mini-Split AC | Warehouse | Turnover | CwaTgsd336 | 1 | 0 | 3002.444 | 0 | GSD | 18 | 0.57723 | 0.60437 | 0.83705 | 1.097 | 1.2026 | 1.2026 | 1.289 | 1.2891 | 1.2453 | 1.1192 | 0.77553 | 0.85362 | 180.1466 | 0 | 26146.0006 | 0 | 0 | 0 | 1 | 0 | 0 | 1.0077
336 | HVAC | Mini-Split | Ductless Mini-Split AC | Warehouse | New | CwaNgsd336 | 1 | 0 | 3002.444 | 0 | GSD | 18 | 0.57723 | 0.60437 | 0.83705 | 1.097 | 1.2026 | 1.2026 | 1.289 | 1.2891 | 1.2453 | 1.1192 | 0.77553 | 0.85362 | 180.1466 | 0 | 26146.0006 | 0 | 0 | 0 | 1 | 0 | 0 | 1.0077
337 | HVAC | Misc | Custom measure - Non-lighting | Assembly | Turnover | CasTgsd337 | 1 | 0.87102 | 3384.7802 | 0 | GSD | 15 | 1 | 1 | 1 | 1 | 1 | 1 | 1 | 1 | 1 | 1 | 1 | 1 | 203.0868 | 0 | 1286.2168 | 0 | 0 | 0 | 1 | 0 | 0 | 1
337 | HVAC | Misc | Custom measure - Non-lighting | Assembly | New | CasNgsd337 | 1 | 0.87102 | 3384.7802 | 0 | GSD | 15 | 1 | 1 | 1 | 1 | 1 | 1 | 1 | 1 | 1 | 1 | 1 | 1 | 203.0868 | 0 | 1286.2168 | 0 | 0 | 0 | 1 | 0 | 0 | 1
337 | HVAC | Misc | Custom measure - Non-lighting | College and University | Turnover | CcoTgsd337 | 1 | 0.1474 | 5698.2957 | 0 | GSD | 15 | 1 | 1 | 1 | 1 | 1 | 1 | 1 | 1 | 1 | 1 | 1 | 1 | 341.8977 | 0 | 2165.363 | 0 | 0 | 0 | 1 | 0 | 0 | 1
337 | HVAC | Misc | Custom measure - Non-lighting | College and University | New | CcoNgsd337 | 1 | 0.1474 | 5698.2957 | 0 | GSD | 15 | 1 | 1 | 1 | 1 | 1 | 1 | 1 | 1 | 1 | 1 | 1 | 1 | 341.8977 | 0 | 2165.363 | 0 | 0 | 0 | 1 | 0 | 0 | 1
337 | HVAC | Misc | Custom measure - Non-lighting | Data Center | Turnover | CdaTgsd337 | 1 | 0.22918 | 6123.3694 | 0 | GSD | 15 | 1 | 1 | 1 | 1 | 1 | 1 | 1 | 1 | 1 | 1 | 1 | 1 | 367.4022 | 0 | 2326.8792 | 0 | 0 | 0 | 1 | 0 | 0 | 1
337 | HVAC | Misc | Custom measure - Non-lighting | Data Center | New | CdaNgsd337 | 1 | 0.22918 | 6123.3694 | 0 | GSD | 15 | 1 | 1 | 1 | 1 | 1 | 1 | 1 | 1 | 1 | 1 | 1 | 1 | 367.4022 | 0 | 2326.8792 | 0 | 0 | 0 | 1 | 0 | 0 | 1
337 | HVAC | Misc | Custom measure - Non-lighting | Grocery | Turnover | CgrTgsd337 | 1 | 1.8423 | 5923.5521 | 0 | GSD | 15 | 1 | 1 | 1 | 1 | 1 | 1 | 1 | 1 | 1 | 1 | 1 | 1 | 355.4131 | 0 | 2250.9442 | 0 | 0 | 0 | 1 | 0 | 0 | 1
337 | HVAC | Misc | Custom measure - Non-lighting | Grocery | New | CgrNgsd337 | 1 | 1.8423 | 5923.5521 | 0 | GSD | 15 | 1 | 1 | 1 | 1 | 1 | 1 | 1 | 1 | 1 | 1 | 1 | 1 | 355.4131 | 0 | 2250.9442 | 0 | 0 | 0 | 1 | 0 | 0 | 1
337 | HVAC | Misc | Custom measure - Non-lighting | Healthcare | Turnover | CheTgsd337 | 1 | 0.48089 | 7431.6848 | 0 | GSD | 15 | 1 | 1 | 1 | 1 | 1 | 1 | 1 | 1 | 1 | 1 | 1 | 1 | 445.9011 | 0 | 2824.0421 | 0 | 0 | 0 | 1 | 0 | 0 | 1
337 | HVAC | Misc | Custom measure - Non-lighting | Healthcare | New | CheNgsd337 | 1 | 0.48089 | 7431.6848 | 0 | GSD | 15 | 1 | 1 | 1 | 1 | 1 | 1 | 1 | 1 | 1 | 1 | 1 | 1 | 445.9011 | 0 | 2824.0421 | 0 | 0 | 0 | 1 | 0 | 0 | 1
337 | HVAC | Misc | Custom measure - Non-lighting | Hospitals | Turnover | ChoTgsd337 | 1 | 0.11198 | 5514.1556 | 0 | GSD | 15 | 1 | 1 | 1 | 1 | 1 | 1 | 1 | 1 | 1 | 1 | 1 | 1 | 330.8493 | 0 | 2095.3791 | 0 | 0 | 0 | 1 | 0 | 0 | 1
337 | HVAC | Misc | Custom measure - Non-lighting | Hospitals | New | ChoNgsd337 | 1 | 0.11198 | 5514.1556 | 0 | GSD | 15 | 1 | 1 | 1 | 1 | 1 | 1 | 1 | 1 | 1 | 1 | 1 | 1 | 330.8493 | 0 | 2095.3791 | 0 | 0 | 0 | 1 | 0 | 0 | 1
337 | HVAC | Misc | Custom measure - Non-lighting | Institutional | Turnover | CinTgsd337 | 1 | 0.28275 | 6401.8285 | 0 | GSD | 15 | 1 | 1 | 1 | 1 | 1 | 1 | 1 | 1 | 1 | 1 | 1 | 1 | 384.1097 | 0 | 2432.7084 | 0 | 0 | 0 | 1 | 0 | 0 | 1
337 | HVAC | Misc | Custom measure - Non-lighting | Institutional | New | CinNgsd337 | 1 | 0.28275 | 6401.8285 | 0 | GSD | 15 | 1 | 1 | 1 | 1 | 1 | 1 | 1 | 1 | 1 | 1 | 1 | 1 | 384.1097 | 0 | 2432.7084 | 0 | 0 | 0 | 1 | 0 | 0 | 1
337 | HVAC | Misc | Custom measure - Non-lighting | Lodging/Hospitality | Turnover | CloTgsd337 | 1 | 0.39458 | 5820.6821 | 0 | GSD | 15 | 1 | 1 | 1 | 1 | 1 | 1 | 1 | 1 | 1 | 1 | 1 | 1 | 349.2409 | 0 | 2211.8586 | 0 | 0 | 0 | 1 | 0 | 0 | 1
337 | HVAC | Misc | Custom measure - Non-lighting | Lodging/Hospitality | New | CloNgsd337 | 1 | 0.39458 | 5820.6821 | 0 | GSD | 15 | 1 | 1 | 1 | 1 | 1 | 1 | 1 | 1 | 1 | 1 | 1 | 1 | 349.2409 | 0 | 2211.8586 | 0 | 0 | 0 | 1 | 0 | 0 | 1
337 | HVAC | Misc | Custom measure - Non-lighting | Miscellaneous | Turnover | CmiTgsd337 | 1 | 3.8345 | 4685.6256 | 0 | GSD | 15 | 1 | 1 | 1 | 1 | 1 | 1 | 1 | 1 | 1 | 1 | 1 | 1 | 281.1375 | 0 | 1780.5434 | 0 | 0 | 0 | 1 | 0 | 0 | 1
337 | HVAC | Misc | Custom measure - Non-lighting | Miscellaneous | New | CmiNgsd337 | 1 | 3.8345 | 4685.6256 | 0 | GSD | 15 | 1 | 1 | 1 | 1 | 1 | 1 | 1 | 1 | 1 | 1 | 1 | 1 | 281.1375 | 0 | 1780.5434 | 0 | 0 | 0 | 1 | 0 | 0 | 1
337 | HVAC | Misc | Custom measure - Non-lighting | Offices | Turnover | CofTgsd337 | 1 | 3.4736 | 4527.1908 | 0 | GSD | 15 | 1 | 1 | 1 | 1 | 1 | 1 | 1 | 1 | 1 | 1 | 1 | 1 | 271.6314 | 0 | 1720.3372 | 0 | 0 | 0 | 1 | 0 | 0 | 1
337 | HVAC | Misc | Custom measure - Non-lighting | Offices | New | CofNgsd337 | 1 | 3.4736 | 4527.1908 | 0 | GSD | 15 | 1 | 1 | 1 | 1 | 1 | 1 | 1 | 1 | 1 | 1 | 1 | 1 | 271.6314 | 0 | 1720.3372 | 0 | 0 | 0 | 1 | 0 | 0 | 1
337 | HVAC | Misc | Custom measure - Non-lighting | Restaurants | Turnover | CreTgsd337 | 1 | 0.98982 | 4814.2789 | 0 | GSD | 15 | 1 | 1 | 1 | 1 | 1 | 1 | 1 | 1 | 1 | 1 | 1 | 1 | 288.8567 | 0 | 1829.4251 | 0 | 0 | 0 | 1 | 0 | 0 | 1
337 | HVAC | Misc | Custom measure - Non-lighting | Restaurants | New | CreNgsd337 | 1 | 0.98982 | 4814.2789 | 0 | GSD | 15 | 1 | 1 | 1 | 1 | 1 | 1 | 1 | 1 | 1 | 1 | 1 | 1 | 288.8567 | 0 | 1829.4251 | 0 | 0 | 0 | 1 | 0 | 0 | 1
337 | HVAC | Misc | Custom measure - Non-lighting | Retail | Turnover | CrtTgsd337 | 1 | 2.4285 | 4068.4555 | 0 | GSD | 15 | 1 | 1 | 1 | 1 | 1 | 1 | 1 | 1 | 1 | 1 | 1 | 1 | 244.1073 | 0 | 1546.0143 | 0 | 0 | 0 | 1 | 0 | 0 | 1
337 | HVAC | Misc | Custom measure - Non-lighting | Retail | New | CrtNgsd337 | 1 | 2.4285 | 4068.4555 | 0 | GSD | 15 | 1 | 1 | 1 | 1 | 1 | 1 | 1 | 1 | 1 | 1 | 1 | 1 | 244.1073 | 0 | 1546.0143 | 0 | 0 | 0 | 1 | 0 | 0 | 1
337 | HVAC | Misc | Custom measure - Non-lighting | Schools K-12 | Turnover | CscTgsd337 | 1 | 2.1296 | 3937.2261 | 0 | GSD | 15 | 1 | 1 | 1 | 1 | 1 | 1 | 1 | 1 | 1 | 1 | 1 | 1 | 236.2336 | 0 | 1496.1464 | 0 | 0 | 0 | 1 | 0 | 0 | 1
337 | HVAC | Misc | Custom measure - Non-lighting | Schools K-12 | New | CscNgsd337 | 1 | 2.1296 | 3937.2261 | 0 | GSD | 15 | 1 | 1 | 1 | 1 | 1 | 1 | 1 | 1 | 1 | 1 | 1 | 1 | 236.2336 | 0 | 1496.1464 | 0 | 0 | 0 | 1 | 0 | 0 | 1
337 | HVAC | Misc | Custom measure - Non-lighting | Warehouse | Turnover | CwaTgsd337 | 1 | 3.0012 | 4319.8309 | 0 | GSD | 15 | 1 | 1 | 1 | 1 | 1 | 1 | 1 | 1 | 1 | 1 | 1 | 1 | 259.1899 | 0 | 1641.5506 | 0 | 0 | 0 | 1 | 0 | 0 | 1
337 | HVAC | Misc | Custom measure - Non-lighting | Warehouse | New | CwaNgsd337 | 1 | 3.0012 | 4319.8309 | 0 | GSD | 15 | 1 | 1 | 1 | 1 | 1 | 1 | 1 | 1 | 1 | 1 | 1 | 1 | 259.1899 | 0 | 1641.5506 | 0 | 0 | 0 | 1 | 0 | 0 | 1
338 | HVAC | Misc | Dedicated Outside Air System (DOAS) | Assembly | Turnover | CasTgsd338 | 1 | 0.87101 | 3384.7774 | 0 | GSD | 15 | 1.4643 | 1.391 | 1.4253 | 1.4319 | 1.4238 | 1.3901 | 1.2504 | 1.3782 | 1.4309 | 1.4735 | 1.4117 | 1.4938 | 203.0866 | 0 | 11951.946 | 0 | 0 | 0 | 1 | 0 | 0 | 1.4137
338 | HVAC | Misc | Dedicated Outside Air System (DOAS) | Assembly | New | CasNgsd338 | 1 | 0.87101 | 3384.7774 | 0 | GSD | 15 | 1.4643 | 1.391 | 1.4253 | 1.4319 | 1.4238 | 1.3901 | 1.2504 | 1.3782 | 1.4309 | 1.4735 | 1.4117 | 1.4938 | 203.0866 | 0 | 11951.946 | 0 | 0 | 0 | 1 | 0 | 0 | 1.4137
338 | HVAC | Misc | Dedicated Outside Air System (DOAS) | College and University | Turnover | CcoTgsd338 | 1 | 0.1474 | 5698.292 | 0 | GSD | 15 | 1.4643 | 1.391 | 1.4253 | 1.4319 | 1.4238 | 1.3901 | 1.2504 | 1.3782 | 1.4309 | 1.4735 | 1.4117 | 1.4938 | 341.8975 | 0 | 76342.0786 | 0 | 0 | 0 | 1 | 0 | 0 | 1.4137
338 | HVAC | Misc | Dedicated Outside Air System (DOAS) | College and University | New | CcoNgsd338 | 1 | 0.1474 | 5698.292 | 0 | GSD | 15 | 1.4643 | 1.391 | 1.4253 | 1.4319 | 1.4238 | 1.3901 | 1.2504 | 1.3782 | 1.4309 | 1.4735 | 1.4117 | 1.4938 | 341.8975 | 0 | 76342.0786 | 0 | 0 | 0 | 1 | 0 | 0 | 1.4137
338 | HVAC | Misc | Dedicated Outside Air System (DOAS) | Data Center | Turnover | CdaTgsd338 | 1 | 0.22918 | 6123.3698 | 0 | GSD | 15 | 1.4643 | 1.391 | 1.4253 | 1.4319 | 1.4238 | 1.3901 | 1.2504 | 1.3782 | 1.4309 | 1.4735 | 1.4117 | 1.4938 | 367.4022 | 0 | 66637.5483 | 0 | 0 | 0 | 1 | 0 | 0 | 1.4137
338 | HVAC | Misc | Dedicated Outside Air System (DOAS) | Data Center | New | CdaNgsd338 | 1 | 0.22918 | 6123.3698 | 0 | GSD | 15 | 1.4643 | 1.391 | 1.4253 | 1.4319 | 1.4238 | 1.3901 | 1.2504 | 1.3782 | 1.4309 | 1.4735 | 1.4117 | 1.4938 | 367.4022 | 0 | 66637.5483 | 0 | 0 | 0 | 1 | 0 | 0 | 1.4137
338 | HVAC | Misc | Dedicated Outside Air System (DOAS) | Grocery | Turnover | CgrTgsd338 | 1 | 1.8423 | 5923.5188 | 0 | GSD | 15 | 1.4643 | 1.391 | 1.4253 | 1.4319 | 1.4238 | 1.3901 | 1.2504 | 1.3782 | 1.4309 | 1.4735 | 1.4117 | 1.4938 | 355.4111 | 0 | 29511.8168 | 0 | 0 | 0 | 1 | 0 | 0 | 1.4137
338 | HVAC | Misc | Dedicated Outside Air System (DOAS) | Grocery | New | CgrNgsd338 | 1 | 1.8423 | 5923.5188 | 0 | GSD | 15 | 1.4643 | 1.391 | 1.4253 | 1.4319 | 1.4238 | 1.3901 | 1.2504 | 1.3782 | 1.4309 | 1.4735 | 1.4117 | 1.4938 | 355.4111 | 0 | 29511.8168 | 0 | 0 | 0 | 1 | 0 | 0 | 1.4137
338 | HVAC | Misc | Dedicated Outside Air System (DOAS) | Healthcare | Turnover | CheTgsd338 | 1 | 0.48089 | 7431.685 | 0 | GSD | 15 | 1.4643 | 1.391 | 1.4253 | 1.4319 | 1.4238 | 1.3901 | 1.2504 | 1.3782 | 1.4309 | 1.4735 | 1.4117 | 1.4938 | 445.9011 | 0 | 71160.5392 | 0 | 0 | 0 | 1 | 0 | 0 | 1.4137
338 | HVAC | Misc | Dedicated Outside Air System (DOAS) | Healthcare | New | CheNgsd338 | 1 | 0.48089 | 7431.685 | 0 | GSD | 15 | 1.4643 | 1.391 | 1.4253 | 1.4319 | 1.4238 | 1.3901 | 1.2504 | 1.3782 | 1.4309 | 1.4735 | 1.4117 | 1.4938 | 445.9011 | 0 | 71160.5392 | 0 | 0 | 0 | 1 | 0 | 0 | 1.4137
338 | HVAC | Misc | Dedicated Outside Air System (DOAS) | Hospitals | Turnover | ChoTgsd338 | 1 | 0.11198 | 5514.1557 | 0 | GSD | 15 | 1.4643 | 1.391 | 1.4253 | 1.4319 | 1.4238 | 1.3901 | 1.2504 | 1.3782 | 1.4309 | 1.4735 | 1.4117 | 1.4938 | 330.8493 | 0 | 15998.4342 | 0 | 0 | 0 | 1 | 0 | 0 | 1.4137
338 | HVAC | Misc | Dedicated Outside Air System (DOAS) | Hospitals | New | ChoNgsd338 | 1 | 0.11198 | 5514.1557 | 0 | GSD | 15 | 1.4643 | 1.391 | 1.4253 | 1.4319 | 1.4238 | 1.3901 | 1.2504 | 1.3782 | 1.4309 | 1.4735 | 1.4117 | 1.4938 | 330.8493 | 0 | 15998.4342 | 0 | 0 | 0 | 1 | 0 | 0 | 1.4137
338 | HVAC | Misc | Dedicated Outside Air System (DOAS) | Institutional | Turnover | CinTgsd338 | 1 | 0.28275 | 6401.8153 | 0 | GSD | 15 | 1.4643 | 1.391 | 1.4253 | 1.4319 | 1.4238 | 1.3901 | 1.2504 | 1.3782 | 1.4309 | 1.4735 | 1.4117 | 1.4938 | 384.1089 | 0 | 79426.6077 | 0 | 0 | 0 | 1 | 0 | 0 | 1.4137
338 | HVAC | Misc | Dedicated Outside Air System (DOAS) | Institutional | New | CinNgsd338 | 1 | 0.28275 | 6401.8153 | 0 | GSD | 15 | 1.4643 | 1.391 | 1.4253 | 1.4319 | 1.4238 | 1.3901 | 1.2504 | 1.3782 | 1.4309 | 1.4735 | 1.4117 | 1.4938 | 384.1089 | 0 | 79426.6077 | 0 | 0 | 0 | 1 | 0 | 0 | 1.4137
338 | HVAC | Misc | Dedicated Outside Air System (DOAS) | Lodging/Hospitality | Turnover | CloTgsd338 | 1 | 0.39458 | 5820.6813 | 0 | GSD | 15 | 1.4643 | 1.391 | 1.4253 | 1.4319 | 1.4238 | 1.3901 | 1.2504 | 1.3782 | 1.4309 | 1.4735 | 1.4117 | 1.4938 | 349.2409 | 0 | 36038.1711 | 0 | 0 | 0 | 1 | 0 | 0 | 1.4137
338 | HVAC | Misc | Dedicated Outside Air System (DOAS) | Lodging/Hospitality | New | CloNgsd338 | 1 | 0.39458 | 5820.6813 | 0 | GSD | 15 | 1.4643 | 1.391 | 1.4253 | 1.4319 | 1.4238 | 1.3901 | 1.2504 | 1.3782 | 1.4309 | 1.4735 | 1.4117 | 1.4938 | 349.2409 | 0 | 36038.1711 | 0 | 0 | 0 | 1 | 0 | 0 | 1.4137
338 | HVAC | Misc | Dedicated Outside Air System (DOAS) | Miscellaneous | Turnover | CmiTgsd338 | 1 | 3.8346 | 4685.6322 | 0 | GSD | 15 | 1.4643 | 1.391 | 1.4253 | 1.4319 | 1.4238 | 1.3901 | 1.2504 | 1.3782 | 1.4309 | 1.4735 | 1.4117 | 1.4938 | 281.1379 | 0 | 72526.5226 | 0 | 0 | 0 | 1 | 0 | 0 | 1.4137
338 | HVAC | Misc | Dedicated Outside Air System (DOAS) | Miscellaneous | New | CmiNgsd338 | 1 | 3.8346 | 4685.6322 | 0 | GSD | 15 | 1.4643 | 1.391 | 1.4253 | 1.4319 | 1.4238 | 1.3901 | 1.2504 | 1.3782 | 1.4309 | 1.4735 | 1.4117 | 1.4938 | 281.1379 | 0 | 72526.5226 | 0 | 0 | 0 | 1 | 0 | 0 | 1.4137
338 | HVAC | Misc | Dedicated Outside Air System (DOAS) | Offices | Turnover | CofTgsd338 | 1 | 3.4736 | 4527.1954 | 0 | GSD | 15 | 1.4643 | 1.391 | 1.4253 | 1.4319 | 1.4238 | 1.3901 | 1.2504 | 1.3782 | 1.4309 | 1.4735 | 1.4117 | 1.4938 | 271.6317 | 0 | 30011.0032 | 0 | 0 | 0 | 1 | 0 | 0 | 1.4137
338 | HVAC | Misc | Dedicated Outside Air System (DOAS) | Offices | New | CofNgsd338 | 1 | 3.4736 | 4527.1954 | 0 | GSD | 15 | 1.4643 | 1.391 | 1.4253 | 1.4319 | 1.4238 | 1.3901 | 1.2504 | 1.3782 | 1.4309 | 1.4735 | 1.4117 | 1.4938 | 271.6317 | 0 | 30011.0032 | 0 | 0 | 0 | 1 | 0 | 0 | 1.4137
338 | HVAC | Misc | Dedicated Outside Air System (DOAS) | Restaurants | Turnover | CreTgsd338 | 1 | 0.98982 | 4814.2727 | 0 | GSD | 15 | 1.4643 | 1.391 | 1.4253 | 1.4319 | 1.4238 | 1.3901 | 1.2504 | 1.3782 | 1.4309 | 1.4735 | 1.4117 | 1.4938 | 288.8564 | 0 | 11567.9344 | 0 | 0 | 0 | 1 | 0 | 0 | 1.4137
338 | HVAC | Misc | Dedicated Outside Air System (DOAS) | Restaurants | New | CreNgsd338 | 1 | 0.98982 | 4814.2727 | 0 | GSD | 15 | 1.4643 | 1.391 | 1.4253 | 1.4319 | 1.4238 | 1.3901 | 1.2504 | 1.3782 | 1.4309 | 1.4735 | 1.4117 | 1.4938 | 288.8564 | 0 | 11567.9344 | 0 | 0 | 0 | 1 | 0 | 0 | 1.4137
338 | HVAC | Misc | Dedicated Outside Air System (DOAS) | Retail | Turnover | CrtTgsd338 | 1 | 2.4285 | 4068.4583 | 0 | GSD | 15 | 1.4643 | 1.391 | 1.4253 | 1.4319 | 1.4238 | 1.3901 | 1.2504 | 1.3782 | 1.4309 | 1.4735 | 1.4117 | 1.4938 | 244.1075 | 0 | 31184.066 | 0 | 0 | 0 | 1 | 0 | 0 | 1.4137
338 | HVAC | Misc | Dedicated Outside Air System (DOAS) | Retail | New | CrtNgsd338 | 1 | 2.4285 | 4068.4583 | 0 | GSD | 15 | 1.4643 | 1.391 | 1.4253 | 1.4319 | 1.4238 | 1.3901 | 1.2504 | 1.3782 | 1.4309 | 1.4735 | 1.4117 | 1.4938 | 244.1075 | 0 | 31184.066 | 0 | 0 | 0 | 1 | 0 | 0 | 1.4137
338 | HVAC | Misc | Dedicated Outside Air System (DOAS) | Schools K-12 | Turnover | CscTgsd338 | 1 | 2.1296 | 3937.225 | 0 | GSD | 15 | 1.4643 | 1.391 | 1.4253 | 1.4319 | 1.4238 | 1.3901 | 1.2504 | 1.3782 | 1.4309 | 1.4735 | 1.4117 | 1.4938 | 236.2335 | 0 | 19739.1882 | 0 | 0 | 0 | 1 | 0 | 0 | 1.4137
338 | HVAC | Misc | Dedicated Outside Air System (DOAS) | Schools K-12 | New | CscNgsd338 | 1 | 2.1296 | 3937.225 | 0 | GSD | 15 | 1.4643 | 1.391 | 1.4253 | 1.4319 | 1.4238 | 1.3901 | 1.2504 | 1.3782 | 1.4309 | 1.4735 | 1.4117 | 1.4938 | 236.2335 | 0 | 19739.1882 | 0 | 0 | 0 | 1 | 0 | 0 | 1.4137
338 | HVAC | Misc | Dedicated Outside Air System (DOAS) | Warehouse | Turnover | CwaTgsd338 | 1 | 3.0012 | 4319.8436 | 0 | GSD | 15 | 1.4643 | 1.391 | 1.4253 | 1.4319 | 1.4238 | 1.3901 | 1.2504 | 1.3782 | 1.4309 | 1.4735 | 1.4117 | 1.4938 | 259.1906 | 0 | 97688.9345 | 0 | 0 | 0 | 1 | 0 | 0 | 1.4137
338 | HVAC | Misc | Dedicated Outside Air System (DOAS) | Warehouse | New | CwaNgsd338 | 1 | 3.0012 | 4319.8436 | 0 | GSD | 15 | 1.4643 | 1.391 | 1.4253 | 1.4319 | 1.4238 | 1.3901 | 1.2504 | 1.3782 | 1.4309 | 1.4735 | 1.4117 | 1.4938 | 259.1906 | 0 | 97688.9345 | 0 | 0 | 0 | 1 | 0 | 0 | 1.4137
339 | HVAC | Room | Ductless Mini-Split HP | Assembly | Turnover | CasTgsd339 | 1 | 0.051153 | 3024.8978 | 0 | GSD | 18 | 0.57723 | 0.60437 | 0.83705 | 1.097 | 1.2026 | 1.2026 | 1.289 | 1.2891 | 1.2453 | 1.1192 | 0.77553 | 0.85362 | 181.4939 | 0 | 6335.9231 | 0 | 0 | 0 | 1 | 0 | 0 | 1.0077
339 | HVAC | Room | Ductless Mini-Split HP | Assembly | New | CasNgsd339 | 1 | 0.051153 | 3024.8978 | 0 | GSD | 18 | 0.57723 | 0.60437 | 0.83705 | 1.097 | 1.2026 | 1.2026 | 1.289 | 1.2891 | 1.2453 | 1.1192 | 0.77553 | 0.85362 | 181.4939 | 0 | 6335.9231 | 0 | 0 | 0 | 1 | 0 | 0 | 1.0077
339 | HVAC | Room | Ductless Mini-Split HP | College and University | Turnover | CcoTgsd339 | 1 | 0.0063963 | 4965.3803 | 0 | GSD | 18 | 0.57723 | 0.60437 | 0.83705 | 1.097 | 1.2026 | 1.2026 | 1.289 | 1.2891 | 1.2453 | 1.1192 | 0.77553 | 0.85362 | 297.9228 | 0 | 9381.3526 | 0 | 0 | 0 | 1 | 0 | 0 | 1.0077
339 | HVAC | Room | Ductless Mini-Split HP | College and University | New | CcoNgsd339 | 1 | 0.0063963 | 4965.3803 | 0 | GSD | 18 | 0.57723 | 0.60437 | 0.83705 | 1.097 | 1.2026 | 1.2026 | 1.289 | 1.2891 | 1.2453 | 1.1192 | 0.77553 | 0.85362 | 297.9228 | 0 | 9381.3526 | 0 | 0 | 0 | 1 | 0 | 0 | 1.0077
339 | HVAC | Room | Ductless Mini-Split HP | Data Center | Turnover | CdaTgsd339 | 1 | 0.0061858 | 4964.286 | 0 | GSD | 18 | 0.57723 | 0.60437 | 0.83705 | 1.097 | 1.2026 | 1.2026 | 1.289 | 1.2891 | 1.2453 | 1.1192 | 0.77553 | 0.85362 | 297.8572 | 0 | 5047.6869 | 0 | 0 | 0 | 1 | 0 | 0 | 1.0077
339 | HVAC | Room | Ductless Mini-Split HP | Data Center | New | CdaNgsd339 | 1 | 0.0061858 | 4964.286 | 0 | GSD | 18 | 0.57723 | 0.60437 | 0.83705 | 1.097 | 1.2026 | 1.2026 | 1.289 | 1.2891 | 1.2453 | 1.1192 | 0.77553 | 0.85362 | 297.8572 | 0 | 5047.6869 | 0 | 0 | 0 | 1 | 0 | 0 | 1.0077
339 | HVAC | Room | Ductless Mini-Split HP | Grocery | Turnover | CgrTgsd339 | 1 | 0.063443 | 3608.9038 | 0 | GSD | 18 | 0.57723 | 0.60437 | 0.83705 | 1.097 | 1.2026 | 1.2026 | 1.289 | 1.2891 | 1.2453 | 1.1192 | 0.77553 | 0.85362 | 216.5342 | 0 | 13465.7917 | 0 | 0 | 0 | 1 | 0 | 0 | 1.0077
339 | HVAC | Room | Ductless Mini-Split HP | Grocery | New | CgrNgsd339 | 1 | 0.063443 | 3608.9038 | 0 | GSD | 18 | 0.57723 | 0.60437 | 0.83705 | 1.097 | 1.2026 | 1.2026 | 1.289 | 1.2891 | 1.2453 | 1.1192 | 0.77553 | 0.85362 | 216.5342 | 0 | 13465.7917 | 0 | 0 | 0 | 1 | 0 | 0 | 1.0077
339 | HVAC | Room | Ductless Mini-Split HP | Healthcare | Turnover | CheTgsd339 | 1 | 0.0051132 | 4958.711 | 0 | GSD | 18 | 0.57723 | 0.60437 | 0.83705 | 1.097 | 1.2026 | 1.2026 | 1.289 | 1.2891 | 1.2453 | 1.1192 | 0.77553 | 0.85362 | 297.5227 | 0 | 4781.3497 | 0 | 0 | 0 | 1 | 0 | 0 | 1.0077
339 | HVAC | Room | Ductless Mini-Split HP | Healthcare | New | CheNgsd339 | 1 | 0.0051132 | 4958.711 | 0 | GSD | 18 | 0.57723 | 0.60437 | 0.83705 | 1.097 | 1.2026 | 1.2026 | 1.289 | 1.2891 | 1.2453 | 1.1192 | 0.77553 | 0.85362 | 297.5227 | 0 | 4781.3497 | 0 | 0 | 0 | 1 | 0 | 0 | 1.0077
339 | HVAC | Room | Ductless Mini-Split HP | Hospitals | Turnover | ChoTgsd339 | 1 | 0.0061858 | 4964.286 | 0 | GSD | 18 | 0.57723 | 0.60437 | 0.83705 | 1.097 | 1.2026 | 1.2026 | 1.289 | 1.2891 | 1.2453 | 1.1192 | 0.77553 | 0.85362 | 297.8572 | 0 | 5047.6869 | 0 | 0 | 0 | 1 | 0 | 0 | 1.0077
339 | HVAC | Room | Ductless Mini-Split HP | Hospitals | New | ChoNgsd339 | 1 | 0.0061858 | 4964.286 | 0 | GSD | 18 | 0.57723 | 0.60437 | 0.83705 | 1.097 | 1.2026 | 1.2026 | 1.289 | 1.2891 | 1.2453 | 1.1192 | 0.77553 | 0.85362 | 297.8572 | 0 | 5047.6869 | 0 | 0 | 0 | 1 | 0 | 0 | 1.0077
339 | HVAC | Room | Ductless Mini-Split HP | Institutional | Turnover | CinTgsd339 | 1 | 0.011329 | 4991.0189 | 0 | GSD | 18 | 0.57723 | 0.60437 | 0.83705 | 1.097 | 1.2026 | 1.2026 | 1.289 | 1.2891 | 1.2453 | 1.1192 | 0.77553 | 0.85362 | 299.4611 | 0 | 19252.8467 | 0 | 0 | 0 | 1 | 0 | 0 | 1.0077
339 | HVAC | Room | Ductless Mini-Split HP | Institutional | New | CinNgsd339 | 1 | 0.011329 | 4991.0189 | 0 | GSD | 18 | 0.57723 | 0.60437 | 0.83705 | 1.097 | 1.2026 | 1.2026 | 1.289 | 1.2891 | 1.2453 | 1.1192 | 0.77553 | 0.85362 | 299.4611 | 0 | 19252.8467 | 0 | 0 | 0 | 1 | 0 | 0 | 1.0077
339 | HVAC | Room | Ductless Mini-Split HP | Lodging/Hospitality | Turnover | CloTgsd339 | 1 | 0.016297 | 5246.3997 | 0 | GSD | 18 | 0.57723 | 0.60437 | 0.83705 | 1.097 | 1.2026 | 1.2026 | 1.289 | 1.2891 | 1.2453 | 1.1192 | 0.77553 | 0.85362 | 314.784 | 0 | 6668.3443 | 0 | 0 | 0 | 1 | 0 | 0 | 1.0077
339 | HVAC | Room | Ductless Mini-Split HP | Lodging/Hospitality | New | CloNgsd339 | 1 | 0.016297 | 5246.3997 | 0 | GSD | 18 | 0.57723 | 0.60437 | 0.83705 | 1.097 | 1.2026 | 1.2026 | 1.289 | 1.2891 | 1.2453 | 1.1192 | 0.77553 | 0.85362 | 314.784 | 0 | 6668.3443 | 0 | 0 | 0 | 1 | 0 | 0 | 1.0077
339 | HVAC | Room | Ductless Mini-Split HP | Miscellaneous | Turnover | CmiTgsd339 | 1 | 0.049994 | 3024.3888 | 0 | GSD | 18 | 0.57723 | 0.60437 | 0.83705 | 1.097 | 1.2026 | 1.2026 | 1.289 | 1.2891 | 1.2453 | 1.1192 | 0.77553 | 0.85362 | 181.4633 | 0 | 11341.9293 | 0 | 0 | 0 | 1 | 0 | 0 | 1.0077
339 | HVAC | Room | Ductless Mini-Split HP | Miscellaneous | New | CmiNgsd339 | 1 | 0.049994 | 3024.3888 | 0 | GSD | 18 | 0.57723 | 0.60437 | 0.83705 | 1.097 | 1.2026 | 1.2026 | 1.289 | 1.2891 | 1.2453 | 1.1192 | 0.77553 | 0.85362 | 181.4633 | 0 | 11341.9293 | 0 | 0 | 0 | 1 | 0 | 0 | 1.0077
339 | HVAC | Room | Ductless Mini-Split HP | Offices | Turnover | CofTgsd339 | 1 | 0.026856 | 3014.2324 | 0 | GSD | 18 | 0.57723 | 0.60437 | 0.83705 | 1.097 | 1.2026 | 1.2026 | 1.289 | 1.2891 | 1.2453 | 1.1192 | 0.77553 | 0.85362 | 180.8539 | 0 | 5628.4832 | 0 | 0 | 0 | 1 | 0 | 0 | 1.0077
339 | HVAC | Room | Ductless Mini-Split HP | Offices | New | CofNgsd339 | 1 | 0.026856 | 3014.2324 | 0 | GSD | 18 | 0.57723 | 0.60437 | 0.83705 | 1.097 | 1.2026 | 1.2026 | 1.289 | 1.2891 | 1.2453 | 1.1192 | 0.77553 | 0.85362 | 180.8539 | 0 | 5628.4832 | 0 | 0 | 0 | 1 | 0 | 0 | 1.0077
339 | HVAC | Room | Ductless Mini-Split HP | Restaurants | Turnover | CreTgsd339 | 1 | 0.046067 | 3586.2952 | 0 | GSD | 18 | 0.57723 | 0.60437 | 0.83705 | 1.097 | 1.2026 | 1.2026 | 1.289 | 1.2891 | 1.2453 | 1.1192 | 0.77553 | 0.85362 | 215.1777 | 0 | 4590.1844 | 0 | 0 | 0 | 1 | 0 | 0 | 1.0077
339 | HVAC | Room | Ductless Mini-Split HP | Restaurants | New | CreNgsd339 | 1 | 0.046067 | 3586.2952 | 0 | GSD | 18 | 0.57723 | 0.60437 | 0.83705 | 1.097 | 1.2026 | 1.2026 | 1.289 | 1.2891 | 1.2453 | 1.1192 | 0.77553 | 0.85362 | 215.1777 | 0 | 4590.1844 | 0 | 0 | 0 | 1 | 0 | 0 | 1.0077
339 | HVAC | Room | Ductless Mini-Split HP | Retail | Turnover | CrtTgsd339 | 1 | 0.093358 | 3043.4239 | 0 | GSD | 18 | 0.57723 | 0.60437 | 0.83705 | 1.097 | 1.2026 | 1.2026 | 1.289 | 1.2891 | 1.2453 | 1.1192 | 0.77553 | 0.85362 | 182.6054 | 0 | 4986.5563 | 0 | 0 | 0 | 1 | 0 | 0 | 1.0077
339 | HVAC | Room | Ductless Mini-Split HP | Retail | New | CrtNgsd339 | 1 | 0.093358 | 3043.4239 | 0 | GSD | 18 | 0.57723 | 0.60437 | 0.83705 | 1.097 | 1.2026 | 1.2026 | 1.289 | 1.2891 | 1.2453 | 1.1192 | 0.77553 | 0.85362 | 182.6054 | 0 | 4986.5563 | 0 | 0 | 0 | 1 | 0 | 0 | 1.0077
339 | HVAC | Room | Ductless Mini-Split HP | Schools K-12 | Turnover | CscTgsd339 | 1 | 0.099044 | 3045.9195 | 0 | GSD | 18 | 0.57723 | 0.60437 | 0.83705 | 1.097 | 1.2026 | 1.2026 | 1.289 | 1.2891 | 1.2453 | 1.1192 | 0.77553 | 0.85362 | 182.7552 | 0 | 5735.721 | 0 | 0 | 0 | 1 | 0 | 0 | 1.0077
339 | HVAC | Room | Ductless Mini-Split HP | Schools K-12 | New | CscNgsd339 | 1 | 0.099044 | 3045.9195 | 0 | GSD | 18 | 0.57723 | 0.60437 | 0.83705 | 1.097 | 1.2026 | 1.2026 | 1.289 | 1.2891 | 1.2453 | 1.1192 | 0.77553 | 0.85362 | 182.7552 | 0 | 5735.721 | 0 | 0 | 0 | 1 | 0 | 0 | 1.0077
339 | HVAC | Room | Ductless Mini-Split HP | Warehouse | Turnover | CwaTgsd339 | 1 | 0.11525 | 3053.0323 | 0 | GSD | 18 | 0.57723 | 0.60437 | 0.83705 | 1.097 | 1.2026 | 1.2026 | 1.289 | 1.2891 | 1.2453 | 1.1192 | 0.77553 | 0.85362 | 183.1819 | 0 | 26146.0006 | 0 | 0 | 0 | 1 | 0 | 0 | 1.0077
339 | HVAC | Room | Ductless Mini-Split HP | Warehouse | New | CwaNgsd339 | 1 | 0.11525 | 3053.0323 | 0 | GSD | 18 | 0.57723 | 0.60437 | 0.83705 | 1.097 | 1.2026 | 1.2026 | 1.289 | 1.2891 | 1.2453 | 1.1192 | 0.77553 | 0.85362 | 183.1819 | 0 | 26146.0006 | 0 | 0 | 0 | 1 | 0 | 0 | 1.0077
340 | HVAC | Room | Energy Star room AC | Assembly | Turnover | CasTgsd340 | 1 | 0 | 3002.444 | 0 | GSD | 12 | 0.57723 | 0.60437 | 0.83705 | 1.097 | 1.2026 | 1.2026 | 1.289 | 1.2891 | 1.2453 | 1.1192 | 0.77553 | 0.85362 | 180.1466 | 0 | 871.732 | 0 | 0 | 0 | 1 | 0 | 0 | 1.0077
340 | HVAC | Room | Energy Star room AC | Assembly | New | CasNgsd340 | 1 | 0 | 3002.444 | 0 | GSD | 12 | 0.57723 | 0.60437 | 0.83705 | 1.097 | 1.2026 | 1.2026 | 1.289 | 1.2891 | 1.2453 | 1.1192 | 0.77553 | 0.85362 | 180.1466 | 0 | 871.732 | 0 | 0 | 0 | 1 | 0 | 0 | 1.0077
340 | HVAC | Room | Energy Star room AC | College and University | Turnover | CcoTgsd340 | 1 | 0 | 4932.1338 | 0 | GSD | 12 | 0.57723 | 0.60437 | 0.83705 | 1.097 | 1.2026 | 1.2026 | 1.289 | 1.2891 | 1.2453 | 1.1192 | 0.77553 | 0.85362 | 295.928 | 0 | 1290.6665 | 0 | 0 | 0 | 1 | 0 | 0 | 1.0077
340 | HVAC | Room | Energy Star room AC | College and University | New | CcoNgsd340 | 1 | 0 | 4932.1338 | 0 | GSD | 12 | 0.57723 | 0.60437 | 0.83705 | 1.097 | 1.2026 | 1.2026 | 1.289 | 1.2891 | 1.2453 | 1.1192 | 0.77553 | 0.85362 | 295.928 | 0 | 1290.6665 | 0 | 0 | 0 | 1 | 0 | 0 | 1.0077
340 | HVAC | Room | Energy Star room AC | Data Center | Turnover | CdaTgsd340 | 1 | 0 | 4932.1338 | 0 | GSD | 12 | 0.57723 | 0.60437 | 0.83705 | 1.097 | 1.2026 | 1.2026 | 1.289 | 1.2891 | 1.2453 | 1.1192 | 0.77553 | 0.85362 | 295.928 | 0 | 694.4647 | 0 | 0 | 0 | 1 | 0 | 0 | 1.0077
340 | HVAC | Room | Energy Star room AC | Data Center | New | CdaNgsd340 | 1 | 0 | 4932.1338 | 0 | GSD | 12 | 0.57723 | 0.60437 | 0.83705 | 1.097 | 1.2026 | 1.2026 | 1.289 | 1.2891 | 1.2453 | 1.1192 | 0.77553 | 0.85362 | 295.928 | 0 | 694.4647 | 0 | 0 | 0 | 1 | 0 | 0 | 1.0077
340 | HVAC | Room | Energy Star room AC | Grocery | Turnover | CgrTgsd340 | 1 | 0 | 3526.3543 | 0 | GSD | 12 | 0.57723 | 0.60437 | 0.83705 | 1.097 | 1.2026 | 1.2026 | 1.289 | 1.2891 | 1.2453 | 1.1192 | 0.77553 | 0.85362 | 211.5813 | 0 | 1852.7768 | 0 | 0 | 0 | 1 | 0 | 0 | 1.0077
340 | HVAC | Room | Energy Star room AC | Grocery | New | CgrNgsd340 | 1 | 0 | 3526.3543 | 0 | GSD | 12 | 0.57723 | 0.60437 | 0.83705 | 1.097 | 1.2026 | 1.2026 | 1.289 | 1.2891 | 1.2453 | 1.1192 | 0.77553 | 0.85362 | 211.5813 | 0 | 1852.7768 | 0 | 0 | 0 | 1 | 0 | 0 | 1.0077
340 | HVAC | Room | Energy Star room AC | Healthcare | Turnover | CheTgsd340 | 1 | 0 | 4932.1338 | 0 | GSD | 12 | 0.57723 | 0.60437 | 0.83705 | 1.097 | 1.2026 | 1.2026 | 1.289 | 1.2891 | 1.2453 | 1.1192 | 0.77553 | 0.85362 | 295.928 | 0 | 657.8417 | 0 | 0 | 0 | 1 | 0 | 0 | 1.0077
340 | HVAC | Room | Energy Star room AC | Healthcare | New | CheNgsd340 | 1 | 0 | 4932.1338 | 0 | GSD | 12 | 0.57723 | 0.60437 | 0.83705 | 1.097 | 1.2026 | 1.2026 | 1.289 | 1.2891 | 1.2453 | 1.1192 | 0.77553 | 0.85362 | 295.928 | 0 | 657.8417 | 0 | 0 | 0 | 1 | 0 | 0 | 1.0077
340 | HVAC | Room | Energy Star room AC | Hospitals | Turnover | ChoTgsd340 | 1 | 0 | 4932.1338 | 0 | GSD | 12 | 0.57723 | 0.60437 | 0.83705 | 1.097 | 1.2026 | 1.2026 | 1.289 | 1.2891 | 1.2453 | 1.1192 | 0.77553 | 0.85362 | 295.928 | 0 | 694.4647 | 0 | 0 | 0 | 1 | 0 | 0 | 1.0077
340 | HVAC | Room | Energy Star room AC | Hospitals | New | ChoNgsd340 | 1 | 0 | 4932.1338 | 0 | GSD | 12 | 0.57723 | 0.60437 | 0.83705 | 1.097 | 1.2026 | 1.2026 | 1.289 | 1.2891 | 1.2453 | 1.1192 | 0.77553 | 0.85362 | 295.928 | 0 | 694.4647 | 0 | 0 | 0 | 1 | 0 | 0 | 1.0077
340 | HVAC | Room | Energy Star room AC | Institutional | Turnover | CinTgsd340 | 1 | 0 | 4932.1339 | 0 | GSD | 12 | 0.57723 | 0.60437 | 0.83705 | 1.097 | 1.2026 | 1.2026 | 1.289 | 1.2891 | 1.2453 | 1.1192 | 0.77553 | 0.85362 | 295.928 | 0 | 2648.8816 | 0 | 0 | 0 | 1 | 0 | 0 | 1.0077
340 | HVAC | Room | Energy Star room AC | Institutional | New | CinNgsd340 | 1 | 0 | 4932.1339 | 0 | GSD | 12 | 0.57723 | 0.60437 | 0.83705 | 1.097 | 1.2026 | 1.2026 | 1.289 | 1.2891 | 1.2453 | 1.1192 | 0.77553 | 0.85362 | 295.928 | 0 | 2648.8816 | 0 | 0 | 0 | 1 | 0 | 0 | 1.0077
340 | HVAC | Room | Energy Star room AC | Lodging/Hospitality | Turnover | CloTgsd340 | 1 | 0 | 5221.6594 | 0 | GSD | 12 | 0.57723 | 0.60437 | 0.83705 | 1.097 | 1.2026 | 1.2026 | 1.289 | 1.2891 | 1.2453 | 1.1192 | 0.77553 | 0.85362 | 313.2996 | 0 | 917.4692 | 0 | 0 | 0 | 1 | 0 | 0 | 1.0077
340 | HVAC | Room | Energy Star room AC | Lodging/Hospitality | New | CloNgsd340 | 1 | 0 | 5221.6594 | 0 | GSD | 12 | 0.57723 | 0.60437 | 0.83705 | 1.097 | 1.2026 | 1.2026 | 1.289 | 1.2891 | 1.2453 | 1.1192 | 0.77553 | 0.85362 | 313.2996 | 0 | 917.4692 | 0 | 0 | 0 | 1 | 0 | 0 | 1.0077
340 | HVAC | Room | Energy Star room AC | Miscellaneous | Turnover | CmiTgsd340 | 1 | 0 | 3002.444 | 0 | GSD | 12 | 0.57723 | 0.60437 | 0.83705 | 1.097 | 1.2026 | 1.2026 | 1.289 | 1.2891 | 1.2453 | 1.1192 | 0.77553 | 0.85362 | 180.1466 | 0 | 1560.376 | 0 | 0 | 0 | 1 | 0 | 0 | 1.0077
340 | HVAC | Room | Energy Star room AC | Miscellaneous | New | CmiNgsd340 | 1 | 0 | 3002.444 | 0 | GSD | 12 | 0.57723 | 0.60437 | 0.83705 | 1.097 | 1.2026 | 1.2026 | 1.289 | 1.2891 | 1.2453 | 1.1192 | 0.77553 | 0.85362 | 180.1466 | 0 | 1560.376 | 0 | 0 | 0 | 1 | 0 | 0 | 1.0077
340 | HVAC | Room | Energy Star room AC | Offices | Turnover | CofTgsd340 | 1 | 0 | 3002.444 | 0 | GSD | 12 | 0.57723 | 0.60437 | 0.83705 | 1.097 | 1.2026 | 1.2026 | 1.289 | 1.2891 | 1.2453 | 1.1192 | 0.77553 | 0.85362 | 180.1466 | 0 | 774.369 | 0 | 0 | 0 | 1 | 0 | 0 | 1.0077
340 | HVAC | Room | Energy Star room AC | Offices | New | CofNgsd340 | 1 | 0 | 3002.444 | 0 | GSD | 12 | 0.57723 | 0.60437 | 0.83705 | 1.097 | 1.2026 | 1.2026 | 1.289 | 1.2891 | 1.2453 | 1.1192 | 0.77553 | 0.85362 | 180.1466 | 0 | 774.369 | 0 | 0 | 0 | 1 | 0 | 0 | 1.0077
340 | HVAC | Room | Energy Star room AC | Restaurants | Turnover | CreTgsd340 | 1 | 0 | 3526.3542 | 0 | GSD | 12 | 0.57723 | 0.60437 | 0.83705 | 1.097 | 1.2026 | 1.2026 | 1.289 | 1.2891 | 1.2453 | 1.1192 | 0.77553 | 0.85362 | 211.5813 | 0 | 631.5423 | 0 | 0 | 0 | 1 | 0 | 0 | 1.0077
340 | HVAC | Room | Energy Star room AC | Restaurants | New | CreNgsd340 | 1 | 0 | 3526.3542 | 0 | GSD | 12 | 0.57723 | 0.60437 | 0.83705 | 1.097 | 1.2026 | 1.2026 | 1.289 | 1.2891 | 1.2453 | 1.1192 | 0.77553 | 0.85362 | 211.5813 | 0 | 631.5423 | 0 | 0 | 0 | 1 | 0 | 0 | 1.0077
340 | HVAC | Room | Energy Star room AC | Retail | Turnover | CrtTgsd340 | 1 | 0 | 3002.444 | 0 | GSD | 12 | 0.57723 | 0.60437 | 0.83705 | 1.097 | 1.2026 | 1.2026 | 1.289 | 1.2891 | 1.2453 | 1.1192 | 0.77553 | 0.85362 | 180.1466 | 0 | 686.049 | 0 | 0 | 0 | 1 | 0 | 0 | 1.0077
340 | HVAC | Room | Energy Star room AC | Retail | New | CrtNgsd340 | 1 | 0 | 3002.444 | 0 | GSD | 12 | 0.57723 | 0.60437 | 0.83705 | 1.097 | 1.2026 | 1.2026 | 1.289 | 1.2891 | 1.2453 | 1.1192 | 0.77553 | 0.85362 | 180.1466 | 0 | 686.049 | 0 | 0 | 0 | 1 | 0 | 0 | 1.0077
340 | HVAC | Room | Energy Star room AC | Schools K-12 | Turnover | CscTgsd340 | 1 | 0 | 3002.444 | 0 | GSD | 12 | 0.57723 | 0.60437 | 0.83705 | 1.097 | 1.2026 | 1.2026 | 1.289 | 1.2891 | 1.2453 | 1.1192 | 0.77553 | 0.85362 | 180.1466 | 0 | 789.1076 | 0 | 0 | 0 | 1 | 0 | 0 | 1.0077
340 | HVAC | Room | Energy Star room AC | Schools K-12 | New | CscNgsd340 | 1 | 0 | 3002.444 | 0 | GSD | 12 | 0.57723 | 0.60437 | 0.83705 | 1.097 | 1.2026 | 1.2026 | 1.289 | 1.2891 | 1.2453 | 1.1192 | 0.77553 | 0.85362 | 180.1466 | 0 | 789.1076 | 0 | 0 | 0 | 1 | 0 | 0 | 1.0077
340 | HVAC | Room | Energy Star room AC | Warehouse | Turnover | CwaTgsd340 | 1 | 0 | 3002.444 | 0 | GSD | 12 | 0.57723 | 0.60437 | 0.83705 | 1.097 | 1.2026 | 1.2026 | 1.289 | 1.2891 | 1.2453 | 1.1192 | 0.77553 | 0.85362 | 180.1466 | 0 | 3597.8617 | 0 | 0 | 0 | 1 | 0 | 0 | 1.0077
340 | HVAC | Room | Energy Star room AC | Warehouse | New | CwaNgsd340 | 1 | 0 | 3002.444 | 0 | GSD | 12 | 0.57723 | 0.60437 | 0.83705 | 1.097 | 1.2026 | 1.2026 | 1.289 | 1.2891 | 1.2453 | 1.1192 | 0.77553 | 0.85362 | 180.1466 | 0 | 3597.8617 | 0 | 0 | 0 | 1 | 0 | 0 | 1.0077
341 | HVAC | Room | High Efficiency PTAC | Assembly | Turnover | CasTgsd341 | 1 | 0 | 3002.444 | 0 | GSD | 8 | 0.57723 | 0.60437 | 0.83705 | 1.097 | 1.2026 | 1.2026 | 1.289 | 1.2891 | 1.2453 | 1.1192 | 0.77553 | 0.85362 | 180.1466 | 0 | 636.9269 | 0 | 0 | 0 | 1 | 0 | 0 | 1.0077
341 | HVAC | Room | High Efficiency PTAC | Assembly | New | CasNgsd341 | 1 | 0 | 3002.444 | 0 | GSD | 8 | 0.57723 | 0.60437 | 0.83705 | 1.097 | 1.2026 | 1.2026 | 1.289 | 1.2891 | 1.2453 | 1.1192 | 0.77553 | 0.85362 | 180.1466 | 0 | 636.9269 | 0 | 0 | 0 | 1 | 0 | 0 | 1.0077
341 | HVAC | Room | High Efficiency PTAC | College and University | Turnover | CcoTgsd341 | 1 | 0 | 4932.1338 | 0 | GSD | 8 | 0.57723 | 0.60437 | 0.83705 | 1.097 | 1.2026 | 1.2026 | 1.289 | 1.2891 | 1.2453 | 1.1192 | 0.77553 | 0.85362 | 295.928 | 0 | 943.0746 | 0 | 0 | 0 | 1 | 0 | 0 | 1.0077
341 | HVAC | Room | High Efficiency PTAC | College and University | New | CcoNgsd341 | 1 | 0 | 4932.1338 | 0 | GSD | 8 | 0.57723 | 0.60437 | 0.83705 | 1.097 | 1.2026 | 1.2026 | 1.289 | 1.2891 | 1.2453 | 1.1192 | 0.77553 | 0.85362 | 295.928 | 0 | 943.0746 | 0 | 0 | 0 | 1 | 0 | 0 | 1.0077
341 | HVAC | Room | High Efficiency PTAC | Data Center | Turnover | CdaTgsd341 | 1 | 0 | 4932.1338 | 0 | GSD | 8 | 0.57723 | 0.60437 | 0.83705 | 1.097 | 1.2026 | 1.2026 | 1.289 | 1.2891 | 1.2453 | 1.1192 | 0.77553 | 0.85362 | 295.928 | 0 | 507.4293 | 0 | 0 | 0 | 1 | 0 | 0 | 1.0077
341 | HVAC | Room | High Efficiency PTAC | Data Center | New | CdaNgsd341 | 1 | 0 | 4932.1338 | 0 | GSD | 8 | 0.57723 | 0.60437 | 0.83705 | 1.097 | 1.2026 | 1.2026 | 1.289 | 1.2891 | 1.2453 | 1.1192 | 0.77553 | 0.85362 | 295.928 | 0 | 507.4293 | 0 | 0 | 0 | 1 | 0 | 0 | 1.0077
341 | HVAC | Room | High Efficiency PTAC | Grocery | Turnover | CgrTgsd341 | 1 | 0 | 3526.3542 | 0 | GSD | 8 | 0.57723 | 0.60437 | 0.83705 | 1.097 | 1.2026 | 1.2026 | 1.289 | 1.2891 | 1.2453 | 1.1192 | 0.77553 | 0.85362 | 211.5813 | 0 | 1353.707 | 0 | 0 | 0 | 1 | 0 | 0 | 1.0077
341 | HVAC | Room | High Efficiency PTAC | Grocery | New | CgrNgsd341 | 1 | 0 | 3526.3542 | 0 | GSD | 8 | 0.57723 | 0.60437 | 0.83705 | 1.097 | 1.2026 | 1.2026 | 1.289 | 1.2891 | 1.2453 | 1.1192 | 0.77553 | 0.85362 | 211.5813 | 0 | 1353.707 | 0 | 0 | 0 | 1 | 0 | 0 | 1.0077
341 | HVAC | Room | High Efficiency PTAC | Healthcare | Turnover | CheTgsd341 | 1 | 0 | 4932.1338 | 0 | GSD | 8 | 0.57723 | 0.60437 | 0.83705 | 1.097 | 1.2026 | 1.2026 | 1.289 | 1.2891 | 1.2453 | 1.1192 | 0.77553 | 0.85362 | 295.928 | 0 | 480.6603 | 0 | 0 | 0 | 1 | 0 | 0 | 1.0077
341 | HVAC | Room | High Efficiency PTAC | Healthcare | New | CheNgsd341 | 1 | 0 | 4932.1338 | 0 | GSD | 8 | 0.57723 | 0.60437 | 0.83705 | 1.097 | 1.2026 | 1.2026 | 1.289 | 1.2891 | 1.2453 | 1.1192 | 0.77553 | 0.85362 | 295.928 | 0 | 480.6603 | 0 | 0 | 0 | 1 | 0 | 0 | 1.0077
341 | HVAC | Room | High Efficiency PTAC | Hospitals | Turnover | ChoTgsd341 | 1 | 0 | 4932.1338 | 0 | GSD | 8 | 0.57723 | 0.60437 | 0.83705 | 1.097 | 1.2026 | 1.2026 | 1.289 | 1.2891 | 1.2453 | 1.1192 | 0.77553 | 0.85362 | 295.928 | 0 | 507.4293 | 0 | 0 | 0 | 1 | 0 | 0 | 1.0077
341 | HVAC | Room | High Efficiency PTAC | Hospitals | New | ChoNgsd341 | 1 | 0 | 4932.1338 | 0 | GSD | 8 | 0.57723 | 0.60437 | 0.83705 | 1.097 | 1.2026 | 1.2026 | 1.289 | 1.2891 | 1.2453 | 1.1192 | 0.77553 | 0.85362 | 295.928 | 0 | 507.4293 | 0 | 0 | 0 | 1 | 0 | 0 | 1.0077
341 | HVAC | Room | High Efficiency PTAC | Institutional | Turnover | CinTgsd341 | 1 | 0 | 4932.1338 | 0 | GSD | 8 | 0.57723 | 0.60437 | 0.83705 | 1.097 | 1.2026 | 1.2026 | 1.289 | 1.2891 | 1.2453 | 1.1192 | 0.77553 | 0.85362 | 295.928 | 0 | 1935.4646 | 0 | 0 | 0 | 1 | 0 | 0 | 1.0077
341 | HVAC | Room | High Efficiency PTAC | Institutional | New | CinNgsd341 | 1 | 0 | 4932.1338 | 0 | GSD | 8 | 0.57723 | 0.60437 | 0.83705 | 1.097 | 1.2026 | 1.2026 | 1.289 | 1.2891 | 1.2453 | 1.1192 | 0.77553 | 0.85362 | 295.928 | 0 | 1935.4646 | 0 | 0 | 0 | 1 | 0 | 0 | 1.0077
341 | HVAC | Room | High Efficiency PTAC | Lodging/Hospitality | Turnover | CloTgsd341 | 1 | 0 | 5221.6595 | 0 | GSD | 8 | 0.57723 | 0.60437 | 0.83705 | 1.097 | 1.2026 | 1.2026 | 1.289 | 1.2891 | 1.2453 | 1.1192 | 0.77553 | 0.85362 | 313.2996 | 0 | 670.3496 | 0 | 0 | 0 | 1 | 0 | 0 | 1.0077
341 | HVAC | Room | High Efficiency PTAC | Lodging/Hospitality | New | CloNgsd341 | 1 | 0 | 5221.6595 | 0 | GSD | 8 | 0.57723 | 0.60437 | 0.83705 | 1.097 | 1.2026 | 1.2026 | 1.289 | 1.2891 | 1.2453 | 1.1192 | 0.77553 | 0.85362 | 313.2996 | 0 | 670.3496 | 0 | 0 | 0 | 1 | 0 | 0 | 1.0077
341 | HVAC | Room | High Efficiency PTAC | Miscellaneous | Turnover | CmiTgsd341 | 1 | 0 | 3002.444 | 0 | GSD | 8 | 0.57723 | 0.60437 | 0.83705 | 1.097 | 1.2026 | 1.2026 | 1.289 | 1.2891 | 1.2453 | 1.1192 | 0.77553 | 0.85362 | 180.1466 | 0 | 1140.1686 | 0 | 0 | 0 | 1 | 0 | 0 | 1.0077
341 | HVAC | Room | High Efficiency PTAC | Miscellaneous | New | CmiNgsd341 | 1 | 0 | 3002.444 | 0 | GSD | 8 | 0.57723 | 0.60437 | 0.83705 | 1.097 | 1.2026 | 1.2026 | 1.289 | 1.2891 | 1.2453 | 1.1192 | 0.77553 | 0.85362 | 180.1466 | 0 | 1140.1686 | 0 | 0 | 0 | 1 | 0 | 0 | 1.0077
341 | HVAC | Room | High Efficiency PTAC | Offices | Turnover | CofTgsd341 | 1 | 0 | 3002.444 | 0 | GSD | 8 | 0.57723 | 0.60437 | 0.83705 | 1.097 | 1.2026 | 1.2026 | 1.289 | 1.2891 | 1.2453 | 1.1192 | 0.77553 | 0.85362 | 180.1466 | 0 | 565.8202 | 0 | 0 | 0 | 1 | 0 | 0 | 1.0077
341 | HVAC | Room | High Efficiency PTAC | Offices | New | CofNgsd341 | 1 | 0 | 3002.444 | 0 | GSD | 8 | 0.57723 | 0.60437 | 0.83705 | 1.097 | 1.2026 | 1.2026 | 1.289 | 1.2891 | 1.2453 | 1.1192 | 0.77553 | 0.85362 | 180.1466 | 0 | 565.8202 | 0 | 0 | 0 | 1 | 0 | 0 | 1.0077
341 | HVAC | Room | High Efficiency PTAC | Restaurants | Turnover | CreTgsd341 | 1 | 0 | 3526.3542 | 0 | GSD | 8 | 0.57723 | 0.60437 | 0.83705 | 1.097 | 1.2026 | 1.2026 | 1.289 | 1.2891 | 1.2453 | 1.1192 | 0.77553 | 0.85362 | 211.5813 | 0 | 461.443 | 0 | 0 | 0 | 1 | 0 | 0 | 1.0077
341 | HVAC | Room | High Efficiency PTAC | Restaurants | New | CreNgsd341 | 1 | 0 | 3526.3542 | 0 | GSD | 8 | 0.57723 | 0.60437 | 0.83705 | 1.097 | 1.2026 | 1.2026 | 1.289 | 1.2891 | 1.2453 | 1.1192 | 0.77553 | 0.85362 | 211.5813 | 0 | 461.443 | 0 | 0 | 0 | 1 | 0 | 0 | 1.0077
341 | HVAC | Room | High Efficiency PTAC | Retail | Turnover | CrtTgsd341 | 1 | 0 | 3002.444 | 0 | GSD | 8 | 0.57723 | 0.60437 | 0.83705 | 1.097 | 1.2026 | 1.2026 | 1.289 | 1.2891 | 1.2453 | 1.1192 | 0.77553 | 0.85362 | 180.1466 | 0 | 501.2817 | 0 | 0 | 0 | 1 | 0 | 0 | 1.0077
341 | HVAC | Room | High Efficiency PTAC | Retail | New | CrtNgsd341 | 1 | 0 | 3002.444 | 0 | GSD | 8 | 0.57723 | 0.60437 | 0.83705 | 1.097 | 1.2026 | 1.2026 | 1.289 | 1.2891 | 1.2453 | 1.1192 | 0.77553 | 0.85362 | 180.1466 | 0 | 501.2817 | 0 | 0 | 0 | 1 | 0 | 0 | 1.0077
341 | HVAC | Room | High Efficiency PTAC | Schools K-12 | Turnover | CscTgsd341 | 1 | 0 | 3002.444 | 0 | GSD | 8 | 0.57723 | 0.60437 | 0.83705 | 1.097 | 1.2026 | 1.2026 | 1.289 | 1.2891 | 1.2453 | 1.1192 | 0.77553 | 0.85362 | 180.1466 | 0 | 576.6023 | 0 | 0 | 0 | 1 | 0 | 0 | 1.0077
341 | HVAC | Room | High Efficiency PTAC | Schools K-12 | New | CscNgsd341 | 1 | 0 | 3002.444 | 0 | GSD | 8 | 0.57723 | 0.60437 | 0.83705 | 1.097 | 1.2026 | 1.2026 | 1.289 | 1.2891 | 1.2453 | 1.1192 | 0.77553 | 0.85362 | 180.1466 | 0 | 576.6023 | 0 | 0 | 0 | 1 | 0 | 0 | 1.0077
341 | HVAC | Room | High Efficiency PTAC | Warehouse | Turnover | CwaTgsd341 | 1 | 0 | 3002.444 | 0 | GSD | 8 | 0.57723 | 0.60437 | 0.83705 | 1.097 | 1.2026 | 1.2026 | 1.289 | 1.2891 | 1.2453 | 1.1192 | 0.77553 | 0.85362 | 180.1466 | 0 | 2628.361 | 0 | 0 | 0 | 1 | 0 | 0 | 1.0077
341 | HVAC | Room | High Efficiency PTAC | Warehouse | New | CwaNgsd341 | 1 | 0 | 3002.444 | 0 | GSD | 8 | 0.57723 | 0.60437 | 0.83705 | 1.097 | 1.2026 | 1.2026 | 1.289 | 1.2891 | 1.2453 | 1.1192 | 0.77553 | 0.85362 | 180.1466 | 0 | 2628.361 | 0 | 0 | 0 | 1 | 0 | 0 | 1.0077
342 | HVAC | Room | High Efficiency PTHP | Assembly | Turnover | CasTgsd342 | 1 | 0.2764 | 3123.7683 | 0 | GSD | 8 | 1.0063 | 0.98564 | 1.0265 | 1.0441 | 1.0994 | 1.0901 | 1.0679 | 1.0965 | 1.0642 | 1.0547 | 1.0277 | 1.0297 | 187.4261 | 0 | 611.3606 | 0 | 0 | 0 | 1 | 0 | 0 | 1.0494
342 | HVAC | Room | High Efficiency PTHP | Assembly | New | CasNgsd342 | 1 | 0.2764 | 3123.7683 | 0 | GSD | 8 | 1.0063 | 0.98564 | 1.0265 | 1.0441 | 1.0994 | 1.0901 | 1.0679 | 1.0965 | 1.0642 | 1.0547 | 1.0277 | 1.0297 | 187.4261 | 0 | 611.3606 | 0 | 0 | 0 | 1 | 0 | 0 | 1.0494
342 | HVAC | Room | High Efficiency PTHP | College and University | Turnover | CcoTgsd342 | 1 | 0.034561 | 5111.775 | 0 | GSD | 8 | 1.0063 | 0.98564 | 1.0265 | 1.0441 | 1.0994 | 1.0901 | 1.0679 | 1.0965 | 1.0642 | 1.0547 | 1.0277 | 1.0297 | 306.7065 | 0 | 905.2233 | 0 | 0 | 0 | 1 | 0 | 0 | 1.0494
342 | HVAC | Room | High Efficiency PTHP | College and University | New | CcoNgsd342 | 1 | 0.034561 | 5111.775 | 0 | GSD | 8 | 1.0063 | 0.98564 | 1.0265 | 1.0441 | 1.0994 | 1.0901 | 1.0679 | 1.0965 | 1.0642 | 1.0547 | 1.0277 | 1.0297 | 306.7065 | 0 | 905.2233 | 0 | 0 | 0 | 1 | 0 | 0 | 1.0494
342 | HVAC | Room | High Efficiency PTHP | Data Center | Turnover | CdaTgsd342 | 1 | 0.033385 | 5105.6641 | 0 | GSD | 8 | 1.0063 | 0.98564 | 1.0265 | 1.0441 | 1.0994 | 1.0901 | 1.0679 | 1.0965 | 1.0642 | 1.0547 | 1.0277 | 1.0297 | 306.3398 | 0 | 487.0628 | 0 | 0 | 0 | 1 | 0 | 0 | 1.0494
342 | HVAC | Room | High Efficiency PTHP | Data Center | New | CdaNgsd342 | 1 | 0.033385 | 5105.6641 | 0 | GSD | 8 | 1.0063 | 0.98564 | 1.0265 | 1.0441 | 1.0994 | 1.0901 | 1.0679 | 1.0965 | 1.0642 | 1.0547 | 1.0277 | 1.0297 | 306.3398 | 0 | 487.0628 | 0 | 0 | 0 | 1 | 0 | 0 | 1.0494
342 | HVAC | Room | High Efficiency PTHP | Grocery | Turnover | CgrTgsd342 | 1 | 0.34231 | 3971.7566 | 0 | GSD | 8 | 1.0063 | 0.98564 | 1.0265 | 1.0441 | 1.0994 | 1.0901 | 1.0679 | 1.0965 | 1.0642 | 1.0547 | 1.0277 | 1.0297 | 238.3054 | 0 | 1299.3422 | 0 | 0 | 0 | 1 | 0 | 0 | 1.0494
342 | HVAC | Room | High Efficiency PTHP | Grocery | New | CgrNgsd342 | 1 | 0.34231 | 3971.7566 | 0 | GSD | 8 | 1.0063 | 0.98564 | 1.0265 | 1.0441 | 1.0994 | 1.0901 | 1.0679 | 1.0965 | 1.0642 | 1.0547 | 1.0277 | 1.0297 | 238.3054 | 0 | 1299.3422 | 0 | 0 | 0 | 1 | 0 | 0 | 1.0494
342 | HVAC | Room | High Efficiency PTHP | Healthcare | Turnover | CheTgsd342 | 1 | 0.027633 | 5075.766 | 0 | GSD | 8 | 1.0063 | 0.98564 | 1.0265 | 1.0441 | 1.0994 | 1.0901 | 1.0679 | 1.0965 | 1.0642 | 1.0547 | 1.0277 | 1.0297 | 304.546 | 0 | 461.3682 | 0 | 0 | 0 | 1 | 0 | 0 | 1.0494
342 | HVAC | Room | High Efficiency PTHP | Healthcare | New | CheNgsd342 | 1 | 0.027633 | 5075.766 | 0 | GSD | 8 | 1.0063 | 0.98564 | 1.0265 | 1.0441 | 1.0994 | 1.0901 | 1.0679 | 1.0965 | 1.0642 | 1.0547 | 1.0277 | 1.0297 | 304.546 | 0 | 461.3682 | 0 | 0 | 0 | 1 | 0 | 0 | 1.0494
342 | HVAC | Room | High Efficiency PTHP | Hospitals | Turnover | ChoTgsd342 | 1 | 0.033385 | 5105.6641 | 0 | GSD | 8 | 1.0063 | 0.98564 | 1.0265 | 1.0441 | 1.0994 | 1.0901 | 1.0679 | 1.0965 | 1.0642 | 1.0547 | 1.0277 | 1.0297 | 306.3398 | 0 | 487.0628 | 0 | 0 | 0 | 1 | 0 | 0 | 1.0494
342 | HVAC | Room | High Efficiency PTHP | Hospitals | New | ChoNgsd342 | 1 | 0.033385 | 5105.6641 | 0 | GSD | 8 | 1.0063 | 0.98564 | 1.0265 | 1.0441 | 1.0994 | 1.0901 | 1.0679 | 1.0965 | 1.0642 | 1.0547 | 1.0277 | 1.0297 | 306.3398 | 0 | 487.0628 | 0 | 0 | 0 | 1 | 0 | 0 | 1.0494
342 | HVAC | Room | High Efficiency PTHP | Institutional | Turnover | CinTgsd342 | 1 | 0.061261 | 5250.5544 | 0 | GSD | 8 | 1.0063 | 0.98564 | 1.0265 | 1.0441 | 1.0994 | 1.0901 | 1.0679 | 1.0965 | 1.0642 | 1.0547 | 1.0277 | 1.0297 | 315.0333 | 0 | 1857.8131 | 0 | 0 | 0 | 1 | 0 | 0 | 1.0494
342 | HVAC | Room | High Efficiency PTHP | Institutional | New | CinNgsd342 | 1 | 0.061261 | 5250.5544 | 0 | GSD | 8 | 1.0063 | 0.98564 | 1.0265 | 1.0441 | 1.0994 | 1.0901 | 1.0679 | 1.0965 | 1.0642 | 1.0547 | 1.0277 | 1.0297 | 315.0333 | 0 | 1857.8131 | 0 | 0 | 0 | 1 | 0 | 0 | 1.0494
342 | HVAC | Room | High Efficiency PTHP | Lodging/Hospitality | Turnover | CloTgsd342 | 1 | 0.087955 | 5355.1862 | 0 | GSD | 8 | 1.0063 | 0.98564 | 1.0265 | 1.0441 | 1.0994 | 1.0901 | 1.0679 | 1.0965 | 1.0642 | 1.0547 | 1.0277 | 1.0297 | 321.3112 | 0 | 643.4424 | 0 | 0 | 0 | 1 | 0 | 0 | 1.0494
342 | HVAC | Room | High Efficiency PTHP | Lodging/Hospitality | New | CloNgsd342 | 1 | 0.087955 | 5355.1862 | 0 | GSD | 8 | 1.0063 | 0.98564 | 1.0265 | 1.0441 | 1.0994 | 1.0901 | 1.0679 | 1.0965 | 1.0642 | 1.0547 | 1.0277 | 1.0297 | 321.3112 | 0 | 643.4424 | 0 | 0 | 0 | 1 | 0 | 0 | 1.0494
342 | HVAC | Room | High Efficiency PTHP | Miscellaneous | Turnover | CmiTgsd342 | 1 | 0.27001 | 3120.9637 | 0 | GSD | 8 | 1.0063 | 0.98564 | 1.0265 | 1.0441 | 1.0994 | 1.0901 | 1.0679 | 1.0965 | 1.0642 | 1.0547 | 1.0277 | 1.0297 | 187.2578 | 0 | 1094.4201 | 0 | 0 | 0 | 1 | 0 | 0 | 1.0494
342 | HVAC | Room | High Efficiency PTHP | Miscellaneous | New | CmiNgsd342 | 1 | 0.27001 | 3120.9637 | 0 | GSD | 8 | 1.0063 | 0.98564 | 1.0265 | 1.0441 | 1.0994 | 1.0901 | 1.0679 | 1.0965 | 1.0642 | 1.0547 | 1.0277 | 1.0297 | 187.2578 | 0 | 1094.4201 | 0 | 0 | 0 | 1 | 0 | 0 | 1.0494
342 | HVAC | Room | High Efficiency PTHP | Offices | Turnover | CofTgsd342 | 1 | 0.14512 | 3066.1439 | 0 | GSD | 8 | 1.0063 | 0.98564 | 1.0265 | 1.0441 | 1.0994 | 1.0901 | 1.0679 | 1.0965 | 1.0642 | 1.0547 | 1.0277 | 1.0297 | 183.9686 | 0 | 543.1125 | 0 | 0 | 0 | 1 | 0 | 0 | 1.0494
342 | HVAC | Room | High Efficiency PTHP | Offices | New | CofNgsd342 | 1 | 0.14512 | 3066.1439 | 0 | GSD | 8 | 1.0063 | 0.98564 | 1.0265 | 1.0441 | 1.0994 | 1.0901 | 1.0679 | 1.0965 | 1.0642 | 1.0547 | 1.0277 | 1.0297 | 183.9686 | 0 | 543.1125 | 0 | 0 | 0 | 1 | 0 | 0 | 1.0494
342 | HVAC | Room | High Efficiency PTHP | Restaurants | Turnover | CreTgsd342 | 1 | 0.24876 | 3850.0314 | 0 | GSD | 8 | 1.0063 | 0.98564 | 1.0265 | 1.0441 | 1.0994 | 1.0901 | 1.0679 | 1.0965 | 1.0642 | 1.0547 | 1.0277 | 1.0297 | 231.0019 | 0 | 442.9231 | 0 | 0 | 0 | 1 | 0 | 0 | 1.0494
342 | HVAC | Room | High Efficiency PTHP | Restaurants | New | CreNgsd342 | 1 | 0.24876 | 3850.0314 | 0 | GSD | 8 | 1.0063 | 0.98564 | 1.0265 | 1.0441 | 1.0994 | 1.0901 | 1.0679 | 1.0965 | 1.0642 | 1.0547 | 1.0277 | 1.0297 | 231.0019 | 0 | 442.9231 | 0 | 0 | 0 | 1 | 0 | 0 | 1.0494
342 | HVAC | Room | High Efficiency PTHP | Retail | Turnover | CrtTgsd342 | 1 | 0.50432 | 3223.8153 | 0 | GSD | 8 | 1.0063 | 0.98564 | 1.0265 | 1.0441 | 1.0994 | 1.0901 | 1.0679 | 1.0965 | 1.0642 | 1.0547 | 1.0277 | 1.0297 | 193.4289 | 0 | 481.1609 | 0 | 0 | 0 | 1 | 0 | 0 | 1.0494
342 | HVAC | Room | High Efficiency PTHP | Retail | New | CrtNgsd342 | 1 | 0.50432 | 3223.8153 | 0 | GSD | 8 | 1.0063 | 0.98564 | 1.0265 | 1.0441 | 1.0994 | 1.0901 | 1.0679 | 1.0965 | 1.0642 | 1.0547 | 1.0277 | 1.0297 | 193.4289 | 0 | 481.1609 | 0 | 0 | 0 | 1 | 0 | 0 | 1.0494
342 | HVAC | Room | High Efficiency PTHP | Schools K-12 | Turnover | CscTgsd342 | 1 | 0.53464 | 3237.1272 | 0 | GSD | 8 | 1.0063 | 0.98564 | 1.0265 | 1.0441 | 1.0994 | 1.0901 | 1.0679 | 1.0965 | 1.0642 | 1.0547 | 1.0277 | 1.0297 | 194.2276 | 0 | 553.4578 | 0 | 0 | 0 | 1 | 0 | 0 | 1.0494
342 | HVAC | Room | High Efficiency PTHP | Schools K-12 | New | CscNgsd342 | 1 | 0.53464 | 3237.1272 | 0 | GSD | 8 | 1.0063 | 0.98564 | 1.0265 | 1.0441 | 1.0994 | 1.0901 | 1.0679 | 1.0965 | 1.0642 | 1.0547 | 1.0277 | 1.0297 | 194.2276 | 0 | 553.4578 | 0 | 0 | 0 | 1 | 0 | 0 | 1.0494
342 | HVAC | Room | High Efficiency PTHP | Warehouse | Turnover | CwaTgsd342 | 1 | 0.62239 | 3275.6423 | 0 | GSD | 8 | 1.0063 | 0.98564 | 1.0265 | 1.0441 | 1.0994 | 1.0901 | 1.0679 | 1.0965 | 1.0642 | 1.0547 | 1.0277 | 1.0297 | 196.5385 | 0 | 2522.7335 | 0 | 0 | 0 | 1 | 0 | 0 | 1.0494
342 | HVAC | Room | High Efficiency PTHP | Warehouse | New | CwaNgsd342 | 1 | 0.62239 | 3275.6423 | 0 | GSD | 8 | 1.0063 | 0.98564 | 1.0265 | 1.0441 | 1.0994 | 1.0901 | 1.0679 | 1.0965 | 1.0642 | 1.0547 | 1.0277 | 1.0297 | 196.5385 | 0 | 2522.7335 | 0 | 0 | 0 | 1 | 0 | 0 | 1.0494
343 | HVAC | Room | Variable Refrigerant Flow (VRF) HVAC Systems | Assembly | Turnover | CasTgsd343 | 1 | 0.2347 | 3105.466 | 0 | GSD | 15 | 0.57723 | 0.60437 | 0.83705 | 1.097 | 1.2026 | 1.2026 | 1.289 | 1.2891 | 1.2453 | 1.1192 | 0.77553 | 0.85362 | 186.328 | 0 | 3971.7476 | 0 | 0 | 0 | 1 | 0 | 0 | 1.0077
343 | HVAC | Room | Variable Refrigerant Flow (VRF) HVAC Systems | Assembly | New | CasNgsd343 | 1 | 0.2347 | 3105.466 | 0 | GSD | 15 | 0.57723 | 0.60437 | 0.83705 | 1.097 | 1.2026 | 1.2026 | 1.289 | 1.2891 | 1.2453 | 1.1192 | 0.77553 | 0.85362 | 186.328 | 0 | 3971.7476 | 0 | 0 | 0 | 1 | 0 | 0 | 1.0077
343 | HVAC | Room | Variable Refrigerant Flow (VRF) HVAC Systems | College and University | Turnover | CcoTgsd343 | 1 | 0.029347 | 5084.6747 | 0 | GSD | 15 | 0.57723 | 0.60437 | 0.83705 | 1.097 | 1.2026 | 1.2026 | 1.289 | 1.2891 | 1.2453 | 1.1192 | 0.77553 | 0.85362 | 305.0805 | 0 | 5880.8159 | 0 | 0 | 0 | 1 | 0 | 0 | 1.0077
343 | HVAC | Room | Variable Refrigerant Flow (VRF) HVAC Systems | College and University | New | CcoNgsd343 | 1 | 0.029347 | 5084.6747 | 0 | GSD | 15 | 0.57723 | 0.60437 | 0.83705 | 1.097 | 1.2026 | 1.2026 | 1.289 | 1.2891 | 1.2453 | 1.1192 | 0.77553 | 0.85362 | 305.0805 | 0 | 5880.8159 | 0 | 0 | 0 | 1 | 0 | 0 | 1.0077
343 | HVAC | Room | Variable Refrigerant Flow (VRF) HVAC Systems | Data Center | Turnover | CdaTgsd343 | 1 | 0.028352 | 5079.501 | 0 | GSD | 15 | 0.57723 | 0.60437 | 0.83705 | 1.097 | 1.2026 | 1.2026 | 1.289 | 1.2891 | 1.2453 | 1.1192 | 0.77553 | 0.85362 | 304.7701 | 0 | 3164.2204 | 0 | 0 | 0 | 1 | 0 | 0 | 1.0077
343 | HVAC | Room | Variable Refrigerant Flow (VRF) HVAC Systems | Data Center | New | CdaNgsd343 | 1 | 0.028352 | 5079.501 | 0 | GSD | 15 | 0.57723 | 0.60437 | 0.83705 | 1.097 | 1.2026 | 1.2026 | 1.289 | 1.2891 | 1.2453 | 1.1192 | 0.77553 | 0.85362 | 304.7701 | 0 | 3164.2204 | 0 | 0 | 0 | 1 | 0 | 0 | 1.0077
343 | HVAC | Room | Variable Refrigerant Flow (VRF) HVAC Systems | Grocery | Turnover | CgrTgsd343 | 1 | 0.29067 | 3904.5595 | 0 | GSD | 15 | 0.57723 | 0.60437 | 0.83705 | 1.097 | 1.2026 | 1.2026 | 1.289 | 1.2891 | 1.2453 | 1.1192 | 0.77553 | 0.85362 | 234.2736 | 0 | 8441.3368 | 0 | 0 | 0 | 1 | 0 | 0 | 1.0077
343 | HVAC | Room | Variable Refrigerant Flow (VRF) HVAC Systems | Grocery | New | CgrNgsd343 | 1 | 0.29067 | 3904.5595 | 0 | GSD | 15 | 0.57723 | 0.60437 | 0.83705 | 1.097 | 1.2026 | 1.2026 | 1.289 | 1.2891 | 1.2453 | 1.1192 | 0.77553 | 0.85362 | 234.2736 | 0 | 8441.3368 | 0 | 0 | 0 | 1 | 0 | 0 | 1.0077
343 | HVAC | Room | Variable Refrigerant Flow (VRF) HVAC Systems | Healthcare | Turnover | CheTgsd343 | 1 | 0.023456 | 5054.0541 | 0 | GSD | 15 | 0.57723 | 0.60437 | 0.83705 | 1.097 | 1.2026 | 1.2026 | 1.289 | 1.2891 | 1.2453 | 1.1192 | 0.77553 | 0.85362 | 303.2432 | 0 | 2997.2698 | 0 | 0 | 0 | 1 | 0 | 0 | 1.0077
343 | HVAC | Room | Variable Refrigerant Flow (VRF) HVAC Systems | Healthcare | New | CheNgsd343 | 1 | 0.023456 | 5054.0541 | 0 | GSD | 15 | 0.57723 | 0.60437 | 0.83705 | 1.097 | 1.2026 | 1.2026 | 1.289 | 1.2891 | 1.2453 | 1.1192 | 0.77553 | 0.85362 | 303.2432 | 0 | 2997.2698 | 0 | 0 | 0 | 1 | 0 | 0 | 1.0077
343 | HVAC | Room | Variable Refrigerant Flow (VRF) HVAC Systems | Hospitals | Turnover | ChoTgsd343 | 1 | 0.028352 | 5079.501 | 0 | GSD | 15 | 0.57723 | 0.60437 | 0.83705 | 1.097 | 1.2026 | 1.2026 | 1.289 | 1.2891 | 1.2453 | 1.1192 | 0.77553 | 0.85362 | 304.7701 | 0 | 3164.2204 | 0 | 0 | 0 | 1 | 0 | 0 | 1.0077
343 | HVAC | Room | Variable Refrigerant Flow (VRF) HVAC Systems | Hospitals | New | ChoNgsd343 | 1 | 0.028352 | 5079.501 | 0 | GSD | 15 | 0.57723 | 0.60437 | 0.83705 | 1.097 | 1.2026 | 1.2026 | 1.289 | 1.2891 | 1.2453 | 1.1192 | 0.77553 | 0.85362 | 304.7701 | 0 | 3164.2204 | 0 | 0 | 0 | 1 | 0 | 0 | 1.0077
343 | HVAC | Room | Variable Refrigerant Flow (VRF) HVAC Systems | Institutional | Turnover | CinTgsd343 | 1 | 0.052014 | 5202.489 | 0 | GSD | 15 | 0.57723 | 0.60437 | 0.83705 | 1.097 | 1.2026 | 1.2026 | 1.289 | 1.2891 | 1.2453 | 1.1192 | 0.77553 | 0.85362 | 312.1493 | 0 | 12069.0581 | 0 | 0 | 0 | 1 | 0 | 0 | 1.0077
343 | HVAC | Room | Variable Refrigerant Flow (VRF) HVAC Systems | Institutional | New | CinNgsd343 | 1 | 0.052014 | 5202.489 | 0 | GSD | 15 | 0.57723 | 0.60437 | 0.83705 | 1.097 | 1.2026 | 1.2026 | 1.289 | 1.2891 | 1.2453 | 1.1192 | 0.77553 | 0.85362 | 312.1493 | 0 | 12069.0581 | 0 | 0 | 0 | 1 | 0 | 0 | 1.0077
343 | HVAC | Room | Variable Refrigerant Flow (VRF) HVAC Systems | Lodging/Hospitality | Turnover | CloTgsd343 | 1 | 0.074672 | 5335.0206 | 0 | GSD | 15 | 0.57723 | 0.60437 | 0.83705 | 1.097 | 1.2026 | 1.2026 | 1.289 | 1.2891 | 1.2453 | 1.1192 | 0.77553 | 0.85362 | 320.1012 | 0 | 4180.1467 | 0 | 0 | 0 | 1 | 0 | 0 | 1.0077
343 | HVAC | Room | Variable Refrigerant Flow (VRF) HVAC Systems | Lodging/Hospitality | New | CloNgsd343 | 1 | 0.074672 | 5335.0206 | 0 | GSD | 15 | 0.57723 | 0.60437 | 0.83705 | 1.097 | 1.2026 | 1.2026 | 1.289 | 1.2891 | 1.2453 | 1.1192 | 0.77553 | 0.85362 | 320.1012 | 0 | 4180.1467 | 0 | 0 | 0 | 1 | 0 | 0 | 1.0077
343 | HVAC | Room | Variable Refrigerant Flow (VRF) HVAC Systems | Miscellaneous | Turnover | CmiTgsd343 | 1 | 0.22918 | 3103.0449 | 0 | GSD | 15 | 0.57723 | 0.60437 | 0.83705 | 1.097 | 1.2026 | 1.2026 | 1.289 | 1.2891 | 1.2453 | 1.1192 | 0.77553 | 0.85362 | 186.1827 | 0 | 7109.8198 | 0 | 0 | 0 | 1 | 0 | 0 | 1.0077
343 | HVAC | Room | Variable Refrigerant Flow (VRF) HVAC Systems | Miscellaneous | New | CmiNgsd343 | 1 | 0.22918 | 3103.0449 | 0 | GSD | 15 | 0.57723 | 0.60437 | 0.83705 | 1.097 | 1.2026 | 1.2026 | 1.289 | 1.2891 | 1.2453 | 1.1192 | 0.77553 | 0.85362 | 186.1827 | 0 | 7109.8198 | 0 | 0 | 0 | 1 | 0 | 0 | 1.0077
343 | HVAC | Room | Variable Refrigerant Flow (VRF) HVAC Systems | Offices | Turnover | CofTgsd343 | 1 | 0.1232 | 3056.5234 | 0 | GSD | 15 | 0.57723 | 0.60437 | 0.83705 | 1.097 | 1.2026 | 1.2026 | 1.289 | 1.2891 | 1.2453 | 1.1192 | 0.77553 | 0.85362 | 183.3914 | 0 | 3528.3291 | 0 | 0 | 0 | 1 | 0 | 0 | 1.0077
343 | HVAC | Room | Variable Refrigerant Flow (VRF) HVAC Systems | Offices | New | CofNgsd343 | 1 | 0.1232 | 3056.5234 | 0 | GSD | 15 | 0.57723 | 0.60437 | 0.83705 | 1.097 | 1.2026 | 1.2026 | 1.289 | 1.2891 | 1.2453 | 1.1192 | 0.77553 | 0.85362 | 183.3914 | 0 | 3528.3291 | 0 | 0 | 0 | 1 | 0 | 0 | 1.0077
343 | HVAC | Room | Variable Refrigerant Flow (VRF) HVAC Systems | Restaurants | Turnover | CreTgsd343 | 1 | 0.21119 | 3801.1529 | 0 | GSD | 15 | 0.57723 | 0.60437 | 0.83705 | 1.097 | 1.2026 | 1.2026 | 1.289 | 1.2891 | 1.2453 | 1.1192 | 0.77553 | 0.85362 | 228.0692 | 0 | 2877.4373 | 0 | 0 | 0 | 1 | 0 | 0 | 1.0077
343 | HVAC | Room | Variable Refrigerant Flow (VRF) HVAC Systems | Restaurants | New | CreNgsd343 | 1 | 0.21119 | 3801.1529 | 0 | GSD | 15 | 0.57723 | 0.60437 | 0.83705 | 1.097 | 1.2026 | 1.2026 | 1.289 | 1.2891 | 1.2453 | 1.1192 | 0.77553 | 0.85362 | 228.0692 | 0 | 2877.4373 | 0 | 0 | 0 | 1 | 0 | 0 | 1.0077
343 | HVAC | Room | Variable Refrigerant Flow (VRF) HVAC Systems | Retail | Turnover | CrtTgsd343 | 1 | 0.42821 | 3190.4079 | 0 | GSD | 15 | 0.57723 | 0.60437 | 0.83705 | 1.097 | 1.2026 | 1.2026 | 1.289 | 1.2891 | 1.2453 | 1.1192 | 0.77553 | 0.85362 | 191.4245 | 0 | 3125.8992 | 0 | 0 | 0 | 1 | 0 | 0 | 1.0077
343 | HVAC | Room | Variable Refrigerant Flow (VRF) HVAC Systems | Retail | New | CrtNgsd343 | 1 | 0.42821 | 3190.4079 | 0 | GSD | 15 | 0.57723 | 0.60437 | 0.83705 | 1.097 | 1.2026 | 1.2026 | 1.289 | 1.2891 | 1.2453 | 1.1192 | 0.77553 | 0.85362 | 191.4245 | 0 | 3125.8992 | 0 | 0 | 0 | 1 | 0 | 0 | 1.0077
343 | HVAC | Room | Variable Refrigerant Flow (VRF) HVAC Systems | Schools K-12 | Turnover | CscTgsd343 | 1 | 0.45392 | 3201.6929 | 0 | GSD | 15 | 0.57723 | 0.60437 | 0.83705 | 1.097 | 1.2026 | 1.2026 | 1.289 | 1.2891 | 1.2453 | 1.1192 | 0.77553 | 0.85362 | 192.1016 | 0 | 3595.5463 | 0 | 0 | 0 | 1 | 0 | 0 | 1.0077
343 | HVAC | Room | Variable Refrigerant Flow (VRF) HVAC Systems | Schools K-12 | New | CscNgsd343 | 1 | 0.45392 | 3201.6929 | 0 | GSD | 15 | 0.57723 | 0.60437 | 0.83705 | 1.097 | 1.2026 | 1.2026 | 1.289 | 1.2891 | 1.2453 | 1.1192 | 0.77553 | 0.85362 | 192.1016 | 0 | 3595.5463 | 0 | 0 | 0 | 1 | 0 | 0 | 1.0077
343 | HVAC | Room | Variable Refrigerant Flow (VRF) HVAC Systems | Warehouse | Turnover | CwaTgsd343 | 1 | 0.52832 | 3234.3496 | 0 | GSD | 15 | 0.57723 | 0.60437 | 0.83705 | 1.097 | 1.2026 | 1.2026 | 1.289 | 1.2891 | 1.2453 | 1.1192 | 0.77553 | 0.85362 | 194.061 | 0 | 16389.5818 | 0 | 0 | 0 | 1 | 0 | 0 | 1.0077
343 | HVAC | Room | Variable Refrigerant Flow (VRF) HVAC Systems | Warehouse | New | CwaNgsd343 | 1 | 0.52832 | 3234.3496 | 0 | GSD | 15 | 0.57723 | 0.60437 | 0.83705 | 1.097 | 1.2026 | 1.2026 | 1.289 | 1.2891 | 1.2453 | 1.1192 | 0.77553 | 0.85362 | 194.061 | 0 | 16389.5818 | 0 | 0 | 0 | 1 | 0 | 0 | 1.0077
344 | HVAC | Sealing | Air Curtains | Assembly | Existing | CasEgsd344 | 1 | 173.2213 | 79038.3601 | 0 | GSD | 15 | 0.536 | 0.638 | 0.811 | 0.882 | 1.033 | 1.022 | 1.038 | 1.051 | 1.035 | 1.017 | 0.878 | 0.562 | 4742.3016 | 0 | 3610731.2023 | 0 | 0 | 0 | 1 | 0 | 0 | 0.87525
344 | HVAC | Sealing | Air Curtains | Assembly | New | CasNgsd344 | 1 | 173.2213 | 79038.3601 | 0 | GSD | 15 | 0.536 | 0.638 | 0.811 | 0.882 | 1.033 | 1.022 | 1.038 | 1.051 | 1.035 | 1.017 | 0.878 | 0.562 | 4742.3016 | 0 | 3610731.2023 | 0 | 0 | 0 | 1 | 0 | 0 | 0.87525
344 | HVAC | Sealing | Air Curtains | College and University | Existing | CcoEgsd344 | 1 | 24.0304 | 129836.8552 | 0 | GSD | 15 | 0.536 | 0.638 | 0.811 | 0.882 | 1.033 | 1.022 | 1.038 | 1.051 | 1.035 | 1.017 | 0.878 | 0.562 | 7790.2113 | 0 | 5931372.863 | 0 | 0 | 0 | 1 | 0 | 0 | 0.87525
344 | HVAC | Sealing | Air Curtains | College and University | New | CcoNgsd344 | 1 | 24.0304 | 129836.8552 | 0 | GSD | 15 | 0.536 | 0.638 | 0.811 | 0.882 | 1.033 | 1.022 | 1.038 | 1.051 | 1.035 | 1.017 | 0.878 | 0.562 | 7790.2113 | 0 | 5931372.863 | 0 | 0 | 0 | 1 | 0 | 0 | 0.87525
344 | HVAC | Sealing | Air Curtains | Data Center | Existing | CdaEgsd344 | 1 | 24.0304 | 129836.8552 | 0 | GSD | 15 | 0.536 | 0.638 | 0.811 | 0.882 | 1.033 | 1.022 | 1.038 | 1.051 | 1.035 | 1.017 | 0.878 | 0.562 | 7790.2113 | 0 | 5931372.863 | 0 | 0 | 0 | 1 | 0 | 0 | 0.87525
344 | HVAC | Sealing | Air Curtains | Data Center | New | CdaNgsd344 | 1 | 24.0304 | 129836.8552 | 0 | GSD | 15 | 0.536 | 0.638 | 0.811 | 0.882 | 1.033 | 1.022 | 1.038 | 1.051 | 1.035 | 1.017 | 0.878 | 0.562 | 7790.2113 | 0 | 5931372.863 | 0 | 0 | 0 | 1 | 0 | 0 | 0.87525
344 | HVAC | Sealing | Air Curtains | Grocery | Existing | CgrEgsd344 | 1 | 68.6335 | 92830.1636 | 0 | GSD | 15 | 0.536 | 0.638 | 0.811 | 0.882 | 1.033 | 1.022 | 1.038 | 1.051 | 1.035 | 1.017 | 0.878 | 0.562 | 5569.8098 | 0 | 4240785.9651 | 0 | 0 | 0 | 1 | 0 | 0 | 0.87525
344 | HVAC | Sealing | Air Curtains | Grocery | New | CgrNgsd344 | 1 | 68.6335 | 92830.1636 | 0 | GSD | 15 | 0.536 | 0.638 | 0.811 | 0.882 | 1.033 | 1.022 | 1.038 | 1.051 | 1.035 | 1.017 | 0.878 | 0.562 | 5569.8098 | 0 | 4240785.9651 | 0 | 0 | 0 | 1 | 0 | 0 | 0.87525
344 | HVAC | Sealing | Air Curtains | Healthcare | Existing | CheEgsd344 | 1 | 24.0304 | 129836.8552 | 0 | GSD | 15 | 0.536 | 0.638 | 0.811 | 0.882 | 1.033 | 1.022 | 1.038 | 1.051 | 1.035 | 1.017 | 0.878 | 0.562 | 7790.2113 | 0 | 5931372.863 | 0 | 0 | 0 | 1 | 0 | 0 | 0.87525
344 | HVAC | Sealing | Air Curtains | Healthcare | New | CheNgsd344 | 1 | 24.0304 | 129836.8552 | 0 | GSD | 15 | 0.536 | 0.638 | 0.811 | 0.882 | 1.033 | 1.022 | 1.038 | 1.051 | 1.035 | 1.017 | 0.878 | 0.562 | 7790.2113 | 0 | 5931372.863 | 0 | 0 | 0 | 1 | 0 | 0 | 0.87525
344 | HVAC | Sealing | Air Curtains | Hospitals | Existing | ChoEgsd344 | 1 | 24.0304 | 129836.8552 | 0 | GSD | 15 | 0.536 | 0.638 | 0.811 | 0.882 | 1.033 | 1.022 | 1.038 | 1.051 | 1.035 | 1.017 | 0.878 | 0.562 | 7790.2113 | 0 | 5931372.863 | 0 | 0 | 0 | 1 | 0 | 0 | 0.87525
344 | HVAC | Sealing | Air Curtains | Hospitals | New | ChoNgsd344 | 1 | 24.0304 | 129836.8552 | 0 | GSD | 15 | 0.536 | 0.638 | 0.811 | 0.882 | 1.033 | 1.022 | 1.038 | 1.051 | 1.035 | 1.017 | 0.878 | 0.562 | 7790.2113 | 0 | 5931372.863 | 0 | 0 | 0 | 1 | 0 | 0 | 0.87525
344 | HVAC | Sealing | Air Curtains | Institutional | Existing | CinEgsd344 | 1 | 24.0304 | 129836.8552 | 0 | GSD | 15 | 0.536 | 0.638 | 0.811 | 0.882 | 1.033 | 1.022 | 1.038 | 1.051 | 1.035 | 1.017 | 0.878 | 0.562 | 7790.2113 | 0 | 5931372.863 | 0 | 0 | 0 | 1 | 0 | 0 | 0.87525
344 | HVAC | Sealing | Air Curtains | Institutional | New | CinNgsd344 | 1 | 24.0304 | 129836.8552 | 0 | GSD | 15 | 0.536 | 0.638 | 0.811 | 0.882 | 1.033 | 1.022 | 1.038 | 1.051 | 1.035 | 1.017 | 0.878 | 0.562 | 7790.2113 | 0 | 5931372.863 | 0 | 0 | 0 | 1 | 0 | 0 | 0.87525
344 | HVAC | Sealing | Air Curtains | Lodging/Hospitality | Existing | CloEgsd344 | 1 | 87.105 | 137458.4429 | 0 | GSD | 15 | 0.536 | 0.638 | 0.811 | 0.882 | 1.033 | 1.022 | 1.038 | 1.051 | 1.035 | 1.017 | 0.878 | 0.562 | 8247.5066 | 0 | 6279551.9546 | 0 | 0 | 0 | 1 | 0 | 0 | 0.87525
344 | HVAC | Sealing | Air Curtains | Lodging/Hospitality | New | CloNgsd344 | 1 | 87.105 | 137458.4429 | 0 | GSD | 15 | 0.536 | 0.638 | 0.811 | 0.882 | 1.033 | 1.022 | 1.038 | 1.051 | 1.035 | 1.017 | 0.878 | 0.562 | 8247.5066 | 0 | 6279551.9546 | 0 | 0 | 0 | 1 | 0 | 0 | 0.87525
344 | HVAC | Sealing | Air Curtains | Miscellaneous | Existing | CmiEgsd344 | 1 | 173.2213 | 79038.3601 | 0 | GSD | 15 | 0.536 | 0.638 | 0.811 | 0.882 | 1.033 | 1.022 | 1.038 | 1.051 | 1.035 | 1.017 | 0.878 | 0.562 | 4742.3016 | 0 | 3610731.2023 | 0 | 0 | 0 | 1 | 0 | 0 | 0.87525
344 | HVAC | Sealing | Air Curtains | Miscellaneous | New | CmiNgsd344 | 1 | 173.2213 | 79038.3601 | 0 | GSD | 15 | 0.536 | 0.638 | 0.811 | 0.882 | 1.033 | 1.022 | 1.038 | 1.051 | 1.035 | 1.017 | 0.878 | 0.562 | 4742.3016 | 0 | 3610731.2023 | 0 | 0 | 0 | 1 | 0 | 0 | 0.87525
344 | HVAC | Sealing | Air Curtains | Offices | Existing | CofEgsd344 | 1 | 173.2213 | 79038.3601 | 0 | GSD | 15 | 0.536 | 0.638 | 0.811 | 0.882 | 1.033 | 1.022 | 1.038 | 1.051 | 1.035 | 1.017 | 0.878 | 0.562 | 4742.3016 | 0 | 3610731.2023 | 0 | 0 | 0 | 1 | 0 | 0 | 0.87525
344 | HVAC | Sealing | Air Curtains | Offices | New | CofNgsd344 | 1 | 173.2213 | 79038.3601 | 0 | GSD | 15 | 0.536 | 0.638 | 0.811 | 0.882 | 1.033 | 1.022 | 1.038 | 1.051 | 1.035 | 1.017 | 0.878 | 0.562 | 4742.3016 | 0 | 3610731.2023 | 0 | 0 | 0 | 1 | 0 | 0 | 0.87525
344 | HVAC | Sealing | Air Curtains | Restaurants | Existing | CreEgsd344 | 1 | 68.6335 | 92830.1636 | 0 | GSD | 15 | 0.536 | 0.638 | 0.811 | 0.882 | 1.033 | 1.022 | 1.038 | 1.051 | 1.035 | 1.017 | 0.878 | 0.562 | 5569.8098 | 0 | 4240785.9651 | 0 | 0 | 0 | 1 | 0 | 0 | 0.87525
344 | HVAC | Sealing | Air Curtains | Restaurants | New | CreNgsd344 | 1 | 68.6335 | 92830.1636 | 0 | GSD | 15 | 0.536 | 0.638 | 0.811 | 0.882 | 1.033 | 1.022 | 1.038 | 1.051 | 1.035 | 1.017 | 0.878 | 0.562 | 5569.8098 | 0 | 4240785.9651 | 0 | 0 | 0 | 1 | 0 | 0 | 0.87525
344 | HVAC | Sealing | Air Curtains | Retail | Existing | CrtEgsd344 | 1 | 173.2213 | 79038.3601 | 0 | GSD | 15 | 0.536 | 0.638 | 0.811 | 0.882 | 1.033 | 1.022 | 1.038 | 1.051 | 1.035 | 1.017 | 0.878 | 0.562 | 4742.3016 | 0 | 3610731.2023 | 0 | 0 | 0 | 1 | 0 | 0 | 0.87525
344 | HVAC | Sealing | Air Curtains | Retail | New | CrtNgsd344 | 1 | 173.2213 | 79038.3601 | 0 | GSD | 15 | 0.536 | 0.638 | 0.811 | 0.882 | 1.033 | 1.022 | 1.038 | 1.051 | 1.035 | 1.017 | 0.878 | 0.562 | 4742.3016 | 0 | 3610731.2023 | 0 | 0 | 0 | 1 | 0 | 0 | 0.87525
344 | HVAC | Sealing | Air Curtains | Schools K-12 | Existing | CscEgsd344 | 1 | 173.2213 | 79038.3601 | 0 | GSD | 15 | 0.536 | 0.638 | 0.811 | 0.882 | 1.033 | 1.022 | 1.038 | 1.051 | 1.035 | 1.017 | 0.878 | 0.562 | 4742.3016 | 0 | 3610731.2023 | 0 | 0 | 0 | 1 | 0 | 0 | 0.87525
344 | HVAC | Sealing | Air Curtains | Schools K-12 | New | CscNgsd344 | 1 | 173.2213 | 79038.3601 | 0 | GSD | 15 | 0.536 | 0.638 | 0.811 | 0.882 | 1.033 | 1.022 | 1.038 | 1.051 | 1.035 | 1.017 | 0.878 | 0.562 | 4742.3016 | 0 | 3610731.2023 | 0 | 0 | 0 | 1 | 0 | 0 | 0.87525
344 | HVAC | Sealing | Air Curtains | Warehouse | Existing | CwaEgsd344 | 1 | 173.2213 | 79038.3601 | 0 | GSD | 15 | 0.536 | 0.638 | 0.811 | 0.882 | 1.033 | 1.022 | 1.038 | 1.051 | 1.035 | 1.017 | 0.878 | 0.562 | 4742.3016 | 0 | 3610731.2023 | 0 | 0 | 0 | 1 | 0 | 0 | 0.87525
344 | HVAC | Sealing | Air Curtains | Warehouse | New | CwaNgsd344 | 1 | 173.2213 | 79038.3601 | 0 | GSD | 15 | 0.536 | 0.638 | 0.811 | 0.882 | 1.033 | 1.022 | 1.038 | 1.051 | 1.035 | 1.017 | 0.878 | 0.562 | 4742.3016 | 0 | 3610731.2023 | 0 | 0 | 0 | 1 | 0 | 0 | 0.87525
345 | HVAC | Space Cooling | Data Center Hot Cold Aisle | Data Center | Existing | CdaEgsd345 | 1 | 1.0631 | 9009.009 | 0 | GSD | 15 | 1 | 1 | 1 | 1 | 1 | 1 | 1 | 1 | 1 | 1 | 1 | 1 | 453.0018 | 0 | 24217.7662 | 0 | 0 | 0 | 1 | 0 | 0 | 1
345 | HVAC | Space Cooling | Data Center Hot Cold Aisle | Data Center | New | CdaNgsd345 | 1 | 1.0631 | 9009.009 | 0 | GSD | 15 | 1 | 1 | 1 | 1 | 1 | 1 | 1 | 1 | 1 | 1 | 1 | 1 | 453.0018 | 0 | 24217.7662 | 0 | 0 | 0 | 1 | 0 | 0 | 1
346 | HVAC | Space Cooling | High Efficiency Data Center Cooling | Assembly | Turnover | CasTgsd346 | 1 | 0 | 3002.444 | 0 | GSD | 15 | 1 | 1 | 1 | 1 | 1 | 1 | 1 | 1 | 1 | 1 | 1 | 1 | 180.1466 | 0 | 4863.9593 | 0 | 0 | 0 | 1 | 0 | 0 | 1
346 | HVAC | Space Cooling | High Efficiency Data Center Cooling | Assembly | New | CasNgsd346 | 1 | 0 | 3002.444 | 0 | GSD | 15 | 1 | 1 | 1 | 1 | 1 | 1 | 1 | 1 | 1 | 1 | 1 | 1 | 180.1466 | 0 | 4863.9593 | 0 | 0 | 0 | 1 | 0 | 0 | 1
346 | HVAC | Space Cooling | High Efficiency Data Center Cooling | College and University | Turnover | CcoTgsd346 | 1 | 0 | 4932.1338 | 0 | GSD | 15 | 1 | 1 | 1 | 1 | 1 | 1 | 1 | 1 | 1 | 1 | 1 | 1 | 295.928 | 0 | 7990.0568 | 0 | 0 | 0 | 1 | 0 | 0 | 1
346 | HVAC | Space Cooling | High Efficiency Data Center Cooling | College and University | New | CcoNgsd346 | 1 | 0 | 4932.1338 | 0 | GSD | 15 | 1 | 1 | 1 | 1 | 1 | 1 | 1 | 1 | 1 | 1 | 1 | 1 | 295.928 | 0 | 7990.0568 | 0 | 0 | 0 | 1 | 0 | 0 | 1
346 | HVAC | Space Cooling | High Efficiency Data Center Cooling | Data Center | Turnover | CdaTgsd346 | 1 | 0 | 4932.1338 | 0 | GSD | 15 | 1 | 1 | 1 | 1 | 1 | 1 | 1 | 1 | 1 | 1 | 1 | 1 | 295.928 | 0 | 7990.0568 | 0 | 0 | 0 | 1 | 0 | 0 | 1
346 | HVAC | Space Cooling | High Efficiency Data Center Cooling | Data Center | New | CdaNgsd346 | 1 | 0 | 4932.1338 | 0 | GSD | 15 | 1 | 1 | 1 | 1 | 1 | 1 | 1 | 1 | 1 | 1 | 1 | 1 | 295.928 | 0 | 7990.0568 | 0 | 0 | 0 | 1 | 0 | 0 | 1
346 | HVAC | Space Cooling | High Efficiency Data Center Cooling | Grocery | Turnover | CgrTgsd346 | 1 | 0 | 3526.3542 | 0 | GSD | 15 | 1 | 1 | 1 | 1 | 1 | 1 | 1 | 1 | 1 | 1 | 1 | 1 | 211.5813 | 0 | 5712.6965 | 0 | 0 | 0 | 1 | 0 | 0 | 1
346 | HVAC | Space Cooling | High Efficiency Data Center Cooling | Grocery | New | CgrNgsd346 | 1 | 0 | 3526.3542 | 0 | GSD | 15 | 1 | 1 | 1 | 1 | 1 | 1 | 1 | 1 | 1 | 1 | 1 | 1 | 211.5813 | 0 | 5712.6965 | 0 | 0 | 0 | 1 | 0 | 0 | 1
346 | HVAC | Space Cooling | High Efficiency Data Center Cooling | Healthcare | Turnover | CheTgsd346 | 1 | 0 | 4932.1338 | 0 | GSD | 15 | 1 | 1 | 1 | 1 | 1 | 1 | 1 | 1 | 1 | 1 | 1 | 1 | 295.928 | 0 | 7990.0516 | 0 | 0 | 0 | 1 | 0 | 0 | 1
346 | HVAC | Space Cooling | High Efficiency Data Center Cooling | Healthcare | New | CheNgsd346 | 1 | 0 | 4932.1338 | 0 | GSD | 15 | 1 | 1 | 1 | 1 | 1 | 1 | 1 | 1 | 1 | 1 | 1 | 1 | 295.928 | 0 | 7990.0516 | 0 | 0 | 0 | 1 | 0 | 0 | 1
346 | HVAC | Space Cooling | High Efficiency Data Center Cooling | Hospitals | Turnover | ChoTgsd346 | 1 | 0 | 4932.1338 | 0 | GSD | 15 | 1 | 1 | 1 | 1 | 1 | 1 | 1 | 1 | 1 | 1 | 1 | 1 | 295.928 | 0 | 7990.0568 | 0 | 0 | 0 | 1 | 0 | 0 | 1
346 | HVAC | Space Cooling | High Efficiency Data Center Cooling | Hospitals | New | ChoNgsd346 | 1 | 0 | 4932.1338 | 0 | GSD | 15 | 1 | 1 | 1 | 1 | 1 | 1 | 1 | 1 | 1 | 1 | 1 | 1 | 295.928 | 0 | 7990.0568 | 0 | 0 | 0 | 1 | 0 | 0 | 1
346 | HVAC | Space Cooling | High Efficiency Data Center Cooling | Institutional | Turnover | CinTgsd346 | 1 | 0 | 4932.1338 | 0 | GSD | 15 | 1 | 1 | 1 | 1 | 1 | 1 | 1 | 1 | 1 | 1 | 1 | 1 | 295.928 | 0 | 7990.0559 | 0 | 0 | 0 | 1 | 0 | 0 | 1
346 | HVAC | Space Cooling | High Efficiency Data Center Cooling | Institutional | New | CinNgsd346 | 1 | 0 | 4932.1338 | 0 | GSD | 15 | 1 | 1 | 1 | 1 | 1 | 1 | 1 | 1 | 1 | 1 | 1 | 1 | 295.928 | 0 | 7990.0559 | 0 | 0 | 0 | 1 | 0 | 0 | 1
346 | HVAC | Space Cooling | High Efficiency Data Center Cooling | Lodging/Hospitality | Turnover | CloTgsd346 | 1 | 0 | 5221.6594 | 0 | GSD | 15 | 1 | 1 | 1 | 1 | 1 | 1 | 1 | 1 | 1 | 1 | 1 | 1 | 313.2996 | 0 | 8459.0883 | 0 | 0 | 0 | 1 | 0 | 0 | 1
346 | HVAC | Space Cooling | High Efficiency Data Center Cooling | Lodging/Hospitality | New | CloNgsd346 | 1 | 0 | 5221.6594 | 0 | GSD | 15 | 1 | 1 | 1 | 1 | 1 | 1 | 1 | 1 | 1 | 1 | 1 | 1 | 313.2996 | 0 | 8459.0883 | 0 | 0 | 0 | 1 | 0 | 0 | 1
346 | HVAC | Space Cooling | High Efficiency Data Center Cooling | Miscellaneous | Turnover | CmiTgsd346 | 1 | 0 | 3002.444 | 0 | GSD | 15 | 1 | 1 | 1 | 1 | 1 | 1 | 1 | 1 | 1 | 1 | 1 | 1 | 180.1466 | 0 | 4863.9593 | 0 | 0 | 0 | 1 | 0 | 0 | 1
346 | HVAC | Space Cooling | High Efficiency Data Center Cooling | Miscellaneous | New | CmiNgsd346 | 1 | 0 | 3002.444 | 0 | GSD | 15 | 1 | 1 | 1 | 1 | 1 | 1 | 1 | 1 | 1 | 1 | 1 | 1 | 180.1466 | 0 | 4863.9593 | 0 | 0 | 0 | 1 | 0 | 0 | 1
346 | HVAC | Space Cooling | High Efficiency Data Center Cooling | Offices | Turnover | CofTgsd346 | 1 | 0 | 3002.444 | 0 | GSD | 15 | 1 | 1 | 1 | 1 | 1 | 1 | 1 | 1 | 1 | 1 | 1 | 1 | 180.1466 | 0 | 4863.9593 | 0 | 0 | 0 | 1 | 0 | 0 | 1
346 | HVAC | Space Cooling | High Efficiency Data Center Cooling | Offices | New | CofNgsd346 | 1 | 0 | 3002.444 | 0 | GSD | 15 | 1 | 1 | 1 | 1 | 1 | 1 | 1 | 1 | 1 | 1 | 1 | 1 | 180.1466 | 0 | 4863.9593 | 0 | 0 | 0 | 1 | 0 | 0 | 1
346 | HVAC | Space Cooling | High Efficiency Data Center Cooling | Restaurants | Turnover | CreTgsd346 | 1 | 0 | 3526.3542 | 0 | GSD | 15 | 1 | 1 | 1 | 1 | 1 | 1 | 1 | 1 | 1 | 1 | 1 | 1 | 211.5813 | 0 | 5712.6938 | 0 | 0 | 0 | 1 | 0 | 0 | 1
346 | HVAC | Space Cooling | High Efficiency Data Center Cooling | Restaurants | New | CreNgsd346 | 1 | 0 | 3526.3542 | 0 | GSD | 15 | 1 | 1 | 1 | 1 | 1 | 1 | 1 | 1 | 1 | 1 | 1 | 1 | 211.5813 | 0 | 5712.6938 | 0 | 0 | 0 | 1 | 0 | 0 | 1
346 | HVAC | Space Cooling | High Efficiency Data Center Cooling | Retail | Turnover | CrtTgsd346 | 1 | 0 | 3002.444 | 0 | GSD | 15 | 1 | 1 | 1 | 1 | 1 | 1 | 1 | 1 | 1 | 1 | 1 | 1 | 180.1466 | 0 | 4863.9593 | 0 | 0 | 0 | 1 | 0 | 0 | 1
346 | HVAC | Space Cooling | High Efficiency Data Center Cooling | Retail | New | CrtNgsd346 | 1 | 0 | 3002.444 | 0 | GSD | 15 | 1 | 1 | 1 | 1 | 1 | 1 | 1 | 1 | 1 | 1 | 1 | 1 | 180.1466 | 0 | 4863.9593 | 0 | 0 | 0 | 1 | 0 | 0 | 1
346 | HVAC | Space Cooling | High Efficiency Data Center Cooling | Schools K-12 | Turnover | CscTgsd346 | 1 | 0 | 3002.444 | 0 | GSD | 15 | 1 | 1 | 1 | 1 | 1 | 1 | 1 | 1 | 1 | 1 | 1 | 1 | 180.1466 | 0 | 4863.9593 | 0 | 0 | 0 | 1 | 0 | 0 | 1
346 | HVAC | Space Cooling | High Efficiency Data Center Cooling | Schools K-12 | New | CscNgsd346 | 1 | 0 | 3002.444 | 0 | GSD | 15 | 1 | 1 | 1 | 1 | 1 | 1 | 1 | 1 | 1 | 1 | 1 | 1 | 180.1466 | 0 | 4863.9593 | 0 | 0 | 0 | 1 | 0 | 0 | 1
346 | HVAC | Space Cooling | High Efficiency Data Center Cooling | Warehouse | Turnover | CwaTgsd346 | 1 | 0 | 3002.444 | 0 | GSD | 15 | 1 | 1 | 1 | 1 | 1 | 1 | 1 | 1 | 1 | 1 | 1 | 1 | 180.1466 | 0 | 4863.96 | 0 | 0 | 0 | 1 | 0 | 0 | 1
346 | HVAC | Space Cooling | High Efficiency Data Center Cooling | Warehouse | New | CwaNgsd346 | 1 | 0 | 3002.444 | 0 | GSD | 15 | 1 | 1 | 1 | 1 | 1 | 1 | 1 | 1 | 1 | 1 | 1 | 1 | 180.1466 | 0 | 4863.96 | 0 | 0 | 0 | 1 | 0 | 0 | 1
347 | HVAC | Ventilation | Demand Controlled Ventilation | Assembly | Existing | CasEgsd347 | 1 | 0.7121 | 3545.5611 | 0 | GSD | 10 | 1 | 1 | 1 | 1 | 1 | 1 | 1 | 1 | 1 | 1 | 1 | 1 | 178.2822 | 0 | 4248.7657 | 0 | 0 | 0 | 1 | 0 | 0 | 1
347 | HVAC | Ventilation | Demand Controlled Ventilation | Assembly | New | CasNgsd347 | 1 | 0.7121 | 3545.5611 | 0 | GSD | 10 | 1 | 1 | 1 | 1 | 1 | 1 | 1 | 1 | 1 | 1 | 1 | 1 | 178.2822 | 0 | 4248.7657 | 0 | 0 | 0 | 1 | 0 | 0 | 1
347 | HVAC | Ventilation | Demand Controlled Ventilation | College and University | Existing | CcoEgsd347 | 1 | 0.7896 | 6851.7404 | 0 | GSD | 10 | 1 | 1 | 1 | 1 | 1 | 1 | 1 | 1 | 1 | 1 | 1 | 1 | 344.5274 | 0 | 5642.919 | 0 | 0 | 0 | 1 | 0 | 0 | 1
347 | HVAC | Ventilation | Demand Controlled Ventilation | College and University | New | CcoNgsd347 | 1 | 0.7896 | 6851.7404 | 0 | GSD | 10 | 1 | 1 | 1 | 1 | 1 | 1 | 1 | 1 | 1 | 1 | 1 | 1 | 344.5274 | 0 | 5642.919 | 0 | 0 | 0 | 1 | 0 | 0 | 1
347 | HVAC | Ventilation | Demand Controlled Ventilation | Data Center | Existing | CdaEgsd347 | 1 | 0.7896 | 6851.7404 | 0 | GSD | 10 | 1 | 1 | 1 | 1 | 1 | 1 | 1 | 1 | 1 | 1 | 1 | 1 | 344.5274 | 0 | 5642.9149 | 0 | 0 | 0 | 1 | 0 | 0 | 1
347 | HVAC | Ventilation | Demand Controlled Ventilation | Data Center | New | CdaNgsd347 | 1 | 0.7896 | 6851.7404 | 0 | GSD | 10 | 1 | 1 | 1 | 1 | 1 | 1 | 1 | 1 | 1 | 1 | 1 | 1 | 344.5274 | 0 | 5642.9149 | 0 | 0 | 0 | 1 | 0 | 0 | 1
347 | HVAC | Ventilation | Demand Controlled Ventilation | Grocery | Existing | CgrEgsd347 | 1 | 0.74481 | 4506.7038 | 0 | GSD | 10 | 1 | 1 | 1 | 1 | 1 | 1 | 1 | 1 | 1 | 1 | 1 | 1 | 226.6115 | 0 | 3711.6018 | 0 | 0 | 0 | 1 | 0 | 0 | 1
347 | HVAC | Ventilation | Demand Controlled Ventilation | Grocery | New | CgrNgsd347 | 1 | 0.74481 | 4506.7038 | 0 | GSD | 10 | 1 | 1 | 1 | 1 | 1 | 1 | 1 | 1 | 1 | 1 | 1 | 1 | 226.6115 | 0 | 3711.6018 | 0 | 0 | 0 | 1 | 0 | 0 | 1
347 | HVAC | Ventilation | Demand Controlled Ventilation | Healthcare | Existing | CheEgsd347 | 1 | 0.7896 | 6851.7404 | 0 | GSD | 10 | 1 | 1 | 1 | 1 | 1 | 1 | 1 | 1 | 1 | 1 | 1 | 1 | 344.5274 | 0 | 5642.9145 | 0 | 0 | 0 | 1 | 0 | 0 | 1
347 | HVAC | Ventilation | Demand Controlled Ventilation | Healthcare | New | CheNgsd347 | 1 | 0.7896 | 6851.7404 | 0 | GSD | 10 | 1 | 1 | 1 | 1 | 1 | 1 | 1 | 1 | 1 | 1 | 1 | 1 | 344.5274 | 0 | 5642.9145 | 0 | 0 | 0 | 1 | 0 | 0 | 1
347 | HVAC | Ventilation | Demand Controlled Ventilation | Hospitals | Existing | ChoEgsd347 | 1 | 0.7896 | 6851.7404 | 0 | GSD | 10 | 1 | 1 | 1 | 1 | 1 | 1 | 1 | 1 | 1 | 1 | 1 | 1 | 344.5274 | 0 | 5642.9147 | 0 | 0 | 0 | 1 | 0 | 0 | 1
347 | HVAC | Ventilation | Demand Controlled Ventilation | Hospitals | New | ChoNgsd347 | 1 | 0.7896 | 6851.7404 | 0 | GSD | 10 | 1 | 1 | 1 | 1 | 1 | 1 | 1 | 1 | 1 | 1 | 1 | 1 | 344.5274 | 0 | 5642.9147 | 0 | 0 | 0 | 1 | 0 | 0 | 1
347 | HVAC | Ventilation | Demand Controlled Ventilation | Institutional | Existing | CinEgsd347 | 1 | 0.7896 | 6851.7404 | 0 | GSD | 10 | 1 | 1 | 1 | 1 | 1 | 1 | 1 | 1 | 1 | 1 | 1 | 1 | 344.5274 | 0 | 8628.1521 | 0 | 0 | 0 | 1 | 0 | 0 | 1
347 | HVAC | Ventilation | Demand Controlled Ventilation | Institutional | New | CinNgsd347 | 1 | 0.7896 | 6851.7404 | 0 | GSD | 10 | 1 | 1 | 1 | 1 | 1 | 1 | 1 | 1 | 1 | 1 | 1 | 1 | 344.5274 | 0 | 8628.1521 | 0 | 0 | 0 | 1 | 0 | 0 | 1
347 | HVAC | Ventilation | Demand Controlled Ventilation | Lodging/Hospitality | Existing | CloEgsd347 | 1 | 0.41054 | 5522.7016 | 0 | GSD | 10 | 1 | 1 | 1 | 1 | 1 | 1 | 1 | 1 | 1 | 1 | 1 | 1 | 277.6991 | 0 | 4548.3513 | 0 | 0 | 0 | 1 | 0 | 0 | 1
347 | HVAC | Ventilation | Demand Controlled Ventilation | Lodging/Hospitality | New | CloNgsd347 | 1 | 0.41054 | 5522.7016 | 0 | GSD | 10 | 1 | 1 | 1 | 1 | 1 | 1 | 1 | 1 | 1 | 1 | 1 | 1 | 277.6991 | 0 | 4548.3513 | 0 | 0 | 0 | 1 | 0 | 0 | 1
347 | HVAC | Ventilation | Demand Controlled Ventilation | Miscellaneous | Existing | CmiEgsd347 | 1 | 0.7121 | 3545.5611 | 0 | GSD | 10 | 1 | 1 | 1 | 1 | 1 | 1 | 1 | 1 | 1 | 1 | 1 | 1 | 178.2822 | 0 | 4181.324 | 0 | 0 | 0 | 1 | 0 | 0 | 1
347 | HVAC | Ventilation | Demand Controlled Ventilation | Miscellaneous | New | CmiNgsd347 | 1 | 0.7121 | 3545.5611 | 0 | GSD | 10 | 1 | 1 | 1 | 1 | 1 | 1 | 1 | 1 | 1 | 1 | 1 | 1 | 178.2822 | 0 | 4181.324 | 0 | 0 | 0 | 1 | 0 | 0 | 1
347 | HVAC | Ventilation | Demand Controlled Ventilation | Offices | Existing | CofEgsd347 | 1 | 0.7121 | 3545.5611 | 0 | GSD | 10 | 1 | 1 | 1 | 1 | 1 | 1 | 1 | 1 | 1 | 1 | 1 | 1 | 178.2822 | 0 | 2920.0322 | 0 | 0 | 0 | 1 | 0 | 0 | 1
347 | HVAC | Ventilation | Demand Controlled Ventilation | Offices | New | CofNgsd347 | 1 | 0.7121 | 3545.5611 | 0 | GSD | 10 | 1 | 1 | 1 | 1 | 1 | 1 | 1 | 1 | 1 | 1 | 1 | 1 | 178.2822 | 0 | 2920.0322 | 0 | 0 | 0 | 1 | 0 | 0 | 1
347 | HVAC | Ventilation | Demand Controlled Ventilation | Restaurants | Existing | CreEgsd347 | 1 | 0.74481 | 4506.7038 | 0 | GSD | 10 | 1 | 1 | 1 | 1 | 1 | 1 | 1 | 1 | 1 | 1 | 1 | 1 | 226.6115 | 0 | 3711.6034 | 0 | 0 | 0 | 1 | 0 | 0 | 1
347 | HVAC | Ventilation | Demand Controlled Ventilation | Restaurants | New | CreNgsd347 | 1 | 0.74481 | 4506.7038 | 0 | GSD | 10 | 1 | 1 | 1 | 1 | 1 | 1 | 1 | 1 | 1 | 1 | 1 | 1 | 226.6115 | 0 | 3711.6034 | 0 | 0 | 0 | 1 | 0 | 0 | 1
347 | HVAC | Ventilation | Demand Controlled Ventilation | Retail | Existing | CrtEgsd347 | 1 | 0.7121 | 3545.5611 | 0 | GSD | 10 | 1 | 1 | 1 | 1 | 1 | 1 | 1 | 1 | 1 | 1 | 1 | 1 | 178.2822 | 0 | 2920.0318 | 0 | 0 | 0 | 1 | 0 | 0 | 1
347 | HVAC | Ventilation | Demand Controlled Ventilation | Retail | New | CrtNgsd347 | 1 | 0.7121 | 3545.5611 | 0 | GSD | 10 | 1 | 1 | 1 | 1 | 1 | 1 | 1 | 1 | 1 | 1 | 1 | 1 | 178.2822 | 0 | 2920.0318 | 0 | 0 | 0 | 1 | 0 | 0 | 1
347 | HVAC | Ventilation | Demand Controlled Ventilation | Schools K-12 | Existing | CscEgsd347 | 1 | 0.7121 | 3545.5611 | 0 | GSD | 10 | 1 | 1 | 1 | 1 | 1 | 1 | 1 | 1 | 1 | 1 | 1 | 1 | 178.2822 | 0 | 2920.0328 | 0 | 0 | 0 | 1 | 0 | 0 | 1
347 | HVAC | Ventilation | Demand Controlled Ventilation | Schools K-12 | New | CscNgsd347 | 1 | 0.7121 | 3545.5611 | 0 | GSD | 10 | 1 | 1 | 1 | 1 | 1 | 1 | 1 | 1 | 1 | 1 | 1 | 1 | 178.2822 | 0 | 2920.0328 | 0 | 0 | 0 | 1 | 0 | 0 | 1
347 | HVAC | Ventilation | Demand Controlled Ventilation | Warehouse | Existing | CwaEgsd347 | 1 | 0.7121 | 3545.5611 | 0 | GSD | 10 | 1 | 1 | 1 | 1 | 1 | 1 | 1 | 1 | 1 | 1 | 1 | 1 | 178.2822 | 0 | 10975.9694 | 0 | 0 | 0 | 1 | 0 | 0 | 1
347 | HVAC | Ventilation | Demand Controlled Ventilation | Warehouse | New | CwaNgsd347 | 1 | 0.7121 | 3545.5611 | 0 | GSD | 10 | 1 | 1 | 1 | 1 | 1 | 1 | 1 | 1 | 1 | 1 | 1 | 1 | 178.2822 | 0 | 10975.9694 | 0 | 0 | 0 | 1 | 0 | 0 | 1
348 | HVAC | Ventilation | Destratification Fans | Assembly | Existing | CasEgsd348 | 0 | 21.8474 | 9589.97 | 0 | GSD | 10 | 1 | 1 | 1 | 1 | 1 | 1 | 1 | 1 | 1 | 1 | 1 | 1 | 482.2144 | 0 | 6919 | 0 | 0 | 0 | 1 | 0 | 0 | 1
348 | HVAC | Ventilation | Destratification Fans | Assembly | New | CasNgsd348 | 0 | 21.8474 | 9589.97 | 0 | GSD | 10 | 1 | 1 | 1 | 1 | 1 | 1 | 1 | 1 | 1 | 1 | 1 | 1 | 482.2144 | 0 | 6919 | 0 | 0 | 0 | 1 | 0 | 0 | 1
348 | HVAC | Ventilation | Destratification Fans | College and University | Existing | CcoEgsd348 | 0 | 1.845 | 9589.97 | 0 | GSD | 10 | 1 | 1 | 1 | 1 | 1 | 1 | 1 | 1 | 1 | 1 | 1 | 1 | 482.2144 | 0 | 6919 | 0 | 0 | 0 | 1 | 0 | 0 | 1
348 | HVAC | Ventilation | Destratification Fans | College and University | New | CcoNgsd348 | 0 | 1.845 | 9589.97 | 0 | GSD | 10 | 1 | 1 | 1 | 1 | 1 | 1 | 1 | 1 | 1 | 1 | 1 | 1 | 482.2144 | 0 | 6919 | 0 | 0 | 0 | 1 | 0 | 0 | 1
348 | HVAC | Ventilation | Destratification Fans | Data Center | Existing | CdaEgsd348 | 0 | 1.845 | 9589.97 | 0 | GSD | 10 | 1 | 1 | 1 | 1 | 1 | 1 | 1 | 1 | 1 | 1 | 1 | 1 | 482.2144 | 0 | 6919 | 0 | 0 | 0 | 1 | 0 | 0 | 1
348 | HVAC | Ventilation | Destratification Fans | Data Center | New | CdaNgsd348 | 0 | 1.845 | 9589.97 | 0 | GSD | 10 | 1 | 1 | 1 | 1 | 1 | 1 | 1 | 1 | 1 | 1 | 1 | 1 | 482.2144 | 0 | 6919 | 0 | 0 | 0 | 1 | 0 | 0 | 1
348 | HVAC | Ventilation | Destratification Fans | Grocery | Existing | CgrEgsd348 | 0 | 7.3703 | 9589.97 | 0 | GSD | 10 | 1 | 1 | 1 | 1 | 1 | 1 | 1 | 1 | 1 | 1 | 1 | 1 | 482.2144 | 0 | 6919 | 0 | 0 | 0 | 1 | 0 | 0 | 1
348 | HVAC | Ventilation | Destratification Fans | Grocery | New | CgrNgsd348 | 0 | 7.3703 | 9589.97 | 0 | GSD | 10 | 1 | 1 | 1 | 1 | 1 | 1 | 1 | 1 | 1 | 1 | 1 | 1 | 482.2144 | 0 | 6919 | 0 | 0 | 0 | 1 | 0 | 0 | 1
348 | HVAC | Ventilation | Destratification Fans | Healthcare | Existing | CheEgsd348 | 0 | 1.845 | 9589.97 | 0 | GSD | 10 | 1 | 1 | 1 | 1 | 1 | 1 | 1 | 1 | 1 | 1 | 1 | 1 | 482.2144 | 0 | 6919 | 0 | 0 | 0 | 1 | 0 | 0 | 1
348 | HVAC | Ventilation | Destratification Fans | Healthcare | New | CheNgsd348 | 0 | 1.845 | 9589.97 | 0 | GSD | 10 | 1 | 1 | 1 | 1 | 1 | 1 | 1 | 1 | 1 | 1 | 1 | 1 | 482.2144 | 0 | 6919 | 0 | 0 | 0 | 1 | 0 | 0 | 1
348 | HVAC | Ventilation | Destratification Fans | Hospitals | Existing | ChoEgsd348 | 0 | 1.845 | 9589.97 | 0 | GSD | 10 | 1 | 1 | 1 | 1 | 1 | 1 | 1 | 1 | 1 | 1 | 1 | 1 | 482.2144 | 0 | 6919 | 0 | 0 | 0 | 1 | 0 | 0 | 1
348 | HVAC | Ventilation | Destratification Fans | Hospitals | New | ChoNgsd348 | 0 | 1.845 | 9589.97 | 0 | GSD | 10 | 1 | 1 | 1 | 1 | 1 | 1 | 1 | 1 | 1 | 1 | 1 | 1 | 482.2144 | 0 | 6919 | 0 | 0 | 0 | 1 | 0 | 0 | 1
348 | HVAC | Ventilation | Destratification Fans | Institutional | Existing | CinEgsd348 | 0 | 1.845 | 9589.97 | 0 | GSD | 10 | 1 | 1 | 1 | 1 | 1 | 1 | 1 | 1 | 1 | 1 | 1 | 1 | 482.2144 | 0 | 6919 | 0 | 0 | 0 | 1 | 0 | 0 | 1
348 | HVAC | Ventilation | Destratification Fans | Institutional | New | CinNgsd348 | 0 | 1.845 | 9589.97 | 0 | GSD | 10 | 1 | 1 | 1 | 1 | 1 | 1 | 1 | 1 | 1 | 1 | 1 | 1 | 482.2144 | 0 | 6919 | 0 | 0 | 0 | 1 | 0 | 0 | 1
348 | HVAC | Ventilation | Destratification Fans | Lodging/Hospitality | Existing | CloEgsd348 | 0 | 6.317 | 9589.97 | 0 | GSD | 10 | 1 | 1 | 1 | 1 | 1 | 1 | 1 | 1 | 1 | 1 | 1 | 1 | 482.2144 | 0 | 6919 | 0 | 0 | 0 | 1 | 0 | 0 | 1
348 | HVAC | Ventilation | Destratification Fans | Lodging/Hospitality | New | CloNgsd348 | 0 | 6.317 | 9589.97 | 0 | GSD | 10 | 1 | 1 | 1 | 1 | 1 | 1 | 1 | 1 | 1 | 1 | 1 | 1 | 482.2144 | 0 | 6919 | 0 | 0 | 0 | 1 | 0 | 0 | 1
348 | HVAC | Ventilation | Destratification Fans | Miscellaneous | Existing | CmiEgsd348 | 0 | 21.8474 | 9589.97 | 0 | GSD | 10 | 1 | 1 | 1 | 1 | 1 | 1 | 1 | 1 | 1 | 1 | 1 | 1 | 482.2144 | 0 | 6919 | 0 | 0 | 0 | 1 | 0 | 0 | 1
348 | HVAC | Ventilation | Destratification Fans | Miscellaneous | New | CmiNgsd348 | 0 | 21.8474 | 9589.97 | 0 | GSD | 10 | 1 | 1 | 1 | 1 | 1 | 1 | 1 | 1 | 1 | 1 | 1 | 1 | 482.2144 | 0 | 6919 | 0 | 0 | 0 | 1 | 0 | 0 | 1
348 | HVAC | Ventilation | Destratification Fans | Offices | Existing | CofEgsd348 | 0 | 21.8474 | 9589.97 | 0 | GSD | 10 | 1 | 1 | 1 | 1 | 1 | 1 | 1 | 1 | 1 | 1 | 1 | 1 | 482.2144 | 0 | 6919 | 0 | 0 | 0 | 1 | 0 | 0 | 1
348 | HVAC | Ventilation | Destratification Fans | Offices | New | CofNgsd348 | 0 | 21.8474 | 9589.97 | 0 | GSD | 10 | 1 | 1 | 1 | 1 | 1 | 1 | 1 | 1 | 1 | 1 | 1 | 1 | 482.2144 | 0 | 6919 | 0 | 0 | 0 | 1 | 0 | 0 | 1
348 | HVAC | Ventilation | Destratification Fans | Restaurants | Existing | CreEgsd348 | 0 | 7.3703 | 9589.97 | 0 | GSD | 10 | 1 | 1 | 1 | 1 | 1 | 1 | 1 | 1 | 1 | 1 | 1 | 1 | 482.2144 | 0 | 6919 | 0 | 0 | 0 | 1 | 0 | 0 | 1
348 | HVAC | Ventilation | Destratification Fans | Restaurants | New | CreNgsd348 | 0 | 7.3703 | 9589.97 | 0 | GSD | 10 | 1 | 1 | 1 | 1 | 1 | 1 | 1 | 1 | 1 | 1 | 1 | 1 | 482.2144 | 0 | 6919 | 0 | 0 | 0 | 1 | 0 | 0 | 1
348 | HVAC | Ventilation | Destratification Fans | Retail | Existing | CrtEgsd348 | 0 | 21.8474 | 9589.97 | 0 | GSD | 10 | 1 | 1 | 1 | 1 | 1 | 1 | 1 | 1 | 1 | 1 | 1 | 1 | 482.2144 | 0 | 6919 | 0 | 0 | 0 | 1 | 0 | 0 | 1
348 | HVAC | Ventilation | Destratification Fans | Retail | New | CrtNgsd348 | 0 | 21.8474 | 9589.97 | 0 | GSD | 10 | 1 | 1 | 1 | 1 | 1 | 1 | 1 | 1 | 1 | 1 | 1 | 1 | 482.2144 | 0 | 6919 | 0 | 0 | 0 | 1 | 0 | 0 | 1
348 | HVAC | Ventilation | Destratification Fans | Schools K-12 | Existing | CscEgsd348 | 0 | 21.8474 | 9589.97 | 0 | GSD | 10 | 1 | 1 | 1 | 1 | 1 | 1 | 1 | 1 | 1 | 1 | 1 | 1 | 482.2144 | 0 | 6919 | 0 | 0 | 0 | 1 | 0 | 0 | 1
348 | HVAC | Ventilation | Destratification Fans | Schools K-12 | New | CscNgsd348 | 0 | 21.8474 | 9589.97 | 0 | GSD | 10 | 1 | 1 | 1 | 1 | 1 | 1 | 1 | 1 | 1 | 1 | 1 | 1 | 482.2144 | 0 | 6919 | 0 | 0 | 0 | 1 | 0 | 0 | 1
348 | HVAC | Ventilation | Destratification Fans | Warehouse | Existing | CwaEgsd348 | 0 | 21.8474 | 9589.97 | 0 | GSD | 10 | 1 | 1 | 1 | 1 | 1 | 1 | 1 | 1 | 1 | 1 | 1 | 1 | 482.2144 | 0 | 6919 | 0 | 0 | 0 | 1 | 0 | 0 | 1
348 | HVAC | Ventilation | Destratification Fans | Warehouse | New | CwaNgsd348 | 0 | 21.8474 | 9589.97 | 0 | GSD | 10 | 1 | 1 | 1 | 1 | 1 | 1 | 1 | 1 | 1 | 1 | 1 | 1 | 482.2144 | 0 | 6919 | 0 | 0 | 0 | 1 | 0 | 0 | 1
349 | HVAC | Ventilation | Energy Recovery Ventilation System (ERV) | Assembly | Existing | CasEgsd349 | 1 | 0 | 3002.4418 | 0 | GSD | 15 | 1.4643 | 1.391 | 1.4253 | 1.4319 | 1.4238 | 1.3901 | 1.2504 | 1.3782 | 1.4309 | 1.4735 | 1.4117 | 1.4938 | 150.9724 | 0 | 7457.8027 | 0 | 0 | 0 | 1 | 0 | 0 | 1.4137
349 | HVAC | Ventilation | Energy Recovery Ventilation System (ERV) | Assembly | New | CasNgsd349 | 1 | 0 | 3002.4418 | 0 | GSD | 15 | 1.4643 | 1.391 | 1.4253 | 1.4319 | 1.4238 | 1.3901 | 1.2504 | 1.3782 | 1.4309 | 1.4735 | 1.4117 | 1.4938 | 150.9724 | 0 | 7457.8027 | 0 | 0 | 0 | 1 | 0 | 0 | 1.4137
349 | HVAC | Ventilation | Energy Recovery Ventilation System (ERV) | College and University | Existing | CcoEgsd349 | 1 | 0 | 4932.1455 | 0 | GSD | 15 | 1.4643 | 1.391 | 1.4253 | 1.4319 | 1.4238 | 1.3901 | 1.2504 | 1.3782 | 1.4309 | 1.4735 | 1.4117 | 1.4938 | 248.0041 | 0 | 12251.0178 | 0 | 0 | 0 | 1 | 0 | 0 | 1.4137
349 | HVAC | Ventilation | Energy Recovery Ventilation System (ERV) | College and University | New | CcoNgsd349 | 1 | 0 | 4932.1455 | 0 | GSD | 15 | 1.4643 | 1.391 | 1.4253 | 1.4319 | 1.4238 | 1.3901 | 1.2504 | 1.3782 | 1.4309 | 1.4735 | 1.4117 | 1.4938 | 248.0041 | 0 | 12251.0178 | 0 | 0 | 0 | 1 | 0 | 0 | 1.4137
349 | HVAC | Ventilation | Energy Recovery Ventilation System (ERV) | Data Center | Existing | CdaEgsd349 | 1 | 0 | 4932.1455 | 0 | GSD | 15 | 1.4643 | 1.391 | 1.4253 | 1.4319 | 1.4238 | 1.3901 | 1.2504 | 1.3782 | 1.4309 | 1.4735 | 1.4117 | 1.4938 | 248.0041 | 0 | 12251.0178 | 0 | 0 | 0 | 1 | 0 | 0 | 1.4137
349 | HVAC | Ventilation | Energy Recovery Ventilation System (ERV) | Data Center | New | CdaNgsd349 | 1 | 0 | 4932.1455 | 0 | GSD | 15 | 1.4643 | 1.391 | 1.4253 | 1.4319 | 1.4238 | 1.3901 | 1.2504 | 1.3782 | 1.4309 | 1.4735 | 1.4117 | 1.4938 | 248.0041 | 0 | 12251.0178 | 0 | 0 | 0 | 1 | 0 | 0 | 1.4137
349 | HVAC | Ventilation | Energy Recovery Ventilation System (ERV) | Grocery | Existing | CgrEgsd349 | 1 | 0 | 3526.3551 | 0 | GSD | 15 | 1.4643 | 1.391 | 1.4253 | 1.4319 | 1.4238 | 1.3901 | 1.2504 | 1.3782 | 1.4309 | 1.4735 | 1.4117 | 1.4938 | 177.3164 | 0 | 8759.1575 | 0 | 0 | 0 | 1 | 0 | 0 | 1.4137
349 | HVAC | Ventilation | Energy Recovery Ventilation System (ERV) | Grocery | New | CgrNgsd349 | 1 | 0 | 3526.3551 | 0 | GSD | 15 | 1.4643 | 1.391 | 1.4253 | 1.4319 | 1.4238 | 1.3901 | 1.2504 | 1.3782 | 1.4309 | 1.4735 | 1.4117 | 1.4938 | 177.3164 | 0 | 8759.1575 | 0 | 0 | 0 | 1 | 0 | 0 | 1.4137
349 | HVAC | Ventilation | Energy Recovery Ventilation System (ERV) | Healthcare | Existing | CheEgsd349 | 1 | 0 | 4932.1455 | 0 | GSD | 15 | 1.4643 | 1.391 | 1.4253 | 1.4319 | 1.4238 | 1.3901 | 1.2504 | 1.3782 | 1.4309 | 1.4735 | 1.4117 | 1.4938 | 248.0041 | 0 | 12251.0178 | 0 | 0 | 0 | 1 | 0 | 0 | 1.4137
349 | HVAC | Ventilation | Energy Recovery Ventilation System (ERV) | Healthcare | New | CheNgsd349 | 1 | 0 | 4932.1455 | 0 | GSD | 15 | 1.4643 | 1.391 | 1.4253 | 1.4319 | 1.4238 | 1.3901 | 1.2504 | 1.3782 | 1.4309 | 1.4735 | 1.4117 | 1.4938 | 248.0041 | 0 | 12251.0178 | 0 | 0 | 0 | 1 | 0 | 0 | 1.4137
349 | HVAC | Ventilation | Energy Recovery Ventilation System (ERV) | Hospitals | Existing | ChoEgsd349 | 1 | 0 | 4932.1455 | 0 | GSD | 15 | 1.4643 | 1.391 | 1.4253 | 1.4319 | 1.4238 | 1.3901 | 1.2504 | 1.3782 | 1.4309 | 1.4735 | 1.4117 | 1.4938 | 248.0041 | 0 | 12251.0178 | 0 | 0 | 0 | 1 | 0 | 0 | 1.4137
349 | HVAC | Ventilation | Energy Recovery Ventilation System (ERV) | Hospitals | New | ChoNgsd349 | 1 | 0 | 4932.1455 | 0 | GSD | 15 | 1.4643 | 1.391 | 1.4253 | 1.4319 | 1.4238 | 1.3901 | 1.2504 | 1.3782 | 1.4309 | 1.4735 | 1.4117 | 1.4938 | 248.0041 | 0 | 12251.0178 | 0 | 0 | 0 | 1 | 0 | 0 | 1.4137
349 | HVAC | Ventilation | Energy Recovery Ventilation System (ERV) | Institutional | Existing | CinEgsd349 | 1 | 0 | 4932.1455 | 0 | GSD | 15 | 1.4643 | 1.391 | 1.4253 | 1.4319 | 1.4238 | 1.3901 | 1.2504 | 1.3782 | 1.4309 | 1.4735 | 1.4117 | 1.4938 | 248.0041 | 0 | 12251.0178 | 0 | 0 | 0 | 1 | 0 | 0 | 1.4137
349 | HVAC | Ventilation | Energy Recovery Ventilation System (ERV) | Institutional | New | CinNgsd349 | 1 | 0 | 4932.1455 | 0 | GSD | 15 | 1.4643 | 1.391 | 1.4253 | 1.4319 | 1.4238 | 1.3901 | 1.2504 | 1.3782 | 1.4309 | 1.4735 | 1.4117 | 1.4938 | 248.0041 | 0 | 12251.0178 | 0 | 0 | 0 | 1 | 0 | 0 | 1.4137
349 | HVAC | Ventilation | Energy Recovery Ventilation System (ERV) | Lodging/Hospitality | Existing | CloEgsd349 | 1 | 0 | 5221.6713 | 0 | GSD | 15 | 1.4643 | 1.391 | 1.4253 | 1.4319 | 1.4238 | 1.3901 | 1.2504 | 1.3782 | 1.4309 | 1.4735 | 1.4117 | 1.4938 | 262.5623 | 0 | 12970.1745 | 0 | 0 | 0 | 1 | 0 | 0 | 1.4137
349 | HVAC | Ventilation | Energy Recovery Ventilation System (ERV) | Lodging/Hospitality | New | CloNgsd349 | 1 | 0 | 5221.6713 | 0 | GSD | 15 | 1.4643 | 1.391 | 1.4253 | 1.4319 | 1.4238 | 1.3901 | 1.2504 | 1.3782 | 1.4309 | 1.4735 | 1.4117 | 1.4938 | 262.5623 | 0 | 12970.1745 | 0 | 0 | 0 | 1 | 0 | 0 | 1.4137
349 | HVAC | Ventilation | Energy Recovery Ventilation System (ERV) | Miscellaneous | Existing | CmiEgsd349 | 1 | 0 | 3002.4418 | 0 | GSD | 15 | 1.4643 | 1.391 | 1.4253 | 1.4319 | 1.4238 | 1.3901 | 1.2504 | 1.3782 | 1.4309 | 1.4735 | 1.4117 | 1.4938 | 150.9724 | 0 | 7457.8027 | 0 | 0 | 0 | 1 | 0 | 0 | 1.4137
349 | HVAC | Ventilation | Energy Recovery Ventilation System (ERV) | Miscellaneous | New | CmiNgsd349 | 1 | 0 | 3002.4418 | 0 | GSD | 15 | 1.4643 | 1.391 | 1.4253 | 1.4319 | 1.4238 | 1.3901 | 1.2504 | 1.3782 | 1.4309 | 1.4735 | 1.4117 | 1.4938 | 150.9724 | 0 | 7457.8027 | 0 | 0 | 0 | 1 | 0 | 0 | 1.4137
349 | HVAC | Ventilation | Energy Recovery Ventilation System (ERV) | Offices | Existing | CofEgsd349 | 1 | 0 | 3002.4418 | 0 | GSD | 15 | 1.4643 | 1.391 | 1.4253 | 1.4319 | 1.4238 | 1.3901 | 1.2504 | 1.3782 | 1.4309 | 1.4735 | 1.4117 | 1.4938 | 150.9724 | 0 | 7457.8027 | 0 | 0 | 0 | 1 | 0 | 0 | 1.4137
349 | HVAC | Ventilation | Energy Recovery Ventilation System (ERV) | Offices | New | CofNgsd349 | 1 | 0 | 3002.4418 | 0 | GSD | 15 | 1.4643 | 1.391 | 1.4253 | 1.4319 | 1.4238 | 1.3901 | 1.2504 | 1.3782 | 1.4309 | 1.4735 | 1.4117 | 1.4938 | 150.9724 | 0 | 7457.8027 | 0 | 0 | 0 | 1 | 0 | 0 | 1.4137
349 | HVAC | Ventilation | Energy Recovery Ventilation System (ERV) | Restaurants | Existing | CreEgsd349 | 1 | 0 | 3526.3551 | 0 | GSD | 15 | 1.4643 | 1.391 | 1.4253 | 1.4319 | 1.4238 | 1.3901 | 1.2504 | 1.3782 | 1.4309 | 1.4735 | 1.4117 | 1.4938 | 177.3164 | 0 | 8759.1575 | 0 | 0 | 0 | 1 | 0 | 0 | 1.4137
349 | HVAC | Ventilation | Energy Recovery Ventilation System (ERV) | Restaurants | New | CreNgsd349 | 1 | 0 | 3526.3551 | 0 | GSD | 15 | 1.4643 | 1.391 | 1.4253 | 1.4319 | 1.4238 | 1.3901 | 1.2504 | 1.3782 | 1.4309 | 1.4735 | 1.4117 | 1.4938 | 177.3164 | 0 | 8759.1575 | 0 | 0 | 0 | 1 | 0 | 0 | 1.4137
349 | HVAC | Ventilation | Energy Recovery Ventilation System (ERV) | Retail | Existing | CrtEgsd349 | 1 | 0 | 3002.4418 | 0 | GSD | 15 | 1.4643 | 1.391 | 1.4253 | 1.4319 | 1.4238 | 1.3901 | 1.2504 | 1.3782 | 1.4309 | 1.4735 | 1.4117 | 1.4938 | 150.9724 | 0 | 7457.8027 | 0 | 0 | 0 | 1 | 0 | 0 | 1.4137
349 | HVAC | Ventilation | Energy Recovery Ventilation System (ERV) | Retail | New | CrtNgsd349 | 1 | 0 | 3002.4418 | 0 | GSD | 15 | 1.4643 | 1.391 | 1.4253 | 1.4319 | 1.4238 | 1.3901 | 1.2504 | 1.3782 | 1.4309 | 1.4735 | 1.4117 | 1.4938 | 150.9724 | 0 | 7457.8027 | 0 | 0 | 0 | 1 | 0 | 0 | 1.4137
349 | HVAC | Ventilation | Energy Recovery Ventilation System (ERV) | Schools K-12 | Existing | CscEgsd349 | 1 | 0 | 3002.4418 | 0 | GSD | 15 | 1.4643 | 1.391 | 1.4253 | 1.4319 | 1.4238 | 1.3901 | 1.2504 | 1.3782 | 1.4309 | 1.4735 | 1.4117 | 1.4938 | 150.9724 | 0 | 7457.8027 | 0 | 0 | 0 | 1 | 0 | 0 | 1.4137
349 | HVAC | Ventilation | Energy Recovery Ventilation System (ERV) | Schools K-12 | New | CscNgsd349 | 1 | 0 | 3002.4418 | 0 | GSD | 15 | 1.4643 | 1.391 | 1.4253 | 1.4319 | 1.4238 | 1.3901 | 1.2504 | 1.3782 | 1.4309 | 1.4735 | 1.4117 | 1.4938 | 150.9724 | 0 | 7457.8027 | 0 | 0 | 0 | 1 | 0 | 0 | 1.4137
349 | HVAC | Ventilation | Energy Recovery Ventilation System (ERV) | Warehouse | Existing | CwaEgsd349 | 1 | 0 | 3002.4418 | 0 | GSD | 15 | 1.4643 | 1.391 | 1.4253 | 1.4319 | 1.4238 | 1.3901 | 1.2504 | 1.3782 | 1.4309 | 1.4735 | 1.4117 | 1.4938 | 150.9724 | 0 | 7457.8027 | 0 | 0 | 0 | 1 | 0 | 0 | 1.4137
349 | HVAC | Ventilation | Energy Recovery Ventilation System (ERV) | Warehouse | New | CwaNgsd349 | 1 | 0 | 3002.4418 | 0 | GSD | 15 | 1.4643 | 1.391 | 1.4253 | 1.4319 | 1.4238 | 1.3901 | 1.2504 | 1.3782 | 1.4309 | 1.4735 | 1.4117 | 1.4938 | 150.9724 | 0 | 7457.8027 | 0 | 0 | 0 | 1 | 0 | 0 | 1.4137
350 | HVAC | Ventilation | VAV System | Assembly | Existing | CasEgsd350 | 1 | 0.7121 | 3545.5611 | 0 | GSD | 10 | 1.4643 | 1.391 | 1.4253 | 1.4319 | 1.4238 | 1.3901 | 1.2504 | 1.3782 | 1.4309 | 1.4735 | 1.4117 | 1.4938 | 178.2822 | 0 | 1351.6227 | 0 | 0 | 0 | 1 | 0 | 0 | 1.4137
350 | HVAC | Ventilation | VAV System | Assembly | New | CasNgsd350 | 1 | 0.7121 | 3545.5611 | 0 | GSD | 10 | 1.4643 | 1.391 | 1.4253 | 1.4319 | 1.4238 | 1.3901 | 1.2504 | 1.3782 | 1.4309 | 1.4735 | 1.4117 | 1.4938 | 178.2822 | 0 | 1351.6227 | 0 | 0 | 0 | 1 | 0 | 0 | 1.4137
350 | HVAC | Ventilation | VAV System | College and University | Existing | CcoEgsd350 | 1 | 0.7896 | 6851.7404 | 0 | GSD | 10 | 1.4643 | 1.391 | 1.4253 | 1.4319 | 1.4238 | 1.3901 | 1.2504 | 1.3782 | 1.4309 | 1.4735 | 1.4117 | 1.4938 | 344.5274 | 0 | 2611.9894 | 0 | 0 | 0 | 1 | 0 | 0 | 1.4137
350 | HVAC | Ventilation | VAV System | College and University | New | CcoNgsd350 | 1 | 0.7896 | 6851.7404 | 0 | GSD | 10 | 1.4643 | 1.391 | 1.4253 | 1.4319 | 1.4238 | 1.3901 | 1.2504 | 1.3782 | 1.4309 | 1.4735 | 1.4117 | 1.4938 | 344.5274 | 0 | 2611.9894 | 0 | 0 | 0 | 1 | 0 | 0 | 1.4137
350 | HVAC | Ventilation | VAV System | Data Center | Existing | CdaEgsd350 | 1 | 0.7896 | 6851.7404 | 0 | GSD | 10 | 1.4643 | 1.391 | 1.4253 | 1.4319 | 1.4238 | 1.3901 | 1.2504 | 1.3782 | 1.4309 | 1.4735 | 1.4117 | 1.4938 | 344.5274 | 0 | 2611.9894 | 0 | 0 | 0 | 1 | 0 | 0 | 1.4137
350 | HVAC | Ventilation | VAV System | Data Center | New | CdaNgsd350 | 1 | 0.7896 | 6851.7404 | 0 | GSD | 10 | 1.4643 | 1.391 | 1.4253 | 1.4319 | 1.4238 | 1.3901 | 1.2504 | 1.3782 | 1.4309 | 1.4735 | 1.4117 | 1.4938 | 344.5274 | 0 | 2611.9894 | 0 | 0 | 0 | 1 | 0 | 0 | 1.4137
350 | HVAC | Ventilation | VAV System | Grocery | Existing | CgrEgsd350 | 1 | 0.74481 | 4506.7038 | 0 | GSD | 10 | 1.4643 | 1.391 | 1.4253 | 1.4319 | 1.4238 | 1.3901 | 1.2504 | 1.3782 | 1.4309 | 1.4735 | 1.4117 | 1.4938 | 226.6115 | 0 | 1718.0252 | 0 | 0 | 0 | 1 | 0 | 0 | 1.4137
350 | HVAC | Ventilation | VAV System | Grocery | New | CgrNgsd350 | 1 | 0.74481 | 4506.7038 | 0 | GSD | 10 | 1.4643 | 1.391 | 1.4253 | 1.4319 | 1.4238 | 1.3901 | 1.2504 | 1.3782 | 1.4309 | 1.4735 | 1.4117 | 1.4938 | 226.6115 | 0 | 1718.0252 | 0 | 0 | 0 | 1 | 0 | 0 | 1.4137
350 | HVAC | Ventilation | VAV System | Healthcare | Existing | CheEgsd350 | 1 | 0.7896 | 6851.7404 | 0 | GSD | 10 | 1.4643 | 1.391 | 1.4253 | 1.4319 | 1.4238 | 1.3901 | 1.2504 | 1.3782 | 1.4309 | 1.4735 | 1.4117 | 1.4938 | 344.5274 | 0 | 2611.9894 | 0 | 0 | 0 | 1 | 0 | 0 | 1.4137
350 | HVAC | Ventilation | VAV System | Healthcare | New | CheNgsd350 | 1 | 0.7896 | 6851.7404 | 0 | GSD | 10 | 1.4643 | 1.391 | 1.4253 | 1.4319 | 1.4238 | 1.3901 | 1.2504 | 1.3782 | 1.4309 | 1.4735 | 1.4117 | 1.4938 | 344.5274 | 0 | 2611.9894 | 0 | 0 | 0 | 1 | 0 | 0 | 1.4137
350 | HVAC | Ventilation | VAV System | Hospitals | Existing | ChoEgsd350 | 1 | 0.7896 | 6851.7404 | 0 | GSD | 10 | 1.4643 | 1.391 | 1.4253 | 1.4319 | 1.4238 | 1.3901 | 1.2504 | 1.3782 | 1.4309 | 1.4735 | 1.4117 | 1.4938 | 344.5274 | 0 | 2611.9894 | 0 | 0 | 0 | 1 | 0 | 0 | 1.4137
350 | HVAC | Ventilation | VAV System | Hospitals | New | ChoNgsd350 | 1 | 0.7896 | 6851.7404 | 0 | GSD | 10 | 1.4643 | 1.391 | 1.4253 | 1.4319 | 1.4238 | 1.3901 | 1.2504 | 1.3782 | 1.4309 | 1.4735 | 1.4117 | 1.4938 | 344.5274 | 0 | 2611.9894 | 0 | 0 | 0 | 1 | 0 | 0 | 1.4137
350 | HVAC | Ventilation | VAV System | Institutional | Existing | CinEgsd350 | 1 | 0.7896 | 6851.7404 | 0 | GSD | 10 | 1.4643 | 1.391 | 1.4253 | 1.4319 | 1.4238 | 1.3901 | 1.2504 | 1.3782 | 1.4309 | 1.4735 | 1.4117 | 1.4938 | 344.5274 | 0 | 2611.9894 | 0 | 0 | 0 | 1 | 0 | 0 | 1.4137
350 | HVAC | Ventilation | VAV System | Institutional | New | CinNgsd350 | 1 | 0.7896 | 6851.7404 | 0 | GSD | 10 | 1.4643 | 1.391 | 1.4253 | 1.4319 | 1.4238 | 1.3901 | 1.2504 | 1.3782 | 1.4309 | 1.4735 | 1.4117 | 1.4938 | 344.5274 | 0 | 2611.9894 | 0 | 0 | 0 | 1 | 0 | 0 | 1.4137
350 | HVAC | Ventilation | VAV System | Lodging/Hospitality | Existing | CloEgsd350 | 1 | 0.41054 | 5522.7016 | 0 | GSD | 10 | 1.4643 | 1.391 | 1.4253 | 1.4319 | 1.4238 | 1.3901 | 1.2504 | 1.3782 | 1.4309 | 1.4735 | 1.4117 | 1.4938 | 277.6991 | 0 | 2105.3393 | 0 | 0 | 0 | 1 | 0 | 0 | 1.4137
350 | HVAC | Ventilation | VAV System | Lodging/Hospitality | New | CloNgsd350 | 1 | 0.41054 | 5522.7016 | 0 | GSD | 10 | 1.4643 | 1.391 | 1.4253 | 1.4319 | 1.4238 | 1.3901 | 1.2504 | 1.3782 | 1.4309 | 1.4735 | 1.4117 | 1.4938 | 277.6991 | 0 | 2105.3393 | 0 | 0 | 0 | 1 | 0 | 0 | 1.4137
350 | HVAC | Ventilation | VAV System | Miscellaneous | Existing | CmiEgsd350 | 1 | 0.7121 | 3545.5611 | 0 | GSD | 10 | 1.4643 | 1.391 | 1.4253 | 1.4319 | 1.4238 | 1.3901 | 1.2504 | 1.3782 | 1.4309 | 1.4735 | 1.4117 | 1.4938 | 178.2822 | 0 | 1351.6227 | 0 | 0 | 0 | 1 | 0 | 0 | 1.4137
350 | HVAC | Ventilation | VAV System | Miscellaneous | New | CmiNgsd350 | 1 | 0.7121 | 3545.5611 | 0 | GSD | 10 | 1.4643 | 1.391 | 1.4253 | 1.4319 | 1.4238 | 1.3901 | 1.2504 | 1.3782 | 1.4309 | 1.4735 | 1.4117 | 1.4938 | 178.2822 | 0 | 1351.6227 | 0 | 0 | 0 | 1 | 0 | 0 | 1.4137
350 | HVAC | Ventilation | VAV System | Offices | Existing | CofEgsd350 | 1 | 0.7121 | 3545.5611 | 0 | GSD | 10 | 1.4643 | 1.391 | 1.4253 | 1.4319 | 1.4238 | 1.3901 | 1.2504 | 1.3782 | 1.4309 | 1.4735 | 1.4117 | 1.4938 | 178.2822 | 0 | 1351.6227 | 0 | 0 | 0 | 1 | 0 | 0 | 1.4137
350 | HVAC | Ventilation | VAV System | Offices | New | CofNgsd350 | 1 | 0.7121 | 3545.5611 | 0 | GSD | 10 | 1.4643 | 1.391 | 1.4253 | 1.4319 | 1.4238 | 1.3901 | 1.2504 | 1.3782 | 1.4309 | 1.4735 | 1.4117 | 1.4938 | 178.2822 | 0 | 1351.6227 | 0 | 0 | 0 | 1 | 0 | 0 | 1.4137
350 | HVAC | Ventilation | VAV System | Restaurants | Existing | CreEgsd350 | 1 | 0.74481 | 4506.7038 | 0 | GSD | 10 | 1.4643 | 1.391 | 1.4253 | 1.4319 | 1.4238 | 1.3901 | 1.2504 | 1.3782 | 1.4309 | 1.4735 | 1.4117 | 1.4938 | 226.6115 | 0 | 1718.0252 | 0 | 0 | 0 | 1 | 0 | 0 | 1.4137
350 | HVAC | Ventilation | VAV System | Restaurants | New | CreNgsd350 | 1 | 0.74481 | 4506.7038 | 0 | GSD | 10 | 1.4643 | 1.391 | 1.4253 | 1.4319 | 1.4238 | 1.3901 | 1.2504 | 1.3782 | 1.4309 | 1.4735 | 1.4117 | 1.4938 | 226.6115 | 0 | 1718.0252 | 0 | 0 | 0 | 1 | 0 | 0 | 1.4137
350 | HVAC | Ventilation | VAV System | Retail | Existing | CrtEgsd350 | 1 | 0.7121 | 3545.5611 | 0 | GSD | 10 | 1.4643 | 1.391 | 1.4253 | 1.4319 | 1.4238 | 1.3901 | 1.2504 | 1.3782 | 1.4309 | 1.4735 | 1.4117 | 1.4938 | 178.2822 | 0 | 1351.6227 | 0 | 0 | 0 | 1 | 0 | 0 | 1.4137
350 | HVAC | Ventilation | VAV System | Retail | New | CrtNgsd350 | 1 | 0.7121 | 3545.5611 | 0 | GSD | 10 | 1.4643 | 1.391 | 1.4253 | 1.4319 | 1.4238 | 1.3901 | 1.2504 | 1.3782 | 1.4309 | 1.4735 | 1.4117 | 1.4938 | 178.2822 | 0 | 1351.6227 | 0 | 0 | 0 | 1 | 0 | 0 | 1.4137
350 | HVAC | Ventilation | VAV System | Schools K-12 | Existing | CscEgsd350 | 1 | 0.7121 | 3545.5611 | 0 | GSD | 10 | 1.4643 | 1.391 | 1.4253 | 1.4319 | 1.4238 | 1.3901 | 1.2504 | 1.3782 | 1.4309 | 1.4735 | 1.4117 | 1.4938 | 178.2822 | 0 | 1351.6227 | 0 | 0 | 0 | 1 | 0 | 0 | 1.4137
350 | HVAC | Ventilation | VAV System | Schools K-12 | New | CscNgsd350 | 1 | 0.7121 | 3545.5611 | 0 | GSD | 10 | 1.4643 | 1.391 | 1.4253 | 1.4319 | 1.4238 | 1.3901 | 1.2504 | 1.3782 | 1.4309 | 1.4735 | 1.4117 | 1.4938 | 178.2822 | 0 | 1351.6227 | 0 | 0 | 0 | 1 | 0 | 0 | 1.4137
350 | HVAC | Ventilation | VAV System | Warehouse | Existing | CwaEgsd350 | 1 | 0.7121 | 3545.5611 | 0 | GSD | 10 | 1.4643 | 1.391 | 1.4253 | 1.4319 | 1.4238 | 1.3901 | 1.2504 | 1.3782 | 1.4309 | 1.4735 | 1.4117 | 1.4938 | 178.2822 | 0 | 1351.6227 | 0 | 0 | 0 | 1 | 0 | 0 | 1.4137
350 | HVAC | Ventilation | VAV System | Warehouse | New | CwaNgsd350 | 1 | 0.7121 | 3545.5611 | 0 | GSD | 10 | 1.4643 | 1.391 | 1.4253 | 1.4319 | 1.4238 | 1.3901 | 1.2504 | 1.3782 | 1.4309 | 1.4735 | 1.4117 | 1.4938 | 178.2822 | 0 | 1351.6227 | 0 | 0 | 0 | 1 | 0 | 0 | 1.4137
401 | Lighting-Exterior | Controls | Bi-Level Lighting Control (Exterior) | Assembly | Existing | CasEgsd401 | 0 | 0.059165 | 622.79 | 0 | GSD | 8 | 1 | 1 | 1 | 1 | 1 | 1 | 1 | 1 | 1 | 1 | 1 | 1 | 37.3674 | 0 | 400 | 0 | 0 | 0 | 1 | 0 | 0 | 1
401 | Lighting-Exterior | Controls | Bi-Level Lighting Control (Exterior) | Assembly | New | CasNgsd401 | 0 | 0.059165 | 622.79 | 0 | GSD | 8 | 1 | 1 | 1 | 1 | 1 | 1 | 1 | 1 | 1 | 1 | 1 | 1 | 37.3674 | 0 | 400 | 0 | 0 | 0 | 1 | 0 | 0 | 1
401 | Lighting-Exterior | Controls | Bi-Level Lighting Control (Exterior) | College and University | Existing | CcoEgsd401 | 0 | 0.061656 | 622.79 | 0 | GSD | 8 | 1 | 1 | 1 | 1 | 1 | 1 | 1 | 1 | 1 | 1 | 1 | 1 | 37.3674 | 0 | 400 | 0 | 0 | 0 | 1 | 0 | 0 | 1
401 | Lighting-Exterior | Controls | Bi-Level Lighting Control (Exterior) | College and University | New | CcoNgsd401 | 0 | 0.061656 | 622.79 | 0 | GSD | 8 | 1 | 1 | 1 | 1 | 1 | 1 | 1 | 1 | 1 | 1 | 1 | 1 | 37.3674 | 0 | 400 | 0 | 0 | 0 | 1 | 0 | 0 | 1
401 | Lighting-Exterior | Controls | Bi-Level Lighting Control (Exterior) | Data Center | Existing | CdaEgsd401 | 0 | 0.056674 | 622.79 | 0 | GSD | 8 | 1 | 1 | 1 | 1 | 1 | 1 | 1 | 1 | 1 | 1 | 1 | 1 | 37.3674 | 0 | 400 | 0 | 0 | 0 | 1 | 0 | 0 | 1
401 | Lighting-Exterior | Controls | Bi-Level Lighting Control (Exterior) | Data Center | New | CdaNgsd401 | 0 | 0.056674 | 622.79 | 0 | GSD | 8 | 1 | 1 | 1 | 1 | 1 | 1 | 1 | 1 | 1 | 1 | 1 | 1 | 37.3674 | 0 | 400 | 0 | 0 | 0 | 1 | 0 | 0 | 1
401 | Lighting-Exterior | Controls | Bi-Level Lighting Control (Exterior) | Grocery | Existing | CgrEgsd401 | 0 | 0.060411 | 622.79 | 0 | GSD | 8 | 1 | 1 | 1 | 1 | 1 | 1 | 1 | 1 | 1 | 1 | 1 | 1 | 37.3674 | 0 | 400 | 0 | 0 | 0 | 1 | 0 | 0 | 1
401 | Lighting-Exterior | Controls | Bi-Level Lighting Control (Exterior) | Grocery | New | CgrNgsd401 | 0 | 0.060411 | 622.79 | 0 | GSD | 8 | 1 | 1 | 1 | 1 | 1 | 1 | 1 | 1 | 1 | 1 | 1 | 1 | 37.3674 | 0 | 400 | 0 | 0 | 0 | 1 | 0 | 0 | 1
401 | Lighting-Exterior | Controls | Bi-Level Lighting Control (Exterior) | Healthcare | Existing | CheEgsd401 | 0 | 0.060411 | 622.79 | 0 | GSD | 8 | 1 | 1 | 1 | 1 | 1 | 1 | 1 | 1 | 1 | 1 | 1 | 1 | 37.3674 | 0 | 400 | 0 | 0 | 0 | 1 | 0 | 0 | 1
401 | Lighting-Exterior | Controls | Bi-Level Lighting Control (Exterior) | Healthcare | New | CheNgsd401 | 0 | 0.060411 | 622.79 | 0 | GSD | 8 | 1 | 1 | 1 | 1 | 1 | 1 | 1 | 1 | 1 | 1 | 1 | 1 | 37.3674 | 0 | 400 | 0 | 0 | 0 | 1 | 0 | 0 | 1
401 | Lighting-Exterior | Controls | Bi-Level Lighting Control (Exterior) | Hospitals | Existing | ChoEgsd401 | 0 | 0.061656 | 622.79 | 0 | GSD | 8 | 1 | 1 | 1 | 1 | 1 | 1 | 1 | 1 | 1 | 1 | 1 | 1 | 37.3674 | 0 | 400 | 0 | 0 | 0 | 1 | 0 | 0 | 1
401 | Lighting-Exterior | Controls | Bi-Level Lighting Control (Exterior) | Hospitals | New | ChoNgsd401 | 0 | 0.061656 | 622.79 | 0 | GSD | 8 | 1 | 1 | 1 | 1 | 1 | 1 | 1 | 1 | 1 | 1 | 1 | 1 | 37.3674 | 0 | 400 | 0 | 0 | 0 | 1 | 0 | 0 | 1
401 | Lighting-Exterior | Controls | Bi-Level Lighting Control (Exterior) | Institutional | Existing | CinEgsd401 | 0 | 0.074735 | 622.79 | 0 | GSD | 8 | 1 | 1 | 1 | 1 | 1 | 1 | 1 | 1 | 1 | 1 | 1 | 1 | 37.3674 | 0 | 400 | 0 | 0 | 0 | 1 | 0 | 0 | 1
401 | Lighting-Exterior | Controls | Bi-Level Lighting Control (Exterior) | Institutional | New | CinNgsd401 | 0 | 0.074735 | 622.79 | 0 | GSD | 8 | 1 | 1 | 1 | 1 | 1 | 1 | 1 | 1 | 1 | 1 | 1 | 1 | 37.3674 | 0 | 400 | 0 | 0 | 0 | 1 | 0 | 0 | 1
401 | Lighting-Exterior | Controls | Bi-Level Lighting Control (Exterior) | Lodging/Hospitality | Existing | CloEgsd401 | 0 | 0.054183 | 622.79 | 0 | GSD | 8 | 1 | 1 | 1 | 1 | 1 | 1 | 1 | 1 | 1 | 1 | 1 | 1 | 37.3674 | 0 | 400 | 0 | 0 | 0 | 1 | 0 | 0 | 1
401 | Lighting-Exterior | Controls | Bi-Level Lighting Control (Exterior) | Lodging/Hospitality | New | CloNgsd401 | 0 | 0.054183 | 622.79 | 0 | GSD | 8 | 1 | 1 | 1 | 1 | 1 | 1 | 1 | 1 | 1 | 1 | 1 | 1 | 37.3674 | 0 | 400 | 0 | 0 | 0 | 1 | 0 | 0 | 1
401 | Lighting-Exterior | Controls | Bi-Level Lighting Control (Exterior) | Miscellaneous | Existing | CmiEgsd401 | 0 | 0.056674 | 622.79 | 0 | GSD | 8 | 1 | 1 | 1 | 1 | 1 | 1 | 1 | 1 | 1 | 1 | 1 | 1 | 37.3674 | 0 | 400 | 0 | 0 | 0 | 1 | 0 | 0 | 1
401 | Lighting-Exterior | Controls | Bi-Level Lighting Control (Exterior) | Miscellaneous | New | CmiNgsd401 | 0 | 0.056674 | 622.79 | 0 | GSD | 8 | 1 | 1 | 1 | 1 | 1 | 1 | 1 | 1 | 1 | 1 | 1 | 1 | 37.3674 | 0 | 400 | 0 | 0 | 0 | 1 | 0 | 0 | 1
401 | Lighting-Exterior | Controls | Bi-Level Lighting Control (Exterior) | Offices | Existing | CofEgsd401 | 0 | 0.056674 | 622.79 | 0 | GSD | 8 | 1 | 1 | 1 | 1 | 1 | 1 | 1 | 1 | 1 | 1 | 1 | 1 | 37.3674 | 0 | 400 | 0 | 0 | 0 | 1 | 0 | 0 | 1
401 | Lighting-Exterior | Controls | Bi-Level Lighting Control (Exterior) | Offices | New | CofNgsd401 | 0 | 0.056674 | 622.79 | 0 | GSD | 8 | 1 | 1 | 1 | 1 | 1 | 1 | 1 | 1 | 1 | 1 | 1 | 1 | 37.3674 | 0 | 400 | 0 | 0 | 0 | 1 | 0 | 0 | 1
401 | Lighting-Exterior | Controls | Bi-Level Lighting Control (Exterior) | Restaurants | Existing | CreEgsd401 | 0 | 0.056051 | 622.79 | 0 | GSD | 8 | 1 | 1 | 1 | 1 | 1 | 1 | 1 | 1 | 1 | 1 | 1 | 1 | 37.3674 | 0 | 400 | 0 | 0 | 0 | 1 | 0 | 0 | 1
401 | Lighting-Exterior | Controls | Bi-Level Lighting Control (Exterior) | Restaurants | New | CreNgsd401 | 0 | 0.056051 | 622.79 | 0 | GSD | 8 | 1 | 1 | 1 | 1 | 1 | 1 | 1 | 1 | 1 | 1 | 1 | 1 | 37.3674 | 0 | 400 | 0 | 0 | 0 | 1 | 0 | 0 | 1
401 | Lighting-Exterior | Controls | Bi-Level Lighting Control (Exterior) | Retail | Existing | CrtEgsd401 | 0 | 0.059788 | 622.79 | 0 | GSD | 8 | 1 | 1 | 1 | 1 | 1 | 1 | 1 | 1 | 1 | 1 | 1 | 1 | 37.3674 | 0 | 400 | 0 | 0 | 0 | 1 | 0 | 0 | 1
401 | Lighting-Exterior | Controls | Bi-Level Lighting Control (Exterior) | Retail | New | CrtNgsd401 | 0 | 0.059788 | 622.79 | 0 | GSD | 8 | 1 | 1 | 1 | 1 | 1 | 1 | 1 | 1 | 1 | 1 | 1 | 1 | 37.3674 | 0 | 400 | 0 | 0 | 0 | 1 | 0 | 0 | 1
401 | Lighting-Exterior | Controls | Bi-Level Lighting Control (Exterior) | Schools K-12 | Existing | CscEgsd401 | 0 | 0.06477 | 622.79 | 0 | GSD | 8 | 1 | 1 | 1 | 1 | 1 | 1 | 1 | 1 | 1 | 1 | 1 | 1 | 37.3674 | 0 | 400 | 0 | 0 | 0 | 1 | 0 | 0 | 1
401 | Lighting-Exterior | Controls | Bi-Level Lighting Control (Exterior) | Schools K-12 | New | CscNgsd401 | 0 | 0.06477 | 622.79 | 0 | GSD | 8 | 1 | 1 | 1 | 1 | 1 | 1 | 1 | 1 | 1 | 1 | 1 | 1 | 37.3674 | 0 | 400 | 0 | 0 | 0 | 1 | 0 | 0 | 1
401 | Lighting-Exterior | Controls | Bi-Level Lighting Control (Exterior) | Warehouse | Existing | CwaEgsd401 | 0 | 0.059788 | 622.79 | 0 | GSD | 8 | 1 | 1 | 1 | 1 | 1 | 1 | 1 | 1 | 1 | 1 | 1 | 1 | 37.3674 | 0 | 400 | 0 | 0 | 0 | 1 | 0 | 0 | 1
401 | Lighting-Exterior | Controls | Bi-Level Lighting Control (Exterior) | Warehouse | New | CwaNgsd401 | 0 | 0.059788 | 622.79 | 0 | GSD | 8 | 1 | 1 | 1 | 1 | 1 | 1 | 1 | 1 | 1 | 1 | 1 | 1 | 37.3674 | 0 | 400 | 0 | 0 | 0 | 1 | 0 | 0 | 1
402 | Lighting-Exterior | Controls | Outdoor Lighting Controls | Assembly | Existing | CasEgsd402 | 0 | 0.041895 | 441 | 0 | GSD | 10 | 0.57723 | 0.60437 | 0.83705 | 1.097 | 1.2026 | 1.2026 | 1.289 | 1.2891 | 1.2453 | 1.1192 | 0.77553 | 0.85362 | 26.46 | 0 | 57.62 | 0 | 0 | 0 | 1 | 0 | 0 | 1.0077
402 | Lighting-Exterior | Controls | Outdoor Lighting Controls | Assembly | New | CasNgsd402 | 0 | 0.041895 | 441 | 0 | GSD | 10 | 0.57723 | 0.60437 | 0.83705 | 1.097 | 1.2026 | 1.2026 | 1.289 | 1.2891 | 1.2453 | 1.1192 | 0.77553 | 0.85362 | 26.46 | 0 | 57.62 | 0 | 0 | 0 | 1 | 0 | 0 | 1.0077
402 | Lighting-Exterior | Controls | Outdoor Lighting Controls | College and University | Existing | CcoEgsd402 | 0 | 0.043659 | 441 | 0 | GSD | 10 | 0.57723 | 0.60437 | 0.83705 | 1.097 | 1.2026 | 1.2026 | 1.289 | 1.2891 | 1.2453 | 1.1192 | 0.77553 | 0.85362 | 26.46 | 0 | 57.62 | 0 | 0 | 0 | 1 | 0 | 0 | 1.0077
402 | Lighting-Exterior | Controls | Outdoor Lighting Controls | College and University | New | CcoNgsd402 | 0 | 0.043659 | 441 | 0 | GSD | 10 | 0.57723 | 0.60437 | 0.83705 | 1.097 | 1.2026 | 1.2026 | 1.289 | 1.2891 | 1.2453 | 1.1192 | 0.77553 | 0.85362 | 26.46 | 0 | 57.62 | 0 | 0 | 0 | 1 | 0 | 0 | 1.0077
402 | Lighting-Exterior | Controls | Outdoor Lighting Controls | Data Center | Existing | CdaEgsd402 | 0 | 0.040131 | 441 | 0 | GSD | 10 | 0.57723 | 0.60437 | 0.83705 | 1.097 | 1.2026 | 1.2026 | 1.289 | 1.2891 | 1.2453 | 1.1192 | 0.77553 | 0.85362 | 26.46 | 0 | 57.62 | 0 | 0 | 0 | 1 | 0 | 0 | 1.0077
402 | Lighting-Exterior | Controls | Outdoor Lighting Controls | Data Center | New | CdaNgsd402 | 0 | 0.040131 | 441 | 0 | GSD | 10 | 0.57723 | 0.60437 | 0.83705 | 1.097 | 1.2026 | 1.2026 | 1.289 | 1.2891 | 1.2453 | 1.1192 | 0.77553 | 0.85362 | 26.46 | 0 | 57.62 | 0 | 0 | 0 | 1 | 0 | 0 | 1.0077
402 | Lighting-Exterior | Controls | Outdoor Lighting Controls | Grocery | Existing | CgrEgsd402 | 0 | 0.042777 | 441 | 0 | GSD | 10 | 0.57723 | 0.60437 | 0.83705 | 1.097 | 1.2026 | 1.2026 | 1.289 | 1.2891 | 1.2453 | 1.1192 | 0.77553 | 0.85362 | 26.46 | 0 | 57.62 | 0 | 0 | 0 | 1 | 0 | 0 | 1.0077
402 | Lighting-Exterior | Controls | Outdoor Lighting Controls | Grocery | New | CgrNgsd402 | 0 | 0.042777 | 441 | 0 | GSD | 10 | 0.57723 | 0.60437 | 0.83705 | 1.097 | 1.2026 | 1.2026 | 1.289 | 1.2891 | 1.2453 | 1.1192 | 0.77553 | 0.85362 | 26.46 | 0 | 57.62 | 0 | 0 | 0 | 1 | 0 | 0 | 1.0077
402 | Lighting-Exterior | Controls | Outdoor Lighting Controls | Healthcare | Existing | CheEgsd402 | 0 | 0.042777 | 441 | 0 | GSD | 10 | 0.57723 | 0.60437 | 0.83705 | 1.097 | 1.2026 | 1.2026 | 1.289 | 1.2891 | 1.2453 | 1.1192 | 0.77553 | 0.85362 | 26.46 | 0 | 57.62 | 0 | 0 | 0 | 1 | 0 | 0 | 1.0077
402 | Lighting-Exterior | Controls | Outdoor Lighting Controls | Healthcare | New | CheNgsd402 | 0 | 0.042777 | 441 | 0 | GSD | 10 | 0.57723 | 0.60437 | 0.83705 | 1.097 | 1.2026 | 1.2026 | 1.289 | 1.2891 | 1.2453 | 1.1192 | 0.77553 | 0.85362 | 26.46 | 0 | 57.62 | 0 | 0 | 0 | 1 | 0 | 0 | 1.0077
402 | Lighting-Exterior | Controls | Outdoor Lighting Controls | Hospitals | Existing | ChoEgsd402 | 0 | 0.043659 | 441 | 0 | GSD | 10 | 0.57723 | 0.60437 | 0.83705 | 1.097 | 1.2026 | 1.2026 | 1.289 | 1.2891 | 1.2453 | 1.1192 | 0.77553 | 0.85362 | 26.46 | 0 | 57.62 | 0 | 0 | 0 | 1 | 0 | 0 | 1.0077
402 | Lighting-Exterior | Controls | Outdoor Lighting Controls | Hospitals | New | ChoNgsd402 | 0 | 0.043659 | 441 | 0 | GSD | 10 | 0.57723 | 0.60437 | 0.83705 | 1.097 | 1.2026 | 1.2026 | 1.289 | 1.2891 | 1.2453 | 1.1192 | 0.77553 | 0.85362 | 26.46 | 0 | 57.62 | 0 | 0 | 0 | 1 | 0 | 0 | 1.0077
402 | Lighting-Exterior | Controls | Outdoor Lighting Controls | Institutional | Existing | CinEgsd402 | 0 | 0.05292 | 441 | 0 | GSD | 10 | 0.57723 | 0.60437 | 0.83705 | 1.097 | 1.2026 | 1.2026 | 1.289 | 1.2891 | 1.2453 | 1.1192 | 0.77553 | 0.85362 | 26.46 | 0 | 57.62 | 0 | 0 | 0 | 1 | 0 | 0 | 1.0077
402 | Lighting-Exterior | Controls | Outdoor Lighting Controls | Institutional | New | CinNgsd402 | 0 | 0.05292 | 441 | 0 | GSD | 10 | 0.57723 | 0.60437 | 0.83705 | 1.097 | 1.2026 | 1.2026 | 1.289 | 1.2891 | 1.2453 | 1.1192 | 0.77553 | 0.85362 | 26.46 | 0 | 57.62 | 0 | 0 | 0 | 1 | 0 | 0 | 1.0077
402 | Lighting-Exterior | Controls | Outdoor Lighting Controls | Lodging/Hospitality | Existing | CloEgsd402 | 0 | 0.038367 | 441 | 0 | GSD | 10 | 0.57723 | 0.60437 | 0.83705 | 1.097 | 1.2026 | 1.2026 | 1.289 | 1.2891 | 1.2453 | 1.1192 | 0.77553 | 0.85362 | 26.46 | 0 | 57.62 | 0 | 0 | 0 | 1 | 0 | 0 | 1.0077
402 | Lighting-Exterior | Controls | Outdoor Lighting Controls | Lodging/Hospitality | New | CloNgsd402 | 0 | 0.038367 | 441 | 0 | GSD | 10 | 0.57723 | 0.60437 | 0.83705 | 1.097 | 1.2026 | 1.2026 | 1.289 | 1.2891 | 1.2453 | 1.1192 | 0.77553 | 0.85362 | 26.46 | 0 | 57.62 | 0 | 0 | 0 | 1 | 0 | 0 | 1.0077
402 | Lighting-Exterior | Controls | Outdoor Lighting Controls | Miscellaneous | Existing | CmiEgsd402 | 0 | 0.040131 | 441 | 0 | GSD | 10 | 0.57723 | 0.60437 | 0.83705 | 1.097 | 1.2026 | 1.2026 | 1.289 | 1.2891 | 1.2453 | 1.1192 | 0.77553 | 0.85362 | 26.46 | 0 | 57.62 | 0 | 0 | 0 | 1 | 0 | 0 | 1.0077
402 | Lighting-Exterior | Controls | Outdoor Lighting Controls | Miscellaneous | New | CmiNgsd402 | 0 | 0.040131 | 441 | 0 | GSD | 10 | 0.57723 | 0.60437 | 0.83705 | 1.097 | 1.2026 | 1.2026 | 1.289 | 1.2891 | 1.2453 | 1.1192 | 0.77553 | 0.85362 | 26.46 | 0 | 57.62 | 0 | 0 | 0 | 1 | 0 | 0 | 1.0077
402 | Lighting-Exterior | Controls | Outdoor Lighting Controls | Offices | Existing | CofEgsd402 | 0 | 0.040131 | 441 | 0 | GSD | 10 | 0.57723 | 0.60437 | 0.83705 | 1.097 | 1.2026 | 1.2026 | 1.289 | 1.2891 | 1.2453 | 1.1192 | 0.77553 | 0.85362 | 26.46 | 0 | 57.62 | 0 | 0 | 0 | 1 | 0 | 0 | 1.0077
402 | Lighting-Exterior | Controls | Outdoor Lighting Controls | Offices | New | CofNgsd402 | 0 | 0.040131 | 441 | 0 | GSD | 10 | 0.57723 | 0.60437 | 0.83705 | 1.097 | 1.2026 | 1.2026 | 1.289 | 1.2891 | 1.2453 | 1.1192 | 0.77553 | 0.85362 | 26.46 | 0 | 57.62 | 0 | 0 | 0 | 1 | 0 | 0 | 1.0077
402 | Lighting-Exterior | Controls | Outdoor Lighting Controls | Restaurants | Existing | CreEgsd402 | 0 | 0.03969 | 441 | 0 | GSD | 10 | 0.57723 | 0.60437 | 0.83705 | 1.097 | 1.2026 | 1.2026 | 1.289 | 1.2891 | 1.2453 | 1.1192 | 0.77553 | 0.85362 | 26.46 | 0 | 57.62 | 0 | 0 | 0 | 1 | 0 | 0 | 1.0077
402 | Lighting-Exterior | Controls | Outdoor Lighting Controls | Restaurants | New | CreNgsd402 | 0 | 0.03969 | 441 | 0 | GSD | 10 | 0.57723 | 0.60437 | 0.83705 | 1.097 | 1.2026 | 1.2026 | 1.289 | 1.2891 | 1.2453 | 1.1192 | 0.77553 | 0.85362 | 26.46 | 0 | 57.62 | 0 | 0 | 0 | 1 | 0 | 0 | 1.0077
402 | Lighting-Exterior | Controls | Outdoor Lighting Controls | Retail | Existing | CrtEgsd402 | 0 | 0.042336 | 441 | 0 | GSD | 10 | 0.57723 | 0.60437 | 0.83705 | 1.097 | 1.2026 | 1.2026 | 1.289 | 1.2891 | 1.2453 | 1.1192 | 0.77553 | 0.85362 | 26.46 | 0 | 57.62 | 0 | 0 | 0 | 1 | 0 | 0 | 1.0077
402 | Lighting-Exterior | Controls | Outdoor Lighting Controls | Retail | New | CrtNgsd402 | 0 | 0.042336 | 441 | 0 | GSD | 10 | 0.57723 | 0.60437 | 0.83705 | 1.097 | 1.2026 | 1.2026 | 1.289 | 1.2891 | 1.2453 | 1.1192 | 0.77553 | 0.85362 | 26.46 | 0 | 57.62 | 0 | 0 | 0 | 1 | 0 | 0 | 1.0077
402 | Lighting-Exterior | Controls | Outdoor Lighting Controls | Schools K-12 | Existing | CscEgsd402 | 0 | 0.045864 | 441 | 0 | GSD | 10 | 0.57723 | 0.60437 | 0.83705 | 1.097 | 1.2026 | 1.2026 | 1.289 | 1.2891 | 1.2453 | 1.1192 | 0.77553 | 0.85362 | 26.46 | 0 | 57.62 | 0 | 0 | 0 | 1 | 0 | 0 | 1.0077
402 | Lighting-Exterior | Controls | Outdoor Lighting Controls | Schools K-12 | New | CscNgsd402 | 0 | 0.045864 | 441 | 0 | GSD | 10 | 0.57723 | 0.60437 | 0.83705 | 1.097 | 1.2026 | 1.2026 | 1.289 | 1.2891 | 1.2453 | 1.1192 | 0.77553 | 0.85362 | 26.46 | 0 | 57.62 | 0 | 0 | 0 | 1 | 0 | 0 | 1.0077
402 | Lighting-Exterior | Controls | Outdoor Lighting Controls | Warehouse | Existing | CwaEgsd402 | 0 | 0.042336 | 441 | 0 | GSD | 10 | 0.57723 | 0.60437 | 0.83705 | 1.097 | 1.2026 | 1.2026 | 1.289 | 1.2891 | 1.2453 | 1.1192 | 0.77553 | 0.85362 | 26.46 | 0 | 57.62 | 0 | 0 | 0 | 1 | 0 | 0 | 1.0077
402 | Lighting-Exterior | Controls | Outdoor Lighting Controls | Warehouse | New | CwaNgsd402 | 0 | 0.042336 | 441 | 0 | GSD | 10 | 0.57723 | 0.60437 | 0.83705 | 1.097 | 1.2026 | 1.2026 | 1.289 | 1.2891 | 1.2453 | 1.1192 | 0.77553 | 0.85362 | 26.46 | 0 | 57.62 | 0 | 0 | 0 | 1 | 0 | 0 | 1.0077
403 | Lighting-Exterior | Controls | Outdoor motion sensor | Assembly | Existing | CasEgsd403 | 0 | 0.045805 | 482.16 | 0 | GSD | 10 | 0.57723 | 0.60437 | 0.83705 | 1.097 | 1.2026 | 1.2026 | 1.289 | 1.2891 | 1.2453 | 1.1192 | 0.77553 | 0.85362 | 28.9296 | 0 | 84 | 0 | 0 | 0 | 1 | 0 | 0 | 1.0077
403 | Lighting-Exterior | Controls | Outdoor motion sensor | Assembly | New | CasNgsd403 | 0 | 0.045805 | 482.16 | 0 | GSD | 10 | 0.57723 | 0.60437 | 0.83705 | 1.097 | 1.2026 | 1.2026 | 1.289 | 1.2891 | 1.2453 | 1.1192 | 0.77553 | 0.85362 | 28.9296 | 0 | 84 | 0 | 0 | 0 | 1 | 0 | 0 | 1.0077
403 | Lighting-Exterior | Controls | Outdoor motion sensor | College and University | Existing | CcoEgsd403 | 0 | 0.047734 | 482.16 | 0 | GSD | 10 | 0.57723 | 0.60437 | 0.83705 | 1.097 | 1.2026 | 1.2026 | 1.289 | 1.2891 | 1.2453 | 1.1192 | 0.77553 | 0.85362 | 28.9296 | 0 | 84 | 0 | 0 | 0 | 1 | 0 | 0 | 1.0077
403 | Lighting-Exterior | Controls | Outdoor motion sensor | College and University | New | CcoNgsd403 | 0 | 0.047734 | 482.16 | 0 | GSD | 10 | 0.57723 | 0.60437 | 0.83705 | 1.097 | 1.2026 | 1.2026 | 1.289 | 1.2891 | 1.2453 | 1.1192 | 0.77553 | 0.85362 | 28.9296 | 0 | 84 | 0 | 0 | 0 | 1 | 0 | 0 | 1.0077
403 | Lighting-Exterior | Controls | Outdoor motion sensor | Data Center | Existing | CdaEgsd403 | 0 | 0.043877 | 482.16 | 0 | GSD | 10 | 0.57723 | 0.60437 | 0.83705 | 1.097 | 1.2026 | 1.2026 | 1.289 | 1.2891 | 1.2453 | 1.1192 | 0.77553 | 0.85362 | 28.9296 | 0 | 84 | 0 | 0 | 0 | 1 | 0 | 0 | 1.0077
403 | Lighting-Exterior | Controls | Outdoor motion sensor | Data Center | New | CdaNgsd403 | 0 | 0.043877 | 482.16 | 0 | GSD | 10 | 0.57723 | 0.60437 | 0.83705 | 1.097 | 1.2026 | 1.2026 | 1.289 | 1.2891 | 1.2453 | 1.1192 | 0.77553 | 0.85362 | 28.9296 | 0 | 84 | 0 | 0 | 0 | 1 | 0 | 0 | 1.0077
403 | Lighting-Exterior | Controls | Outdoor motion sensor | Grocery | Existing | CgrEgsd403 | 0 | 0.04677 | 482.16 | 0 | GSD | 10 | 0.57723 | 0.60437 | 0.83705 | 1.097 | 1.2026 | 1.2026 | 1.289 | 1.2891 | 1.2453 | 1.1192 | 0.77553 | 0.85362 | 28.9296 | 0 | 84 | 0 | 0 | 0 | 1 | 0 | 0 | 1.0077
403 | Lighting-Exterior | Controls | Outdoor motion sensor | Grocery | New | CgrNgsd403 | 0 | 0.04677 | 482.16 | 0 | GSD | 10 | 0.57723 | 0.60437 | 0.83705 | 1.097 | 1.2026 | 1.2026 | 1.289 | 1.2891 | 1.2453 | 1.1192 | 0.77553 | 0.85362 | 28.9296 | 0 | 84 | 0 | 0 | 0 | 1 | 0 | 0 | 1.0077
403 | Lighting-Exterior | Controls | Outdoor motion sensor | Healthcare | Existing | CheEgsd403 | 0 | 0.04677 | 482.16 | 0 | GSD | 10 | 0.57723 | 0.60437 | 0.83705 | 1.097 | 1.2026 | 1.2026 | 1.289 | 1.2891 | 1.2453 | 1.1192 | 0.77553 | 0.85362 | 28.9296 | 0 | 84 | 0 | 0 | 0 | 1 | 0 | 0 | 1.0077
403 | Lighting-Exterior | Controls | Outdoor motion sensor | Healthcare | New | CheNgsd403 | 0 | 0.04677 | 482.16 | 0 | GSD | 10 | 0.57723 | 0.60437 | 0.83705 | 1.097 | 1.2026 | 1.2026 | 1.289 | 1.2891 | 1.2453 | 1.1192 | 0.77553 | 0.85362 | 28.9296 | 0 | 84 | 0 | 0 | 0 | 1 | 0 | 0 | 1.0077
403 | Lighting-Exterior | Controls | Outdoor motion sensor | Hospitals | Existing | ChoEgsd403 | 0 | 0.047734 | 482.16 | 0 | GSD | 10 | 0.57723 | 0.60437 | 0.83705 | 1.097 | 1.2026 | 1.2026 | 1.289 | 1.2891 | 1.2453 | 1.1192 | 0.77553 | 0.85362 | 28.9296 | 0 | 84 | 0 | 0 | 0 | 1 | 0 | 0 | 1.0077
403 | Lighting-Exterior | Controls | Outdoor motion sensor | Hospitals | New | ChoNgsd403 | 0 | 0.047734 | 482.16 | 0 | GSD | 10 | 0.57723 | 0.60437 | 0.83705 | 1.097 | 1.2026 | 1.2026 | 1.289 | 1.2891 | 1.2453 | 1.1192 | 0.77553 | 0.85362 | 28.9296 | 0 | 84 | 0 | 0 | 0 | 1 | 0 | 0 | 1.0077
403 | Lighting-Exterior | Controls | Outdoor motion sensor | Institutional | Existing | CinEgsd403 | 0 | 0.057859 | 482.16 | 0 | GSD | 10 | 0.57723 | 0.60437 | 0.83705 | 1.097 | 1.2026 | 1.2026 | 1.289 | 1.2891 | 1.2453 | 1.1192 | 0.77553 | 0.85362 | 28.9296 | 0 | 84 | 0 | 0 | 0 | 1 | 0 | 0 | 1.0077
403 | Lighting-Exterior | Controls | Outdoor motion sensor | Institutional | New | CinNgsd403 | 0 | 0.057859 | 482.16 | 0 | GSD | 10 | 0.57723 | 0.60437 | 0.83705 | 1.097 | 1.2026 | 1.2026 | 1.289 | 1.2891 | 1.2453 | 1.1192 | 0.77553 | 0.85362 | 28.9296 | 0 | 84 | 0 | 0 | 0 | 1 | 0 | 0 | 1.0077
403 | Lighting-Exterior | Controls | Outdoor motion sensor | Lodging/Hospitality | Existing | CloEgsd403 | 0 | 0.041948 | 482.16 | 0 | GSD | 10 | 0.57723 | 0.60437 | 0.83705 | 1.097 | 1.2026 | 1.2026 | 1.289 | 1.2891 | 1.2453 | 1.1192 | 0.77553 | 0.85362 | 28.9296 | 0 | 84 | 0 | 0 | 0 | 1 | 0 | 0 | 1.0077
403 | Lighting-Exterior | Controls | Outdoor motion sensor | Lodging/Hospitality | New | CloNgsd403 | 0 | 0.041948 | 482.16 | 0 | GSD | 10 | 0.57723 | 0.60437 | 0.83705 | 1.097 | 1.2026 | 1.2026 | 1.289 | 1.2891 | 1.2453 | 1.1192 | 0.77553 | 0.85362 | 28.9296 | 0 | 84 | 0 | 0 | 0 | 1 | 0 | 0 | 1.0077
403 | Lighting-Exterior | Controls | Outdoor motion sensor | Miscellaneous | Existing | CmiEgsd403 | 0 | 0.043877 | 482.16 | 0 | GSD | 10 | 0.57723 | 0.60437 | 0.83705 | 1.097 | 1.2026 | 1.2026 | 1.289 | 1.2891 | 1.2453 | 1.1192 | 0.77553 | 0.85362 | 28.9296 | 0 | 84 | 0 | 0 | 0 | 1 | 0 | 0 | 1.0077
403 | Lighting-Exterior | Controls | Outdoor motion sensor | Miscellaneous | New | CmiNgsd403 | 0 | 0.043877 | 482.16 | 0 | GSD | 10 | 0.57723 | 0.60437 | 0.83705 | 1.097 | 1.2026 | 1.2026 | 1.289 | 1.2891 | 1.2453 | 1.1192 | 0.77553 | 0.85362 | 28.9296 | 0 | 84 | 0 | 0 | 0 | 1 | 0 | 0 | 1.0077
403 | Lighting-Exterior | Controls | Outdoor motion sensor | Offices | Existing | CofEgsd403 | 0 | 0.043877 | 482.16 | 0 | GSD | 10 | 0.57723 | 0.60437 | 0.83705 | 1.097 | 1.2026 | 1.2026 | 1.289 | 1.2891 | 1.2453 | 1.1192 | 0.77553 | 0.85362 | 28.9296 | 0 | 84 | 0 | 0 | 0 | 1 | 0 | 0 | 1.0077
403 | Lighting-Exterior | Controls | Outdoor motion sensor | Offices | New | CofNgsd403 | 0 | 0.043877 | 482.16 | 0 | GSD | 10 | 0.57723 | 0.60437 | 0.83705 | 1.097 | 1.2026 | 1.2026 | 1.289 | 1.2891 | 1.2453 | 1.1192 | 0.77553 | 0.85362 | 28.9296 | 0 | 84 | 0 | 0 | 0 | 1 | 0 | 0 | 1.0077
403 | Lighting-Exterior | Controls | Outdoor motion sensor | Restaurants | Existing | CreEgsd403 | 0 | 0.043394 | 482.16 | 0 | GSD | 10 | 0.57723 | 0.60437 | 0.83705 | 1.097 | 1.2026 | 1.2026 | 1.289 | 1.2891 | 1.2453 | 1.1192 | 0.77553 | 0.85362 | 28.9296 | 0 | 84 | 0 | 0 | 0 | 1 | 0 | 0 | 1.0077
403 | Lighting-Exterior | Controls | Outdoor motion sensor | Restaurants | New | CreNgsd403 | 0 | 0.043394 | 482.16 | 0 | GSD | 10 | 0.57723 | 0.60437 | 0.83705 | 1.097 | 1.2026 | 1.2026 | 1.289 | 1.2891 | 1.2453 | 1.1192 | 0.77553 | 0.85362 | 28.9296 | 0 | 84 | 0 | 0 | 0 | 1 | 0 | 0 | 1.0077
403 | Lighting-Exterior | Controls | Outdoor motion sensor | Retail | Existing | CrtEgsd403 | 0 | 0.046287 | 482.16 | 0 | GSD | 10 | 0.57723 | 0.60437 | 0.83705 | 1.097 | 1.2026 | 1.2026 | 1.289 | 1.2891 | 1.2453 | 1.1192 | 0.77553 | 0.85362 | 28.9296 | 0 | 84 | 0 | 0 | 0 | 1 | 0 | 0 | 1.0077
403 | Lighting-Exterior | Controls | Outdoor motion sensor | Retail | New | CrtNgsd403 | 0 | 0.046287 | 482.16 | 0 | GSD | 10 | 0.57723 | 0.60437 | 0.83705 | 1.097 | 1.2026 | 1.2026 | 1.289 | 1.2891 | 1.2453 | 1.1192 | 0.77553 | 0.85362 | 28.9296 | 0 | 84 | 0 | 0 | 0 | 1 | 0 | 0 | 1.0077
403 | Lighting-Exterior | Controls | Outdoor motion sensor | Schools K-12 | Existing | CscEgsd403 | 0 | 0.050145 | 482.16 | 0 | GSD | 10 | 0.57723 | 0.60437 | 0.83705 | 1.097 | 1.2026 | 1.2026 | 1.289 | 1.2891 | 1.2453 | 1.1192 | 0.77553 | 0.85362 | 28.9296 | 0 | 84 | 0 | 0 | 0 | 1 | 0 | 0 | 1.0077
403 | Lighting-Exterior | Controls | Outdoor motion sensor | Schools K-12 | New | CscNgsd403 | 0 | 0.050145 | 482.16 | 0 | GSD | 10 | 0.57723 | 0.60437 | 0.83705 | 1.097 | 1.2026 | 1.2026 | 1.289 | 1.2891 | 1.2453 | 1.1192 | 0.77553 | 0.85362 | 28.9296 | 0 | 84 | 0 | 0 | 0 | 1 | 0 | 0 | 1.0077
403 | Lighting-Exterior | Controls | Outdoor motion sensor | Warehouse | Existing | CwaEgsd403 | 0 | 0.046287 | 482.16 | 0 | GSD | 10 | 0.57723 | 0.60437 | 0.83705 | 1.097 | 1.2026 | 1.2026 | 1.289 | 1.2891 | 1.2453 | 1.1192 | 0.77553 | 0.85362 | 28.9296 | 0 | 84 | 0 | 0 | 0 | 1 | 0 | 0 | 1.0077
403 | Lighting-Exterior | Controls | Outdoor motion sensor | Warehouse | New | CwaNgsd403 | 0 | 0.046287 | 482.16 | 0 | GSD | 10 | 0.57723 | 0.60437 | 0.83705 | 1.097 | 1.2026 | 1.2026 | 1.289 | 1.2891 | 1.2453 | 1.1192 | 0.77553 | 0.85362 | 28.9296 | 0 | 84 | 0 | 0 | 0 | 1 | 0 | 0 | 1.0077
404 | Lighting-Exterior | LED | LED - 9W Flood_CFL Baseline | Assembly | Turnover | CasTgsd404 | 0 | 0.0019085 | 20.09 | 0 | GSD | 10 | 0.57723 | 0.60437 | 0.83705 | 1.097 | 1.2026 | 1.2026 | 1.289 | 1.2891 | 1.2453 | 1.1192 | 0.77553 | 0.85362 | 1.2054 | 0 | 0.5 | 0 | 0 | 0 | 1 | 0 | 0 | 1.0077
404 | Lighting-Exterior | LED | LED - 9W Flood_CFL Baseline | Assembly | New | CasNgsd404 | 0 | 0.0019085 | 20.09 | 0 | GSD | 10 | 0.57723 | 0.60437 | 0.83705 | 1.097 | 1.2026 | 1.2026 | 1.289 | 1.2891 | 1.2453 | 1.1192 | 0.77553 | 0.85362 | 1.2054 | 0 | 0.5 | 0 | 0 | 0 | 1 | 0 | 0 | 1.0077
404 | Lighting-Exterior | LED | LED - 9W Flood_CFL Baseline | College and University | Turnover | CcoTgsd404 | 0 | 0.0019889 | 20.09 | 0 | GSD | 10 | 0.57723 | 0.60437 | 0.83705 | 1.097 | 1.2026 | 1.2026 | 1.289 | 1.2891 | 1.2453 | 1.1192 | 0.77553 | 0.85362 | 1.2054 | 0 | 0.5 | 0 | 0 | 0 | 1 | 0 | 0 | 1.0077
404 | Lighting-Exterior | LED | LED - 9W Flood_CFL Baseline | College and University | New | CcoNgsd404 | 0 | 0.0019889 | 20.09 | 0 | GSD | 10 | 0.57723 | 0.60437 | 0.83705 | 1.097 | 1.2026 | 1.2026 | 1.289 | 1.2891 | 1.2453 | 1.1192 | 0.77553 | 0.85362 | 1.2054 | 0 | 0.5 | 0 | 0 | 0 | 1 | 0 | 0 | 1.0077
404 | Lighting-Exterior | LED | LED - 9W Flood_CFL Baseline | Data Center | Turnover | CdaTgsd404 | 0 | 0.0018282 | 20.09 | 0 | GSD | 10 | 0.57723 | 0.60437 | 0.83705 | 1.097 | 1.2026 | 1.2026 | 1.289 | 1.2891 | 1.2453 | 1.1192 | 0.77553 | 0.85362 | 1.2054 | 0 | 0.5 | 0 | 0 | 0 | 1 | 0 | 0 | 1.0077
404 | Lighting-Exterior | LED | LED - 9W Flood_CFL Baseline | Data Center | New | CdaNgsd404 | 0 | 0.0018282 | 20.09 | 0 | GSD | 10 | 0.57723 | 0.60437 | 0.83705 | 1.097 | 1.2026 | 1.2026 | 1.289 | 1.2891 | 1.2453 | 1.1192 | 0.77553 | 0.85362 | 1.2054 | 0 | 0.5 | 0 | 0 | 0 | 1 | 0 | 0 | 1.0077
404 | Lighting-Exterior | LED | LED - 9W Flood_CFL Baseline | Grocery | Turnover | CgrTgsd404 | 0 | 0.0019487 | 20.09 | 0 | GSD | 10 | 0.57723 | 0.60437 | 0.83705 | 1.097 | 1.2026 | 1.2026 | 1.289 | 1.2891 | 1.2453 | 1.1192 | 0.77553 | 0.85362 | 1.2054 | 0 | 0.5 | 0 | 0 | 0 | 1 | 0 | 0 | 1.0077
404 | Lighting-Exterior | LED | LED - 9W Flood_CFL Baseline | Grocery | New | CgrNgsd404 | 0 | 0.0019487 | 20.09 | 0 | GSD | 10 | 0.57723 | 0.60437 | 0.83705 | 1.097 | 1.2026 | 1.2026 | 1.289 | 1.2891 | 1.2453 | 1.1192 | 0.77553 | 0.85362 | 1.2054 | 0 | 0.5 | 0 | 0 | 0 | 1 | 0 | 0 | 1.0077
404 | Lighting-Exterior | LED | LED - 9W Flood_CFL Baseline | Healthcare | Turnover | CheTgsd404 | 0 | 0.0019487 | 20.09 | 0 | GSD | 10 | 0.57723 | 0.60437 | 0.83705 | 1.097 | 1.2026 | 1.2026 | 1.289 | 1.2891 | 1.2453 | 1.1192 | 0.77553 | 0.85362 | 1.2054 | 0 | 0.5 | 0 | 0 | 0 | 1 | 0 | 0 | 1.0077
404 | Lighting-Exterior | LED | LED - 9W Flood_CFL Baseline | Healthcare | New | CheNgsd404 | 0 | 0.0019487 | 20.09 | 0 | GSD | 10 | 0.57723 | 0.60437 | 0.83705 | 1.097 | 1.2026 | 1.2026 | 1.289 | 1.2891 | 1.2453 | 1.1192 | 0.77553 | 0.85362 | 1.2054 | 0 | 0.5 | 0 | 0 | 0 | 1 | 0 | 0 | 1.0077
404 | Lighting-Exterior | LED | LED - 9W Flood_CFL Baseline | Hospitals | Turnover | ChoTgsd404 | 0 | 0.0019889 | 20.09 | 0 | GSD | 10 | 0.57723 | 0.60437 | 0.83705 | 1.097 | 1.2026 | 1.2026 | 1.289 | 1.2891 | 1.2453 | 1.1192 | 0.77553 | 0.85362 | 1.2054 | 0 | 0.5 | 0 | 0 | 0 | 1 | 0 | 0 | 1.0077
404 | Lighting-Exterior | LED | LED - 9W Flood_CFL Baseline | Hospitals | New | ChoNgsd404 | 0 | 0.0019889 | 20.09 | 0 | GSD | 10 | 0.57723 | 0.60437 | 0.83705 | 1.097 | 1.2026 | 1.2026 | 1.289 | 1.2891 | 1.2453 | 1.1192 | 0.77553 | 0.85362 | 1.2054 | 0 | 0.5 | 0 | 0 | 0 | 1 | 0 | 0 | 1.0077
404 | Lighting-Exterior | LED | LED - 9W Flood_CFL Baseline | Institutional | Turnover | CinTgsd404 | 0 | 0.0024108 | 20.09 | 0 | GSD | 10 | 0.57723 | 0.60437 | 0.83705 | 1.097 | 1.2026 | 1.2026 | 1.289 | 1.2891 | 1.2453 | 1.1192 | 0.77553 | 0.85362 | 1.2054 | 0 | 0.5 | 0 | 0 | 0 | 1 | 0 | 0 | 1.0077
404 | Lighting-Exterior | LED | LED - 9W Flood_CFL Baseline | Institutional | New | CinNgsd404 | 0 | 0.0024108 | 20.09 | 0 | GSD | 10 | 0.57723 | 0.60437 | 0.83705 | 1.097 | 1.2026 | 1.2026 | 1.289 | 1.2891 | 1.2453 | 1.1192 | 0.77553 | 0.85362 | 1.2054 | 0 | 0.5 | 0 | 0 | 0 | 1 | 0 | 0 | 1.0077
404 | Lighting-Exterior | LED | LED - 9W Flood_CFL Baseline | Lodging/Hospitality | Turnover | CloTgsd404 | 0 | 0.0017478 | 20.09 | 0 | GSD | 10 | 0.57723 | 0.60437 | 0.83705 | 1.097 | 1.2026 | 1.2026 | 1.289 | 1.2891 | 1.2453 | 1.1192 | 0.77553 | 0.85362 | 1.2054 | 0 | 0.5 | 0 | 0 | 0 | 1 | 0 | 0 | 1.0077
404 | Lighting-Exterior | LED | LED - 9W Flood_CFL Baseline | Lodging/Hospitality | New | CloNgsd404 | 0 | 0.0017478 | 20.09 | 0 | GSD | 10 | 0.57723 | 0.60437 | 0.83705 | 1.097 | 1.2026 | 1.2026 | 1.289 | 1.2891 | 1.2453 | 1.1192 | 0.77553 | 0.85362 | 1.2054 | 0 | 0.5 | 0 | 0 | 0 | 1 | 0 | 0 | 1.0077
404 | Lighting-Exterior | LED | LED - 9W Flood_CFL Baseline | Miscellaneous | Turnover | CmiTgsd404 | 0 | 0.0018282 | 20.09 | 0 | GSD | 10 | 0.57723 | 0.60437 | 0.83705 | 1.097 | 1.2026 | 1.2026 | 1.289 | 1.2891 | 1.2453 | 1.1192 | 0.77553 | 0.85362 | 1.2054 | 0 | 0.5 | 0 | 0 | 0 | 1 | 0 | 0 | 1.0077
404 | Lighting-Exterior | LED | LED - 9W Flood_CFL Baseline | Miscellaneous | New | CmiNgsd404 | 0 | 0.0018282 | 20.09 | 0 | GSD | 10 | 0.57723 | 0.60437 | 0.83705 | 1.097 | 1.2026 | 1.2026 | 1.289 | 1.2891 | 1.2453 | 1.1192 | 0.77553 | 0.85362 | 1.2054 | 0 | 0.5 | 0 | 0 | 0 | 1 | 0 | 0 | 1.0077
404 | Lighting-Exterior | LED | LED - 9W Flood_CFL Baseline | Offices | Turnover | CofTgsd404 | 0 | 0.0018282 | 20.09 | 0 | GSD | 10 | 0.57723 | 0.60437 | 0.83705 | 1.097 | 1.2026 | 1.2026 | 1.289 | 1.2891 | 1.2453 | 1.1192 | 0.77553 | 0.85362 | 1.2054 | 0 | 0.5 | 0 | 0 | 0 | 1 | 0 | 0 | 1.0077
404 | Lighting-Exterior | LED | LED - 9W Flood_CFL Baseline | Offices | New | CofNgsd404 | 0 | 0.0018282 | 20.09 | 0 | GSD | 10 | 0.57723 | 0.60437 | 0.83705 | 1.097 | 1.2026 | 1.2026 | 1.289 | 1.2891 | 1.2453 | 1.1192 | 0.77553 | 0.85362 | 1.2054 | 0 | 0.5 | 0 | 0 | 0 | 1 | 0 | 0 | 1.0077
404 | Lighting-Exterior | LED | LED - 9W Flood_CFL Baseline | Restaurants | Turnover | CreTgsd404 | 0 | 0.0018081 | 20.09 | 0 | GSD | 10 | 0.57723 | 0.60437 | 0.83705 | 1.097 | 1.2026 | 1.2026 | 1.289 | 1.2891 | 1.2453 | 1.1192 | 0.77553 | 0.85362 | 1.2054 | 0 | 0.5 | 0 | 0 | 0 | 1 | 0 | 0 | 1.0077
404 | Lighting-Exterior | LED | LED - 9W Flood_CFL Baseline | Restaurants | New | CreNgsd404 | 0 | 0.0018081 | 20.09 | 0 | GSD | 10 | 0.57723 | 0.60437 | 0.83705 | 1.097 | 1.2026 | 1.2026 | 1.289 | 1.2891 | 1.2453 | 1.1192 | 0.77553 | 0.85362 | 1.2054 | 0 | 0.5 | 0 | 0 | 0 | 1 | 0 | 0 | 1.0077
404 | Lighting-Exterior | LED | LED - 9W Flood_CFL Baseline | Retail | Turnover | CrtTgsd404 | 0 | 0.0019286 | 20.09 | 0 | GSD | 10 | 0.57723 | 0.60437 | 0.83705 | 1.097 | 1.2026 | 1.2026 | 1.289 | 1.2891 | 1.2453 | 1.1192 | 0.77553 | 0.85362 | 1.2054 | 0 | 0.5 | 0 | 0 | 0 | 1 | 0 | 0 | 1.0077
404 | Lighting-Exterior | LED | LED - 9W Flood_CFL Baseline | Retail | New | CrtNgsd404 | 0 | 0.0019286 | 20.09 | 0 | GSD | 10 | 0.57723 | 0.60437 | 0.83705 | 1.097 | 1.2026 | 1.2026 | 1.289 | 1.2891 | 1.2453 | 1.1192 | 0.77553 | 0.85362 | 1.2054 | 0 | 0.5 | 0 | 0 | 0 | 1 | 0 | 0 | 1.0077
404 | Lighting-Exterior | LED | LED - 9W Flood_CFL Baseline | Schools K-12 | Turnover | CscTgsd404 | 0 | 0.0020894 | 20.09 | 0 | GSD | 10 | 0.57723 | 0.60437 | 0.83705 | 1.097 | 1.2026 | 1.2026 | 1.289 | 1.2891 | 1.2453 | 1.1192 | 0.77553 | 0.85362 | 1.2054 | 0 | 0.5 | 0 | 0 | 0 | 1 | 0 | 0 | 1.0077
404 | Lighting-Exterior | LED | LED - 9W Flood_CFL Baseline | Schools K-12 | New | CscNgsd404 | 0 | 0.0020894 | 20.09 | 0 | GSD | 10 | 0.57723 | 0.60437 | 0.83705 | 1.097 | 1.2026 | 1.2026 | 1.289 | 1.2891 | 1.2453 | 1.1192 | 0.77553 | 0.85362 | 1.2054 | 0 | 0.5 | 0 | 0 | 0 | 1 | 0 | 0 | 1.0077
404 | Lighting-Exterior | LED | LED - 9W Flood_CFL Baseline | Warehouse | Turnover | CwaTgsd404 | 0 | 0.0019286 | 20.09 | 0 | GSD | 10 | 0.57723 | 0.60437 | 0.83705 | 1.097 | 1.2026 | 1.2026 | 1.289 | 1.2891 | 1.2453 | 1.1192 | 0.77553 | 0.85362 | 1.2054 | 0 | 0.5 | 0 | 0 | 0 | 1 | 0 | 0 | 1.0077
404 | Lighting-Exterior | LED | LED - 9W Flood_CFL Baseline | Warehouse | New | CwaNgsd404 | 0 | 0.0019286 | 20.09 | 0 | GSD | 10 | 0.57723 | 0.60437 | 0.83705 | 1.097 | 1.2026 | 1.2026 | 1.289 | 1.2891 | 1.2453 | 1.1192 | 0.77553 | 0.85362 | 1.2054 | 0 | 0.5 | 0 | 0 | 0 | 1 | 0 | 0 | 1.0077
405 | Lighting-Exterior | LED | LED Canopy Lighting (Exterior) | Assembly | Turnover | CasTgsd405 | 0 | 0.050271 | 529.17 | 0 | GSD | 13 | 0.57723 | 0.60437 | 0.83705 | 1.097 | 1.2026 | 1.2026 | 1.289 | 1.2891 | 1.2453 | 1.1192 | 0.77553 | 0.85362 | 31.7502 | 0 | 255 | 0 | 0 | 0 | 1 | 0 | 0 | 1.0077
405 | Lighting-Exterior | LED | LED Canopy Lighting (Exterior) | Assembly | New | CasNgsd405 | 0 | 0.050271 | 529.17 | 0 | GSD | 13 | 0.57723 | 0.60437 | 0.83705 | 1.097 | 1.2026 | 1.2026 | 1.289 | 1.2891 | 1.2453 | 1.1192 | 0.77553 | 0.85362 | 31.7502 | 0 | 255 | 0 | 0 | 0 | 1 | 0 | 0 | 1.0077
405 | Lighting-Exterior | LED | LED Canopy Lighting (Exterior) | College and University | Turnover | CcoTgsd405 | 0 | 0.052388 | 529.17 | 0 | GSD | 13 | 0.57723 | 0.60437 | 0.83705 | 1.097 | 1.2026 | 1.2026 | 1.289 | 1.2891 | 1.2453 | 1.1192 | 0.77553 | 0.85362 | 31.7502 | 0 | 255 | 0 | 0 | 0 | 1 | 0 | 0 | 1.0077
405 | Lighting-Exterior | LED | LED Canopy Lighting (Exterior) | College and University | New | CcoNgsd405 | 0 | 0.052388 | 529.17 | 0 | GSD | 13 | 0.57723 | 0.60437 | 0.83705 | 1.097 | 1.2026 | 1.2026 | 1.289 | 1.2891 | 1.2453 | 1.1192 | 0.77553 | 0.85362 | 31.7502 | 0 | 255 | 0 | 0 | 0 | 1 | 0 | 0 | 1.0077
405 | Lighting-Exterior | LED | LED Canopy Lighting (Exterior) | Data Center | Turnover | CdaTgsd405 | 0 | 0.048154 | 529.17 | 0 | GSD | 13 | 0.57723 | 0.60437 | 0.83705 | 1.097 | 1.2026 | 1.2026 | 1.289 | 1.2891 | 1.2453 | 1.1192 | 0.77553 | 0.85362 | 31.7502 | 0 | 255 | 0 | 0 | 0 | 1 | 0 | 0 | 1.0077
405 | Lighting-Exterior | LED | LED Canopy Lighting (Exterior) | Data Center | New | CdaNgsd405 | 0 | 0.048154 | 529.17 | 0 | GSD | 13 | 0.57723 | 0.60437 | 0.83705 | 1.097 | 1.2026 | 1.2026 | 1.289 | 1.2891 | 1.2453 | 1.1192 | 0.77553 | 0.85362 | 31.7502 | 0 | 255 | 0 | 0 | 0 | 1 | 0 | 0 | 1.0077
405 | Lighting-Exterior | LED | LED Canopy Lighting (Exterior) | Grocery | Turnover | CgrTgsd405 | 0 | 0.051329 | 529.17 | 0 | GSD | 13 | 0.57723 | 0.60437 | 0.83705 | 1.097 | 1.2026 | 1.2026 | 1.289 | 1.2891 | 1.2453 | 1.1192 | 0.77553 | 0.85362 | 31.7502 | 0 | 255 | 0 | 0 | 0 | 1 | 0 | 0 | 1.0077
405 | Lighting-Exterior | LED | LED Canopy Lighting (Exterior) | Grocery | New | CgrNgsd405 | 0 | 0.051329 | 529.17 | 0 | GSD | 13 | 0.57723 | 0.60437 | 0.83705 | 1.097 | 1.2026 | 1.2026 | 1.289 | 1.2891 | 1.2453 | 1.1192 | 0.77553 | 0.85362 | 31.7502 | 0 | 255 | 0 | 0 | 0 | 1 | 0 | 0 | 1.0077
405 | Lighting-Exterior | LED | LED Canopy Lighting (Exterior) | Healthcare | Turnover | CheTgsd405 | 0 | 0.051329 | 529.17 | 0 | GSD | 13 | 0.57723 | 0.60437 | 0.83705 | 1.097 | 1.2026 | 1.2026 | 1.289 | 1.2891 | 1.2453 | 1.1192 | 0.77553 | 0.85362 | 31.7502 | 0 | 255 | 0 | 0 | 0 | 1 | 0 | 0 | 1.0077
405 | Lighting-Exterior | LED | LED Canopy Lighting (Exterior) | Healthcare | New | CheNgsd405 | 0 | 0.051329 | 529.17 | 0 | GSD | 13 | 0.57723 | 0.60437 | 0.83705 | 1.097 | 1.2026 | 1.2026 | 1.289 | 1.2891 | 1.2453 | 1.1192 | 0.77553 | 0.85362 | 31.7502 | 0 | 255 | 0 | 0 | 0 | 1 | 0 | 0 | 1.0077
405 | Lighting-Exterior | LED | LED Canopy Lighting (Exterior) | Hospitals | Turnover | ChoTgsd405 | 0 | 0.052388 | 529.17 | 0 | GSD | 13 | 0.57723 | 0.60437 | 0.83705 | 1.097 | 1.2026 | 1.2026 | 1.289 | 1.2891 | 1.2453 | 1.1192 | 0.77553 | 0.85362 | 31.7502 | 0 | 255 | 0 | 0 | 0 | 1 | 0 | 0 | 1.0077
405 | Lighting-Exterior | LED | LED Canopy Lighting (Exterior) | Hospitals | New | ChoNgsd405 | 0 | 0.052388 | 529.17 | 0 | GSD | 13 | 0.57723 | 0.60437 | 0.83705 | 1.097 | 1.2026 | 1.2026 | 1.289 | 1.2891 | 1.2453 | 1.1192 | 0.77553 | 0.85362 | 31.7502 | 0 | 255 | 0 | 0 | 0 | 1 | 0 | 0 | 1.0077
405 | Lighting-Exterior | LED | LED Canopy Lighting (Exterior) | Institutional | Turnover | CinTgsd405 | 0 | 0.0635 | 529.17 | 0 | GSD | 13 | 0.57723 | 0.60437 | 0.83705 | 1.097 | 1.2026 | 1.2026 | 1.289 | 1.2891 | 1.2453 | 1.1192 | 0.77553 | 0.85362 | 31.7502 | 0 | 255 | 0 | 0 | 0 | 1 | 0 | 0 | 1.0077
405 | Lighting-Exterior | LED | LED Canopy Lighting (Exterior) | Institutional | New | CinNgsd405 | 0 | 0.0635 | 529.17 | 0 | GSD | 13 | 0.57723 | 0.60437 | 0.83705 | 1.097 | 1.2026 | 1.2026 | 1.289 | 1.2891 | 1.2453 | 1.1192 | 0.77553 | 0.85362 | 31.7502 | 0 | 255 | 0 | 0 | 0 | 1 | 0 | 0 | 1.0077
405 | Lighting-Exterior | LED | LED Canopy Lighting (Exterior) | Lodging/Hospitality | Turnover | CloTgsd405 | 0 | 0.046038 | 529.17 | 0 | GSD | 13 | 0.57723 | 0.60437 | 0.83705 | 1.097 | 1.2026 | 1.2026 | 1.289 | 1.2891 | 1.2453 | 1.1192 | 0.77553 | 0.85362 | 31.7502 | 0 | 255 | 0 | 0 | 0 | 1 | 0 | 0 | 1.0077
405 | Lighting-Exterior | LED | LED Canopy Lighting (Exterior) | Lodging/Hospitality | New | CloNgsd405 | 0 | 0.046038 | 529.17 | 0 | GSD | 13 | 0.57723 | 0.60437 | 0.83705 | 1.097 | 1.2026 | 1.2026 | 1.289 | 1.2891 | 1.2453 | 1.1192 | 0.77553 | 0.85362 | 31.7502 | 0 | 255 | 0 | 0 | 0 | 1 | 0 | 0 | 1.0077
405 | Lighting-Exterior | LED | LED Canopy Lighting (Exterior) | Miscellaneous | Turnover | CmiTgsd405 | 0 | 0.048154 | 529.17 | 0 | GSD | 13 | 0.57723 | 0.60437 | 0.83705 | 1.097 | 1.2026 | 1.2026 | 1.289 | 1.2891 | 1.2453 | 1.1192 | 0.77553 | 0.85362 | 31.7502 | 0 | 255 | 0 | 0 | 0 | 1 | 0 | 0 | 1.0077
405 | Lighting-Exterior | LED | LED Canopy Lighting (Exterior) | Miscellaneous | New | CmiNgsd405 | 0 | 0.048154 | 529.17 | 0 | GSD | 13 | 0.57723 | 0.60437 | 0.83705 | 1.097 | 1.2026 | 1.2026 | 1.289 | 1.2891 | 1.2453 | 1.1192 | 0.77553 | 0.85362 | 31.7502 | 0 | 255 | 0 | 0 | 0 | 1 | 0 | 0 | 1.0077
405 | Lighting-Exterior | LED | LED Canopy Lighting (Exterior) | Offices | Turnover | CofTgsd405 | 0 | 0.048154 | 529.17 | 0 | GSD | 13 | 0.57723 | 0.60437 | 0.83705 | 1.097 | 1.2026 | 1.2026 | 1.289 | 1.2891 | 1.2453 | 1.1192 | 0.77553 | 0.85362 | 31.7502 | 0 | 255 | 0 | 0 | 0 | 1 | 0 | 0 | 1.0077
405 | Lighting-Exterior | LED | LED Canopy Lighting (Exterior) | Offices | New | CofNgsd405 | 0 | 0.048154 | 529.17 | 0 | GSD | 13 | 0.57723 | 0.60437 | 0.83705 | 1.097 | 1.2026 | 1.2026 | 1.289 | 1.2891 | 1.2453 | 1.1192 | 0.77553 | 0.85362 | 31.7502 | 0 | 255 | 0 | 0 | 0 | 1 | 0 | 0 | 1.0077
405 | Lighting-Exterior | LED | LED Canopy Lighting (Exterior) | Restaurants | Turnover | CreTgsd405 | 0 | 0.047625 | 529.17 | 0 | GSD | 13 | 0.57723 | 0.60437 | 0.83705 | 1.097 | 1.2026 | 1.2026 | 1.289 | 1.2891 | 1.2453 | 1.1192 | 0.77553 | 0.85362 | 31.7502 | 0 | 255 | 0 | 0 | 0 | 1 | 0 | 0 | 1.0077
405 | Lighting-Exterior | LED | LED Canopy Lighting (Exterior) | Restaurants | New | CreNgsd405 | 0 | 0.047625 | 529.17 | 0 | GSD | 13 | 0.57723 | 0.60437 | 0.83705 | 1.097 | 1.2026 | 1.2026 | 1.289 | 1.2891 | 1.2453 | 1.1192 | 0.77553 | 0.85362 | 31.7502 | 0 | 255 | 0 | 0 | 0 | 1 | 0 | 0 | 1.0077
405 | Lighting-Exterior | LED | LED Canopy Lighting (Exterior) | Retail | Turnover | CrtTgsd405 | 0 | 0.0508 | 529.17 | 0 | GSD | 13 | 0.57723 | 0.60437 | 0.83705 | 1.097 | 1.2026 | 1.2026 | 1.289 | 1.2891 | 1.2453 | 1.1192 | 0.77553 | 0.85362 | 31.7502 | 0 | 255 | 0 | 0 | 0 | 1 | 0 | 0 | 1.0077
405 | Lighting-Exterior | LED | LED Canopy Lighting (Exterior) | Retail | New | CrtNgsd405 | 0 | 0.0508 | 529.17 | 0 | GSD | 13 | 0.57723 | 0.60437 | 0.83705 | 1.097 | 1.2026 | 1.2026 | 1.289 | 1.2891 | 1.2453 | 1.1192 | 0.77553 | 0.85362 | 31.7502 | 0 | 255 | 0 | 0 | 0 | 1 | 0 | 0 | 1.0077
405 | Lighting-Exterior | LED | LED Canopy Lighting (Exterior) | Schools K-12 | Turnover | CscTgsd405 | 0 | 0.055034 | 529.17 | 0 | GSD | 13 | 0.57723 | 0.60437 | 0.83705 | 1.097 | 1.2026 | 1.2026 | 1.289 | 1.2891 | 1.2453 | 1.1192 | 0.77553 | 0.85362 | 31.7502 | 0 | 255 | 0 | 0 | 0 | 1 | 0 | 0 | 1.0077
405 | Lighting-Exterior | LED | LED Canopy Lighting (Exterior) | Schools K-12 | New | CscNgsd405 | 0 | 0.055034 | 529.17 | 0 | GSD | 13 | 0.57723 | 0.60437 | 0.83705 | 1.097 | 1.2026 | 1.2026 | 1.289 | 1.2891 | 1.2453 | 1.1192 | 0.77553 | 0.85362 | 31.7502 | 0 | 255 | 0 | 0 | 0 | 1 | 0 | 0 | 1.0077
405 | Lighting-Exterior | LED | LED Canopy Lighting (Exterior) | Warehouse | Turnover | CwaTgsd405 | 0 | 0.0508 | 529.17 | 0 | GSD | 13 | 0.57723 | 0.60437 | 0.83705 | 1.097 | 1.2026 | 1.2026 | 1.289 | 1.2891 | 1.2453 | 1.1192 | 0.77553 | 0.85362 | 31.7502 | 0 | 255 | 0 | 0 | 0 | 1 | 0 | 0 | 1.0077
405 | Lighting-Exterior | LED | LED Canopy Lighting (Exterior) | Warehouse | New | CwaNgsd405 | 0 | 0.0508 | 529.17 | 0 | GSD | 13 | 0.57723 | 0.60437 | 0.83705 | 1.097 | 1.2026 | 1.2026 | 1.289 | 1.2891 | 1.2453 | 1.1192 | 0.77553 | 0.85362 | 31.7502 | 0 | 255 | 0 | 0 | 0 | 1 | 0 | 0 | 1.0077
406 | Lighting-Exterior | LED | LED Display Lighting (Exterior) | Assembly | Turnover | CasTgsd406 | 0 | 0.35881 | 3776.92 | 0 | GSD | 11 | 0.57723 | 0.60437 | 0.83705 | 1.097 | 1.2026 | 1.2026 | 1.289 | 1.2891 | 1.2453 | 1.1192 | 0.77553 | 0.85362 | 226.6152 | 0 | 2274.8 | 0 | 0 | 0 | 1 | 0 | 0 | 1.0077
406 | Lighting-Exterior | LED | LED Display Lighting (Exterior) | Assembly | New | CasNgsd406 | 0 | 0.35881 | 3776.92 | 0 | GSD | 11 | 0.57723 | 0.60437 | 0.83705 | 1.097 | 1.2026 | 1.2026 | 1.289 | 1.2891 | 1.2453 | 1.1192 | 0.77553 | 0.85362 | 226.6152 | 0 | 2274.8 | 0 | 0 | 0 | 1 | 0 | 0 | 1.0077
406 | Lighting-Exterior | LED | LED Display Lighting (Exterior) | College and University | Turnover | CcoTgsd406 | 0 | 0.37392 | 3776.92 | 0 | GSD | 11 | 0.57723 | 0.60437 | 0.83705 | 1.097 | 1.2026 | 1.2026 | 1.289 | 1.2891 | 1.2453 | 1.1192 | 0.77553 | 0.85362 | 226.6152 | 0 | 2274.8 | 0 | 0 | 0 | 1 | 0 | 0 | 1.0077
406 | Lighting-Exterior | LED | LED Display Lighting (Exterior) | College and University | New | CcoNgsd406 | 0 | 0.37392 | 3776.92 | 0 | GSD | 11 | 0.57723 | 0.60437 | 0.83705 | 1.097 | 1.2026 | 1.2026 | 1.289 | 1.2891 | 1.2453 | 1.1192 | 0.77553 | 0.85362 | 226.6152 | 0 | 2274.8 | 0 | 0 | 0 | 1 | 0 | 0 | 1.0077
406 | Lighting-Exterior | LED | LED Display Lighting (Exterior) | Data Center | Turnover | CdaTgsd406 | 0 | 0.3437 | 3776.92 | 0 | GSD | 11 | 0.57723 | 0.60437 | 0.83705 | 1.097 | 1.2026 | 1.2026 | 1.289 | 1.2891 | 1.2453 | 1.1192 | 0.77553 | 0.85362 | 226.6152 | 0 | 2274.8 | 0 | 0 | 0 | 1 | 0 | 0 | 1.0077
406 | Lighting-Exterior | LED | LED Display Lighting (Exterior) | Data Center | New | CdaNgsd406 | 0 | 0.3437 | 3776.92 | 0 | GSD | 11 | 0.57723 | 0.60437 | 0.83705 | 1.097 | 1.2026 | 1.2026 | 1.289 | 1.2891 | 1.2453 | 1.1192 | 0.77553 | 0.85362 | 226.6152 | 0 | 2274.8 | 0 | 0 | 0 | 1 | 0 | 0 | 1.0077
406 | Lighting-Exterior | LED | LED Display Lighting (Exterior) | Grocery | Turnover | CgrTgsd406 | 0 | 0.36636 | 3776.92 | 0 | GSD | 11 | 0.57723 | 0.60437 | 0.83705 | 1.097 | 1.2026 | 1.2026 | 1.289 | 1.2891 | 1.2453 | 1.1192 | 0.77553 | 0.85362 | 226.6152 | 0 | 2274.8 | 0 | 0 | 0 | 1 | 0 | 0 | 1.0077
406 | Lighting-Exterior | LED | LED Display Lighting (Exterior) | Grocery | New | CgrNgsd406 | 0 | 0.36636 | 3776.92 | 0 | GSD | 11 | 0.57723 | 0.60437 | 0.83705 | 1.097 | 1.2026 | 1.2026 | 1.289 | 1.2891 | 1.2453 | 1.1192 | 0.77553 | 0.85362 | 226.6152 | 0 | 2274.8 | 0 | 0 | 0 | 1 | 0 | 0 | 1.0077
406 | Lighting-Exterior | LED | LED Display Lighting (Exterior) | Healthcare | Turnover | CheTgsd406 | 0 | 0.36636 | 3776.92 | 0 | GSD | 11 | 0.57723 | 0.60437 | 0.83705 | 1.097 | 1.2026 | 1.2026 | 1.289 | 1.2891 | 1.2453 | 1.1192 | 0.77553 | 0.85362 | 226.6152 | 0 | 2274.8 | 0 | 0 | 0 | 1 | 0 | 0 | 1.0077
406 | Lighting-Exterior | LED | LED Display Lighting (Exterior) | Healthcare | New | CheNgsd406 | 0 | 0.36636 | 3776.92 | 0 | GSD | 11 | 0.57723 | 0.60437 | 0.83705 | 1.097 | 1.2026 | 1.2026 | 1.289 | 1.2891 | 1.2453 | 1.1192 | 0.77553 | 0.85362 | 226.6152 | 0 | 2274.8 | 0 | 0 | 0 | 1 | 0 | 0 | 1.0077
406 | Lighting-Exterior | LED | LED Display Lighting (Exterior) | Hospitals | Turnover | ChoTgsd406 | 0 | 0.37392 | 3776.92 | 0 | GSD | 11 | 0.57723 | 0.60437 | 0.83705 | 1.097 | 1.2026 | 1.2026 | 1.289 | 1.2891 | 1.2453 | 1.1192 | 0.77553 | 0.85362 | 226.6152 | 0 | 2274.8 | 0 | 0 | 0 | 1 | 0 | 0 | 1.0077
406 | Lighting-Exterior | LED | LED Display Lighting (Exterior) | Hospitals | New | ChoNgsd406 | 0 | 0.37392 | 3776.92 | 0 | GSD | 11 | 0.57723 | 0.60437 | 0.83705 | 1.097 | 1.2026 | 1.2026 | 1.289 | 1.2891 | 1.2453 | 1.1192 | 0.77553 | 0.85362 | 226.6152 | 0 | 2274.8 | 0 | 0 | 0 | 1 | 0 | 0 | 1.0077
406 | Lighting-Exterior | LED | LED Display Lighting (Exterior) | Institutional | Turnover | CinTgsd406 | 0 | 0.45323 | 3776.92 | 0 | GSD | 11 | 0.57723 | 0.60437 | 0.83705 | 1.097 | 1.2026 | 1.2026 | 1.289 | 1.2891 | 1.2453 | 1.1192 | 0.77553 | 0.85362 | 226.6152 | 0 | 2274.8 | 0 | 0 | 0 | 1 | 0 | 0 | 1.0077
406 | Lighting-Exterior | LED | LED Display Lighting (Exterior) | Institutional | New | CinNgsd406 | 0 | 0.45323 | 3776.92 | 0 | GSD | 11 | 0.57723 | 0.60437 | 0.83705 | 1.097 | 1.2026 | 1.2026 | 1.289 | 1.2891 | 1.2453 | 1.1192 | 0.77553 | 0.85362 | 226.6152 | 0 | 2274.8 | 0 | 0 | 0 | 1 | 0 | 0 | 1.0077
406 | Lighting-Exterior | LED | LED Display Lighting (Exterior) | Lodging/Hospitality | Turnover | CloTgsd406 | 0 | 0.32859 | 3776.92 | 0 | GSD | 11 | 0.57723 | 0.60437 | 0.83705 | 1.097 | 1.2026 | 1.2026 | 1.289 | 1.2891 | 1.2453 | 1.1192 | 0.77553 | 0.85362 | 226.6152 | 0 | 2274.8 | 0 | 0 | 0 | 1 | 0 | 0 | 1.0077
406 | Lighting-Exterior | LED | LED Display Lighting (Exterior) | Lodging/Hospitality | New | CloNgsd406 | 0 | 0.32859 | 3776.92 | 0 | GSD | 11 | 0.57723 | 0.60437 | 0.83705 | 1.097 | 1.2026 | 1.2026 | 1.289 | 1.2891 | 1.2453 | 1.1192 | 0.77553 | 0.85362 | 226.6152 | 0 | 2274.8 | 0 | 0 | 0 | 1 | 0 | 0 | 1.0077
406 | Lighting-Exterior | LED | LED Display Lighting (Exterior) | Miscellaneous | Turnover | CmiTgsd406 | 0 | 0.3437 | 3776.92 | 0 | GSD | 11 | 0.57723 | 0.60437 | 0.83705 | 1.097 | 1.2026 | 1.2026 | 1.289 | 1.2891 | 1.2453 | 1.1192 | 0.77553 | 0.85362 | 226.6152 | 0 | 2274.8 | 0 | 0 | 0 | 1 | 0 | 0 | 1.0077
406 | Lighting-Exterior | LED | LED Display Lighting (Exterior) | Miscellaneous | New | CmiNgsd406 | 0 | 0.3437 | 3776.92 | 0 | GSD | 11 | 0.57723 | 0.60437 | 0.83705 | 1.097 | 1.2026 | 1.2026 | 1.289 | 1.2891 | 1.2453 | 1.1192 | 0.77553 | 0.85362 | 226.6152 | 0 | 2274.8 | 0 | 0 | 0 | 1 | 0 | 0 | 1.0077
406 | Lighting-Exterior | LED | LED Display Lighting (Exterior) | Offices | Turnover | CofTgsd406 | 0 | 0.3437 | 3776.92 | 0 | GSD | 11 | 0.57723 | 0.60437 | 0.83705 | 1.097 | 1.2026 | 1.2026 | 1.289 | 1.2891 | 1.2453 | 1.1192 | 0.77553 | 0.85362 | 226.6152 | 0 | 2274.8 | 0 | 0 | 0 | 1 | 0 | 0 | 1.0077
406 | Lighting-Exterior | LED | LED Display Lighting (Exterior) | Offices | New | CofNgsd406 | 0 | 0.3437 | 3776.92 | 0 | GSD | 11 | 0.57723 | 0.60437 | 0.83705 | 1.097 | 1.2026 | 1.2026 | 1.289 | 1.2891 | 1.2453 | 1.1192 | 0.77553 | 0.85362 | 226.6152 | 0 | 2274.8 | 0 | 0 | 0 | 1 | 0 | 0 | 1.0077
406 | Lighting-Exterior | LED | LED Display Lighting (Exterior) | Restaurants | Turnover | CreTgsd406 | 0 | 0.33992 | 3776.92 | 0 | GSD | 11 | 0.57723 | 0.60437 | 0.83705 | 1.097 | 1.2026 | 1.2026 | 1.289 | 1.2891 | 1.2453 | 1.1192 | 0.77553 | 0.85362 | 226.6152 | 0 | 2274.8 | 0 | 0 | 0 | 1 | 0 | 0 | 1.0077
406 | Lighting-Exterior | LED | LED Display Lighting (Exterior) | Restaurants | New | CreNgsd406 | 0 | 0.33992 | 3776.92 | 0 | GSD | 11 | 0.57723 | 0.60437 | 0.83705 | 1.097 | 1.2026 | 1.2026 | 1.289 | 1.2891 | 1.2453 | 1.1192 | 0.77553 | 0.85362 | 226.6152 | 0 | 2274.8 | 0 | 0 | 0 | 1 | 0 | 0 | 1.0077
406 | Lighting-Exterior | LED | LED Display Lighting (Exterior) | Retail | Turnover | CrtTgsd406 | 0 | 0.36258 | 3776.92 | 0 | GSD | 11 | 0.57723 | 0.60437 | 0.83705 | 1.097 | 1.2026 | 1.2026 | 1.289 | 1.2891 | 1.2453 | 1.1192 | 0.77553 | 0.85362 | 226.6152 | 0 | 2274.8 | 0 | 0 | 0 | 1 | 0 | 0 | 1.0077
406 | Lighting-Exterior | LED | LED Display Lighting (Exterior) | Retail | New | CrtNgsd406 | 0 | 0.36258 | 3776.92 | 0 | GSD | 11 | 0.57723 | 0.60437 | 0.83705 | 1.097 | 1.2026 | 1.2026 | 1.289 | 1.2891 | 1.2453 | 1.1192 | 0.77553 | 0.85362 | 226.6152 | 0 | 2274.8 | 0 | 0 | 0 | 1 | 0 | 0 | 1.0077
406 | Lighting-Exterior | LED | LED Display Lighting (Exterior) | Schools K-12 | Turnover | CscTgsd406 | 0 | 0.3928 | 3776.92 | 0 | GSD | 11 | 0.57723 | 0.60437 | 0.83705 | 1.097 | 1.2026 | 1.2026 | 1.289 | 1.2891 | 1.2453 | 1.1192 | 0.77553 | 0.85362 | 226.6152 | 0 | 2274.8 | 0 | 0 | 0 | 1 | 0 | 0 | 1.0077
406 | Lighting-Exterior | LED | LED Display Lighting (Exterior) | Schools K-12 | New | CscNgsd406 | 0 | 0.3928 | 3776.92 | 0 | GSD | 11 | 0.57723 | 0.60437 | 0.83705 | 1.097 | 1.2026 | 1.2026 | 1.289 | 1.2891 | 1.2453 | 1.1192 | 0.77553 | 0.85362 | 226.6152 | 0 | 2274.8 | 0 | 0 | 0 | 1 | 0 | 0 | 1.0077
406 | Lighting-Exterior | LED | LED Display Lighting (Exterior) | Warehouse | Turnover | CwaTgsd406 | 0 | 0.36258 | 3776.92 | 0 | GSD | 11 | 0.57723 | 0.60437 | 0.83705 | 1.097 | 1.2026 | 1.2026 | 1.289 | 1.2891 | 1.2453 | 1.1192 | 0.77553 | 0.85362 | 226.6152 | 0 | 2274.8 | 0 | 0 | 0 | 1 | 0 | 0 | 1.0077
406 | Lighting-Exterior | LED | LED Display Lighting (Exterior) | Warehouse | New | CwaNgsd406 | 0 | 0.36258 | 3776.92 | 0 | GSD | 11 | 0.57723 | 0.60437 | 0.83705 | 1.097 | 1.2026 | 1.2026 | 1.289 | 1.2891 | 1.2453 | 1.1192 | 0.77553 | 0.85362 | 226.6152 | 0 | 2274.8 | 0 | 0 | 0 | 1 | 0 | 0 | 1.0077
407 | Lighting-Exterior | LED | LED Exterior Wall Packs | Assembly | Turnover | CasTgsd407 | 0 | 0.053439 | 562.52 | 0 | GSD | 15 | 0.57723 | 0.60437 | 0.83705 | 1.097 | 1.2026 | 1.2026 | 1.289 | 1.2891 | 1.2453 | 1.1192 | 0.77553 | 0.85362 | 33.7512 | 0 | 169 | 0 | 0 | 0 | 1 | 0 | 0 | 1.0077
407 | Lighting-Exterior | LED | LED Exterior Wall Packs | Assembly | New | CasNgsd407 | 0 | 0.053439 | 562.52 | 0 | GSD | 15 | 0.57723 | 0.60437 | 0.83705 | 1.097 | 1.2026 | 1.2026 | 1.289 | 1.2891 | 1.2453 | 1.1192 | 0.77553 | 0.85362 | 33.7512 | 0 | 169 | 0 | 0 | 0 | 1 | 0 | 0 | 1.0077
407 | Lighting-Exterior | LED | LED Exterior Wall Packs | College and University | Turnover | CcoTgsd407 | 0 | 0.055689 | 562.52 | 0 | GSD | 15 | 0.57723 | 0.60437 | 0.83705 | 1.097 | 1.2026 | 1.2026 | 1.289 | 1.2891 | 1.2453 | 1.1192 | 0.77553 | 0.85362 | 33.7512 | 0 | 169 | 0 | 0 | 0 | 1 | 0 | 0 | 1.0077
407 | Lighting-Exterior | LED | LED Exterior Wall Packs | College and University | New | CcoNgsd407 | 0 | 0.055689 | 562.52 | 0 | GSD | 15 | 0.57723 | 0.60437 | 0.83705 | 1.097 | 1.2026 | 1.2026 | 1.289 | 1.2891 | 1.2453 | 1.1192 | 0.77553 | 0.85362 | 33.7512 | 0 | 169 | 0 | 0 | 0 | 1 | 0 | 0 | 1.0077
407 | Lighting-Exterior | LED | LED Exterior Wall Packs | Data Center | Turnover | CdaTgsd407 | 0 | 0.051189 | 562.52 | 0 | GSD | 15 | 0.57723 | 0.60437 | 0.83705 | 1.097 | 1.2026 | 1.2026 | 1.289 | 1.2891 | 1.2453 | 1.1192 | 0.77553 | 0.85362 | 33.7512 | 0 | 169 | 0 | 0 | 0 | 1 | 0 | 0 | 1.0077
407 | Lighting-Exterior | LED | LED Exterior Wall Packs | Data Center | New | CdaNgsd407 | 0 | 0.051189 | 562.52 | 0 | GSD | 15 | 0.57723 | 0.60437 | 0.83705 | 1.097 | 1.2026 | 1.2026 | 1.289 | 1.2891 | 1.2453 | 1.1192 | 0.77553 | 0.85362 | 33.7512 | 0 | 169 | 0 | 0 | 0 | 1 | 0 | 0 | 1.0077
407 | Lighting-Exterior | LED | LED Exterior Wall Packs | Grocery | Turnover | CgrTgsd407 | 0 | 0.054564 | 562.52 | 0 | GSD | 15 | 0.57723 | 0.60437 | 0.83705 | 1.097 | 1.2026 | 1.2026 | 1.289 | 1.2891 | 1.2453 | 1.1192 | 0.77553 | 0.85362 | 33.7512 | 0 | 169 | 0 | 0 | 0 | 1 | 0 | 0 | 1.0077
407 | Lighting-Exterior | LED | LED Exterior Wall Packs | Grocery | New | CgrNgsd407 | 0 | 0.054564 | 562.52 | 0 | GSD | 15 | 0.57723 | 0.60437 | 0.83705 | 1.097 | 1.2026 | 1.2026 | 1.289 | 1.2891 | 1.2453 | 1.1192 | 0.77553 | 0.85362 | 33.7512 | 0 | 169 | 0 | 0 | 0 | 1 | 0 | 0 | 1.0077
407 | Lighting-Exterior | LED | LED Exterior Wall Packs | Healthcare | Turnover | CheTgsd407 | 0 | 0.054564 | 562.52 | 0 | GSD | 15 | 0.57723 | 0.60437 | 0.83705 | 1.097 | 1.2026 | 1.2026 | 1.289 | 1.2891 | 1.2453 | 1.1192 | 0.77553 | 0.85362 | 33.7512 | 0 | 169 | 0 | 0 | 0 | 1 | 0 | 0 | 1.0077
407 | Lighting-Exterior | LED | LED Exterior Wall Packs | Healthcare | New | CheNgsd407 | 0 | 0.054564 | 562.52 | 0 | GSD | 15 | 0.57723 | 0.60437 | 0.83705 | 1.097 | 1.2026 | 1.2026 | 1.289 | 1.2891 | 1.2453 | 1.1192 | 0.77553 | 0.85362 | 33.7512 | 0 | 169 | 0 | 0 | 0 | 1 | 0 | 0 | 1.0077
407 | Lighting-Exterior | LED | LED Exterior Wall Packs | Hospitals | Turnover | ChoTgsd407 | 0 | 0.055689 | 562.52 | 0 | GSD | 15 | 0.57723 | 0.60437 | 0.83705 | 1.097 | 1.2026 | 1.2026 | 1.289 | 1.2891 | 1.2453 | 1.1192 | 0.77553 | 0.85362 | 33.7512 | 0 | 169 | 0 | 0 | 0 | 1 | 0 | 0 | 1.0077
407 | Lighting-Exterior | LED | LED Exterior Wall Packs | Hospitals | New | ChoNgsd407 | 0 | 0.055689 | 562.52 | 0 | GSD | 15 | 0.57723 | 0.60437 | 0.83705 | 1.097 | 1.2026 | 1.2026 | 1.289 | 1.2891 | 1.2453 | 1.1192 | 0.77553 | 0.85362 | 33.7512 | 0 | 169 | 0 | 0 | 0 | 1 | 0 | 0 | 1.0077
407 | Lighting-Exterior | LED | LED Exterior Wall Packs | Institutional | Turnover | CinTgsd407 | 0 | 0.067502 | 562.52 | 0 | GSD | 15 | 0.57723 | 0.60437 | 0.83705 | 1.097 | 1.2026 | 1.2026 | 1.289 | 1.2891 | 1.2453 | 1.1192 | 0.77553 | 0.85362 | 33.7512 | 0 | 169 | 0 | 0 | 0 | 1 | 0 | 0 | 1.0077
407 | Lighting-Exterior | LED | LED Exterior Wall Packs | Institutional | New | CinNgsd407 | 0 | 0.067502 | 562.52 | 0 | GSD | 15 | 0.57723 | 0.60437 | 0.83705 | 1.097 | 1.2026 | 1.2026 | 1.289 | 1.2891 | 1.2453 | 1.1192 | 0.77553 | 0.85362 | 33.7512 | 0 | 169 | 0 | 0 | 0 | 1 | 0 | 0 | 1.0077
407 | Lighting-Exterior | LED | LED Exterior Wall Packs | Lodging/Hospitality | Turnover | CloTgsd407 | 0 | 0.048939 | 562.52 | 0 | GSD | 15 | 0.57723 | 0.60437 | 0.83705 | 1.097 | 1.2026 | 1.2026 | 1.289 | 1.2891 | 1.2453 | 1.1192 | 0.77553 | 0.85362 | 33.7512 | 0 | 169 | 0 | 0 | 0 | 1 | 0 | 0 | 1.0077
407 | Lighting-Exterior | LED | LED Exterior Wall Packs | Lodging/Hospitality | New | CloNgsd407 | 0 | 0.048939 | 562.52 | 0 | GSD | 15 | 0.57723 | 0.60437 | 0.83705 | 1.097 | 1.2026 | 1.2026 | 1.289 | 1.2891 | 1.2453 | 1.1192 | 0.77553 | 0.85362 | 33.7512 | 0 | 169 | 0 | 0 | 0 | 1 | 0 | 0 | 1.0077
407 | Lighting-Exterior | LED | LED Exterior Wall Packs | Miscellaneous | Turnover | CmiTgsd407 | 0 | 0.051189 | 562.52 | 0 | GSD | 15 | 0.57723 | 0.60437 | 0.83705 | 1.097 | 1.2026 | 1.2026 | 1.289 | 1.2891 | 1.2453 | 1.1192 | 0.77553 | 0.85362 | 33.7512 | 0 | 169 | 0 | 0 | 0 | 1 | 0 | 0 | 1.0077
407 | Lighting-Exterior | LED | LED Exterior Wall Packs | Miscellaneous | New | CmiNgsd407 | 0 | 0.051189 | 562.52 | 0 | GSD | 15 | 0.57723 | 0.60437 | 0.83705 | 1.097 | 1.2026 | 1.2026 | 1.289 | 1.2891 | 1.2453 | 1.1192 | 0.77553 | 0.85362 | 33.7512 | 0 | 169 | 0 | 0 | 0 | 1 | 0 | 0 | 1.0077
407 | Lighting-Exterior | LED | LED Exterior Wall Packs | Offices | Turnover | CofTgsd407 | 0 | 0.051189 | 562.52 | 0 | GSD | 15 | 0.57723 | 0.60437 | 0.83705 | 1.097 | 1.2026 | 1.2026 | 1.289 | 1.2891 | 1.2453 | 1.1192 | 0.77553 | 0.85362 | 33.7512 | 0 | 169 | 0 | 0 | 0 | 1 | 0 | 0 | 1.0077
407 | Lighting-Exterior | LED | LED Exterior Wall Packs | Offices | New | CofNgsd407 | 0 | 0.051189 | 562.52 | 0 | GSD | 15 | 0.57723 | 0.60437 | 0.83705 | 1.097 | 1.2026 | 1.2026 | 1.289 | 1.2891 | 1.2453 | 1.1192 | 0.77553 | 0.85362 | 33.7512 | 0 | 169 | 0 | 0 | 0 | 1 | 0 | 0 | 1.0077
407 | Lighting-Exterior | LED | LED Exterior Wall Packs | Restaurants | Turnover | CreTgsd407 | 0 | 0.050627 | 562.52 | 0 | GSD | 15 | 0.57723 | 0.60437 | 0.83705 | 1.097 | 1.2026 | 1.2026 | 1.289 | 1.2891 | 1.2453 | 1.1192 | 0.77553 | 0.85362 | 33.7512 | 0 | 169 | 0 | 0 | 0 | 1 | 0 | 0 | 1.0077
407 | Lighting-Exterior | LED | LED Exterior Wall Packs | Restaurants | New | CreNgsd407 | 0 | 0.050627 | 562.52 | 0 | GSD | 15 | 0.57723 | 0.60437 | 0.83705 | 1.097 | 1.2026 | 1.2026 | 1.289 | 1.2891 | 1.2453 | 1.1192 | 0.77553 | 0.85362 | 33.7512 | 0 | 169 | 0 | 0 | 0 | 1 | 0 | 0 | 1.0077
407 | Lighting-Exterior | LED | LED Exterior Wall Packs | Retail | Turnover | CrtTgsd407 | 0 | 0.054002 | 562.52 | 0 | GSD | 15 | 0.57723 | 0.60437 | 0.83705 | 1.097 | 1.2026 | 1.2026 | 1.289 | 1.2891 | 1.2453 | 1.1192 | 0.77553 | 0.85362 | 33.7512 | 0 | 169 | 0 | 0 | 0 | 1 | 0 | 0 | 1.0077
407 | Lighting-Exterior | LED | LED Exterior Wall Packs | Retail | New | CrtNgsd407 | 0 | 0.054002 | 562.52 | 0 | GSD | 15 | 0.57723 | 0.60437 | 0.83705 | 1.097 | 1.2026 | 1.2026 | 1.289 | 1.2891 | 1.2453 | 1.1192 | 0.77553 | 0.85362 | 33.7512 | 0 | 169 | 0 | 0 | 0 | 1 | 0 | 0 | 1.0077
407 | Lighting-Exterior | LED | LED Exterior Wall Packs | Schools K-12 | Turnover | CscTgsd407 | 0 | 0.058502 | 562.52 | 0 | GSD | 15 | 0.57723 | 0.60437 | 0.83705 | 1.097 | 1.2026 | 1.2026 | 1.289 | 1.2891 | 1.2453 | 1.1192 | 0.77553 | 0.85362 | 33.7512 | 0 | 169 | 0 | 0 | 0 | 1 | 0 | 0 | 1.0077
407 | Lighting-Exterior | LED | LED Exterior Wall Packs | Schools K-12 | New | CscNgsd407 | 0 | 0.058502 | 562.52 | 0 | GSD | 15 | 0.57723 | 0.60437 | 0.83705 | 1.097 | 1.2026 | 1.2026 | 1.289 | 1.2891 | 1.2453 | 1.1192 | 0.77553 | 0.85362 | 33.7512 | 0 | 169 | 0 | 0 | 0 | 1 | 0 | 0 | 1.0077
407 | Lighting-Exterior | LED | LED Exterior Wall Packs | Warehouse | Turnover | CwaTgsd407 | 0 | 0.054002 | 562.52 | 0 | GSD | 15 | 0.57723 | 0.60437 | 0.83705 | 1.097 | 1.2026 | 1.2026 | 1.289 | 1.2891 | 1.2453 | 1.1192 | 0.77553 | 0.85362 | 33.7512 | 0 | 169 | 0 | 0 | 0 | 1 | 0 | 0 | 1.0077
407 | Lighting-Exterior | LED | LED Exterior Wall Packs | Warehouse | New | CwaNgsd407 | 0 | 0.054002 | 562.52 | 0 | GSD | 15 | 0.57723 | 0.60437 | 0.83705 | 1.097 | 1.2026 | 1.2026 | 1.289 | 1.2891 | 1.2453 | 1.1192 | 0.77553 | 0.85362 | 33.7512 | 0 | 169 | 0 | 0 | 0 | 1 | 0 | 0 | 1.0077
408 | Lighting-Exterior | LED | LED Parking Lighting | Assembly | Turnover | CasTgsd408 | 0 | 0.058146 | 612.06 | 0 | GSD | 15 | 1 | 1 | 1 | 1 | 1 | 1 | 1 | 1 | 1 | 1 | 1 | 1 | 36.7236 | 0 | 255 | 0 | 0 | 0 | 1 | 0 | 0 | 1
408 | Lighting-Exterior | LED | LED Parking Lighting | Assembly | New | CasNgsd408 | 0 | 0.058146 | 612.06 | 0 | GSD | 15 | 1 | 1 | 1 | 1 | 1 | 1 | 1 | 1 | 1 | 1 | 1 | 1 | 36.7236 | 0 | 255 | 0 | 0 | 0 | 1 | 0 | 0 | 1
408 | Lighting-Exterior | LED | LED Parking Lighting | College and University | Turnover | CcoTgsd408 | 0 | 0.060594 | 612.06 | 0 | GSD | 15 | 1 | 1 | 1 | 1 | 1 | 1 | 1 | 1 | 1 | 1 | 1 | 1 | 36.7236 | 0 | 255 | 0 | 0 | 0 | 1 | 0 | 0 | 1
408 | Lighting-Exterior | LED | LED Parking Lighting | College and University | New | CcoNgsd408 | 0 | 0.060594 | 612.06 | 0 | GSD | 15 | 1 | 1 | 1 | 1 | 1 | 1 | 1 | 1 | 1 | 1 | 1 | 1 | 36.7236 | 0 | 255 | 0 | 0 | 0 | 1 | 0 | 0 | 1
408 | Lighting-Exterior | LED | LED Parking Lighting | Data Center | Turnover | CdaTgsd408 | 0 | 0.055697 | 612.06 | 0 | GSD | 15 | 1 | 1 | 1 | 1 | 1 | 1 | 1 | 1 | 1 | 1 | 1 | 1 | 36.7236 | 0 | 255 | 0 | 0 | 0 | 1 | 0 | 0 | 1
408 | Lighting-Exterior | LED | LED Parking Lighting | Data Center | New | CdaNgsd408 | 0 | 0.055697 | 612.06 | 0 | GSD | 15 | 1 | 1 | 1 | 1 | 1 | 1 | 1 | 1 | 1 | 1 | 1 | 1 | 36.7236 | 0 | 255 | 0 | 0 | 0 | 1 | 0 | 0 | 1
408 | Lighting-Exterior | LED | LED Parking Lighting | Grocery | Turnover | CgrTgsd408 | 0 | 0.05937 | 612.06 | 0 | GSD | 15 | 1 | 1 | 1 | 1 | 1 | 1 | 1 | 1 | 1 | 1 | 1 | 1 | 36.7236 | 0 | 255 | 0 | 0 | 0 | 1 | 0 | 0 | 1
408 | Lighting-Exterior | LED | LED Parking Lighting | Grocery | New | CgrNgsd408 | 0 | 0.05937 | 612.06 | 0 | GSD | 15 | 1 | 1 | 1 | 1 | 1 | 1 | 1 | 1 | 1 | 1 | 1 | 1 | 36.7236 | 0 | 255 | 0 | 0 | 0 | 1 | 0 | 0 | 1
408 | Lighting-Exterior | LED | LED Parking Lighting | Healthcare | Turnover | CheTgsd408 | 0 | 0.05937 | 612.06 | 0 | GSD | 15 | 1 | 1 | 1 | 1 | 1 | 1 | 1 | 1 | 1 | 1 | 1 | 1 | 36.7236 | 0 | 255 | 0 | 0 | 0 | 1 | 0 | 0 | 1
408 | Lighting-Exterior | LED | LED Parking Lighting | Healthcare | New | CheNgsd408 | 0 | 0.05937 | 612.06 | 0 | GSD | 15 | 1 | 1 | 1 | 1 | 1 | 1 | 1 | 1 | 1 | 1 | 1 | 1 | 36.7236 | 0 | 255 | 0 | 0 | 0 | 1 | 0 | 0 | 1
408 | Lighting-Exterior | LED | LED Parking Lighting | Hospitals | Turnover | ChoTgsd408 | 0 | 0.060594 | 612.06 | 0 | GSD | 15 | 1 | 1 | 1 | 1 | 1 | 1 | 1 | 1 | 1 | 1 | 1 | 1 | 36.7236 | 0 | 255 | 0 | 0 | 0 | 1 | 0 | 0 | 1
408 | Lighting-Exterior | LED | LED Parking Lighting | Hospitals | New | ChoNgsd408 | 0 | 0.060594 | 612.06 | 0 | GSD | 15 | 1 | 1 | 1 | 1 | 1 | 1 | 1 | 1 | 1 | 1 | 1 | 1 | 36.7236 | 0 | 255 | 0 | 0 | 0 | 1 | 0 | 0 | 1
408 | Lighting-Exterior | LED | LED Parking Lighting | Institutional | Turnover | CinTgsd408 | 0 | 0.073447 | 612.06 | 0 | GSD | 15 | 1 | 1 | 1 | 1 | 1 | 1 | 1 | 1 | 1 | 1 | 1 | 1 | 36.7236 | 0 | 255 | 0 | 0 | 0 | 1 | 0 | 0 | 1
408 | Lighting-Exterior | LED | LED Parking Lighting | Institutional | New | CinNgsd408 | 0 | 0.073447 | 612.06 | 0 | GSD | 15 | 1 | 1 | 1 | 1 | 1 | 1 | 1 | 1 | 1 | 1 | 1 | 1 | 36.7236 | 0 | 255 | 0 | 0 | 0 | 1 | 0 | 0 | 1
408 | Lighting-Exterior | LED | LED Parking Lighting | Lodging/Hospitality | Turnover | CloTgsd408 | 0 | 0.053249 | 612.06 | 0 | GSD | 15 | 1 | 1 | 1 | 1 | 1 | 1 | 1 | 1 | 1 | 1 | 1 | 1 | 36.7236 | 0 | 255 | 0 | 0 | 0 | 1 | 0 | 0 | 1
408 | Lighting-Exterior | LED | LED Parking Lighting | Lodging/Hospitality | New | CloNgsd408 | 0 | 0.053249 | 612.06 | 0 | GSD | 15 | 1 | 1 | 1 | 1 | 1 | 1 | 1 | 1 | 1 | 1 | 1 | 1 | 36.7236 | 0 | 255 | 0 | 0 | 0 | 1 | 0 | 0 | 1
408 | Lighting-Exterior | LED | LED Parking Lighting | Miscellaneous | Turnover | CmiTgsd408 | 0 | 0.055697 | 612.06 | 0 | GSD | 15 | 1 | 1 | 1 | 1 | 1 | 1 | 1 | 1 | 1 | 1 | 1 | 1 | 36.7236 | 0 | 255 | 0 | 0 | 0 | 1 | 0 | 0 | 1
408 | Lighting-Exterior | LED | LED Parking Lighting | Miscellaneous | New | CmiNgsd408 | 0 | 0.055697 | 612.06 | 0 | GSD | 15 | 1 | 1 | 1 | 1 | 1 | 1 | 1 | 1 | 1 | 1 | 1 | 1 | 36.7236 | 0 | 255 | 0 | 0 | 0 | 1 | 0 | 0 | 1
408 | Lighting-Exterior | LED | LED Parking Lighting | Offices | Turnover | CofTgsd408 | 0 | 0.055697 | 612.06 | 0 | GSD | 15 | 1 | 1 | 1 | 1 | 1 | 1 | 1 | 1 | 1 | 1 | 1 | 1 | 36.7236 | 0 | 255 | 0 | 0 | 0 | 1 | 0 | 0 | 1
408 | Lighting-Exterior | LED | LED Parking Lighting | Offices | New | CofNgsd408 | 0 | 0.055697 | 612.06 | 0 | GSD | 15 | 1 | 1 | 1 | 1 | 1 | 1 | 1 | 1 | 1 | 1 | 1 | 1 | 36.7236 | 0 | 255 | 0 | 0 | 0 | 1 | 0 | 0 | 1
408 | Lighting-Exterior | LED | LED Parking Lighting | Restaurants | Turnover | CreTgsd408 | 0 | 0.055085 | 612.06 | 0 | GSD | 15 | 1 | 1 | 1 | 1 | 1 | 1 | 1 | 1 | 1 | 1 | 1 | 1 | 36.7236 | 0 | 255 | 0 | 0 | 0 | 1 | 0 | 0 | 1
408 | Lighting-Exterior | LED | LED Parking Lighting | Restaurants | New | CreNgsd408 | 0 | 0.055085 | 612.06 | 0 | GSD | 15 | 1 | 1 | 1 | 1 | 1 | 1 | 1 | 1 | 1 | 1 | 1 | 1 | 36.7236 | 0 | 255 | 0 | 0 | 0 | 1 | 0 | 0 | 1
408 | Lighting-Exterior | LED | LED Parking Lighting | Retail | Turnover | CrtTgsd408 | 0 | 0.058758 | 612.06 | 0 | GSD | 15 | 1 | 1 | 1 | 1 | 1 | 1 | 1 | 1 | 1 | 1 | 1 | 1 | 36.7236 | 0 | 255 | 0 | 0 | 0 | 1 | 0 | 0 | 1
408 | Lighting-Exterior | LED | LED Parking Lighting | Retail | New | CrtNgsd408 | 0 | 0.058758 | 612.06 | 0 | GSD | 15 | 1 | 1 | 1 | 1 | 1 | 1 | 1 | 1 | 1 | 1 | 1 | 1 | 36.7236 | 0 | 255 | 0 | 0 | 0 | 1 | 0 | 0 | 1
408 | Lighting-Exterior | LED | LED Parking Lighting | Schools K-12 | Turnover | CscTgsd408 | 0 | 0.063654 | 612.06 | 0 | GSD | 15 | 1 | 1 | 1 | 1 | 1 | 1 | 1 | 1 | 1 | 1 | 1 | 1 | 36.7236 | 0 | 255 | 0 | 0 | 0 | 1 | 0 | 0 | 1
408 | Lighting-Exterior | LED | LED Parking Lighting | Schools K-12 | New | CscNgsd408 | 0 | 0.063654 | 612.06 | 0 | GSD | 15 | 1 | 1 | 1 | 1 | 1 | 1 | 1 | 1 | 1 | 1 | 1 | 1 | 36.7236 | 0 | 255 | 0 | 0 | 0 | 1 | 0 | 0 | 1
408 | Lighting-Exterior | LED | LED Parking Lighting | Warehouse | Turnover | CwaTgsd408 | 0 | 0.058758 | 612.06 | 0 | GSD | 15 | 1 | 1 | 1 | 1 | 1 | 1 | 1 | 1 | 1 | 1 | 1 | 1 | 36.7236 | 0 | 255 | 0 | 0 | 0 | 1 | 0 | 0 | 1
408 | Lighting-Exterior | LED | LED Parking Lighting | Warehouse | New | CwaNgsd408 | 0 | 0.058758 | 612.06 | 0 | GSD | 15 | 1 | 1 | 1 | 1 | 1 | 1 | 1 | 1 | 1 | 1 | 1 | 1 | 36.7236 | 0 | 255 | 0 | 0 | 0 | 1 | 0 | 0 | 1
501 | Lighting-Interior | Controls | Auto Off Time Switch | Assembly | Existing | CasEgsd501 | 1 | 0.48503 | 5988.024 | 0 | GSD | 10 | 1.0063 | 0.98564 | 1.0265 | 1.0441 | 1.0994 | 1.0901 | 1.0679 | 1.0965 | 1.0642 | 1.0547 | 1.0277 | 1.0297 | 359.2814 | 0 | 5334.2897 | 0 | 0 | 0 | 1 | 0 | 0 | 1.0494
501 | Lighting-Interior | Controls | Auto Off Time Switch | Assembly | New | CasNgsd501 | 1 | 0.48503 | 5988.024 | 0 | GSD | 10 | 1.0063 | 0.98564 | 1.0265 | 1.0441 | 1.0994 | 1.0901 | 1.0679 | 1.0965 | 1.0642 | 1.0547 | 1.0277 | 1.0297 | 359.2814 | 0 | 5334.2897 | 0 | 0 | 0 | 1 | 0 | 0 | 1.0494
501 | Lighting-Interior | Controls | Auto Off Time Switch | College and University | Existing | CcoEgsd501 | 1 | 0.77586 | 8620.6897 | 0 | GSD | 10 | 1.0063 | 0.98564 | 1.0265 | 1.0441 | 1.0994 | 1.0901 | 1.0679 | 1.0965 | 1.0642 | 1.0547 | 1.0277 | 1.0297 | 517.2414 | 0 | 5663.5786 | 0 | 0 | 0 | 1 | 0 | 0 | 1.0494
501 | Lighting-Interior | Controls | Auto Off Time Switch | College and University | New | CcoNgsd501 | 1 | 0.77586 | 8620.6897 | 0 | GSD | 10 | 1.0063 | 0.98564 | 1.0265 | 1.0441 | 1.0994 | 1.0901 | 1.0679 | 1.0965 | 1.0642 | 1.0547 | 1.0277 | 1.0297 | 517.2414 | 0 | 5663.5786 | 0 | 0 | 0 | 1 | 0 | 0 | 1.0494
501 | Lighting-Interior | Controls | Auto Off Time Switch | Data Center | Existing | CdaEgsd501 | 1 | 1.114 | 8771.9298 | 0 | GSD | 10 | 1.0063 | 0.98564 | 1.0265 | 1.0441 | 1.0994 | 1.0901 | 1.0679 | 1.0965 | 1.0642 | 1.0547 | 1.0277 | 1.0297 | 526.3158 | 0 | 5516.1988 | 0 | 0 | 0 | 1 | 0 | 0 | 1.0494
501 | Lighting-Interior | Controls | Auto Off Time Switch | Data Center | New | CdaNgsd501 | 1 | 1.114 | 8771.9298 | 0 | GSD | 10 | 1.0063 | 0.98564 | 1.0265 | 1.0441 | 1.0994 | 1.0901 | 1.0679 | 1.0965 | 1.0642 | 1.0547 | 1.0277 | 1.0297 | 526.3158 | 0 | 5516.1988 | 0 | 0 | 0 | 1 | 0 | 0 | 1.0494
501 | Lighting-Interior | Controls | Auto Off Time Switch | Grocery | Existing | CgrEgsd501 | 1 | 0.44706 | 5882.3529 | 0 | GSD | 10 | 1.0063 | 0.98564 | 1.0265 | 1.0441 | 1.0994 | 1.0901 | 1.0679 | 1.0965 | 1.0642 | 1.0547 | 1.0277 | 1.0297 | 352.9412 | 0 | 2003.4101 | 0 | 0 | 0 | 1 | 0 | 0 | 1.0494
501 | Lighting-Interior | Controls | Auto Off Time Switch | Grocery | New | CgrNgsd501 | 1 | 0.44706 | 5882.3529 | 0 | GSD | 10 | 1.0063 | 0.98564 | 1.0265 | 1.0441 | 1.0994 | 1.0901 | 1.0679 | 1.0965 | 1.0642 | 1.0547 | 1.0277 | 1.0297 | 352.9412 | 0 | 2003.4101 | 0 | 0 | 0 | 1 | 0 | 0 | 1.0494
501 | Lighting-Interior | Controls | Auto Off Time Switch | Healthcare | Existing | CheEgsd501 | 1 | 0.8255 | 6711.4094 | 0 | GSD | 10 | 1.0063 | 0.98564 | 1.0265 | 1.0441 | 1.0994 | 1.0901 | 1.0679 | 1.0965 | 1.0642 | 1.0547 | 1.0277 | 1.0297 | 402.6846 | 0 | 4657.948 | 0 | 0 | 0 | 1 | 0 | 0 | 1.0494
501 | Lighting-Interior | Controls | Auto Off Time Switch | Healthcare | New | CheNgsd501 | 1 | 0.8255 | 6711.4094 | 0 | GSD | 10 | 1.0063 | 0.98564 | 1.0265 | 1.0441 | 1.0994 | 1.0901 | 1.0679 | 1.0965 | 1.0642 | 1.0547 | 1.0277 | 1.0297 | 402.6846 | 0 | 4657.948 | 0 | 0 | 0 | 1 | 0 | 0 | 1.0494
501 | Lighting-Interior | Controls | Auto Off Time Switch | Hospitals | Existing | ChoEgsd501 | 1 | 0.77586 | 8620.6897 | 0 | GSD | 10 | 1.0063 | 0.98564 | 1.0265 | 1.0441 | 1.0994 | 1.0901 | 1.0679 | 1.0965 | 1.0642 | 1.0547 | 1.0277 | 1.0297 | 517.2414 | 0 | 3535.5359 | 0 | 0 | 0 | 1 | 0 | 0 | 1.0494
501 | Lighting-Interior | Controls | Auto Off Time Switch | Hospitals | New | ChoNgsd501 | 1 | 0.77586 | 8620.6897 | 0 | GSD | 10 | 1.0063 | 0.98564 | 1.0265 | 1.0441 | 1.0994 | 1.0901 | 1.0679 | 1.0965 | 1.0642 | 1.0547 | 1.0277 | 1.0297 | 517.2414 | 0 | 3535.5359 | 0 | 0 | 0 | 1 | 0 | 0 | 1.0494
501 | Lighting-Interior | Controls | Auto Off Time Switch | Institutional | Existing | CinEgsd501 | 1 | 1.3619 | 9523.8095 | 0 | GSD | 10 | 1.0063 | 0.98564 | 1.0265 | 1.0441 | 1.0994 | 1.0901 | 1.0679 | 1.0965 | 1.0642 | 1.0547 | 1.0277 | 1.0297 | 571.4286 | 0 | 6446.1268 | 0 | 0 | 0 | 1 | 0 | 0 | 1.0494
501 | Lighting-Interior | Controls | Auto Off Time Switch | Institutional | New | CinNgsd501 | 1 | 1.3619 | 9523.8095 | 0 | GSD | 10 | 1.0063 | 0.98564 | 1.0265 | 1.0441 | 1.0994 | 1.0901 | 1.0679 | 1.0965 | 1.0642 | 1.0547 | 1.0277 | 1.0297 | 571.4286 | 0 | 6446.1268 | 0 | 0 | 0 | 1 | 0 | 0 | 1.0494
501 | Lighting-Interior | Controls | Auto Off Time Switch | Lodging/Hospitality | Existing | CloEgsd501 | 1 | 1.4146 | 12195.122 | 0 | GSD | 10 | 1.0063 | 0.98564 | 1.0265 | 1.0441 | 1.0994 | 1.0901 | 1.0679 | 1.0965 | 1.0642 | 1.0547 | 1.0277 | 1.0297 | 731.7073 | 0 | 5918.7395 | 0 | 0 | 0 | 1 | 0 | 0 | 1.0494
501 | Lighting-Interior | Controls | Auto Off Time Switch | Lodging/Hospitality | New | CloNgsd501 | 1 | 1.4146 | 12195.122 | 0 | GSD | 10 | 1.0063 | 0.98564 | 1.0265 | 1.0441 | 1.0994 | 1.0901 | 1.0679 | 1.0965 | 1.0642 | 1.0547 | 1.0277 | 1.0297 | 731.7073 | 0 | 5918.7395 | 0 | 0 | 0 | 1 | 0 | 0 | 1.0494
501 | Lighting-Interior | Controls | Auto Off Time Switch | Miscellaneous | Existing | CmiEgsd501 | 1 | 1.114 | 8771.9298 | 0 | GSD | 10 | 1.0063 | 0.98564 | 1.0265 | 1.0441 | 1.0994 | 1.0901 | 1.0679 | 1.0965 | 1.0642 | 1.0547 | 1.0277 | 1.0297 | 526.3158 | 0 | 5019.244 | 0 | 0 | 0 | 1 | 0 | 0 | 1.0494
501 | Lighting-Interior | Controls | Auto Off Time Switch | Miscellaneous | New | CmiNgsd501 | 1 | 1.114 | 8771.9298 | 0 | GSD | 10 | 1.0063 | 0.98564 | 1.0265 | 1.0441 | 1.0994 | 1.0901 | 1.0679 | 1.0965 | 1.0642 | 1.0547 | 1.0277 | 1.0297 | 526.3158 | 0 | 5019.244 | 0 | 0 | 0 | 1 | 0 | 0 | 1.0494
501 | Lighting-Interior | Controls | Auto Off Time Switch | Offices | Existing | CofEgsd501 | 1 | 1.114 | 8771.9298 | 0 | GSD | 10 | 1.0063 | 0.98564 | 1.0265 | 1.0441 | 1.0994 | 1.0901 | 1.0679 | 1.0965 | 1.0642 | 1.0547 | 1.0277 | 1.0297 | 526.3158 | 0 | 5511.7741 | 0 | 0 | 0 | 1 | 0 | 0 | 1.0494
501 | Lighting-Interior | Controls | Auto Off Time Switch | Offices | New | CofNgsd501 | 1 | 1.114 | 8771.9298 | 0 | GSD | 10 | 1.0063 | 0.98564 | 1.0265 | 1.0441 | 1.0994 | 1.0901 | 1.0679 | 1.0965 | 1.0642 | 1.0547 | 1.0277 | 1.0297 | 526.3158 | 0 | 5511.7741 | 0 | 0 | 0 | 1 | 0 | 0 | 1.0494
501 | Lighting-Interior | Controls | Auto Off Time Switch | Restaurants | Existing | CreEgsd501 | 1 | 0.58 | 6666.6667 | 0 | GSD | 10 | 1.0063 | 0.98564 | 1.0265 | 1.0441 | 1.0994 | 1.0901 | 1.0679 | 1.0965 | 1.0642 | 1.0547 | 1.0277 | 1.0297 | 400 | 0 | 2968.2961 | 0 | 0 | 0 | 1 | 0 | 0 | 1.0494
501 | Lighting-Interior | Controls | Auto Off Time Switch | Restaurants | New | CreNgsd501 | 1 | 0.58 | 6666.6667 | 0 | GSD | 10 | 1.0063 | 0.98564 | 1.0265 | 1.0441 | 1.0994 | 1.0901 | 1.0679 | 1.0965 | 1.0642 | 1.0547 | 1.0277 | 1.0297 | 400 | 0 | 2968.2961 | 0 | 0 | 0 | 1 | 0 | 0 | 1.0494
501 | Lighting-Interior | Controls | Auto Off Time Switch | Retail | Existing | CrtEgsd501 | 1 | 0.46429 | 5952.381 | 0 | GSD | 10 | 1.0063 | 0.98564 | 1.0265 | 1.0441 | 1.0994 | 1.0901 | 1.0679 | 1.0965 | 1.0642 | 1.0547 | 1.0277 | 1.0297 | 357.1429 | 0 | 3813.5483 | 0 | 0 | 0 | 1 | 0 | 0 | 1.0494
501 | Lighting-Interior | Controls | Auto Off Time Switch | Retail | New | CrtNgsd501 | 1 | 0.46429 | 5952.381 | 0 | GSD | 10 | 1.0063 | 0.98564 | 1.0265 | 1.0441 | 1.0994 | 1.0901 | 1.0679 | 1.0965 | 1.0642 | 1.0547 | 1.0277 | 1.0297 | 357.1429 | 0 | 3813.5483 | 0 | 0 | 0 | 1 | 0 | 0 | 1.0494
501 | Lighting-Interior | Controls | Auto Off Time Switch | Schools K-12 | Existing | CscEgsd501 | 1 | 1.1226 | 9433.9623 | 0 | GSD | 10 | 1.0063 | 0.98564 | 1.0265 | 1.0441 | 1.0994 | 1.0901 | 1.0679 | 1.0965 | 1.0642 | 1.0547 | 1.0277 | 1.0297 | 566.0377 | 0 | 7983.3674 | 0 | 0 | 0 | 1 | 0 | 0 | 1.0494
501 | Lighting-Interior | Controls | Auto Off Time Switch | Schools K-12 | New | CscNgsd501 | 1 | 1.1226 | 9433.9623 | 0 | GSD | 10 | 1.0063 | 0.98564 | 1.0265 | 1.0441 | 1.0994 | 1.0901 | 1.0679 | 1.0965 | 1.0642 | 1.0547 | 1.0277 | 1.0297 | 566.0377 | 0 | 7983.3674 | 0 | 0 | 0 | 1 | 0 | 0 | 1.0494
501 | Lighting-Interior | Controls | Auto Off Time Switch | Warehouse | Existing | CwaEgsd501 | 1 | 0.71429 | 5952.381 | 0 | GSD | 10 | 1.0063 | 0.98564 | 1.0265 | 1.0441 | 1.0994 | 1.0901 | 1.0679 | 1.0965 | 1.0642 | 1.0547 | 1.0277 | 1.0297 | 357.1429 | 0 | 3833.4051 | 0 | 0 | 0 | 1 | 0 | 0 | 1.0494
501 | Lighting-Interior | Controls | Auto Off Time Switch | Warehouse | New | CwaNgsd501 | 1 | 0.71429 | 5952.381 | 0 | GSD | 10 | 1.0063 | 0.98564 | 1.0265 | 1.0441 | 1.0994 | 1.0901 | 1.0679 | 1.0965 | 1.0642 | 1.0547 | 1.0277 | 1.0297 | 357.1429 | 0 | 3833.4051 | 0 | 0 | 0 | 1 | 0 | 0 | 1.0494
502 | Lighting-Interior | Controls | Bi-Level Lighting Control (Interior) | Assembly | Existing | CasEgsd502 | 1 | 0.48503 | 5988.024 | 0 | GSD | 8 | 1.0063 | 0.98564 | 1.0265 | 1.0441 | 1.0994 | 1.0901 | 1.0679 | 1.0965 | 1.0642 | 1.0547 | 1.0277 | 1.0297 | 301.097 | 0 | 9709.3592 | 0 | 0 | 0 | 1 | 0 | 0 | 1.0494
502 | Lighting-Interior | Controls | Bi-Level Lighting Control (Interior) | Assembly | New | CasNgsd502 | 1 | 0.48503 | 5988.024 | 0 | GSD | 8 | 1.0063 | 0.98564 | 1.0265 | 1.0441 | 1.0994 | 1.0901 | 1.0679 | 1.0965 | 1.0642 | 1.0547 | 1.0277 | 1.0297 | 301.097 | 0 | 9709.3592 | 0 | 0 | 0 | 1 | 0 | 0 | 1.0494
502 | Lighting-Interior | Controls | Bi-Level Lighting Control (Interior) | College and University | Existing | CcoEgsd502 | 1 | 0.77586 | 8620.6897 | 0 | GSD | 8 | 1.0063 | 0.98564 | 1.0265 | 1.0441 | 1.0994 | 1.0901 | 1.0679 | 1.0965 | 1.0642 | 1.0547 | 1.0277 | 1.0297 | 433.4759 | 0 | 10308.6308 | 0 | 0 | 0 | 1 | 0 | 0 | 1.0494
502 | Lighting-Interior | Controls | Bi-Level Lighting Control (Interior) | College and University | New | CcoNgsd502 | 1 | 0.77586 | 8620.6897 | 0 | GSD | 8 | 1.0063 | 0.98564 | 1.0265 | 1.0441 | 1.0994 | 1.0901 | 1.0679 | 1.0965 | 1.0642 | 1.0547 | 1.0277 | 1.0297 | 433.4759 | 0 | 10308.6308 | 0 | 0 | 0 | 1 | 0 | 0 | 1.0494
502 | Lighting-Interior | Controls | Bi-Level Lighting Control (Interior) | Data Center | Existing | CdaEgsd502 | 1 | 1.114 | 8771.9298 | 0 | GSD | 8 | 1.0063 | 0.98564 | 1.0265 | 1.0441 | 1.0994 | 1.0901 | 1.0679 | 1.0965 | 1.0642 | 1.0547 | 1.0277 | 1.0297 | 441.0807 | 0 | 10040.3796 | 0 | 0 | 0 | 1 | 0 | 0 | 1.0494
502 | Lighting-Interior | Controls | Bi-Level Lighting Control (Interior) | Data Center | New | CdaNgsd502 | 1 | 1.114 | 8771.9298 | 0 | GSD | 8 | 1.0063 | 0.98564 | 1.0265 | 1.0441 | 1.0994 | 1.0901 | 1.0679 | 1.0965 | 1.0642 | 1.0547 | 1.0277 | 1.0297 | 441.0807 | 0 | 10040.3796 | 0 | 0 | 0 | 1 | 0 | 0 | 1.0494
502 | Lighting-Interior | Controls | Bi-Level Lighting Control (Interior) | Grocery | Existing | CgrEgsd502 | 1 | 0.44706 | 5882.3529 | 0 | GSD | 8 | 1.0063 | 0.98564 | 1.0265 | 1.0441 | 1.0994 | 1.0901 | 1.0679 | 1.0965 | 1.0642 | 1.0547 | 1.0277 | 1.0297 | 295.7835 | 0 | 3646.5638 | 0 | 0 | 0 | 1 | 0 | 0 | 1.0494
502 | Lighting-Interior | Controls | Bi-Level Lighting Control (Interior) | Grocery | New | CgrNgsd502 | 1 | 0.44706 | 5882.3529 | 0 | GSD | 8 | 1.0063 | 0.98564 | 1.0265 | 1.0441 | 1.0994 | 1.0901 | 1.0679 | 1.0965 | 1.0642 | 1.0547 | 1.0277 | 1.0297 | 295.7835 | 0 | 3646.5638 | 0 | 0 | 0 | 1 | 0 | 0 | 1.0494
502 | Lighting-Interior | Controls | Bi-Level Lighting Control (Interior) | Healthcare | Existing | CheEgsd502 | 1 | 0.8255 | 6711.4094 | 0 | GSD | 8 | 1.0063 | 0.98564 | 1.0265 | 1.0441 | 1.0994 | 1.0901 | 1.0679 | 1.0965 | 1.0642 | 1.0547 | 1.0277 | 1.0297 | 337.4711 | 0 | 8478.2966 | 0 | 0 | 0 | 1 | 0 | 0 | 1.0494
502 | Lighting-Interior | Controls | Bi-Level Lighting Control (Interior) | Healthcare | New | CheNgsd502 | 1 | 0.8255 | 6711.4094 | 0 | GSD | 8 | 1.0063 | 0.98564 | 1.0265 | 1.0441 | 1.0994 | 1.0901 | 1.0679 | 1.0965 | 1.0642 | 1.0547 | 1.0277 | 1.0297 | 337.4711 | 0 | 8478.2966 | 0 | 0 | 0 | 1 | 0 | 0 | 1.0494
502 | Lighting-Interior | Controls | Bi-Level Lighting Control (Interior) | Hospitals | Existing | ChoEgsd502 | 1 | 0.77586 | 8620.6897 | 0 | GSD | 8 | 1.0063 | 0.98564 | 1.0265 | 1.0441 | 1.0994 | 1.0901 | 1.0679 | 1.0965 | 1.0642 | 1.0547 | 1.0277 | 1.0297 | 433.4759 | 0 | 6435.3062 | 0 | 0 | 0 | 1 | 0 | 0 | 1.0494
502 | Lighting-Interior | Controls | Bi-Level Lighting Control (Interior) | Hospitals | New | ChoNgsd502 | 1 | 0.77586 | 8620.6897 | 0 | GSD | 8 | 1.0063 | 0.98564 | 1.0265 | 1.0441 | 1.0994 | 1.0901 | 1.0679 | 1.0965 | 1.0642 | 1.0547 | 1.0277 | 1.0297 | 433.4759 | 0 | 6435.3062 | 0 | 0 | 0 | 1 | 0 | 0 | 1.0494
502 | Lighting-Interior | Controls | Bi-Level Lighting Control (Interior) | Institutional | Existing | CinEgsd502 | 1 | 1.3619 | 9523.8095 | 0 | GSD | 8 | 1.0063 | 0.98564 | 1.0265 | 1.0441 | 1.0994 | 1.0901 | 1.0679 | 1.0965 | 1.0642 | 1.0547 | 1.0277 | 1.0297 | 478.8876 | 0 | 11733.1011 | 0 | 0 | 0 | 1 | 0 | 0 | 1.0494
502 | Lighting-Interior | Controls | Bi-Level Lighting Control (Interior) | Institutional | New | CinNgsd502 | 1 | 1.3619 | 9523.8095 | 0 | GSD | 8 | 1.0063 | 0.98564 | 1.0265 | 1.0441 | 1.0994 | 1.0901 | 1.0679 | 1.0965 | 1.0642 | 1.0547 | 1.0277 | 1.0297 | 478.8876 | 0 | 11733.1011 | 0 | 0 | 0 | 1 | 0 | 0 | 1.0494
502 | Lighting-Interior | Controls | Bi-Level Lighting Control (Interior) | Lodging/Hospitality | Existing | CloEgsd502 | 1 | 1.4146 | 12195.122 | 0 | GSD | 8 | 1.0063 | 0.98564 | 1.0265 | 1.0441 | 1.0994 | 1.0901 | 1.0679 | 1.0965 | 1.0642 | 1.0547 | 1.0277 | 1.0297 | 613.2098 | 0 | 10773.1621 | 0 | 0 | 0 | 1 | 0 | 0 | 1.0494
502 | Lighting-Interior | Controls | Bi-Level Lighting Control (Interior) | Lodging/Hospitality | New | CloNgsd502 | 1 | 1.4146 | 12195.122 | 0 | GSD | 8 | 1.0063 | 0.98564 | 1.0265 | 1.0441 | 1.0994 | 1.0901 | 1.0679 | 1.0965 | 1.0642 | 1.0547 | 1.0277 | 1.0297 | 613.2098 | 0 | 10773.1621 | 0 | 0 | 0 | 1 | 0 | 0 | 1.0494
502 | Lighting-Interior | Controls | Bi-Level Lighting Control (Interior) | Miscellaneous | Existing | CmiEgsd502 | 1 | 1.114 | 8771.9298 | 0 | GSD | 8 | 1.0063 | 0.98564 | 1.0265 | 1.0441 | 1.0994 | 1.0901 | 1.0679 | 1.0965 | 1.0642 | 1.0547 | 1.0277 | 1.0297 | 441.0807 | 0 | 9135.848 | 0 | 0 | 0 | 1 | 0 | 0 | 1.0494
502 | Lighting-Interior | Controls | Bi-Level Lighting Control (Interior) | Miscellaneous | New | CmiNgsd502 | 1 | 1.114 | 8771.9298 | 0 | GSD | 8 | 1.0063 | 0.98564 | 1.0265 | 1.0441 | 1.0994 | 1.0901 | 1.0679 | 1.0965 | 1.0642 | 1.0547 | 1.0277 | 1.0297 | 441.0807 | 0 | 9135.848 | 0 | 0 | 0 | 1 | 0 | 0 | 1.0494
502 | Lighting-Interior | Controls | Bi-Level Lighting Control (Interior) | Offices | Existing | CofEgsd502 | 1 | 1.114 | 8771.9298 | 0 | GSD | 8 | 1.0063 | 0.98564 | 1.0265 | 1.0441 | 1.0994 | 1.0901 | 1.0679 | 1.0965 | 1.0642 | 1.0547 | 1.0277 | 1.0297 | 441.0807 | 0 | 10032.4124 | 0 | 0 | 0 | 1 | 0 | 0 | 1.0494
502 | Lighting-Interior | Controls | Bi-Level Lighting Control (Interior) | Offices | New | CofNgsd502 | 1 | 1.114 | 8771.9298 | 0 | GSD | 8 | 1.0063 | 0.98564 | 1.0265 | 1.0441 | 1.0994 | 1.0901 | 1.0679 | 1.0965 | 1.0642 | 1.0547 | 1.0277 | 1.0297 | 441.0807 | 0 | 10032.4124 | 0 | 0 | 0 | 1 | 0 | 0 | 1.0494
502 | Lighting-Interior | Controls | Bi-Level Lighting Control (Interior) | Restaurants | Existing | CreEgsd502 | 1 | 0.58 | 6666.6667 | 0 | GSD | 8 | 1.0063 | 0.98564 | 1.0265 | 1.0441 | 1.0994 | 1.0901 | 1.0679 | 1.0965 | 1.0642 | 1.0547 | 1.0277 | 1.0297 | 335.2213 | 0 | 5402.8285 | 0 | 0 | 0 | 1 | 0 | 0 | 1.0494
502 | Lighting-Interior | Controls | Bi-Level Lighting Control (Interior) | Restaurants | New | CreNgsd502 | 1 | 0.58 | 6666.6667 | 0 | GSD | 8 | 1.0063 | 0.98564 | 1.0265 | 1.0441 | 1.0994 | 1.0901 | 1.0679 | 1.0965 | 1.0642 | 1.0547 | 1.0277 | 1.0297 | 335.2213 | 0 | 5402.8285 | 0 | 0 | 0 | 1 | 0 | 0 | 1.0494
502 | Lighting-Interior | Controls | Bi-Level Lighting Control (Interior) | Retail | Existing | CrtEgsd502 | 1 | 0.46429 | 5952.381 | 0 | GSD | 8 | 1.0063 | 0.98564 | 1.0265 | 1.0441 | 1.0994 | 1.0901 | 1.0679 | 1.0965 | 1.0642 | 1.0547 | 1.0277 | 1.0297 | 299.3048 | 0 | 6941.3385 | 0 | 0 | 0 | 1 | 0 | 0 | 1.0494
502 | Lighting-Interior | Controls | Bi-Level Lighting Control (Interior) | Retail | New | CrtNgsd502 | 1 | 0.46429 | 5952.381 | 0 | GSD | 8 | 1.0063 | 0.98564 | 1.0265 | 1.0441 | 1.0994 | 1.0901 | 1.0679 | 1.0965 | 1.0642 | 1.0547 | 1.0277 | 1.0297 | 299.3048 | 0 | 6941.3385 | 0 | 0 | 0 | 1 | 0 | 0 | 1.0494
502 | Lighting-Interior | Controls | Bi-Level Lighting Control (Interior) | Schools K-12 | Existing | CscEgsd502 | 1 | 1.1226 | 9433.9623 | 0 | GSD | 8 | 1.0063 | 0.98564 | 1.0265 | 1.0441 | 1.0994 | 1.0901 | 1.0679 | 1.0965 | 1.0642 | 1.0547 | 1.0277 | 1.0297 | 474.3698 | 0 | 14530.9845 | 0 | 0 | 0 | 1 | 0 | 0 | 1.0494
502 | Lighting-Interior | Controls | Bi-Level Lighting Control (Interior) | Schools K-12 | New | CscNgsd502 | 1 | 1.1226 | 9433.9623 | 0 | GSD | 8 | 1.0063 | 0.98564 | 1.0265 | 1.0441 | 1.0994 | 1.0901 | 1.0679 | 1.0965 | 1.0642 | 1.0547 | 1.0277 | 1.0297 | 474.3698 | 0 | 14530.9845 | 0 | 0 | 0 | 1 | 0 | 0 | 1.0494
502 | Lighting-Interior | Controls | Bi-Level Lighting Control (Interior) | Warehouse | Existing | CwaEgsd502 | 1 | 0.71429 | 5952.381 | 0 | GSD | 8 | 1.0063 | 0.98564 | 1.0265 | 1.0441 | 1.0994 | 1.0901 | 1.0679 | 1.0965 | 1.0642 | 1.0547 | 1.0277 | 1.0297 | 299.3048 | 0 | 6977.4197 | 0 | 0 | 0 | 1 | 0 | 0 | 1.0494
502 | Lighting-Interior | Controls | Bi-Level Lighting Control (Interior) | Warehouse | New | CwaNgsd502 | 1 | 0.71429 | 5952.381 | 0 | GSD | 8 | 1.0063 | 0.98564 | 1.0265 | 1.0441 | 1.0994 | 1.0901 | 1.0679 | 1.0965 | 1.0642 | 1.0547 | 1.0277 | 1.0297 | 299.3048 | 0 | 6977.4197 | 0 | 0 | 0 | 1 | 0 | 0 | 1.0494
503 | Lighting-Interior | Controls | Indoor daylight sensor | Assembly | Existing | CasEgsd503 | 1 | 0.48503 | 5988.024 | 0 | GSD | 10 | 1.0063 | 0.98564 | 1.0265 | 1.0441 | 1.0994 | 1.0901 | 1.0679 | 1.0965 | 1.0642 | 1.0547 | 1.0277 | 1.0297 | 359.2814 | 0 | 826.896 | 0 | 0 | 0 | 1 | 0 | 0 | 1.0494
503 | Lighting-Interior | Controls | Indoor daylight sensor | Assembly | New | CasNgsd503 | 1 | 0.48503 | 5988.024 | 0 | GSD | 10 | 1.0063 | 0.98564 | 1.0265 | 1.0441 | 1.0994 | 1.0901 | 1.0679 | 1.0965 | 1.0642 | 1.0547 | 1.0277 | 1.0297 | 359.2814 | 0 | 826.896 | 0 | 0 | 0 | 1 | 0 | 0 | 1.0494
503 | Lighting-Interior | Controls | Indoor daylight sensor | College and University | Existing | CcoEgsd503 | 1 | 0.77586 | 8620.6897 | 0 | GSD | 10 | 1.0063 | 0.98564 | 1.0265 | 1.0441 | 1.0994 | 1.0901 | 1.0679 | 1.0965 | 1.0642 | 1.0547 | 1.0277 | 1.0297 | 517.2414 | 0 | 877.9408 | 0 | 0 | 0 | 1 | 0 | 0 | 1.0494
503 | Lighting-Interior | Controls | Indoor daylight sensor | College and University | New | CcoNgsd503 | 1 | 0.77586 | 8620.6897 | 0 | GSD | 10 | 1.0063 | 0.98564 | 1.0265 | 1.0441 | 1.0994 | 1.0901 | 1.0679 | 1.0965 | 1.0642 | 1.0547 | 1.0277 | 1.0297 | 517.2414 | 0 | 877.9408 | 0 | 0 | 0 | 1 | 0 | 0 | 1.0494
503 | Lighting-Interior | Controls | Indoor daylight sensor | Data Center | Existing | CdaEgsd503 | 1 | 1.114 | 8771.9298 | 0 | GSD | 10 | 1.0063 | 0.98564 | 1.0265 | 1.0441 | 1.0994 | 1.0901 | 1.0679 | 1.0965 | 1.0642 | 1.0547 | 1.0277 | 1.0297 | 526.3158 | 0 | 855.0947 | 0 | 0 | 0 | 1 | 0 | 0 | 1.0494
503 | Lighting-Interior | Controls | Indoor daylight sensor | Data Center | New | CdaNgsd503 | 1 | 1.114 | 8771.9298 | 0 | GSD | 10 | 1.0063 | 0.98564 | 1.0265 | 1.0441 | 1.0994 | 1.0901 | 1.0679 | 1.0965 | 1.0642 | 1.0547 | 1.0277 | 1.0297 | 526.3158 | 0 | 855.0947 | 0 | 0 | 0 | 1 | 0 | 0 | 1.0494
503 | Lighting-Interior | Controls | Indoor daylight sensor | Grocery | Existing | CgrEgsd503 | 1 | 0.44706 | 5882.3529 | 0 | GSD | 10 | 1.0063 | 0.98564 | 1.0265 | 1.0441 | 1.0994 | 1.0901 | 1.0679 | 1.0965 | 1.0642 | 1.0547 | 1.0277 | 1.0297 | 352.9412 | 0 | 310.559 | 0 | 0 | 0 | 1 | 0 | 0 | 1.0494
503 | Lighting-Interior | Controls | Indoor daylight sensor | Grocery | New | CgrNgsd503 | 1 | 0.44706 | 5882.3529 | 0 | GSD | 10 | 1.0063 | 0.98564 | 1.0265 | 1.0441 | 1.0994 | 1.0901 | 1.0679 | 1.0965 | 1.0642 | 1.0547 | 1.0277 | 1.0297 | 352.9412 | 0 | 310.559 | 0 | 0 | 0 | 1 | 0 | 0 | 1.0494
503 | Lighting-Interior | Controls | Indoor daylight sensor | Healthcare | Existing | CheEgsd503 | 1 | 0.8255 | 6711.4094 | 0 | GSD | 10 | 1.0063 | 0.98564 | 1.0265 | 1.0441 | 1.0994 | 1.0901 | 1.0679 | 1.0965 | 1.0642 | 1.0547 | 1.0277 | 1.0297 | 402.6846 | 0 | 722.0527 | 0 | 0 | 0 | 1 | 0 | 0 | 1.0494
503 | Lighting-Interior | Controls | Indoor daylight sensor | Healthcare | New | CheNgsd503 | 1 | 0.8255 | 6711.4094 | 0 | GSD | 10 | 1.0063 | 0.98564 | 1.0265 | 1.0441 | 1.0994 | 1.0901 | 1.0679 | 1.0965 | 1.0642 | 1.0547 | 1.0277 | 1.0297 | 402.6846 | 0 | 722.0527 | 0 | 0 | 0 | 1 | 0 | 0 | 1.0494
503 | Lighting-Interior | Controls | Indoor daylight sensor | Hospitals | Existing | ChoEgsd503 | 1 | 0.77586 | 8620.6897 | 0 | GSD | 10 | 1.0063 | 0.98564 | 1.0265 | 1.0441 | 1.0994 | 1.0901 | 1.0679 | 1.0965 | 1.0642 | 1.0547 | 1.0277 | 1.0297 | 517.2414 | 0 | 548.0618 | 0 | 0 | 0 | 1 | 0 | 0 | 1.0494
503 | Lighting-Interior | Controls | Indoor daylight sensor | Hospitals | New | ChoNgsd503 | 1 | 0.77586 | 8620.6897 | 0 | GSD | 10 | 1.0063 | 0.98564 | 1.0265 | 1.0441 | 1.0994 | 1.0901 | 1.0679 | 1.0965 | 1.0642 | 1.0547 | 1.0277 | 1.0297 | 517.2414 | 0 | 548.0618 | 0 | 0 | 0 | 1 | 0 | 0 | 1.0494
503 | Lighting-Interior | Controls | Indoor daylight sensor | Institutional | Existing | CinEgsd503 | 1 | 1.3619 | 9523.8095 | 0 | GSD | 10 | 1.0063 | 0.98564 | 1.0265 | 1.0441 | 1.0994 | 1.0901 | 1.0679 | 1.0965 | 1.0642 | 1.0547 | 1.0277 | 1.0297 | 571.4286 | 0 | 999.2476 | 0 | 0 | 0 | 1 | 0 | 0 | 1.0494
503 | Lighting-Interior | Controls | Indoor daylight sensor | Institutional | New | CinNgsd503 | 1 | 1.3619 | 9523.8095 | 0 | GSD | 10 | 1.0063 | 0.98564 | 1.0265 | 1.0441 | 1.0994 | 1.0901 | 1.0679 | 1.0965 | 1.0642 | 1.0547 | 1.0277 | 1.0297 | 571.4286 | 0 | 999.2476 | 0 | 0 | 0 | 1 | 0 | 0 | 1.0494
503 | Lighting-Interior | Controls | Indoor daylight sensor | Lodging/Hospitality | Existing | CloEgsd503 | 1 | 1.4146 | 12195.122 | 0 | GSD | 10 | 1.0063 | 0.98564 | 1.0265 | 1.0441 | 1.0994 | 1.0901 | 1.0679 | 1.0965 | 1.0642 | 1.0547 | 1.0277 | 1.0297 | 731.7073 | 0 | 917.4946 | 0 | 0 | 0 | 1 | 0 | 0 | 1.0494
503 | Lighting-Interior | Controls | Indoor daylight sensor | Lodging/Hospitality | New | CloNgsd503 | 1 | 1.4146 | 12195.122 | 0 | GSD | 10 | 1.0063 | 0.98564 | 1.0265 | 1.0441 | 1.0994 | 1.0901 | 1.0679 | 1.0965 | 1.0642 | 1.0547 | 1.0277 | 1.0297 | 731.7073 | 0 | 917.4946 | 0 | 0 | 0 | 1 | 0 | 0 | 1.0494
503 | Lighting-Interior | Controls | Indoor daylight sensor | Miscellaneous | Existing | CmiEgsd503 | 1 | 1.114 | 8771.9298 | 0 | GSD | 10 | 1.0063 | 0.98564 | 1.0265 | 1.0441 | 1.0994 | 1.0901 | 1.0679 | 1.0965 | 1.0642 | 1.0547 | 1.0277 | 1.0297 | 526.3158 | 0 | 778.0591 | 0 | 0 | 0 | 1 | 0 | 0 | 1.0494
503 | Lighting-Interior | Controls | Indoor daylight sensor | Miscellaneous | New | CmiNgsd503 | 1 | 1.114 | 8771.9298 | 0 | GSD | 10 | 1.0063 | 0.98564 | 1.0265 | 1.0441 | 1.0994 | 1.0901 | 1.0679 | 1.0965 | 1.0642 | 1.0547 | 1.0277 | 1.0297 | 526.3158 | 0 | 778.0591 | 0 | 0 | 0 | 1 | 0 | 0 | 1.0494
503 | Lighting-Interior | Controls | Indoor daylight sensor | Offices | Existing | CofEgsd503 | 1 | 1.114 | 8771.9298 | 0 | GSD | 10 | 1.0063 | 0.98564 | 1.0265 | 1.0441 | 1.0994 | 1.0901 | 1.0679 | 1.0965 | 1.0642 | 1.0547 | 1.0277 | 1.0297 | 526.3158 | 0 | 854.4087 | 0 | 0 | 0 | 1 | 0 | 0 | 1.0494
503 | Lighting-Interior | Controls | Indoor daylight sensor | Offices | New | CofNgsd503 | 1 | 1.114 | 8771.9298 | 0 | GSD | 10 | 1.0063 | 0.98564 | 1.0265 | 1.0441 | 1.0994 | 1.0901 | 1.0679 | 1.0965 | 1.0642 | 1.0547 | 1.0277 | 1.0297 | 526.3158 | 0 | 854.4087 | 0 | 0 | 0 | 1 | 0 | 0 | 1.0494
503 | Lighting-Interior | Controls | Indoor daylight sensor | Restaurants | Existing | CreEgsd503 | 1 | 0.58 | 6666.6667 | 0 | GSD | 10 | 1.0063 | 0.98564 | 1.0265 | 1.0441 | 1.0994 | 1.0901 | 1.0679 | 1.0965 | 1.0642 | 1.0547 | 1.0277 | 1.0297 | 400 | 0 | 460.131 | 0 | 0 | 0 | 1 | 0 | 0 | 1.0494
503 | Lighting-Interior | Controls | Indoor daylight sensor | Restaurants | New | CreNgsd503 | 1 | 0.58 | 6666.6667 | 0 | GSD | 10 | 1.0063 | 0.98564 | 1.0265 | 1.0441 | 1.0994 | 1.0901 | 1.0679 | 1.0965 | 1.0642 | 1.0547 | 1.0277 | 1.0297 | 400 | 0 | 460.131 | 0 | 0 | 0 | 1 | 0 | 0 | 1.0494
503 | Lighting-Interior | Controls | Indoor daylight sensor | Retail | Existing | CrtEgsd503 | 1 | 0.46429 | 5952.381 | 0 | GSD | 10 | 1.0063 | 0.98564 | 1.0265 | 1.0441 | 1.0994 | 1.0901 | 1.0679 | 1.0965 | 1.0642 | 1.0547 | 1.0277 | 1.0297 | 357.1429 | 0 | 591.1579 | 0 | 0 | 0 | 1 | 0 | 0 | 1.0494
503 | Lighting-Interior | Controls | Indoor daylight sensor | Retail | New | CrtNgsd503 | 1 | 0.46429 | 5952.381 | 0 | GSD | 10 | 1.0063 | 0.98564 | 1.0265 | 1.0441 | 1.0994 | 1.0901 | 1.0679 | 1.0965 | 1.0642 | 1.0547 | 1.0277 | 1.0297 | 357.1429 | 0 | 591.1579 | 0 | 0 | 0 | 1 | 0 | 0 | 1.0494
503 | Lighting-Interior | Controls | Indoor daylight sensor | Schools K-12 | Existing | CscEgsd503 | 1 | 1.1226 | 9433.9623 | 0 | GSD | 10 | 1.0063 | 0.98564 | 1.0265 | 1.0441 | 1.0994 | 1.0901 | 1.0679 | 1.0965 | 1.0642 | 1.0547 | 1.0277 | 1.0297 | 566.0377 | 0 | 1237.5433 | 0 | 0 | 0 | 1 | 0 | 0 | 1.0494
503 | Lighting-Interior | Controls | Indoor daylight sensor | Schools K-12 | New | CscNgsd503 | 1 | 1.1226 | 9433.9623 | 0 | GSD | 10 | 1.0063 | 0.98564 | 1.0265 | 1.0441 | 1.0994 | 1.0901 | 1.0679 | 1.0965 | 1.0642 | 1.0547 | 1.0277 | 1.0297 | 566.0377 | 0 | 1237.5433 | 0 | 0 | 0 | 1 | 0 | 0 | 1.0494
503 | Lighting-Interior | Controls | Indoor daylight sensor | Warehouse | Existing | CwaEgsd503 | 1 | 0.71429 | 5952.381 | 0 | GSD | 10 | 1.0063 | 0.98564 | 1.0265 | 1.0441 | 1.0994 | 1.0901 | 1.0679 | 1.0965 | 1.0642 | 1.0547 | 1.0277 | 1.0297 | 357.1429 | 0 | 594.2361 | 0 | 0 | 0 | 1 | 0 | 0 | 1.0494
503 | Lighting-Interior | Controls | Indoor daylight sensor | Warehouse | New | CwaNgsd503 | 1 | 0.71429 | 5952.381 | 0 | GSD | 10 | 1.0063 | 0.98564 | 1.0265 | 1.0441 | 1.0994 | 1.0901 | 1.0679 | 1.0965 | 1.0642 | 1.0547 | 1.0277 | 1.0297 | 357.1429 | 0 | 594.2361 | 0 | 0 | 0 | 1 | 0 | 0 | 1.0494
504 | Lighting-Interior | Controls | Networked Lighting Controls | Assembly | Existing | CasEgsd504 | 1 | 0.48503 | 5988.024 | 0 | GSD | 15 | 1 | 1 | 1 | 1 | 1 | 1 | 1 | 1 | 1 | 1 | 1 | 1 | 301.097 | 0 | 93824.7775 | 0 | 0 | 0 | 1 | 0 | 0 | 1
504 | Lighting-Interior | Controls | Networked Lighting Controls | Assembly | New | CasNgsd504 | 1 | 0.48503 | 5988.024 | 0 | GSD | 15 | 1 | 1 | 1 | 1 | 1 | 1 | 1 | 1 | 1 | 1 | 1 | 1 | 301.097 | 0 | 93824.7775 | 0 | 0 | 0 | 1 | 0 | 0 | 1
504 | Lighting-Interior | Controls | Networked Lighting Controls | College and University | Existing | CcoEgsd504 | 1 | 0.77586 | 8620.6897 | 0 | GSD | 15 | 1 | 1 | 1 | 1 | 1 | 1 | 1 | 1 | 1 | 1 | 1 | 1 | 433.4759 | 0 | 155883.8976 | 0 | 0 | 0 | 1 | 0 | 0 | 1
504 | Lighting-Interior | Controls | Networked Lighting Controls | College and University | New | CcoNgsd504 | 1 | 0.77586 | 8620.6897 | 0 | GSD | 15 | 1 | 1 | 1 | 1 | 1 | 1 | 1 | 1 | 1 | 1 | 1 | 1 | 433.4759 | 0 | 155883.8976 | 0 | 0 | 0 | 1 | 0 | 0 | 1
504 | Lighting-Interior | Controls | Networked Lighting Controls | Data Center | Existing | CdaEgsd504 | 1 | 1.114 | 8771.9298 | 0 | GSD | 15 | 1 | 1 | 1 | 1 | 1 | 1 | 1 | 1 | 1 | 1 | 1 | 1 | 441.0807 | 0 | 650483.5374 | 0 | 0 | 0 | 1 | 0 | 0 | 1
504 | Lighting-Interior | Controls | Networked Lighting Controls | Data Center | New | CdaNgsd504 | 1 | 1.114 | 8771.9298 | 0 | GSD | 15 | 1 | 1 | 1 | 1 | 1 | 1 | 1 | 1 | 1 | 1 | 1 | 1 | 441.0807 | 0 | 650483.5374 | 0 | 0 | 0 | 1 | 0 | 0 | 1
504 | Lighting-Interior | Controls | Networked Lighting Controls | Grocery | Existing | CgrEgsd504 | 1 | 0.44706 | 5882.3529 | 0 | GSD | 15 | 1 | 1 | 1 | 1 | 1 | 1 | 1 | 1 | 1 | 1 | 1 | 1 | 295.7835 | 0 | 6021.0905 | 0 | 0 | 0 | 1 | 0 | 0 | 1
504 | Lighting-Interior | Controls | Networked Lighting Controls | Grocery | New | CgrNgsd504 | 1 | 0.44706 | 5882.3529 | 0 | GSD | 15 | 1 | 1 | 1 | 1 | 1 | 1 | 1 | 1 | 1 | 1 | 1 | 1 | 295.7835 | 0 | 6021.0905 | 0 | 0 | 0 | 1 | 0 | 0 | 1
504 | Lighting-Interior | Controls | Networked Lighting Controls | Healthcare | Existing | CheEgsd504 | 1 | 0.8255 | 6711.4094 | 0 | GSD | 15 | 1 | 1 | 1 | 1 | 1 | 1 | 1 | 1 | 1 | 1 | 1 | 1 | 337.4711 | 0 | 50103.4056 | 0 | 0 | 0 | 1 | 0 | 0 | 1
504 | Lighting-Interior | Controls | Networked Lighting Controls | Healthcare | New | CheNgsd504 | 1 | 0.8255 | 6711.4094 | 0 | GSD | 15 | 1 | 1 | 1 | 1 | 1 | 1 | 1 | 1 | 1 | 1 | 1 | 1 | 337.4711 | 0 | 50103.4056 | 0 | 0 | 0 | 1 | 0 | 0 | 1
504 | Lighting-Interior | Controls | Networked Lighting Controls | Hospitals | Existing | ChoEgsd504 | 1 | 0.77586 | 8620.6897 | 0 | GSD | 15 | 1 | 1 | 1 | 1 | 1 | 1 | 1 | 1 | 1 | 1 | 1 | 1 | 433.4759 | 0 | 752315.1382 | 0 | 0 | 0 | 1 | 0 | 0 | 1
504 | Lighting-Interior | Controls | Networked Lighting Controls | Hospitals | New | ChoNgsd504 | 1 | 0.77586 | 8620.6897 | 0 | GSD | 15 | 1 | 1 | 1 | 1 | 1 | 1 | 1 | 1 | 1 | 1 | 1 | 1 | 433.4759 | 0 | 752315.1382 | 0 | 0 | 0 | 1 | 0 | 0 | 1
504 | Lighting-Interior | Controls | Networked Lighting Controls | Institutional | Existing | CinEgsd504 | 1 | 1.3619 | 9523.8095 | 0 | GSD | 15 | 1 | 1 | 1 | 1 | 1 | 1 | 1 | 1 | 1 | 1 | 1 | 1 | 478.8876 | 0 | 90559.197 | 0 | 0 | 0 | 1 | 0 | 0 | 1
504 | Lighting-Interior | Controls | Networked Lighting Controls | Institutional | New | CinNgsd504 | 1 | 1.3619 | 9523.8095 | 0 | GSD | 15 | 1 | 1 | 1 | 1 | 1 | 1 | 1 | 1 | 1 | 1 | 1 | 1 | 478.8876 | 0 | 90559.197 | 0 | 0 | 0 | 1 | 0 | 0 | 1
504 | Lighting-Interior | Controls | Networked Lighting Controls | Lodging/Hospitality | Existing | CloEgsd504 | 1 | 1.4146 | 12195.122 | 0 | GSD | 15 | 1 | 1 | 1 | 1 | 1 | 1 | 1 | 1 | 1 | 1 | 1 | 1 | 613.2098 | 0 | 290117.0082 | 0 | 0 | 0 | 1 | 0 | 0 | 1
504 | Lighting-Interior | Controls | Networked Lighting Controls | Lodging/Hospitality | New | CloNgsd504 | 1 | 1.4146 | 12195.122 | 0 | GSD | 15 | 1 | 1 | 1 | 1 | 1 | 1 | 1 | 1 | 1 | 1 | 1 | 1 | 613.2098 | 0 | 290117.0082 | 0 | 0 | 0 | 1 | 0 | 0 | 1
504 | Lighting-Interior | Controls | Networked Lighting Controls | Miscellaneous | Existing | CmiEgsd504 | 1 | 1.114 | 8771.9298 | 0 | GSD | 15 | 1 | 1 | 1 | 1 | 1 | 1 | 1 | 1 | 1 | 1 | 1 | 1 | 441.0807 | 0 | 191493.2126 | 0 | 0 | 0 | 1 | 0 | 0 | 1
504 | Lighting-Interior | Controls | Networked Lighting Controls | Miscellaneous | New | CmiNgsd504 | 1 | 1.114 | 8771.9298 | 0 | GSD | 15 | 1 | 1 | 1 | 1 | 1 | 1 | 1 | 1 | 1 | 1 | 1 | 1 | 441.0807 | 0 | 191493.2126 | 0 | 0 | 0 | 1 | 0 | 0 | 1
504 | Lighting-Interior | Controls | Networked Lighting Controls | Offices | Existing | CofEgsd504 | 1 | 1.114 | 8771.9298 | 0 | GSD | 15 | 1 | 1 | 1 | 1 | 1 | 1 | 1 | 1 | 1 | 1 | 1 | 1 | 441.0807 | 0 | 110252.2057 | 0 | 0 | 0 | 1 | 0 | 0 | 1
504 | Lighting-Interior | Controls | Networked Lighting Controls | Offices | New | CofNgsd504 | 1 | 1.114 | 8771.9298 | 0 | GSD | 15 | 1 | 1 | 1 | 1 | 1 | 1 | 1 | 1 | 1 | 1 | 1 | 1 | 441.0807 | 0 | 110252.2057 | 0 | 0 | 0 | 1 | 0 | 0 | 1
504 | Lighting-Interior | Controls | Networked Lighting Controls | Restaurants | Existing | CreEgsd504 | 1 | 0.58 | 6666.6667 | 0 | GSD | 15 | 1 | 1 | 1 | 1 | 1 | 1 | 1 | 1 | 1 | 1 | 1 | 1 | 335.2213 | 0 | 16716.3671 | 0 | 0 | 0 | 1 | 0 | 0 | 1
504 | Lighting-Interior | Controls | Networked Lighting Controls | Restaurants | New | CreNgsd504 | 1 | 0.58 | 6666.6667 | 0 | GSD | 15 | 1 | 1 | 1 | 1 | 1 | 1 | 1 | 1 | 1 | 1 | 1 | 1 | 335.2213 | 0 | 16716.3671 | 0 | 0 | 0 | 1 | 0 | 0 | 1
504 | Lighting-Interior | Controls | Networked Lighting Controls | Retail | Existing | CrtEgsd504 | 1 | 0.46429 | 5952.381 | 0 | GSD | 15 | 1 | 1 | 1 | 1 | 1 | 1 | 1 | 1 | 1 | 1 | 1 | 1 | 299.3048 | 0 | 100427.4843 | 0 | 0 | 0 | 1 | 0 | 0 | 1
504 | Lighting-Interior | Controls | Networked Lighting Controls | Retail | New | CrtNgsd504 | 1 | 0.46429 | 5952.381 | 0 | GSD | 15 | 1 | 1 | 1 | 1 | 1 | 1 | 1 | 1 | 1 | 1 | 1 | 1 | 299.3048 | 0 | 100427.4843 | 0 | 0 | 0 | 1 | 0 | 0 | 1
504 | Lighting-Interior | Controls | Networked Lighting Controls | Schools K-12 | Existing | CscEgsd504 | 1 | 1.1226 | 9433.9623 | 0 | GSD | 15 | 1 | 1 | 1 | 1 | 1 | 1 | 1 | 1 | 1 | 1 | 1 | 1 | 474.3698 | 0 | 298354.0231 | 0 | 0 | 0 | 1 | 0 | 0 | 1
504 | Lighting-Interior | Controls | Networked Lighting Controls | Schools K-12 | New | CscNgsd504 | 1 | 1.1226 | 9433.9623 | 0 | GSD | 15 | 1 | 1 | 1 | 1 | 1 | 1 | 1 | 1 | 1 | 1 | 1 | 1 | 474.3698 | 0 | 298354.0231 | 0 | 0 | 0 | 1 | 0 | 0 | 1
504 | Lighting-Interior | Controls | Networked Lighting Controls | Warehouse | Existing | CwaEgsd504 | 1 | 0.71429 | 5952.381 | 0 | GSD | 15 | 1 | 1 | 1 | 1 | 1 | 1 | 1 | 1 | 1 | 1 | 1 | 1 | 299.3048 | 0 | 85669.831 | 0 | 0 | 0 | 1 | 0 | 0 | 1
504 | Lighting-Interior | Controls | Networked Lighting Controls | Warehouse | New | CwaNgsd504 | 1 | 0.71429 | 5952.381 | 0 | GSD | 15 | 1 | 1 | 1 | 1 | 1 | 1 | 1 | 1 | 1 | 1 | 1 | 1 | 299.3048 | 0 | 85669.831 | 0 | 0 | 0 | 1 | 0 | 0 | 1
505 | Lighting-Interior | Controls | Occupancy Sensors, Ceiling Mounted | Assembly | Existing | CasEgsd505 | 1 | 0.48503 | 5988.024 | 0 | GSD | 10 | 1 | 1 | 1 | 1 | 1 | 1 | 1 | 1 | 1 | 1 | 1 | 1 | 359.2814 | 0 | 2440.1538 | 0 | 0 | 0 | 1 | 0 | 0 | 1
505 | Lighting-Interior | Controls | Occupancy Sensors, Ceiling Mounted | Assembly | New | CasNgsd505 | 1 | 0.48503 | 5988.024 | 0 | GSD | 10 | 1 | 1 | 1 | 1 | 1 | 1 | 1 | 1 | 1 | 1 | 1 | 1 | 359.2814 | 0 | 2440.1538 | 0 | 0 | 0 | 1 | 0 | 0 | 1
505 | Lighting-Interior | Controls | Occupancy Sensors, Ceiling Mounted | College and University | Existing | CcoEgsd505 | 1 | 0.77586 | 8620.6897 | 0 | GSD | 10 | 1 | 1 | 1 | 1 | 1 | 1 | 1 | 1 | 1 | 1 | 1 | 1 | 517.2414 | 0 | 2590.786 | 0 | 0 | 0 | 1 | 0 | 0 | 1
505 | Lighting-Interior | Controls | Occupancy Sensors, Ceiling Mounted | College and University | New | CcoNgsd505 | 1 | 0.77586 | 8620.6897 | 0 | GSD | 10 | 1 | 1 | 1 | 1 | 1 | 1 | 1 | 1 | 1 | 1 | 1 | 1 | 517.2414 | 0 | 2590.786 | 0 | 0 | 0 | 1 | 0 | 0 | 1
505 | Lighting-Interior | Controls | Occupancy Sensors, Ceiling Mounted | Data Center | Existing | CdaEgsd505 | 1 | 1.114 | 8771.9298 | 0 | GSD | 10 | 1 | 1 | 1 | 1 | 1 | 1 | 1 | 1 | 1 | 1 | 1 | 1 | 526.3158 | 0 | 2523.3676 | 0 | 0 | 0 | 1 | 0 | 0 | 1
505 | Lighting-Interior | Controls | Occupancy Sensors, Ceiling Mounted | Data Center | New | CdaNgsd505 | 1 | 1.114 | 8771.9298 | 0 | GSD | 10 | 1 | 1 | 1 | 1 | 1 | 1 | 1 | 1 | 1 | 1 | 1 | 1 | 526.3158 | 0 | 2523.3676 | 0 | 0 | 0 | 1 | 0 | 0 | 1
505 | Lighting-Interior | Controls | Occupancy Sensors, Ceiling Mounted | Grocery | Existing | CgrEgsd505 | 1 | 0.44706 | 5882.3529 | 0 | GSD | 10 | 1 | 1 | 1 | 1 | 1 | 1 | 1 | 1 | 1 | 1 | 1 | 1 | 352.9412 | 0 | 916.4535 | 0 | 0 | 0 | 1 | 0 | 0 | 1
505 | Lighting-Interior | Controls | Occupancy Sensors, Ceiling Mounted | Grocery | New | CgrNgsd505 | 1 | 0.44706 | 5882.3529 | 0 | GSD | 10 | 1 | 1 | 1 | 1 | 1 | 1 | 1 | 1 | 1 | 1 | 1 | 1 | 352.9412 | 0 | 916.4535 | 0 | 0 | 0 | 1 | 0 | 0 | 1
505 | Lighting-Interior | Controls | Occupancy Sensors, Ceiling Mounted | Healthcare | Existing | CheEgsd505 | 1 | 0.8255 | 6711.4094 | 0 | GSD | 10 | 1 | 1 | 1 | 1 | 1 | 1 | 1 | 1 | 1 | 1 | 1 | 1 | 402.6846 | 0 | 2130.7635 | 0 | 0 | 0 | 1 | 0 | 0 | 1
505 | Lighting-Interior | Controls | Occupancy Sensors, Ceiling Mounted | Healthcare | New | CheNgsd505 | 1 | 0.8255 | 6711.4094 | 0 | GSD | 10 | 1 | 1 | 1 | 1 | 1 | 1 | 1 | 1 | 1 | 1 | 1 | 1 | 402.6846 | 0 | 2130.7635 | 0 | 0 | 0 | 1 | 0 | 0 | 1
505 | Lighting-Interior | Controls | Occupancy Sensors, Ceiling Mounted | Hospitals | Existing | ChoEgsd505 | 1 | 0.77586 | 8620.6897 | 0 | GSD | 10 | 1 | 1 | 1 | 1 | 1 | 1 | 1 | 1 | 1 | 1 | 1 | 1 | 517.2414 | 0 | 1617.3196 | 0 | 0 | 0 | 1 | 0 | 0 | 1
505 | Lighting-Interior | Controls | Occupancy Sensors, Ceiling Mounted | Hospitals | New | ChoNgsd505 | 1 | 0.77586 | 8620.6897 | 0 | GSD | 10 | 1 | 1 | 1 | 1 | 1 | 1 | 1 | 1 | 1 | 1 | 1 | 1 | 517.2414 | 0 | 1617.3196 | 0 | 0 | 0 | 1 | 0 | 0 | 1
505 | Lighting-Interior | Controls | Occupancy Sensors, Ceiling Mounted | Institutional | Existing | CinEgsd505 | 1 | 1.3619 | 9523.8095 | 0 | GSD | 10 | 1 | 1 | 1 | 1 | 1 | 1 | 1 | 1 | 1 | 1 | 1 | 1 | 571.4286 | 0 | 2948.7601 | 0 | 0 | 0 | 1 | 0 | 0 | 1
505 | Lighting-Interior | Controls | Occupancy Sensors, Ceiling Mounted | Institutional | New | CinNgsd505 | 1 | 1.3619 | 9523.8095 | 0 | GSD | 10 | 1 | 1 | 1 | 1 | 1 | 1 | 1 | 1 | 1 | 1 | 1 | 1 | 571.4286 | 0 | 2948.7601 | 0 | 0 | 0 | 1 | 0 | 0 | 1
505 | Lighting-Interior | Controls | Occupancy Sensors, Ceiling Mounted | Lodging/Hospitality | Existing | CloEgsd505 | 1 | 1.4146 | 12195.122 | 0 | GSD | 10 | 1 | 1 | 1 | 1 | 1 | 1 | 1 | 1 | 1 | 1 | 1 | 1 | 731.7073 | 0 | 2707.5085 | 0 | 0 | 0 | 1 | 0 | 0 | 1
505 | Lighting-Interior | Controls | Occupancy Sensors, Ceiling Mounted | Lodging/Hospitality | New | CloNgsd505 | 1 | 1.4146 | 12195.122 | 0 | GSD | 10 | 1 | 1 | 1 | 1 | 1 | 1 | 1 | 1 | 1 | 1 | 1 | 1 | 731.7073 | 0 | 2707.5085 | 0 | 0 | 0 | 1 | 0 | 0 | 1
505 | Lighting-Interior | Controls | Occupancy Sensors, Ceiling Mounted | Miscellaneous | Existing | CmiEgsd505 | 1 | 1.114 | 8771.9298 | 0 | GSD | 10 | 1 | 1 | 1 | 1 | 1 | 1 | 1 | 1 | 1 | 1 | 1 | 1 | 526.3158 | 0 | 2296.0371 | 0 | 0 | 0 | 1 | 0 | 0 | 1
505 | Lighting-Interior | Controls | Occupancy Sensors, Ceiling Mounted | Miscellaneous | New | CmiNgsd505 | 1 | 1.114 | 8771.9298 | 0 | GSD | 10 | 1 | 1 | 1 | 1 | 1 | 1 | 1 | 1 | 1 | 1 | 1 | 1 | 526.3158 | 0 | 2296.0371 | 0 | 0 | 0 | 1 | 0 | 0 | 1
505 | Lighting-Interior | Controls | Occupancy Sensors, Ceiling Mounted | Offices | Existing | CofEgsd505 | 1 | 1.114 | 8771.9298 | 0 | GSD | 10 | 1 | 1 | 1 | 1 | 1 | 1 | 1 | 1 | 1 | 1 | 1 | 1 | 526.3158 | 0 | 2521.3435 | 0 | 0 | 0 | 1 | 0 | 0 | 1
505 | Lighting-Interior | Controls | Occupancy Sensors, Ceiling Mounted | Offices | New | CofNgsd505 | 1 | 1.114 | 8771.9298 | 0 | GSD | 10 | 1 | 1 | 1 | 1 | 1 | 1 | 1 | 1 | 1 | 1 | 1 | 1 | 526.3158 | 0 | 2521.3435 | 0 | 0 | 0 | 1 | 0 | 0 | 1
505 | Lighting-Interior | Controls | Occupancy Sensors, Ceiling Mounted | Restaurants | Existing | CreEgsd505 | 1 | 0.58 | 6666.6667 | 0 | GSD | 10 | 1 | 1 | 1 | 1 | 1 | 1 | 1 | 1 | 1 | 1 | 1 | 1 | 400 | 0 | 1357.8376 | 0 | 0 | 0 | 1 | 0 | 0 | 1
505 | Lighting-Interior | Controls | Occupancy Sensors, Ceiling Mounted | Restaurants | New | CreNgsd505 | 1 | 0.58 | 6666.6667 | 0 | GSD | 10 | 1 | 1 | 1 | 1 | 1 | 1 | 1 | 1 | 1 | 1 | 1 | 1 | 400 | 0 | 1357.8376 | 0 | 0 | 0 | 1 | 0 | 0 | 1
505 | Lighting-Interior | Controls | Occupancy Sensors, Ceiling Mounted | Retail | Existing | CrtEgsd505 | 1 | 0.46429 | 5952.381 | 0 | GSD | 10 | 1 | 1 | 1 | 1 | 1 | 1 | 1 | 1 | 1 | 1 | 1 | 1 | 357.1429 | 0 | 1744.4955 | 0 | 0 | 0 | 1 | 0 | 0 | 1
505 | Lighting-Interior | Controls | Occupancy Sensors, Ceiling Mounted | Retail | New | CrtNgsd505 | 1 | 0.46429 | 5952.381 | 0 | GSD | 10 | 1 | 1 | 1 | 1 | 1 | 1 | 1 | 1 | 1 | 1 | 1 | 1 | 357.1429 | 0 | 1744.4955 | 0 | 0 | 0 | 1 | 0 | 0 | 1
505 | Lighting-Interior | Controls | Occupancy Sensors, Ceiling Mounted | Schools K-12 | Existing | CscEgsd505 | 1 | 1.1226 | 9433.9623 | 0 | GSD | 10 | 1 | 1 | 1 | 1 | 1 | 1 | 1 | 1 | 1 | 1 | 1 | 1 | 566.0377 | 0 | 3651.9659 | 0 | 0 | 0 | 1 | 0 | 0 | 1
505 | Lighting-Interior | Controls | Occupancy Sensors, Ceiling Mounted | Schools K-12 | New | CscNgsd505 | 1 | 1.1226 | 9433.9623 | 0 | GSD | 10 | 1 | 1 | 1 | 1 | 1 | 1 | 1 | 1 | 1 | 1 | 1 | 1 | 566.0377 | 0 | 3651.9659 | 0 | 0 | 0 | 1 | 0 | 0 | 1
505 | Lighting-Interior | Controls | Occupancy Sensors, Ceiling Mounted | Warehouse | Existing | CwaEgsd505 | 1 | 0.71429 | 5952.381 | 0 | GSD | 10 | 1 | 1 | 1 | 1 | 1 | 1 | 1 | 1 | 1 | 1 | 1 | 1 | 357.1429 | 0 | 1753.5789 | 0 | 0 | 0 | 1 | 0 | 0 | 1
505 | Lighting-Interior | Controls | Occupancy Sensors, Ceiling Mounted | Warehouse | New | CwaNgsd505 | 1 | 0.71429 | 5952.381 | 0 | GSD | 10 | 1 | 1 | 1 | 1 | 1 | 1 | 1 | 1 | 1 | 1 | 1 | 1 | 357.1429 | 0 | 1753.5789 | 0 | 0 | 0 | 1 | 0 | 0 | 1
506 | Lighting-Interior | Controls | Occupancy Sensors, Switch Mounted | Assembly | Existing | CasEgsd506 | 1 | 0.48503 | 5988.024 | 0 | GSD | 10 | 1 | 1 | 1 | 1 | 1 | 1 | 1 | 1 | 1 | 1 | 1 | 1 | 359.2814 | 0 | 1070.452 | 0 | 0 | 0 | 1 | 0 | 0 | 1
506 | Lighting-Interior | Controls | Occupancy Sensors, Switch Mounted | Assembly | New | CasNgsd506 | 1 | 0.48503 | 5988.024 | 0 | GSD | 10 | 1 | 1 | 1 | 1 | 1 | 1 | 1 | 1 | 1 | 1 | 1 | 1 | 359.2814 | 0 | 1070.452 | 0 | 0 | 0 | 1 | 0 | 0 | 1
506 | Lighting-Interior | Controls | Occupancy Sensors, Switch Mounted | College and University | Existing | CcoEgsd506 | 1 | 0.77586 | 8620.6897 | 0 | GSD | 10 | 1 | 1 | 1 | 1 | 1 | 1 | 1 | 1 | 1 | 1 | 1 | 1 | 517.2414 | 0 | 1136.5316 | 0 | 0 | 0 | 1 | 0 | 0 | 1
506 | Lighting-Interior | Controls | Occupancy Sensors, Switch Mounted | College and University | New | CcoNgsd506 | 1 | 0.77586 | 8620.6897 | 0 | GSD | 10 | 1 | 1 | 1 | 1 | 1 | 1 | 1 | 1 | 1 | 1 | 1 | 1 | 517.2414 | 0 | 1136.5316 | 0 | 0 | 0 | 1 | 0 | 0 | 1
506 | Lighting-Interior | Controls | Occupancy Sensors, Switch Mounted | Data Center | Existing | CdaEgsd506 | 1 | 1.114 | 8771.9298 | 0 | GSD | 10 | 1 | 1 | 1 | 1 | 1 | 1 | 1 | 1 | 1 | 1 | 1 | 1 | 526.3158 | 0 | 1106.9564 | 0 | 0 | 0 | 1 | 0 | 0 | 1
506 | Lighting-Interior | Controls | Occupancy Sensors, Switch Mounted | Data Center | New | CdaNgsd506 | 1 | 1.114 | 8771.9298 | 0 | GSD | 10 | 1 | 1 | 1 | 1 | 1 | 1 | 1 | 1 | 1 | 1 | 1 | 1 | 526.3158 | 0 | 1106.9564 | 0 | 0 | 0 | 1 | 0 | 0 | 1
506 | Lighting-Interior | Controls | Occupancy Sensors, Switch Mounted | Grocery | Existing | CgrEgsd506 | 1 | 0.44706 | 5882.3529 | 0 | GSD | 10 | 1 | 1 | 1 | 1 | 1 | 1 | 1 | 1 | 1 | 1 | 1 | 1 | 352.9412 | 0 | 402.0318 | 0 | 0 | 0 | 1 | 0 | 0 | 1
506 | Lighting-Interior | Controls | Occupancy Sensors, Switch Mounted | Grocery | New | CgrNgsd506 | 1 | 0.44706 | 5882.3529 | 0 | GSD | 10 | 1 | 1 | 1 | 1 | 1 | 1 | 1 | 1 | 1 | 1 | 1 | 1 | 352.9412 | 0 | 402.0318 | 0 | 0 | 0 | 1 | 0 | 0 | 1
506 | Lighting-Interior | Controls | Occupancy Sensors, Switch Mounted | Healthcare | Existing | CheEgsd506 | 1 | 0.8255 | 6711.4094 | 0 | GSD | 10 | 1 | 1 | 1 | 1 | 1 | 1 | 1 | 1 | 1 | 1 | 1 | 1 | 402.6846 | 0 | 934.7279 | 0 | 0 | 0 | 1 | 0 | 0 | 1
506 | Lighting-Interior | Controls | Occupancy Sensors, Switch Mounted | Healthcare | New | CheNgsd506 | 1 | 0.8255 | 6711.4094 | 0 | GSD | 10 | 1 | 1 | 1 | 1 | 1 | 1 | 1 | 1 | 1 | 1 | 1 | 1 | 402.6846 | 0 | 934.7279 | 0 | 0 | 0 | 1 | 0 | 0 | 1
506 | Lighting-Interior | Controls | Occupancy Sensors, Switch Mounted | Hospitals | Existing | ChoEgsd506 | 1 | 0.77586 | 8620.6897 | 0 | GSD | 10 | 1 | 1 | 1 | 1 | 1 | 1 | 1 | 1 | 1 | 1 | 1 | 1 | 517.2414 | 0 | 709.4893 | 0 | 0 | 0 | 1 | 0 | 0 | 1
506 | Lighting-Interior | Controls | Occupancy Sensors, Switch Mounted | Hospitals | New | ChoNgsd506 | 1 | 0.77586 | 8620.6897 | 0 | GSD | 10 | 1 | 1 | 1 | 1 | 1 | 1 | 1 | 1 | 1 | 1 | 1 | 1 | 517.2414 | 0 | 709.4893 | 0 | 0 | 0 | 1 | 0 | 0 | 1
506 | Lighting-Interior | Controls | Occupancy Sensors, Switch Mounted | Institutional | Existing | CinEgsd506 | 1 | 1.3619 | 9523.8095 | 0 | GSD | 10 | 1 | 1 | 1 | 1 | 1 | 1 | 1 | 1 | 1 | 1 | 1 | 1 | 571.4286 | 0 | 1293.5685 | 0 | 0 | 0 | 1 | 0 | 0 | 1
506 | Lighting-Interior | Controls | Occupancy Sensors, Switch Mounted | Institutional | New | CinNgsd506 | 1 | 1.3619 | 9523.8095 | 0 | GSD | 10 | 1 | 1 | 1 | 1 | 1 | 1 | 1 | 1 | 1 | 1 | 1 | 1 | 571.4286 | 0 | 1293.5685 | 0 | 0 | 0 | 1 | 0 | 0 | 1
506 | Lighting-Interior | Controls | Occupancy Sensors, Switch Mounted | Lodging/Hospitality | Existing | CloEgsd506 | 1 | 1.4146 | 12195.122 | 0 | GSD | 10 | 1 | 1 | 1 | 1 | 1 | 1 | 1 | 1 | 1 | 1 | 1 | 1 | 731.7073 | 0 | 1187.7357 | 0 | 0 | 0 | 1 | 0 | 0 | 1
506 | Lighting-Interior | Controls | Occupancy Sensors, Switch Mounted | Lodging/Hospitality | New | CloNgsd506 | 1 | 1.4146 | 12195.122 | 0 | GSD | 10 | 1 | 1 | 1 | 1 | 1 | 1 | 1 | 1 | 1 | 1 | 1 | 1 | 731.7073 | 0 | 1187.7357 | 0 | 0 | 0 | 1 | 0 | 0 | 1
506 | Lighting-Interior | Controls | Occupancy Sensors, Switch Mounted | Miscellaneous | Existing | CmiEgsd506 | 1 | 1.114 | 8771.9298 | 0 | GSD | 10 | 1 | 1 | 1 | 1 | 1 | 1 | 1 | 1 | 1 | 1 | 1 | 1 | 526.3158 | 0 | 1007.2306 | 0 | 0 | 0 | 1 | 0 | 0 | 1
506 | Lighting-Interior | Controls | Occupancy Sensors, Switch Mounted | Miscellaneous | New | CmiNgsd506 | 1 | 1.114 | 8771.9298 | 0 | GSD | 10 | 1 | 1 | 1 | 1 | 1 | 1 | 1 | 1 | 1 | 1 | 1 | 1 | 526.3158 | 0 | 1007.2306 | 0 | 0 | 0 | 1 | 0 | 0 | 1
506 | Lighting-Interior | Controls | Occupancy Sensors, Switch Mounted | Offices | Existing | CofEgsd506 | 1 | 1.114 | 8771.9298 | 0 | GSD | 10 | 1 | 1 | 1 | 1 | 1 | 1 | 1 | 1 | 1 | 1 | 1 | 1 | 526.3158 | 0 | 1106.0684 | 0 | 0 | 0 | 1 | 0 | 0 | 1
506 | Lighting-Interior | Controls | Occupancy Sensors, Switch Mounted | Offices | New | CofNgsd506 | 1 | 1.114 | 8771.9298 | 0 | GSD | 10 | 1 | 1 | 1 | 1 | 1 | 1 | 1 | 1 | 1 | 1 | 1 | 1 | 526.3158 | 0 | 1106.0684 | 0 | 0 | 0 | 1 | 0 | 0 | 1
506 | Lighting-Interior | Controls | Occupancy Sensors, Switch Mounted | Restaurants | Existing | CreEgsd506 | 1 | 0.58 | 6666.6667 | 0 | GSD | 10 | 1 | 1 | 1 | 1 | 1 | 1 | 1 | 1 | 1 | 1 | 1 | 1 | 400 | 0 | 595.6591 | 0 | 0 | 0 | 1 | 0 | 0 | 1
506 | Lighting-Interior | Controls | Occupancy Sensors, Switch Mounted | Restaurants | New | CreNgsd506 | 1 | 0.58 | 6666.6667 | 0 | GSD | 10 | 1 | 1 | 1 | 1 | 1 | 1 | 1 | 1 | 1 | 1 | 1 | 1 | 400 | 0 | 595.6591 | 0 | 0 | 0 | 1 | 0 | 0 | 1
506 | Lighting-Interior | Controls | Occupancy Sensors, Switch Mounted | Retail | Existing | CrtEgsd506 | 1 | 0.46429 | 5952.381 | 0 | GSD | 10 | 1 | 1 | 1 | 1 | 1 | 1 | 1 | 1 | 1 | 1 | 1 | 1 | 357.1429 | 0 | 765.2791 | 0 | 0 | 0 | 1 | 0 | 0 | 1
506 | Lighting-Interior | Controls | Occupancy Sensors, Switch Mounted | Retail | New | CrtNgsd506 | 1 | 0.46429 | 5952.381 | 0 | GSD | 10 | 1 | 1 | 1 | 1 | 1 | 1 | 1 | 1 | 1 | 1 | 1 | 1 | 357.1429 | 0 | 765.2791 | 0 | 0 | 0 | 1 | 0 | 0 | 1
506 | Lighting-Interior | Controls | Occupancy Sensors, Switch Mounted | Schools K-12 | Existing | CscEgsd506 | 1 | 1.1226 | 9433.9623 | 0 | GSD | 10 | 1 | 1 | 1 | 1 | 1 | 1 | 1 | 1 | 1 | 1 | 1 | 1 | 566.0377 | 0 | 1602.0523 | 0 | 0 | 0 | 1 | 0 | 0 | 1
506 | Lighting-Interior | Controls | Occupancy Sensors, Switch Mounted | Schools K-12 | New | CscNgsd506 | 1 | 1.1226 | 9433.9623 | 0 | GSD | 10 | 1 | 1 | 1 | 1 | 1 | 1 | 1 | 1 | 1 | 1 | 1 | 1 | 566.0377 | 0 | 1602.0523 | 0 | 0 | 0 | 1 | 0 | 0 | 1
506 | Lighting-Interior | Controls | Occupancy Sensors, Switch Mounted | Warehouse | Existing | CwaEgsd506 | 1 | 0.71429 | 5952.381 | 0 | GSD | 10 | 1 | 1 | 1 | 1 | 1 | 1 | 1 | 1 | 1 | 1 | 1 | 1 | 357.1429 | 0 | 769.2638 | 0 | 0 | 0 | 1 | 0 | 0 | 1
506 | Lighting-Interior | Controls | Occupancy Sensors, Switch Mounted | Warehouse | New | CwaNgsd506 | 1 | 0.71429 | 5952.381 | 0 | GSD | 10 | 1 | 1 | 1 | 1 | 1 | 1 | 1 | 1 | 1 | 1 | 1 | 1 | 357.1429 | 0 | 769.2638 | 0 | 0 | 0 | 1 | 0 | 0 | 1
507 | Lighting-Interior | Controls | Time Clock Control | Assembly | Existing | CasEgsd507 | 1 | 0.48503 | 5988.024 | 0 | GSD | 8 | 1 | 1 | 1 | 1 | 1 | 1 | 1 | 1 | 1 | 1 | 1 | 1 | 359.2814 | 0 | 491.8139 | 0 | 0 | 0 | 1 | 0 | 0 | 1
507 | Lighting-Interior | Controls | Time Clock Control | Assembly | New | CasNgsd507 | 1 | 0.48503 | 5988.024 | 0 | GSD | 8 | 1 | 1 | 1 | 1 | 1 | 1 | 1 | 1 | 1 | 1 | 1 | 1 | 359.2814 | 0 | 491.8139 | 0 | 0 | 0 | 1 | 0 | 0 | 1
507 | Lighting-Interior | Controls | Time Clock Control | College and University | Existing | CcoEgsd507 | 1 | 0.77586 | 8620.6897 | 0 | GSD | 8 | 1 | 1 | 1 | 1 | 1 | 1 | 1 | 1 | 1 | 1 | 1 | 1 | 517.2414 | 0 | 522.1739 | 0 | 0 | 0 | 1 | 0 | 0 | 1
507 | Lighting-Interior | Controls | Time Clock Control | College and University | New | CcoNgsd507 | 1 | 0.77586 | 8620.6897 | 0 | GSD | 8 | 1 | 1 | 1 | 1 | 1 | 1 | 1 | 1 | 1 | 1 | 1 | 1 | 517.2414 | 0 | 522.1739 | 0 | 0 | 0 | 1 | 0 | 0 | 1
507 | Lighting-Interior | Controls | Time Clock Control | Data Center | Existing | CdaEgsd507 | 1 | 1.114 | 8771.9298 | 0 | GSD | 8 | 1 | 1 | 1 | 1 | 1 | 1 | 1 | 1 | 1 | 1 | 1 | 1 | 526.3158 | 0 | 508.5857 | 0 | 0 | 0 | 1 | 0 | 0 | 1
507 | Lighting-Interior | Controls | Time Clock Control | Data Center | New | CdaNgsd507 | 1 | 1.114 | 8771.9298 | 0 | GSD | 8 | 1 | 1 | 1 | 1 | 1 | 1 | 1 | 1 | 1 | 1 | 1 | 1 | 526.3158 | 0 | 508.5857 | 0 | 0 | 0 | 1 | 0 | 0 | 1
507 | Lighting-Interior | Controls | Time Clock Control | Grocery | Existing | CgrEgsd507 | 1 | 0.44706 | 5882.3529 | 0 | GSD | 8 | 1 | 1 | 1 | 1 | 1 | 1 | 1 | 1 | 1 | 1 | 1 | 1 | 352.9412 | 0 | 184.7116 | 0 | 0 | 0 | 1 | 0 | 0 | 1
507 | Lighting-Interior | Controls | Time Clock Control | Grocery | New | CgrNgsd507 | 1 | 0.44706 | 5882.3529 | 0 | GSD | 8 | 1 | 1 | 1 | 1 | 1 | 1 | 1 | 1 | 1 | 1 | 1 | 1 | 352.9412 | 0 | 184.7116 | 0 | 0 | 0 | 1 | 0 | 0 | 1
507 | Lighting-Interior | Controls | Time Clock Control | Healthcare | Existing | CheEgsd507 | 1 | 0.8255 | 6711.4094 | 0 | GSD | 8 | 1 | 1 | 1 | 1 | 1 | 1 | 1 | 1 | 1 | 1 | 1 | 1 | 402.6846 | 0 | 429.4562 | 0 | 0 | 0 | 1 | 0 | 0 | 1
507 | Lighting-Interior | Controls | Time Clock Control | Healthcare | New | CheNgsd507 | 1 | 0.8255 | 6711.4094 | 0 | GSD | 8 | 1 | 1 | 1 | 1 | 1 | 1 | 1 | 1 | 1 | 1 | 1 | 1 | 402.6846 | 0 | 429.4562 | 0 | 0 | 0 | 1 | 0 | 0 | 1
507 | Lighting-Interior | Controls | Time Clock Control | Hospitals | Existing | ChoEgsd507 | 1 | 0.77586 | 8620.6897 | 0 | GSD | 8 | 1 | 1 | 1 | 1 | 1 | 1 | 1 | 1 | 1 | 1 | 1 | 1 | 517.2414 | 0 | 325.9714 | 0 | 0 | 0 | 1 | 0 | 0 | 1
507 | Lighting-Interior | Controls | Time Clock Control | Hospitals | New | ChoNgsd507 | 1 | 0.77586 | 8620.6897 | 0 | GSD | 8 | 1 | 1 | 1 | 1 | 1 | 1 | 1 | 1 | 1 | 1 | 1 | 1 | 517.2414 | 0 | 325.9714 | 0 | 0 | 0 | 1 | 0 | 0 | 1
507 | Lighting-Interior | Controls | Time Clock Control | Institutional | Existing | CinEgsd507 | 1 | 1.3619 | 9523.8095 | 0 | GSD | 8 | 1 | 1 | 1 | 1 | 1 | 1 | 1 | 1 | 1 | 1 | 1 | 1 | 571.4286 | 0 | 594.3238 | 0 | 0 | 0 | 1 | 0 | 0 | 1
507 | Lighting-Interior | Controls | Time Clock Control | Institutional | New | CinNgsd507 | 1 | 1.3619 | 9523.8095 | 0 | GSD | 8 | 1 | 1 | 1 | 1 | 1 | 1 | 1 | 1 | 1 | 1 | 1 | 1 | 571.4286 | 0 | 594.3238 | 0 | 0 | 0 | 1 | 0 | 0 | 1
507 | Lighting-Interior | Controls | Time Clock Control | Lodging/Hospitality | Existing | CloEgsd507 | 1 | 1.4146 | 12195.122 | 0 | GSD | 8 | 1 | 1 | 1 | 1 | 1 | 1 | 1 | 1 | 1 | 1 | 1 | 1 | 731.7073 | 0 | 545.6994 | 0 | 0 | 0 | 1 | 0 | 0 | 1
507 | Lighting-Interior | Controls | Time Clock Control | Lodging/Hospitality | New | CloNgsd507 | 1 | 1.4146 | 12195.122 | 0 | GSD | 8 | 1 | 1 | 1 | 1 | 1 | 1 | 1 | 1 | 1 | 1 | 1 | 1 | 731.7073 | 0 | 545.6994 | 0 | 0 | 0 | 1 | 0 | 0 | 1
507 | Lighting-Interior | Controls | Time Clock Control | Miscellaneous | Existing | CmiEgsd507 | 1 | 1.114 | 8771.9298 | 0 | GSD | 8 | 1 | 1 | 1 | 1 | 1 | 1 | 1 | 1 | 1 | 1 | 1 | 1 | 526.3158 | 0 | 462.7672 | 0 | 0 | 0 | 1 | 0 | 0 | 1
507 | Lighting-Interior | Controls | Time Clock Control | Miscellaneous | New | CmiNgsd507 | 1 | 1.114 | 8771.9298 | 0 | GSD | 8 | 1 | 1 | 1 | 1 | 1 | 1 | 1 | 1 | 1 | 1 | 1 | 1 | 526.3158 | 0 | 462.7672 | 0 | 0 | 0 | 1 | 0 | 0 | 1
507 | Lighting-Interior | Controls | Time Clock Control | Offices | Existing | CofEgsd507 | 1 | 1.114 | 8771.9298 | 0 | GSD | 8 | 1 | 1 | 1 | 1 | 1 | 1 | 1 | 1 | 1 | 1 | 1 | 1 | 526.3158 | 0 | 508.1778 | 0 | 0 | 0 | 1 | 0 | 0 | 1
507 | Lighting-Interior | Controls | Time Clock Control | Offices | New | CofNgsd507 | 1 | 1.114 | 8771.9298 | 0 | GSD | 8 | 1 | 1 | 1 | 1 | 1 | 1 | 1 | 1 | 1 | 1 | 1 | 1 | 526.3158 | 0 | 508.1778 | 0 | 0 | 0 | 1 | 0 | 0 | 1
507 | Lighting-Interior | Controls | Time Clock Control | Restaurants | Existing | CreEgsd507 | 1 | 0.58 | 6666.6667 | 0 | GSD | 8 | 1 | 1 | 1 | 1 | 1 | 1 | 1 | 1 | 1 | 1 | 1 | 1 | 400 | 0 | 273.6727 | 0 | 0 | 0 | 1 | 0 | 0 | 1
507 | Lighting-Interior | Controls | Time Clock Control | Restaurants | New | CreNgsd507 | 1 | 0.58 | 6666.6667 | 0 | GSD | 8 | 1 | 1 | 1 | 1 | 1 | 1 | 1 | 1 | 1 | 1 | 1 | 1 | 400 | 0 | 273.6727 | 0 | 0 | 0 | 1 | 0 | 0 | 1
507 | Lighting-Interior | Controls | Time Clock Control | Retail | Existing | CrtEgsd507 | 1 | 0.46429 | 5952.381 | 0 | GSD | 8 | 1 | 1 | 1 | 1 | 1 | 1 | 1 | 1 | 1 | 1 | 1 | 1 | 357.1429 | 0 | 351.6037 | 0 | 0 | 0 | 1 | 0 | 0 | 1
507 | Lighting-Interior | Controls | Time Clock Control | Retail | New | CrtNgsd507 | 1 | 0.46429 | 5952.381 | 0 | GSD | 8 | 1 | 1 | 1 | 1 | 1 | 1 | 1 | 1 | 1 | 1 | 1 | 1 | 357.1429 | 0 | 351.6037 | 0 | 0 | 0 | 1 | 0 | 0 | 1
507 | Lighting-Interior | Controls | Time Clock Control | Schools K-12 | Existing | CscEgsd507 | 1 | 1.1226 | 9433.9623 | 0 | GSD | 8 | 1 | 1 | 1 | 1 | 1 | 1 | 1 | 1 | 1 | 1 | 1 | 1 | 566.0377 | 0 | 736.0552 | 0 | 0 | 0 | 1 | 0 | 0 | 1
507 | Lighting-Interior | Controls | Time Clock Control | Schools K-12 | New | CscNgsd507 | 1 | 1.1226 | 9433.9623 | 0 | GSD | 8 | 1 | 1 | 1 | 1 | 1 | 1 | 1 | 1 | 1 | 1 | 1 | 1 | 566.0377 | 0 | 736.0552 | 0 | 0 | 0 | 1 | 0 | 0 | 1
507 | Lighting-Interior | Controls | Time Clock Control | Warehouse | Existing | CwaEgsd507 | 1 | 0.71429 | 5952.381 | 0 | GSD | 8 | 1 | 1 | 1 | 1 | 1 | 1 | 1 | 1 | 1 | 1 | 1 | 1 | 357.1429 | 0 | 353.4345 | 0 | 0 | 0 | 1 | 0 | 0 | 1
507 | Lighting-Interior | Controls | Time Clock Control | Warehouse | New | CwaNgsd507 | 1 | 0.71429 | 5952.381 | 0 | GSD | 8 | 1 | 1 | 1 | 1 | 1 | 1 | 1 | 1 | 1 | 1 | 1 | 1 | 357.1429 | 0 | 353.4345 | 0 | 0 | 0 | 1 | 0 | 0 | 1
508 | Lighting-Interior | LED | Energy Star LED Directional Lamp | Assembly | Turnover | CasTgsd508 | 1 | 0.48503 | 5988.024 | 0 | GSD | 5 | 1 | 1 | 1 | 1 | 1 | 1 | 1 | 1 | 1 | 1 | 1 | 1 | 359.2814 | 0 | 92.7614 | 0 | 0 | 0 | 1 | 0 | 0 | 1
508 | Lighting-Interior | LED | Energy Star LED Directional Lamp | Assembly | New | CasNgsd508 | 1 | 0.48503 | 5988.024 | 0 | GSD | 5 | 1 | 1 | 1 | 1 | 1 | 1 | 1 | 1 | 1 | 1 | 1 | 1 | 359.2814 | 0 | 92.7614 | 0 | 0 | 0 | 1 | 0 | 0 | 1
508 | Lighting-Interior | LED | Energy Star LED Directional Lamp | College and University | Turnover | CcoTgsd508 | 1 | 0.77586 | 8620.6897 | 0 | GSD | 5 | 1 | 1 | 1 | 1 | 1 | 1 | 1 | 1 | 1 | 1 | 1 | 1 | 517.2414 | 0 | 98.4891 | 0 | 0 | 0 | 1 | 0 | 0 | 1
508 | Lighting-Interior | LED | Energy Star LED Directional Lamp | College and University | New | CcoNgsd508 | 1 | 0.77586 | 8620.6897 | 0 | GSD | 5 | 1 | 1 | 1 | 1 | 1 | 1 | 1 | 1 | 1 | 1 | 1 | 1 | 517.2414 | 0 | 98.4891 | 0 | 0 | 0 | 1 | 0 | 0 | 1
508 | Lighting-Interior | LED | Energy Star LED Directional Lamp | Data Center | Turnover | CdaTgsd508 | 1 | 1.114 | 8771.9298 | 0 | GSD | 5 | 1 | 1 | 1 | 1 | 1 | 1 | 1 | 1 | 1 | 1 | 1 | 1 | 526.3158 | 0 | 95.9236 | 0 | 0 | 0 | 1 | 0 | 0 | 1
508 | Lighting-Interior | LED | Energy Star LED Directional Lamp | Data Center | New | CdaNgsd508 | 1 | 1.114 | 8771.9298 | 0 | GSD | 5 | 1 | 1 | 1 | 1 | 1 | 1 | 1 | 1 | 1 | 1 | 1 | 1 | 526.3158 | 0 | 95.9236 | 0 | 0 | 0 | 1 | 0 | 0 | 1
508 | Lighting-Interior | LED | Energy Star LED Directional Lamp | Grocery | Turnover | CgrTgsd508 | 1 | 0.44706 | 5882.3529 | 0 | GSD | 5 | 1 | 1 | 1 | 1 | 1 | 1 | 1 | 1 | 1 | 1 | 1 | 1 | 352.9412 | 0 | 34.8384 | 0 | 0 | 0 | 1 | 0 | 0 | 1
508 | Lighting-Interior | LED | Energy Star LED Directional Lamp | Grocery | New | CgrNgsd508 | 1 | 0.44706 | 5882.3529 | 0 | GSD | 5 | 1 | 1 | 1 | 1 | 1 | 1 | 1 | 1 | 1 | 1 | 1 | 1 | 352.9412 | 0 | 34.8384 | 0 | 0 | 0 | 1 | 0 | 0 | 1
508 | Lighting-Interior | LED | Energy Star LED Directional Lamp | Healthcare | Turnover | CheTgsd508 | 1 | 0.8255 | 6711.4094 | 0 | GSD | 5 | 1 | 1 | 1 | 1 | 1 | 1 | 1 | 1 | 1 | 1 | 1 | 1 | 402.6846 | 0 | 80.9981 | 0 | 0 | 0 | 1 | 0 | 0 | 1
508 | Lighting-Interior | LED | Energy Star LED Directional Lamp | Healthcare | New | CheNgsd508 | 1 | 0.8255 | 6711.4094 | 0 | GSD | 5 | 1 | 1 | 1 | 1 | 1 | 1 | 1 | 1 | 1 | 1 | 1 | 1 | 402.6846 | 0 | 80.9981 | 0 | 0 | 0 | 1 | 0 | 0 | 1
508 | Lighting-Interior | LED | Energy Star LED Directional Lamp | Hospitals | Turnover | ChoTgsd508 | 1 | 0.77586 | 8620.6897 | 0 | GSD | 5 | 1 | 1 | 1 | 1 | 1 | 1 | 1 | 1 | 1 | 1 | 1 | 1 | 517.2414 | 0 | 61.4808 | 0 | 0 | 0 | 1 | 0 | 0 | 1
508 | Lighting-Interior | LED | Energy Star LED Directional Lamp | Hospitals | New | ChoNgsd508 | 1 | 0.77586 | 8620.6897 | 0 | GSD | 5 | 1 | 1 | 1 | 1 | 1 | 1 | 1 | 1 | 1 | 1 | 1 | 1 | 517.2414 | 0 | 61.4808 | 0 | 0 | 0 | 1 | 0 | 0 | 1
508 | Lighting-Interior | LED | Energy Star LED Directional Lamp | Institutional | Turnover | CinTgsd508 | 1 | 1.3619 | 9523.8095 | 0 | GSD | 5 | 1 | 1 | 1 | 1 | 1 | 1 | 1 | 1 | 1 | 1 | 1 | 1 | 571.4286 | 0 | 112.0991 | 0 | 0 | 0 | 1 | 0 | 0 | 1
508 | Lighting-Interior | LED | Energy Star LED Directional Lamp | Institutional | New | CinNgsd508 | 1 | 1.3619 | 9523.8095 | 0 | GSD | 5 | 1 | 1 | 1 | 1 | 1 | 1 | 1 | 1 | 1 | 1 | 1 | 1 | 571.4286 | 0 | 112.0991 | 0 | 0 | 0 | 1 | 0 | 0 | 1
508 | Lighting-Interior | LED | Energy Star LED Directional Lamp | Lodging/Hospitality | Turnover | CloTgsd508 | 1 | 1.4146 | 12195.122 | 0 | GSD | 5 | 1 | 1 | 1 | 1 | 1 | 1 | 1 | 1 | 1 | 1 | 1 | 1 | 731.7073 | 0 | 102.9226 | 0 | 0 | 0 | 1 | 0 | 0 | 1
508 | Lighting-Interior | LED | Energy Star LED Directional Lamp | Lodging/Hospitality | New | CloNgsd508 | 1 | 1.4146 | 12195.122 | 0 | GSD | 5 | 1 | 1 | 1 | 1 | 1 | 1 | 1 | 1 | 1 | 1 | 1 | 1 | 731.7073 | 0 | 102.9226 | 0 | 0 | 0 | 1 | 0 | 0 | 1
508 | Lighting-Interior | LED | Energy Star LED Directional Lamp | Miscellaneous | Turnover | CmiTgsd508 | 1 | 1.114 | 8771.9298 | 0 | GSD | 5 | 1 | 1 | 1 | 1 | 1 | 1 | 1 | 1 | 1 | 1 | 1 | 1 | 526.3158 | 0 | 87.2829 | 0 | 0 | 0 | 1 | 0 | 0 | 1
508 | Lighting-Interior | LED | Energy Star LED Directional Lamp | Miscellaneous | New | CmiNgsd508 | 1 | 1.114 | 8771.9298 | 0 | GSD | 5 | 1 | 1 | 1 | 1 | 1 | 1 | 1 | 1 | 1 | 1 | 1 | 1 | 526.3158 | 0 | 87.2829 | 0 | 0 | 0 | 1 | 0 | 0 | 1
508 | Lighting-Interior | LED | Energy Star LED Directional Lamp | Offices | Turnover | CofTgsd508 | 1 | 1.114 | 8771.9298 | 0 | GSD | 5 | 1 | 1 | 1 | 1 | 1 | 1 | 1 | 1 | 1 | 1 | 1 | 1 | 526.3158 | 0 | 95.8434 | 0 | 0 | 0 | 1 | 0 | 0 | 1
508 | Lighting-Interior | LED | Energy Star LED Directional Lamp | Offices | New | CofNgsd508 | 1 | 1.114 | 8771.9298 | 0 | GSD | 5 | 1 | 1 | 1 | 1 | 1 | 1 | 1 | 1 | 1 | 1 | 1 | 1 | 526.3158 | 0 | 95.8434 | 0 | 0 | 0 | 1 | 0 | 0 | 1
508 | Lighting-Interior | LED | Energy Star LED Directional Lamp | Restaurants | Turnover | CreTgsd508 | 1 | 0.58 | 6666.6667 | 0 | GSD | 5 | 1 | 1 | 1 | 1 | 1 | 1 | 1 | 1 | 1 | 1 | 1 | 1 | 400 | 0 | 51.616 | 0 | 0 | 0 | 1 | 0 | 0 | 1
508 | Lighting-Interior | LED | Energy Star LED Directional Lamp | Restaurants | New | CreNgsd508 | 1 | 0.58 | 6666.6667 | 0 | GSD | 5 | 1 | 1 | 1 | 1 | 1 | 1 | 1 | 1 | 1 | 1 | 1 | 1 | 400 | 0 | 51.616 | 0 | 0 | 0 | 1 | 0 | 0 | 1
508 | Lighting-Interior | LED | Energy Star LED Directional Lamp | Retail | Turnover | CrtTgsd508 | 1 | 0.46429 | 5952.381 | 0 | GSD | 5 | 1 | 1 | 1 | 1 | 1 | 1 | 1 | 1 | 1 | 1 | 1 | 1 | 357.1429 | 0 | 66.3153 | 0 | 0 | 0 | 1 | 0 | 0 | 1
508 | Lighting-Interior | LED | Energy Star LED Directional Lamp | Retail | New | CrtNgsd508 | 1 | 0.46429 | 5952.381 | 0 | GSD | 5 | 1 | 1 | 1 | 1 | 1 | 1 | 1 | 1 | 1 | 1 | 1 | 1 | 357.1429 | 0 | 66.3153 | 0 | 0 | 0 | 1 | 0 | 0 | 1
508 | Lighting-Interior | LED | Energy Star LED Directional Lamp | Schools K-12 | Turnover | CscTgsd508 | 1 | 1.1226 | 9433.9623 | 0 | GSD | 5 | 1 | 1 | 1 | 1 | 1 | 1 | 1 | 1 | 1 | 1 | 1 | 1 | 566.0377 | 0 | 138.8308 | 0 | 0 | 0 | 1 | 0 | 0 | 1
508 | Lighting-Interior | LED | Energy Star LED Directional Lamp | Schools K-12 | New | CscNgsd508 | 1 | 1.1226 | 9433.9623 | 0 | GSD | 5 | 1 | 1 | 1 | 1 | 1 | 1 | 1 | 1 | 1 | 1 | 1 | 1 | 566.0377 | 0 | 138.8308 | 0 | 0 | 0 | 1 | 0 | 0 | 1
508 | Lighting-Interior | LED | Energy Star LED Directional Lamp | Warehouse | Turnover | CwaTgsd508 | 1 | 0.71429 | 5952.381 | 0 | GSD | 5 | 1 | 1 | 1 | 1 | 1 | 1 | 1 | 1 | 1 | 1 | 1 | 1 | 357.1429 | 0 | 66.6604 | 0 | 0 | 0 | 1 | 0 | 0 | 1
508 | Lighting-Interior | LED | Energy Star LED Directional Lamp | Warehouse | New | CwaNgsd508 | 1 | 0.71429 | 5952.381 | 0 | GSD | 5 | 1 | 1 | 1 | 1 | 1 | 1 | 1 | 1 | 1 | 1 | 1 | 1 | 357.1429 | 0 | 66.6604 | 0 | 0 | 0 | 1 | 0 | 0 | 1
509 | Lighting-Interior | LED | LED - 14W_CFL Baseline | Assembly | Turnover | CasTgsd509 | 1 | 0.48503 | 5988.024 | 0 | GSD | 10 | 0.57723 | 0.60437 | 0.83705 | 1.097 | 1.2026 | 1.2026 | 1.289 | 1.2891 | 1.2453 | 1.1192 | 0.77553 | 0.85362 | 359.2814 | 0 | 219.4432 | 0 | 0 | 0 | 1 | 0 | 0 | 1.0077
509 | Lighting-Interior | LED | LED - 14W_CFL Baseline | Assembly | New | CasNgsd509 | 1 | 0.48503 | 5988.024 | 0 | GSD | 10 | 0.57723 | 0.60437 | 0.83705 | 1.097 | 1.2026 | 1.2026 | 1.289 | 1.2891 | 1.2453 | 1.1192 | 0.77553 | 0.85362 | 359.2814 | 0 | 219.4432 | 0 | 0 | 0 | 1 | 0 | 0 | 1.0077
509 | Lighting-Interior | LED | LED - 14W_CFL Baseline | College and University | Turnover | CcoTgsd509 | 1 | 0.77586 | 8620.6897 | 0 | GSD | 10 | 0.57723 | 0.60437 | 0.83705 | 1.097 | 1.2026 | 1.2026 | 1.289 | 1.2891 | 1.2453 | 1.1192 | 0.77553 | 0.85362 | 517.2414 | 0 | 232.9916 | 0 | 0 | 0 | 1 | 0 | 0 | 1.0077
509 | Lighting-Interior | LED | LED - 14W_CFL Baseline | College and University | New | CcoNgsd509 | 1 | 0.77586 | 8620.6897 | 0 | GSD | 10 | 0.57723 | 0.60437 | 0.83705 | 1.097 | 1.2026 | 1.2026 | 1.289 | 1.2891 | 1.2453 | 1.1192 | 0.77553 | 0.85362 | 517.2414 | 0 | 232.9916 | 0 | 0 | 0 | 1 | 0 | 0 | 1.0077
509 | Lighting-Interior | LED | LED - 14W_CFL Baseline | Data Center | Turnover | CdaTgsd509 | 1 | 1.114 | 8771.9298 | 0 | GSD | 10 | 0.57723 | 0.60437 | 0.83705 | 1.097 | 1.2026 | 1.2026 | 1.289 | 1.2891 | 1.2453 | 1.1192 | 0.77553 | 0.85362 | 526.3158 | 0 | 226.9277 | 0 | 0 | 0 | 1 | 0 | 0 | 1.0077
509 | Lighting-Interior | LED | LED - 14W_CFL Baseline | Data Center | New | CdaNgsd509 | 1 | 1.114 | 8771.9298 | 0 | GSD | 10 | 0.57723 | 0.60437 | 0.83705 | 1.097 | 1.2026 | 1.2026 | 1.289 | 1.2891 | 1.2453 | 1.1192 | 0.77553 | 0.85362 | 526.3158 | 0 | 226.9277 | 0 | 0 | 0 | 1 | 0 | 0 | 1.0077
509 | Lighting-Interior | LED | LED - 14W_CFL Baseline | Grocery | Turnover | CgrTgsd509 | 1 | 0.44706 | 5882.3529 | 0 | GSD | 10 | 0.57723 | 0.60437 | 0.83705 | 1.097 | 1.2026 | 1.2026 | 1.289 | 1.2891 | 1.2453 | 1.1192 | 0.77553 | 0.85362 | 352.9412 | 0 | 82.4098 | 0 | 0 | 0 | 1 | 0 | 0 | 1.0077
509 | Lighting-Interior | LED | LED - 14W_CFL Baseline | Grocery | New | CgrNgsd509 | 1 | 0.44706 | 5882.3529 | 0 | GSD | 10 | 0.57723 | 0.60437 | 0.83705 | 1.097 | 1.2026 | 1.2026 | 1.289 | 1.2891 | 1.2453 | 1.1192 | 0.77553 | 0.85362 | 352.9412 | 0 | 82.4098 | 0 | 0 | 0 | 1 | 0 | 0 | 1.0077
509 | Lighting-Interior | LED | LED - 14W_CFL Baseline | Healthcare | Turnover | CheTgsd509 | 1 | 0.8255 | 6711.4094 | 0 | GSD | 10 | 0.57723 | 0.60437 | 0.83705 | 1.097 | 1.2026 | 1.2026 | 1.289 | 1.2891 | 1.2453 | 1.1192 | 0.77553 | 0.85362 | 402.6846 | 0 | 191.5658 | 0 | 0 | 0 | 1 | 0 | 0 | 1.0077
509 | Lighting-Interior | LED | LED - 14W_CFL Baseline | Healthcare | New | CheNgsd509 | 1 | 0.8255 | 6711.4094 | 0 | GSD | 10 | 0.57723 | 0.60437 | 0.83705 | 1.097 | 1.2026 | 1.2026 | 1.289 | 1.2891 | 1.2453 | 1.1192 | 0.77553 | 0.85362 | 402.6846 | 0 | 191.5658 | 0 | 0 | 0 | 1 | 0 | 0 | 1.0077
509 | Lighting-Interior | LED | LED - 14W_CFL Baseline | Hospitals | Turnover | ChoTgsd509 | 1 | 0.77586 | 8620.6897 | 0 | GSD | 10 | 0.57723 | 0.60437 | 0.83705 | 1.097 | 1.2026 | 1.2026 | 1.289 | 1.2891 | 1.2453 | 1.1192 | 0.77553 | 0.85362 | 517.2414 | 0 | 145.4334 | 0 | 0 | 0 | 1 | 0 | 0 | 1.0077
509 | Lighting-Interior | LED | LED - 14W_CFL Baseline | Hospitals | New | ChoNgsd509 | 1 | 0.77586 | 8620.6897 | 0 | GSD | 10 | 0.57723 | 0.60437 | 0.83705 | 1.097 | 1.2026 | 1.2026 | 1.289 | 1.2891 | 1.2453 | 1.1192 | 0.77553 | 0.85362 | 517.2414 | 0 | 145.4334 | 0 | 0 | 0 | 1 | 0 | 0 | 1.0077
509 | Lighting-Interior | LED | LED - 14W_CFL Baseline | Institutional | Turnover | CinTgsd509 | 1 | 1.3619 | 9523.8095 | 0 | GSD | 10 | 0.57723 | 0.60437 | 0.83705 | 1.097 | 1.2026 | 1.2026 | 1.289 | 1.2891 | 1.2453 | 1.1192 | 0.77553 | 0.85362 | 571.4286 | 0 | 265.1429 | 0 | 0 | 0 | 1 | 0 | 0 | 1.0077
509 | Lighting-Interior | LED | LED - 14W_CFL Baseline | Institutional | New | CinNgsd509 | 1 | 1.3619 | 9523.8095 | 0 | GSD | 10 | 0.57723 | 0.60437 | 0.83705 | 1.097 | 1.2026 | 1.2026 | 1.289 | 1.2891 | 1.2453 | 1.1192 | 0.77553 | 0.85362 | 571.4286 | 0 | 265.1429 | 0 | 0 | 0 | 1 | 0 | 0 | 1.0077
509 | Lighting-Interior | LED | LED - 14W_CFL Baseline | Lodging/Hospitality | Turnover | CloTgsd509 | 1 | 1.4146 | 12195.122 | 0 | GSD | 10 | 0.57723 | 0.60437 | 0.83705 | 1.097 | 1.2026 | 1.2026 | 1.289 | 1.2891 | 1.2453 | 1.1192 | 0.77553 | 0.85362 | 731.7073 | 0 | 243.4547 | 0 | 0 | 0 | 1 | 0 | 0 | 1.0077
509 | Lighting-Interior | LED | LED - 14W_CFL Baseline | Lodging/Hospitality | New | CloNgsd509 | 1 | 1.4146 | 12195.122 | 0 | GSD | 10 | 0.57723 | 0.60437 | 0.83705 | 1.097 | 1.2026 | 1.2026 | 1.289 | 1.2891 | 1.2453 | 1.1192 | 0.77553 | 0.85362 | 731.7073 | 0 | 243.4547 | 0 | 0 | 0 | 1 | 0 | 0 | 1.0077
509 | Lighting-Interior | LED | LED - 14W_CFL Baseline | Miscellaneous | Turnover | CmiTgsd509 | 1 | 1.114 | 8771.9298 | 0 | GSD | 10 | 0.57723 | 0.60437 | 0.83705 | 1.097 | 1.2026 | 1.2026 | 1.289 | 1.2891 | 1.2453 | 1.1192 | 0.77553 | 0.85362 | 526.3158 | 0 | 206.4821 | 0 | 0 | 0 | 1 | 0 | 0 | 1.0077
509 | Lighting-Interior | LED | LED - 14W_CFL Baseline | Miscellaneous | New | CmiNgsd509 | 1 | 1.114 | 8771.9298 | 0 | GSD | 10 | 0.57723 | 0.60437 | 0.83705 | 1.097 | 1.2026 | 1.2026 | 1.289 | 1.2891 | 1.2453 | 1.1192 | 0.77553 | 0.85362 | 526.3158 | 0 | 206.4821 | 0 | 0 | 0 | 1 | 0 | 0 | 1.0077
509 | Lighting-Interior | LED | LED - 14W_CFL Baseline | Offices | Turnover | CofTgsd509 | 1 | 1.114 | 8771.9298 | 0 | GSD | 10 | 0.57723 | 0.60437 | 0.83705 | 1.097 | 1.2026 | 1.2026 | 1.289 | 1.2891 | 1.2453 | 1.1192 | 0.77553 | 0.85362 | 526.3158 | 0 | 226.7255 | 0 | 0 | 0 | 1 | 0 | 0 | 1.0077
509 | Lighting-Interior | LED | LED - 14W_CFL Baseline | Offices | New | CofNgsd509 | 1 | 1.114 | 8771.9298 | 0 | GSD | 10 | 0.57723 | 0.60437 | 0.83705 | 1.097 | 1.2026 | 1.2026 | 1.289 | 1.2891 | 1.2453 | 1.1192 | 0.77553 | 0.85362 | 526.3158 | 0 | 226.7255 | 0 | 0 | 0 | 1 | 0 | 0 | 1.0077
509 | Lighting-Interior | LED | LED - 14W_CFL Baseline | Restaurants | Turnover | CreTgsd509 | 1 | 0.58 | 6666.6667 | 0 | GSD | 10 | 0.57723 | 0.60437 | 0.83705 | 1.097 | 1.2026 | 1.2026 | 1.289 | 1.2891 | 1.2453 | 1.1192 | 0.77553 | 0.85362 | 400 | 0 | 122.1053 | 0 | 0 | 0 | 1 | 0 | 0 | 1.0077
509 | Lighting-Interior | LED | LED - 14W_CFL Baseline | Restaurants | New | CreNgsd509 | 1 | 0.58 | 6666.6667 | 0 | GSD | 10 | 0.57723 | 0.60437 | 0.83705 | 1.097 | 1.2026 | 1.2026 | 1.289 | 1.2891 | 1.2453 | 1.1192 | 0.77553 | 0.85362 | 400 | 0 | 122.1053 | 0 | 0 | 0 | 1 | 0 | 0 | 1.0077
509 | Lighting-Interior | LED | LED - 14W_CFL Baseline | Retail | Turnover | CrtTgsd509 | 1 | 0.46429 | 5952.381 | 0 | GSD | 10 | 0.57723 | 0.60437 | 0.83705 | 1.097 | 1.2026 | 1.2026 | 1.289 | 1.2891 | 1.2453 | 1.1192 | 0.77553 | 0.85362 | 357.1429 | 0 | 156.8789 | 0 | 0 | 0 | 1 | 0 | 0 | 1.0077
509 | Lighting-Interior | LED | LED - 14W_CFL Baseline | Retail | New | CrtNgsd509 | 1 | 0.46429 | 5952.381 | 0 | GSD | 10 | 0.57723 | 0.60437 | 0.83705 | 1.097 | 1.2026 | 1.2026 | 1.289 | 1.2891 | 1.2453 | 1.1192 | 0.77553 | 0.85362 | 357.1429 | 0 | 156.8789 | 0 | 0 | 0 | 1 | 0 | 0 | 1.0077
509 | Lighting-Interior | LED | LED - 14W_CFL Baseline | Schools K-12 | Turnover | CscTgsd509 | 1 | 1.1226 | 9433.9623 | 0 | GSD | 10 | 0.57723 | 0.60437 | 0.83705 | 1.097 | 1.2026 | 1.2026 | 1.289 | 1.2891 | 1.2453 | 1.1192 | 0.77553 | 0.85362 | 566.0377 | 0 | 328.4333 | 0 | 0 | 0 | 1 | 0 | 0 | 1.0077
509 | Lighting-Interior | LED | LED - 14W_CFL Baseline | Schools K-12 | New | CscNgsd509 | 1 | 1.1226 | 9433.9623 | 0 | GSD | 10 | 0.57723 | 0.60437 | 0.83705 | 1.097 | 1.2026 | 1.2026 | 1.289 | 1.2891 | 1.2453 | 1.1192 | 0.77553 | 0.85362 | 566.0377 | 0 | 328.4333 | 0 | 0 | 0 | 1 | 0 | 0 | 1.0077
509 | Lighting-Interior | LED | LED - 14W_CFL Baseline | Warehouse | Turnover | CwaTgsd509 | 1 | 0.71429 | 5952.381 | 0 | GSD | 10 | 0.57723 | 0.60437 | 0.83705 | 1.097 | 1.2026 | 1.2026 | 1.289 | 1.2891 | 1.2453 | 1.1192 | 0.77553 | 0.85362 | 357.1429 | 0 | 157.691 | 0 | 0 | 0 | 1 | 0 | 0 | 1.0077
509 | Lighting-Interior | LED | LED - 14W_CFL Baseline | Warehouse | New | CwaNgsd509 | 1 | 0.71429 | 5952.381 | 0 | GSD | 10 | 0.57723 | 0.60437 | 0.83705 | 1.097 | 1.2026 | 1.2026 | 1.289 | 1.2891 | 1.2453 | 1.1192 | 0.77553 | 0.85362 | 357.1429 | 0 | 157.691 | 0 | 0 | 0 | 1 | 0 | 0 | 1.0077
510 | Lighting-Interior | LED | LED Display Lighting (Interior) | Assembly | Turnover | CasTgsd510 | 1 | 0.48503 | 5988.024 | 0 | GSD | 11 | 1 | 1 | 1 | 1 | 1 | 1 | 1 | 1 | 1 | 1 | 1 | 1 | 359.2814 | 0 | 8285.1734 | 0 | 0 | 0 | 1 | 0 | 0 | 1
510 | Lighting-Interior | LED | LED Display Lighting (Interior) | Assembly | New | CasNgsd510 | 1 | 0.48503 | 5988.024 | 0 | GSD | 11 | 1 | 1 | 1 | 1 | 1 | 1 | 1 | 1 | 1 | 1 | 1 | 1 | 359.2814 | 0 | 8285.1734 | 0 | 0 | 0 | 1 | 0 | 0 | 1
510 | Lighting-Interior | LED | LED Display Lighting (Interior) | College and University | Turnover | CcoTgsd510 | 1 | 0.77586 | 8620.6897 | 0 | GSD | 11 | 1 | 1 | 1 | 1 | 1 | 1 | 1 | 1 | 1 | 1 | 1 | 1 | 517.2414 | 0 | 8796.6221 | 0 | 0 | 0 | 1 | 0 | 0 | 1
510 | Lighting-Interior | LED | LED Display Lighting (Interior) | College and University | New | CcoNgsd510 | 1 | 0.77586 | 8620.6897 | 0 | GSD | 11 | 1 | 1 | 1 | 1 | 1 | 1 | 1 | 1 | 1 | 1 | 1 | 1 | 517.2414 | 0 | 8796.6221 | 0 | 0 | 0 | 1 | 0 | 0 | 1
510 | Lighting-Interior | LED | LED Display Lighting (Interior) | Data Center | Turnover | CdaTgsd510 | 1 | 1.114 | 8771.9298 | 0 | GSD | 11 | 1 | 1 | 1 | 1 | 1 | 1 | 1 | 1 | 1 | 1 | 1 | 1 | 526.3158 | 0 | 8567.7131 | 0 | 0 | 0 | 1 | 0 | 0 | 1
510 | Lighting-Interior | LED | LED Display Lighting (Interior) | Data Center | New | CdaNgsd510 | 1 | 1.114 | 8771.9298 | 0 | GSD | 11 | 1 | 1 | 1 | 1 | 1 | 1 | 1 | 1 | 1 | 1 | 1 | 1 | 526.3158 | 0 | 8567.7131 | 0 | 0 | 0 | 1 | 0 | 0 | 1
510 | Lighting-Interior | LED | LED Display Lighting (Interior) | Grocery | Turnover | CgrTgsd510 | 1 | 0.44706 | 5882.3529 | 0 | GSD | 11 | 1 | 1 | 1 | 1 | 1 | 1 | 1 | 1 | 1 | 1 | 1 | 1 | 352.9412 | 0 | 3111.6795 | 0 | 0 | 0 | 1 | 0 | 0 | 1
510 | Lighting-Interior | LED | LED Display Lighting (Interior) | Grocery | New | CgrNgsd510 | 1 | 0.44706 | 5882.3529 | 0 | GSD | 11 | 1 | 1 | 1 | 1 | 1 | 1 | 1 | 1 | 1 | 1 | 1 | 1 | 352.9412 | 0 | 3111.6795 | 0 | 0 | 0 | 1 | 0 | 0 | 1
510 | Lighting-Interior | LED | LED Display Lighting (Interior) | Healthcare | Turnover | CheTgsd510 | 1 | 0.8255 | 6711.4094 | 0 | GSD | 11 | 1 | 1 | 1 | 1 | 1 | 1 | 1 | 1 | 1 | 1 | 1 | 1 | 402.6846 | 0 | 7234.6853 | 0 | 0 | 0 | 1 | 0 | 0 | 1
510 | Lighting-Interior | LED | LED Display Lighting (Interior) | Healthcare | New | CheNgsd510 | 1 | 0.8255 | 6711.4094 | 0 | GSD | 11 | 1 | 1 | 1 | 1 | 1 | 1 | 1 | 1 | 1 | 1 | 1 | 1 | 402.6846 | 0 | 7234.6853 | 0 | 0 | 0 | 1 | 0 | 0 | 1
510 | Lighting-Interior | LED | LED Display Lighting (Interior) | Hospitals | Turnover | ChoTgsd510 | 1 | 0.77586 | 8620.6897 | 0 | GSD | 11 | 1 | 1 | 1 | 1 | 1 | 1 | 1 | 1 | 1 | 1 | 1 | 1 | 517.2414 | 0 | 5491.3643 | 0 | 0 | 0 | 1 | 0 | 0 | 1
510 | Lighting-Interior | LED | LED Display Lighting (Interior) | Hospitals | New | ChoNgsd510 | 1 | 0.77586 | 8620.6897 | 0 | GSD | 11 | 1 | 1 | 1 | 1 | 1 | 1 | 1 | 1 | 1 | 1 | 1 | 1 | 517.2414 | 0 | 5491.3643 | 0 | 0 | 0 | 1 | 0 | 0 | 1
510 | Lighting-Interior | LED | LED Display Lighting (Interior) | Institutional | Turnover | CinTgsd510 | 1 | 1.3619 | 9523.8095 | 0 | GSD | 11 | 1 | 1 | 1 | 1 | 1 | 1 | 1 | 1 | 1 | 1 | 1 | 1 | 571.4286 | 0 | 10012.0693 | 0 | 0 | 0 | 1 | 0 | 0 | 1
510 | Lighting-Interior | LED | LED Display Lighting (Interior) | Institutional | New | CinNgsd510 | 1 | 1.3619 | 9523.8095 | 0 | GSD | 11 | 1 | 1 | 1 | 1 | 1 | 1 | 1 | 1 | 1 | 1 | 1 | 1 | 571.4286 | 0 | 10012.0693 | 0 | 0 | 0 | 1 | 0 | 0 | 1
510 | Lighting-Interior | LED | LED Display Lighting (Interior) | Lodging/Hospitality | Turnover | CloTgsd510 | 1 | 1.4146 | 12195.122 | 0 | GSD | 11 | 1 | 1 | 1 | 1 | 1 | 1 | 1 | 1 | 1 | 1 | 1 | 1 | 731.7073 | 0 | 9192.9358 | 0 | 0 | 0 | 1 | 0 | 0 | 1
510 | Lighting-Interior | LED | LED Display Lighting (Interior) | Lodging/Hospitality | New | CloNgsd510 | 1 | 1.4146 | 12195.122 | 0 | GSD | 11 | 1 | 1 | 1 | 1 | 1 | 1 | 1 | 1 | 1 | 1 | 1 | 1 | 731.7073 | 0 | 9192.9358 | 0 | 0 | 0 | 1 | 0 | 0 | 1
510 | Lighting-Interior | LED | LED Display Lighting (Interior) | Miscellaneous | Turnover | CmiTgsd510 | 1 | 1.114 | 8771.9298 | 0 | GSD | 11 | 1 | 1 | 1 | 1 | 1 | 1 | 1 | 1 | 1 | 1 | 1 | 1 | 526.3158 | 0 | 7795.8471 | 0 | 0 | 0 | 1 | 0 | 0 | 1
510 | Lighting-Interior | LED | LED Display Lighting (Interior) | Miscellaneous | New | CmiNgsd510 | 1 | 1.114 | 8771.9298 | 0 | GSD | 11 | 1 | 1 | 1 | 1 | 1 | 1 | 1 | 1 | 1 | 1 | 1 | 1 | 526.3158 | 0 | 7795.8471 | 0 | 0 | 0 | 1 | 0 | 0 | 1
510 | Lighting-Interior | LED | LED Display Lighting (Interior) | Offices | Turnover | CofTgsd510 | 1 | 1.114 | 8771.9298 | 0 | GSD | 11 | 1 | 1 | 1 | 1 | 1 | 1 | 1 | 1 | 1 | 1 | 1 | 1 | 526.3158 | 0 | 8560.8406 | 0 | 0 | 0 | 1 | 0 | 0 | 1
510 | Lighting-Interior | LED | LED Display Lighting (Interior) | Offices | New | CofNgsd510 | 1 | 1.114 | 8771.9298 | 0 | GSD | 11 | 1 | 1 | 1 | 1 | 1 | 1 | 1 | 1 | 1 | 1 | 1 | 1 | 526.3158 | 0 | 8560.8406 | 0 | 0 | 0 | 1 | 0 | 0 | 1
510 | Lighting-Interior | LED | LED Display Lighting (Interior) | Restaurants | Turnover | CreTgsd510 | 1 | 0.58 | 6666.6667 | 0 | GSD | 11 | 1 | 1 | 1 | 1 | 1 | 1 | 1 | 1 | 1 | 1 | 1 | 1 | 400 | 0 | 4610.3322 | 0 | 0 | 0 | 1 | 0 | 0 | 1
510 | Lighting-Interior | LED | LED Display Lighting (Interior) | Restaurants | New | CreNgsd510 | 1 | 0.58 | 6666.6667 | 0 | GSD | 11 | 1 | 1 | 1 | 1 | 1 | 1 | 1 | 1 | 1 | 1 | 1 | 1 | 400 | 0 | 4610.3322 | 0 | 0 | 0 | 1 | 0 | 0 | 1
510 | Lighting-Interior | LED | LED Display Lighting (Interior) | Retail | Turnover | CrtTgsd510 | 1 | 0.46429 | 5952.381 | 0 | GSD | 11 | 1 | 1 | 1 | 1 | 1 | 1 | 1 | 1 | 1 | 1 | 1 | 1 | 357.1429 | 0 | 5923.1708 | 0 | 0 | 0 | 1 | 0 | 0 | 1
510 | Lighting-Interior | LED | LED Display Lighting (Interior) | Retail | New | CrtNgsd510 | 1 | 0.46429 | 5952.381 | 0 | GSD | 11 | 1 | 1 | 1 | 1 | 1 | 1 | 1 | 1 | 1 | 1 | 1 | 1 | 357.1429 | 0 | 5923.1708 | 0 | 0 | 0 | 1 | 0 | 0 | 1
510 | Lighting-Interior | LED | LED Display Lighting (Interior) | Schools K-12 | Turnover | CscTgsd510 | 1 | 1.1226 | 9433.9623 | 0 | GSD | 11 | 1 | 1 | 1 | 1 | 1 | 1 | 1 | 1 | 1 | 1 | 1 | 1 | 566.0377 | 0 | 12399.6983 | 0 | 0 | 0 | 1 | 0 | 0 | 1
510 | Lighting-Interior | LED | LED Display Lighting (Interior) | Schools K-12 | New | CscNgsd510 | 1 | 1.1226 | 9433.9623 | 0 | GSD | 11 | 1 | 1 | 1 | 1 | 1 | 1 | 1 | 1 | 1 | 1 | 1 | 1 | 566.0377 | 0 | 12399.6983 | 0 | 0 | 0 | 1 | 0 | 0 | 1
510 | Lighting-Interior | LED | LED Display Lighting (Interior) | Warehouse | Turnover | CwaTgsd510 | 1 | 0.71429 | 5952.381 | 0 | GSD | 11 | 1 | 1 | 1 | 1 | 1 | 1 | 1 | 1 | 1 | 1 | 1 | 1 | 357.1429 | 0 | 5954.0122 | 0 | 0 | 0 | 1 | 0 | 0 | 1
510 | Lighting-Interior | LED | LED Display Lighting (Interior) | Warehouse | New | CwaNgsd510 | 1 | 0.71429 | 5952.381 | 0 | GSD | 11 | 1 | 1 | 1 | 1 | 1 | 1 | 1 | 1 | 1 | 1 | 1 | 1 | 357.1429 | 0 | 5954.0122 | 0 | 0 | 0 | 1 | 0 | 0 | 1
511 | Lighting-Interior | LED | LED Exit Sign | Assembly | Turnover | CasTgsd511 | 1 | 0.48503 | 5988.024 | 0 | GSD | 15 | 1 | 1 | 1 | 1 | 1 | 1 | 1 | 1 | 1 | 1 | 1 | 1 | 359.2814 | 0 | 5714.5982 | 0 | 0 | 0 | 1 | 0 | 0 | 1
511 | Lighting-Interior | LED | LED Exit Sign | Assembly | New | CasNgsd511 | 1 | 0.48503 | 5988.024 | 0 | GSD | 15 | 1 | 1 | 1 | 1 | 1 | 1 | 1 | 1 | 1 | 1 | 1 | 1 | 359.2814 | 0 | 5714.5982 | 0 | 0 | 0 | 1 | 0 | 0 | 1
511 | Lighting-Interior | LED | LED Exit Sign | College and University | Turnover | CcoTgsd511 | 1 | 0.77586 | 8620.6897 | 0 | GSD | 15 | 1 | 1 | 1 | 1 | 1 | 1 | 1 | 1 | 1 | 1 | 1 | 1 | 517.2414 | 0 | 8227.0509 | 0 | 0 | 0 | 1 | 0 | 0 | 1
511 | Lighting-Interior | LED | LED Exit Sign | College and University | New | CcoNgsd511 | 1 | 0.77586 | 8620.6897 | 0 | GSD | 15 | 1 | 1 | 1 | 1 | 1 | 1 | 1 | 1 | 1 | 1 | 1 | 1 | 517.2414 | 0 | 8227.0509 | 0 | 0 | 0 | 1 | 0 | 0 | 1
511 | Lighting-Interior | LED | LED Exit Sign | Data Center | Turnover | CdaTgsd511 | 1 | 1.114 | 8771.9298 | 0 | GSD | 15 | 1 | 1 | 1 | 1 | 1 | 1 | 1 | 1 | 1 | 1 | 1 | 1 | 526.3158 | 0 | 8371.3851 | 0 | 0 | 0 | 1 | 0 | 0 | 1
511 | Lighting-Interior | LED | LED Exit Sign | Data Center | New | CdaNgsd511 | 1 | 1.114 | 8771.9298 | 0 | GSD | 15 | 1 | 1 | 1 | 1 | 1 | 1 | 1 | 1 | 1 | 1 | 1 | 1 | 526.3158 | 0 | 8371.3851 | 0 | 0 | 0 | 1 | 0 | 0 | 1
511 | Lighting-Interior | LED | LED Exit Sign | Grocery | Turnover | CgrTgsd511 | 1 | 0.44706 | 5882.3529 | 0 | GSD | 15 | 1 | 1 | 1 | 1 | 1 | 1 | 1 | 1 | 1 | 1 | 1 | 1 | 352.9412 | 0 | 5613.7524 | 0 | 0 | 0 | 1 | 0 | 0 | 1
511 | Lighting-Interior | LED | LED Exit Sign | Grocery | New | CgrNgsd511 | 1 | 0.44706 | 5882.3529 | 0 | GSD | 15 | 1 | 1 | 1 | 1 | 1 | 1 | 1 | 1 | 1 | 1 | 1 | 1 | 352.9412 | 0 | 5613.7524 | 0 | 0 | 0 | 1 | 0 | 0 | 1
511 | Lighting-Interior | LED | LED Exit Sign | Healthcare | Turnover | CheTgsd511 | 1 | 0.8255 | 6711.4094 | 0 | GSD | 15 | 1 | 1 | 1 | 1 | 1 | 1 | 1 | 1 | 1 | 1 | 1 | 1 | 402.6846 | 0 | 6404.9523 | 0 | 0 | 0 | 1 | 0 | 0 | 1
511 | Lighting-Interior | LED | LED Exit Sign | Healthcare | New | CheNgsd511 | 1 | 0.8255 | 6711.4094 | 0 | GSD | 15 | 1 | 1 | 1 | 1 | 1 | 1 | 1 | 1 | 1 | 1 | 1 | 1 | 402.6846 | 0 | 6404.9523 | 0 | 0 | 0 | 1 | 0 | 0 | 1
511 | Lighting-Interior | LED | LED Exit Sign | Hospitals | Turnover | ChoTgsd511 | 1 | 0.77586 | 8620.6897 | 0 | GSD | 15 | 1 | 1 | 1 | 1 | 1 | 1 | 1 | 1 | 1 | 1 | 1 | 1 | 517.2414 | 0 | 8227.0509 | 0 | 0 | 0 | 1 | 0 | 0 | 1
511 | Lighting-Interior | LED | LED Exit Sign | Hospitals | New | ChoNgsd511 | 1 | 0.77586 | 8620.6897 | 0 | GSD | 15 | 1 | 1 | 1 | 1 | 1 | 1 | 1 | 1 | 1 | 1 | 1 | 1 | 517.2414 | 0 | 8227.0509 | 0 | 0 | 0 | 1 | 0 | 0 | 1
511 | Lighting-Interior | LED | LED Exit Sign | Institutional | Turnover | CinTgsd511 | 1 | 1.3619 | 9523.8095 | 0 | GSD | 15 | 1 | 1 | 1 | 1 | 1 | 1 | 1 | 1 | 1 | 1 | 1 | 1 | 571.4286 | 0 | 9088.9324 | 0 | 0 | 0 | 1 | 0 | 0 | 1
511 | Lighting-Interior | LED | LED Exit Sign | Institutional | New | CinNgsd511 | 1 | 1.3619 | 9523.8095 | 0 | GSD | 15 | 1 | 1 | 1 | 1 | 1 | 1 | 1 | 1 | 1 | 1 | 1 | 1 | 571.4286 | 0 | 9088.9324 | 0 | 0 | 0 | 1 | 0 | 0 | 1
511 | Lighting-Interior | LED | LED Exit Sign | Lodging/Hospitality | Turnover | CloTgsd511 | 1 | 1.4146 | 12195.122 | 0 | GSD | 15 | 1 | 1 | 1 | 1 | 1 | 1 | 1 | 1 | 1 | 1 | 1 | 1 | 731.7073 | 0 | 11638.2671 | 0 | 0 | 0 | 1 | 0 | 0 | 1
511 | Lighting-Interior | LED | LED Exit Sign | Lodging/Hospitality | New | CloNgsd511 | 1 | 1.4146 | 12195.122 | 0 | GSD | 15 | 1 | 1 | 1 | 1 | 1 | 1 | 1 | 1 | 1 | 1 | 1 | 1 | 731.7073 | 0 | 11638.2671 | 0 | 0 | 0 | 1 | 0 | 0 | 1
511 | Lighting-Interior | LED | LED Exit Sign | Miscellaneous | Turnover | CmiTgsd511 | 1 | 1.114 | 8771.9298 | 0 | GSD | 15 | 1 | 1 | 1 | 1 | 1 | 1 | 1 | 1 | 1 | 1 | 1 | 1 | 526.3158 | 0 | 8371.3851 | 0 | 0 | 0 | 1 | 0 | 0 | 1
511 | Lighting-Interior | LED | LED Exit Sign | Miscellaneous | New | CmiNgsd511 | 1 | 1.114 | 8771.9298 | 0 | GSD | 15 | 1 | 1 | 1 | 1 | 1 | 1 | 1 | 1 | 1 | 1 | 1 | 1 | 526.3158 | 0 | 8371.3851 | 0 | 0 | 0 | 1 | 0 | 0 | 1
511 | Lighting-Interior | LED | LED Exit Sign | Offices | Turnover | CofTgsd511 | 1 | 1.114 | 8771.9298 | 0 | GSD | 15 | 1 | 1 | 1 | 1 | 1 | 1 | 1 | 1 | 1 | 1 | 1 | 1 | 526.3158 | 0 | 8371.3851 | 0 | 0 | 0 | 1 | 0 | 0 | 1
511 | Lighting-Interior | LED | LED Exit Sign | Offices | New | CofNgsd511 | 1 | 1.114 | 8771.9298 | 0 | GSD | 15 | 1 | 1 | 1 | 1 | 1 | 1 | 1 | 1 | 1 | 1 | 1 | 1 | 526.3158 | 0 | 8371.3851 | 0 | 0 | 0 | 1 | 0 | 0 | 1
511 | Lighting-Interior | LED | LED Exit Sign | Restaurants | Turnover | CreTgsd511 | 1 | 0.58 | 6666.6667 | 0 | GSD | 15 | 1 | 1 | 1 | 1 | 1 | 1 | 1 | 1 | 1 | 1 | 1 | 1 | 400 | 0 | 6362.2527 | 0 | 0 | 0 | 1 | 0 | 0 | 1
511 | Lighting-Interior | LED | LED Exit Sign | Restaurants | New | CreNgsd511 | 1 | 0.58 | 6666.6667 | 0 | GSD | 15 | 1 | 1 | 1 | 1 | 1 | 1 | 1 | 1 | 1 | 1 | 1 | 1 | 400 | 0 | 6362.2527 | 0 | 0 | 0 | 1 | 0 | 0 | 1
511 | Lighting-Interior | LED | LED Exit Sign | Retail | Turnover | CrtTgsd511 | 1 | 0.46429 | 5952.381 | 0 | GSD | 15 | 1 | 1 | 1 | 1 | 1 | 1 | 1 | 1 | 1 | 1 | 1 | 1 | 357.1429 | 0 | 5680.5827 | 0 | 0 | 0 | 1 | 0 | 0 | 1
511 | Lighting-Interior | LED | LED Exit Sign | Retail | New | CrtNgsd511 | 1 | 0.46429 | 5952.381 | 0 | GSD | 15 | 1 | 1 | 1 | 1 | 1 | 1 | 1 | 1 | 1 | 1 | 1 | 1 | 357.1429 | 0 | 5680.5827 | 0 | 0 | 0 | 1 | 0 | 0 | 1
511 | Lighting-Interior | LED | LED Exit Sign | Schools K-12 | Turnover | CscTgsd511 | 1 | 1.1226 | 9433.9623 | 0 | GSD | 15 | 1 | 1 | 1 | 1 | 1 | 1 | 1 | 1 | 1 | 1 | 1 | 1 | 566.0377 | 0 | 9003.1877 | 0 | 0 | 0 | 1 | 0 | 0 | 1
511 | Lighting-Interior | LED | LED Exit Sign | Schools K-12 | New | CscNgsd511 | 1 | 1.1226 | 9433.9623 | 0 | GSD | 15 | 1 | 1 | 1 | 1 | 1 | 1 | 1 | 1 | 1 | 1 | 1 | 1 | 566.0377 | 0 | 9003.1877 | 0 | 0 | 0 | 1 | 0 | 0 | 1
511 | Lighting-Interior | LED | LED Exit Sign | Warehouse | Turnover | CwaTgsd511 | 1 | 0.71429 | 5952.381 | 0 | GSD | 15 | 1 | 1 | 1 | 1 | 1 | 1 | 1 | 1 | 1 | 1 | 1 | 1 | 357.1429 | 0 | 5680.5827 | 0 | 0 | 0 | 1 | 0 | 0 | 1
511 | Lighting-Interior | LED | LED Exit Sign | Warehouse | New | CwaNgsd511 | 1 | 0.71429 | 5952.381 | 0 | GSD | 15 | 1 | 1 | 1 | 1 | 1 | 1 | 1 | 1 | 1 | 1 | 1 | 1 | 357.1429 | 0 | 5680.5827 | 0 | 0 | 0 | 1 | 0 | 0 | 1
512 | Lighting-Interior | LED | LED High Bay_HID Baseline | Assembly | Turnover | CasTgsd512 | 1 | 0.48503 | 5988.024 | 0 | GSD | 15 | 0.57723 | 0.60437 | 0.83705 | 1.097 | 1.2026 | 1.2026 | 1.289 | 1.2891 | 1.2453 | 1.1192 | 0.77553 | 0.85362 | 359.2814 | 0 | 1574.8697 | 0 | 0 | 0 | 1 | 0 | 0 | 1.0077
512 | Lighting-Interior | LED | LED High Bay_HID Baseline | Assembly | New | CasNgsd512 | 1 | 0.48503 | 5988.024 | 0 | GSD | 15 | 0.57723 | 0.60437 | 0.83705 | 1.097 | 1.2026 | 1.2026 | 1.289 | 1.2891 | 1.2453 | 1.1192 | 0.77553 | 0.85362 | 359.2814 | 0 | 1574.8697 | 0 | 0 | 0 | 1 | 0 | 0 | 1.0077
512 | Lighting-Interior | LED | LED High Bay_HID Baseline | College and University | Turnover | CcoTgsd512 | 1 | 0.77586 | 8620.6897 | 0 | GSD | 15 | 0.57723 | 0.60437 | 0.83705 | 1.097 | 1.2026 | 1.2026 | 1.289 | 1.2891 | 1.2453 | 1.1192 | 0.77553 | 0.85362 | 517.2414 | 0 | 1672.0702 | 0 | 0 | 0 | 1 | 0 | 0 | 1.0077
512 | Lighting-Interior | LED | LED High Bay_HID Baseline | College and University | New | CcoNgsd512 | 1 | 0.77586 | 8620.6897 | 0 | GSD | 15 | 0.57723 | 0.60437 | 0.83705 | 1.097 | 1.2026 | 1.2026 | 1.289 | 1.2891 | 1.2453 | 1.1192 | 0.77553 | 0.85362 | 517.2414 | 0 | 1672.0702 | 0 | 0 | 0 | 1 | 0 | 0 | 1.0077
512 | Lighting-Interior | LED | LED High Bay_HID Baseline | Data Center | Turnover | CdaTgsd512 | 1 | 1.114 | 8771.9298 | 0 | GSD | 15 | 0.57723 | 0.60437 | 0.83705 | 1.097 | 1.2026 | 1.2026 | 1.289 | 1.2891 | 1.2453 | 1.1192 | 0.77553 | 0.85362 | 526.3158 | 0 | 1628.5593 | 0 | 0 | 0 | 1 | 0 | 0 | 1.0077
512 | Lighting-Interior | LED | LED High Bay_HID Baseline | Data Center | New | CdaNgsd512 | 1 | 1.114 | 8771.9298 | 0 | GSD | 15 | 0.57723 | 0.60437 | 0.83705 | 1.097 | 1.2026 | 1.2026 | 1.289 | 1.2891 | 1.2453 | 1.1192 | 0.77553 | 0.85362 | 526.3158 | 0 | 1628.5593 | 0 | 0 | 0 | 1 | 0 | 0 | 1.0077
512 | Lighting-Interior | LED | LED High Bay_HID Baseline | Grocery | Turnover | CgrTgsd512 | 1 | 0.44706 | 5882.3529 | 0 | GSD | 15 | 0.57723 | 0.60437 | 0.83705 | 1.097 | 1.2026 | 1.2026 | 1.289 | 1.2891 | 1.2453 | 1.1192 | 0.77553 | 0.85362 | 352.9412 | 0 | 591.4735 | 0 | 0 | 0 | 1 | 0 | 0 | 1.0077
512 | Lighting-Interior | LED | LED High Bay_HID Baseline | Grocery | New | CgrNgsd512 | 1 | 0.44706 | 5882.3529 | 0 | GSD | 15 | 0.57723 | 0.60437 | 0.83705 | 1.097 | 1.2026 | 1.2026 | 1.289 | 1.2891 | 1.2453 | 1.1192 | 0.77553 | 0.85362 | 352.9412 | 0 | 591.4735 | 0 | 0 | 0 | 1 | 0 | 0 | 1.0077
512 | Lighting-Interior | LED | LED High Bay_HID Baseline | Healthcare | Turnover | CheTgsd512 | 1 | 0.8255 | 6711.4094 | 0 | GSD | 15 | 0.57723 | 0.60437 | 0.83705 | 1.097 | 1.2026 | 1.2026 | 1.289 | 1.2891 | 1.2453 | 1.1192 | 0.77553 | 0.85362 | 402.6846 | 0 | 1375.1786 | 0 | 0 | 0 | 1 | 0 | 0 | 1.0077
512 | Lighting-Interior | LED | LED High Bay_HID Baseline | Healthcare | New | CheNgsd512 | 1 | 0.8255 | 6711.4094 | 0 | GSD | 15 | 0.57723 | 0.60437 | 0.83705 | 1.097 | 1.2026 | 1.2026 | 1.289 | 1.2891 | 1.2453 | 1.1192 | 0.77553 | 0.85362 | 402.6846 | 0 | 1375.1786 | 0 | 0 | 0 | 1 | 0 | 0 | 1.0077
512 | Lighting-Interior | LED | LED High Bay_HID Baseline | Hospitals | Turnover | ChoTgsd512 | 1 | 0.77586 | 8620.6897 | 0 | GSD | 15 | 0.57723 | 0.60437 | 0.83705 | 1.097 | 1.2026 | 1.2026 | 1.289 | 1.2891 | 1.2453 | 1.1192 | 0.77553 | 0.85362 | 517.2414 | 0 | 1043.8082 | 0 | 0 | 0 | 1 | 0 | 0 | 1.0077
512 | Lighting-Interior | LED | LED High Bay_HID Baseline | Hospitals | New | ChoNgsd512 | 1 | 0.77586 | 8620.6897 | 0 | GSD | 15 | 0.57723 | 0.60437 | 0.83705 | 1.097 | 1.2026 | 1.2026 | 1.289 | 1.2891 | 1.2453 | 1.1192 | 0.77553 | 0.85362 | 517.2414 | 0 | 1043.8082 | 0 | 0 | 0 | 1 | 0 | 0 | 1.0077
512 | Lighting-Interior | LED | LED High Bay_HID Baseline | Institutional | Turnover | CinTgsd512 | 1 | 1.3619 | 9523.8095 | 0 | GSD | 15 | 0.57723 | 0.60437 | 0.83705 | 1.097 | 1.2026 | 1.2026 | 1.289 | 1.2891 | 1.2453 | 1.1192 | 0.77553 | 0.85362 | 571.4286 | 0 | 1903.1033 | 0 | 0 | 0 | 1 | 0 | 0 | 1.0077
512 | Lighting-Interior | LED | LED High Bay_HID Baseline | Institutional | New | CinNgsd512 | 1 | 1.3619 | 9523.8095 | 0 | GSD | 15 | 0.57723 | 0.60437 | 0.83705 | 1.097 | 1.2026 | 1.2026 | 1.289 | 1.2891 | 1.2453 | 1.1192 | 0.77553 | 0.85362 | 571.4286 | 0 | 1903.1033 | 0 | 0 | 0 | 1 | 0 | 0 | 1.0077
512 | Lighting-Interior | LED | LED High Bay_HID Baseline | Lodging/Hospitality | Turnover | CloTgsd512 | 1 | 1.4146 | 12195.122 | 0 | GSD | 15 | 0.57723 | 0.60437 | 0.83705 | 1.097 | 1.2026 | 1.2026 | 1.289 | 1.2891 | 1.2453 | 1.1192 | 0.77553 | 0.85362 | 731.7073 | 0 | 1747.4039 | 0 | 0 | 0 | 1 | 0 | 0 | 1.0077
512 | Lighting-Interior | LED | LED High Bay_HID Baseline | Lodging/Hospitality | New | CloNgsd512 | 1 | 1.4146 | 12195.122 | 0 | GSD | 15 | 0.57723 | 0.60437 | 0.83705 | 1.097 | 1.2026 | 1.2026 | 1.289 | 1.2891 | 1.2453 | 1.1192 | 0.77553 | 0.85362 | 731.7073 | 0 | 1747.4039 | 0 | 0 | 0 | 1 | 0 | 0 | 1.0077
512 | Lighting-Interior | LED | LED High Bay_HID Baseline | Miscellaneous | Turnover | CmiTgsd512 | 1 | 1.114 | 8771.9298 | 0 | GSD | 15 | 0.57723 | 0.60437 | 0.83705 | 1.097 | 1.2026 | 1.2026 | 1.289 | 1.2891 | 1.2453 | 1.1192 | 0.77553 | 0.85362 | 526.3158 | 0 | 1481.8428 | 0 | 0 | 0 | 1 | 0 | 0 | 1.0077
512 | Lighting-Interior | LED | LED High Bay_HID Baseline | Miscellaneous | New | CmiNgsd512 | 1 | 1.114 | 8771.9298 | 0 | GSD | 15 | 0.57723 | 0.60437 | 0.83705 | 1.097 | 1.2026 | 1.2026 | 1.289 | 1.2891 | 1.2453 | 1.1192 | 0.77553 | 0.85362 | 526.3158 | 0 | 1481.8428 | 0 | 0 | 0 | 1 | 0 | 0 | 1.0077
512 | Lighting-Interior | LED | LED High Bay_HID Baseline | Offices | Turnover | CofTgsd512 | 1 | 1.114 | 8771.9298 | 0 | GSD | 15 | 0.57723 | 0.60437 | 0.83705 | 1.097 | 1.2026 | 1.2026 | 1.289 | 1.2891 | 1.2453 | 1.1192 | 0.77553 | 0.85362 | 526.3158 | 0 | 1627.2597 | 0 | 0 | 0 | 1 | 0 | 0 | 1.0077
512 | Lighting-Interior | LED | LED High Bay_HID Baseline | Offices | New | CofNgsd512 | 1 | 1.114 | 8771.9298 | 0 | GSD | 15 | 0.57723 | 0.60437 | 0.83705 | 1.097 | 1.2026 | 1.2026 | 1.289 | 1.2891 | 1.2453 | 1.1192 | 0.77553 | 0.85362 | 526.3158 | 0 | 1627.2597 | 0 | 0 | 0 | 1 | 0 | 0 | 1.0077
512 | Lighting-Interior | LED | LED High Bay_HID Baseline | Restaurants | Turnover | CreTgsd512 | 1 | 0.58 | 6666.6667 | 0 | GSD | 15 | 0.57723 | 0.60437 | 0.83705 | 1.097 | 1.2026 | 1.2026 | 1.289 | 1.2891 | 1.2453 | 1.1192 | 0.77553 | 0.85362 | 400 | 0 | 876.3427 | 0 | 0 | 0 | 1 | 0 | 0 | 1.0077
512 | Lighting-Interior | LED | LED High Bay_HID Baseline | Restaurants | New | CreNgsd512 | 1 | 0.58 | 6666.6667 | 0 | GSD | 15 | 0.57723 | 0.60437 | 0.83705 | 1.097 | 1.2026 | 1.2026 | 1.289 | 1.2891 | 1.2453 | 1.1192 | 0.77553 | 0.85362 | 400 | 0 | 876.3427 | 0 | 0 | 0 | 1 | 0 | 0 | 1.0077
512 | Lighting-Interior | LED | LED High Bay_HID Baseline | Retail | Turnover | CrtTgsd512 | 1 | 0.46429 | 5952.381 | 0 | GSD | 15 | 0.57723 | 0.60437 | 0.83705 | 1.097 | 1.2026 | 1.2026 | 1.289 | 1.2891 | 1.2453 | 1.1192 | 0.77553 | 0.85362 | 357.1429 | 0 | 1125.8915 | 0 | 0 | 0 | 1 | 0 | 0 | 1.0077
512 | Lighting-Interior | LED | LED High Bay_HID Baseline | Retail | New | CrtNgsd512 | 1 | 0.46429 | 5952.381 | 0 | GSD | 15 | 0.57723 | 0.60437 | 0.83705 | 1.097 | 1.2026 | 1.2026 | 1.289 | 1.2891 | 1.2453 | 1.1192 | 0.77553 | 0.85362 | 357.1429 | 0 | 1125.8915 | 0 | 0 | 0 | 1 | 0 | 0 | 1.0077
512 | Lighting-Interior | LED | LED High Bay_HID Baseline | Schools K-12 | Turnover | CscTgsd512 | 1 | 1.1226 | 9433.9623 | 0 | GSD | 15 | 0.57723 | 0.60437 | 0.83705 | 1.097 | 1.2026 | 1.2026 | 1.289 | 1.2891 | 1.2453 | 1.1192 | 0.77553 | 0.85362 | 566.0377 | 0 | 2356.9434 | 0 | 0 | 0 | 1 | 0 | 0 | 1.0077
512 | Lighting-Interior | LED | LED High Bay_HID Baseline | Schools K-12 | New | CscNgsd512 | 1 | 1.1226 | 9433.9623 | 0 | GSD | 15 | 0.57723 | 0.60437 | 0.83705 | 1.097 | 1.2026 | 1.2026 | 1.289 | 1.2891 | 1.2453 | 1.1192 | 0.77553 | 0.85362 | 566.0377 | 0 | 2356.9434 | 0 | 0 | 0 | 1 | 0 | 0 | 1.0077
512 | Lighting-Interior | LED | LED High Bay_HID Baseline | Warehouse | Turnover | CwaTgsd512 | 1 | 0.71429 | 5952.381 | 0 | GSD | 15 | 0.57723 | 0.60437 | 0.83705 | 1.097 | 1.2026 | 1.2026 | 1.289 | 1.2891 | 1.2453 | 1.1192 | 0.77553 | 0.85362 | 357.1429 | 0 | 1131.7516 | 0 | 0 | 0 | 1 | 0 | 0 | 1.0077
512 | Lighting-Interior | LED | LED High Bay_HID Baseline | Warehouse | New | CwaNgsd512 | 1 | 0.71429 | 5952.381 | 0 | GSD | 15 | 0.57723 | 0.60437 | 0.83705 | 1.097 | 1.2026 | 1.2026 | 1.289 | 1.2891 | 1.2453 | 1.1192 | 0.77553 | 0.85362 | 357.1429 | 0 | 1131.7516 | 0 | 0 | 0 | 1 | 0 | 0 | 1.0077
513 | Lighting-Interior | LED | LED High Bay_LF Baseline | Assembly | Turnover | CasTgsd513 | 1 | 0.48503 | 5988.024 | 0 | GSD | 15 | 0.57723 | 0.60437 | 0.83705 | 1.097 | 1.2026 | 1.2026 | 1.289 | 1.2891 | 1.2453 | 1.1192 | 0.77553 | 0.85362 | 359.2814 | 0 | 2638.4155 | 0 | 0 | 0 | 1 | 0 | 0 | 1.0077
513 | Lighting-Interior | LED | LED High Bay_LF Baseline | Assembly | New | CasNgsd513 | 1 | 0.48503 | 5988.024 | 0 | GSD | 15 | 0.57723 | 0.60437 | 0.83705 | 1.097 | 1.2026 | 1.2026 | 1.289 | 1.2891 | 1.2453 | 1.1192 | 0.77553 | 0.85362 | 359.2814 | 0 | 2638.4155 | 0 | 0 | 0 | 1 | 0 | 0 | 1.0077
513 | Lighting-Interior | LED | LED High Bay_LF Baseline | College and University | Turnover | CcoTgsd513 | 1 | 0.77586 | 8620.6897 | 0 | GSD | 15 | 0.57723 | 0.60437 | 0.83705 | 1.097 | 1.2026 | 1.2026 | 1.289 | 1.2891 | 1.2453 | 1.1192 | 0.77553 | 0.85362 | 517.2414 | 0 | 2801.2625 | 0 | 0 | 0 | 1 | 0 | 0 | 1.0077
513 | Lighting-Interior | LED | LED High Bay_LF Baseline | College and University | New | CcoNgsd513 | 1 | 0.77586 | 8620.6897 | 0 | GSD | 15 | 0.57723 | 0.60437 | 0.83705 | 1.097 | 1.2026 | 1.2026 | 1.289 | 1.2891 | 1.2453 | 1.1192 | 0.77553 | 0.85362 | 517.2414 | 0 | 2801.2625 | 0 | 0 | 0 | 1 | 0 | 0 | 1.0077
513 | Lighting-Interior | LED | LED High Bay_LF Baseline | Data Center | Turnover | CdaTgsd513 | 1 | 1.114 | 8771.9298 | 0 | GSD | 15 | 0.57723 | 0.60437 | 0.83705 | 1.097 | 1.2026 | 1.2026 | 1.289 | 1.2891 | 1.2453 | 1.1192 | 0.77553 | 0.85362 | 526.3158 | 0 | 2728.3674 | 0 | 0 | 0 | 1 | 0 | 0 | 1.0077
513 | Lighting-Interior | LED | LED High Bay_LF Baseline | Data Center | New | CdaNgsd513 | 1 | 1.114 | 8771.9298 | 0 | GSD | 15 | 0.57723 | 0.60437 | 0.83705 | 1.097 | 1.2026 | 1.2026 | 1.289 | 1.2891 | 1.2453 | 1.1192 | 0.77553 | 0.85362 | 526.3158 | 0 | 2728.3674 | 0 | 0 | 0 | 1 | 0 | 0 | 1.0077
513 | Lighting-Interior | LED | LED High Bay_LF Baseline | Grocery | Turnover | CgrTgsd513 | 1 | 0.44706 | 5882.3529 | 0 | GSD | 15 | 0.57723 | 0.60437 | 0.83705 | 1.097 | 1.2026 | 1.2026 | 1.289 | 1.2891 | 1.2453 | 1.1192 | 0.77553 | 0.85362 | 352.9412 | 0 | 990.9102 | 0 | 0 | 0 | 1 | 0 | 0 | 1.0077
513 | Lighting-Interior | LED | LED High Bay_LF Baseline | Grocery | New | CgrNgsd513 | 1 | 0.44706 | 5882.3529 | 0 | GSD | 15 | 0.57723 | 0.60437 | 0.83705 | 1.097 | 1.2026 | 1.2026 | 1.289 | 1.2891 | 1.2453 | 1.1192 | 0.77553 | 0.85362 | 352.9412 | 0 | 990.9102 | 0 | 0 | 0 | 1 | 0 | 0 | 1.0077
513 | Lighting-Interior | LED | LED High Bay_LF Baseline | Healthcare | Turnover | CheTgsd513 | 1 | 0.8255 | 6711.4094 | 0 | GSD | 15 | 0.57723 | 0.60437 | 0.83705 | 1.097 | 1.2026 | 1.2026 | 1.289 | 1.2891 | 1.2453 | 1.1192 | 0.77553 | 0.85362 | 402.6846 | 0 | 2303.8936 | 0 | 0 | 0 | 1 | 0 | 0 | 1.0077
513 | Lighting-Interior | LED | LED High Bay_LF Baseline | Healthcare | New | CheNgsd513 | 1 | 0.8255 | 6711.4094 | 0 | GSD | 15 | 0.57723 | 0.60437 | 0.83705 | 1.097 | 1.2026 | 1.2026 | 1.289 | 1.2891 | 1.2453 | 1.1192 | 0.77553 | 0.85362 | 402.6846 | 0 | 2303.8936 | 0 | 0 | 0 | 1 | 0 | 0 | 1.0077
513 | Lighting-Interior | LED | LED High Bay_LF Baseline | Hospitals | Turnover | ChoTgsd513 | 1 | 0.77586 | 8620.6897 | 0 | GSD | 15 | 0.57723 | 0.60437 | 0.83705 | 1.097 | 1.2026 | 1.2026 | 1.289 | 1.2891 | 1.2453 | 1.1192 | 0.77553 | 0.85362 | 517.2414 | 0 | 1748.7177 | 0 | 0 | 0 | 1 | 0 | 0 | 1.0077
513 | Lighting-Interior | LED | LED High Bay_LF Baseline | Hospitals | New | ChoNgsd513 | 1 | 0.77586 | 8620.6897 | 0 | GSD | 15 | 0.57723 | 0.60437 | 0.83705 | 1.097 | 1.2026 | 1.2026 | 1.289 | 1.2891 | 1.2453 | 1.1192 | 0.77553 | 0.85362 | 517.2414 | 0 | 1748.7177 | 0 | 0 | 0 | 1 | 0 | 0 | 1.0077
513 | Lighting-Interior | LED | LED High Bay_LF Baseline | Institutional | Turnover | CinTgsd513 | 1 | 1.3619 | 9523.8095 | 0 | GSD | 15 | 0.57723 | 0.60437 | 0.83705 | 1.097 | 1.2026 | 1.2026 | 1.289 | 1.2891 | 1.2453 | 1.1192 | 0.77553 | 0.85362 | 571.4286 | 0 | 3188.3183 | 0 | 0 | 0 | 1 | 0 | 0 | 1.0077
513 | Lighting-Interior | LED | LED High Bay_LF Baseline | Institutional | New | CinNgsd513 | 1 | 1.3619 | 9523.8095 | 0 | GSD | 15 | 0.57723 | 0.60437 | 0.83705 | 1.097 | 1.2026 | 1.2026 | 1.289 | 1.2891 | 1.2453 | 1.1192 | 0.77553 | 0.85362 | 571.4286 | 0 | 3188.3183 | 0 | 0 | 0 | 1 | 0 | 0 | 1.0077
513 | Lighting-Interior | LED | LED High Bay_LF Baseline | Lodging/Hospitality | Turnover | CloTgsd513 | 1 | 1.4146 | 12195.122 | 0 | GSD | 15 | 0.57723 | 0.60437 | 0.83705 | 1.097 | 1.2026 | 1.2026 | 1.289 | 1.2891 | 1.2453 | 1.1192 | 0.77553 | 0.85362 | 731.7073 | 0 | 2927.4704 | 0 | 0 | 0 | 1 | 0 | 0 | 1.0077
513 | Lighting-Interior | LED | LED High Bay_LF Baseline | Lodging/Hospitality | New | CloNgsd513 | 1 | 1.4146 | 12195.122 | 0 | GSD | 15 | 0.57723 | 0.60437 | 0.83705 | 1.097 | 1.2026 | 1.2026 | 1.289 | 1.2891 | 1.2453 | 1.1192 | 0.77553 | 0.85362 | 731.7073 | 0 | 2927.4704 | 0 | 0 | 0 | 1 | 0 | 0 | 1.0077
513 | Lighting-Interior | LED | LED High Bay_LF Baseline | Miscellaneous | Turnover | CmiTgsd513 | 1 | 1.114 | 8771.9298 | 0 | GSD | 15 | 0.57723 | 0.60437 | 0.83705 | 1.097 | 1.2026 | 1.2026 | 1.289 | 1.2891 | 1.2453 | 1.1192 | 0.77553 | 0.85362 | 526.3158 | 0 | 2482.5693 | 0 | 0 | 0 | 1 | 0 | 0 | 1.0077
513 | Lighting-Interior | LED | LED High Bay_LF Baseline | Miscellaneous | New | CmiNgsd513 | 1 | 1.114 | 8771.9298 | 0 | GSD | 15 | 0.57723 | 0.60437 | 0.83705 | 1.097 | 1.2026 | 1.2026 | 1.289 | 1.2891 | 1.2453 | 1.1192 | 0.77553 | 0.85362 | 526.3158 | 0 | 2482.5693 | 0 | 0 | 0 | 1 | 0 | 0 | 1.0077
513 | Lighting-Interior | LED | LED High Bay_LF Baseline | Offices | Turnover | CofTgsd513 | 1 | 1.114 | 8771.9298 | 0 | GSD | 15 | 0.57723 | 0.60437 | 0.83705 | 1.097 | 1.2026 | 1.2026 | 1.289 | 1.2891 | 1.2453 | 1.1192 | 0.77553 | 0.85362 | 526.3158 | 0 | 2726.1883 | 0 | 0 | 0 | 1 | 0 | 0 | 1.0077
513 | Lighting-Interior | LED | LED High Bay_LF Baseline | Offices | New | CofNgsd513 | 1 | 1.114 | 8771.9298 | 0 | GSD | 15 | 0.57723 | 0.60437 | 0.83705 | 1.097 | 1.2026 | 1.2026 | 1.289 | 1.2891 | 1.2453 | 1.1192 | 0.77553 | 0.85362 | 526.3158 | 0 | 2726.1883 | 0 | 0 | 0 | 1 | 0 | 0 | 1.0077
513 | Lighting-Interior | LED | LED High Bay_LF Baseline | Restaurants | Turnover | CreTgsd513 | 1 | 0.58 | 6666.6667 | 0 | GSD | 15 | 0.57723 | 0.60437 | 0.83705 | 1.097 | 1.2026 | 1.2026 | 1.289 | 1.2891 | 1.2453 | 1.1192 | 0.77553 | 0.85362 | 400 | 0 | 1468.1578 | 0 | 0 | 0 | 1 | 0 | 0 | 1.0077
513 | Lighting-Interior | LED | LED High Bay_LF Baseline | Restaurants | New | CreNgsd513 | 1 | 0.58 | 6666.6667 | 0 | GSD | 15 | 0.57723 | 0.60437 | 0.83705 | 1.097 | 1.2026 | 1.2026 | 1.289 | 1.2891 | 1.2453 | 1.1192 | 0.77553 | 0.85362 | 400 | 0 | 1468.1578 | 0 | 0 | 0 | 1 | 0 | 0 | 1.0077
513 | Lighting-Interior | LED | LED High Bay_LF Baseline | Retail | Turnover | CrtTgsd513 | 1 | 0.46429 | 5952.381 | 0 | GSD | 15 | 0.57723 | 0.60437 | 0.83705 | 1.097 | 1.2026 | 1.2026 | 1.289 | 1.2891 | 1.2453 | 1.1192 | 0.77553 | 0.85362 | 357.1429 | 0 | 1886.2326 | 0 | 0 | 0 | 1 | 0 | 0 | 1.0077
513 | Lighting-Interior | LED | LED High Bay_LF Baseline | Retail | New | CrtNgsd513 | 1 | 0.46429 | 5952.381 | 0 | GSD | 15 | 0.57723 | 0.60437 | 0.83705 | 1.097 | 1.2026 | 1.2026 | 1.289 | 1.2891 | 1.2453 | 1.1192 | 0.77553 | 0.85362 | 357.1429 | 0 | 1886.2326 | 0 | 0 | 0 | 1 | 0 | 0 | 1.0077
513 | Lighting-Interior | LED | LED High Bay_LF Baseline | Schools K-12 | Turnover | CscTgsd513 | 1 | 1.1226 | 9433.9623 | 0 | GSD | 15 | 0.57723 | 0.60437 | 0.83705 | 1.097 | 1.2026 | 1.2026 | 1.289 | 1.2891 | 1.2453 | 1.1192 | 0.77553 | 0.85362 | 566.0377 | 0 | 3948.649 | 0 | 0 | 0 | 1 | 0 | 0 | 1.0077
513 | Lighting-Interior | LED | LED High Bay_LF Baseline | Schools K-12 | New | CscNgsd513 | 1 | 1.1226 | 9433.9623 | 0 | GSD | 15 | 0.57723 | 0.60437 | 0.83705 | 1.097 | 1.2026 | 1.2026 | 1.289 | 1.2891 | 1.2453 | 1.1192 | 0.77553 | 0.85362 | 566.0377 | 0 | 3948.649 | 0 | 0 | 0 | 1 | 0 | 0 | 1.0077
513 | Lighting-Interior | LED | LED High Bay_LF Baseline | Warehouse | Turnover | CwaTgsd513 | 1 | 0.71429 | 5952.381 | 0 | GSD | 15 | 0.57723 | 0.60437 | 0.83705 | 1.097 | 1.2026 | 1.2026 | 1.289 | 1.2891 | 1.2453 | 1.1192 | 0.77553 | 0.85362 | 357.1429 | 0 | 1896.0338 | 0 | 0 | 0 | 1 | 0 | 0 | 1.0077
513 | Lighting-Interior | LED | LED High Bay_LF Baseline | Warehouse | New | CwaNgsd513 | 1 | 0.71429 | 5952.381 | 0 | GSD | 15 | 0.57723 | 0.60437 | 0.83705 | 1.097 | 1.2026 | 1.2026 | 1.289 | 1.2891 | 1.2453 | 1.1192 | 0.77553 | 0.85362 | 357.1429 | 0 | 1896.0338 | 0 | 0 | 0 | 1 | 0 | 0 | 1.0077
514 | Lighting-Interior | LED | LED Linear - Fixture Replacement | Assembly | Turnover | CasTgsd514 | 1 | 0.48503 | 5988.024 | 0 | GSD | 15 | 0.57723 | 0.60437 | 0.83705 | 1.097 | 1.2026 | 1.2026 | 1.289 | 1.2891 | 1.2453 | 1.1192 | 0.77553 | 0.85362 | 359.2814 | 0 | 4348.6928 | 0 | 0 | 0 | 1 | 0 | 0 | 1.0077
514 | Lighting-Interior | LED | LED Linear - Fixture Replacement | Assembly | New | CasNgsd514 | 1 | 0.48503 | 5988.024 | 0 | GSD | 15 | 0.57723 | 0.60437 | 0.83705 | 1.097 | 1.2026 | 1.2026 | 1.289 | 1.2891 | 1.2453 | 1.1192 | 0.77553 | 0.85362 | 359.2814 | 0 | 4348.6928 | 0 | 0 | 0 | 1 | 0 | 0 | 1.0077
514 | Lighting-Interior | LED | LED Linear - Fixture Replacement | College and University | Turnover | CcoTgsd514 | 1 | 0.77586 | 8620.6897 | 0 | GSD | 15 | 0.57723 | 0.60437 | 0.83705 | 1.097 | 1.2026 | 1.2026 | 1.289 | 1.2891 | 1.2453 | 1.1192 | 0.77553 | 0.85362 | 517.2414 | 0 | 5200.7346 | 0 | 0 | 0 | 1 | 0 | 0 | 1.0077
514 | Lighting-Interior | LED | LED Linear - Fixture Replacement | College and University | New | CcoNgsd514 | 1 | 0.77586 | 8620.6897 | 0 | GSD | 15 | 0.57723 | 0.60437 | 0.83705 | 1.097 | 1.2026 | 1.2026 | 1.289 | 1.2891 | 1.2453 | 1.1192 | 0.77553 | 0.85362 | 517.2414 | 0 | 5200.7346 | 0 | 0 | 0 | 1 | 0 | 0 | 1.0077
514 | Lighting-Interior | LED | LED Linear - Fixture Replacement | Data Center | Turnover | CdaTgsd514 | 1 | 1.114 | 8771.9298 | 0 | GSD | 15 | 0.57723 | 0.60437 | 0.83705 | 1.097 | 1.2026 | 1.2026 | 1.289 | 1.2891 | 1.2453 | 1.1192 | 0.77553 | 0.85362 | 526.3158 | 0 | 4688.3341 | 0 | 0 | 0 | 1 | 0 | 0 | 1.0077
514 | Lighting-Interior | LED | LED Linear - Fixture Replacement | Data Center | New | CdaNgsd514 | 1 | 1.114 | 8771.9298 | 0 | GSD | 15 | 0.57723 | 0.60437 | 0.83705 | 1.097 | 1.2026 | 1.2026 | 1.289 | 1.2891 | 1.2453 | 1.1192 | 0.77553 | 0.85362 | 526.3158 | 0 | 4688.3341 | 0 | 0 | 0 | 1 | 0 | 0 | 1.0077
514 | Lighting-Interior | LED | LED Linear - Fixture Replacement | Grocery | Turnover | CgrTgsd514 | 1 | 0.44706 | 5882.3529 | 0 | GSD | 15 | 0.57723 | 0.60437 | 0.83705 | 1.097 | 1.2026 | 1.2026 | 1.289 | 1.2891 | 1.2453 | 1.1192 | 0.77553 | 0.85362 | 352.9412 | 0 | 1684.8206 | 0 | 0 | 0 | 1 | 0 | 0 | 1.0077
514 | Lighting-Interior | LED | LED Linear - Fixture Replacement | Grocery | New | CgrNgsd514 | 1 | 0.44706 | 5882.3529 | 0 | GSD | 15 | 0.57723 | 0.60437 | 0.83705 | 1.097 | 1.2026 | 1.2026 | 1.289 | 1.2891 | 1.2453 | 1.1192 | 0.77553 | 0.85362 | 352.9412 | 0 | 1684.8206 | 0 | 0 | 0 | 1 | 0 | 0 | 1.0077
514 | Lighting-Interior | LED | LED Linear - Fixture Replacement | Healthcare | Turnover | CheTgsd514 | 1 | 0.8255 | 6711.4094 | 0 | GSD | 15 | 0.57723 | 0.60437 | 0.83705 | 1.097 | 1.2026 | 1.2026 | 1.289 | 1.2891 | 1.2453 | 1.1192 | 0.77553 | 0.85362 | 402.6846 | 0 | 4044.8673 | 0 | 0 | 0 | 1 | 0 | 0 | 1.0077
514 | Lighting-Interior | LED | LED Linear - Fixture Replacement | Healthcare | New | CheNgsd514 | 1 | 0.8255 | 6711.4094 | 0 | GSD | 15 | 0.57723 | 0.60437 | 0.83705 | 1.097 | 1.2026 | 1.2026 | 1.289 | 1.2891 | 1.2453 | 1.1192 | 0.77553 | 0.85362 | 402.6846 | 0 | 4044.8673 | 0 | 0 | 0 | 1 | 0 | 0 | 1.0077
514 | Lighting-Interior | LED | LED Linear - Fixture Replacement | Hospitals | Turnover | ChoTgsd514 | 1 | 0.77586 | 8620.6897 | 0 | GSD | 15 | 0.57723 | 0.60437 | 0.83705 | 1.097 | 1.2026 | 1.2026 | 1.289 | 1.2891 | 1.2453 | 1.1192 | 0.77553 | 0.85362 | 517.2414 | 0 | 3070.213 | 0 | 0 | 0 | 1 | 0 | 0 | 1.0077
514 | Lighting-Interior | LED | LED Linear - Fixture Replacement | Hospitals | New | ChoNgsd514 | 1 | 0.77586 | 8620.6897 | 0 | GSD | 15 | 0.57723 | 0.60437 | 0.83705 | 1.097 | 1.2026 | 1.2026 | 1.289 | 1.2891 | 1.2453 | 1.1192 | 0.77553 | 0.85362 | 517.2414 | 0 | 3070.213 | 0 | 0 | 0 | 1 | 0 | 0 | 1.0077
514 | Lighting-Interior | LED | LED Linear - Fixture Replacement | Institutional | Turnover | CinTgsd514 | 1 | 1.3619 | 9523.8095 | 0 | GSD | 15 | 0.57723 | 0.60437 | 0.83705 | 1.097 | 1.2026 | 1.2026 | 1.289 | 1.2891 | 1.2453 | 1.1192 | 0.77553 | 0.85362 | 571.4286 | 0 | 5852.0569 | 0 | 0 | 0 | 1 | 0 | 0 | 1.0077
514 | Lighting-Interior | LED | LED Linear - Fixture Replacement | Institutional | New | CinNgsd514 | 1 | 1.3619 | 9523.8095 | 0 | GSD | 15 | 0.57723 | 0.60437 | 0.83705 | 1.097 | 1.2026 | 1.2026 | 1.289 | 1.2891 | 1.2453 | 1.1192 | 0.77553 | 0.85362 | 571.4286 | 0 | 5852.0569 | 0 | 0 | 0 | 1 | 0 | 0 | 1.0077
514 | Lighting-Interior | LED | LED Linear - Fixture Replacement | Lodging/Hospitality | Turnover | CloTgsd514 | 1 | 1.4146 | 12195.122 | 0 | GSD | 15 | 0.57723 | 0.60437 | 0.83705 | 1.097 | 1.2026 | 1.2026 | 1.289 | 1.2891 | 1.2453 | 1.1192 | 0.77553 | 0.85362 | 731.7073 | 0 | 5563.0809 | 0 | 0 | 0 | 1 | 0 | 0 | 1.0077
514 | Lighting-Interior | LED | LED Linear - Fixture Replacement | Lodging/Hospitality | New | CloNgsd514 | 1 | 1.4146 | 12195.122 | 0 | GSD | 15 | 0.57723 | 0.60437 | 0.83705 | 1.097 | 1.2026 | 1.2026 | 1.289 | 1.2891 | 1.2453 | 1.1192 | 0.77553 | 0.85362 | 731.7073 | 0 | 5563.0809 | 0 | 0 | 0 | 1 | 0 | 0 | 1.0077
514 | Lighting-Interior | LED | LED Linear - Fixture Replacement | Miscellaneous | Turnover | CmiTgsd514 | 1 | 1.114 | 8771.9298 | 0 | GSD | 15 | 0.57723 | 0.60437 | 0.83705 | 1.097 | 1.2026 | 1.2026 | 1.289 | 1.2891 | 1.2453 | 1.1192 | 0.77553 | 0.85362 | 526.3158 | 0 | 4265.9033 | 0 | 0 | 0 | 1 | 0 | 0 | 1.0077
514 | Lighting-Interior | LED | LED Linear - Fixture Replacement | Miscellaneous | New | CmiNgsd514 | 1 | 1.114 | 8771.9298 | 0 | GSD | 15 | 0.57723 | 0.60437 | 0.83705 | 1.097 | 1.2026 | 1.2026 | 1.289 | 1.2891 | 1.2453 | 1.1192 | 0.77553 | 0.85362 | 526.3158 | 0 | 4265.9033 | 0 | 0 | 0 | 1 | 0 | 0 | 1.0077
514 | Lighting-Interior | LED | LED Linear - Fixture Replacement | Offices | Turnover | CofTgsd514 | 1 | 1.114 | 8771.9298 | 0 | GSD | 15 | 0.57723 | 0.60437 | 0.83705 | 1.097 | 1.2026 | 1.2026 | 1.289 | 1.2891 | 1.2453 | 1.1192 | 0.77553 | 0.85362 | 526.3158 | 0 | 5180.5203 | 0 | 0 | 0 | 1 | 0 | 0 | 1.0077
514 | Lighting-Interior | LED | LED Linear - Fixture Replacement | Offices | New | CofNgsd514 | 1 | 1.114 | 8771.9298 | 0 | GSD | 15 | 0.57723 | 0.60437 | 0.83705 | 1.097 | 1.2026 | 1.2026 | 1.289 | 1.2891 | 1.2453 | 1.1192 | 0.77553 | 0.85362 | 526.3158 | 0 | 5180.5203 | 0 | 0 | 0 | 1 | 0 | 0 | 1.0077
514 | Lighting-Interior | LED | LED Linear - Fixture Replacement | Restaurants | Turnover | CreTgsd514 | 1 | 0.58 | 6666.6667 | 0 | GSD | 15 | 0.57723 | 0.60437 | 0.83705 | 1.097 | 1.2026 | 1.2026 | 1.289 | 1.2891 | 1.2453 | 1.1192 | 0.77553 | 0.85362 | 400 | 0 | 2496.2241 | 0 | 0 | 0 | 1 | 0 | 0 | 1.0077
514 | Lighting-Interior | LED | LED Linear - Fixture Replacement | Restaurants | New | CreNgsd514 | 1 | 0.58 | 6666.6667 | 0 | GSD | 15 | 0.57723 | 0.60437 | 0.83705 | 1.097 | 1.2026 | 1.2026 | 1.289 | 1.2891 | 1.2453 | 1.1192 | 0.77553 | 0.85362 | 400 | 0 | 2496.2241 | 0 | 0 | 0 | 1 | 0 | 0 | 1.0077
514 | Lighting-Interior | LED | LED Linear - Fixture Replacement | Retail | Turnover | CrtTgsd514 | 1 | 0.46429 | 5952.381 | 0 | GSD | 15 | 0.57723 | 0.60437 | 0.83705 | 1.097 | 1.2026 | 1.2026 | 1.289 | 1.2891 | 1.2453 | 1.1192 | 0.77553 | 0.85362 | 357.1429 | 0 | 3207.1411 | 0 | 0 | 0 | 1 | 0 | 0 | 1.0077
514 | Lighting-Interior | LED | LED Linear - Fixture Replacement | Retail | New | CrtNgsd514 | 1 | 0.46429 | 5952.381 | 0 | GSD | 15 | 0.57723 | 0.60437 | 0.83705 | 1.097 | 1.2026 | 1.2026 | 1.289 | 1.2891 | 1.2453 | 1.1192 | 0.77553 | 0.85362 | 357.1429 | 0 | 3207.1411 | 0 | 0 | 0 | 1 | 0 | 0 | 1.0077
514 | Lighting-Interior | LED | LED Linear - Fixture Replacement | Schools K-12 | Turnover | CscTgsd514 | 1 | 1.1226 | 9433.9623 | 0 | GSD | 15 | 0.57723 | 0.60437 | 0.83705 | 1.097 | 1.2026 | 1.2026 | 1.289 | 1.2891 | 1.2453 | 1.1192 | 0.77553 | 0.85362 | 566.0377 | 0 | 7684.1144 | 0 | 0 | 0 | 1 | 0 | 0 | 1.0077
514 | Lighting-Interior | LED | LED Linear - Fixture Replacement | Schools K-12 | New | CscNgsd514 | 1 | 1.1226 | 9433.9623 | 0 | GSD | 15 | 0.57723 | 0.60437 | 0.83705 | 1.097 | 1.2026 | 1.2026 | 1.289 | 1.2891 | 1.2453 | 1.1192 | 0.77553 | 0.85362 | 566.0377 | 0 | 7684.1144 | 0 | 0 | 0 | 1 | 0 | 0 | 1.0077
514 | Lighting-Interior | LED | LED Linear - Fixture Replacement | Warehouse | Turnover | CwaTgsd514 | 1 | 0.71429 | 5952.381 | 0 | GSD | 15 | 0.57723 | 0.60437 | 0.83705 | 1.097 | 1.2026 | 1.2026 | 1.289 | 1.2891 | 1.2453 | 1.1192 | 0.77553 | 0.85362 | 357.1429 | 0 | 3561.2424 | 0 | 0 | 0 | 1 | 0 | 0 | 1.0077
514 | Lighting-Interior | LED | LED Linear - Fixture Replacement | Warehouse | New | CwaNgsd514 | 1 | 0.71429 | 5952.381 | 0 | GSD | 15 | 0.57723 | 0.60437 | 0.83705 | 1.097 | 1.2026 | 1.2026 | 1.289 | 1.2891 | 1.2453 | 1.1192 | 0.77553 | 0.85362 | 357.1429 | 0 | 3561.2424 | 0 | 0 | 0 | 1 | 0 | 0 | 1.0077
515 | Lighting-Interior | LED | LED Linear - Lamp Replacement | Assembly | Turnover | CasTgsd515 | 1 | 0.48503 | 5988.024 | 0 | GSD | 12 | 1.4643 | 1.391 | 1.4253 | 1.4319 | 1.4238 | 1.3901 | 1.2504 | 1.3782 | 1.4309 | 1.4735 | 1.4117 | 1.4938 | 359.2814 | 0 | 1186.9877 | 0 | 0 | 0 | 1 | 0 | 0 | 1.4137
515 | Lighting-Interior | LED | LED Linear - Lamp Replacement | Assembly | New | CasNgsd515 | 1 | 0.48503 | 5988.024 | 0 | GSD | 12 | 1.4643 | 1.391 | 1.4253 | 1.4319 | 1.4238 | 1.3901 | 1.2504 | 1.3782 | 1.4309 | 1.4735 | 1.4117 | 1.4938 | 359.2814 | 0 | 1186.9877 | 0 | 0 | 0 | 1 | 0 | 0 | 1.4137
515 | Lighting-Interior | LED | LED Linear - Lamp Replacement | College and University | Turnover | CcoTgsd515 | 1 | 0.77586 | 8620.6897 | 0 | GSD | 12 | 1.4643 | 1.391 | 1.4253 | 1.4319 | 1.4238 | 1.3901 | 1.2504 | 1.3782 | 1.4309 | 1.4735 | 1.4117 | 1.4938 | 517.2414 | 0 | 1260.1897 | 0 | 0 | 0 | 1 | 0 | 0 | 1.4137
515 | Lighting-Interior | LED | LED Linear - Lamp Replacement | College and University | New | CcoNgsd515 | 1 | 0.77586 | 8620.6897 | 0 | GSD | 12 | 1.4643 | 1.391 | 1.4253 | 1.4319 | 1.4238 | 1.3901 | 1.2504 | 1.3782 | 1.4309 | 1.4735 | 1.4117 | 1.4938 | 517.2414 | 0 | 1260.1897 | 0 | 0 | 0 | 1 | 0 | 0 | 1.4137
515 | Lighting-Interior | LED | LED Linear - Lamp Replacement | Data Center | Turnover | CdaTgsd515 | 1 | 1.114 | 8771.9298 | 0 | GSD | 12 | 1.4643 | 1.391 | 1.4253 | 1.4319 | 1.4238 | 1.3901 | 1.2504 | 1.3782 | 1.4309 | 1.4735 | 1.4117 | 1.4938 | 526.3158 | 0 | 1227.7188 | 0 | 0 | 0 | 1 | 0 | 0 | 1.4137
515 | Lighting-Interior | LED | LED Linear - Lamp Replacement | Data Center | New | CdaNgsd515 | 1 | 1.114 | 8771.9298 | 0 | GSD | 12 | 1.4643 | 1.391 | 1.4253 | 1.4319 | 1.4238 | 1.3901 | 1.2504 | 1.3782 | 1.4309 | 1.4735 | 1.4117 | 1.4938 | 526.3158 | 0 | 1227.7188 | 0 | 0 | 0 | 1 | 0 | 0 | 1.4137
515 | Lighting-Interior | LED | LED Linear - Lamp Replacement | Grocery | Turnover | CgrTgsd515 | 1 | 0.44706 | 5882.3529 | 0 | GSD | 12 | 1.4643 | 1.391 | 1.4253 | 1.4319 | 1.4238 | 1.3901 | 1.2504 | 1.3782 | 1.4309 | 1.4735 | 1.4117 | 1.4938 | 352.9412 | 0 | 445.802 | 0 | 0 | 0 | 1 | 0 | 0 | 1.4137
515 | Lighting-Interior | LED | LED Linear - Lamp Replacement | Grocery | New | CgrNgsd515 | 1 | 0.44706 | 5882.3529 | 0 | GSD | 12 | 1.4643 | 1.391 | 1.4253 | 1.4319 | 1.4238 | 1.3901 | 1.2504 | 1.3782 | 1.4309 | 1.4735 | 1.4117 | 1.4938 | 352.9412 | 0 | 445.802 | 0 | 0 | 0 | 1 | 0 | 0 | 1.4137
515 | Lighting-Interior | LED | LED Linear - Lamp Replacement | Healthcare | Turnover | CheTgsd515 | 1 | 0.8255 | 6711.4094 | 0 | GSD | 12 | 1.4643 | 1.391 | 1.4253 | 1.4319 | 1.4238 | 1.3901 | 1.2504 | 1.3782 | 1.4309 | 1.4735 | 1.4117 | 1.4938 | 402.6846 | 0 | 1036.3751 | 0 | 0 | 0 | 1 | 0 | 0 | 1.4137
515 | Lighting-Interior | LED | LED Linear - Lamp Replacement | Healthcare | New | CheNgsd515 | 1 | 0.8255 | 6711.4094 | 0 | GSD | 12 | 1.4643 | 1.391 | 1.4253 | 1.4319 | 1.4238 | 1.3901 | 1.2504 | 1.3782 | 1.4309 | 1.4735 | 1.4117 | 1.4938 | 402.6846 | 0 | 1036.3751 | 0 | 0 | 0 | 1 | 0 | 0 | 1.4137
515 | Lighting-Interior | LED | LED Linear - Lamp Replacement | Hospitals | Turnover | ChoTgsd515 | 1 | 0.77586 | 8620.6897 | 0 | GSD | 12 | 1.4643 | 1.391 | 1.4253 | 1.4319 | 1.4238 | 1.3901 | 1.2504 | 1.3782 | 1.4309 | 1.4735 | 1.4117 | 1.4938 | 517.2414 | 0 | 786.7699 | 0 | 0 | 0 | 1 | 0 | 0 | 1.4137
515 | Lighting-Interior | LED | LED Linear - Lamp Replacement | Hospitals | New | ChoNgsd515 | 1 | 0.77586 | 8620.6897 | 0 | GSD | 12 | 1.4643 | 1.391 | 1.4253 | 1.4319 | 1.4238 | 1.3901 | 1.2504 | 1.3782 | 1.4309 | 1.4735 | 1.4117 | 1.4938 | 517.2414 | 0 | 786.7699 | 0 | 0 | 0 | 1 | 0 | 0 | 1.4137
515 | Lighting-Interior | LED | LED Linear - Lamp Replacement | Institutional | Turnover | CinTgsd515 | 1 | 1.3619 | 9523.8095 | 0 | GSD | 12 | 1.4643 | 1.391 | 1.4253 | 1.4319 | 1.4238 | 1.3901 | 1.2504 | 1.3782 | 1.4309 | 1.4735 | 1.4117 | 1.4938 | 571.4286 | 0 | 1434.6024 | 0 | 0 | 0 | 1 | 0 | 0 | 1.4137
515 | Lighting-Interior | LED | LED Linear - Lamp Replacement | Institutional | New | CinNgsd515 | 1 | 1.3619 | 9523.8095 | 0 | GSD | 12 | 1.4643 | 1.391 | 1.4253 | 1.4319 | 1.4238 | 1.3901 | 1.2504 | 1.3782 | 1.4309 | 1.4735 | 1.4117 | 1.4938 | 571.4286 | 0 | 1434.6024 | 0 | 0 | 0 | 1 | 0 | 0 | 1.4137
515 | Lighting-Interior | LED | LED Linear - Lamp Replacement | Lodging/Hospitality | Turnover | CloTgsd515 | 1 | 1.4146 | 12195.122 | 0 | GSD | 12 | 1.4643 | 1.391 | 1.4253 | 1.4319 | 1.4238 | 1.3901 | 1.2504 | 1.3782 | 1.4309 | 1.4735 | 1.4117 | 1.4938 | 731.7073 | 0 | 1317.0543 | 0 | 0 | 0 | 1 | 0 | 0 | 1.4137
515 | Lighting-Interior | LED | LED Linear - Lamp Replacement | Lodging/Hospitality | New | CloNgsd515 | 1 | 1.4146 | 12195.122 | 0 | GSD | 12 | 1.4643 | 1.391 | 1.4253 | 1.4319 | 1.4238 | 1.3901 | 1.2504 | 1.3782 | 1.4309 | 1.4735 | 1.4117 | 1.4938 | 731.7073 | 0 | 1317.0543 | 0 | 0 | 0 | 1 | 0 | 0 | 1.4137
515 | Lighting-Interior | LED | LED Linear - Lamp Replacement | Miscellaneous | Turnover | CmiTgsd515 | 1 | 1.114 | 8771.9298 | 0 | GSD | 12 | 1.4643 | 1.391 | 1.4253 | 1.4319 | 1.4238 | 1.3901 | 1.2504 | 1.3782 | 1.4309 | 1.4735 | 1.4117 | 1.4938 | 526.3158 | 0 | 1116.9724 | 0 | 0 | 0 | 1 | 0 | 0 | 1.4137
515 | Lighting-Interior | LED | LED Linear - Lamp Replacement | Miscellaneous | New | CmiNgsd515 | 1 | 1.114 | 8771.9298 | 0 | GSD | 12 | 1.4643 | 1.391 | 1.4253 | 1.4319 | 1.4238 | 1.3901 | 1.2504 | 1.3782 | 1.4309 | 1.4735 | 1.4117 | 1.4938 | 526.3158 | 0 | 1116.9724 | 0 | 0 | 0 | 1 | 0 | 0 | 1.4137
515 | Lighting-Interior | LED | LED Linear - Lamp Replacement | Offices | Turnover | CofTgsd515 | 1 | 1.114 | 8771.9298 | 0 | GSD | 12 | 1.4643 | 1.391 | 1.4253 | 1.4319 | 1.4238 | 1.3901 | 1.2504 | 1.3782 | 1.4309 | 1.4735 | 1.4117 | 1.4938 | 526.3158 | 0 | 1226.4904 | 0 | 0 | 0 | 1 | 0 | 0 | 1.4137
515 | Lighting-Interior | LED | LED Linear - Lamp Replacement | Offices | New | CofNgsd515 | 1 | 1.114 | 8771.9298 | 0 | GSD | 12 | 1.4643 | 1.391 | 1.4253 | 1.4319 | 1.4238 | 1.3901 | 1.2504 | 1.3782 | 1.4309 | 1.4735 | 1.4117 | 1.4938 | 526.3158 | 0 | 1226.4904 | 0 | 0 | 0 | 1 | 0 | 0 | 1.4137
515 | Lighting-Interior | LED | LED Linear - Lamp Replacement | Restaurants | Turnover | CreTgsd515 | 1 | 0.58 | 6666.6667 | 0 | GSD | 12 | 1.4643 | 1.391 | 1.4253 | 1.4319 | 1.4238 | 1.3901 | 1.2504 | 1.3782 | 1.4309 | 1.4735 | 1.4117 | 1.4938 | 400 | 0 | 660.5223 | 0 | 0 | 0 | 1 | 0 | 0 | 1.4137
515 | Lighting-Interior | LED | LED Linear - Lamp Replacement | Restaurants | New | CreNgsd515 | 1 | 0.58 | 6666.6667 | 0 | GSD | 12 | 1.4643 | 1.391 | 1.4253 | 1.4319 | 1.4238 | 1.3901 | 1.2504 | 1.3782 | 1.4309 | 1.4735 | 1.4117 | 1.4938 | 400 | 0 | 660.5223 | 0 | 0 | 0 | 1 | 0 | 0 | 1.4137
515 | Lighting-Interior | LED | LED Linear - Lamp Replacement | Retail | Turnover | CrtTgsd515 | 1 | 0.46429 | 5952.381 | 0 | GSD | 12 | 1.4643 | 1.391 | 1.4253 | 1.4319 | 1.4238 | 1.3901 | 1.2504 | 1.3782 | 1.4309 | 1.4735 | 1.4117 | 1.4938 | 357.1429 | 0 | 848.6052 | 0 | 0 | 0 | 1 | 0 | 0 | 1.4137
515 | Lighting-Interior | LED | LED Linear - Lamp Replacement | Retail | New | CrtNgsd515 | 1 | 0.46429 | 5952.381 | 0 | GSD | 12 | 1.4643 | 1.391 | 1.4253 | 1.4319 | 1.4238 | 1.3901 | 1.2504 | 1.3782 | 1.4309 | 1.4735 | 1.4117 | 1.4938 | 357.1429 | 0 | 848.6052 | 0 | 0 | 0 | 1 | 0 | 0 | 1.4137
515 | Lighting-Interior | LED | LED Linear - Lamp Replacement | Schools K-12 | Turnover | CscTgsd515 | 1 | 1.1226 | 9433.9623 | 0 | GSD | 12 | 1.4643 | 1.391 | 1.4253 | 1.4319 | 1.4238 | 1.3901 | 1.2504 | 1.3782 | 1.4309 | 1.4735 | 1.4117 | 1.4938 | 566.0377 | 0 | 1776.2159 | 0 | 0 | 0 | 1 | 0 | 0 | 1.4137
515 | Lighting-Interior | LED | LED Linear - Lamp Replacement | Schools K-12 | New | CscNgsd515 | 1 | 1.1226 | 9433.9623 | 0 | GSD | 12 | 1.4643 | 1.391 | 1.4253 | 1.4319 | 1.4238 | 1.3901 | 1.2504 | 1.3782 | 1.4309 | 1.4735 | 1.4117 | 1.4938 | 566.0377 | 0 | 1776.2159 | 0 | 0 | 0 | 1 | 0 | 0 | 1.4137
515 | Lighting-Interior | LED | LED Linear - Lamp Replacement | Warehouse | Turnover | CwaTgsd515 | 1 | 0.71429 | 5952.381 | 0 | GSD | 12 | 1.4643 | 1.391 | 1.4253 | 1.4319 | 1.4238 | 1.3901 | 1.2504 | 1.3782 | 1.4309 | 1.4735 | 1.4117 | 1.4938 | 357.1429 | 0 | 852.9559 | 0 | 0 | 0 | 1 | 0 | 0 | 1.4137
515 | Lighting-Interior | LED | LED Linear - Lamp Replacement | Warehouse | New | CwaNgsd515 | 1 | 0.71429 | 5952.381 | 0 | GSD | 12 | 1.4643 | 1.391 | 1.4253 | 1.4319 | 1.4238 | 1.3901 | 1.2504 | 1.3782 | 1.4309 | 1.4735 | 1.4117 | 1.4938 | 357.1429 | 0 | 852.9559 | 0 | 0 | 0 | 1 | 0 | 0 | 1.4137
516 | Lighting-Interior | Misc | Efficient New Construction Lighting | Assembly | New | CasNgsd516 | 1 | 0.48503 | 5988.024 | 0 | GSD | 15 | 0.57723 | 0.60437 | 0.83705 | 1.097 | 1.2026 | 1.2026 | 1.289 | 1.2891 | 1.2453 | 1.1192 | 0.77553 | 0.85362 | 359.2814 | 0 | 11727.8574 | 0 | 0 | 0 | 1 | 0 | 0 | 1.0077
516 | Lighting-Interior | Misc | Efficient New Construction Lighting | College and University | New | CcoNgsd516 | 1 | 0.77586 | 8620.6897 | 0 | GSD | 15 | 0.57723 | 0.60437 | 0.83705 | 1.097 | 1.2026 | 1.2026 | 1.289 | 1.2891 | 1.2453 | 1.1192 | 0.77553 | 0.85362 | 517.2414 | 0 | 18447.1678 | 0 | 0 | 0 | 1 | 0 | 0 | 1.0077
516 | Lighting-Interior | Misc | Efficient New Construction Lighting | Data Center | New | CdaNgsd516 | 1 | 1.114 | 8771.9298 | 0 | GSD | 15 | 0.57723 | 0.60437 | 0.83705 | 1.097 | 1.2026 | 1.2026 | 1.289 | 1.2891 | 1.2453 | 1.1192 | 0.77553 | 0.85362 | 526.3158 | 0 | 18421.9939 | 0 | 0 | 0 | 1 | 0 | 0 | 1.0077
516 | Lighting-Interior | Misc | Efficient New Construction Lighting | Grocery | New | CgrNgsd516 | 1 | 0.44706 | 5882.3529 | 0 | GSD | 15 | 0.57723 | 0.60437 | 0.83705 | 1.097 | 1.2026 | 1.2026 | 1.289 | 1.2891 | 1.2453 | 1.1192 | 0.77553 | 0.85362 | 352.9412 | 0 | 4986.4034 | 0 | 0 | 0 | 1 | 0 | 0 | 1.0077
516 | Lighting-Interior | Misc | Efficient New Construction Lighting | Healthcare | New | CheNgsd516 | 1 | 0.8255 | 6711.4094 | 0 | GSD | 15 | 0.57723 | 0.60437 | 0.83705 | 1.097 | 1.2026 | 1.2026 | 1.289 | 1.2891 | 1.2453 | 1.1192 | 0.77553 | 0.85362 | 402.6846 | 0 | 14986.6586 | 0 | 0 | 0 | 1 | 0 | 0 | 1.0077
516 | Lighting-Interior | Misc | Efficient New Construction Lighting | Hospitals | New | ChoNgsd516 | 1 | 0.77586 | 8620.6897 | 0 | GSD | 15 | 0.57723 | 0.60437 | 0.83705 | 1.097 | 1.2026 | 1.2026 | 1.289 | 1.2891 | 1.2453 | 1.1192 | 0.77553 | 0.85362 | 517.2414 | 0 | 8883.6162 | 0 | 0 | 0 | 1 | 0 | 0 | 1.0077
516 | Lighting-Interior | Misc | Efficient New Construction Lighting | Institutional | New | CinNgsd516 | 1 | 1.3619 | 9523.8095 | 0 | GSD | 15 | 0.57723 | 0.60437 | 0.83705 | 1.097 | 1.2026 | 1.2026 | 1.289 | 1.2891 | 1.2453 | 1.1192 | 0.77553 | 0.85362 | 571.4286 | 0 | 18092.3531 | 0 | 0 | 0 | 1 | 0 | 0 | 1.0077
516 | Lighting-Interior | Misc | Efficient New Construction Lighting | Lodging/Hospitality | New | CloNgsd516 | 1 | 1.4146 | 12195.122 | 0 | GSD | 15 | 0.57723 | 0.60437 | 0.83705 | 1.097 | 1.2026 | 1.2026 | 1.289 | 1.2891 | 1.2453 | 1.1192 | 0.77553 | 0.85362 | 731.7073 | 0 | 20820.527 | 0 | 0 | 0 | 1 | 0 | 0 | 1.0077
516 | Lighting-Interior | Misc | Efficient New Construction Lighting | Miscellaneous | New | CmiNgsd516 | 1 | 1.114 | 8771.9298 | 0 | GSD | 15 | 0.57723 | 0.60437 | 0.83705 | 1.097 | 1.2026 | 1.2026 | 1.289 | 1.2891 | 1.2453 | 1.1192 | 0.77553 | 0.85362 | 526.3158 | 0 | 14713.6256 | 0 | 0 | 0 | 1 | 0 | 0 | 1.0077
516 | Lighting-Interior | Misc | Efficient New Construction Lighting | Offices | New | CofNgsd516 | 1 | 1.114 | 8771.9298 | 0 | GSD | 15 | 0.57723 | 0.60437 | 0.83705 | 1.097 | 1.2026 | 1.2026 | 1.289 | 1.2891 | 1.2453 | 1.1192 | 0.77553 | 0.85362 | 526.3158 | 0 | 18407.2165 | 0 | 0 | 0 | 1 | 0 | 0 | 1.0077
516 | Lighting-Interior | Misc | Efficient New Construction Lighting | Restaurants | New | CreNgsd516 | 1 | 0.58 | 6666.6667 | 0 | GSD | 15 | 0.57723 | 0.60437 | 0.83705 | 1.097 | 1.2026 | 1.2026 | 1.289 | 1.2891 | 1.2453 | 1.1192 | 0.77553 | 0.85362 | 400 | 0 | 8701.375 | 0 | 0 | 0 | 1 | 0 | 0 | 1.0077
516 | Lighting-Interior | Misc | Efficient New Construction Lighting | Retail | New | CrtNgsd516 | 1 | 0.46429 | 5952.381 | 0 | GSD | 15 | 0.57723 | 0.60437 | 0.83705 | 1.097 | 1.2026 | 1.2026 | 1.289 | 1.2891 | 1.2453 | 1.1192 | 0.77553 | 0.85362 | 357.1429 | 0 | 9491.7694 | 0 | 0 | 0 | 1 | 0 | 0 | 1.0077
516 | Lighting-Interior | Misc | Efficient New Construction Lighting | Schools K-12 | New | CscNgsd516 | 1 | 1.1226 | 9433.9623 | 0 | GSD | 15 | 0.57723 | 0.60437 | 0.83705 | 1.097 | 1.2026 | 1.2026 | 1.289 | 1.2891 | 1.2453 | 1.1192 | 0.77553 | 0.85362 | 566.0377 | 0 | 26003.078 | 0 | 0 | 0 | 1 | 0 | 0 | 1.0077
516 | Lighting-Interior | Misc | Efficient New Construction Lighting | Warehouse | New | CwaNgsd516 | 1 | 0.71429 | 5952.381 | 0 | GSD | 15 | 0.57723 | 0.60437 | 0.83705 | 1.097 | 1.2026 | 1.2026 | 1.289 | 1.2891 | 1.2453 | 1.1192 | 0.77553 | 0.85362 | 357.1429 | 0 | 21070.1339 | 0 | 0 | 0 | 1 | 0 | 0 | 1.0077
517 | Lighting-Interior | Misc | Light Tube | Assembly | Turnover | CasTgsd517 | 1 | 0.48503 | 5988.024 | 0 | GSD | 10 | 1 | 1 | 1 | 1 | 1 | 1 | 1 | 1 | 1 | 1 | 1 | 1 | 359.2814 | 0 | 12883.9311 | 0 | 0 | 0 | 1 | 0 | 0 | 1
517 | Lighting-Interior | Misc | Light Tube | Assembly | New | CasNgsd517 | 1 | 0.48503 | 5988.024 | 0 | GSD | 10 | 1 | 1 | 1 | 1 | 1 | 1 | 1 | 1 | 1 | 1 | 1 | 1 | 359.2814 | 0 | 12883.9311 | 0 | 0 | 0 | 1 | 0 | 0 | 1
517 | Lighting-Interior | Misc | Light Tube | College and University | Turnover | CcoTgsd517 | 1 | 0.77586 | 8620.6897 | 0 | GSD | 10 | 1 | 1 | 1 | 1 | 1 | 1 | 1 | 1 | 1 | 1 | 1 | 1 | 517.2414 | 0 | 20636.1935 | 0 | 0 | 0 | 1 | 0 | 0 | 1
517 | Lighting-Interior | Misc | Light Tube | College and University | New | CcoNgsd517 | 1 | 0.77586 | 8620.6897 | 0 | GSD | 10 | 1 | 1 | 1 | 1 | 1 | 1 | 1 | 1 | 1 | 1 | 1 | 1 | 517.2414 | 0 | 20636.1935 | 0 | 0 | 0 | 1 | 0 | 0 | 1
517 | Lighting-Interior | Misc | Light Tube | Data Center | Turnover | CdaTgsd517 | 1 | 1.114 | 8771.9298 | 0 | GSD | 10 | 1 | 1 | 1 | 1 | 1 | 1 | 1 | 1 | 1 | 1 | 1 | 1 | 526.3158 | 0 | 18873.8289 | 0 | 0 | 0 | 1 | 0 | 0 | 1
517 | Lighting-Interior | Misc | Light Tube | Data Center | New | CdaNgsd517 | 1 | 1.114 | 8771.9298 | 0 | GSD | 10 | 1 | 1 | 1 | 1 | 1 | 1 | 1 | 1 | 1 | 1 | 1 | 1 | 526.3158 | 0 | 18873.8289 | 0 | 0 | 0 | 1 | 0 | 0 | 1
517 | Lighting-Interior | Misc | Light Tube | Grocery | Turnover | CgrTgsd517 | 1 | 0.44706 | 5882.3529 | 0 | GSD | 10 | 1 | 1 | 1 | 1 | 1 | 1 | 1 | 1 | 1 | 1 | 1 | 1 | 352.9412 | 0 | 12656.5676 | 0 | 0 | 0 | 1 | 0 | 0 | 1
517 | Lighting-Interior | Misc | Light Tube | Grocery | New | CgrNgsd517 | 1 | 0.44706 | 5882.3529 | 0 | GSD | 10 | 1 | 1 | 1 | 1 | 1 | 1 | 1 | 1 | 1 | 1 | 1 | 1 | 352.9412 | 0 | 12656.5676 | 0 | 0 | 0 | 1 | 0 | 0 | 1
517 | Lighting-Interior | Misc | Light Tube | Healthcare | Turnover | CheTgsd517 | 1 | 0.8255 | 6711.4094 | 0 | GSD | 10 | 1 | 1 | 1 | 1 | 1 | 1 | 1 | 1 | 1 | 1 | 1 | 1 | 402.6846 | 0 | 14440.3792 | 0 | 0 | 0 | 1 | 0 | 0 | 1
517 | Lighting-Interior | Misc | Light Tube | Healthcare | New | CheNgsd517 | 1 | 0.8255 | 6711.4094 | 0 | GSD | 10 | 1 | 1 | 1 | 1 | 1 | 1 | 1 | 1 | 1 | 1 | 1 | 1 | 402.6846 | 0 | 14440.3792 | 0 | 0 | 0 | 1 | 0 | 0 | 1
517 | Lighting-Interior | Misc | Light Tube | Hospitals | Turnover | ChoTgsd517 | 1 | 0.77586 | 8620.6897 | 0 | GSD | 10 | 1 | 1 | 1 | 1 | 1 | 1 | 1 | 1 | 1 | 1 | 1 | 1 | 517.2414 | 0 | 18548.4181 | 0 | 0 | 0 | 1 | 0 | 0 | 1
517 | Lighting-Interior | Misc | Light Tube | Hospitals | New | ChoNgsd517 | 1 | 0.77586 | 8620.6897 | 0 | GSD | 10 | 1 | 1 | 1 | 1 | 1 | 1 | 1 | 1 | 1 | 1 | 1 | 1 | 517.2414 | 0 | 18548.4181 | 0 | 0 | 0 | 1 | 0 | 0 | 1
517 | Lighting-Interior | Misc | Light Tube | Institutional | Turnover | CinTgsd517 | 1 | 1.3619 | 9523.8095 | 0 | GSD | 10 | 1 | 1 | 1 | 1 | 1 | 1 | 1 | 1 | 1 | 1 | 1 | 1 | 571.4286 | 0 | 27231.0406 | 0 | 0 | 0 | 1 | 0 | 0 | 1
517 | Lighting-Interior | Misc | Light Tube | Institutional | New | CinNgsd517 | 1 | 1.3619 | 9523.8095 | 0 | GSD | 10 | 1 | 1 | 1 | 1 | 1 | 1 | 1 | 1 | 1 | 1 | 1 | 1 | 571.4286 | 0 | 27231.0406 | 0 | 0 | 0 | 1 | 0 | 0 | 1
517 | Lighting-Interior | Misc | Light Tube | Lodging/Hospitality | Turnover | CloTgsd517 | 1 | 1.4146 | 12195.122 | 0 | GSD | 10 | 1 | 1 | 1 | 1 | 1 | 1 | 1 | 1 | 1 | 1 | 1 | 1 | 731.7073 | 0 | 26239.2256 | 0 | 0 | 0 | 1 | 0 | 0 | 1
517 | Lighting-Interior | Misc | Light Tube | Lodging/Hospitality | New | CloNgsd517 | 1 | 1.4146 | 12195.122 | 0 | GSD | 10 | 1 | 1 | 1 | 1 | 1 | 1 | 1 | 1 | 1 | 1 | 1 | 1 | 731.7073 | 0 | 26239.2256 | 0 | 0 | 0 | 1 | 0 | 0 | 1
517 | Lighting-Interior | Misc | Light Tube | Miscellaneous | Turnover | CmiTgsd517 | 1 | 1.114 | 8771.9298 | 0 | GSD | 10 | 1 | 1 | 1 | 1 | 1 | 1 | 1 | 1 | 1 | 1 | 1 | 1 | 526.3158 | 0 | 20064.9773 | 0 | 0 | 0 | 1 | 0 | 0 | 1
517 | Lighting-Interior | Misc | Light Tube | Miscellaneous | New | CmiNgsd517 | 1 | 1.114 | 8771.9298 | 0 | GSD | 10 | 1 | 1 | 1 | 1 | 1 | 1 | 1 | 1 | 1 | 1 | 1 | 1 | 526.3158 | 0 | 20064.9773 | 0 | 0 | 0 | 1 | 0 | 0 | 1
517 | Lighting-Interior | Misc | Light Tube | Offices | Turnover | CofTgsd517 | 1 | 1.114 | 8771.9298 | 0 | GSD | 10 | 1 | 1 | 1 | 1 | 1 | 1 | 1 | 1 | 1 | 1 | 1 | 1 | 526.3158 | 0 | 18873.8289 | 0 | 0 | 0 | 1 | 0 | 0 | 1
517 | Lighting-Interior | Misc | Light Tube | Offices | New | CofNgsd517 | 1 | 1.114 | 8771.9298 | 0 | GSD | 10 | 1 | 1 | 1 | 1 | 1 | 1 | 1 | 1 | 1 | 1 | 1 | 1 | 526.3158 | 0 | 18873.8289 | 0 | 0 | 0 | 1 | 0 | 0 | 1
517 | Lighting-Interior | Misc | Light Tube | Restaurants | Turnover | CreTgsd517 | 1 | 0.58 | 6666.6667 | 0 | GSD | 10 | 1 | 1 | 1 | 1 | 1 | 1 | 1 | 1 | 1 | 1 | 1 | 1 | 400 | 0 | 14344.11 | 0 | 0 | 0 | 1 | 0 | 0 | 1
517 | Lighting-Interior | Misc | Light Tube | Restaurants | New | CreNgsd517 | 1 | 0.58 | 6666.6667 | 0 | GSD | 10 | 1 | 1 | 1 | 1 | 1 | 1 | 1 | 1 | 1 | 1 | 1 | 1 | 400 | 0 | 14344.11 | 0 | 0 | 0 | 1 | 0 | 0 | 1
517 | Lighting-Interior | Misc | Light Tube | Retail | Turnover | CrtTgsd517 | 1 | 0.46429 | 5952.381 | 0 | GSD | 10 | 1 | 1 | 1 | 1 | 1 | 1 | 1 | 1 | 1 | 1 | 1 | 1 | 357.1429 | 0 | 12807.2411 | 0 | 0 | 0 | 1 | 0 | 0 | 1
517 | Lighting-Interior | Misc | Light Tube | Retail | New | CrtNgsd517 | 1 | 0.46429 | 5952.381 | 0 | GSD | 10 | 1 | 1 | 1 | 1 | 1 | 1 | 1 | 1 | 1 | 1 | 1 | 1 | 357.1429 | 0 | 12807.2411 | 0 | 0 | 0 | 1 | 0 | 0 | 1
517 | Lighting-Interior | Misc | Light Tube | Schools K-12 | Turnover | CscTgsd517 | 1 | 1.1226 | 9433.9623 | 0 | GSD | 10 | 1 | 1 | 1 | 1 | 1 | 1 | 1 | 1 | 1 | 1 | 1 | 1 | 566.0377 | 0 | 20298.2689 | 0 | 0 | 0 | 1 | 0 | 0 | 1
517 | Lighting-Interior | Misc | Light Tube | Schools K-12 | New | CscNgsd517 | 1 | 1.1226 | 9433.9623 | 0 | GSD | 10 | 1 | 1 | 1 | 1 | 1 | 1 | 1 | 1 | 1 | 1 | 1 | 1 | 566.0377 | 0 | 20298.2689 | 0 | 0 | 0 | 1 | 0 | 0 | 1
517 | Lighting-Interior | Misc | Light Tube | Warehouse | Turnover | CwaTgsd517 | 1 | 0.71429 | 5952.381 | 0 | GSD | 10 | 1 | 1 | 1 | 1 | 1 | 1 | 1 | 1 | 1 | 1 | 1 | 1 | 357.1429 | 0 | 20423.2804 | 0 | 0 | 0 | 1 | 0 | 0 | 1
517 | Lighting-Interior | Misc | Light Tube | Warehouse | New | CwaNgsd517 | 1 | 0.71429 | 5952.381 | 0 | GSD | 10 | 1 | 1 | 1 | 1 | 1 | 1 | 1 | 1 | 1 | 1 | 1 | 1 | 357.1429 | 0 | 20423.2804 | 0 | 0 | 0 | 1 | 0 | 0 | 1
601 | Motors | Belts | Efficient Motor Belts | Assembly | Turnover | CasTgsd601 | 1 | 0.43275 | 5847.9532 | 0 | GSD | 4 | 1 | 1 | 1 | 1 | 1 | 1 | 1 | 1 | 1 | 1 | 1 | 1 | 350.8772 | 0 | 5252.5721 | 0 | 0 | 0 | 1 | 0 | 0 | 1
601 | Motors | Belts | Efficient Motor Belts | Assembly | New | CasNgsd601 | 1 | 0.43275 | 5847.9532 | 0 | GSD | 4 | 1 | 1 | 1 | 1 | 1 | 1 | 1 | 1 | 1 | 1 | 1 | 1 | 350.8772 | 0 | 5252.5721 | 0 | 0 | 0 | 1 | 0 | 0 | 1
601 | Motors | Belts | Efficient Motor Belts | College and University | Turnover | CcoTgsd601 | 1 | 1.0099 | 9900.9901 | 0 | GSD | 4 | 1 | 1 | 1 | 1 | 1 | 1 | 1 | 1 | 1 | 1 | 1 | 1 | 594.0594 | 0 | 8892.9687 | 0 | 0 | 0 | 1 | 0 | 0 | 1
601 | Motors | Belts | Efficient Motor Belts | College and University | New | CcoNgsd601 | 1 | 1.0099 | 9900.9901 | 0 | GSD | 4 | 1 | 1 | 1 | 1 | 1 | 1 | 1 | 1 | 1 | 1 | 1 | 1 | 594.0594 | 0 | 8892.9687 | 0 | 0 | 0 | 1 | 0 | 0 | 1
601 | Motors | Belts | Efficient Motor Belts | Data Center | Turnover | CdaTgsd601 | 1 | 1.0631 | 9009.009 | 0 | GSD | 4 | 1 | 1 | 1 | 1 | 1 | 1 | 1 | 1 | 1 | 1 | 1 | 1 | 540.5405 | 0 | 8091.8003 | 0 | 0 | 0 | 1 | 0 | 0 | 1
601 | Motors | Belts | Efficient Motor Belts | Data Center | New | CdaNgsd601 | 1 | 1.0631 | 9009.009 | 0 | GSD | 4 | 1 | 1 | 1 | 1 | 1 | 1 | 1 | 1 | 1 | 1 | 1 | 1 | 540.5405 | 0 | 8091.8003 | 0 | 0 | 0 | 1 | 0 | 0 | 1
601 | Motors | Belts | Efficient Motor Belts | Grocery | Turnover | CgrTgsd601 | 1 | 0.6 | 7407.4074 | 0 | GSD | 4 | 1 | 1 | 1 | 1 | 1 | 1 | 1 | 1 | 1 | 1 | 1 | 1 | 444.4444 | 0 | 6653.2581 | 0 | 0 | 0 | 1 | 0 | 0 | 1
601 | Motors | Belts | Efficient Motor Belts | Grocery | New | CgrNgsd601 | 1 | 0.6 | 7407.4074 | 0 | GSD | 4 | 1 | 1 | 1 | 1 | 1 | 1 | 1 | 1 | 1 | 1 | 1 | 1 | 444.4444 | 0 | 6653.2581 | 0 | 0 | 0 | 1 | 0 | 0 | 1
601 | Motors | Belts | Efficient Motor Belts | Healthcare | Turnover | CheTgsd601 | 1 | 1.0347 | 6944.4444 | 0 | GSD | 4 | 1 | 1 | 1 | 1 | 1 | 1 | 1 | 1 | 1 | 1 | 1 | 1 | 416.6667 | 0 | 6237.4294 | 0 | 0 | 0 | 1 | 0 | 0 | 1
601 | Motors | Belts | Efficient Motor Belts | Healthcare | New | CheNgsd601 | 1 | 1.0347 | 6944.4444 | 0 | GSD | 4 | 1 | 1 | 1 | 1 | 1 | 1 | 1 | 1 | 1 | 1 | 1 | 1 | 416.6667 | 0 | 6237.4294 | 0 | 0 | 0 | 1 | 0 | 0 | 1
601 | Motors | Belts | Efficient Motor Belts | Hospitals | Turnover | ChoTgsd601 | 1 | 1.0099 | 9900.9901 | 0 | GSD | 4 | 1 | 1 | 1 | 1 | 1 | 1 | 1 | 1 | 1 | 1 | 1 | 1 | 594.0594 | 0 | 8892.9687 | 0 | 0 | 0 | 1 | 0 | 0 | 1
601 | Motors | Belts | Efficient Motor Belts | Hospitals | New | ChoNgsd601 | 1 | 1.0099 | 9900.9901 | 0 | GSD | 4 | 1 | 1 | 1 | 1 | 1 | 1 | 1 | 1 | 1 | 1 | 1 | 1 | 594.0594 | 0 | 8892.9687 | 0 | 0 | 0 | 1 | 0 | 0 | 1
601 | Motors | Belts | Efficient Motor Belts | Institutional | Turnover | CinTgsd601 | 1 | 1.0811 | 9009.009 | 0 | GSD | 4 | 1 | 1 | 1 | 1 | 1 | 1 | 1 | 1 | 1 | 1 | 1 | 1 | 540.5405 | 0 | 8091.8003 | 0 | 0 | 0 | 1 | 0 | 0 | 1
601 | Motors | Belts | Efficient Motor Belts | Institutional | New | CinNgsd601 | 1 | 1.0811 | 9009.009 | 0 | GSD | 4 | 1 | 1 | 1 | 1 | 1 | 1 | 1 | 1 | 1 | 1 | 1 | 1 | 540.5405 | 0 | 8091.8003 | 0 | 0 | 0 | 1 | 0 | 0 | 1
601 | Motors | Belts | Efficient Motor Belts | Lodging/Hospitality | Turnover | CloTgsd601 | 1 | 1.1682 | 9345.7944 | 0 | GSD | 4 | 1 | 1 | 1 | 1 | 1 | 1 | 1 | 1 | 1 | 1 | 1 | 1 | 560.7477 | 0 | 8394.2975 | 0 | 0 | 0 | 1 | 0 | 0 | 1
601 | Motors | Belts | Efficient Motor Belts | Lodging/Hospitality | New | CloNgsd601 | 1 | 1.1682 | 9345.7944 | 0 | GSD | 4 | 1 | 1 | 1 | 1 | 1 | 1 | 1 | 1 | 1 | 1 | 1 | 1 | 560.7477 | 0 | 8394.2975 | 0 | 0 | 0 | 1 | 0 | 0 | 1
601 | Motors | Belts | Efficient Motor Belts | Miscellaneous | Turnover | CmiTgsd601 | 1 | 1.0631 | 9009.009 | 0 | GSD | 4 | 1 | 1 | 1 | 1 | 1 | 1 | 1 | 1 | 1 | 1 | 1 | 1 | 540.5405 | 0 | 8091.8003 | 0 | 0 | 0 | 1 | 0 | 0 | 1
601 | Motors | Belts | Efficient Motor Belts | Miscellaneous | New | CmiNgsd601 | 1 | 1.0631 | 9009.009 | 0 | GSD | 4 | 1 | 1 | 1 | 1 | 1 | 1 | 1 | 1 | 1 | 1 | 1 | 1 | 540.5405 | 0 | 8091.8003 | 0 | 0 | 0 | 1 | 0 | 0 | 1
601 | Motors | Belts | Efficient Motor Belts | Offices | Turnover | CofTgsd601 | 1 | 1.0631 | 9009.009 | 0 | GSD | 4 | 1 | 1 | 1 | 1 | 1 | 1 | 1 | 1 | 1 | 1 | 1 | 1 | 540.5405 | 0 | 8091.8003 | 0 | 0 | 0 | 1 | 0 | 0 | 1
601 | Motors | Belts | Efficient Motor Belts | Offices | New | CofNgsd601 | 1 | 1.0631 | 9009.009 | 0 | GSD | 4 | 1 | 1 | 1 | 1 | 1 | 1 | 1 | 1 | 1 | 1 | 1 | 1 | 540.5405 | 0 | 8091.8003 | 0 | 0 | 0 | 1 | 0 | 0 | 1
601 | Motors | Belts | Efficient Motor Belts | Restaurants | Turnover | CreTgsd601 | 1 | 0.37313 | 7462.6866 | 0 | GSD | 4 | 1 | 1 | 1 | 1 | 1 | 1 | 1 | 1 | 1 | 1 | 1 | 1 | 447.7612 | 0 | 6702.9092 | 0 | 0 | 0 | 1 | 0 | 0 | 1
601 | Motors | Belts | Efficient Motor Belts | Restaurants | New | CreNgsd601 | 1 | 0.37313 | 7462.6866 | 0 | GSD | 4 | 1 | 1 | 1 | 1 | 1 | 1 | 1 | 1 | 1 | 1 | 1 | 1 | 447.7612 | 0 | 6702.9092 | 0 | 0 | 0 | 1 | 0 | 0 | 1
601 | Motors | Belts | Efficient Motor Belts | Retail | Turnover | CrtTgsd601 | 1 | 0.55245 | 6993.007 | 0 | GSD | 4 | 1 | 1 | 1 | 1 | 1 | 1 | 1 | 1 | 1 | 1 | 1 | 1 | 419.5804 | 0 | 6281.0478 | 0 | 0 | 0 | 1 | 0 | 0 | 1
601 | Motors | Belts | Efficient Motor Belts | Retail | New | CrtNgsd601 | 1 | 0.55245 | 6993.007 | 0 | GSD | 4 | 1 | 1 | 1 | 1 | 1 | 1 | 1 | 1 | 1 | 1 | 1 | 1 | 419.5804 | 0 | 6281.0478 | 0 | 0 | 0 | 1 | 0 | 0 | 1
601 | Motors | Belts | Efficient Motor Belts | Schools K-12 | Turnover | CscTgsd601 | 1 | 1.0388 | 9708.7379 | 0 | GSD | 4 | 1 | 1 | 1 | 1 | 1 | 1 | 1 | 1 | 1 | 1 | 1 | 1 | 582.5243 | 0 | 8720.2897 | 0 | 0 | 0 | 1 | 0 | 0 | 1
601 | Motors | Belts | Efficient Motor Belts | Schools K-12 | New | CscNgsd601 | 1 | 1.0388 | 9708.7379 | 0 | GSD | 4 | 1 | 1 | 1 | 1 | 1 | 1 | 1 | 1 | 1 | 1 | 1 | 1 | 582.5243 | 0 | 8720.2897 | 0 | 0 | 0 | 1 | 0 | 0 | 1
601 | Motors | Belts | Efficient Motor Belts | Warehouse | Turnover | CwaTgsd601 | 1 | 0.72549 | 6535.9477 | 0 | GSD | 4 | 1 | 1 | 1 | 1 | 1 | 1 | 1 | 1 | 1 | 1 | 1 | 1 | 392.1569 | 0 | 5870.5218 | 0 | 0 | 0 | 1 | 0 | 0 | 1
601 | Motors | Belts | Efficient Motor Belts | Warehouse | New | CwaNgsd601 | 1 | 0.72549 | 6535.9477 | 0 | GSD | 4 | 1 | 1 | 1 | 1 | 1 | 1 | 1 | 1 | 1 | 1 | 1 | 1 | 392.1569 | 0 | 5870.5218 | 0 | 0 | 0 | 1 | 0 | 0 | 1
602 | Motors | Controls | CO Sensors for Parking Garage Exhaust | Assembly | Existing | CasEgsd602 | 1 | 0.43275 | 5847.9532 | 0 | GSD | 5 | 1 | 1 | 1 | 1 | 1 | 1 | 1 | 1 | 1 | 1 | 1 | 1 | 350.8772 | 0 | 3003.5242 | 0 | 0 | 0 | 1 | 0 | 0 | 1
602 | Motors | Controls | CO Sensors for Parking Garage Exhaust | Assembly | New | CasNgsd602 | 1 | 0.43275 | 5847.9532 | 0 | GSD | 5 | 1 | 1 | 1 | 1 | 1 | 1 | 1 | 1 | 1 | 1 | 1 | 1 | 350.8772 | 0 | 3003.5242 | 0 | 0 | 0 | 1 | 0 | 0 | 1
602 | Motors | Controls | CO Sensors for Parking Garage Exhaust | College and University | Existing | CcoEgsd602 | 1 | 1.0099 | 9900.9901 | 0 | GSD | 5 | 1 | 1 | 1 | 1 | 1 | 1 | 1 | 1 | 1 | 1 | 1 | 1 | 594.0594 | 0 | 5085.1746 | 0 | 0 | 0 | 1 | 0 | 0 | 1
602 | Motors | Controls | CO Sensors for Parking Garage Exhaust | College and University | New | CcoNgsd602 | 1 | 1.0099 | 9900.9901 | 0 | GSD | 5 | 1 | 1 | 1 | 1 | 1 | 1 | 1 | 1 | 1 | 1 | 1 | 1 | 594.0594 | 0 | 5085.1746 | 0 | 0 | 0 | 1 | 0 | 0 | 1
602 | Motors | Controls | CO Sensors for Parking Garage Exhaust | Data Center | Existing | CdaEgsd602 | 1 | 1.0631 | 9009.009 | 0 | GSD | 5 | 1 | 1 | 1 | 1 | 1 | 1 | 1 | 1 | 1 | 1 | 1 | 1 | 540.5405 | 0 | 4627.0507 | 0 | 0 | 0 | 1 | 0 | 0 | 1
602 | Motors | Controls | CO Sensors for Parking Garage Exhaust | Data Center | New | CdaNgsd602 | 1 | 1.0631 | 9009.009 | 0 | GSD | 5 | 1 | 1 | 1 | 1 | 1 | 1 | 1 | 1 | 1 | 1 | 1 | 1 | 540.5405 | 0 | 4627.0507 | 0 | 0 | 0 | 1 | 0 | 0 | 1
602 | Motors | Controls | CO Sensors for Parking Garage Exhaust | Grocery | Existing | CgrEgsd602 | 1 | 0.6 | 7407.4074 | 0 | GSD | 5 | 1 | 1 | 1 | 1 | 1 | 1 | 1 | 1 | 1 | 1 | 1 | 1 | 444.4444 | 0 | 3804.4639 | 0 | 0 | 0 | 1 | 0 | 0 | 1
602 | Motors | Controls | CO Sensors for Parking Garage Exhaust | Grocery | New | CgrNgsd602 | 1 | 0.6 | 7407.4074 | 0 | GSD | 5 | 1 | 1 | 1 | 1 | 1 | 1 | 1 | 1 | 1 | 1 | 1 | 1 | 444.4444 | 0 | 3804.4639 | 0 | 0 | 0 | 1 | 0 | 0 | 1
602 | Motors | Controls | CO Sensors for Parking Garage Exhaust | Healthcare | Existing | CheEgsd602 | 1 | 1.0347 | 6944.4444 | 0 | GSD | 5 | 1 | 1 | 1 | 1 | 1 | 1 | 1 | 1 | 1 | 1 | 1 | 1 | 416.6667 | 0 | 3566.685 | 0 | 0 | 0 | 1 | 0 | 0 | 1
602 | Motors | Controls | CO Sensors for Parking Garage Exhaust | Healthcare | New | CheNgsd602 | 1 | 1.0347 | 6944.4444 | 0 | GSD | 5 | 1 | 1 | 1 | 1 | 1 | 1 | 1 | 1 | 1 | 1 | 1 | 1 | 416.6667 | 0 | 3566.685 | 0 | 0 | 0 | 1 | 0 | 0 | 1
602 | Motors | Controls | CO Sensors for Parking Garage Exhaust | Hospitals | Existing | ChoEgsd602 | 1 | 1.0099 | 9900.9901 | 0 | GSD | 5 | 1 | 1 | 1 | 1 | 1 | 1 | 1 | 1 | 1 | 1 | 1 | 1 | 594.0594 | 0 | 5085.1746 | 0 | 0 | 0 | 1 | 0 | 0 | 1
602 | Motors | Controls | CO Sensors for Parking Garage Exhaust | Hospitals | New | ChoNgsd602 | 1 | 1.0099 | 9900.9901 | 0 | GSD | 5 | 1 | 1 | 1 | 1 | 1 | 1 | 1 | 1 | 1 | 1 | 1 | 1 | 594.0594 | 0 | 5085.1746 | 0 | 0 | 0 | 1 | 0 | 0 | 1
602 | Motors | Controls | CO Sensors for Parking Garage Exhaust | Institutional | Existing | CinEgsd602 | 1 | 1.0811 | 9009.009 | 0 | GSD | 5 | 1 | 1 | 1 | 1 | 1 | 1 | 1 | 1 | 1 | 1 | 1 | 1 | 540.5405 | 0 | 4627.0507 | 0 | 0 | 0 | 1 | 0 | 0 | 1
602 | Motors | Controls | CO Sensors for Parking Garage Exhaust | Institutional | New | CinNgsd602 | 1 | 1.0811 | 9009.009 | 0 | GSD | 5 | 1 | 1 | 1 | 1 | 1 | 1 | 1 | 1 | 1 | 1 | 1 | 1 | 540.5405 | 0 | 4627.0507 | 0 | 0 | 0 | 1 | 0 | 0 | 1
602 | Motors | Controls | CO Sensors for Parking Garage Exhaust | Lodging/Hospitality | Existing | CloEgsd602 | 1 | 1.1682 | 9345.7944 | 0 | GSD | 5 | 1 | 1 | 1 | 1 | 1 | 1 | 1 | 1 | 1 | 1 | 1 | 1 | 560.7477 | 0 | 4800.0246 | 0 | 0 | 0 | 1 | 0 | 0 | 1
602 | Motors | Controls | CO Sensors for Parking Garage Exhaust | Lodging/Hospitality | New | CloNgsd602 | 1 | 1.1682 | 9345.7944 | 0 | GSD | 5 | 1 | 1 | 1 | 1 | 1 | 1 | 1 | 1 | 1 | 1 | 1 | 1 | 560.7477 | 0 | 4800.0246 | 0 | 0 | 0 | 1 | 0 | 0 | 1
602 | Motors | Controls | CO Sensors for Parking Garage Exhaust | Miscellaneous | Existing | CmiEgsd602 | 1 | 1.0631 | 9009.009 | 0 | GSD | 5 | 1 | 1 | 1 | 1 | 1 | 1 | 1 | 1 | 1 | 1 | 1 | 1 | 540.5405 | 0 | 4627.0507 | 0 | 0 | 0 | 1 | 0 | 0 | 1
602 | Motors | Controls | CO Sensors for Parking Garage Exhaust | Miscellaneous | New | CmiNgsd602 | 1 | 1.0631 | 9009.009 | 0 | GSD | 5 | 1 | 1 | 1 | 1 | 1 | 1 | 1 | 1 | 1 | 1 | 1 | 1 | 540.5405 | 0 | 4627.0507 | 0 | 0 | 0 | 1 | 0 | 0 | 1
602 | Motors | Controls | CO Sensors for Parking Garage Exhaust | Offices | Existing | CofEgsd602 | 1 | 1.0631 | 9009.009 | 0 | GSD | 5 | 1 | 1 | 1 | 1 | 1 | 1 | 1 | 1 | 1 | 1 | 1 | 1 | 540.5405 | 0 | 4627.0507 | 0 | 0 | 0 | 1 | 0 | 0 | 1
602 | Motors | Controls | CO Sensors for Parking Garage Exhaust | Offices | New | CofNgsd602 | 1 | 1.0631 | 9009.009 | 0 | GSD | 5 | 1 | 1 | 1 | 1 | 1 | 1 | 1 | 1 | 1 | 1 | 1 | 1 | 540.5405 | 0 | 4627.0507 | 0 | 0 | 0 | 1 | 0 | 0 | 1
602 | Motors | Controls | CO Sensors for Parking Garage Exhaust | Restaurants | Existing | CreEgsd602 | 1 | 0.37313 | 7462.6866 | 0 | GSD | 5 | 1 | 1 | 1 | 1 | 1 | 1 | 1 | 1 | 1 | 1 | 1 | 1 | 447.7612 | 0 | 3832.8555 | 0 | 0 | 0 | 1 | 0 | 0 | 1
602 | Motors | Controls | CO Sensors for Parking Garage Exhaust | Restaurants | New | CreNgsd602 | 1 | 0.37313 | 7462.6866 | 0 | GSD | 5 | 1 | 1 | 1 | 1 | 1 | 1 | 1 | 1 | 1 | 1 | 1 | 1 | 447.7612 | 0 | 3832.8555 | 0 | 0 | 0 | 1 | 0 | 0 | 1
602 | Motors | Controls | CO Sensors for Parking Garage Exhaust | Retail | Existing | CrtEgsd602 | 1 | 0.55245 | 6993.007 | 0 | GSD | 5 | 1 | 1 | 1 | 1 | 1 | 1 | 1 | 1 | 1 | 1 | 1 | 1 | 419.5804 | 0 | 3591.6268 | 0 | 0 | 0 | 1 | 0 | 0 | 1
602 | Motors | Controls | CO Sensors for Parking Garage Exhaust | Retail | New | CrtNgsd602 | 1 | 0.55245 | 6993.007 | 0 | GSD | 5 | 1 | 1 | 1 | 1 | 1 | 1 | 1 | 1 | 1 | 1 | 1 | 1 | 419.5804 | 0 | 3591.6268 | 0 | 0 | 0 | 1 | 0 | 0 | 1
602 | Motors | Controls | CO Sensors for Parking Garage Exhaust | Schools K-12 | Existing | CscEgsd602 | 1 | 1.0388 | 9708.7379 | 0 | GSD | 5 | 1 | 1 | 1 | 1 | 1 | 1 | 1 | 1 | 1 | 1 | 1 | 1 | 582.5243 | 0 | 4986.4333 | 0 | 0 | 0 | 1 | 0 | 0 | 1
602 | Motors | Controls | CO Sensors for Parking Garage Exhaust | Schools K-12 | New | CscNgsd602 | 1 | 1.0388 | 9708.7379 | 0 | GSD | 5 | 1 | 1 | 1 | 1 | 1 | 1 | 1 | 1 | 1 | 1 | 1 | 1 | 582.5243 | 0 | 4986.4333 | 0 | 0 | 0 | 1 | 0 | 0 | 1
602 | Motors | Controls | CO Sensors for Parking Garage Exhaust | Warehouse | Existing | CwaEgsd602 | 1 | 0.72549 | 6535.9477 | 0 | GSD | 5 | 1 | 1 | 1 | 1 | 1 | 1 | 1 | 1 | 1 | 1 | 1 | 1 | 392.1569 | 0 | 3356.88 | 0 | 0 | 0 | 1 | 0 | 0 | 1
602 | Motors | Controls | CO Sensors for Parking Garage Exhaust | Warehouse | New | CwaNgsd602 | 1 | 0.72549 | 6535.9477 | 0 | GSD | 5 | 1 | 1 | 1 | 1 | 1 | 1 | 1 | 1 | 1 | 1 | 1 | 1 | 392.1569 | 0 | 3356.88 | 0 | 0 | 0 | 1 | 0 | 0 | 1
603 | Motors | Controls | Escalator Motor Efficiency Controller | Assembly | Existing | CasEgsd603 | 1 | 0.43275 | 5847.9532 | 0 | GSD | 15 | 1 | 1 | 1 | 1 | 1 | 1 | 1 | 1 | 1 | 1 | 1 | 1 | 350.8772 | 0 | 1635.8674 | 0 | 0 | 0 | 1 | 0 | 0 | 1
603 | Motors | Controls | Escalator Motor Efficiency Controller | Assembly | New | CasNgsd603 | 1 | 0.43275 | 5847.9532 | 0 | GSD | 15 | 1 | 1 | 1 | 1 | 1 | 1 | 1 | 1 | 1 | 1 | 1 | 1 | 350.8772 | 0 | 1635.8674 | 0 | 0 | 0 | 1 | 0 | 0 | 1
603 | Motors | Controls | Escalator Motor Efficiency Controller | College and University | Existing | CcoEgsd603 | 1 | 1.0099 | 9900.9901 | 0 | GSD | 15 | 1 | 1 | 1 | 1 | 1 | 1 | 1 | 1 | 1 | 1 | 1 | 1 | 594.0594 | 0 | 2769.637 | 0 | 0 | 0 | 1 | 0 | 0 | 1
603 | Motors | Controls | Escalator Motor Efficiency Controller | College and University | New | CcoNgsd603 | 1 | 1.0099 | 9900.9901 | 0 | GSD | 15 | 1 | 1 | 1 | 1 | 1 | 1 | 1 | 1 | 1 | 1 | 1 | 1 | 594.0594 | 0 | 2769.637 | 0 | 0 | 0 | 1 | 0 | 0 | 1
603 | Motors | Controls | Escalator Motor Efficiency Controller | Data Center | Existing | CdaEgsd603 | 1 | 1.0631 | 9009.009 | 0 | GSD | 15 | 1 | 1 | 1 | 1 | 1 | 1 | 1 | 1 | 1 | 1 | 1 | 1 | 540.5405 | 0 | 2520.1201 | 0 | 0 | 0 | 1 | 0 | 0 | 1
603 | Motors | Controls | Escalator Motor Efficiency Controller | Data Center | New | CdaNgsd603 | 1 | 1.0631 | 9009.009 | 0 | GSD | 15 | 1 | 1 | 1 | 1 | 1 | 1 | 1 | 1 | 1 | 1 | 1 | 1 | 540.5405 | 0 | 2520.1201 | 0 | 0 | 0 | 1 | 0 | 0 | 1
603 | Motors | Controls | Escalator Motor Efficiency Controller | Grocery | Existing | CgrEgsd603 | 1 | 0.6 | 7407.4074 | 0 | GSD | 15 | 1 | 1 | 1 | 1 | 1 | 1 | 1 | 1 | 1 | 1 | 1 | 1 | 444.4444 | 0 | 2072.0988 | 0 | 0 | 0 | 1 | 0 | 0 | 1
603 | Motors | Controls | Escalator Motor Efficiency Controller | Grocery | New | CgrNgsd603 | 1 | 0.6 | 7407.4074 | 0 | GSD | 15 | 1 | 1 | 1 | 1 | 1 | 1 | 1 | 1 | 1 | 1 | 1 | 1 | 444.4444 | 0 | 2072.0988 | 0 | 0 | 0 | 1 | 0 | 0 | 1
603 | Motors | Controls | Escalator Motor Efficiency Controller | Healthcare | Existing | CheEgsd603 | 1 | 1.0347 | 6944.4444 | 0 | GSD | 15 | 1 | 1 | 1 | 1 | 1 | 1 | 1 | 1 | 1 | 1 | 1 | 1 | 416.6667 | 0 | 1942.5926 | 0 | 0 | 0 | 1 | 0 | 0 | 1
603 | Motors | Controls | Escalator Motor Efficiency Controller | Healthcare | New | CheNgsd603 | 1 | 1.0347 | 6944.4444 | 0 | GSD | 15 | 1 | 1 | 1 | 1 | 1 | 1 | 1 | 1 | 1 | 1 | 1 | 1 | 416.6667 | 0 | 1942.5926 | 0 | 0 | 0 | 1 | 0 | 0 | 1
603 | Motors | Controls | Escalator Motor Efficiency Controller | Hospitals | Existing | ChoEgsd603 | 1 | 1.0099 | 9900.9901 | 0 | GSD | 15 | 1 | 1 | 1 | 1 | 1 | 1 | 1 | 1 | 1 | 1 | 1 | 1 | 594.0594 | 0 | 2769.637 | 0 | 0 | 0 | 1 | 0 | 0 | 1
603 | Motors | Controls | Escalator Motor Efficiency Controller | Hospitals | New | ChoNgsd603 | 1 | 1.0099 | 9900.9901 | 0 | GSD | 15 | 1 | 1 | 1 | 1 | 1 | 1 | 1 | 1 | 1 | 1 | 1 | 1 | 594.0594 | 0 | 2769.637 | 0 | 0 | 0 | 1 | 0 | 0 | 1
603 | Motors | Controls | Escalator Motor Efficiency Controller | Institutional | Existing | CinEgsd603 | 1 | 1.0811 | 9009.009 | 0 | GSD | 15 | 1 | 1 | 1 | 1 | 1 | 1 | 1 | 1 | 1 | 1 | 1 | 1 | 540.5405 | 0 | 2520.1201 | 0 | 0 | 0 | 1 | 0 | 0 | 1
603 | Motors | Controls | Escalator Motor Efficiency Controller | Institutional | New | CinNgsd603 | 1 | 1.0811 | 9009.009 | 0 | GSD | 15 | 1 | 1 | 1 | 1 | 1 | 1 | 1 | 1 | 1 | 1 | 1 | 1 | 540.5405 | 0 | 2520.1201 | 0 | 0 | 0 | 1 | 0 | 0 | 1
603 | Motors | Controls | Escalator Motor Efficiency Controller | Lodging/Hospitality | Existing | CloEgsd603 | 1 | 1.1682 | 9345.7944 | 0 | GSD | 15 | 1 | 1 | 1 | 1 | 1 | 1 | 1 | 1 | 1 | 1 | 1 | 1 | 560.7477 | 0 | 2614.3302 | 0 | 0 | 0 | 1 | 0 | 0 | 1
603 | Motors | Controls | Escalator Motor Efficiency Controller | Lodging/Hospitality | New | CloNgsd603 | 1 | 1.1682 | 9345.7944 | 0 | GSD | 15 | 1 | 1 | 1 | 1 | 1 | 1 | 1 | 1 | 1 | 1 | 1 | 1 | 560.7477 | 0 | 2614.3302 | 0 | 0 | 0 | 1 | 0 | 0 | 1
603 | Motors | Controls | Escalator Motor Efficiency Controller | Miscellaneous | Existing | CmiEgsd603 | 1 | 1.0631 | 9009.009 | 0 | GSD | 15 | 1 | 1 | 1 | 1 | 1 | 1 | 1 | 1 | 1 | 1 | 1 | 1 | 540.5405 | 0 | 2520.1201 | 0 | 0 | 0 | 1 | 0 | 0 | 1
603 | Motors | Controls | Escalator Motor Efficiency Controller | Miscellaneous | New | CmiNgsd603 | 1 | 1.0631 | 9009.009 | 0 | GSD | 15 | 1 | 1 | 1 | 1 | 1 | 1 | 1 | 1 | 1 | 1 | 1 | 1 | 540.5405 | 0 | 2520.1201 | 0 | 0 | 0 | 1 | 0 | 0 | 1
603 | Motors | Controls | Escalator Motor Efficiency Controller | Offices | Existing | CofEgsd603 | 1 | 1.0631 | 9009.009 | 0 | GSD | 15 | 1 | 1 | 1 | 1 | 1 | 1 | 1 | 1 | 1 | 1 | 1 | 1 | 540.5405 | 0 | 2520.1201 | 0 | 0 | 0 | 1 | 0 | 0 | 1
603 | Motors | Controls | Escalator Motor Efficiency Controller | Offices | New | CofNgsd603 | 1 | 1.0631 | 9009.009 | 0 | GSD | 15 | 1 | 1 | 1 | 1 | 1 | 1 | 1 | 1 | 1 | 1 | 1 | 1 | 540.5405 | 0 | 2520.1201 | 0 | 0 | 0 | 1 | 0 | 0 | 1
603 | Motors | Controls | Escalator Motor Efficiency Controller | Restaurants | Existing | CreEgsd603 | 1 | 0.37313 | 7462.6866 | 0 | GSD | 15 | 1 | 1 | 1 | 1 | 1 | 1 | 1 | 1 | 1 | 1 | 1 | 1 | 447.7612 | 0 | 2087.5622 | 0 | 0 | 0 | 1 | 0 | 0 | 1
603 | Motors | Controls | Escalator Motor Efficiency Controller | Restaurants | New | CreNgsd603 | 1 | 0.37313 | 7462.6866 | 0 | GSD | 15 | 1 | 1 | 1 | 1 | 1 | 1 | 1 | 1 | 1 | 1 | 1 | 1 | 447.7612 | 0 | 2087.5622 | 0 | 0 | 0 | 1 | 0 | 0 | 1
603 | Motors | Controls | Escalator Motor Efficiency Controller | Retail | Existing | CrtEgsd603 | 1 | 0.55245 | 6993.007 | 0 | GSD | 15 | 1 | 1 | 1 | 1 | 1 | 1 | 1 | 1 | 1 | 1 | 1 | 1 | 419.5804 | 0 | 1956.1772 | 0 | 0 | 0 | 1 | 0 | 0 | 1
603 | Motors | Controls | Escalator Motor Efficiency Controller | Retail | New | CrtNgsd603 | 1 | 0.55245 | 6993.007 | 0 | GSD | 15 | 1 | 1 | 1 | 1 | 1 | 1 | 1 | 1 | 1 | 1 | 1 | 1 | 419.5804 | 0 | 1956.1772 | 0 | 0 | 0 | 1 | 0 | 0 | 1
603 | Motors | Controls | Escalator Motor Efficiency Controller | Schools K-12 | Existing | CscEgsd603 | 1 | 1.0388 | 9708.7379 | 0 | GSD | 15 | 1 | 1 | 1 | 1 | 1 | 1 | 1 | 1 | 1 | 1 | 1 | 1 | 582.5243 | 0 | 2715.8576 | 0 | 0 | 0 | 1 | 0 | 0 | 1
603 | Motors | Controls | Escalator Motor Efficiency Controller | Schools K-12 | New | CscNgsd603 | 1 | 1.0388 | 9708.7379 | 0 | GSD | 15 | 1 | 1 | 1 | 1 | 1 | 1 | 1 | 1 | 1 | 1 | 1 | 1 | 582.5243 | 0 | 2715.8576 | 0 | 0 | 0 | 1 | 0 | 0 | 1
603 | Motors | Controls | Escalator Motor Efficiency Controller | Warehouse | Existing | CwaEgsd603 | 1 | 0.72549 | 6535.9477 | 0 | GSD | 15 | 1 | 1 | 1 | 1 | 1 | 1 | 1 | 1 | 1 | 1 | 1 | 1 | 392.1569 | 0 | 1828.3224 | 0 | 0 | 0 | 1 | 0 | 0 | 1
603 | Motors | Controls | Escalator Motor Efficiency Controller | Warehouse | New | CwaNgsd603 | 1 | 0.72549 | 6535.9477 | 0 | GSD | 15 | 1 | 1 | 1 | 1 | 1 | 1 | 1 | 1 | 1 | 1 | 1 | 1 | 392.1569 | 0 | 1828.3224 | 0 | 0 | 0 | 1 | 0 | 0 | 1
604 | Motors | Fans | 1.5HP Open Drip-Proof(ODP) Motor | Assembly | Turnover | CasTgsd604 | 1 | 1 | 8620.6897 | 0 | GSD | 15 | 1 | 1 | 1 | 1 | 1 | 1 | 1 | 1 | 1 | 1 | 1 | 1 | 517.2414 | 0 | 244433.3022 | 0 | 0 | 0 | 1 | 0 | 0 | 1
604 | Motors | Fans | 1.5HP Open Drip-Proof(ODP) Motor | Assembly | New | CasNgsd604 | 1 | 1 | 8620.6897 | 0 | GSD | 15 | 1 | 1 | 1 | 1 | 1 | 1 | 1 | 1 | 1 | 1 | 1 | 1 | 517.2414 | 0 | 244433.3022 | 0 | 0 | 0 | 1 | 0 | 0 | 1
604 | Motors | Fans | 1.5HP Open Drip-Proof(ODP) Motor | College and University | Turnover | CcoTgsd604 | 1 | 1 | 8620.6897 | 0 | GSD | 15 | 1 | 1 | 1 | 1 | 1 | 1 | 1 | 1 | 1 | 1 | 1 | 1 | 517.2414 | 0 | 244433.3022 | 0 | 0 | 0 | 1 | 0 | 0 | 1
604 | Motors | Fans | 1.5HP Open Drip-Proof(ODP) Motor | College and University | New | CcoNgsd604 | 1 | 1 | 8620.6897 | 0 | GSD | 15 | 1 | 1 | 1 | 1 | 1 | 1 | 1 | 1 | 1 | 1 | 1 | 1 | 517.2414 | 0 | 244433.3022 | 0 | 0 | 0 | 1 | 0 | 0 | 1
604 | Motors | Fans | 1.5HP Open Drip-Proof(ODP) Motor | Data Center | Turnover | CdaTgsd604 | 1 | 0.71038 | 5464.4809 | 0 | GSD | 15 | 1 | 1 | 1 | 1 | 1 | 1 | 1 | 1 | 1 | 1 | 1 | 1 | 327.8689 | 0 | 154941.3282 | 0 | 0 | 0 | 1 | 0 | 0 | 1
604 | Motors | Fans | 1.5HP Open Drip-Proof(ODP) Motor | Data Center | New | CdaNgsd604 | 1 | 0.71038 | 5464.4809 | 0 | GSD | 15 | 1 | 1 | 1 | 1 | 1 | 1 | 1 | 1 | 1 | 1 | 1 | 1 | 327.8689 | 0 | 154941.3282 | 0 | 0 | 0 | 1 | 0 | 0 | 1
604 | Motors | Fans | 1.5HP Open Drip-Proof(ODP) Motor | Grocery | Turnover | CgrTgsd604 | 1 | 0.53409 | 5681.8182 | 0 | GSD | 15 | 1 | 1 | 1 | 1 | 1 | 1 | 1 | 1 | 1 | 1 | 1 | 1 | 340.9091 | 0 | 161103.7673 | 0 | 0 | 0 | 1 | 0 | 0 | 1
604 | Motors | Fans | 1.5HP Open Drip-Proof(ODP) Motor | Grocery | New | CgrNgsd604 | 1 | 0.53409 | 5681.8182 | 0 | GSD | 15 | 1 | 1 | 1 | 1 | 1 | 1 | 1 | 1 | 1 | 1 | 1 | 1 | 340.9091 | 0 | 161103.7673 | 0 | 0 | 0 | 1 | 0 | 0 | 1
604 | Motors | Fans | 1.5HP Open Drip-Proof(ODP) Motor | Healthcare | Turnover | CheTgsd604 | 1 | 0.87755 | 6802.7211 | 0 | GSD | 15 | 1 | 1 | 1 | 1 | 1 | 1 | 1 | 1 | 1 | 1 | 1 | 1 | 408.1633 | 0 | 192886.1432 | 0 | 0 | 0 | 1 | 0 | 0 | 1
604 | Motors | Fans | 1.5HP Open Drip-Proof(ODP) Motor | Healthcare | New | CheNgsd604 | 1 | 0.87755 | 6802.7211 | 0 | GSD | 15 | 1 | 1 | 1 | 1 | 1 | 1 | 1 | 1 | 1 | 1 | 1 | 1 | 408.1633 | 0 | 192886.1432 | 0 | 0 | 0 | 1 | 0 | 0 | 1
604 | Motors | Fans | 1.5HP Open Drip-Proof(ODP) Motor | Hospitals | Turnover | ChoTgsd604 | 1 | 1 | 8620.6897 | 0 | GSD | 15 | 1 | 1 | 1 | 1 | 1 | 1 | 1 | 1 | 1 | 1 | 1 | 1 | 517.2414 | 0 | 244433.3022 | 0 | 0 | 0 | 1 | 0 | 0 | 1
604 | Motors | Fans | 1.5HP Open Drip-Proof(ODP) Motor | Hospitals | New | ChoNgsd604 | 1 | 1 | 8620.6897 | 0 | GSD | 15 | 1 | 1 | 1 | 1 | 1 | 1 | 1 | 1 | 1 | 1 | 1 | 1 | 517.2414 | 0 | 244433.3022 | 0 | 0 | 0 | 1 | 0 | 0 | 1
604 | Motors | Fans | 1.5HP Open Drip-Proof(ODP) Motor | Institutional | Turnover | CinTgsd604 | 1 | 0.78049 | 6097.561 | 0 | GSD | 15 | 1 | 1 | 1 | 1 | 1 | 1 | 1 | 1 | 1 | 1 | 1 | 1 | 365.8537 | 0 | 172891.8479 | 0 | 0 | 0 | 1 | 0 | 0 | 1
604 | Motors | Fans | 1.5HP Open Drip-Proof(ODP) Motor | Institutional | New | CinNgsd604 | 1 | 0.78049 | 6097.561 | 0 | GSD | 15 | 1 | 1 | 1 | 1 | 1 | 1 | 1 | 1 | 1 | 1 | 1 | 1 | 365.8537 | 0 | 172891.8479 | 0 | 0 | 0 | 1 | 0 | 0 | 1
604 | Motors | Fans | 1.5HP Open Drip-Proof(ODP) Motor | Lodging/Hospitality | Turnover | CloTgsd604 | 1 | 0.8209 | 7462.6866 | 0 | GSD | 15 | 1 | 1 | 1 | 1 | 1 | 1 | 1 | 1 | 1 | 1 | 1 | 1 | 447.7612 | 0 | 211598.978 | 0 | 0 | 0 | 1 | 0 | 0 | 1
604 | Motors | Fans | 1.5HP Open Drip-Proof(ODP) Motor | Lodging/Hospitality | New | CloNgsd604 | 1 | 0.8209 | 7462.6866 | 0 | GSD | 15 | 1 | 1 | 1 | 1 | 1 | 1 | 1 | 1 | 1 | 1 | 1 | 1 | 447.7612 | 0 | 211598.978 | 0 | 0 | 0 | 1 | 0 | 0 | 1
604 | Motors | Fans | 1.5HP Open Drip-Proof(ODP) Motor | Miscellaneous | Turnover | CmiTgsd604 | 1 | 0.71038 | 5464.4809 | 0 | GSD | 15 | 1 | 1 | 1 | 1 | 1 | 1 | 1 | 1 | 1 | 1 | 1 | 1 | 327.8689 | 0 | 154941.3282 | 0 | 0 | 0 | 1 | 0 | 0 | 1
604 | Motors | Fans | 1.5HP Open Drip-Proof(ODP) Motor | Miscellaneous | New | CmiNgsd604 | 1 | 0.71038 | 5464.4809 | 0 | GSD | 15 | 1 | 1 | 1 | 1 | 1 | 1 | 1 | 1 | 1 | 1 | 1 | 1 | 327.8689 | 0 | 154941.3282 | 0 | 0 | 0 | 1 | 0 | 0 | 1
604 | Motors | Fans | 1.5HP Open Drip-Proof(ODP) Motor | Offices | Turnover | CofTgsd604 | 1 | 0.71038 | 5464.4809 | 0 | GSD | 15 | 1 | 1 | 1 | 1 | 1 | 1 | 1 | 1 | 1 | 1 | 1 | 1 | 327.8689 | 0 | 154941.3282 | 0 | 0 | 0 | 1 | 0 | 0 | 1
604 | Motors | Fans | 1.5HP Open Drip-Proof(ODP) Motor | Offices | New | CofNgsd604 | 1 | 0.71038 | 5464.4809 | 0 | GSD | 15 | 1 | 1 | 1 | 1 | 1 | 1 | 1 | 1 | 1 | 1 | 1 | 1 | 327.8689 | 0 | 154941.3282 | 0 | 0 | 0 | 1 | 0 | 0 | 1
604 | Motors | Fans | 1.5HP Open Drip-Proof(ODP) Motor | Restaurants | Turnover | CreTgsd604 | 1 | 0.76471 | 6535.9477 | 0 | GSD | 15 | 1 | 1 | 1 | 1 | 1 | 1 | 1 | 1 | 1 | 1 | 1 | 1 | 392.1569 | 0 | 185321.9807 | 0 | 0 | 0 | 1 | 0 | 0 | 1
604 | Motors | Fans | 1.5HP Open Drip-Proof(ODP) Motor | Restaurants | New | CreNgsd604 | 1 | 0.76471 | 6535.9477 | 0 | GSD | 15 | 1 | 1 | 1 | 1 | 1 | 1 | 1 | 1 | 1 | 1 | 1 | 1 | 392.1569 | 0 | 185321.9807 | 0 | 0 | 0 | 1 | 0 | 0 | 1
604 | Motors | Fans | 1.5HP Open Drip-Proof(ODP) Motor | Retail | Turnover | CrtTgsd604 | 1 | 1 | 8620.6897 | 0 | GSD | 15 | 1 | 1 | 1 | 1 | 1 | 1 | 1 | 1 | 1 | 1 | 1 | 1 | 517.2414 | 0 | 244433.3022 | 0 | 0 | 0 | 1 | 0 | 0 | 1
604 | Motors | Fans | 1.5HP Open Drip-Proof(ODP) Motor | Retail | New | CrtNgsd604 | 1 | 1 | 8620.6897 | 0 | GSD | 15 | 1 | 1 | 1 | 1 | 1 | 1 | 1 | 1 | 1 | 1 | 1 | 1 | 517.2414 | 0 | 244433.3022 | 0 | 0 | 0 | 1 | 0 | 0 | 1
604 | Motors | Fans | 1.5HP Open Drip-Proof(ODP) Motor | Schools K-12 | Turnover | CscTgsd604 | 1 | 0.71038 | 5464.4809 | 0 | GSD | 15 | 1 | 1 | 1 | 1 | 1 | 1 | 1 | 1 | 1 | 1 | 1 | 1 | 327.8689 | 0 | 154941.3282 | 0 | 0 | 0 | 1 | 0 | 0 | 1
604 | Motors | Fans | 1.5HP Open Drip-Proof(ODP) Motor | Schools K-12 | New | CscNgsd604 | 1 | 0.71038 | 5464.4809 | 0 | GSD | 15 | 1 | 1 | 1 | 1 | 1 | 1 | 1 | 1 | 1 | 1 | 1 | 1 | 327.8689 | 0 | 154941.3282 | 0 | 0 | 0 | 1 | 0 | 0 | 1
604 | Motors | Fans | 1.5HP Open Drip-Proof(ODP) Motor | Warehouse | Turnover | CwaTgsd604 | 1 | 0.71038 | 5464.4809 | 0 | GSD | 15 | 1 | 1 | 1 | 1 | 1 | 1 | 1 | 1 | 1 | 1 | 1 | 1 | 327.8689 | 0 | 154941.3282 | 0 | 0 | 0 | 1 | 0 | 0 | 1
604 | Motors | Fans | 1.5HP Open Drip-Proof(ODP) Motor | Warehouse | New | CwaNgsd604 | 1 | 0.71038 | 5464.4809 | 0 | GSD | 15 | 1 | 1 | 1 | 1 | 1 | 1 | 1 | 1 | 1 | 1 | 1 | 1 | 327.8689 | 0 | 154941.3282 | 0 | 0 | 0 | 1 | 0 | 0 | 1
605 | Motors | Fans | 10HP Open Drip-Proof(ODP) Motor | Assembly | Turnover | CasTgsd605 | 1 | 1 | 8620.6897 | 0 | GSD | 15 | 1 | 1 | 1 | 1 | 1 | 1 | 1 | 1 | 1 | 1 | 1 | 1 | 517.2414 | 0 | 57297.8024 | 0 | 0 | 0 | 1 | 0 | 0 | 1
605 | Motors | Fans | 10HP Open Drip-Proof(ODP) Motor | Assembly | New | CasNgsd605 | 1 | 1 | 8620.6897 | 0 | GSD | 15 | 1 | 1 | 1 | 1 | 1 | 1 | 1 | 1 | 1 | 1 | 1 | 1 | 517.2414 | 0 | 57297.8024 | 0 | 0 | 0 | 1 | 0 | 0 | 1
605 | Motors | Fans | 10HP Open Drip-Proof(ODP) Motor | College and University | Turnover | CcoTgsd605 | 1 | 1 | 8620.6897 | 0 | GSD | 15 | 1 | 1 | 1 | 1 | 1 | 1 | 1 | 1 | 1 | 1 | 1 | 1 | 517.2414 | 0 | 57297.8024 | 0 | 0 | 0 | 1 | 0 | 0 | 1
605 | Motors | Fans | 10HP Open Drip-Proof(ODP) Motor | College and University | New | CcoNgsd605 | 1 | 1 | 8620.6897 | 0 | GSD | 15 | 1 | 1 | 1 | 1 | 1 | 1 | 1 | 1 | 1 | 1 | 1 | 1 | 517.2414 | 0 | 57297.8024 | 0 | 0 | 0 | 1 | 0 | 0 | 1
605 | Motors | Fans | 10HP Open Drip-Proof(ODP) Motor | Data Center | Turnover | CdaTgsd605 | 1 | 0.71038 | 5464.4809 | 0 | GSD | 15 | 1 | 1 | 1 | 1 | 1 | 1 | 1 | 1 | 1 | 1 | 1 | 1 | 327.8689 | 0 | 36319.9185 | 0 | 0 | 0 | 1 | 0 | 0 | 1
605 | Motors | Fans | 10HP Open Drip-Proof(ODP) Motor | Data Center | New | CdaNgsd605 | 1 | 0.71038 | 5464.4809 | 0 | GSD | 15 | 1 | 1 | 1 | 1 | 1 | 1 | 1 | 1 | 1 | 1 | 1 | 1 | 327.8689 | 0 | 36319.9185 | 0 | 0 | 0 | 1 | 0 | 0 | 1
605 | Motors | Fans | 10HP Open Drip-Proof(ODP) Motor | Grocery | Turnover | CgrTgsd605 | 1 | 0.53409 | 5681.8182 | 0 | GSD | 15 | 1 | 1 | 1 | 1 | 1 | 1 | 1 | 1 | 1 | 1 | 1 | 1 | 340.9091 | 0 | 37764.4607 | 0 | 0 | 0 | 1 | 0 | 0 | 1
605 | Motors | Fans | 10HP Open Drip-Proof(ODP) Motor | Grocery | New | CgrNgsd605 | 1 | 0.53409 | 5681.8182 | 0 | GSD | 15 | 1 | 1 | 1 | 1 | 1 | 1 | 1 | 1 | 1 | 1 | 1 | 1 | 340.9091 | 0 | 37764.4607 | 0 | 0 | 0 | 1 | 0 | 0 | 1
605 | Motors | Fans | 10HP Open Drip-Proof(ODP) Motor | Healthcare | Turnover | CheTgsd605 | 1 | 0.87755 | 6802.7211 | 0 | GSD | 15 | 1 | 1 | 1 | 1 | 1 | 1 | 1 | 1 | 1 | 1 | 1 | 1 | 408.1633 | 0 | 45214.5924 | 0 | 0 | 0 | 1 | 0 | 0 | 1
605 | Motors | Fans | 10HP Open Drip-Proof(ODP) Motor | Healthcare | New | CheNgsd605 | 1 | 0.87755 | 6802.7211 | 0 | GSD | 15 | 1 | 1 | 1 | 1 | 1 | 1 | 1 | 1 | 1 | 1 | 1 | 1 | 408.1633 | 0 | 45214.5924 | 0 | 0 | 0 | 1 | 0 | 0 | 1
605 | Motors | Fans | 10HP Open Drip-Proof(ODP) Motor | Hospitals | Turnover | ChoTgsd605 | 1 | 1 | 8620.6897 | 0 | GSD | 15 | 1 | 1 | 1 | 1 | 1 | 1 | 1 | 1 | 1 | 1 | 1 | 1 | 517.2414 | 0 | 57297.8024 | 0 | 0 | 0 | 1 | 0 | 0 | 1
605 | Motors | Fans | 10HP Open Drip-Proof(ODP) Motor | Hospitals | New | ChoNgsd605 | 1 | 1 | 8620.6897 | 0 | GSD | 15 | 1 | 1 | 1 | 1 | 1 | 1 | 1 | 1 | 1 | 1 | 1 | 1 | 517.2414 | 0 | 57297.8024 | 0 | 0 | 0 | 1 | 0 | 0 | 1
605 | Motors | Fans | 10HP Open Drip-Proof(ODP) Motor | Institutional | Turnover | CinTgsd605 | 1 | 0.78049 | 6097.561 | 0 | GSD | 15 | 1 | 1 | 1 | 1 | 1 | 1 | 1 | 1 | 1 | 1 | 1 | 1 | 365.8537 | 0 | 40527.7139 | 0 | 0 | 0 | 1 | 0 | 0 | 1
605 | Motors | Fans | 10HP Open Drip-Proof(ODP) Motor | Institutional | New | CinNgsd605 | 1 | 0.78049 | 6097.561 | 0 | GSD | 15 | 1 | 1 | 1 | 1 | 1 | 1 | 1 | 1 | 1 | 1 | 1 | 1 | 365.8537 | 0 | 40527.7139 | 0 | 0 | 0 | 1 | 0 | 0 | 1
605 | Motors | Fans | 10HP Open Drip-Proof(ODP) Motor | Lodging/Hospitality | Turnover | CloTgsd605 | 1 | 0.8209 | 7462.6866 | 0 | GSD | 15 | 1 | 1 | 1 | 1 | 1 | 1 | 1 | 1 | 1 | 1 | 1 | 1 | 447.7612 | 0 | 49601.0827 | 0 | 0 | 0 | 1 | 0 | 0 | 1
605 | Motors | Fans | 10HP Open Drip-Proof(ODP) Motor | Lodging/Hospitality | New | CloNgsd605 | 1 | 0.8209 | 7462.6866 | 0 | GSD | 15 | 1 | 1 | 1 | 1 | 1 | 1 | 1 | 1 | 1 | 1 | 1 | 1 | 447.7612 | 0 | 49601.0827 | 0 | 0 | 0 | 1 | 0 | 0 | 1
605 | Motors | Fans | 10HP Open Drip-Proof(ODP) Motor | Miscellaneous | Turnover | CmiTgsd605 | 1 | 0.71038 | 5464.4809 | 0 | GSD | 15 | 1 | 1 | 1 | 1 | 1 | 1 | 1 | 1 | 1 | 1 | 1 | 1 | 327.8689 | 0 | 36319.9185 | 0 | 0 | 0 | 1 | 0 | 0 | 1
605 | Motors | Fans | 10HP Open Drip-Proof(ODP) Motor | Miscellaneous | New | CmiNgsd605 | 1 | 0.71038 | 5464.4809 | 0 | GSD | 15 | 1 | 1 | 1 | 1 | 1 | 1 | 1 | 1 | 1 | 1 | 1 | 1 | 327.8689 | 0 | 36319.9185 | 0 | 0 | 0 | 1 | 0 | 0 | 1
605 | Motors | Fans | 10HP Open Drip-Proof(ODP) Motor | Offices | Turnover | CofTgsd605 | 1 | 0.71038 | 5464.4809 | 0 | GSD | 15 | 1 | 1 | 1 | 1 | 1 | 1 | 1 | 1 | 1 | 1 | 1 | 1 | 327.8689 | 0 | 36319.9185 | 0 | 0 | 0 | 1 | 0 | 0 | 1
605 | Motors | Fans | 10HP Open Drip-Proof(ODP) Motor | Offices | New | CofNgsd605 | 1 | 0.71038 | 5464.4809 | 0 | GSD | 15 | 1 | 1 | 1 | 1 | 1 | 1 | 1 | 1 | 1 | 1 | 1 | 1 | 327.8689 | 0 | 36319.9185 | 0 | 0 | 0 | 1 | 0 | 0 | 1
605 | Motors | Fans | 10HP Open Drip-Proof(ODP) Motor | Restaurants | Turnover | CreTgsd605 | 1 | 0.76471 | 6535.9477 | 0 | GSD | 15 | 1 | 1 | 1 | 1 | 1 | 1 | 1 | 1 | 1 | 1 | 1 | 1 | 392.1569 | 0 | 43441.4711 | 0 | 0 | 0 | 1 | 0 | 0 | 1
605 | Motors | Fans | 10HP Open Drip-Proof(ODP) Motor | Restaurants | New | CreNgsd605 | 1 | 0.76471 | 6535.9477 | 0 | GSD | 15 | 1 | 1 | 1 | 1 | 1 | 1 | 1 | 1 | 1 | 1 | 1 | 1 | 392.1569 | 0 | 43441.4711 | 0 | 0 | 0 | 1 | 0 | 0 | 1
605 | Motors | Fans | 10HP Open Drip-Proof(ODP) Motor | Retail | Turnover | CrtTgsd605 | 1 | 1 | 8620.6897 | 0 | GSD | 15 | 1 | 1 | 1 | 1 | 1 | 1 | 1 | 1 | 1 | 1 | 1 | 1 | 517.2414 | 0 | 57297.8024 | 0 | 0 | 0 | 1 | 0 | 0 | 1
605 | Motors | Fans | 10HP Open Drip-Proof(ODP) Motor | Retail | New | CrtNgsd605 | 1 | 1 | 8620.6897 | 0 | GSD | 15 | 1 | 1 | 1 | 1 | 1 | 1 | 1 | 1 | 1 | 1 | 1 | 1 | 517.2414 | 0 | 57297.8024 | 0 | 0 | 0 | 1 | 0 | 0 | 1
605 | Motors | Fans | 10HP Open Drip-Proof(ODP) Motor | Schools K-12 | Turnover | CscTgsd605 | 1 | 0.71038 | 5464.4809 | 0 | GSD | 15 | 1 | 1 | 1 | 1 | 1 | 1 | 1 | 1 | 1 | 1 | 1 | 1 | 327.8689 | 0 | 36319.9185 | 0 | 0 | 0 | 1 | 0 | 0 | 1
605 | Motors | Fans | 10HP Open Drip-Proof(ODP) Motor | Schools K-12 | New | CscNgsd605 | 1 | 0.71038 | 5464.4809 | 0 | GSD | 15 | 1 | 1 | 1 | 1 | 1 | 1 | 1 | 1 | 1 | 1 | 1 | 1 | 327.8689 | 0 | 36319.9185 | 0 | 0 | 0 | 1 | 0 | 0 | 1
605 | Motors | Fans | 10HP Open Drip-Proof(ODP) Motor | Warehouse | Turnover | CwaTgsd605 | 1 | 0.71038 | 5464.4809 | 0 | GSD | 15 | 1 | 1 | 1 | 1 | 1 | 1 | 1 | 1 | 1 | 1 | 1 | 1 | 327.8689 | 0 | 36319.9185 | 0 | 0 | 0 | 1 | 0 | 0 | 1
605 | Motors | Fans | 10HP Open Drip-Proof(ODP) Motor | Warehouse | New | CwaNgsd605 | 1 | 0.71038 | 5464.4809 | 0 | GSD | 15 | 1 | 1 | 1 | 1 | 1 | 1 | 1 | 1 | 1 | 1 | 1 | 1 | 327.8689 | 0 | 36319.9185 | 0 | 0 | 0 | 1 | 0 | 0 | 1
606 | Motors | Fans | 20HP Open Drip-Proof (ODP) Motor | Assembly | Turnover | CasTgsd606 | 1 | 1 | 8620.6897 | 0 | GSD | 15 | 1 | 1 | 1 | 1 | 1 | 1 | 1 | 1 | 1 | 1 | 1 | 1 | 517.2414 | 0 | 81549.731 | 0 | 0 | 0 | 1 | 0 | 0 | 1
606 | Motors | Fans | 20HP Open Drip-Proof (ODP) Motor | Assembly | New | CasNgsd606 | 1 | 1 | 8620.6897 | 0 | GSD | 15 | 1 | 1 | 1 | 1 | 1 | 1 | 1 | 1 | 1 | 1 | 1 | 1 | 517.2414 | 0 | 81549.731 | 0 | 0 | 0 | 1 | 0 | 0 | 1
606 | Motors | Fans | 20HP Open Drip-Proof (ODP) Motor | College and University | Turnover | CcoTgsd606 | 1 | 1 | 8620.6897 | 0 | GSD | 15 | 1 | 1 | 1 | 1 | 1 | 1 | 1 | 1 | 1 | 1 | 1 | 1 | 517.2414 | 0 | 81549.731 | 0 | 0 | 0 | 1 | 0 | 0 | 1
606 | Motors | Fans | 20HP Open Drip-Proof (ODP) Motor | College and University | New | CcoNgsd606 | 1 | 1 | 8620.6897 | 0 | GSD | 15 | 1 | 1 | 1 | 1 | 1 | 1 | 1 | 1 | 1 | 1 | 1 | 1 | 517.2414 | 0 | 81549.731 | 0 | 0 | 0 | 1 | 0 | 0 | 1
606 | Motors | Fans | 20HP Open Drip-Proof (ODP) Motor | Data Center | Turnover | CdaTgsd606 | 1 | 0.71038 | 5464.4809 | 0 | GSD | 15 | 1 | 1 | 1 | 1 | 1 | 1 | 1 | 1 | 1 | 1 | 1 | 1 | 327.8689 | 0 | 51692.7257 | 0 | 0 | 0 | 1 | 0 | 0 | 1
606 | Motors | Fans | 20HP Open Drip-Proof (ODP) Motor | Data Center | New | CdaNgsd606 | 1 | 0.71038 | 5464.4809 | 0 | GSD | 15 | 1 | 1 | 1 | 1 | 1 | 1 | 1 | 1 | 1 | 1 | 1 | 1 | 327.8689 | 0 | 51692.7257 | 0 | 0 | 0 | 1 | 0 | 0 | 1
606 | Motors | Fans | 20HP Open Drip-Proof (ODP) Motor | Grocery | Turnover | CgrTgsd606 | 1 | 0.53409 | 5681.8182 | 0 | GSD | 15 | 1 | 1 | 1 | 1 | 1 | 1 | 1 | 1 | 1 | 1 | 1 | 1 | 340.9091 | 0 | 53748.6864 | 0 | 0 | 0 | 1 | 0 | 0 | 1
606 | Motors | Fans | 20HP Open Drip-Proof (ODP) Motor | Grocery | New | CgrNgsd606 | 1 | 0.53409 | 5681.8182 | 0 | GSD | 15 | 1 | 1 | 1 | 1 | 1 | 1 | 1 | 1 | 1 | 1 | 1 | 1 | 340.9091 | 0 | 53748.6864 | 0 | 0 | 0 | 1 | 0 | 0 | 1
606 | Motors | Fans | 20HP Open Drip-Proof (ODP) Motor | Healthcare | Turnover | CheTgsd606 | 1 | 0.87755 | 6802.7211 | 0 | GSD | 15 | 1 | 1 | 1 | 1 | 1 | 1 | 1 | 1 | 1 | 1 | 1 | 1 | 408.1633 | 0 | 64352.1687 | 0 | 0 | 0 | 1 | 0 | 0 | 1
606 | Motors | Fans | 20HP Open Drip-Proof (ODP) Motor | Healthcare | New | CheNgsd606 | 1 | 0.87755 | 6802.7211 | 0 | GSD | 15 | 1 | 1 | 1 | 1 | 1 | 1 | 1 | 1 | 1 | 1 | 1 | 1 | 408.1633 | 0 | 64352.1687 | 0 | 0 | 0 | 1 | 0 | 0 | 1
606 | Motors | Fans | 20HP Open Drip-Proof (ODP) Motor | Hospitals | Turnover | ChoTgsd606 | 1 | 1 | 8620.6897 | 0 | GSD | 15 | 1 | 1 | 1 | 1 | 1 | 1 | 1 | 1 | 1 | 1 | 1 | 1 | 517.2414 | 0 | 81549.731 | 0 | 0 | 0 | 1 | 0 | 0 | 1
606 | Motors | Fans | 20HP Open Drip-Proof (ODP) Motor | Hospitals | New | ChoNgsd606 | 1 | 1 | 8620.6897 | 0 | GSD | 15 | 1 | 1 | 1 | 1 | 1 | 1 | 1 | 1 | 1 | 1 | 1 | 1 | 517.2414 | 0 | 81549.731 | 0 | 0 | 0 | 1 | 0 | 0 | 1
606 | Motors | Fans | 20HP Open Drip-Proof (ODP) Motor | Institutional | Turnover | CinTgsd606 | 1 | 0.78049 | 6097.561 | 0 | GSD | 15 | 1 | 1 | 1 | 1 | 1 | 1 | 1 | 1 | 1 | 1 | 1 | 1 | 365.8537 | 0 | 57681.5171 | 0 | 0 | 0 | 1 | 0 | 0 | 1
606 | Motors | Fans | 20HP Open Drip-Proof (ODP) Motor | Institutional | New | CinNgsd606 | 1 | 0.78049 | 6097.561 | 0 | GSD | 15 | 1 | 1 | 1 | 1 | 1 | 1 | 1 | 1 | 1 | 1 | 1 | 1 | 365.8537 | 0 | 57681.5171 | 0 | 0 | 0 | 1 | 0 | 0 | 1
606 | Motors | Fans | 20HP Open Drip-Proof (ODP) Motor | Lodging/Hospitality | Turnover | CloTgsd606 | 1 | 0.8209 | 7462.6866 | 0 | GSD | 15 | 1 | 1 | 1 | 1 | 1 | 1 | 1 | 1 | 1 | 1 | 1 | 1 | 447.7612 | 0 | 70595.2895 | 0 | 0 | 0 | 1 | 0 | 0 | 1
606 | Motors | Fans | 20HP Open Drip-Proof (ODP) Motor | Lodging/Hospitality | New | CloNgsd606 | 1 | 0.8209 | 7462.6866 | 0 | GSD | 15 | 1 | 1 | 1 | 1 | 1 | 1 | 1 | 1 | 1 | 1 | 1 | 1 | 447.7612 | 0 | 70595.2895 | 0 | 0 | 0 | 1 | 0 | 0 | 1
606 | Motors | Fans | 20HP Open Drip-Proof (ODP) Motor | Miscellaneous | Turnover | CmiTgsd606 | 1 | 0.71038 | 5464.4809 | 0 | GSD | 15 | 1 | 1 | 1 | 1 | 1 | 1 | 1 | 1 | 1 | 1 | 1 | 1 | 327.8689 | 0 | 51692.7257 | 0 | 0 | 0 | 1 | 0 | 0 | 1
606 | Motors | Fans | 20HP Open Drip-Proof (ODP) Motor | Miscellaneous | New | CmiNgsd606 | 1 | 0.71038 | 5464.4809 | 0 | GSD | 15 | 1 | 1 | 1 | 1 | 1 | 1 | 1 | 1 | 1 | 1 | 1 | 1 | 327.8689 | 0 | 51692.7257 | 0 | 0 | 0 | 1 | 0 | 0 | 1
606 | Motors | Fans | 20HP Open Drip-Proof (ODP) Motor | Offices | Turnover | CofTgsd606 | 1 | 0.71038 | 5464.4809 | 0 | GSD | 15 | 1 | 1 | 1 | 1 | 1 | 1 | 1 | 1 | 1 | 1 | 1 | 1 | 327.8689 | 0 | 51692.7257 | 0 | 0 | 0 | 1 | 0 | 0 | 1
606 | Motors | Fans | 20HP Open Drip-Proof (ODP) Motor | Offices | New | CofNgsd606 | 1 | 0.71038 | 5464.4809 | 0 | GSD | 15 | 1 | 1 | 1 | 1 | 1 | 1 | 1 | 1 | 1 | 1 | 1 | 1 | 327.8689 | 0 | 51692.7257 | 0 | 0 | 0 | 1 | 0 | 0 | 1
606 | Motors | Fans | 20HP Open Drip-Proof (ODP) Motor | Restaurants | Turnover | CreTgsd606 | 1 | 0.76471 | 6535.9477 | 0 | GSD | 15 | 1 | 1 | 1 | 1 | 1 | 1 | 1 | 1 | 1 | 1 | 1 | 1 | 392.1569 | 0 | 61828.5542 | 0 | 0 | 0 | 1 | 0 | 0 | 1
606 | Motors | Fans | 20HP Open Drip-Proof (ODP) Motor | Restaurants | New | CreNgsd606 | 1 | 0.76471 | 6535.9477 | 0 | GSD | 15 | 1 | 1 | 1 | 1 | 1 | 1 | 1 | 1 | 1 | 1 | 1 | 1 | 392.1569 | 0 | 61828.5542 | 0 | 0 | 0 | 1 | 0 | 0 | 1
606 | Motors | Fans | 20HP Open Drip-Proof (ODP) Motor | Retail | Turnover | CrtTgsd606 | 1 | 1 | 8620.6897 | 0 | GSD | 15 | 1 | 1 | 1 | 1 | 1 | 1 | 1 | 1 | 1 | 1 | 1 | 1 | 517.2414 | 0 | 81549.731 | 0 | 0 | 0 | 1 | 0 | 0 | 1
606 | Motors | Fans | 20HP Open Drip-Proof (ODP) Motor | Retail | New | CrtNgsd606 | 1 | 1 | 8620.6897 | 0 | GSD | 15 | 1 | 1 | 1 | 1 | 1 | 1 | 1 | 1 | 1 | 1 | 1 | 1 | 517.2414 | 0 | 81549.731 | 0 | 0 | 0 | 1 | 0 | 0 | 1
606 | Motors | Fans | 20HP Open Drip-Proof (ODP) Motor | Schools K-12 | Turnover | CscTgsd606 | 1 | 0.71038 | 5464.4809 | 0 | GSD | 15 | 1 | 1 | 1 | 1 | 1 | 1 | 1 | 1 | 1 | 1 | 1 | 1 | 327.8689 | 0 | 51692.7257 | 0 | 0 | 0 | 1 | 0 | 0 | 1
606 | Motors | Fans | 20HP Open Drip-Proof (ODP) Motor | Schools K-12 | New | CscNgsd606 | 1 | 0.71038 | 5464.4809 | 0 | GSD | 15 | 1 | 1 | 1 | 1 | 1 | 1 | 1 | 1 | 1 | 1 | 1 | 1 | 327.8689 | 0 | 51692.7257 | 0 | 0 | 0 | 1 | 0 | 0 | 1
606 | Motors | Fans | 20HP Open Drip-Proof (ODP) Motor | Warehouse | Turnover | CwaTgsd606 | 1 | 0.71038 | 5464.4809 | 0 | GSD | 15 | 1 | 1 | 1 | 1 | 1 | 1 | 1 | 1 | 1 | 1 | 1 | 1 | 327.8689 | 0 | 51692.7257 | 0 | 0 | 0 | 1 | 0 | 0 | 1
606 | Motors | Fans | 20HP Open Drip-Proof (ODP) Motor | Warehouse | New | CwaNgsd606 | 1 | 0.71038 | 5464.4809 | 0 | GSD | 15 | 1 | 1 | 1 | 1 | 1 | 1 | 1 | 1 | 1 | 1 | 1 | 1 | 327.8689 | 0 | 51692.7257 | 0 | 0 | 0 | 1 | 0 | 0 | 1
607 | Motors | Fans | High Speed Fans | Assembly | Turnover | CasTgsd607 | 1 | 1 | 8620.6897 | 0 | GSD | 7 | 1 | 1 | 1 | 1 | 1 | 1 | 1 | 1 | 1 | 1 | 1 | 1 | 517.2414 | 0 | 2610.481 | 0 | 0 | 0 | 1 | 0 | 0 | 1
607 | Motors | Fans | High Speed Fans | Assembly | New | CasNgsd607 | 1 | 1 | 8620.6897 | 0 | GSD | 7 | 1 | 1 | 1 | 1 | 1 | 1 | 1 | 1 | 1 | 1 | 1 | 1 | 517.2414 | 0 | 2610.481 | 0 | 0 | 0 | 1 | 0 | 0 | 1
607 | Motors | Fans | High Speed Fans | College and University | Turnover | CcoTgsd607 | 1 | 1 | 8620.6897 | 0 | GSD | 7 | 1 | 1 | 1 | 1 | 1 | 1 | 1 | 1 | 1 | 1 | 1 | 1 | 517.2414 | 0 | 2610.481 | 0 | 0 | 0 | 1 | 0 | 0 | 1
607 | Motors | Fans | High Speed Fans | College and University | New | CcoNgsd607 | 1 | 1 | 8620.6897 | 0 | GSD | 7 | 1 | 1 | 1 | 1 | 1 | 1 | 1 | 1 | 1 | 1 | 1 | 1 | 517.2414 | 0 | 2610.481 | 0 | 0 | 0 | 1 | 0 | 0 | 1
607 | Motors | Fans | High Speed Fans | Data Center | Turnover | CdaTgsd607 | 1 | 0.71038 | 5464.4809 | 0 | GSD | 7 | 1 | 1 | 1 | 1 | 1 | 1 | 1 | 1 | 1 | 1 | 1 | 1 | 327.8689 | 0 | 1654.7311 | 0 | 0 | 0 | 1 | 0 | 0 | 1
607 | Motors | Fans | High Speed Fans | Data Center | New | CdaNgsd607 | 1 | 0.71038 | 5464.4809 | 0 | GSD | 7 | 1 | 1 | 1 | 1 | 1 | 1 | 1 | 1 | 1 | 1 | 1 | 1 | 327.8689 | 0 | 1654.7311 | 0 | 0 | 0 | 1 | 0 | 0 | 1
607 | Motors | Fans | High Speed Fans | Grocery | Turnover | CgrTgsd607 | 1 | 0.53409 | 5681.8182 | 0 | GSD | 7 | 1 | 1 | 1 | 1 | 1 | 1 | 1 | 1 | 1 | 1 | 1 | 1 | 340.9091 | 0 | 1720.5443 | 0 | 0 | 0 | 1 | 0 | 0 | 1
607 | Motors | Fans | High Speed Fans | Grocery | New | CgrNgsd607 | 1 | 0.53409 | 5681.8182 | 0 | GSD | 7 | 1 | 1 | 1 | 1 | 1 | 1 | 1 | 1 | 1 | 1 | 1 | 1 | 340.9091 | 0 | 1720.5443 | 0 | 0 | 0 | 1 | 0 | 0 | 1
607 | Motors | Fans | High Speed Fans | Healthcare | Turnover | CheTgsd607 | 1 | 0.87755 | 6802.7211 | 0 | GSD | 7 | 1 | 1 | 1 | 1 | 1 | 1 | 1 | 1 | 1 | 1 | 1 | 1 | 408.1633 | 0 | 2059.9714 | 0 | 0 | 0 | 1 | 0 | 0 | 1
607 | Motors | Fans | High Speed Fans | Healthcare | New | CheNgsd607 | 1 | 0.87755 | 6802.7211 | 0 | GSD | 7 | 1 | 1 | 1 | 1 | 1 | 1 | 1 | 1 | 1 | 1 | 1 | 1 | 408.1633 | 0 | 2059.9714 | 0 | 0 | 0 | 1 | 0 | 0 | 1
607 | Motors | Fans | High Speed Fans | Hospitals | Turnover | ChoTgsd607 | 1 | 1 | 8620.6897 | 0 | GSD | 7 | 1 | 1 | 1 | 1 | 1 | 1 | 1 | 1 | 1 | 1 | 1 | 1 | 517.2414 | 0 | 2610.481 | 0 | 0 | 0 | 1 | 0 | 0 | 1
607 | Motors | Fans | High Speed Fans | Hospitals | New | ChoNgsd607 | 1 | 1 | 8620.6897 | 0 | GSD | 7 | 1 | 1 | 1 | 1 | 1 | 1 | 1 | 1 | 1 | 1 | 1 | 1 | 517.2414 | 0 | 2610.481 | 0 | 0 | 0 | 1 | 0 | 0 | 1
607 | Motors | Fans | High Speed Fans | Institutional | Turnover | CinTgsd607 | 1 | 0.78049 | 6097.561 | 0 | GSD | 7 | 1 | 1 | 1 | 1 | 1 | 1 | 1 | 1 | 1 | 1 | 1 | 1 | 365.8537 | 0 | 1846.4378 | 0 | 0 | 0 | 1 | 0 | 0 | 1
607 | Motors | Fans | High Speed Fans | Institutional | New | CinNgsd607 | 1 | 0.78049 | 6097.561 | 0 | GSD | 7 | 1 | 1 | 1 | 1 | 1 | 1 | 1 | 1 | 1 | 1 | 1 | 1 | 365.8537 | 0 | 1846.4378 | 0 | 0 | 0 | 1 | 0 | 0 | 1
607 | Motors | Fans | High Speed Fans | Lodging/Hospitality | Turnover | CloTgsd607 | 1 | 0.8209 | 7462.6866 | 0 | GSD | 7 | 1 | 1 | 1 | 1 | 1 | 1 | 1 | 1 | 1 | 1 | 1 | 1 | 447.7612 | 0 | 2259.8194 | 0 | 0 | 0 | 1 | 0 | 0 | 1
607 | Motors | Fans | High Speed Fans | Lodging/Hospitality | New | CloNgsd607 | 1 | 0.8209 | 7462.6866 | 0 | GSD | 7 | 1 | 1 | 1 | 1 | 1 | 1 | 1 | 1 | 1 | 1 | 1 | 1 | 447.7612 | 0 | 2259.8194 | 0 | 0 | 0 | 1 | 0 | 0 | 1
607 | Motors | Fans | High Speed Fans | Miscellaneous | Turnover | CmiTgsd607 | 1 | 0.71038 | 5464.4809 | 0 | GSD | 7 | 1 | 1 | 1 | 1 | 1 | 1 | 1 | 1 | 1 | 1 | 1 | 1 | 327.8689 | 0 | 1654.7311 | 0 | 0 | 0 | 1 | 0 | 0 | 1
607 | Motors | Fans | High Speed Fans | Miscellaneous | New | CmiNgsd607 | 1 | 0.71038 | 5464.4809 | 0 | GSD | 7 | 1 | 1 | 1 | 1 | 1 | 1 | 1 | 1 | 1 | 1 | 1 | 1 | 327.8689 | 0 | 1654.7311 | 0 | 0 | 0 | 1 | 0 | 0 | 1
607 | Motors | Fans | High Speed Fans | Offices | Turnover | CofTgsd607 | 1 | 0.71038 | 5464.4809 | 0 | GSD | 7 | 1 | 1 | 1 | 1 | 1 | 1 | 1 | 1 | 1 | 1 | 1 | 1 | 327.8689 | 0 | 1654.7311 | 0 | 0 | 0 | 1 | 0 | 0 | 1
607 | Motors | Fans | High Speed Fans | Offices | New | CofNgsd607 | 1 | 0.71038 | 5464.4809 | 0 | GSD | 7 | 1 | 1 | 1 | 1 | 1 | 1 | 1 | 1 | 1 | 1 | 1 | 1 | 327.8689 | 0 | 1654.7311 | 0 | 0 | 0 | 1 | 0 | 0 | 1
607 | Motors | Fans | High Speed Fans | Restaurants | Turnover | CreTgsd607 | 1 | 0.76471 | 6535.9477 | 0 | GSD | 7 | 1 | 1 | 1 | 1 | 1 | 1 | 1 | 1 | 1 | 1 | 1 | 1 | 392.1569 | 0 | 1979.1882 | 0 | 0 | 0 | 1 | 0 | 0 | 1
607 | Motors | Fans | High Speed Fans | Restaurants | New | CreNgsd607 | 1 | 0.76471 | 6535.9477 | 0 | GSD | 7 | 1 | 1 | 1 | 1 | 1 | 1 | 1 | 1 | 1 | 1 | 1 | 1 | 392.1569 | 0 | 1979.1882 | 0 | 0 | 0 | 1 | 0 | 0 | 1
607 | Motors | Fans | High Speed Fans | Retail | Turnover | CrtTgsd607 | 1 | 1 | 8620.6897 | 0 | GSD | 7 | 1 | 1 | 1 | 1 | 1 | 1 | 1 | 1 | 1 | 1 | 1 | 1 | 517.2414 | 0 | 2610.481 | 0 | 0 | 0 | 1 | 0 | 0 | 1
607 | Motors | Fans | High Speed Fans | Retail | New | CrtNgsd607 | 1 | 1 | 8620.6897 | 0 | GSD | 7 | 1 | 1 | 1 | 1 | 1 | 1 | 1 | 1 | 1 | 1 | 1 | 1 | 517.2414 | 0 | 2610.481 | 0 | 0 | 0 | 1 | 0 | 0 | 1
607 | Motors | Fans | High Speed Fans | Schools K-12 | Turnover | CscTgsd607 | 1 | 0.71038 | 5464.4809 | 0 | GSD | 7 | 1 | 1 | 1 | 1 | 1 | 1 | 1 | 1 | 1 | 1 | 1 | 1 | 327.8689 | 0 | 1654.7311 | 0 | 0 | 0 | 1 | 0 | 0 | 1
607 | Motors | Fans | High Speed Fans | Schools K-12 | New | CscNgsd607 | 1 | 0.71038 | 5464.4809 | 0 | GSD | 7 | 1 | 1 | 1 | 1 | 1 | 1 | 1 | 1 | 1 | 1 | 1 | 1 | 327.8689 | 0 | 1654.7311 | 0 | 0 | 0 | 1 | 0 | 0 | 1
607 | Motors | Fans | High Speed Fans | Warehouse | Turnover | CwaTgsd607 | 1 | 0.71038 | 5464.4809 | 0 | GSD | 7 | 1 | 1 | 1 | 1 | 1 | 1 | 1 | 1 | 1 | 1 | 1 | 1 | 327.8689 | 0 | 1654.7311 | 0 | 0 | 0 | 1 | 0 | 0 | 1
607 | Motors | Fans | High Speed Fans | Warehouse | New | CwaNgsd607 | 1 | 0.71038 | 5464.4809 | 0 | GSD | 7 | 1 | 1 | 1 | 1 | 1 | 1 | 1 | 1 | 1 | 1 | 1 | 1 | 327.8689 | 0 | 1654.7311 | 0 | 0 | 0 | 1 | 0 | 0 | 1
608 | Motors | Misc | Regenerative Drive Elevator Motor | Assembly | Turnover | CasTgsd608 | 1 | 0.43275 | 5847.9532 | 0 | GSD | 15 | 1 | 1 | 1 | 1 | 1 | 1 | 1 | 1 | 1 | 1 | 1 | 1 | 350.8772 | 0 | 28324.4611 | 0 | 0 | 0 | 1 | 0 | 0 | 1
608 | Motors | Misc | Regenerative Drive Elevator Motor | Assembly | New | CasNgsd608 | 1 | 0.43275 | 5847.9532 | 0 | GSD | 15 | 1 | 1 | 1 | 1 | 1 | 1 | 1 | 1 | 1 | 1 | 1 | 1 | 350.8772 | 0 | 28324.4611 | 0 | 0 | 0 | 1 | 0 | 0 | 1
608 | Motors | Misc | Regenerative Drive Elevator Motor | College and University | Turnover | CcoTgsd608 | 1 | 1.0099 | 9900.9901 | 0 | GSD | 15 | 1 | 1 | 1 | 1 | 1 | 1 | 1 | 1 | 1 | 1 | 1 | 1 | 594.0594 | 0 | 47955.2758 | 0 | 0 | 0 | 1 | 0 | 0 | 1
608 | Motors | Misc | Regenerative Drive Elevator Motor | College and University | New | CcoNgsd608 | 1 | 1.0099 | 9900.9901 | 0 | GSD | 15 | 1 | 1 | 1 | 1 | 1 | 1 | 1 | 1 | 1 | 1 | 1 | 1 | 594.0594 | 0 | 47955.2758 | 0 | 0 | 0 | 1 | 0 | 0 | 1
608 | Motors | Misc | Regenerative Drive Elevator Motor | Data Center | Turnover | CdaTgsd608 | 1 | 1.0631 | 9009.009 | 0 | GSD | 15 | 1 | 1 | 1 | 1 | 1 | 1 | 1 | 1 | 1 | 1 | 1 | 1 | 540.5405 | 0 | 43634.9806 | 0 | 0 | 0 | 1 | 0 | 0 | 1
608 | Motors | Misc | Regenerative Drive Elevator Motor | Data Center | New | CdaNgsd608 | 1 | 1.0631 | 9009.009 | 0 | GSD | 15 | 1 | 1 | 1 | 1 | 1 | 1 | 1 | 1 | 1 | 1 | 1 | 1 | 540.5405 | 0 | 43634.9806 | 0 | 0 | 0 | 1 | 0 | 0 | 1
608 | Motors | Misc | Regenerative Drive Elevator Motor | Grocery | Turnover | CgrTgsd608 | 1 | 0.6 | 7407.4074 | 0 | GSD | 15 | 1 | 1 | 1 | 1 | 1 | 1 | 1 | 1 | 1 | 1 | 1 | 1 | 444.4444 | 0 | 35877.6508 | 0 | 0 | 0 | 1 | 0 | 0 | 1
608 | Motors | Misc | Regenerative Drive Elevator Motor | Grocery | New | CgrNgsd608 | 1 | 0.6 | 7407.4074 | 0 | GSD | 15 | 1 | 1 | 1 | 1 | 1 | 1 | 1 | 1 | 1 | 1 | 1 | 1 | 444.4444 | 0 | 35877.6508 | 0 | 0 | 0 | 1 | 0 | 0 | 1
608 | Motors | Misc | Regenerative Drive Elevator Motor | Healthcare | Turnover | CheTgsd608 | 1 | 1.0347 | 6944.4444 | 0 | GSD | 15 | 1 | 1 | 1 | 1 | 1 | 1 | 1 | 1 | 1 | 1 | 1 | 1 | 416.6667 | 0 | 33635.2976 | 0 | 0 | 0 | 1 | 0 | 0 | 1
608 | Motors | Misc | Regenerative Drive Elevator Motor | Healthcare | New | CheNgsd608 | 1 | 1.0347 | 6944.4444 | 0 | GSD | 15 | 1 | 1 | 1 | 1 | 1 | 1 | 1 | 1 | 1 | 1 | 1 | 1 | 416.6667 | 0 | 33635.2976 | 0 | 0 | 0 | 1 | 0 | 0 | 1
608 | Motors | Misc | Regenerative Drive Elevator Motor | Hospitals | Turnover | ChoTgsd608 | 1 | 1.0099 | 9900.9901 | 0 | GSD | 15 | 1 | 1 | 1 | 1 | 1 | 1 | 1 | 1 | 1 | 1 | 1 | 1 | 594.0594 | 0 | 47955.2758 | 0 | 0 | 0 | 1 | 0 | 0 | 1
608 | Motors | Misc | Regenerative Drive Elevator Motor | Hospitals | New | ChoNgsd608 | 1 | 1.0099 | 9900.9901 | 0 | GSD | 15 | 1 | 1 | 1 | 1 | 1 | 1 | 1 | 1 | 1 | 1 | 1 | 1 | 594.0594 | 0 | 47955.2758 | 0 | 0 | 0 | 1 | 0 | 0 | 1
608 | Motors | Misc | Regenerative Drive Elevator Motor | Institutional | Turnover | CinTgsd608 | 1 | 1.0811 | 9009.009 | 0 | GSD | 15 | 1 | 1 | 1 | 1 | 1 | 1 | 1 | 1 | 1 | 1 | 1 | 1 | 540.5405 | 0 | 43634.9806 | 0 | 0 | 0 | 1 | 0 | 0 | 1
608 | Motors | Misc | Regenerative Drive Elevator Motor | Institutional | New | CinNgsd608 | 1 | 1.0811 | 9009.009 | 0 | GSD | 15 | 1 | 1 | 1 | 1 | 1 | 1 | 1 | 1 | 1 | 1 | 1 | 1 | 540.5405 | 0 | 43634.9806 | 0 | 0 | 0 | 1 | 0 | 0 | 1
608 | Motors | Misc | Regenerative Drive Elevator Motor | Lodging/Hospitality | Turnover | CloTgsd608 | 1 | 1.1682 | 9345.7944 | 0 | GSD | 15 | 1 | 1 | 1 | 1 | 1 | 1 | 1 | 1 | 1 | 1 | 1 | 1 | 560.7477 | 0 | 45266.1949 | 0 | 0 | 0 | 1 | 0 | 0 | 1
608 | Motors | Misc | Regenerative Drive Elevator Motor | Lodging/Hospitality | New | CloNgsd608 | 1 | 1.1682 | 9345.7944 | 0 | GSD | 15 | 1 | 1 | 1 | 1 | 1 | 1 | 1 | 1 | 1 | 1 | 1 | 1 | 560.7477 | 0 | 45266.1949 | 0 | 0 | 0 | 1 | 0 | 0 | 1
608 | Motors | Misc | Regenerative Drive Elevator Motor | Miscellaneous | Turnover | CmiTgsd608 | 1 | 1.0631 | 9009.009 | 0 | GSD | 15 | 1 | 1 | 1 | 1 | 1 | 1 | 1 | 1 | 1 | 1 | 1 | 1 | 540.5405 | 0 | 43634.9806 | 0 | 0 | 0 | 1 | 0 | 0 | 1
608 | Motors | Misc | Regenerative Drive Elevator Motor | Miscellaneous | New | CmiNgsd608 | 1 | 1.0631 | 9009.009 | 0 | GSD | 15 | 1 | 1 | 1 | 1 | 1 | 1 | 1 | 1 | 1 | 1 | 1 | 1 | 540.5405 | 0 | 43634.9806 | 0 | 0 | 0 | 1 | 0 | 0 | 1
608 | Motors | Misc | Regenerative Drive Elevator Motor | Offices | Turnover | CofTgsd608 | 1 | 1.0631 | 9009.009 | 0 | GSD | 15 | 1 | 1 | 1 | 1 | 1 | 1 | 1 | 1 | 1 | 1 | 1 | 1 | 540.5405 | 0 | 43634.9806 | 0 | 0 | 0 | 1 | 0 | 0 | 1
608 | Motors | Misc | Regenerative Drive Elevator Motor | Offices | New | CofNgsd608 | 1 | 1.0631 | 9009.009 | 0 | GSD | 15 | 1 | 1 | 1 | 1 | 1 | 1 | 1 | 1 | 1 | 1 | 1 | 1 | 540.5405 | 0 | 43634.9806 | 0 | 0 | 0 | 1 | 0 | 0 | 1
608 | Motors | Misc | Regenerative Drive Elevator Motor | Restaurants | Turnover | CreTgsd608 | 1 | 0.37313 | 7462.6866 | 0 | GSD | 15 | 1 | 1 | 1 | 1 | 1 | 1 | 1 | 1 | 1 | 1 | 1 | 1 | 447.7612 | 0 | 36145.3944 | 0 | 0 | 0 | 1 | 0 | 0 | 1
608 | Motors | Misc | Regenerative Drive Elevator Motor | Restaurants | New | CreNgsd608 | 1 | 0.37313 | 7462.6866 | 0 | GSD | 15 | 1 | 1 | 1 | 1 | 1 | 1 | 1 | 1 | 1 | 1 | 1 | 1 | 447.7612 | 0 | 36145.3944 | 0 | 0 | 0 | 1 | 0 | 0 | 1
608 | Motors | Misc | Regenerative Drive Elevator Motor | Retail | Turnover | CrtTgsd608 | 1 | 0.55245 | 6993.007 | 0 | GSD | 15 | 1 | 1 | 1 | 1 | 1 | 1 | 1 | 1 | 1 | 1 | 1 | 1 | 419.5804 | 0 | 33870.5095 | 0 | 0 | 0 | 1 | 0 | 0 | 1
608 | Motors | Misc | Regenerative Drive Elevator Motor | Retail | New | CrtNgsd608 | 1 | 0.55245 | 6993.007 | 0 | GSD | 15 | 1 | 1 | 1 | 1 | 1 | 1 | 1 | 1 | 1 | 1 | 1 | 1 | 419.5804 | 0 | 33870.5095 | 0 | 0 | 0 | 1 | 0 | 0 | 1
608 | Motors | Misc | Regenerative Drive Elevator Motor | Schools K-12 | Turnover | CscTgsd608 | 1 | 1.0388 | 9708.7379 | 0 | GSD | 15 | 1 | 1 | 1 | 1 | 1 | 1 | 1 | 1 | 1 | 1 | 1 | 1 | 582.5243 | 0 | 47024.1054 | 0 | 0 | 0 | 1 | 0 | 0 | 1
608 | Motors | Misc | Regenerative Drive Elevator Motor | Schools K-12 | New | CscNgsd608 | 1 | 1.0388 | 9708.7379 | 0 | GSD | 15 | 1 | 1 | 1 | 1 | 1 | 1 | 1 | 1 | 1 | 1 | 1 | 1 | 582.5243 | 0 | 47024.1054 | 0 | 0 | 0 | 1 | 0 | 0 | 1
608 | Motors | Misc | Regenerative Drive Elevator Motor | Warehouse | Turnover | CwaTgsd608 | 1 | 0.72549 | 6535.9477 | 0 | GSD | 15 | 1 | 1 | 1 | 1 | 1 | 1 | 1 | 1 | 1 | 1 | 1 | 1 | 392.1569 | 0 | 31656.7507 | 0 | 0 | 0 | 1 | 0 | 0 | 1
608 | Motors | Misc | Regenerative Drive Elevator Motor | Warehouse | New | CwaNgsd608 | 1 | 0.72549 | 6535.9477 | 0 | GSD | 15 | 1 | 1 | 1 | 1 | 1 | 1 | 1 | 1 | 1 | 1 | 1 | 1 | 392.1569 | 0 | 31656.7507 | 0 | 0 | 0 | 1 | 0 | 0 | 1
609 | Motors | Solar | Solar Powered Pool Pump | Assembly | Turnover | CasTgsd609 | 1 | 0.43275 | 5847.9532 | 0 | GSD | 15 | 1 | 1 | 1 | 1 | 1 | 1 | 1 | 1 | 1 | 1 | 1 | 1 | 350.8772 | 0 | 35157.9584 | 0 | 0 | 0 | 1 | 0 | 0 | 1
609 | Motors | Solar | Solar Powered Pool Pump | Assembly | New | CasNgsd609 | 1 | 0.43275 | 5847.9532 | 0 | GSD | 15 | 1 | 1 | 1 | 1 | 1 | 1 | 1 | 1 | 1 | 1 | 1 | 1 | 350.8772 | 0 | 35157.9584 | 0 | 0 | 0 | 1 | 0 | 0 | 1
609 | Motors | Solar | Solar Powered Pool Pump | College and University | Turnover | CcoTgsd609 | 1 | 1.0099 | 9900.9901 | 0 | GSD | 15 | 1 | 1 | 1 | 1 | 1 | 1 | 1 | 1 | 1 | 1 | 1 | 1 | 594.0594 | 0 | 59524.8602 | 0 | 0 | 0 | 1 | 0 | 0 | 1
609 | Motors | Solar | Solar Powered Pool Pump | College and University | New | CcoNgsd609 | 1 | 1.0099 | 9900.9901 | 0 | GSD | 15 | 1 | 1 | 1 | 1 | 1 | 1 | 1 | 1 | 1 | 1 | 1 | 1 | 594.0594 | 0 | 59524.8602 | 0 | 0 | 0 | 1 | 0 | 0 | 1
609 | Motors | Solar | Solar Powered Pool Pump | Data Center | Turnover | CdaTgsd609 | 1 | 1.0631 | 9009.009 | 0 | GSD | 15 | 1 | 1 | 1 | 1 | 1 | 1 | 1 | 1 | 1 | 1 | 1 | 1 | 540.5405 | 0 | 54162.2602 | 0 | 0 | 0 | 1 | 0 | 0 | 1
609 | Motors | Solar | Solar Powered Pool Pump | Data Center | New | CdaNgsd609 | 1 | 1.0631 | 9009.009 | 0 | GSD | 15 | 1 | 1 | 1 | 1 | 1 | 1 | 1 | 1 | 1 | 1 | 1 | 1 | 540.5405 | 0 | 54162.2602 | 0 | 0 | 0 | 1 | 0 | 0 | 1
609 | Motors | Solar | Solar Powered Pool Pump | Grocery | Turnover | CgrTgsd609 | 1 | 0.6 | 7407.4074 | 0 | GSD | 15 | 1 | 1 | 1 | 1 | 1 | 1 | 1 | 1 | 1 | 1 | 1 | 1 | 444.4444 | 0 | 44533.4139 | 0 | 0 | 0 | 1 | 0 | 0 | 1
609 | Motors | Solar | Solar Powered Pool Pump | Grocery | New | CgrNgsd609 | 1 | 0.6 | 7407.4074 | 0 | GSD | 15 | 1 | 1 | 1 | 1 | 1 | 1 | 1 | 1 | 1 | 1 | 1 | 1 | 444.4444 | 0 | 44533.4139 | 0 | 0 | 0 | 1 | 0 | 0 | 1
609 | Motors | Solar | Solar Powered Pool Pump | Healthcare | Turnover | CheTgsd609 | 1 | 1.0347 | 6944.4444 | 0 | GSD | 15 | 1 | 1 | 1 | 1 | 1 | 1 | 1 | 1 | 1 | 1 | 1 | 1 | 416.6667 | 0 | 41750.0756 | 0 | 0 | 0 | 1 | 0 | 0 | 1
609 | Motors | Solar | Solar Powered Pool Pump | Healthcare | New | CheNgsd609 | 1 | 1.0347 | 6944.4444 | 0 | GSD | 15 | 1 | 1 | 1 | 1 | 1 | 1 | 1 | 1 | 1 | 1 | 1 | 1 | 416.6667 | 0 | 41750.0756 | 0 | 0 | 0 | 1 | 0 | 0 | 1
609 | Motors | Solar | Solar Powered Pool Pump | Hospitals | Turnover | ChoTgsd609 | 1 | 1.0099 | 9900.9901 | 0 | GSD | 15 | 1 | 1 | 1 | 1 | 1 | 1 | 1 | 1 | 1 | 1 | 1 | 1 | 594.0594 | 0 | 59524.8602 | 0 | 0 | 0 | 1 | 0 | 0 | 1
609 | Motors | Solar | Solar Powered Pool Pump | Hospitals | New | ChoNgsd609 | 1 | 1.0099 | 9900.9901 | 0 | GSD | 15 | 1 | 1 | 1 | 1 | 1 | 1 | 1 | 1 | 1 | 1 | 1 | 1 | 594.0594 | 0 | 59524.8602 | 0 | 0 | 0 | 1 | 0 | 0 | 1
609 | Motors | Solar | Solar Powered Pool Pump | Institutional | Turnover | CinTgsd609 | 1 | 1.0811 | 9009.009 | 0 | GSD | 15 | 1 | 1 | 1 | 1 | 1 | 1 | 1 | 1 | 1 | 1 | 1 | 1 | 540.5405 | 0 | 54162.2602 | 0 | 0 | 0 | 1 | 0 | 0 | 1
609 | Motors | Solar | Solar Powered Pool Pump | Institutional | New | CinNgsd609 | 1 | 1.0811 | 9009.009 | 0 | GSD | 15 | 1 | 1 | 1 | 1 | 1 | 1 | 1 | 1 | 1 | 1 | 1 | 1 | 540.5405 | 0 | 54162.2602 | 0 | 0 | 0 | 1 | 0 | 0 | 1
609 | Motors | Solar | Solar Powered Pool Pump | Lodging/Hospitality | Turnover | CloTgsd609 | 1 | 1.1682 | 9345.7944 | 0 | GSD | 15 | 1 | 1 | 1 | 1 | 1 | 1 | 1 | 1 | 1 | 1 | 1 | 1 | 560.7477 | 0 | 56187.0176 | 0 | 0 | 0 | 1 | 0 | 0 | 1
609 | Motors | Solar | Solar Powered Pool Pump | Lodging/Hospitality | New | CloNgsd609 | 1 | 1.1682 | 9345.7944 | 0 | GSD | 15 | 1 | 1 | 1 | 1 | 1 | 1 | 1 | 1 | 1 | 1 | 1 | 1 | 560.7477 | 0 | 56187.0176 | 0 | 0 | 0 | 1 | 0 | 0 | 1
609 | Motors | Solar | Solar Powered Pool Pump | Miscellaneous | Turnover | CmiTgsd609 | 1 | 1.0631 | 9009.009 | 0 | GSD | 15 | 1 | 1 | 1 | 1 | 1 | 1 | 1 | 1 | 1 | 1 | 1 | 1 | 540.5405 | 0 | 54162.2602 | 0 | 0 | 0 | 1 | 0 | 0 | 1
609 | Motors | Solar | Solar Powered Pool Pump | Miscellaneous | New | CmiNgsd609 | 1 | 1.0631 | 9009.009 | 0 | GSD | 15 | 1 | 1 | 1 | 1 | 1 | 1 | 1 | 1 | 1 | 1 | 1 | 1 | 540.5405 | 0 | 54162.2602 | 0 | 0 | 0 | 1 | 0 | 0 | 1
609 | Motors | Solar | Solar Powered Pool Pump | Offices | Turnover | CofTgsd609 | 1 | 1.0631 | 9009.009 | 0 | GSD | 15 | 1 | 1 | 1 | 1 | 1 | 1 | 1 | 1 | 1 | 1 | 1 | 1 | 540.5405 | 0 | 54162.2602 | 0 | 0 | 0 | 1 | 0 | 0 | 1
609 | Motors | Solar | Solar Powered Pool Pump | Offices | New | CofNgsd609 | 1 | 1.0631 | 9009.009 | 0 | GSD | 15 | 1 | 1 | 1 | 1 | 1 | 1 | 1 | 1 | 1 | 1 | 1 | 1 | 540.5405 | 0 | 54162.2602 | 0 | 0 | 0 | 1 | 0 | 0 | 1
609 | Motors | Solar | Solar Powered Pool Pump | Restaurants | Turnover | CreTgsd609 | 1 | 0.37313 | 7462.6866 | 0 | GSD | 15 | 1 | 1 | 1 | 1 | 1 | 1 | 1 | 1 | 1 | 1 | 1 | 1 | 447.7612 | 0 | 44865.7528 | 0 | 0 | 0 | 1 | 0 | 0 | 1
609 | Motors | Solar | Solar Powered Pool Pump | Restaurants | New | CreNgsd609 | 1 | 0.37313 | 7462.6866 | 0 | GSD | 15 | 1 | 1 | 1 | 1 | 1 | 1 | 1 | 1 | 1 | 1 | 1 | 1 | 447.7612 | 0 | 44865.7528 | 0 | 0 | 0 | 1 | 0 | 0 | 1
609 | Motors | Solar | Solar Powered Pool Pump | Retail | Turnover | CrtTgsd609 | 1 | 0.55245 | 6993.007 | 0 | GSD | 15 | 1 | 1 | 1 | 1 | 1 | 1 | 1 | 1 | 1 | 1 | 1 | 1 | 419.5804 | 0 | 42042.0341 | 0 | 0 | 0 | 1 | 0 | 0 | 1
609 | Motors | Solar | Solar Powered Pool Pump | Retail | New | CrtNgsd609 | 1 | 0.55245 | 6993.007 | 0 | GSD | 15 | 1 | 1 | 1 | 1 | 1 | 1 | 1 | 1 | 1 | 1 | 1 | 1 | 419.5804 | 0 | 42042.0341 | 0 | 0 | 0 | 1 | 0 | 0 | 1
609 | Motors | Solar | Solar Powered Pool Pump | Schools K-12 | Turnover | CscTgsd609 | 1 | 1.0388 | 9708.7379 | 0 | GSD | 15 | 1 | 1 | 1 | 1 | 1 | 1 | 1 | 1 | 1 | 1 | 1 | 1 | 582.5243 | 0 | 58369.0377 | 0 | 0 | 0 | 1 | 0 | 0 | 1
609 | Motors | Solar | Solar Powered Pool Pump | Schools K-12 | New | CscNgsd609 | 1 | 1.0388 | 9708.7379 | 0 | GSD | 15 | 1 | 1 | 1 | 1 | 1 | 1 | 1 | 1 | 1 | 1 | 1 | 1 | 582.5243 | 0 | 58369.0377 | 0 | 0 | 0 | 1 | 0 | 0 | 1
609 | Motors | Solar | Solar Powered Pool Pump | Warehouse | Turnover | CwaTgsd609 | 1 | 0.72549 | 6535.9477 | 0 | GSD | 15 | 1 | 1 | 1 | 1 | 1 | 1 | 1 | 1 | 1 | 1 | 1 | 1 | 392.1569 | 0 | 39294.1888 | 0 | 0 | 0 | 1 | 0 | 0 | 1
609 | Motors | Solar | Solar Powered Pool Pump | Warehouse | New | CwaNgsd609 | 1 | 0.72549 | 6535.9477 | 0 | GSD | 15 | 1 | 1 | 1 | 1 | 1 | 1 | 1 | 1 | 1 | 1 | 1 | 1 | 392.1569 | 0 | 39294.1888 | 0 | 0 | 0 | 1 | 0 | 0 | 1
701 | Power Management | Storage | Efficient Battery Charger | Assembly | Turnover | CasTgsd701 | 1 | 0.43275 | 5847.9532 | 0 | GSD | 15 | 1 | 1 | 1 | 1 | 1 | 1 | 1 | 1 | 1 | 1 | 1 | 1 | 350.8772 | 0 | 2168.2281 | 0 | 0 | 0 | 1 | 0 | 0 | 1
701 | Power Management | Storage | Efficient Battery Charger | Assembly | New | CasNgsd701 | 1 | 0.43275 | 5847.9532 | 0 | GSD | 15 | 1 | 1 | 1 | 1 | 1 | 1 | 1 | 1 | 1 | 1 | 1 | 1 | 350.8772 | 0 | 2168.2281 | 0 | 0 | 0 | 1 | 0 | 0 | 1
701 | Power Management | Storage | Efficient Battery Charger | College and University | Turnover | CcoTgsd701 | 1 | 1.0099 | 9900.9901 | 0 | GSD | 15 | 1 | 1 | 1 | 1 | 1 | 1 | 1 | 1 | 1 | 1 | 1 | 1 | 594.0594 | 0 | 3670.9604 | 0 | 0 | 0 | 1 | 0 | 0 | 1
701 | Power Management | Storage | Efficient Battery Charger | College and University | New | CcoNgsd701 | 1 | 1.0099 | 9900.9901 | 0 | GSD | 15 | 1 | 1 | 1 | 1 | 1 | 1 | 1 | 1 | 1 | 1 | 1 | 1 | 594.0594 | 0 | 3670.9604 | 0 | 0 | 0 | 1 | 0 | 0 | 1
701 | Power Management | Storage | Efficient Battery Charger | Data Center | Turnover | CdaTgsd701 | 1 | 1.0631 | 9009.009 | 0 | GSD | 15 | 1 | 1 | 1 | 1 | 1 | 1 | 1 | 1 | 1 | 1 | 1 | 1 | 540.5405 | 0 | 3340.2433 | 0 | 0 | 0 | 1 | 0 | 0 | 1
701 | Power Management | Storage | Efficient Battery Charger | Data Center | New | CdaNgsd701 | 1 | 1.0631 | 9009.009 | 0 | GSD | 15 | 1 | 1 | 1 | 1 | 1 | 1 | 1 | 1 | 1 | 1 | 1 | 1 | 540.5405 | 0 | 3340.2433 | 0 | 0 | 0 | 1 | 0 | 0 | 1
701 | Power Management | Storage | Efficient Battery Charger | Grocery | Turnover | CgrTgsd701 | 1 | 0.6 | 7407.4074 | 0 | GSD | 15 | 1 | 1 | 1 | 1 | 1 | 1 | 1 | 1 | 1 | 1 | 1 | 1 | 444.4444 | 0 | 2746.4222 | 0 | 0 | 0 | 1 | 0 | 0 | 1
701 | Power Management | Storage | Efficient Battery Charger | Grocery | New | CgrNgsd701 | 1 | 0.6 | 7407.4074 | 0 | GSD | 15 | 1 | 1 | 1 | 1 | 1 | 1 | 1 | 1 | 1 | 1 | 1 | 1 | 444.4444 | 0 | 2746.4222 | 0 | 0 | 0 | 1 | 0 | 0 | 1
701 | Power Management | Storage | Efficient Battery Charger | Healthcare | Turnover | CheTgsd701 | 1 | 1.0347 | 6944.4444 | 0 | GSD | 15 | 1 | 1 | 1 | 1 | 1 | 1 | 1 | 1 | 1 | 1 | 1 | 1 | 416.6667 | 0 | 2574.7708 | 0 | 0 | 0 | 1 | 0 | 0 | 1
701 | Power Management | Storage | Efficient Battery Charger | Healthcare | New | CheNgsd701 | 1 | 1.0347 | 6944.4444 | 0 | GSD | 15 | 1 | 1 | 1 | 1 | 1 | 1 | 1 | 1 | 1 | 1 | 1 | 1 | 416.6667 | 0 | 2574.7708 | 0 | 0 | 0 | 1 | 0 | 0 | 1
701 | Power Management | Storage | Efficient Battery Charger | Hospitals | Turnover | ChoTgsd701 | 1 | 1.0099 | 9900.9901 | 0 | GSD | 15 | 1 | 1 | 1 | 1 | 1 | 1 | 1 | 1 | 1 | 1 | 1 | 1 | 594.0594 | 0 | 3670.9604 | 0 | 0 | 0 | 1 | 0 | 0 | 1
701 | Power Management | Storage | Efficient Battery Charger | Hospitals | New | ChoNgsd701 | 1 | 1.0099 | 9900.9901 | 0 | GSD | 15 | 1 | 1 | 1 | 1 | 1 | 1 | 1 | 1 | 1 | 1 | 1 | 1 | 594.0594 | 0 | 3670.9604 | 0 | 0 | 0 | 1 | 0 | 0 | 1
701 | Power Management | Storage | Efficient Battery Charger | Institutional | Turnover | CinTgsd701 | 1 | 1.0811 | 9009.009 | 0 | GSD | 15 | 1 | 1 | 1 | 1 | 1 | 1 | 1 | 1 | 1 | 1 | 1 | 1 | 540.5405 | 0 | 3340.2433 | 0 | 0 | 0 | 1 | 0 | 0 | 1
701 | Power Management | Storage | Efficient Battery Charger | Institutional | New | CinNgsd701 | 1 | 1.0811 | 9009.009 | 0 | GSD | 15 | 1 | 1 | 1 | 1 | 1 | 1 | 1 | 1 | 1 | 1 | 1 | 1 | 540.5405 | 0 | 3340.2433 | 0 | 0 | 0 | 1 | 0 | 0 | 1
701 | Power Management | Storage | Efficient Battery Charger | Lodging/Hospitality | Turnover | CloTgsd701 | 1 | 1.1682 | 9345.7944 | 0 | GSD | 15 | 1 | 1 | 1 | 1 | 1 | 1 | 1 | 1 | 1 | 1 | 1 | 1 | 560.7477 | 0 | 3465.1122 | 0 | 0 | 0 | 1 | 0 | 0 | 1
701 | Power Management | Storage | Efficient Battery Charger | Lodging/Hospitality | New | CloNgsd701 | 1 | 1.1682 | 9345.7944 | 0 | GSD | 15 | 1 | 1 | 1 | 1 | 1 | 1 | 1 | 1 | 1 | 1 | 1 | 1 | 560.7477 | 0 | 3465.1122 | 0 | 0 | 0 | 1 | 0 | 0 | 1
701 | Power Management | Storage | Efficient Battery Charger | Miscellaneous | Turnover | CmiTgsd701 | 1 | 1.0631 | 9009.009 | 0 | GSD | 15 | 1 | 1 | 1 | 1 | 1 | 1 | 1 | 1 | 1 | 1 | 1 | 1 | 540.5405 | 0 | 3340.2433 | 0 | 0 | 0 | 1 | 0 | 0 | 1
701 | Power Management | Storage | Efficient Battery Charger | Miscellaneous | New | CmiNgsd701 | 1 | 1.0631 | 9009.009 | 0 | GSD | 15 | 1 | 1 | 1 | 1 | 1 | 1 | 1 | 1 | 1 | 1 | 1 | 1 | 540.5405 | 0 | 3340.2433 | 0 | 0 | 0 | 1 | 0 | 0 | 1
701 | Power Management | Storage | Efficient Battery Charger | Offices | Turnover | CofTgsd701 | 1 | 1.0631 | 9009.009 | 0 | GSD | 15 | 1 | 1 | 1 | 1 | 1 | 1 | 1 | 1 | 1 | 1 | 1 | 1 | 540.5405 | 0 | 3340.2433 | 0 | 0 | 0 | 1 | 0 | 0 | 1
701 | Power Management | Storage | Efficient Battery Charger | Offices | New | CofNgsd701 | 1 | 1.0631 | 9009.009 | 0 | GSD | 15 | 1 | 1 | 1 | 1 | 1 | 1 | 1 | 1 | 1 | 1 | 1 | 1 | 540.5405 | 0 | 3340.2433 | 0 | 0 | 0 | 1 | 0 | 0 | 1
701 | Power Management | Storage | Efficient Battery Charger | Restaurants | Turnover | CreTgsd701 | 1 | 0.37313 | 7462.6866 | 0 | GSD | 15 | 1 | 1 | 1 | 1 | 1 | 1 | 1 | 1 | 1 | 1 | 1 | 1 | 447.7612 | 0 | 2766.9179 | 0 | 0 | 0 | 1 | 0 | 0 | 1
701 | Power Management | Storage | Efficient Battery Charger | Restaurants | New | CreNgsd701 | 1 | 0.37313 | 7462.6866 | 0 | GSD | 15 | 1 | 1 | 1 | 1 | 1 | 1 | 1 | 1 | 1 | 1 | 1 | 1 | 447.7612 | 0 | 2766.9179 | 0 | 0 | 0 | 1 | 0 | 0 | 1
701 | Power Management | Storage | Efficient Battery Charger | Retail | Turnover | CrtTgsd701 | 1 | 0.55245 | 6993.007 | 0 | GSD | 15 | 1 | 1 | 1 | 1 | 1 | 1 | 1 | 1 | 1 | 1 | 1 | 1 | 419.5804 | 0 | 2592.7762 | 0 | 0 | 0 | 1 | 0 | 0 | 1
701 | Power Management | Storage | Efficient Battery Charger | Retail | New | CrtNgsd701 | 1 | 0.55245 | 6993.007 | 0 | GSD | 15 | 1 | 1 | 1 | 1 | 1 | 1 | 1 | 1 | 1 | 1 | 1 | 1 | 419.5804 | 0 | 2592.7762 | 0 | 0 | 0 | 1 | 0 | 0 | 1
701 | Power Management | Storage | Efficient Battery Charger | Schools K-12 | Turnover | CscTgsd701 | 1 | 1.0388 | 9708.7379 | 0 | GSD | 15 | 1 | 1 | 1 | 1 | 1 | 1 | 1 | 1 | 1 | 1 | 1 | 1 | 582.5243 | 0 | 3599.6796 | 0 | 0 | 0 | 1 | 0 | 0 | 1
701 | Power Management | Storage | Efficient Battery Charger | Schools K-12 | New | CscNgsd701 | 1 | 1.0388 | 9708.7379 | 0 | GSD | 15 | 1 | 1 | 1 | 1 | 1 | 1 | 1 | 1 | 1 | 1 | 1 | 1 | 582.5243 | 0 | 3599.6796 | 0 | 0 | 0 | 1 | 0 | 0 | 1
701 | Power Management | Storage | Efficient Battery Charger | Warehouse | Turnover | CwaTgsd701 | 1 | 0.72549 | 6535.9477 | 0 | GSD | 15 | 1 | 1 | 1 | 1 | 1 | 1 | 1 | 1 | 1 | 1 | 1 | 1 | 392.1569 | 0 | 2423.3137 | 0 | 0 | 0 | 1 | 0 | 0 | 1
701 | Power Management | Storage | Efficient Battery Charger | Warehouse | New | CwaNgsd701 | 1 | 0.72549 | 6535.9477 | 0 | GSD | 15 | 1 | 1 | 1 | 1 | 1 | 1 | 1 | 1 | 1 | 1 | 1 | 1 | 392.1569 | 0 | 2423.3137 | 0 | 0 | 0 | 1 | 0 | 0 | 1
702 | Power Management | Supply | Engine Block Timer | Assembly | Existing | CasEgsd702 | 1 | 0.43275 | 5847.9532 | 0 | GSD | 3 | 1 | 1 | 1 | 1 | 1 | 1 | 1 | 1 | 1 | 1 | 1 | 1 | 294.0538 | 0 | 106.4003 | 0 | 0 | 0 | 1 | 0 | 0 | 1
702 | Power Management | Supply | Engine Block Timer | Assembly | New | CasNgsd702 | 1 | 0.43275 | 5847.9532 | 0 | GSD | 3 | 1 | 1 | 1 | 1 | 1 | 1 | 1 | 1 | 1 | 1 | 1 | 1 | 294.0538 | 0 | 106.4003 | 0 | 0 | 0 | 1 | 0 | 0 | 1
702 | Power Management | Supply | Engine Block Timer | College and University | Existing | CcoEgsd702 | 1 | 1.0099 | 9900.9901 | 0 | GSD | 3 | 1 | 1 | 1 | 1 | 1 | 1 | 1 | 1 | 1 | 1 | 1 | 1 | 497.8535 | 0 | 180.143 | 0 | 0 | 0 | 1 | 0 | 0 | 1
702 | Power Management | Supply | Engine Block Timer | College and University | New | CcoNgsd702 | 1 | 1.0099 | 9900.9901 | 0 | GSD | 3 | 1 | 1 | 1 | 1 | 1 | 1 | 1 | 1 | 1 | 1 | 1 | 1 | 497.8535 | 0 | 180.143 | 0 | 0 | 0 | 1 | 0 | 0 | 1
702 | Power Management | Supply | Engine Block Timer | Data Center | Existing | CdaEgsd702 | 1 | 1.0631 | 9009.009 | 0 | GSD | 3 | 1 | 1 | 1 | 1 | 1 | 1 | 1 | 1 | 1 | 1 | 1 | 1 | 453.0018 | 0 | 163.9139 | 0 | 0 | 0 | 1 | 0 | 0 | 1
702 | Power Management | Supply | Engine Block Timer | Data Center | New | CdaNgsd702 | 1 | 1.0631 | 9009.009 | 0 | GSD | 3 | 1 | 1 | 1 | 1 | 1 | 1 | 1 | 1 | 1 | 1 | 1 | 1 | 453.0018 | 0 | 163.9139 | 0 | 0 | 0 | 1 | 0 | 0 | 1
702 | Power Management | Supply | Engine Block Timer | Grocery | Existing | CgrEgsd702 | 1 | 0.6 | 7407.4074 | 0 | GSD | 3 | 1 | 1 | 1 | 1 | 1 | 1 | 1 | 1 | 1 | 1 | 1 | 1 | 372.4682 | 0 | 134.7737 | 0 | 0 | 0 | 1 | 0 | 0 | 1
702 | Power Management | Supply | Engine Block Timer | Grocery | New | CgrNgsd702 | 1 | 0.6 | 7407.4074 | 0 | GSD | 3 | 1 | 1 | 1 | 1 | 1 | 1 | 1 | 1 | 1 | 1 | 1 | 1 | 372.4682 | 0 | 134.7737 | 0 | 0 | 0 | 1 | 0 | 0 | 1
702 | Power Management | Supply | Engine Block Timer | Healthcare | Existing | CheEgsd702 | 1 | 1.0347 | 6944.4444 | 0 | GSD | 3 | 1 | 1 | 1 | 1 | 1 | 1 | 1 | 1 | 1 | 1 | 1 | 1 | 349.1889 | 0 | 126.3503 | 0 | 0 | 0 | 1 | 0 | 0 | 1
702 | Power Management | Supply | Engine Block Timer | Healthcare | New | CheNgsd702 | 1 | 1.0347 | 6944.4444 | 0 | GSD | 3 | 1 | 1 | 1 | 1 | 1 | 1 | 1 | 1 | 1 | 1 | 1 | 1 | 349.1889 | 0 | 126.3503 | 0 | 0 | 0 | 1 | 0 | 0 | 1
702 | Power Management | Supply | Engine Block Timer | Hospitals | Existing | ChoEgsd702 | 1 | 1.0099 | 9900.9901 | 0 | GSD | 3 | 1 | 1 | 1 | 1 | 1 | 1 | 1 | 1 | 1 | 1 | 1 | 1 | 497.8535 | 0 | 180.143 | 0 | 0 | 0 | 1 | 0 | 0 | 1
702 | Power Management | Supply | Engine Block Timer | Hospitals | New | ChoNgsd702 | 1 | 1.0099 | 9900.9901 | 0 | GSD | 3 | 1 | 1 | 1 | 1 | 1 | 1 | 1 | 1 | 1 | 1 | 1 | 1 | 497.8535 | 0 | 180.143 | 0 | 0 | 0 | 1 | 0 | 0 | 1
702 | Power Management | Supply | Engine Block Timer | Institutional | Existing | CinEgsd702 | 1 | 1.0811 | 9009.009 | 0 | GSD | 3 | 1 | 1 | 1 | 1 | 1 | 1 | 1 | 1 | 1 | 1 | 1 | 1 | 453.0018 | 0 | 163.9139 | 0 | 0 | 0 | 1 | 0 | 0 | 1
702 | Power Management | Supply | Engine Block Timer | Institutional | New | CinNgsd702 | 1 | 1.0811 | 9009.009 | 0 | GSD | 3 | 1 | 1 | 1 | 1 | 1 | 1 | 1 | 1 | 1 | 1 | 1 | 1 | 453.0018 | 0 | 163.9139 | 0 | 0 | 0 | 1 | 0 | 0 | 1
702 | Power Management | Supply | Engine Block Timer | Lodging/Hospitality | Existing | CloEgsd702 | 1 | 1.1682 | 9345.7944 | 0 | GSD | 3 | 1 | 1 | 1 | 1 | 1 | 1 | 1 | 1 | 1 | 1 | 1 | 1 | 469.9365 | 0 | 170.0415 | 0 | 0 | 0 | 1 | 0 | 0 | 1
702 | Power Management | Supply | Engine Block Timer | Lodging/Hospitality | New | CloNgsd702 | 1 | 1.1682 | 9345.7944 | 0 | GSD | 3 | 1 | 1 | 1 | 1 | 1 | 1 | 1 | 1 | 1 | 1 | 1 | 1 | 469.9365 | 0 | 170.0415 | 0 | 0 | 0 | 1 | 0 | 0 | 1
702 | Power Management | Supply | Engine Block Timer | Miscellaneous | Existing | CmiEgsd702 | 1 | 1.0631 | 9009.009 | 0 | GSD | 3 | 1 | 1 | 1 | 1 | 1 | 1 | 1 | 1 | 1 | 1 | 1 | 1 | 453.0018 | 0 | 163.9139 | 0 | 0 | 0 | 1 | 0 | 0 | 1
702 | Power Management | Supply | Engine Block Timer | Miscellaneous | New | CmiNgsd702 | 1 | 1.0631 | 9009.009 | 0 | GSD | 3 | 1 | 1 | 1 | 1 | 1 | 1 | 1 | 1 | 1 | 1 | 1 | 1 | 453.0018 | 0 | 163.9139 | 0 | 0 | 0 | 1 | 0 | 0 | 1
702 | Power Management | Supply | Engine Block Timer | Offices | Existing | CofEgsd702 | 1 | 1.0631 | 9009.009 | 0 | GSD | 3 | 1 | 1 | 1 | 1 | 1 | 1 | 1 | 1 | 1 | 1 | 1 | 1 | 453.0018 | 0 | 163.9139 | 0 | 0 | 0 | 1 | 0 | 0 | 1
702 | Power Management | Supply | Engine Block Timer | Offices | New | CofNgsd702 | 1 | 1.0631 | 9009.009 | 0 | GSD | 3 | 1 | 1 | 1 | 1 | 1 | 1 | 1 | 1 | 1 | 1 | 1 | 1 | 453.0018 | 0 | 163.9139 | 0 | 0 | 0 | 1 | 0 | 0 | 1
702 | Power Management | Supply | Engine Block Timer | Restaurants | Existing | CreEgsd702 | 1 | 0.37313 | 7462.6866 | 0 | GSD | 3 | 1 | 1 | 1 | 1 | 1 | 1 | 1 | 1 | 1 | 1 | 1 | 1 | 375.2478 | 0 | 135.7794 | 0 | 0 | 0 | 1 | 0 | 0 | 1
702 | Power Management | Supply | Engine Block Timer | Restaurants | New | CreNgsd702 | 1 | 0.37313 | 7462.6866 | 0 | GSD | 3 | 1 | 1 | 1 | 1 | 1 | 1 | 1 | 1 | 1 | 1 | 1 | 1 | 375.2478 | 0 | 135.7794 | 0 | 0 | 0 | 1 | 0 | 0 | 1
702 | Power Management | Supply | Engine Block Timer | Retail | Existing | CrtEgsd702 | 1 | 0.55245 | 6993.007 | 0 | GSD | 3 | 1 | 1 | 1 | 1 | 1 | 1 | 1 | 1 | 1 | 1 | 1 | 1 | 351.6308 | 0 | 127.2339 | 0 | 0 | 0 | 1 | 0 | 0 | 1
702 | Power Management | Supply | Engine Block Timer | Retail | New | CrtNgsd702 | 1 | 0.55245 | 6993.007 | 0 | GSD | 3 | 1 | 1 | 1 | 1 | 1 | 1 | 1 | 1 | 1 | 1 | 1 | 1 | 351.6308 | 0 | 127.2339 | 0 | 0 | 0 | 1 | 0 | 0 | 1
702 | Power Management | Supply | Engine Block Timer | Schools K-12 | Existing | CscEgsd702 | 1 | 1.0388 | 9708.7379 | 0 | GSD | 3 | 1 | 1 | 1 | 1 | 1 | 1 | 1 | 1 | 1 | 1 | 1 | 1 | 488.1864 | 0 | 176.6451 | 0 | 0 | 0 | 1 | 0 | 0 | 1
702 | Power Management | Supply | Engine Block Timer | Schools K-12 | New | CscNgsd702 | 1 | 1.0388 | 9708.7379 | 0 | GSD | 3 | 1 | 1 | 1 | 1 | 1 | 1 | 1 | 1 | 1 | 1 | 1 | 1 | 488.1864 | 0 | 176.6451 | 0 | 0 | 0 | 1 | 0 | 0 | 1
702 | Power Management | Supply | Engine Block Timer | Warehouse | Existing | CwaEgsd702 | 1 | 0.72549 | 6535.9477 | 0 | GSD | 3 | 1 | 1 | 1 | 1 | 1 | 1 | 1 | 1 | 1 | 1 | 1 | 1 | 328.6484 | 0 | 118.9179 | 0 | 0 | 0 | 1 | 0 | 0 | 1
702 | Power Management | Supply | Engine Block Timer | Warehouse | New | CwaNgsd702 | 1 | 0.72549 | 6535.9477 | 0 | GSD | 3 | 1 | 1 | 1 | 1 | 1 | 1 | 1 | 1 | 1 | 1 | 1 | 1 | 328.6484 | 0 | 118.9179 | 0 | 0 | 0 | 1 | 0 | 0 | 1
801 | Refrigeration | Controls | Anti-Sweat Controls | Assembly | Existing | CasEgsd801 | 1 | 0.79333 | 6666.6667 | 0 | GSD | 12 | 1 | 1 | 1 | 1 | 1 | 1 | 1 | 1 | 1 | 1 | 1 | 1 | 400 | 0 | 1712.6179 | 0 | 0 | 0 | 1 | 0 | 0 | 1
801 | Refrigeration | Controls | Anti-Sweat Controls | Assembly | New | CasNgsd801 | 1 | 0.79333 | 6666.6667 | 0 | GSD | 12 | 1 | 1 | 1 | 1 | 1 | 1 | 1 | 1 | 1 | 1 | 1 | 1 | 400 | 0 | 1712.6179 | 0 | 0 | 0 | 1 | 0 | 0 | 1
801 | Refrigeration | Controls | Anti-Sweat Controls | College and University | Existing | CcoEgsd801 | 1 | 0.79333 | 6666.6667 | 0 | GSD | 12 | 1 | 1 | 1 | 1 | 1 | 1 | 1 | 1 | 1 | 1 | 1 | 1 | 400 | 0 | 1712.6179 | 0 | 0 | 0 | 1 | 0 | 0 | 1
801 | Refrigeration | Controls | Anti-Sweat Controls | College and University | New | CcoNgsd801 | 1 | 0.79333 | 6666.6667 | 0 | GSD | 12 | 1 | 1 | 1 | 1 | 1 | 1 | 1 | 1 | 1 | 1 | 1 | 1 | 400 | 0 | 1712.6179 | 0 | 0 | 0 | 1 | 0 | 0 | 1
801 | Refrigeration | Controls | Anti-Sweat Controls | Data Center | Existing | CdaEgsd801 | 1 | 0.81119 | 6993.007 | 0 | GSD | 12 | 1 | 1 | 1 | 1 | 1 | 1 | 1 | 1 | 1 | 1 | 1 | 1 | 419.5804 | 0 | 1796.4523 | 0 | 0 | 0 | 1 | 0 | 0 | 1
801 | Refrigeration | Controls | Anti-Sweat Controls | Data Center | New | CdaNgsd801 | 1 | 0.81119 | 6993.007 | 0 | GSD | 12 | 1 | 1 | 1 | 1 | 1 | 1 | 1 | 1 | 1 | 1 | 1 | 1 | 419.5804 | 0 | 1796.4523 | 0 | 0 | 0 | 1 | 0 | 0 | 1
801 | Refrigeration | Controls | Anti-Sweat Controls | Grocery | Existing | CgrEgsd801 | 1 | 0.79333 | 6666.6667 | 0 | GSD | 12 | 1 | 1 | 1 | 1 | 1 | 1 | 1 | 1 | 1 | 1 | 1 | 1 | 400 | 0 | 1712.6179 | 0 | 0 | 0 | 1 | 0 | 0 | 1
801 | Refrigeration | Controls | Anti-Sweat Controls | Grocery | New | CgrNgsd801 | 1 | 0.79333 | 6666.6667 | 0 | GSD | 12 | 1 | 1 | 1 | 1 | 1 | 1 | 1 | 1 | 1 | 1 | 1 | 1 | 400 | 0 | 1712.6179 | 0 | 0 | 0 | 1 | 0 | 0 | 1
801 | Refrigeration | Controls | Anti-Sweat Controls | Healthcare | Existing | CheEgsd801 | 1 | 0.79333 | 6666.6667 | 0 | GSD | 12 | 1 | 1 | 1 | 1 | 1 | 1 | 1 | 1 | 1 | 1 | 1 | 1 | 400 | 0 | 1712.6179 | 0 | 0 | 0 | 1 | 0 | 0 | 1
801 | Refrigeration | Controls | Anti-Sweat Controls | Healthcare | New | CheNgsd801 | 1 | 0.79333 | 6666.6667 | 0 | GSD | 12 | 1 | 1 | 1 | 1 | 1 | 1 | 1 | 1 | 1 | 1 | 1 | 1 | 400 | 0 | 1712.6179 | 0 | 0 | 0 | 1 | 0 | 0 | 1
801 | Refrigeration | Controls | Anti-Sweat Controls | Hospitals | Existing | ChoEgsd801 | 1 | 0.79333 | 6666.6667 | 0 | GSD | 12 | 1 | 1 | 1 | 1 | 1 | 1 | 1 | 1 | 1 | 1 | 1 | 1 | 400 | 0 | 1712.6179 | 0 | 0 | 0 | 1 | 0 | 0 | 1
801 | Refrigeration | Controls | Anti-Sweat Controls | Hospitals | New | ChoNgsd801 | 1 | 0.79333 | 6666.6667 | 0 | GSD | 12 | 1 | 1 | 1 | 1 | 1 | 1 | 1 | 1 | 1 | 1 | 1 | 1 | 400 | 0 | 1712.6179 | 0 | 0 | 0 | 1 | 0 | 0 | 1
801 | Refrigeration | Controls | Anti-Sweat Controls | Institutional | Existing | CinEgsd801 | 1 | 0.81119 | 6993.007 | 0 | GSD | 12 | 1 | 1 | 1 | 1 | 1 | 1 | 1 | 1 | 1 | 1 | 1 | 1 | 419.5804 | 0 | 1796.4523 | 0 | 0 | 0 | 1 | 0 | 0 | 1
801 | Refrigeration | Controls | Anti-Sweat Controls | Institutional | New | CinNgsd801 | 1 | 0.81119 | 6993.007 | 0 | GSD | 12 | 1 | 1 | 1 | 1 | 1 | 1 | 1 | 1 | 1 | 1 | 1 | 1 | 419.5804 | 0 | 1796.4523 | 0 | 0 | 0 | 1 | 0 | 0 | 1
801 | Refrigeration | Controls | Anti-Sweat Controls | Lodging/Hospitality | Existing | CloEgsd801 | 1 | 0.79333 | 6666.6667 | 0 | GSD | 12 | 1 | 1 | 1 | 1 | 1 | 1 | 1 | 1 | 1 | 1 | 1 | 1 | 400 | 0 | 1712.6179 | 0 | 0 | 0 | 1 | 0 | 0 | 1
801 | Refrigeration | Controls | Anti-Sweat Controls | Lodging/Hospitality | New | CloNgsd801 | 1 | 0.79333 | 6666.6667 | 0 | GSD | 12 | 1 | 1 | 1 | 1 | 1 | 1 | 1 | 1 | 1 | 1 | 1 | 1 | 400 | 0 | 1712.6179 | 0 | 0 | 0 | 1 | 0 | 0 | 1
801 | Refrigeration | Controls | Anti-Sweat Controls | Miscellaneous | Existing | CmiEgsd801 | 1 | 0.81119 | 6993.007 | 0 | GSD | 12 | 1 | 1 | 1 | 1 | 1 | 1 | 1 | 1 | 1 | 1 | 1 | 1 | 419.5804 | 0 | 1796.4523 | 0 | 0 | 0 | 1 | 0 | 0 | 1
801 | Refrigeration | Controls | Anti-Sweat Controls | Miscellaneous | New | CmiNgsd801 | 1 | 0.81119 | 6993.007 | 0 | GSD | 12 | 1 | 1 | 1 | 1 | 1 | 1 | 1 | 1 | 1 | 1 | 1 | 1 | 419.5804 | 0 | 1796.4523 | 0 | 0 | 0 | 1 | 0 | 0 | 1
801 | Refrigeration | Controls | Anti-Sweat Controls | Offices | Existing | CofEgsd801 | 1 | 0.81119 | 6993.007 | 0 | GSD | 12 | 1 | 1 | 1 | 1 | 1 | 1 | 1 | 1 | 1 | 1 | 1 | 1 | 419.5804 | 0 | 1796.4523 | 0 | 0 | 0 | 1 | 0 | 0 | 1
801 | Refrigeration | Controls | Anti-Sweat Controls | Offices | New | CofNgsd801 | 1 | 0.81119 | 6993.007 | 0 | GSD | 12 | 1 | 1 | 1 | 1 | 1 | 1 | 1 | 1 | 1 | 1 | 1 | 1 | 419.5804 | 0 | 1796.4523 | 0 | 0 | 0 | 1 | 0 | 0 | 1
801 | Refrigeration | Controls | Anti-Sweat Controls | Restaurants | Existing | CreEgsd801 | 1 | 0.80142 | 7092.1986 | 0 | GSD | 12 | 1 | 1 | 1 | 1 | 1 | 1 | 1 | 1 | 1 | 1 | 1 | 1 | 425.5319 | 0 | 1821.9339 | 0 | 0 | 0 | 1 | 0 | 0 | 1
801 | Refrigeration | Controls | Anti-Sweat Controls | Restaurants | New | CreNgsd801 | 1 | 0.80142 | 7092.1986 | 0 | GSD | 12 | 1 | 1 | 1 | 1 | 1 | 1 | 1 | 1 | 1 | 1 | 1 | 1 | 425.5319 | 0 | 1821.9339 | 0 | 0 | 0 | 1 | 0 | 0 | 1
801 | Refrigeration | Controls | Anti-Sweat Controls | Retail | Existing | CrtEgsd801 | 1 | 0.79333 | 6666.6667 | 0 | GSD | 12 | 1 | 1 | 1 | 1 | 1 | 1 | 1 | 1 | 1 | 1 | 1 | 1 | 400 | 0 | 1712.6179 | 0 | 0 | 0 | 1 | 0 | 0 | 1
801 | Refrigeration | Controls | Anti-Sweat Controls | Retail | New | CrtNgsd801 | 1 | 0.79333 | 6666.6667 | 0 | GSD | 12 | 1 | 1 | 1 | 1 | 1 | 1 | 1 | 1 | 1 | 1 | 1 | 1 | 400 | 0 | 1712.6179 | 0 | 0 | 0 | 1 | 0 | 0 | 1
801 | Refrigeration | Controls | Anti-Sweat Controls | Schools K-12 | Existing | CscEgsd801 | 1 | 0.81119 | 6993.007 | 0 | GSD | 12 | 1 | 1 | 1 | 1 | 1 | 1 | 1 | 1 | 1 | 1 | 1 | 1 | 419.5804 | 0 | 1796.4523 | 0 | 0 | 0 | 1 | 0 | 0 | 1
801 | Refrigeration | Controls | Anti-Sweat Controls | Schools K-12 | New | CscNgsd801 | 1 | 0.81119 | 6993.007 | 0 | GSD | 12 | 1 | 1 | 1 | 1 | 1 | 1 | 1 | 1 | 1 | 1 | 1 | 1 | 419.5804 | 0 | 1796.4523 | 0 | 0 | 0 | 1 | 0 | 0 | 1
801 | Refrigeration | Controls | Anti-Sweat Controls | Warehouse | Existing | CwaEgsd801 | 1 | 0.81119 | 6993.007 | 0 | GSD | 12 | 1 | 1 | 1 | 1 | 1 | 1 | 1 | 1 | 1 | 1 | 1 | 1 | 419.5804 | 0 | 1796.4523 | 0 | 0 | 0 | 1 | 0 | 0 | 1
801 | Refrigeration | Controls | Anti-Sweat Controls | Warehouse | New | CwaNgsd801 | 1 | 0.81119 | 6993.007 | 0 | GSD | 12 | 1 | 1 | 1 | 1 | 1 | 1 | 1 | 1 | 1 | 1 | 1 | 1 | 419.5804 | 0 | 1796.4523 | 0 | 0 | 0 | 1 | 0 | 0 | 1
802 | Refrigeration | Controls | Automatic Door Closer for Walk-in Coolers and Freezers | Assembly | Existing | CasEgsd802 | 1 | 0.79333 | 6666.6667 | 0 | GSD | 8 | 1 | 1 | 1 | 1 | 1 | 1 | 1 | 1 | 1 | 1 | 1 | 1 | 400 | 0 | 27500.2135 | 0 | 0 | 0 | 1 | 0 | 0 | 1
802 | Refrigeration | Controls | Automatic Door Closer for Walk-in Coolers and Freezers | Assembly | New | CasNgsd802 | 1 | 0.79333 | 6666.6667 | 0 | GSD | 8 | 1 | 1 | 1 | 1 | 1 | 1 | 1 | 1 | 1 | 1 | 1 | 1 | 400 | 0 | 27500.2135 | 0 | 0 | 0 | 1 | 0 | 0 | 1
802 | Refrigeration | Controls | Automatic Door Closer for Walk-in Coolers and Freezers | College and University | Existing | CcoEgsd802 | 1 | 0.79333 | 6666.6667 | 0 | GSD | 8 | 1 | 1 | 1 | 1 | 1 | 1 | 1 | 1 | 1 | 1 | 1 | 1 | 400 | 0 | 27500.2135 | 0 | 0 | 0 | 1 | 0 | 0 | 1
802 | Refrigeration | Controls | Automatic Door Closer for Walk-in Coolers and Freezers | College and University | New | CcoNgsd802 | 1 | 0.79333 | 6666.6667 | 0 | GSD | 8 | 1 | 1 | 1 | 1 | 1 | 1 | 1 | 1 | 1 | 1 | 1 | 1 | 400 | 0 | 27500.2135 | 0 | 0 | 0 | 1 | 0 | 0 | 1
802 | Refrigeration | Controls | Automatic Door Closer for Walk-in Coolers and Freezers | Data Center | Existing | CdaEgsd802 | 1 | 0.81119 | 6993.007 | 0 | GSD | 8 | 1 | 1 | 1 | 1 | 1 | 1 | 1 | 1 | 1 | 1 | 1 | 1 | 419.5804 | 0 | 28846.3778 | 0 | 0 | 0 | 1 | 0 | 0 | 1
802 | Refrigeration | Controls | Automatic Door Closer for Walk-in Coolers and Freezers | Data Center | New | CdaNgsd802 | 1 | 0.81119 | 6993.007 | 0 | GSD | 8 | 1 | 1 | 1 | 1 | 1 | 1 | 1 | 1 | 1 | 1 | 1 | 1 | 419.5804 | 0 | 28846.3778 | 0 | 0 | 0 | 1 | 0 | 0 | 1
802 | Refrigeration | Controls | Automatic Door Closer for Walk-in Coolers and Freezers | Grocery | Existing | CgrEgsd802 | 1 | 0.79333 | 6666.6667 | 0 | GSD | 8 | 1 | 1 | 1 | 1 | 1 | 1 | 1 | 1 | 1 | 1 | 1 | 1 | 400 | 0 | 27500.2135 | 0 | 0 | 0 | 1 | 0 | 0 | 1
802 | Refrigeration | Controls | Automatic Door Closer for Walk-in Coolers and Freezers | Grocery | New | CgrNgsd802 | 1 | 0.79333 | 6666.6667 | 0 | GSD | 8 | 1 | 1 | 1 | 1 | 1 | 1 | 1 | 1 | 1 | 1 | 1 | 1 | 400 | 0 | 27500.2135 | 0 | 0 | 0 | 1 | 0 | 0 | 1
802 | Refrigeration | Controls | Automatic Door Closer for Walk-in Coolers and Freezers | Healthcare | Existing | CheEgsd802 | 1 | 0.79333 | 6666.6667 | 0 | GSD | 8 | 1 | 1 | 1 | 1 | 1 | 1 | 1 | 1 | 1 | 1 | 1 | 1 | 400 | 0 | 27500.2135 | 0 | 0 | 0 | 1 | 0 | 0 | 1
802 | Refrigeration | Controls | Automatic Door Closer for Walk-in Coolers and Freezers | Healthcare | New | CheNgsd802 | 1 | 0.79333 | 6666.6667 | 0 | GSD | 8 | 1 | 1 | 1 | 1 | 1 | 1 | 1 | 1 | 1 | 1 | 1 | 1 | 400 | 0 | 27500.2135 | 0 | 0 | 0 | 1 | 0 | 0 | 1
802 | Refrigeration | Controls | Automatic Door Closer for Walk-in Coolers and Freezers | Hospitals | Existing | ChoEgsd802 | 1 | 0.79333 | 6666.6667 | 0 | GSD | 8 | 1 | 1 | 1 | 1 | 1 | 1 | 1 | 1 | 1 | 1 | 1 | 1 | 400 | 0 | 27500.2135 | 0 | 0 | 0 | 1 | 0 | 0 | 1
802 | Refrigeration | Controls | Automatic Door Closer for Walk-in Coolers and Freezers | Hospitals | New | ChoNgsd802 | 1 | 0.79333 | 6666.6667 | 0 | GSD | 8 | 1 | 1 | 1 | 1 | 1 | 1 | 1 | 1 | 1 | 1 | 1 | 1 | 400 | 0 | 27500.2135 | 0 | 0 | 0 | 1 | 0 | 0 | 1
802 | Refrigeration | Controls | Automatic Door Closer for Walk-in Coolers and Freezers | Institutional | Existing | CinEgsd802 | 1 | 0.81119 | 6993.007 | 0 | GSD | 8 | 1 | 1 | 1 | 1 | 1 | 1 | 1 | 1 | 1 | 1 | 1 | 1 | 419.5804 | 0 | 28846.3778 | 0 | 0 | 0 | 1 | 0 | 0 | 1
802 | Refrigeration | Controls | Automatic Door Closer for Walk-in Coolers and Freezers | Institutional | New | CinNgsd802 | 1 | 0.81119 | 6993.007 | 0 | GSD | 8 | 1 | 1 | 1 | 1 | 1 | 1 | 1 | 1 | 1 | 1 | 1 | 1 | 419.5804 | 0 | 28846.3778 | 0 | 0 | 0 | 1 | 0 | 0 | 1
802 | Refrigeration | Controls | Automatic Door Closer for Walk-in Coolers and Freezers | Lodging/Hospitality | Existing | CloEgsd802 | 1 | 0.79333 | 6666.6667 | 0 | GSD | 8 | 1 | 1 | 1 | 1 | 1 | 1 | 1 | 1 | 1 | 1 | 1 | 1 | 400 | 0 | 27500.2135 | 0 | 0 | 0 | 1 | 0 | 0 | 1
802 | Refrigeration | Controls | Automatic Door Closer for Walk-in Coolers and Freezers | Lodging/Hospitality | New | CloNgsd802 | 1 | 0.79333 | 6666.6667 | 0 | GSD | 8 | 1 | 1 | 1 | 1 | 1 | 1 | 1 | 1 | 1 | 1 | 1 | 1 | 400 | 0 | 27500.2135 | 0 | 0 | 0 | 1 | 0 | 0 | 1
802 | Refrigeration | Controls | Automatic Door Closer for Walk-in Coolers and Freezers | Miscellaneous | Existing | CmiEgsd802 | 1 | 0.81119 | 6993.007 | 0 | GSD | 8 | 1 | 1 | 1 | 1 | 1 | 1 | 1 | 1 | 1 | 1 | 1 | 1 | 419.5804 | 0 | 28846.3778 | 0 | 0 | 0 | 1 | 0 | 0 | 1
802 | Refrigeration | Controls | Automatic Door Closer for Walk-in Coolers and Freezers | Miscellaneous | New | CmiNgsd802 | 1 | 0.81119 | 6993.007 | 0 | GSD | 8 | 1 | 1 | 1 | 1 | 1 | 1 | 1 | 1 | 1 | 1 | 1 | 1 | 419.5804 | 0 | 28846.3778 | 0 | 0 | 0 | 1 | 0 | 0 | 1
802 | Refrigeration | Controls | Automatic Door Closer for Walk-in Coolers and Freezers | Offices | Existing | CofEgsd802 | 1 | 0.81119 | 6993.007 | 0 | GSD | 8 | 1 | 1 | 1 | 1 | 1 | 1 | 1 | 1 | 1 | 1 | 1 | 1 | 419.5804 | 0 | 28846.3778 | 0 | 0 | 0 | 1 | 0 | 0 | 1
802 | Refrigeration | Controls | Automatic Door Closer for Walk-in Coolers and Freezers | Offices | New | CofNgsd802 | 1 | 0.81119 | 6993.007 | 0 | GSD | 8 | 1 | 1 | 1 | 1 | 1 | 1 | 1 | 1 | 1 | 1 | 1 | 1 | 419.5804 | 0 | 28846.3778 | 0 | 0 | 0 | 1 | 0 | 0 | 1
802 | Refrigeration | Controls | Automatic Door Closer for Walk-in Coolers and Freezers | Restaurants | Existing | CreEgsd802 | 1 | 0.80142 | 7092.1986 | 0 | GSD | 8 | 1 | 1 | 1 | 1 | 1 | 1 | 1 | 1 | 1 | 1 | 1 | 1 | 425.5319 | 0 | 29255.5463 | 0 | 0 | 0 | 1 | 0 | 0 | 1
802 | Refrigeration | Controls | Automatic Door Closer for Walk-in Coolers and Freezers | Restaurants | New | CreNgsd802 | 1 | 0.80142 | 7092.1986 | 0 | GSD | 8 | 1 | 1 | 1 | 1 | 1 | 1 | 1 | 1 | 1 | 1 | 1 | 1 | 425.5319 | 0 | 29255.5463 | 0 | 0 | 0 | 1 | 0 | 0 | 1
802 | Refrigeration | Controls | Automatic Door Closer for Walk-in Coolers and Freezers | Retail | Existing | CrtEgsd802 | 1 | 0.79333 | 6666.6667 | 0 | GSD | 8 | 1 | 1 | 1 | 1 | 1 | 1 | 1 | 1 | 1 | 1 | 1 | 1 | 400 | 0 | 27500.2135 | 0 | 0 | 0 | 1 | 0 | 0 | 1
802 | Refrigeration | Controls | Automatic Door Closer for Walk-in Coolers and Freezers | Retail | New | CrtNgsd802 | 1 | 0.79333 | 6666.6667 | 0 | GSD | 8 | 1 | 1 | 1 | 1 | 1 | 1 | 1 | 1 | 1 | 1 | 1 | 1 | 400 | 0 | 27500.2135 | 0 | 0 | 0 | 1 | 0 | 0 | 1
802 | Refrigeration | Controls | Automatic Door Closer for Walk-in Coolers and Freezers | Schools K-12 | Existing | CscEgsd802 | 1 | 0.81119 | 6993.007 | 0 | GSD | 8 | 1 | 1 | 1 | 1 | 1 | 1 | 1 | 1 | 1 | 1 | 1 | 1 | 419.5804 | 0 | 28846.3778 | 0 | 0 | 0 | 1 | 0 | 0 | 1
802 | Refrigeration | Controls | Automatic Door Closer for Walk-in Coolers and Freezers | Schools K-12 | New | CscNgsd802 | 1 | 0.81119 | 6993.007 | 0 | GSD | 8 | 1 | 1 | 1 | 1 | 1 | 1 | 1 | 1 | 1 | 1 | 1 | 1 | 419.5804 | 0 | 28846.3778 | 0 | 0 | 0 | 1 | 0 | 0 | 1
802 | Refrigeration | Controls | Automatic Door Closer for Walk-in Coolers and Freezers | Warehouse | Existing | CwaEgsd802 | 1 | 0.81119 | 6993.007 | 0 | GSD | 8 | 1 | 1 | 1 | 1 | 1 | 1 | 1 | 1 | 1 | 1 | 1 | 1 | 419.5804 | 0 | 28846.3778 | 0 | 0 | 0 | 1 | 0 | 0 | 1
802 | Refrigeration | Controls | Automatic Door Closer for Walk-in Coolers and Freezers | Warehouse | New | CwaNgsd802 | 1 | 0.81119 | 6993.007 | 0 | GSD | 8 | 1 | 1 | 1 | 1 | 1 | 1 | 1 | 1 | 1 | 1 | 1 | 1 | 419.5804 | 0 | 28846.3778 | 0 | 0 | 0 | 1 | 0 | 0 | 1
803 | Refrigeration | Controls | Beverage Vending Machine Controls | Assembly | Existing | CasEgsd803 | 1 | 0.79333 | 6666.6667 | 0 | GSD | 14 | 1 | 1 | 1 | 1 | 1 | 1 | 1 | 1 | 1 | 1 | 1 | 1 | 400 | 0 | 6517.7971 | 0 | 0 | 0 | 1 | 0 | 0 | 1
803 | Refrigeration | Controls | Beverage Vending Machine Controls | Assembly | New | CasNgsd803 | 1 | 0.79333 | 6666.6667 | 0 | GSD | 14 | 1 | 1 | 1 | 1 | 1 | 1 | 1 | 1 | 1 | 1 | 1 | 1 | 400 | 0 | 6517.7971 | 0 | 0 | 0 | 1 | 0 | 0 | 1
803 | Refrigeration | Controls | Beverage Vending Machine Controls | College and University | Existing | CcoEgsd803 | 1 | 0.79333 | 6666.6667 | 0 | GSD | 14 | 1 | 1 | 1 | 1 | 1 | 1 | 1 | 1 | 1 | 1 | 1 | 1 | 400 | 0 | 6517.7971 | 0 | 0 | 0 | 1 | 0 | 0 | 1
803 | Refrigeration | Controls | Beverage Vending Machine Controls | College and University | New | CcoNgsd803 | 1 | 0.79333 | 6666.6667 | 0 | GSD | 14 | 1 | 1 | 1 | 1 | 1 | 1 | 1 | 1 | 1 | 1 | 1 | 1 | 400 | 0 | 6517.7971 | 0 | 0 | 0 | 1 | 0 | 0 | 1
803 | Refrigeration | Controls | Beverage Vending Machine Controls | Data Center | Existing | CdaEgsd803 | 1 | 0.81119 | 6993.007 | 0 | GSD | 14 | 1 | 1 | 1 | 1 | 1 | 1 | 1 | 1 | 1 | 1 | 1 | 1 | 419.5804 | 0 | 6836.8501 | 0 | 0 | 0 | 1 | 0 | 0 | 1
803 | Refrigeration | Controls | Beverage Vending Machine Controls | Data Center | New | CdaNgsd803 | 1 | 0.81119 | 6993.007 | 0 | GSD | 14 | 1 | 1 | 1 | 1 | 1 | 1 | 1 | 1 | 1 | 1 | 1 | 1 | 419.5804 | 0 | 6836.8501 | 0 | 0 | 0 | 1 | 0 | 0 | 1
803 | Refrigeration | Controls | Beverage Vending Machine Controls | Grocery | Existing | CgrEgsd803 | 1 | 0.79333 | 6666.6667 | 0 | GSD | 14 | 1 | 1 | 1 | 1 | 1 | 1 | 1 | 1 | 1 | 1 | 1 | 1 | 400 | 0 | 6517.7971 | 0 | 0 | 0 | 1 | 0 | 0 | 1
803 | Refrigeration | Controls | Beverage Vending Machine Controls | Grocery | New | CgrNgsd803 | 1 | 0.79333 | 6666.6667 | 0 | GSD | 14 | 1 | 1 | 1 | 1 | 1 | 1 | 1 | 1 | 1 | 1 | 1 | 1 | 400 | 0 | 6517.7971 | 0 | 0 | 0 | 1 | 0 | 0 | 1
803 | Refrigeration | Controls | Beverage Vending Machine Controls | Healthcare | Existing | CheEgsd803 | 1 | 0.79333 | 6666.6667 | 0 | GSD | 14 | 1 | 1 | 1 | 1 | 1 | 1 | 1 | 1 | 1 | 1 | 1 | 1 | 400 | 0 | 6517.7971 | 0 | 0 | 0 | 1 | 0 | 0 | 1
803 | Refrigeration | Controls | Beverage Vending Machine Controls | Healthcare | New | CheNgsd803 | 1 | 0.79333 | 6666.6667 | 0 | GSD | 14 | 1 | 1 | 1 | 1 | 1 | 1 | 1 | 1 | 1 | 1 | 1 | 1 | 400 | 0 | 6517.7971 | 0 | 0 | 0 | 1 | 0 | 0 | 1
803 | Refrigeration | Controls | Beverage Vending Machine Controls | Hospitals | Existing | ChoEgsd803 | 1 | 0.79333 | 6666.6667 | 0 | GSD | 14 | 1 | 1 | 1 | 1 | 1 | 1 | 1 | 1 | 1 | 1 | 1 | 1 | 400 | 0 | 6517.7971 | 0 | 0 | 0 | 1 | 0 | 0 | 1
803 | Refrigeration | Controls | Beverage Vending Machine Controls | Hospitals | New | ChoNgsd803 | 1 | 0.79333 | 6666.6667 | 0 | GSD | 14 | 1 | 1 | 1 | 1 | 1 | 1 | 1 | 1 | 1 | 1 | 1 | 1 | 400 | 0 | 6517.7971 | 0 | 0 | 0 | 1 | 0 | 0 | 1
803 | Refrigeration | Controls | Beverage Vending Machine Controls | Institutional | Existing | CinEgsd803 | 1 | 0.81119 | 6993.007 | 0 | GSD | 14 | 1 | 1 | 1 | 1 | 1 | 1 | 1 | 1 | 1 | 1 | 1 | 1 | 419.5804 | 0 | 6836.8501 | 0 | 0 | 0 | 1 | 0 | 0 | 1
803 | Refrigeration | Controls | Beverage Vending Machine Controls | Institutional | New | CinNgsd803 | 1 | 0.81119 | 6993.007 | 0 | GSD | 14 | 1 | 1 | 1 | 1 | 1 | 1 | 1 | 1 | 1 | 1 | 1 | 1 | 419.5804 | 0 | 6836.8501 | 0 | 0 | 0 | 1 | 0 | 0 | 1
803 | Refrigeration | Controls | Beverage Vending Machine Controls | Lodging/Hospitality | Existing | CloEgsd803 | 1 | 0.79333 | 6666.6667 | 0 | GSD | 14 | 1 | 1 | 1 | 1 | 1 | 1 | 1 | 1 | 1 | 1 | 1 | 1 | 400 | 0 | 6517.7971 | 0 | 0 | 0 | 1 | 0 | 0 | 1
803 | Refrigeration | Controls | Beverage Vending Machine Controls | Lodging/Hospitality | New | CloNgsd803 | 1 | 0.79333 | 6666.6667 | 0 | GSD | 14 | 1 | 1 | 1 | 1 | 1 | 1 | 1 | 1 | 1 | 1 | 1 | 1 | 400 | 0 | 6517.7971 | 0 | 0 | 0 | 1 | 0 | 0 | 1
803 | Refrigeration | Controls | Beverage Vending Machine Controls | Miscellaneous | Existing | CmiEgsd803 | 1 | 0.81119 | 6993.007 | 0 | GSD | 14 | 1 | 1 | 1 | 1 | 1 | 1 | 1 | 1 | 1 | 1 | 1 | 1 | 419.5804 | 0 | 6836.8501 | 0 | 0 | 0 | 1 | 0 | 0 | 1
803 | Refrigeration | Controls | Beverage Vending Machine Controls | Miscellaneous | New | CmiNgsd803 | 1 | 0.81119 | 6993.007 | 0 | GSD | 14 | 1 | 1 | 1 | 1 | 1 | 1 | 1 | 1 | 1 | 1 | 1 | 1 | 419.5804 | 0 | 6836.8501 | 0 | 0 | 0 | 1 | 0 | 0 | 1
803 | Refrigeration | Controls | Beverage Vending Machine Controls | Offices | Existing | CofEgsd803 | 1 | 0.81119 | 6993.007 | 0 | GSD | 14 | 1 | 1 | 1 | 1 | 1 | 1 | 1 | 1 | 1 | 1 | 1 | 1 | 419.5804 | 0 | 6836.8501 | 0 | 0 | 0 | 1 | 0 | 0 | 1
803 | Refrigeration | Controls | Beverage Vending Machine Controls | Offices | New | CofNgsd803 | 1 | 0.81119 | 6993.007 | 0 | GSD | 14 | 1 | 1 | 1 | 1 | 1 | 1 | 1 | 1 | 1 | 1 | 1 | 1 | 419.5804 | 0 | 6836.8501 | 0 | 0 | 0 | 1 | 0 | 0 | 1
803 | Refrigeration | Controls | Beverage Vending Machine Controls | Restaurants | Existing | CreEgsd803 | 1 | 0.80142 | 7092.1986 | 0 | GSD | 14 | 1 | 1 | 1 | 1 | 1 | 1 | 1 | 1 | 1 | 1 | 1 | 1 | 425.5319 | 0 | 6933.8267 | 0 | 0 | 0 | 1 | 0 | 0 | 1
803 | Refrigeration | Controls | Beverage Vending Machine Controls | Restaurants | New | CreNgsd803 | 1 | 0.80142 | 7092.1986 | 0 | GSD | 14 | 1 | 1 | 1 | 1 | 1 | 1 | 1 | 1 | 1 | 1 | 1 | 1 | 425.5319 | 0 | 6933.8267 | 0 | 0 | 0 | 1 | 0 | 0 | 1
803 | Refrigeration | Controls | Beverage Vending Machine Controls | Retail | Existing | CrtEgsd803 | 1 | 0.79333 | 6666.6667 | 0 | GSD | 14 | 1 | 1 | 1 | 1 | 1 | 1 | 1 | 1 | 1 | 1 | 1 | 1 | 400 | 0 | 6517.7971 | 0 | 0 | 0 | 1 | 0 | 0 | 1
803 | Refrigeration | Controls | Beverage Vending Machine Controls | Retail | New | CrtNgsd803 | 1 | 0.79333 | 6666.6667 | 0 | GSD | 14 | 1 | 1 | 1 | 1 | 1 | 1 | 1 | 1 | 1 | 1 | 1 | 1 | 400 | 0 | 6517.7971 | 0 | 0 | 0 | 1 | 0 | 0 | 1
803 | Refrigeration | Controls | Beverage Vending Machine Controls | Schools K-12 | Existing | CscEgsd803 | 1 | 0.81119 | 6993.007 | 0 | GSD | 14 | 1 | 1 | 1 | 1 | 1 | 1 | 1 | 1 | 1 | 1 | 1 | 1 | 419.5804 | 0 | 6836.8501 | 0 | 0 | 0 | 1 | 0 | 0 | 1
803 | Refrigeration | Controls | Beverage Vending Machine Controls | Schools K-12 | New | CscNgsd803 | 1 | 0.81119 | 6993.007 | 0 | GSD | 14 | 1 | 1 | 1 | 1 | 1 | 1 | 1 | 1 | 1 | 1 | 1 | 1 | 419.5804 | 0 | 6836.8501 | 0 | 0 | 0 | 1 | 0 | 0 | 1
803 | Refrigeration | Controls | Beverage Vending Machine Controls | Warehouse | Existing | CwaEgsd803 | 1 | 0.81119 | 6993.007 | 0 | GSD | 14 | 1 | 1 | 1 | 1 | 1 | 1 | 1 | 1 | 1 | 1 | 1 | 1 | 419.5804 | 0 | 6836.8501 | 0 | 0 | 0 | 1 | 0 | 0 | 1
803 | Refrigeration | Controls | Beverage Vending Machine Controls | Warehouse | New | CwaNgsd803 | 1 | 0.81119 | 6993.007 | 0 | GSD | 14 | 1 | 1 | 1 | 1 | 1 | 1 | 1 | 1 | 1 | 1 | 1 | 1 | 419.5804 | 0 | 6836.8501 | 0 | 0 | 0 | 1 | 0 | 0 | 1
804 | Refrigeration | Controls | Demand Defrost | Assembly | Existing | CasEgsd804 | 1 | 0.79333 | 6666.6667 | 0 | GSD | 10 | 0.57723 | 0.60437 | 0.83705 | 1.097 | 1.2026 | 1.2026 | 1.289 | 1.2891 | 1.2453 | 1.1192 | 0.77553 | 0.85362 | 400 | 0 | 1566.0013 | 0 | 0 | 0 | 1 | 0 | 0 | 1.0077
804 | Refrigeration | Controls | Demand Defrost | Assembly | New | CasNgsd804 | 1 | 0.79333 | 6666.6667 | 0 | GSD | 10 | 0.57723 | 0.60437 | 0.83705 | 1.097 | 1.2026 | 1.2026 | 1.289 | 1.2891 | 1.2453 | 1.1192 | 0.77553 | 0.85362 | 400 | 0 | 1566.0013 | 0 | 0 | 0 | 1 | 0 | 0 | 1.0077
804 | Refrigeration | Controls | Demand Defrost | College and University | Existing | CcoEgsd804 | 1 | 0.79333 | 6666.6667 | 0 | GSD | 10 | 0.57723 | 0.60437 | 0.83705 | 1.097 | 1.2026 | 1.2026 | 1.289 | 1.2891 | 1.2453 | 1.1192 | 0.77553 | 0.85362 | 400 | 0 | 1758.8838 | 0 | 0 | 0 | 1 | 0 | 0 | 1.0077
804 | Refrigeration | Controls | Demand Defrost | College and University | New | CcoNgsd804 | 1 | 0.79333 | 6666.6667 | 0 | GSD | 10 | 0.57723 | 0.60437 | 0.83705 | 1.097 | 1.2026 | 1.2026 | 1.289 | 1.2891 | 1.2453 | 1.1192 | 0.77553 | 0.85362 | 400 | 0 | 1758.8838 | 0 | 0 | 0 | 1 | 0 | 0 | 1.0077
804 | Refrigeration | Controls | Demand Defrost | Data Center | Existing | CdaEgsd804 | 1 | 0.81119 | 6993.007 | 0 | GSD | 10 | 0.57723 | 0.60437 | 0.83705 | 1.097 | 1.2026 | 1.2026 | 1.289 | 1.2891 | 1.2453 | 1.1192 | 0.77553 | 0.85362 | 419.5804 | 0 | 135.3414 | 0 | 0 | 0 | 1 | 0 | 0 | 1.0077
804 | Refrigeration | Controls | Demand Defrost | Data Center | New | CdaNgsd804 | 1 | 0.81119 | 6993.007 | 0 | GSD | 10 | 0.57723 | 0.60437 | 0.83705 | 1.097 | 1.2026 | 1.2026 | 1.289 | 1.2891 | 1.2453 | 1.1192 | 0.77553 | 0.85362 | 419.5804 | 0 | 135.3414 | 0 | 0 | 0 | 1 | 0 | 0 | 1.0077
804 | Refrigeration | Controls | Demand Defrost | Grocery | Existing | CgrEgsd804 | 1 | 0.79333 | 6666.6667 | 0 | GSD | 10 | 0.57723 | 0.60437 | 0.83705 | 1.097 | 1.2026 | 1.2026 | 1.289 | 1.2891 | 1.2453 | 1.1192 | 0.77553 | 0.85362 | 400 | 0 | 165.8546 | 0 | 0 | 0 | 1 | 0 | 0 | 1.0077
804 | Refrigeration | Controls | Demand Defrost | Grocery | New | CgrNgsd804 | 1 | 0.79333 | 6666.6667 | 0 | GSD | 10 | 0.57723 | 0.60437 | 0.83705 | 1.097 | 1.2026 | 1.2026 | 1.289 | 1.2891 | 1.2453 | 1.1192 | 0.77553 | 0.85362 | 400 | 0 | 165.8546 | 0 | 0 | 0 | 1 | 0 | 0 | 1.0077
804 | Refrigeration | Controls | Demand Defrost | Healthcare | Existing | CheEgsd804 | 1 | 0.79333 | 6666.6667 | 0 | GSD | 10 | 0.57723 | 0.60437 | 0.83705 | 1.097 | 1.2026 | 1.2026 | 1.289 | 1.2891 | 1.2453 | 1.1192 | 0.77553 | 0.85362 | 400 | 0 | 3908.467 | 0 | 0 | 0 | 1 | 0 | 0 | 1.0077
804 | Refrigeration | Controls | Demand Defrost | Healthcare | New | CheNgsd804 | 1 | 0.79333 | 6666.6667 | 0 | GSD | 10 | 0.57723 | 0.60437 | 0.83705 | 1.097 | 1.2026 | 1.2026 | 1.289 | 1.2891 | 1.2453 | 1.1192 | 0.77553 | 0.85362 | 400 | 0 | 3908.467 | 0 | 0 | 0 | 1 | 0 | 0 | 1.0077
804 | Refrigeration | Controls | Demand Defrost | Hospitals | Existing | ChoEgsd804 | 1 | 0.79333 | 6666.6667 | 0 | GSD | 10 | 0.57723 | 0.60437 | 0.83705 | 1.097 | 1.2026 | 1.2026 | 1.289 | 1.2891 | 1.2453 | 1.1192 | 0.77553 | 0.85362 | 400 | 0 | 50.3884 | 0 | 0 | 0 | 1 | 0 | 0 | 1.0077
804 | Refrigeration | Controls | Demand Defrost | Hospitals | New | ChoNgsd804 | 1 | 0.79333 | 6666.6667 | 0 | GSD | 10 | 0.57723 | 0.60437 | 0.83705 | 1.097 | 1.2026 | 1.2026 | 1.289 | 1.2891 | 1.2453 | 1.1192 | 0.77553 | 0.85362 | 400 | 0 | 50.3884 | 0 | 0 | 0 | 1 | 0 | 0 | 1.0077
804 | Refrigeration | Controls | Demand Defrost | Institutional | Existing | CinEgsd804 | 1 | 0.81119 | 6993.007 | 0 | GSD | 10 | 0.57723 | 0.60437 | 0.83705 | 1.097 | 1.2026 | 1.2026 | 1.289 | 1.2891 | 1.2453 | 1.1192 | 0.77553 | 0.85362 | 419.5804 | 0 | 2485.0882 | 0 | 0 | 0 | 1 | 0 | 0 | 1.0077
804 | Refrigeration | Controls | Demand Defrost | Institutional | New | CinNgsd804 | 1 | 0.81119 | 6993.007 | 0 | GSD | 10 | 0.57723 | 0.60437 | 0.83705 | 1.097 | 1.2026 | 1.2026 | 1.289 | 1.2891 | 1.2453 | 1.1192 | 0.77553 | 0.85362 | 419.5804 | 0 | 2485.0882 | 0 | 0 | 0 | 1 | 0 | 0 | 1.0077
804 | Refrigeration | Controls | Demand Defrost | Lodging/Hospitality | Existing | CloEgsd804 | 1 | 0.79333 | 6666.6667 | 0 | GSD | 10 | 0.57723 | 0.60437 | 0.83705 | 1.097 | 1.2026 | 1.2026 | 1.289 | 1.2891 | 1.2453 | 1.1192 | 0.77553 | 0.85362 | 400 | 0 | 146.1545 | 0 | 0 | 0 | 1 | 0 | 0 | 1.0077
804 | Refrigeration | Controls | Demand Defrost | Lodging/Hospitality | New | CloNgsd804 | 1 | 0.79333 | 6666.6667 | 0 | GSD | 10 | 0.57723 | 0.60437 | 0.83705 | 1.097 | 1.2026 | 1.2026 | 1.289 | 1.2891 | 1.2453 | 1.1192 | 0.77553 | 0.85362 | 400 | 0 | 146.1545 | 0 | 0 | 0 | 1 | 0 | 0 | 1.0077
804 | Refrigeration | Controls | Demand Defrost | Miscellaneous | Existing | CmiEgsd804 | 1 | 0.81119 | 6993.007 | 0 | GSD | 10 | 0.57723 | 0.60437 | 0.83705 | 1.097 | 1.2026 | 1.2026 | 1.289 | 1.2891 | 1.2453 | 1.1192 | 0.77553 | 0.85362 | 419.5804 | 0 | 43921.7655 | 0 | 0 | 0 | 1 | 0 | 0 | 1.0077
804 | Refrigeration | Controls | Demand Defrost | Miscellaneous | New | CmiNgsd804 | 1 | 0.81119 | 6993.007 | 0 | GSD | 10 | 0.57723 | 0.60437 | 0.83705 | 1.097 | 1.2026 | 1.2026 | 1.289 | 1.2891 | 1.2453 | 1.1192 | 0.77553 | 0.85362 | 419.5804 | 0 | 43921.7655 | 0 | 0 | 0 | 1 | 0 | 0 | 1.0077
804 | Refrigeration | Controls | Demand Defrost | Offices | Existing | CofEgsd804 | 1 | 0.81119 | 6993.007 | 0 | GSD | 10 | 0.57723 | 0.60437 | 0.83705 | 1.097 | 1.2026 | 1.2026 | 1.289 | 1.2891 | 1.2453 | 1.1192 | 0.77553 | 0.85362 | 419.5804 | 0 | 1611.0821 | 0 | 0 | 0 | 1 | 0 | 0 | 1.0077
804 | Refrigeration | Controls | Demand Defrost | Offices | New | CofNgsd804 | 1 | 0.81119 | 6993.007 | 0 | GSD | 10 | 0.57723 | 0.60437 | 0.83705 | 1.097 | 1.2026 | 1.2026 | 1.289 | 1.2891 | 1.2453 | 1.1192 | 0.77553 | 0.85362 | 419.5804 | 0 | 1611.0821 | 0 | 0 | 0 | 1 | 0 | 0 | 1.0077
804 | Refrigeration | Controls | Demand Defrost | Restaurants | Existing | CreEgsd804 | 1 | 0.80142 | 7092.1986 | 0 | GSD | 10 | 0.57723 | 0.60437 | 0.83705 | 1.097 | 1.2026 | 1.2026 | 1.289 | 1.2891 | 1.2453 | 1.1192 | 0.77553 | 0.85362 | 425.5319 | 0 | 227.7627 | 0 | 0 | 0 | 1 | 0 | 0 | 1.0077
804 | Refrigeration | Controls | Demand Defrost | Restaurants | New | CreNgsd804 | 1 | 0.80142 | 7092.1986 | 0 | GSD | 10 | 0.57723 | 0.60437 | 0.83705 | 1.097 | 1.2026 | 1.2026 | 1.289 | 1.2891 | 1.2453 | 1.1192 | 0.77553 | 0.85362 | 425.5319 | 0 | 227.7627 | 0 | 0 | 0 | 1 | 0 | 0 | 1.0077
804 | Refrigeration | Controls | Demand Defrost | Retail | Existing | CrtEgsd804 | 1 | 0.79333 | 6666.6667 | 0 | GSD | 10 | 0.57723 | 0.60437 | 0.83705 | 1.097 | 1.2026 | 1.2026 | 1.289 | 1.2891 | 1.2453 | 1.1192 | 0.77553 | 0.85362 | 400 | 0 | 257.0548 | 0 | 0 | 0 | 1 | 0 | 0 | 1.0077
804 | Refrigeration | Controls | Demand Defrost | Retail | New | CrtNgsd804 | 1 | 0.79333 | 6666.6667 | 0 | GSD | 10 | 0.57723 | 0.60437 | 0.83705 | 1.097 | 1.2026 | 1.2026 | 1.289 | 1.2891 | 1.2453 | 1.1192 | 0.77553 | 0.85362 | 400 | 0 | 257.0548 | 0 | 0 | 0 | 1 | 0 | 0 | 1.0077
804 | Refrigeration | Controls | Demand Defrost | Schools K-12 | Existing | CscEgsd804 | 1 | 0.81119 | 6993.007 | 0 | GSD | 10 | 0.57723 | 0.60437 | 0.83705 | 1.097 | 1.2026 | 1.2026 | 1.289 | 1.2891 | 1.2453 | 1.1192 | 0.77553 | 0.85362 | 419.5804 | 0 | 1546.2232 | 0 | 0 | 0 | 1 | 0 | 0 | 1.0077
804 | Refrigeration | Controls | Demand Defrost | Schools K-12 | New | CscNgsd804 | 1 | 0.81119 | 6993.007 | 0 | GSD | 10 | 0.57723 | 0.60437 | 0.83705 | 1.097 | 1.2026 | 1.2026 | 1.289 | 1.2891 | 1.2453 | 1.1192 | 0.77553 | 0.85362 | 419.5804 | 0 | 1546.2232 | 0 | 0 | 0 | 1 | 0 | 0 | 1.0077
804 | Refrigeration | Controls | Demand Defrost | Warehouse | Existing | CwaEgsd804 | 1 | 0.81119 | 6993.007 | 0 | GSD | 10 | 0.57723 | 0.60437 | 0.83705 | 1.097 | 1.2026 | 1.2026 | 1.289 | 1.2891 | 1.2453 | 1.1192 | 0.77553 | 0.85362 | 419.5804 | 0 | 5356.081 | 0 | 0 | 0 | 1 | 0 | 0 | 1.0077
804 | Refrigeration | Controls | Demand Defrost | Warehouse | New | CwaNgsd804 | 1 | 0.81119 | 6993.007 | 0 | GSD | 10 | 0.57723 | 0.60437 | 0.83705 | 1.097 | 1.2026 | 1.2026 | 1.289 | 1.2891 | 1.2453 | 1.1192 | 0.77553 | 0.85362 | 419.5804 | 0 | 5356.081 | 0 | 0 | 0 | 1 | 0 | 0 | 1.0077
805 | Refrigeration | Controls | Floating Head Pressure Controls | Assembly | Existing | CasEgsd805 | 1 | 0.79333 | 6666.6667 | 0 | GSD | 10 | 1 | 1 | 1 | 1 | 1 | 1 | 1 | 1 | 1 | 1 | 1 | 1 | 335.2213 | 0 | 1588.5038 | 0 | 0 | 0 | 1 | 0 | 0 | 1
805 | Refrigeration | Controls | Floating Head Pressure Controls | Assembly | New | CasNgsd805 | 1 | 0.79333 | 6666.6667 | 0 | GSD | 10 | 1 | 1 | 1 | 1 | 1 | 1 | 1 | 1 | 1 | 1 | 1 | 1 | 335.2213 | 0 | 1588.5038 | 0 | 0 | 0 | 1 | 0 | 0 | 1
805 | Refrigeration | Controls | Floating Head Pressure Controls | College and University | Existing | CcoEgsd805 | 1 | 0.79333 | 6666.6667 | 0 | GSD | 10 | 1 | 1 | 1 | 1 | 1 | 1 | 1 | 1 | 1 | 1 | 1 | 1 | 335.2213 | 0 | 1784.1497 | 0 | 0 | 0 | 1 | 0 | 0 | 1
805 | Refrigeration | Controls | Floating Head Pressure Controls | College and University | New | CcoNgsd805 | 1 | 0.79333 | 6666.6667 | 0 | GSD | 10 | 1 | 1 | 1 | 1 | 1 | 1 | 1 | 1 | 1 | 1 | 1 | 1 | 335.2213 | 0 | 1784.1497 | 0 | 0 | 0 | 1 | 0 | 0 | 1
805 | Refrigeration | Controls | Floating Head Pressure Controls | Data Center | Existing | CdaEgsd805 | 1 | 0.81119 | 6993.007 | 0 | GSD | 10 | 1 | 1 | 1 | 1 | 1 | 1 | 1 | 1 | 1 | 1 | 1 | 1 | 351.6308 | 0 | 137.2862 | 0 | 0 | 0 | 1 | 0 | 0 | 1
805 | Refrigeration | Controls | Floating Head Pressure Controls | Data Center | New | CdaNgsd805 | 1 | 0.81119 | 6993.007 | 0 | GSD | 10 | 1 | 1 | 1 | 1 | 1 | 1 | 1 | 1 | 1 | 1 | 1 | 1 | 351.6308 | 0 | 137.2862 | 0 | 0 | 0 | 1 | 0 | 0 | 1
805 | Refrigeration | Controls | Floating Head Pressure Controls | Grocery | Existing | CgrEgsd805 | 1 | 0.79333 | 6666.6667 | 0 | GSD | 10 | 1 | 1 | 1 | 1 | 1 | 1 | 1 | 1 | 1 | 1 | 1 | 1 | 335.2213 | 0 | 168.238 | 0 | 0 | 0 | 1 | 0 | 0 | 1
805 | Refrigeration | Controls | Floating Head Pressure Controls | Grocery | New | CgrNgsd805 | 1 | 0.79333 | 6666.6667 | 0 | GSD | 10 | 1 | 1 | 1 | 1 | 1 | 1 | 1 | 1 | 1 | 1 | 1 | 1 | 335.2213 | 0 | 168.238 | 0 | 0 | 0 | 1 | 0 | 0 | 1
805 | Refrigeration | Controls | Floating Head Pressure Controls | Healthcare | Existing | CheEgsd805 | 1 | 0.79333 | 6666.6667 | 0 | GSD | 10 | 1 | 1 | 1 | 1 | 1 | 1 | 1 | 1 | 1 | 1 | 1 | 1 | 335.2213 | 0 | 3964.6298 | 0 | 0 | 0 | 1 | 0 | 0 | 1
805 | Refrigeration | Controls | Floating Head Pressure Controls | Healthcare | New | CheNgsd805 | 1 | 0.79333 | 6666.6667 | 0 | GSD | 10 | 1 | 1 | 1 | 1 | 1 | 1 | 1 | 1 | 1 | 1 | 1 | 1 | 335.2213 | 0 | 3964.6298 | 0 | 0 | 0 | 1 | 0 | 0 | 1
805 | Refrigeration | Controls | Floating Head Pressure Controls | Hospitals | Existing | ChoEgsd805 | 1 | 0.79333 | 6666.6667 | 0 | GSD | 10 | 1 | 1 | 1 | 1 | 1 | 1 | 1 | 1 | 1 | 1 | 1 | 1 | 335.2213 | 0 | 51.1125 | 0 | 0 | 0 | 1 | 0 | 0 | 1
805 | Refrigeration | Controls | Floating Head Pressure Controls | Hospitals | New | ChoNgsd805 | 1 | 0.79333 | 6666.6667 | 0 | GSD | 10 | 1 | 1 | 1 | 1 | 1 | 1 | 1 | 1 | 1 | 1 | 1 | 1 | 335.2213 | 0 | 51.1125 | 0 | 0 | 0 | 1 | 0 | 0 | 1
805 | Refrigeration | Controls | Floating Head Pressure Controls | Institutional | Existing | CinEgsd805 | 1 | 0.81119 | 6993.007 | 0 | GSD | 10 | 1 | 1 | 1 | 1 | 1 | 1 | 1 | 1 | 1 | 1 | 1 | 1 | 351.6308 | 0 | 2520.7811 | 0 | 0 | 0 | 1 | 0 | 0 | 1
805 | Refrigeration | Controls | Floating Head Pressure Controls | Institutional | New | CinNgsd805 | 1 | 0.81119 | 6993.007 | 0 | GSD | 10 | 1 | 1 | 1 | 1 | 1 | 1 | 1 | 1 | 1 | 1 | 1 | 1 | 351.6308 | 0 | 2520.7811 | 0 | 0 | 0 | 1 | 0 | 0 | 1
805 | Refrigeration | Controls | Floating Head Pressure Controls | Lodging/Hospitality | Existing | CloEgsd805 | 1 | 0.79333 | 6666.6667 | 0 | GSD | 10 | 1 | 1 | 1 | 1 | 1 | 1 | 1 | 1 | 1 | 1 | 1 | 1 | 335.2213 | 0 | 148.2548 | 0 | 0 | 0 | 1 | 0 | 0 | 1
805 | Refrigeration | Controls | Floating Head Pressure Controls | Lodging/Hospitality | New | CloNgsd805 | 1 | 0.79333 | 6666.6667 | 0 | GSD | 10 | 1 | 1 | 1 | 1 | 1 | 1 | 1 | 1 | 1 | 1 | 1 | 1 | 335.2213 | 0 | 148.2548 | 0 | 0 | 0 | 1 | 0 | 0 | 1
805 | Refrigeration | Controls | Floating Head Pressure Controls | Miscellaneous | Existing | CmiEgsd805 | 1 | 0.81119 | 6993.007 | 0 | GSD | 10 | 1 | 1 | 1 | 1 | 1 | 1 | 1 | 1 | 1 | 1 | 1 | 1 | 351.6308 | 0 | 44551.5804 | 0 | 0 | 0 | 1 | 0 | 0 | 1
805 | Refrigeration | Controls | Floating Head Pressure Controls | Miscellaneous | New | CmiNgsd805 | 1 | 0.81119 | 6993.007 | 0 | GSD | 10 | 1 | 1 | 1 | 1 | 1 | 1 | 1 | 1 | 1 | 1 | 1 | 1 | 351.6308 | 0 | 44551.5804 | 0 | 0 | 0 | 1 | 0 | 0 | 1
805 | Refrigeration | Controls | Floating Head Pressure Controls | Offices | Existing | CofEgsd805 | 1 | 0.81119 | 6993.007 | 0 | GSD | 10 | 1 | 1 | 1 | 1 | 1 | 1 | 1 | 1 | 1 | 1 | 1 | 1 | 351.6308 | 0 | 1634.2347 | 0 | 0 | 0 | 1 | 0 | 0 | 1
805 | Refrigeration | Controls | Floating Head Pressure Controls | Offices | New | CofNgsd805 | 1 | 0.81119 | 6993.007 | 0 | GSD | 10 | 1 | 1 | 1 | 1 | 1 | 1 | 1 | 1 | 1 | 1 | 1 | 1 | 351.6308 | 0 | 1634.2347 | 0 | 0 | 0 | 1 | 0 | 0 | 1
805 | Refrigeration | Controls | Floating Head Pressure Controls | Restaurants | Existing | CreEgsd805 | 1 | 0.80142 | 7092.1986 | 0 | GSD | 10 | 1 | 1 | 1 | 1 | 1 | 1 | 1 | 1 | 1 | 1 | 1 | 1 | 356.6184 | 0 | 231.0356 | 0 | 0 | 0 | 1 | 0 | 0 | 1
805 | Refrigeration | Controls | Floating Head Pressure Controls | Restaurants | New | CreNgsd805 | 1 | 0.80142 | 7092.1986 | 0 | GSD | 10 | 1 | 1 | 1 | 1 | 1 | 1 | 1 | 1 | 1 | 1 | 1 | 1 | 356.6184 | 0 | 231.0356 | 0 | 0 | 0 | 1 | 0 | 0 | 1
805 | Refrigeration | Controls | Floating Head Pressure Controls | Retail | Existing | CrtEgsd805 | 1 | 0.79333 | 6666.6667 | 0 | GSD | 10 | 1 | 1 | 1 | 1 | 1 | 1 | 1 | 1 | 1 | 1 | 1 | 1 | 335.2213 | 0 | 260.7488 | 0 | 0 | 0 | 1 | 0 | 0 | 1
805 | Refrigeration | Controls | Floating Head Pressure Controls | Retail | New | CrtNgsd805 | 1 | 0.79333 | 6666.6667 | 0 | GSD | 10 | 1 | 1 | 1 | 1 | 1 | 1 | 1 | 1 | 1 | 1 | 1 | 1 | 335.2213 | 0 | 260.7488 | 0 | 0 | 0 | 1 | 0 | 0 | 1
805 | Refrigeration | Controls | Floating Head Pressure Controls | Schools K-12 | Existing | CscEgsd805 | 1 | 0.81119 | 6993.007 | 0 | GSD | 10 | 1 | 1 | 1 | 1 | 1 | 1 | 1 | 1 | 1 | 1 | 1 | 1 | 351.6308 | 0 | 1568.4412 | 0 | 0 | 0 | 1 | 0 | 0 | 1
805 | Refrigeration | Controls | Floating Head Pressure Controls | Schools K-12 | New | CscNgsd805 | 1 | 0.81119 | 6993.007 | 0 | GSD | 10 | 1 | 1 | 1 | 1 | 1 | 1 | 1 | 1 | 1 | 1 | 1 | 1 | 351.6308 | 0 | 1568.4412 | 0 | 0 | 0 | 1 | 0 | 0 | 1
805 | Refrigeration | Controls | Floating Head Pressure Controls | Warehouse | Existing | CwaEgsd805 | 1 | 0.81119 | 6993.007 | 0 | GSD | 10 | 1 | 1 | 1 | 1 | 1 | 1 | 1 | 1 | 1 | 1 | 1 | 1 | 351.6308 | 0 | 5432.9688 | 0 | 0 | 0 | 1 | 0 | 0 | 1
805 | Refrigeration | Controls | Floating Head Pressure Controls | Warehouse | New | CwaNgsd805 | 1 | 0.81119 | 6993.007 | 0 | GSD | 10 | 1 | 1 | 1 | 1 | 1 | 1 | 1 | 1 | 1 | 1 | 1 | 1 | 351.6308 | 0 | 5432.9688 | 0 | 0 | 0 | 1 | 0 | 0 | 1
806 | Refrigeration | Controls | Refrigerated Display Case Lighting Controls | Assembly | Existing | CasEgsd806 | 1 | 0.79333 | 6666.6667 | 0 | GSD | 10 | 1 | 1 | 1 | 1 | 1 | 1 | 1 | 1 | 1 | 1 | 1 | 1 | 400 | 0 | 14860.8951 | 0 | 0 | 0 | 1 | 0 | 0 | 1
806 | Refrigeration | Controls | Refrigerated Display Case Lighting Controls | Assembly | New | CasNgsd806 | 1 | 0.79333 | 6666.6667 | 0 | GSD | 10 | 1 | 1 | 1 | 1 | 1 | 1 | 1 | 1 | 1 | 1 | 1 | 1 | 400 | 0 | 14860.8951 | 0 | 0 | 0 | 1 | 0 | 0 | 1
806 | Refrigeration | Controls | Refrigerated Display Case Lighting Controls | College and University | Existing | CcoEgsd806 | 1 | 0.79333 | 6666.6667 | 0 | GSD | 10 | 1 | 1 | 1 | 1 | 1 | 1 | 1 | 1 | 1 | 1 | 1 | 1 | 400 | 0 | 14860.8951 | 0 | 0 | 0 | 1 | 0 | 0 | 1
806 | Refrigeration | Controls | Refrigerated Display Case Lighting Controls | College and University | New | CcoNgsd806 | 1 | 0.79333 | 6666.6667 | 0 | GSD | 10 | 1 | 1 | 1 | 1 | 1 | 1 | 1 | 1 | 1 | 1 | 1 | 1 | 400 | 0 | 14860.8951 | 0 | 0 | 0 | 1 | 0 | 0 | 1
806 | Refrigeration | Controls | Refrigerated Display Case Lighting Controls | Data Center | Existing | CdaEgsd806 | 1 | 0.81119 | 6993.007 | 0 | GSD | 10 | 1 | 1 | 1 | 1 | 1 | 1 | 1 | 1 | 1 | 1 | 1 | 1 | 419.5804 | 0 | 15588.3515 | 0 | 0 | 0 | 1 | 0 | 0 | 1
806 | Refrigeration | Controls | Refrigerated Display Case Lighting Controls | Data Center | New | CdaNgsd806 | 1 | 0.81119 | 6993.007 | 0 | GSD | 10 | 1 | 1 | 1 | 1 | 1 | 1 | 1 | 1 | 1 | 1 | 1 | 1 | 419.5804 | 0 | 15588.3515 | 0 | 0 | 0 | 1 | 0 | 0 | 1
806 | Refrigeration | Controls | Refrigerated Display Case Lighting Controls | Grocery | Existing | CgrEgsd806 | 1 | 0.79333 | 6666.6667 | 0 | GSD | 10 | 1 | 1 | 1 | 1 | 1 | 1 | 1 | 1 | 1 | 1 | 1 | 1 | 400 | 0 | 14860.8951 | 0 | 0 | 0 | 1 | 0 | 0 | 1
806 | Refrigeration | Controls | Refrigerated Display Case Lighting Controls | Grocery | New | CgrNgsd806 | 1 | 0.79333 | 6666.6667 | 0 | GSD | 10 | 1 | 1 | 1 | 1 | 1 | 1 | 1 | 1 | 1 | 1 | 1 | 1 | 400 | 0 | 14860.8951 | 0 | 0 | 0 | 1 | 0 | 0 | 1
806 | Refrigeration | Controls | Refrigerated Display Case Lighting Controls | Healthcare | Existing | CheEgsd806 | 1 | 0.79333 | 6666.6667 | 0 | GSD | 10 | 1 | 1 | 1 | 1 | 1 | 1 | 1 | 1 | 1 | 1 | 1 | 1 | 400 | 0 | 14860.8951 | 0 | 0 | 0 | 1 | 0 | 0 | 1
806 | Refrigeration | Controls | Refrigerated Display Case Lighting Controls | Healthcare | New | CheNgsd806 | 1 | 0.79333 | 6666.6667 | 0 | GSD | 10 | 1 | 1 | 1 | 1 | 1 | 1 | 1 | 1 | 1 | 1 | 1 | 1 | 400 | 0 | 14860.8951 | 0 | 0 | 0 | 1 | 0 | 0 | 1
806 | Refrigeration | Controls | Refrigerated Display Case Lighting Controls | Hospitals | Existing | ChoEgsd806 | 1 | 0.79333 | 6666.6667 | 0 | GSD | 10 | 1 | 1 | 1 | 1 | 1 | 1 | 1 | 1 | 1 | 1 | 1 | 1 | 400 | 0 | 14860.8951 | 0 | 0 | 0 | 1 | 0 | 0 | 1
806 | Refrigeration | Controls | Refrigerated Display Case Lighting Controls | Hospitals | New | ChoNgsd806 | 1 | 0.79333 | 6666.6667 | 0 | GSD | 10 | 1 | 1 | 1 | 1 | 1 | 1 | 1 | 1 | 1 | 1 | 1 | 1 | 400 | 0 | 14860.8951 | 0 | 0 | 0 | 1 | 0 | 0 | 1
806 | Refrigeration | Controls | Refrigerated Display Case Lighting Controls | Institutional | Existing | CinEgsd806 | 1 | 0.81119 | 6993.007 | 0 | GSD | 10 | 1 | 1 | 1 | 1 | 1 | 1 | 1 | 1 | 1 | 1 | 1 | 1 | 419.5804 | 0 | 15588.3515 | 0 | 0 | 0 | 1 | 0 | 0 | 1
806 | Refrigeration | Controls | Refrigerated Display Case Lighting Controls | Institutional | New | CinNgsd806 | 1 | 0.81119 | 6993.007 | 0 | GSD | 10 | 1 | 1 | 1 | 1 | 1 | 1 | 1 | 1 | 1 | 1 | 1 | 1 | 419.5804 | 0 | 15588.3515 | 0 | 0 | 0 | 1 | 0 | 0 | 1
806 | Refrigeration | Controls | Refrigerated Display Case Lighting Controls | Lodging/Hospitality | Existing | CloEgsd806 | 1 | 0.79333 | 6666.6667 | 0 | GSD | 10 | 1 | 1 | 1 | 1 | 1 | 1 | 1 | 1 | 1 | 1 | 1 | 1 | 400 | 0 | 14860.8951 | 0 | 0 | 0 | 1 | 0 | 0 | 1
806 | Refrigeration | Controls | Refrigerated Display Case Lighting Controls | Lodging/Hospitality | New | CloNgsd806 | 1 | 0.79333 | 6666.6667 | 0 | GSD | 10 | 1 | 1 | 1 | 1 | 1 | 1 | 1 | 1 | 1 | 1 | 1 | 1 | 400 | 0 | 14860.8951 | 0 | 0 | 0 | 1 | 0 | 0 | 1
806 | Refrigeration | Controls | Refrigerated Display Case Lighting Controls | Miscellaneous | Existing | CmiEgsd806 | 1 | 0.81119 | 6993.007 | 0 | GSD | 10 | 1 | 1 | 1 | 1 | 1 | 1 | 1 | 1 | 1 | 1 | 1 | 1 | 419.5804 | 0 | 15588.3515 | 0 | 0 | 0 | 1 | 0 | 0 | 1
806 | Refrigeration | Controls | Refrigerated Display Case Lighting Controls | Miscellaneous | New | CmiNgsd806 | 1 | 0.81119 | 6993.007 | 0 | GSD | 10 | 1 | 1 | 1 | 1 | 1 | 1 | 1 | 1 | 1 | 1 | 1 | 1 | 419.5804 | 0 | 15588.3515 | 0 | 0 | 0 | 1 | 0 | 0 | 1
806 | Refrigeration | Controls | Refrigerated Display Case Lighting Controls | Offices | Existing | CofEgsd806 | 1 | 0.81119 | 6993.007 | 0 | GSD | 10 | 1 | 1 | 1 | 1 | 1 | 1 | 1 | 1 | 1 | 1 | 1 | 1 | 419.5804 | 0 | 15588.3515 | 0 | 0 | 0 | 1 | 0 | 0 | 1
806 | Refrigeration | Controls | Refrigerated Display Case Lighting Controls | Offices | New | CofNgsd806 | 1 | 0.81119 | 6993.007 | 0 | GSD | 10 | 1 | 1 | 1 | 1 | 1 | 1 | 1 | 1 | 1 | 1 | 1 | 1 | 419.5804 | 0 | 15588.3515 | 0 | 0 | 0 | 1 | 0 | 0 | 1
806 | Refrigeration | Controls | Refrigerated Display Case Lighting Controls | Restaurants | Existing | CreEgsd806 | 1 | 0.80142 | 7092.1986 | 0 | GSD | 10 | 1 | 1 | 1 | 1 | 1 | 1 | 1 | 1 | 1 | 1 | 1 | 1 | 425.5319 | 0 | 15809.4629 | 0 | 0 | 0 | 1 | 0 | 0 | 1
806 | Refrigeration | Controls | Refrigerated Display Case Lighting Controls | Restaurants | New | CreNgsd806 | 1 | 0.80142 | 7092.1986 | 0 | GSD | 10 | 1 | 1 | 1 | 1 | 1 | 1 | 1 | 1 | 1 | 1 | 1 | 1 | 425.5319 | 0 | 15809.4629 | 0 | 0 | 0 | 1 | 0 | 0 | 1
806 | Refrigeration | Controls | Refrigerated Display Case Lighting Controls | Retail | Existing | CrtEgsd806 | 1 | 0.79333 | 6666.6667 | 0 | GSD | 10 | 1 | 1 | 1 | 1 | 1 | 1 | 1 | 1 | 1 | 1 | 1 | 1 | 400 | 0 | 14860.8951 | 0 | 0 | 0 | 1 | 0 | 0 | 1
806 | Refrigeration | Controls | Refrigerated Display Case Lighting Controls | Retail | New | CrtNgsd806 | 1 | 0.79333 | 6666.6667 | 0 | GSD | 10 | 1 | 1 | 1 | 1 | 1 | 1 | 1 | 1 | 1 | 1 | 1 | 1 | 400 | 0 | 14860.8951 | 0 | 0 | 0 | 1 | 0 | 0 | 1
806 | Refrigeration | Controls | Refrigerated Display Case Lighting Controls | Schools K-12 | Existing | CscEgsd806 | 1 | 0.81119 | 6993.007 | 0 | GSD | 10 | 1 | 1 | 1 | 1 | 1 | 1 | 1 | 1 | 1 | 1 | 1 | 1 | 419.5804 | 0 | 15588.3515 | 0 | 0 | 0 | 1 | 0 | 0 | 1
806 | Refrigeration | Controls | Refrigerated Display Case Lighting Controls | Schools K-12 | New | CscNgsd806 | 1 | 0.81119 | 6993.007 | 0 | GSD | 10 | 1 | 1 | 1 | 1 | 1 | 1 | 1 | 1 | 1 | 1 | 1 | 1 | 419.5804 | 0 | 15588.3515 | 0 | 0 | 0 | 1 | 0 | 0 | 1
806 | Refrigeration | Controls | Refrigerated Display Case Lighting Controls | Warehouse | Existing | CwaEgsd806 | 1 | 0.81119 | 6993.007 | 0 | GSD | 10 | 1 | 1 | 1 | 1 | 1 | 1 | 1 | 1 | 1 | 1 | 1 | 1 | 419.5804 | 0 | 15588.3515 | 0 | 0 | 0 | 1 | 0 | 0 | 1
806 | Refrigeration | Controls | Refrigerated Display Case Lighting Controls | Warehouse | New | CwaNgsd806 | 1 | 0.81119 | 6993.007 | 0 | GSD | 10 | 1 | 1 | 1 | 1 | 1 | 1 | 1 | 1 | 1 | 1 | 1 | 1 | 419.5804 | 0 | 15588.3515 | 0 | 0 | 0 | 1 | 0 | 0 | 1
807 | Refrigeration | Controls | Refrigeration Commissioning | Assembly | Existing | CasEgsd807 | 1 | 0.79333 | 6666.6667 | 0 | GSD | 5 | 1 | 1 | 1 | 1 | 1 | 1 | 1 | 1 | 1 | 1 | 1 | 1 | 335.2213 | 0 | 22798.4201 | 0 | 0 | 0 | 1 | 0 | 0 | 1
807 | Refrigeration | Controls | Refrigeration Commissioning | Assembly | New | CasNgsd807 | 1 | 0.79333 | 6666.6667 | 0 | GSD | 5 | 1 | 1 | 1 | 1 | 1 | 1 | 1 | 1 | 1 | 1 | 1 | 1 | 335.2213 | 0 | 22798.4201 | 0 | 0 | 0 | 1 | 0 | 0 | 1
807 | Refrigeration | Controls | Refrigeration Commissioning | College and University | Existing | CcoEgsd807 | 1 | 0.79333 | 6666.6667 | 0 | GSD | 5 | 1 | 1 | 1 | 1 | 1 | 1 | 1 | 1 | 1 | 1 | 1 | 1 | 335.2213 | 0 | 40070.2396 | 0 | 0 | 0 | 1 | 0 | 0 | 1
807 | Refrigeration | Controls | Refrigeration Commissioning | College and University | New | CcoNgsd807 | 1 | 0.79333 | 6666.6667 | 0 | GSD | 5 | 1 | 1 | 1 | 1 | 1 | 1 | 1 | 1 | 1 | 1 | 1 | 1 | 335.2213 | 0 | 40070.2396 | 0 | 0 | 0 | 1 | 0 | 0 | 1
807 | Refrigeration | Controls | Refrigeration Commissioning | Data Center | Existing | CdaEgsd807 | 1 | 0.81119 | 6993.007 | 0 | GSD | 5 | 1 | 1 | 1 | 1 | 1 | 1 | 1 | 1 | 1 | 1 | 1 | 1 | 351.6308 | 0 | 13209.9339 | 0 | 0 | 0 | 1 | 0 | 0 | 1
807 | Refrigeration | Controls | Refrigeration Commissioning | Data Center | New | CdaNgsd807 | 1 | 0.81119 | 6993.007 | 0 | GSD | 5 | 1 | 1 | 1 | 1 | 1 | 1 | 1 | 1 | 1 | 1 | 1 | 1 | 351.6308 | 0 | 13209.9339 | 0 | 0 | 0 | 1 | 0 | 0 | 1
807 | Refrigeration | Controls | Refrigeration Commissioning | Grocery | Existing | CgrEgsd807 | 1 | 0.79333 | 6666.6667 | 0 | GSD | 5 | 1 | 1 | 1 | 1 | 1 | 1 | 1 | 1 | 1 | 1 | 1 | 1 | 335.2213 | 0 | 412.5784 | 0 | 0 | 0 | 1 | 0 | 0 | 1
807 | Refrigeration | Controls | Refrigeration Commissioning | Grocery | New | CgrNgsd807 | 1 | 0.79333 | 6666.6667 | 0 | GSD | 5 | 1 | 1 | 1 | 1 | 1 | 1 | 1 | 1 | 1 | 1 | 1 | 1 | 335.2213 | 0 | 412.5784 | 0 | 0 | 0 | 1 | 0 | 0 | 1
807 | Refrigeration | Controls | Refrigeration Commissioning | Healthcare | Existing | CheEgsd807 | 1 | 0.79333 | 6666.6667 | 0 | GSD | 5 | 1 | 1 | 1 | 1 | 1 | 1 | 1 | 1 | 1 | 1 | 1 | 1 | 335.2213 | 0 | 34797.3713 | 0 | 0 | 0 | 1 | 0 | 0 | 1
807 | Refrigeration | Controls | Refrigeration Commissioning | Healthcare | New | CheNgsd807 | 1 | 0.79333 | 6666.6667 | 0 | GSD | 5 | 1 | 1 | 1 | 1 | 1 | 1 | 1 | 1 | 1 | 1 | 1 | 1 | 335.2213 | 0 | 34797.3713 | 0 | 0 | 0 | 1 | 0 | 0 | 1
807 | Refrigeration | Controls | Refrigeration Commissioning | Hospitals | Existing | ChoEgsd807 | 1 | 0.79333 | 6666.6667 | 0 | GSD | 5 | 1 | 1 | 1 | 1 | 1 | 1 | 1 | 1 | 1 | 1 | 1 | 1 | 335.2213 | 0 | 8874.5903 | 0 | 0 | 0 | 1 | 0 | 0 | 1
807 | Refrigeration | Controls | Refrigeration Commissioning | Hospitals | New | ChoNgsd807 | 1 | 0.79333 | 6666.6667 | 0 | GSD | 5 | 1 | 1 | 1 | 1 | 1 | 1 | 1 | 1 | 1 | 1 | 1 | 1 | 335.2213 | 0 | 8874.5903 | 0 | 0 | 0 | 1 | 0 | 0 | 1
807 | Refrigeration | Controls | Refrigeration Commissioning | Institutional | Existing | CinEgsd807 | 1 | 0.81119 | 6993.007 | 0 | GSD | 5 | 1 | 1 | 1 | 1 | 1 | 1 | 1 | 1 | 1 | 1 | 1 | 1 | 351.6308 | 0 | 28896.7167 | 0 | 0 | 0 | 1 | 0 | 0 | 1
807 | Refrigeration | Controls | Refrigeration Commissioning | Institutional | New | CinNgsd807 | 1 | 0.81119 | 6993.007 | 0 | GSD | 5 | 1 | 1 | 1 | 1 | 1 | 1 | 1 | 1 | 1 | 1 | 1 | 1 | 351.6308 | 0 | 28896.7167 | 0 | 0 | 0 | 1 | 0 | 0 | 1
807 | Refrigeration | Controls | Refrigeration Commissioning | Lodging/Hospitality | Existing | CloEgsd807 | 1 | 0.79333 | 6666.6667 | 0 | GSD | 5 | 1 | 1 | 1 | 1 | 1 | 1 | 1 | 1 | 1 | 1 | 1 | 1 | 335.2213 | 0 | 5929.6577 | 0 | 0 | 0 | 1 | 0 | 0 | 1
807 | Refrigeration | Controls | Refrigeration Commissioning | Lodging/Hospitality | New | CloNgsd807 | 1 | 0.79333 | 6666.6667 | 0 | GSD | 5 | 1 | 1 | 1 | 1 | 1 | 1 | 1 | 1 | 1 | 1 | 1 | 1 | 335.2213 | 0 | 5929.6577 | 0 | 0 | 0 | 1 | 0 | 0 | 1
807 | Refrigeration | Controls | Refrigeration Commissioning | Miscellaneous | Existing | CmiEgsd807 | 1 | 0.81119 | 6993.007 | 0 | GSD | 5 | 1 | 1 | 1 | 1 | 1 | 1 | 1 | 1 | 1 | 1 | 1 | 1 | 351.6308 | 0 | 1387180.0571 | 0 | 0 | 0 | 1 | 0 | 0 | 1
807 | Refrigeration | Controls | Refrigeration Commissioning | Miscellaneous | New | CmiNgsd807 | 1 | 0.81119 | 6993.007 | 0 | GSD | 5 | 1 | 1 | 1 | 1 | 1 | 1 | 1 | 1 | 1 | 1 | 1 | 1 | 351.6308 | 0 | 1387180.0571 | 0 | 0 | 0 | 1 | 0 | 0 | 1
807 | Refrigeration | Controls | Refrigeration Commissioning | Offices | Existing | CofEgsd807 | 1 | 0.81119 | 6993.007 | 0 | GSD | 5 | 1 | 1 | 1 | 1 | 1 | 1 | 1 | 1 | 1 | 1 | 1 | 1 | 351.6308 | 0 | 26673.9958 | 0 | 0 | 0 | 1 | 0 | 0 | 1
807 | Refrigeration | Controls | Refrigeration Commissioning | Offices | New | CofNgsd807 | 1 | 0.81119 | 6993.007 | 0 | GSD | 5 | 1 | 1 | 1 | 1 | 1 | 1 | 1 | 1 | 1 | 1 | 1 | 1 | 351.6308 | 0 | 26673.9958 | 0 | 0 | 0 | 1 | 0 | 0 | 1
807 | Refrigeration | Controls | Refrigeration Commissioning | Restaurants | Existing | CreEgsd807 | 1 | 0.80142 | 7092.1986 | 0 | GSD | 5 | 1 | 1 | 1 | 1 | 1 | 1 | 1 | 1 | 1 | 1 | 1 | 1 | 356.6184 | 0 | 1061.6729 | 0 | 0 | 0 | 1 | 0 | 0 | 1
807 | Refrigeration | Controls | Refrigeration Commissioning | Restaurants | New | CreNgsd807 | 1 | 0.80142 | 7092.1986 | 0 | GSD | 5 | 1 | 1 | 1 | 1 | 1 | 1 | 1 | 1 | 1 | 1 | 1 | 1 | 356.6184 | 0 | 1061.6729 | 0 | 0 | 0 | 1 | 0 | 0 | 1
807 | Refrigeration | Controls | Refrigeration Commissioning | Retail | Existing | CrtEgsd807 | 1 | 0.79333 | 6666.6667 | 0 | GSD | 5 | 1 | 1 | 1 | 1 | 1 | 1 | 1 | 1 | 1 | 1 | 1 | 1 | 335.2213 | 0 | 5603.0231 | 0 | 0 | 0 | 1 | 0 | 0 | 1
807 | Refrigeration | Controls | Refrigeration Commissioning | Retail | New | CrtNgsd807 | 1 | 0.79333 | 6666.6667 | 0 | GSD | 5 | 1 | 1 | 1 | 1 | 1 | 1 | 1 | 1 | 1 | 1 | 1 | 1 | 335.2213 | 0 | 5603.0231 | 0 | 0 | 0 | 1 | 0 | 0 | 1
807 | Refrigeration | Controls | Refrigeration Commissioning | Schools K-12 | Existing | CscEgsd807 | 1 | 0.81119 | 6993.007 | 0 | GSD | 5 | 1 | 1 | 1 | 1 | 1 | 1 | 1 | 1 | 1 | 1 | 1 | 1 | 351.6308 | 0 | 47829.0696 | 0 | 0 | 0 | 1 | 0 | 0 | 1
807 | Refrigeration | Controls | Refrigeration Commissioning | Schools K-12 | New | CscNgsd807 | 1 | 0.81119 | 6993.007 | 0 | GSD | 5 | 1 | 1 | 1 | 1 | 1 | 1 | 1 | 1 | 1 | 1 | 1 | 1 | 351.6308 | 0 | 47829.0696 | 0 | 0 | 0 | 1 | 0 | 0 | 1
807 | Refrigeration | Controls | Refrigeration Commissioning | Warehouse | Existing | CwaEgsd807 | 1 | 0.81119 | 6993.007 | 0 | GSD | 5 | 1 | 1 | 1 | 1 | 1 | 1 | 1 | 1 | 1 | 1 | 1 | 1 | 351.6308 | 0 | 99073.2624 | 0 | 0 | 0 | 1 | 0 | 0 | 1
807 | Refrigeration | Controls | Refrigeration Commissioning | Warehouse | New | CwaNgsd807 | 1 | 0.81119 | 6993.007 | 0 | GSD | 5 | 1 | 1 | 1 | 1 | 1 | 1 | 1 | 1 | 1 | 1 | 1 | 1 | 351.6308 | 0 | 99073.2624 | 0 | 0 | 0 | 1 | 0 | 0 | 1
808 | Refrigeration | Controls | VSD Controlled Compressor | Assembly | Existing | CasEgsd808 | 1 | 0.79333 | 6666.6667 | 0 | GSD | 13 | 1 | 1 | 1 | 1 | 1 | 1 | 1 | 1 | 1 | 1 | 1 | 1 | 335.2213 | 0 | 4513.6238 | 0 | 0 | 0 | 1 | 0 | 0 | 1
808 | Refrigeration | Controls | VSD Controlled Compressor | Assembly | New | CasNgsd808 | 1 | 0.79333 | 6666.6667 | 0 | GSD | 13 | 1 | 1 | 1 | 1 | 1 | 1 | 1 | 1 | 1 | 1 | 1 | 1 | 335.2213 | 0 | 4513.6238 | 0 | 0 | 0 | 1 | 0 | 0 | 1
808 | Refrigeration | Controls | VSD Controlled Compressor | College and University | Existing | CcoEgsd808 | 1 | 0.79333 | 6666.6667 | 0 | GSD | 13 | 1 | 1 | 1 | 1 | 1 | 1 | 1 | 1 | 1 | 1 | 1 | 1 | 335.2213 | 0 | 5069.5573 | 0 | 0 | 0 | 1 | 0 | 0 | 1
808 | Refrigeration | Controls | VSD Controlled Compressor | College and University | New | CcoNgsd808 | 1 | 0.79333 | 6666.6667 | 0 | GSD | 13 | 1 | 1 | 1 | 1 | 1 | 1 | 1 | 1 | 1 | 1 | 1 | 1 | 335.2213 | 0 | 5069.5573 | 0 | 0 | 0 | 1 | 0 | 0 | 1
808 | Refrigeration | Controls | VSD Controlled Compressor | Data Center | Existing | CdaEgsd808 | 1 | 0.81119 | 6993.007 | 0 | GSD | 13 | 1 | 1 | 1 | 1 | 1 | 1 | 1 | 1 | 1 | 1 | 1 | 1 | 351.6308 | 0 | 2862.9036 | 0 | 0 | 0 | 1 | 0 | 0 | 1
808 | Refrigeration | Controls | VSD Controlled Compressor | Data Center | New | CdaNgsd808 | 1 | 0.81119 | 6993.007 | 0 | GSD | 13 | 1 | 1 | 1 | 1 | 1 | 1 | 1 | 1 | 1 | 1 | 1 | 1 | 351.6308 | 0 | 2862.9036 | 0 | 0 | 0 | 1 | 0 | 0 | 1
808 | Refrigeration | Controls | VSD Controlled Compressor | Grocery | Existing | CgrEgsd808 | 1 | 0.79333 | 6666.6667 | 0 | GSD | 13 | 1 | 1 | 1 | 1 | 1 | 1 | 1 | 1 | 1 | 1 | 1 | 1 | 335.2213 | 0 | 2729.3015 | 0 | 0 | 0 | 1 | 0 | 0 | 1
808 | Refrigeration | Controls | VSD Controlled Compressor | Grocery | New | CgrNgsd808 | 1 | 0.79333 | 6666.6667 | 0 | GSD | 13 | 1 | 1 | 1 | 1 | 1 | 1 | 1 | 1 | 1 | 1 | 1 | 1 | 335.2213 | 0 | 2729.3015 | 0 | 0 | 0 | 1 | 0 | 0 | 1
808 | Refrigeration | Controls | VSD Controlled Compressor | Healthcare | Existing | CheEgsd808 | 1 | 0.79333 | 6666.6667 | 0 | GSD | 13 | 1 | 1 | 1 | 1 | 1 | 1 | 1 | 1 | 1 | 1 | 1 | 1 | 335.2213 | 0 | 11265.179 | 0 | 0 | 0 | 1 | 0 | 0 | 1
808 | Refrigeration | Controls | VSD Controlled Compressor | Healthcare | New | CheNgsd808 | 1 | 0.79333 | 6666.6667 | 0 | GSD | 13 | 1 | 1 | 1 | 1 | 1 | 1 | 1 | 1 | 1 | 1 | 1 | 1 | 335.2213 | 0 | 11265.179 | 0 | 0 | 0 | 1 | 0 | 0 | 1
808 | Refrigeration | Controls | VSD Controlled Compressor | Hospitals | Existing | ChoEgsd808 | 1 | 0.79333 | 6666.6667 | 0 | GSD | 13 | 1 | 1 | 1 | 1 | 1 | 1 | 1 | 1 | 1 | 1 | 1 | 1 | 335.2213 | 0 | 2729.3015 | 0 | 0 | 0 | 1 | 0 | 0 | 1
808 | Refrigeration | Controls | VSD Controlled Compressor | Hospitals | New | ChoNgsd808 | 1 | 0.79333 | 6666.6667 | 0 | GSD | 13 | 1 | 1 | 1 | 1 | 1 | 1 | 1 | 1 | 1 | 1 | 1 | 1 | 335.2213 | 0 | 2729.3015 | 0 | 0 | 0 | 1 | 0 | 0 | 1
808 | Refrigeration | Controls | VSD Controlled Compressor | Institutional | Existing | CinEgsd808 | 1 | 0.81119 | 6993.007 | 0 | GSD | 13 | 1 | 1 | 1 | 1 | 1 | 1 | 1 | 1 | 1 | 1 | 1 | 1 | 351.6308 | 0 | 7162.6638 | 0 | 0 | 0 | 1 | 0 | 0 | 1
808 | Refrigeration | Controls | VSD Controlled Compressor | Institutional | New | CinNgsd808 | 1 | 0.81119 | 6993.007 | 0 | GSD | 13 | 1 | 1 | 1 | 1 | 1 | 1 | 1 | 1 | 1 | 1 | 1 | 1 | 351.6308 | 0 | 7162.6638 | 0 | 0 | 0 | 1 | 0 | 0 | 1
808 | Refrigeration | Controls | VSD Controlled Compressor | Lodging/Hospitality | Existing | CloEgsd808 | 1 | 0.79333 | 6666.6667 | 0 | GSD | 13 | 1 | 1 | 1 | 1 | 1 | 1 | 1 | 1 | 1 | 1 | 1 | 1 | 335.2213 | 0 | 2729.3015 | 0 | 0 | 0 | 1 | 0 | 0 | 1
808 | Refrigeration | Controls | VSD Controlled Compressor | Lodging/Hospitality | New | CloNgsd808 | 1 | 0.79333 | 6666.6667 | 0 | GSD | 13 | 1 | 1 | 1 | 1 | 1 | 1 | 1 | 1 | 1 | 1 | 1 | 1 | 335.2213 | 0 | 2729.3015 | 0 | 0 | 0 | 1 | 0 | 0 | 1
808 | Refrigeration | Controls | VSD Controlled Compressor | Miscellaneous | Existing | CmiEgsd808 | 1 | 0.81119 | 6993.007 | 0 | GSD | 13 | 1 | 1 | 1 | 1 | 1 | 1 | 1 | 1 | 1 | 1 | 1 | 1 | 351.6308 | 0 | 126603.9605 | 0 | 0 | 0 | 1 | 0 | 0 | 1
808 | Refrigeration | Controls | VSD Controlled Compressor | Miscellaneous | New | CmiNgsd808 | 1 | 0.81119 | 6993.007 | 0 | GSD | 13 | 1 | 1 | 1 | 1 | 1 | 1 | 1 | 1 | 1 | 1 | 1 | 1 | 351.6308 | 0 | 126603.9605 | 0 | 0 | 0 | 1 | 0 | 0 | 1
808 | Refrigeration | Controls | VSD Controlled Compressor | Offices | Existing | CofEgsd808 | 1 | 0.81119 | 6993.007 | 0 | GSD | 13 | 1 | 1 | 1 | 1 | 1 | 1 | 1 | 1 | 1 | 1 | 1 | 1 | 351.6308 | 0 | 4643.5519 | 0 | 0 | 0 | 1 | 0 | 0 | 1
808 | Refrigeration | Controls | VSD Controlled Compressor | Offices | New | CofNgsd808 | 1 | 0.81119 | 6993.007 | 0 | GSD | 13 | 1 | 1 | 1 | 1 | 1 | 1 | 1 | 1 | 1 | 1 | 1 | 1 | 351.6308 | 0 | 4643.5519 | 0 | 0 | 0 | 1 | 0 | 0 | 1
808 | Refrigeration | Controls | VSD Controlled Compressor | Restaurants | Existing | CreEgsd808 | 1 | 0.80142 | 7092.1986 | 0 | GSD | 13 | 1 | 1 | 1 | 1 | 1 | 1 | 1 | 1 | 1 | 1 | 1 | 1 | 356.6184 | 0 | 2903.5122 | 0 | 0 | 0 | 1 | 0 | 0 | 1
808 | Refrigeration | Controls | VSD Controlled Compressor | Restaurants | New | CreNgsd808 | 1 | 0.80142 | 7092.1986 | 0 | GSD | 13 | 1 | 1 | 1 | 1 | 1 | 1 | 1 | 1 | 1 | 1 | 1 | 1 | 356.6184 | 0 | 2903.5122 | 0 | 0 | 0 | 1 | 0 | 0 | 1
808 | Refrigeration | Controls | VSD Controlled Compressor | Retail | Existing | CrtEgsd808 | 1 | 0.79333 | 6666.6667 | 0 | GSD | 13 | 1 | 1 | 1 | 1 | 1 | 1 | 1 | 1 | 1 | 1 | 1 | 1 | 335.2213 | 0 | 2729.3015 | 0 | 0 | 0 | 1 | 0 | 0 | 1
808 | Refrigeration | Controls | VSD Controlled Compressor | Retail | New | CrtNgsd808 | 1 | 0.79333 | 6666.6667 | 0 | GSD | 13 | 1 | 1 | 1 | 1 | 1 | 1 | 1 | 1 | 1 | 1 | 1 | 1 | 335.2213 | 0 | 2729.3015 | 0 | 0 | 0 | 1 | 0 | 0 | 1
808 | Refrigeration | Controls | VSD Controlled Compressor | Schools K-12 | Existing | CscEgsd808 | 1 | 0.81119 | 6993.007 | 0 | GSD | 13 | 1 | 1 | 1 | 1 | 1 | 1 | 1 | 1 | 1 | 1 | 1 | 1 | 351.6308 | 0 | 4456.6214 | 0 | 0 | 0 | 1 | 0 | 0 | 1
808 | Refrigeration | Controls | VSD Controlled Compressor | Schools K-12 | New | CscNgsd808 | 1 | 0.81119 | 6993.007 | 0 | GSD | 13 | 1 | 1 | 1 | 1 | 1 | 1 | 1 | 1 | 1 | 1 | 1 | 1 | 351.6308 | 0 | 4456.6214 | 0 | 0 | 0 | 1 | 0 | 0 | 1
808 | Refrigeration | Controls | VSD Controlled Compressor | Warehouse | Existing | CwaEgsd808 | 1 | 0.81119 | 6993.007 | 0 | GSD | 13 | 1 | 1 | 1 | 1 | 1 | 1 | 1 | 1 | 1 | 1 | 1 | 1 | 351.6308 | 0 | 15437.547 | 0 | 0 | 0 | 1 | 0 | 0 | 1
808 | Refrigeration | Controls | VSD Controlled Compressor | Warehouse | New | CwaNgsd808 | 1 | 0.81119 | 6993.007 | 0 | GSD | 13 | 1 | 1 | 1 | 1 | 1 | 1 | 1 | 1 | 1 | 1 | 1 | 1 | 351.6308 | 0 | 15437.547 | 0 | 0 | 0 | 1 | 0 | 0 | 1
809 | Refrigeration | Economizer | Refrigeration Economizer | Assembly | Existing | CasEgsd809 | 1 | 0.79333 | 6666.6667 | 0 | GSD | 15 | 0.57723 | 0.60437 | 0.83705 | 1.097 | 1.2026 | 1.2026 | 1.289 | 1.2891 | 1.2453 | 1.1192 | 0.77553 | 0.85362 | 400 | 0 | 4456.7365 | 0 | 0 | 0 | 1 | 0 | 0 | 1.0077
809 | Refrigeration | Economizer | Refrigeration Economizer | Assembly | New | CasNgsd809 | 1 | 0.79333 | 6666.6667 | 0 | GSD | 15 | 0.57723 | 0.60437 | 0.83705 | 1.097 | 1.2026 | 1.2026 | 1.289 | 1.2891 | 1.2453 | 1.1192 | 0.77553 | 0.85362 | 400 | 0 | 4456.7365 | 0 | 0 | 0 | 1 | 0 | 0 | 1.0077
809 | Refrigeration | Economizer | Refrigeration Economizer | College and University | Existing | CcoEgsd809 | 1 | 0.79333 | 6666.6667 | 0 | GSD | 15 | 0.57723 | 0.60437 | 0.83705 | 1.097 | 1.2026 | 1.2026 | 1.289 | 1.2891 | 1.2453 | 1.1192 | 0.77553 | 0.85362 | 400 | 0 | 5005.658 | 0 | 0 | 0 | 1 | 0 | 0 | 1.0077
809 | Refrigeration | Economizer | Refrigeration Economizer | College and University | New | CcoNgsd809 | 1 | 0.79333 | 6666.6667 | 0 | GSD | 15 | 0.57723 | 0.60437 | 0.83705 | 1.097 | 1.2026 | 1.2026 | 1.289 | 1.2891 | 1.2453 | 1.1192 | 0.77553 | 0.85362 | 400 | 0 | 5005.658 | 0 | 0 | 0 | 1 | 0 | 0 | 1.0077
809 | Refrigeration | Economizer | Refrigeration Economizer | Data Center | Existing | CdaEgsd809 | 1 | 0.81119 | 6993.007 | 0 | GSD | 15 | 0.57723 | 0.60437 | 0.83705 | 1.097 | 1.2026 | 1.2026 | 1.289 | 1.2891 | 1.2453 | 1.1192 | 0.77553 | 0.85362 | 419.5804 | 0 | 385.172 | 0 | 0 | 0 | 1 | 0 | 0 | 1.0077
809 | Refrigeration | Economizer | Refrigeration Economizer | Data Center | New | CdaNgsd809 | 1 | 0.81119 | 6993.007 | 0 | GSD | 15 | 0.57723 | 0.60437 | 0.83705 | 1.097 | 1.2026 | 1.2026 | 1.289 | 1.2891 | 1.2453 | 1.1192 | 0.77553 | 0.85362 | 419.5804 | 0 | 385.172 | 0 | 0 | 0 | 1 | 0 | 0 | 1.0077
809 | Refrigeration | Economizer | Refrigeration Economizer | Grocery | Existing | CgrEgsd809 | 1 | 0.79333 | 6666.6667 | 0 | GSD | 15 | 0.57723 | 0.60437 | 0.83705 | 1.097 | 1.2026 | 1.2026 | 1.289 | 1.2891 | 1.2453 | 1.1192 | 0.77553 | 0.85362 | 400 | 0 | 472.0108 | 0 | 0 | 0 | 1 | 0 | 0 | 1.0077
809 | Refrigeration | Economizer | Refrigeration Economizer | Grocery | New | CgrNgsd809 | 1 | 0.79333 | 6666.6667 | 0 | GSD | 15 | 0.57723 | 0.60437 | 0.83705 | 1.097 | 1.2026 | 1.2026 | 1.289 | 1.2891 | 1.2453 | 1.1192 | 0.77553 | 0.85362 | 400 | 0 | 472.0108 | 0 | 0 | 0 | 1 | 0 | 0 | 1.0077
809 | Refrigeration | Economizer | Refrigeration Economizer | Healthcare | Existing | CheEgsd809 | 1 | 0.79333 | 6666.6667 | 0 | GSD | 15 | 0.57723 | 0.60437 | 0.83705 | 1.097 | 1.2026 | 1.2026 | 1.289 | 1.2891 | 1.2453 | 1.1192 | 0.77553 | 0.85362 | 400 | 0 | 11123.1634 | 0 | 0 | 0 | 1 | 0 | 0 | 1.0077
809 | Refrigeration | Economizer | Refrigeration Economizer | Healthcare | New | CheNgsd809 | 1 | 0.79333 | 6666.6667 | 0 | GSD | 15 | 0.57723 | 0.60437 | 0.83705 | 1.097 | 1.2026 | 1.2026 | 1.289 | 1.2891 | 1.2453 | 1.1192 | 0.77553 | 0.85362 | 400 | 0 | 11123.1634 | 0 | 0 | 0 | 1 | 0 | 0 | 1.0077
809 | Refrigeration | Economizer | Refrigeration Economizer | Hospitals | Existing | ChoEgsd809 | 1 | 0.79333 | 6666.6667 | 0 | GSD | 15 | 0.57723 | 0.60437 | 0.83705 | 1.097 | 1.2026 | 1.2026 | 1.289 | 1.2891 | 1.2453 | 1.1192 | 0.77553 | 0.85362 | 400 | 0 | 143.4017 | 0 | 0 | 0 | 1 | 0 | 0 | 1.0077
809 | Refrigeration | Economizer | Refrigeration Economizer | Hospitals | New | ChoNgsd809 | 1 | 0.79333 | 6666.6667 | 0 | GSD | 15 | 0.57723 | 0.60437 | 0.83705 | 1.097 | 1.2026 | 1.2026 | 1.289 | 1.2891 | 1.2453 | 1.1192 | 0.77553 | 0.85362 | 400 | 0 | 143.4017 | 0 | 0 | 0 | 1 | 0 | 0 | 1.0077
809 | Refrigeration | Economizer | Refrigeration Economizer | Institutional | Existing | CinEgsd809 | 1 | 0.81119 | 6993.007 | 0 | GSD | 15 | 0.57723 | 0.60437 | 0.83705 | 1.097 | 1.2026 | 1.2026 | 1.289 | 1.2891 | 1.2453 | 1.1192 | 0.77553 | 0.85362 | 419.5804 | 0 | 7072.3832 | 0 | 0 | 0 | 1 | 0 | 0 | 1.0077
809 | Refrigeration | Economizer | Refrigeration Economizer | Institutional | New | CinNgsd809 | 1 | 0.81119 | 6993.007 | 0 | GSD | 15 | 0.57723 | 0.60437 | 0.83705 | 1.097 | 1.2026 | 1.2026 | 1.289 | 1.2891 | 1.2453 | 1.1192 | 0.77553 | 0.85362 | 419.5804 | 0 | 7072.3832 | 0 | 0 | 0 | 1 | 0 | 0 | 1.0077
809 | Refrigeration | Economizer | Refrigeration Economizer | Lodging/Hospitality | Existing | CloEgsd809 | 1 | 0.79333 | 6666.6667 | 0 | GSD | 15 | 0.57723 | 0.60437 | 0.83705 | 1.097 | 1.2026 | 1.2026 | 1.289 | 1.2891 | 1.2453 | 1.1192 | 0.77553 | 0.85362 | 400 | 0 | 415.9455 | 0 | 0 | 0 | 1 | 0 | 0 | 1.0077
809 | Refrigeration | Economizer | Refrigeration Economizer | Lodging/Hospitality | New | CloNgsd809 | 1 | 0.79333 | 6666.6667 | 0 | GSD | 15 | 0.57723 | 0.60437 | 0.83705 | 1.097 | 1.2026 | 1.2026 | 1.289 | 1.2891 | 1.2453 | 1.1192 | 0.77553 | 0.85362 | 400 | 0 | 415.9455 | 0 | 0 | 0 | 1 | 0 | 0 | 1.0077
809 | Refrigeration | Economizer | Refrigeration Economizer | Miscellaneous | Existing | CmiEgsd809 | 1 | 0.81119 | 6993.007 | 0 | GSD | 15 | 0.57723 | 0.60437 | 0.83705 | 1.097 | 1.2026 | 1.2026 | 1.289 | 1.2891 | 1.2453 | 1.1192 | 0.77553 | 0.85362 | 419.5804 | 0 | 125009.6971 | 0 | 0 | 0 | 1 | 0 | 0 | 1.0077
809 | Refrigeration | Economizer | Refrigeration Economizer | Miscellaneous | New | CmiNgsd809 | 1 | 0.81119 | 6993.007 | 0 | GSD | 15 | 0.57723 | 0.60437 | 0.83705 | 1.097 | 1.2026 | 1.2026 | 1.289 | 1.2891 | 1.2453 | 1.1192 | 0.77553 | 0.85362 | 419.5804 | 0 | 125009.6971 | 0 | 0 | 0 | 1 | 0 | 0 | 1.0077
809 | Refrigeration | Economizer | Refrigeration Economizer | Offices | Existing | CofEgsd809 | 1 | 0.81119 | 6993.007 | 0 | GSD | 15 | 0.57723 | 0.60437 | 0.83705 | 1.097 | 1.2026 | 1.2026 | 1.289 | 1.2891 | 1.2453 | 1.1192 | 0.77553 | 0.85362 | 419.5804 | 0 | 4585.0275 | 0 | 0 | 0 | 1 | 0 | 0 | 1.0077
809 | Refrigeration | Economizer | Refrigeration Economizer | Offices | New | CofNgsd809 | 1 | 0.81119 | 6993.007 | 0 | GSD | 15 | 0.57723 | 0.60437 | 0.83705 | 1.097 | 1.2026 | 1.2026 | 1.289 | 1.2891 | 1.2453 | 1.1192 | 0.77553 | 0.85362 | 419.5804 | 0 | 4585.0275 | 0 | 0 | 0 | 1 | 0 | 0 | 1.0077
809 | Refrigeration | Economizer | Refrigeration Economizer | Restaurants | Existing | CreEgsd809 | 1 | 0.80142 | 7092.1986 | 0 | GSD | 15 | 0.57723 | 0.60437 | 0.83705 | 1.097 | 1.2026 | 1.2026 | 1.289 | 1.2891 | 1.2453 | 1.1192 | 0.77553 | 0.85362 | 425.5319 | 0 | 648.1967 | 0 | 0 | 0 | 1 | 0 | 0 | 1.0077
809 | Refrigeration | Economizer | Refrigeration Economizer | Restaurants | New | CreNgsd809 | 1 | 0.80142 | 7092.1986 | 0 | GSD | 15 | 0.57723 | 0.60437 | 0.83705 | 1.097 | 1.2026 | 1.2026 | 1.289 | 1.2891 | 1.2453 | 1.1192 | 0.77553 | 0.85362 | 425.5319 | 0 | 648.1967 | 0 | 0 | 0 | 1 | 0 | 0 | 1.0077
809 | Refrigeration | Economizer | Refrigeration Economizer | Retail | Existing | CrtEgsd809 | 1 | 0.79333 | 6666.6667 | 0 | GSD | 15 | 0.57723 | 0.60437 | 0.83705 | 1.097 | 1.2026 | 1.2026 | 1.289 | 1.2891 | 1.2453 | 1.1192 | 0.77553 | 0.85362 | 400 | 0 | 731.5597 | 0 | 0 | 0 | 1 | 0 | 0 | 1.0077
809 | Refrigeration | Economizer | Refrigeration Economizer | Retail | New | CrtNgsd809 | 1 | 0.79333 | 6666.6667 | 0 | GSD | 15 | 0.57723 | 0.60437 | 0.83705 | 1.097 | 1.2026 | 1.2026 | 1.289 | 1.2891 | 1.2453 | 1.1192 | 0.77553 | 0.85362 | 400 | 0 | 731.5597 | 0 | 0 | 0 | 1 | 0 | 0 | 1.0077
809 | Refrigeration | Economizer | Refrigeration Economizer | Schools K-12 | Existing | CscEgsd809 | 1 | 0.81119 | 6993.007 | 0 | GSD | 15 | 0.57723 | 0.60437 | 0.83705 | 1.097 | 1.2026 | 1.2026 | 1.289 | 1.2891 | 1.2453 | 1.1192 | 0.77553 | 0.85362 | 419.5804 | 0 | 4400.4403 | 0 | 0 | 0 | 1 | 0 | 0 | 1.0077
809 | Refrigeration | Economizer | Refrigeration Economizer | Schools K-12 | New | CscNgsd809 | 1 | 0.81119 | 6993.007 | 0 | GSD | 15 | 0.57723 | 0.60437 | 0.83705 | 1.097 | 1.2026 | 1.2026 | 1.289 | 1.2891 | 1.2453 | 1.1192 | 0.77553 | 0.85362 | 419.5804 | 0 | 4400.4403 | 0 | 0 | 0 | 1 | 0 | 0 | 1.0077
809 | Refrigeration | Economizer | Refrigeration Economizer | Warehouse | Existing | CwaEgsd809 | 1 | 0.81119 | 6993.007 | 0 | GSD | 15 | 0.57723 | 0.60437 | 0.83705 | 1.097 | 1.2026 | 1.2026 | 1.289 | 1.2891 | 1.2453 | 1.1192 | 0.77553 | 0.85362 | 419.5804 | 0 | 15242.9247 | 0 | 0 | 0 | 1 | 0 | 0 | 1.0077
809 | Refrigeration | Economizer | Refrigeration Economizer | Warehouse | New | CwaNgsd809 | 1 | 0.81119 | 6993.007 | 0 | GSD | 15 | 0.57723 | 0.60437 | 0.83705 | 1.097 | 1.2026 | 1.2026 | 1.289 | 1.2891 | 1.2453 | 1.1192 | 0.77553 | 0.85362 | 419.5804 | 0 | 15242.9247 | 0 | 0 | 0 | 1 | 0 | 0 | 1.0077
810 | Refrigeration | Insulation | Suction Pipe Insulation - Freezers | Assembly | Existing | CasEgsd810 | 1 | 0.79333 | 6666.6667 | 0 | GSD | 15 | 1 | 1 | 1 | 1 | 1 | 1 | 1 | 1 | 1 | 1 | 1 | 1 | 400 | 0 | 344.6394 | 0 | 0 | 0 | 1 | 0 | 0 | 1
810 | Refrigeration | Insulation | Suction Pipe Insulation - Freezers | Assembly | New | CasNgsd810 | 1 | 0.79333 | 6666.6667 | 0 | GSD | 15 | 1 | 1 | 1 | 1 | 1 | 1 | 1 | 1 | 1 | 1 | 1 | 1 | 400 | 0 | 344.6394 | 0 | 0 | 0 | 1 | 0 | 0 | 1
810 | Refrigeration | Insulation | Suction Pipe Insulation - Freezers | College and University | Existing | CcoEgsd810 | 1 | 0.79333 | 6666.6667 | 0 | GSD | 15 | 1 | 1 | 1 | 1 | 1 | 1 | 1 | 1 | 1 | 1 | 1 | 1 | 400 | 0 | 344.6394 | 0 | 0 | 0 | 1 | 0 | 0 | 1
810 | Refrigeration | Insulation | Suction Pipe Insulation - Freezers | College and University | New | CcoNgsd810 | 1 | 0.79333 | 6666.6667 | 0 | GSD | 15 | 1 | 1 | 1 | 1 | 1 | 1 | 1 | 1 | 1 | 1 | 1 | 1 | 400 | 0 | 344.6394 | 0 | 0 | 0 | 1 | 0 | 0 | 1
810 | Refrigeration | Insulation | Suction Pipe Insulation - Freezers | Data Center | Existing | CdaEgsd810 | 1 | 0.81119 | 6993.007 | 0 | GSD | 15 | 1 | 1 | 1 | 1 | 1 | 1 | 1 | 1 | 1 | 1 | 1 | 1 | 419.5804 | 0 | 361.5098 | 0 | 0 | 0 | 1 | 0 | 0 | 1
810 | Refrigeration | Insulation | Suction Pipe Insulation - Freezers | Data Center | New | CdaNgsd810 | 1 | 0.81119 | 6993.007 | 0 | GSD | 15 | 1 | 1 | 1 | 1 | 1 | 1 | 1 | 1 | 1 | 1 | 1 | 1 | 419.5804 | 0 | 361.5098 | 0 | 0 | 0 | 1 | 0 | 0 | 1
810 | Refrigeration | Insulation | Suction Pipe Insulation - Freezers | Grocery | Existing | CgrEgsd810 | 1 | 0.79333 | 6666.6667 | 0 | GSD | 15 | 1 | 1 | 1 | 1 | 1 | 1 | 1 | 1 | 1 | 1 | 1 | 1 | 400 | 0 | 344.6394 | 0 | 0 | 0 | 1 | 0 | 0 | 1
810 | Refrigeration | Insulation | Suction Pipe Insulation - Freezers | Grocery | New | CgrNgsd810 | 1 | 0.79333 | 6666.6667 | 0 | GSD | 15 | 1 | 1 | 1 | 1 | 1 | 1 | 1 | 1 | 1 | 1 | 1 | 1 | 400 | 0 | 344.6394 | 0 | 0 | 0 | 1 | 0 | 0 | 1
810 | Refrigeration | Insulation | Suction Pipe Insulation - Freezers | Healthcare | Existing | CheEgsd810 | 1 | 0.79333 | 6666.6667 | 0 | GSD | 15 | 1 | 1 | 1 | 1 | 1 | 1 | 1 | 1 | 1 | 1 | 1 | 1 | 400 | 0 | 344.6394 | 0 | 0 | 0 | 1 | 0 | 0 | 1
810 | Refrigeration | Insulation | Suction Pipe Insulation - Freezers | Healthcare | New | CheNgsd810 | 1 | 0.79333 | 6666.6667 | 0 | GSD | 15 | 1 | 1 | 1 | 1 | 1 | 1 | 1 | 1 | 1 | 1 | 1 | 1 | 400 | 0 | 344.6394 | 0 | 0 | 0 | 1 | 0 | 0 | 1
810 | Refrigeration | Insulation | Suction Pipe Insulation - Freezers | Hospitals | Existing | ChoEgsd810 | 1 | 0.79333 | 6666.6667 | 0 | GSD | 15 | 1 | 1 | 1 | 1 | 1 | 1 | 1 | 1 | 1 | 1 | 1 | 1 | 400 | 0 | 344.6394 | 0 | 0 | 0 | 1 | 0 | 0 | 1
810 | Refrigeration | Insulation | Suction Pipe Insulation - Freezers | Hospitals | New | ChoNgsd810 | 1 | 0.79333 | 6666.6667 | 0 | GSD | 15 | 1 | 1 | 1 | 1 | 1 | 1 | 1 | 1 | 1 | 1 | 1 | 1 | 400 | 0 | 344.6394 | 0 | 0 | 0 | 1 | 0 | 0 | 1
810 | Refrigeration | Insulation | Suction Pipe Insulation - Freezers | Institutional | Existing | CinEgsd810 | 1 | 0.81119 | 6993.007 | 0 | GSD | 15 | 1 | 1 | 1 | 1 | 1 | 1 | 1 | 1 | 1 | 1 | 1 | 1 | 419.5804 | 0 | 361.5098 | 0 | 0 | 0 | 1 | 0 | 0 | 1
810 | Refrigeration | Insulation | Suction Pipe Insulation - Freezers | Institutional | New | CinNgsd810 | 1 | 0.81119 | 6993.007 | 0 | GSD | 15 | 1 | 1 | 1 | 1 | 1 | 1 | 1 | 1 | 1 | 1 | 1 | 1 | 419.5804 | 0 | 361.5098 | 0 | 0 | 0 | 1 | 0 | 0 | 1
810 | Refrigeration | Insulation | Suction Pipe Insulation - Freezers | Lodging/Hospitality | Existing | CloEgsd810 | 1 | 0.79333 | 6666.6667 | 0 | GSD | 15 | 1 | 1 | 1 | 1 | 1 | 1 | 1 | 1 | 1 | 1 | 1 | 1 | 400 | 0 | 344.6394 | 0 | 0 | 0 | 1 | 0 | 0 | 1
810 | Refrigeration | Insulation | Suction Pipe Insulation - Freezers | Lodging/Hospitality | New | CloNgsd810 | 1 | 0.79333 | 6666.6667 | 0 | GSD | 15 | 1 | 1 | 1 | 1 | 1 | 1 | 1 | 1 | 1 | 1 | 1 | 1 | 400 | 0 | 344.6394 | 0 | 0 | 0 | 1 | 0 | 0 | 1
810 | Refrigeration | Insulation | Suction Pipe Insulation - Freezers | Miscellaneous | Existing | CmiEgsd810 | 1 | 0.81119 | 6993.007 | 0 | GSD | 15 | 1 | 1 | 1 | 1 | 1 | 1 | 1 | 1 | 1 | 1 | 1 | 1 | 419.5804 | 0 | 361.5098 | 0 | 0 | 0 | 1 | 0 | 0 | 1
810 | Refrigeration | Insulation | Suction Pipe Insulation - Freezers | Miscellaneous | New | CmiNgsd810 | 1 | 0.81119 | 6993.007 | 0 | GSD | 15 | 1 | 1 | 1 | 1 | 1 | 1 | 1 | 1 | 1 | 1 | 1 | 1 | 419.5804 | 0 | 361.5098 | 0 | 0 | 0 | 1 | 0 | 0 | 1
810 | Refrigeration | Insulation | Suction Pipe Insulation - Freezers | Offices | Existing | CofEgsd810 | 1 | 0.81119 | 6993.007 | 0 | GSD | 15 | 1 | 1 | 1 | 1 | 1 | 1 | 1 | 1 | 1 | 1 | 1 | 1 | 419.5804 | 0 | 361.5098 | 0 | 0 | 0 | 1 | 0 | 0 | 1
810 | Refrigeration | Insulation | Suction Pipe Insulation - Freezers | Offices | New | CofNgsd810 | 1 | 0.81119 | 6993.007 | 0 | GSD | 15 | 1 | 1 | 1 | 1 | 1 | 1 | 1 | 1 | 1 | 1 | 1 | 1 | 419.5804 | 0 | 361.5098 | 0 | 0 | 0 | 1 | 0 | 0 | 1
810 | Refrigeration | Insulation | Suction Pipe Insulation - Freezers | Restaurants | Existing | CreEgsd810 | 1 | 0.80142 | 7092.1986 | 0 | GSD | 15 | 1 | 1 | 1 | 1 | 1 | 1 | 1 | 1 | 1 | 1 | 1 | 1 | 425.5319 | 0 | 366.6376 | 0 | 0 | 0 | 1 | 0 | 0 | 1
810 | Refrigeration | Insulation | Suction Pipe Insulation - Freezers | Restaurants | New | CreNgsd810 | 1 | 0.80142 | 7092.1986 | 0 | GSD | 15 | 1 | 1 | 1 | 1 | 1 | 1 | 1 | 1 | 1 | 1 | 1 | 1 | 425.5319 | 0 | 366.6376 | 0 | 0 | 0 | 1 | 0 | 0 | 1
810 | Refrigeration | Insulation | Suction Pipe Insulation - Freezers | Retail | Existing | CrtEgsd810 | 1 | 0.79333 | 6666.6667 | 0 | GSD | 15 | 1 | 1 | 1 | 1 | 1 | 1 | 1 | 1 | 1 | 1 | 1 | 1 | 400 | 0 | 344.6394 | 0 | 0 | 0 | 1 | 0 | 0 | 1
810 | Refrigeration | Insulation | Suction Pipe Insulation - Freezers | Retail | New | CrtNgsd810 | 1 | 0.79333 | 6666.6667 | 0 | GSD | 15 | 1 | 1 | 1 | 1 | 1 | 1 | 1 | 1 | 1 | 1 | 1 | 1 | 400 | 0 | 344.6394 | 0 | 0 | 0 | 1 | 0 | 0 | 1
810 | Refrigeration | Insulation | Suction Pipe Insulation - Freezers | Schools K-12 | Existing | CscEgsd810 | 1 | 0.81119 | 6993.007 | 0 | GSD | 15 | 1 | 1 | 1 | 1 | 1 | 1 | 1 | 1 | 1 | 1 | 1 | 1 | 419.5804 | 0 | 361.5098 | 0 | 0 | 0 | 1 | 0 | 0 | 1
810 | Refrigeration | Insulation | Suction Pipe Insulation - Freezers | Schools K-12 | New | CscNgsd810 | 1 | 0.81119 | 6993.007 | 0 | GSD | 15 | 1 | 1 | 1 | 1 | 1 | 1 | 1 | 1 | 1 | 1 | 1 | 1 | 419.5804 | 0 | 361.5098 | 0 | 0 | 0 | 1 | 0 | 0 | 1
810 | Refrigeration | Insulation | Suction Pipe Insulation - Freezers | Warehouse | Existing | CwaEgsd810 | 1 | 0.81119 | 6993.007 | 0 | GSD | 15 | 1 | 1 | 1 | 1 | 1 | 1 | 1 | 1 | 1 | 1 | 1 | 1 | 419.5804 | 0 | 361.5098 | 0 | 0 | 0 | 1 | 0 | 0 | 1
810 | Refrigeration | Insulation | Suction Pipe Insulation - Freezers | Warehouse | New | CwaNgsd810 | 1 | 0.81119 | 6993.007 | 0 | GSD | 15 | 1 | 1 | 1 | 1 | 1 | 1 | 1 | 1 | 1 | 1 | 1 | 1 | 419.5804 | 0 | 361.5098 | 0 | 0 | 0 | 1 | 0 | 0 | 1
811 | Refrigeration | Insulation | Suction Pipe Insulation - Refrigerators | Assembly | Existing | CasEgsd811 | 1 | 0.79333 | 6666.6667 | 0 | GSD | 15 | 1 | 1 | 1 | 1 | 1 | 1 | 1 | 1 | 1 | 1 | 1 | 1 | 400 | 0 | 1188.172 | 0 | 0 | 0 | 1 | 0 | 0 | 1
811 | Refrigeration | Insulation | Suction Pipe Insulation - Refrigerators | Assembly | New | CasNgsd811 | 1 | 0.79333 | 6666.6667 | 0 | GSD | 15 | 1 | 1 | 1 | 1 | 1 | 1 | 1 | 1 | 1 | 1 | 1 | 1 | 400 | 0 | 1188.172 | 0 | 0 | 0 | 1 | 0 | 0 | 1
811 | Refrigeration | Insulation | Suction Pipe Insulation - Refrigerators | College and University | Existing | CcoEgsd811 | 1 | 0.79333 | 6666.6667 | 0 | GSD | 15 | 1 | 1 | 1 | 1 | 1 | 1 | 1 | 1 | 1 | 1 | 1 | 1 | 400 | 0 | 1188.172 | 0 | 0 | 0 | 1 | 0 | 0 | 1
811 | Refrigeration | Insulation | Suction Pipe Insulation - Refrigerators | College and University | New | CcoNgsd811 | 1 | 0.79333 | 6666.6667 | 0 | GSD | 15 | 1 | 1 | 1 | 1 | 1 | 1 | 1 | 1 | 1 | 1 | 1 | 1 | 400 | 0 | 1188.172 | 0 | 0 | 0 | 1 | 0 | 0 | 1
811 | Refrigeration | Insulation | Suction Pipe Insulation - Refrigerators | Data Center | Existing | CdaEgsd811 | 1 | 0.81119 | 6993.007 | 0 | GSD | 15 | 1 | 1 | 1 | 1 | 1 | 1 | 1 | 1 | 1 | 1 | 1 | 1 | 419.5804 | 0 | 1246.3343 | 0 | 0 | 0 | 1 | 0 | 0 | 1
811 | Refrigeration | Insulation | Suction Pipe Insulation - Refrigerators | Data Center | New | CdaNgsd811 | 1 | 0.81119 | 6993.007 | 0 | GSD | 15 | 1 | 1 | 1 | 1 | 1 | 1 | 1 | 1 | 1 | 1 | 1 | 1 | 419.5804 | 0 | 1246.3343 | 0 | 0 | 0 | 1 | 0 | 0 | 1
811 | Refrigeration | Insulation | Suction Pipe Insulation - Refrigerators | Grocery | Existing | CgrEgsd811 | 1 | 0.79333 | 6666.6667 | 0 | GSD | 15 | 1 | 1 | 1 | 1 | 1 | 1 | 1 | 1 | 1 | 1 | 1 | 1 | 400 | 0 | 1188.172 | 0 | 0 | 0 | 1 | 0 | 0 | 1
811 | Refrigeration | Insulation | Suction Pipe Insulation - Refrigerators | Grocery | New | CgrNgsd811 | 1 | 0.79333 | 6666.6667 | 0 | GSD | 15 | 1 | 1 | 1 | 1 | 1 | 1 | 1 | 1 | 1 | 1 | 1 | 1 | 400 | 0 | 1188.172 | 0 | 0 | 0 | 1 | 0 | 0 | 1
811 | Refrigeration | Insulation | Suction Pipe Insulation - Refrigerators | Healthcare | Existing | CheEgsd811 | 1 | 0.79333 | 6666.6667 | 0 | GSD | 15 | 1 | 1 | 1 | 1 | 1 | 1 | 1 | 1 | 1 | 1 | 1 | 1 | 400 | 0 | 1188.172 | 0 | 0 | 0 | 1 | 0 | 0 | 1
811 | Refrigeration | Insulation | Suction Pipe Insulation - Refrigerators | Healthcare | New | CheNgsd811 | 1 | 0.79333 | 6666.6667 | 0 | GSD | 15 | 1 | 1 | 1 | 1 | 1 | 1 | 1 | 1 | 1 | 1 | 1 | 1 | 400 | 0 | 1188.172 | 0 | 0 | 0 | 1 | 0 | 0 | 1
811 | Refrigeration | Insulation | Suction Pipe Insulation - Refrigerators | Hospitals | Existing | ChoEgsd811 | 1 | 0.79333 | 6666.6667 | 0 | GSD | 15 | 1 | 1 | 1 | 1 | 1 | 1 | 1 | 1 | 1 | 1 | 1 | 1 | 400 | 0 | 1188.172 | 0 | 0 | 0 | 1 | 0 | 0 | 1
811 | Refrigeration | Insulation | Suction Pipe Insulation - Refrigerators | Hospitals | New | ChoNgsd811 | 1 | 0.79333 | 6666.6667 | 0 | GSD | 15 | 1 | 1 | 1 | 1 | 1 | 1 | 1 | 1 | 1 | 1 | 1 | 1 | 400 | 0 | 1188.172 | 0 | 0 | 0 | 1 | 0 | 0 | 1
811 | Refrigeration | Insulation | Suction Pipe Insulation - Refrigerators | Institutional | Existing | CinEgsd811 | 1 | 0.81119 | 6993.007 | 0 | GSD | 15 | 1 | 1 | 1 | 1 | 1 | 1 | 1 | 1 | 1 | 1 | 1 | 1 | 419.5804 | 0 | 1246.3343 | 0 | 0 | 0 | 1 | 0 | 0 | 1
811 | Refrigeration | Insulation | Suction Pipe Insulation - Refrigerators | Institutional | New | CinNgsd811 | 1 | 0.81119 | 6993.007 | 0 | GSD | 15 | 1 | 1 | 1 | 1 | 1 | 1 | 1 | 1 | 1 | 1 | 1 | 1 | 419.5804 | 0 | 1246.3343 | 0 | 0 | 0 | 1 | 0 | 0 | 1
811 | Refrigeration | Insulation | Suction Pipe Insulation - Refrigerators | Lodging/Hospitality | Existing | CloEgsd811 | 1 | 0.79333 | 6666.6667 | 0 | GSD | 15 | 1 | 1 | 1 | 1 | 1 | 1 | 1 | 1 | 1 | 1 | 1 | 1 | 400 | 0 | 1188.172 | 0 | 0 | 0 | 1 | 0 | 0 | 1
811 | Refrigeration | Insulation | Suction Pipe Insulation - Refrigerators | Lodging/Hospitality | New | CloNgsd811 | 1 | 0.79333 | 6666.6667 | 0 | GSD | 15 | 1 | 1 | 1 | 1 | 1 | 1 | 1 | 1 | 1 | 1 | 1 | 1 | 400 | 0 | 1188.172 | 0 | 0 | 0 | 1 | 0 | 0 | 1
811 | Refrigeration | Insulation | Suction Pipe Insulation - Refrigerators | Miscellaneous | Existing | CmiEgsd811 | 1 | 0.81119 | 6993.007 | 0 | GSD | 15 | 1 | 1 | 1 | 1 | 1 | 1 | 1 | 1 | 1 | 1 | 1 | 1 | 419.5804 | 0 | 1246.3343 | 0 | 0 | 0 | 1 | 0 | 0 | 1
811 | Refrigeration | Insulation | Suction Pipe Insulation - Refrigerators | Miscellaneous | New | CmiNgsd811 | 1 | 0.81119 | 6993.007 | 0 | GSD | 15 | 1 | 1 | 1 | 1 | 1 | 1 | 1 | 1 | 1 | 1 | 1 | 1 | 419.5804 | 0 | 1246.3343 | 0 | 0 | 0 | 1 | 0 | 0 | 1
811 | Refrigeration | Insulation | Suction Pipe Insulation - Refrigerators | Offices | Existing | CofEgsd811 | 1 | 0.81119 | 6993.007 | 0 | GSD | 15 | 1 | 1 | 1 | 1 | 1 | 1 | 1 | 1 | 1 | 1 | 1 | 1 | 419.5804 | 0 | 1246.3343 | 0 | 0 | 0 | 1 | 0 | 0 | 1
811 | Refrigeration | Insulation | Suction Pipe Insulation - Refrigerators | Offices | New | CofNgsd811 | 1 | 0.81119 | 6993.007 | 0 | GSD | 15 | 1 | 1 | 1 | 1 | 1 | 1 | 1 | 1 | 1 | 1 | 1 | 1 | 419.5804 | 0 | 1246.3343 | 0 | 0 | 0 | 1 | 0 | 0 | 1
811 | Refrigeration | Insulation | Suction Pipe Insulation - Refrigerators | Restaurants | Existing | CreEgsd811 | 1 | 0.80142 | 7092.1986 | 0 | GSD | 15 | 1 | 1 | 1 | 1 | 1 | 1 | 1 | 1 | 1 | 1 | 1 | 1 | 425.5319 | 0 | 1264.0128 | 0 | 0 | 0 | 1 | 0 | 0 | 1
811 | Refrigeration | Insulation | Suction Pipe Insulation - Refrigerators | Restaurants | New | CreNgsd811 | 1 | 0.80142 | 7092.1986 | 0 | GSD | 15 | 1 | 1 | 1 | 1 | 1 | 1 | 1 | 1 | 1 | 1 | 1 | 1 | 425.5319 | 0 | 1264.0128 | 0 | 0 | 0 | 1 | 0 | 0 | 1
811 | Refrigeration | Insulation | Suction Pipe Insulation - Refrigerators | Retail | Existing | CrtEgsd811 | 1 | 0.79333 | 6666.6667 | 0 | GSD | 15 | 1 | 1 | 1 | 1 | 1 | 1 | 1 | 1 | 1 | 1 | 1 | 1 | 400 | 0 | 1188.172 | 0 | 0 | 0 | 1 | 0 | 0 | 1
811 | Refrigeration | Insulation | Suction Pipe Insulation - Refrigerators | Retail | New | CrtNgsd811 | 1 | 0.79333 | 6666.6667 | 0 | GSD | 15 | 1 | 1 | 1 | 1 | 1 | 1 | 1 | 1 | 1 | 1 | 1 | 1 | 400 | 0 | 1188.172 | 0 | 0 | 0 | 1 | 0 | 0 | 1
811 | Refrigeration | Insulation | Suction Pipe Insulation - Refrigerators | Schools K-12 | Existing | CscEgsd811 | 1 | 0.81119 | 6993.007 | 0 | GSD | 15 | 1 | 1 | 1 | 1 | 1 | 1 | 1 | 1 | 1 | 1 | 1 | 1 | 419.5804 | 0 | 1246.3343 | 0 | 0 | 0 | 1 | 0 | 0 | 1
811 | Refrigeration | Insulation | Suction Pipe Insulation - Refrigerators | Schools K-12 | New | CscNgsd811 | 1 | 0.81119 | 6993.007 | 0 | GSD | 15 | 1 | 1 | 1 | 1 | 1 | 1 | 1 | 1 | 1 | 1 | 1 | 1 | 419.5804 | 0 | 1246.3343 | 0 | 0 | 0 | 1 | 0 | 0 | 1
811 | Refrigeration | Insulation | Suction Pipe Insulation - Refrigerators | Warehouse | Existing | CwaEgsd811 | 1 | 0.81119 | 6993.007 | 0 | GSD | 15 | 1 | 1 | 1 | 1 | 1 | 1 | 1 | 1 | 1 | 1 | 1 | 1 | 419.5804 | 0 | 1246.3343 | 0 | 0 | 0 | 1 | 0 | 0 | 1
811 | Refrigeration | Insulation | Suction Pipe Insulation - Refrigerators | Warehouse | New | CwaNgsd811 | 1 | 0.81119 | 6993.007 | 0 | GSD | 15 | 1 | 1 | 1 | 1 | 1 | 1 | 1 | 1 | 1 | 1 | 1 | 1 | 419.5804 | 0 | 1246.3343 | 0 | 0 | 0 | 1 | 0 | 0 | 1
812 | Refrigeration | LED | Refrigerated Display Case LED Lighting | Assembly | Turnover | CasTgsd812 | 1 | 0.79333 | 6666.6667 | 0 | GSD | 16 | 1 | 1 | 1 | 1 | 1 | 1 | 1 | 1 | 1 | 1 | 1 | 1 | 400 | 0 | 2488.0215 | 0 | 0 | 0 | 1 | 0 | 0 | 1
812 | Refrigeration | LED | Refrigerated Display Case LED Lighting | Assembly | New | CasNgsd812 | 1 | 0.79333 | 6666.6667 | 0 | GSD | 16 | 1 | 1 | 1 | 1 | 1 | 1 | 1 | 1 | 1 | 1 | 1 | 1 | 400 | 0 | 2488.0215 | 0 | 0 | 0 | 1 | 0 | 0 | 1
812 | Refrigeration | LED | Refrigerated Display Case LED Lighting | College and University | Turnover | CcoTgsd812 | 1 | 0.79333 | 6666.6667 | 0 | GSD | 16 | 1 | 1 | 1 | 1 | 1 | 1 | 1 | 1 | 1 | 1 | 1 | 1 | 400 | 0 | 2488.0215 | 0 | 0 | 0 | 1 | 0 | 0 | 1
812 | Refrigeration | LED | Refrigerated Display Case LED Lighting | College and University | New | CcoNgsd812 | 1 | 0.79333 | 6666.6667 | 0 | GSD | 16 | 1 | 1 | 1 | 1 | 1 | 1 | 1 | 1 | 1 | 1 | 1 | 1 | 400 | 0 | 2488.0215 | 0 | 0 | 0 | 1 | 0 | 0 | 1
812 | Refrigeration | LED | Refrigerated Display Case LED Lighting | Data Center | Turnover | CdaTgsd812 | 1 | 0.81119 | 6993.007 | 0 | GSD | 16 | 1 | 1 | 1 | 1 | 1 | 1 | 1 | 1 | 1 | 1 | 1 | 1 | 419.5804 | 0 | 2609.8127 | 0 | 0 | 0 | 1 | 0 | 0 | 1
812 | Refrigeration | LED | Refrigerated Display Case LED Lighting | Data Center | New | CdaNgsd812 | 1 | 0.81119 | 6993.007 | 0 | GSD | 16 | 1 | 1 | 1 | 1 | 1 | 1 | 1 | 1 | 1 | 1 | 1 | 1 | 419.5804 | 0 | 2609.8127 | 0 | 0 | 0 | 1 | 0 | 0 | 1
812 | Refrigeration | LED | Refrigerated Display Case LED Lighting | Grocery | Turnover | CgrTgsd812 | 1 | 0.79333 | 6666.6667 | 0 | GSD | 16 | 1 | 1 | 1 | 1 | 1 | 1 | 1 | 1 | 1 | 1 | 1 | 1 | 400 | 0 | 2488.0215 | 0 | 0 | 0 | 1 | 0 | 0 | 1
812 | Refrigeration | LED | Refrigerated Display Case LED Lighting | Grocery | New | CgrNgsd812 | 1 | 0.79333 | 6666.6667 | 0 | GSD | 16 | 1 | 1 | 1 | 1 | 1 | 1 | 1 | 1 | 1 | 1 | 1 | 1 | 400 | 0 | 2488.0215 | 0 | 0 | 0 | 1 | 0 | 0 | 1
812 | Refrigeration | LED | Refrigerated Display Case LED Lighting | Healthcare | Turnover | CheTgsd812 | 1 | 0.79333 | 6666.6667 | 0 | GSD | 16 | 1 | 1 | 1 | 1 | 1 | 1 | 1 | 1 | 1 | 1 | 1 | 1 | 400 | 0 | 2488.0215 | 0 | 0 | 0 | 1 | 0 | 0 | 1
812 | Refrigeration | LED | Refrigerated Display Case LED Lighting | Healthcare | New | CheNgsd812 | 1 | 0.79333 | 6666.6667 | 0 | GSD | 16 | 1 | 1 | 1 | 1 | 1 | 1 | 1 | 1 | 1 | 1 | 1 | 1 | 400 | 0 | 2488.0215 | 0 | 0 | 0 | 1 | 0 | 0 | 1
812 | Refrigeration | LED | Refrigerated Display Case LED Lighting | Hospitals | Turnover | ChoTgsd812 | 1 | 0.79333 | 6666.6667 | 0 | GSD | 16 | 1 | 1 | 1 | 1 | 1 | 1 | 1 | 1 | 1 | 1 | 1 | 1 | 400 | 0 | 2488.0215 | 0 | 0 | 0 | 1 | 0 | 0 | 1
812 | Refrigeration | LED | Refrigerated Display Case LED Lighting | Hospitals | New | ChoNgsd812 | 1 | 0.79333 | 6666.6667 | 0 | GSD | 16 | 1 | 1 | 1 | 1 | 1 | 1 | 1 | 1 | 1 | 1 | 1 | 1 | 400 | 0 | 2488.0215 | 0 | 0 | 0 | 1 | 0 | 0 | 1
812 | Refrigeration | LED | Refrigerated Display Case LED Lighting | Institutional | Turnover | CinTgsd812 | 1 | 0.81119 | 6993.007 | 0 | GSD | 16 | 1 | 1 | 1 | 1 | 1 | 1 | 1 | 1 | 1 | 1 | 1 | 1 | 419.5804 | 0 | 2609.8127 | 0 | 0 | 0 | 1 | 0 | 0 | 1
812 | Refrigeration | LED | Refrigerated Display Case LED Lighting | Institutional | New | CinNgsd812 | 1 | 0.81119 | 6993.007 | 0 | GSD | 16 | 1 | 1 | 1 | 1 | 1 | 1 | 1 | 1 | 1 | 1 | 1 | 1 | 419.5804 | 0 | 2609.8127 | 0 | 0 | 0 | 1 | 0 | 0 | 1
812 | Refrigeration | LED | Refrigerated Display Case LED Lighting | Lodging/Hospitality | Turnover | CloTgsd812 | 1 | 0.79333 | 6666.6667 | 0 | GSD | 16 | 1 | 1 | 1 | 1 | 1 | 1 | 1 | 1 | 1 | 1 | 1 | 1 | 400 | 0 | 2488.0215 | 0 | 0 | 0 | 1 | 0 | 0 | 1
812 | Refrigeration | LED | Refrigerated Display Case LED Lighting | Lodging/Hospitality | New | CloNgsd812 | 1 | 0.79333 | 6666.6667 | 0 | GSD | 16 | 1 | 1 | 1 | 1 | 1 | 1 | 1 | 1 | 1 | 1 | 1 | 1 | 400 | 0 | 2488.0215 | 0 | 0 | 0 | 1 | 0 | 0 | 1
812 | Refrigeration | LED | Refrigerated Display Case LED Lighting | Miscellaneous | Turnover | CmiTgsd812 | 1 | 0.81119 | 6993.007 | 0 | GSD | 16 | 1 | 1 | 1 | 1 | 1 | 1 | 1 | 1 | 1 | 1 | 1 | 1 | 419.5804 | 0 | 2609.8127 | 0 | 0 | 0 | 1 | 0 | 0 | 1
812 | Refrigeration | LED | Refrigerated Display Case LED Lighting | Miscellaneous | New | CmiNgsd812 | 1 | 0.81119 | 6993.007 | 0 | GSD | 16 | 1 | 1 | 1 | 1 | 1 | 1 | 1 | 1 | 1 | 1 | 1 | 1 | 419.5804 | 0 | 2609.8127 | 0 | 0 | 0 | 1 | 0 | 0 | 1
812 | Refrigeration | LED | Refrigerated Display Case LED Lighting | Offices | Turnover | CofTgsd812 | 1 | 0.81119 | 6993.007 | 0 | GSD | 16 | 1 | 1 | 1 | 1 | 1 | 1 | 1 | 1 | 1 | 1 | 1 | 1 | 419.5804 | 0 | 2609.8127 | 0 | 0 | 0 | 1 | 0 | 0 | 1
812 | Refrigeration | LED | Refrigerated Display Case LED Lighting | Offices | New | CofNgsd812 | 1 | 0.81119 | 6993.007 | 0 | GSD | 16 | 1 | 1 | 1 | 1 | 1 | 1 | 1 | 1 | 1 | 1 | 1 | 1 | 419.5804 | 0 | 2609.8127 | 0 | 0 | 0 | 1 | 0 | 0 | 1
812 | Refrigeration | LED | Refrigerated Display Case LED Lighting | Restaurants | Turnover | CreTgsd812 | 1 | 0.80142 | 7092.1986 | 0 | GSD | 16 | 1 | 1 | 1 | 1 | 1 | 1 | 1 | 1 | 1 | 1 | 1 | 1 | 425.5319 | 0 | 2646.8313 | 0 | 0 | 0 | 1 | 0 | 0 | 1
812 | Refrigeration | LED | Refrigerated Display Case LED Lighting | Restaurants | New | CreNgsd812 | 1 | 0.80142 | 7092.1986 | 0 | GSD | 16 | 1 | 1 | 1 | 1 | 1 | 1 | 1 | 1 | 1 | 1 | 1 | 1 | 425.5319 | 0 | 2646.8313 | 0 | 0 | 0 | 1 | 0 | 0 | 1
812 | Refrigeration | LED | Refrigerated Display Case LED Lighting | Retail | Turnover | CrtTgsd812 | 1 | 0.79333 | 6666.6667 | 0 | GSD | 16 | 1 | 1 | 1 | 1 | 1 | 1 | 1 | 1 | 1 | 1 | 1 | 1 | 400 | 0 | 2488.0215 | 0 | 0 | 0 | 1 | 0 | 0 | 1
812 | Refrigeration | LED | Refrigerated Display Case LED Lighting | Retail | New | CrtNgsd812 | 1 | 0.79333 | 6666.6667 | 0 | GSD | 16 | 1 | 1 | 1 | 1 | 1 | 1 | 1 | 1 | 1 | 1 | 1 | 1 | 400 | 0 | 2488.0215 | 0 | 0 | 0 | 1 | 0 | 0 | 1
812 | Refrigeration | LED | Refrigerated Display Case LED Lighting | Schools K-12 | Turnover | CscTgsd812 | 1 | 0.81119 | 6993.007 | 0 | GSD | 16 | 1 | 1 | 1 | 1 | 1 | 1 | 1 | 1 | 1 | 1 | 1 | 1 | 419.5804 | 0 | 2609.8127 | 0 | 0 | 0 | 1 | 0 | 0 | 1
812 | Refrigeration | LED | Refrigerated Display Case LED Lighting | Schools K-12 | New | CscNgsd812 | 1 | 0.81119 | 6993.007 | 0 | GSD | 16 | 1 | 1 | 1 | 1 | 1 | 1 | 1 | 1 | 1 | 1 | 1 | 1 | 419.5804 | 0 | 2609.8127 | 0 | 0 | 0 | 1 | 0 | 0 | 1
812 | Refrigeration | LED | Refrigerated Display Case LED Lighting | Warehouse | Turnover | CwaTgsd812 | 1 | 0.81119 | 6993.007 | 0 | GSD | 16 | 1 | 1 | 1 | 1 | 1 | 1 | 1 | 1 | 1 | 1 | 1 | 1 | 419.5804 | 0 | 2609.8127 | 0 | 0 | 0 | 1 | 0 | 0 | 1
812 | Refrigeration | LED | Refrigerated Display Case LED Lighting | Warehouse | New | CwaNgsd812 | 1 | 0.81119 | 6993.007 | 0 | GSD | 16 | 1 | 1 | 1 | 1 | 1 | 1 | 1 | 1 | 1 | 1 | 1 | 1 | 419.5804 | 0 | 2609.8127 | 0 | 0 | 0 | 1 | 0 | 0 | 1
813 | Refrigeration | Misc | PSC to ECM Evaporator Fan Motor (Reach-In) | Assembly | Existing | CasEgsd813 | 1 | 0.79333 | 6666.6667 | 0 | GSD | 15 | 1 | 1 | 1 | 1 | 1 | 1 | 1 | 1 | 1 | 1 | 1 | 1 | 400 | 0 | 3726.7229 | 0 | 0 | 0 | 1 | 0 | 0 | 1
813 | Refrigeration | Misc | PSC to ECM Evaporator Fan Motor (Reach-In) | Assembly | New | CasNgsd813 | 1 | 0.79333 | 6666.6667 | 0 | GSD | 15 | 1 | 1 | 1 | 1 | 1 | 1 | 1 | 1 | 1 | 1 | 1 | 1 | 400 | 0 | 3726.7229 | 0 | 0 | 0 | 1 | 0 | 0 | 1
813 | Refrigeration | Misc | PSC to ECM Evaporator Fan Motor (Reach-In) | College and University | Existing | CcoEgsd813 | 1 | 0.79333 | 6666.6667 | 0 | GSD | 15 | 1 | 1 | 1 | 1 | 1 | 1 | 1 | 1 | 1 | 1 | 1 | 1 | 400 | 0 | 3726.7229 | 0 | 0 | 0 | 1 | 0 | 0 | 1
813 | Refrigeration | Misc | PSC to ECM Evaporator Fan Motor (Reach-In) | College and University | New | CcoNgsd813 | 1 | 0.79333 | 6666.6667 | 0 | GSD | 15 | 1 | 1 | 1 | 1 | 1 | 1 | 1 | 1 | 1 | 1 | 1 | 1 | 400 | 0 | 3726.7229 | 0 | 0 | 0 | 1 | 0 | 0 | 1
813 | Refrigeration | Misc | PSC to ECM Evaporator Fan Motor (Reach-In) | Data Center | Existing | CdaEgsd813 | 1 | 0.81119 | 6993.007 | 0 | GSD | 15 | 1 | 1 | 1 | 1 | 1 | 1 | 1 | 1 | 1 | 1 | 1 | 1 | 419.5804 | 0 | 3909.1499 | 0 | 0 | 0 | 1 | 0 | 0 | 1
813 | Refrigeration | Misc | PSC to ECM Evaporator Fan Motor (Reach-In) | Data Center | New | CdaNgsd813 | 1 | 0.81119 | 6993.007 | 0 | GSD | 15 | 1 | 1 | 1 | 1 | 1 | 1 | 1 | 1 | 1 | 1 | 1 | 1 | 419.5804 | 0 | 3909.1499 | 0 | 0 | 0 | 1 | 0 | 0 | 1
813 | Refrigeration | Misc | PSC to ECM Evaporator Fan Motor (Reach-In) | Grocery | Existing | CgrEgsd813 | 1 | 0.79333 | 6666.6667 | 0 | GSD | 15 | 1 | 1 | 1 | 1 | 1 | 1 | 1 | 1 | 1 | 1 | 1 | 1 | 400 | 0 | 3726.7229 | 0 | 0 | 0 | 1 | 0 | 0 | 1
813 | Refrigeration | Misc | PSC to ECM Evaporator Fan Motor (Reach-In) | Grocery | New | CgrNgsd813 | 1 | 0.79333 | 6666.6667 | 0 | GSD | 15 | 1 | 1 | 1 | 1 | 1 | 1 | 1 | 1 | 1 | 1 | 1 | 1 | 400 | 0 | 3726.7229 | 0 | 0 | 0 | 1 | 0 | 0 | 1
813 | Refrigeration | Misc | PSC to ECM Evaporator Fan Motor (Reach-In) | Healthcare | Existing | CheEgsd813 | 1 | 0.79333 | 6666.6667 | 0 | GSD | 15 | 1 | 1 | 1 | 1 | 1 | 1 | 1 | 1 | 1 | 1 | 1 | 1 | 400 | 0 | 3726.7229 | 0 | 0 | 0 | 1 | 0 | 0 | 1
813 | Refrigeration | Misc | PSC to ECM Evaporator Fan Motor (Reach-In) | Healthcare | New | CheNgsd813 | 1 | 0.79333 | 6666.6667 | 0 | GSD | 15 | 1 | 1 | 1 | 1 | 1 | 1 | 1 | 1 | 1 | 1 | 1 | 1 | 400 | 0 | 3726.7229 | 0 | 0 | 0 | 1 | 0 | 0 | 1
813 | Refrigeration | Misc | PSC to ECM Evaporator Fan Motor (Reach-In) | Hospitals | Existing | ChoEgsd813 | 1 | 0.79333 | 6666.6667 | 0 | GSD | 15 | 1 | 1 | 1 | 1 | 1 | 1 | 1 | 1 | 1 | 1 | 1 | 1 | 400 | 0 | 3726.7229 | 0 | 0 | 0 | 1 | 0 | 0 | 1
813 | Refrigeration | Misc | PSC to ECM Evaporator Fan Motor (Reach-In) | Hospitals | New | ChoNgsd813 | 1 | 0.79333 | 6666.6667 | 0 | GSD | 15 | 1 | 1 | 1 | 1 | 1 | 1 | 1 | 1 | 1 | 1 | 1 | 1 | 400 | 0 | 3726.7229 | 0 | 0 | 0 | 1 | 0 | 0 | 1
813 | Refrigeration | Misc | PSC to ECM Evaporator Fan Motor (Reach-In) | Institutional | Existing | CinEgsd813 | 1 | 0.81119 | 6993.007 | 0 | GSD | 15 | 1 | 1 | 1 | 1 | 1 | 1 | 1 | 1 | 1 | 1 | 1 | 1 | 419.5804 | 0 | 3909.1499 | 0 | 0 | 0 | 1 | 0 | 0 | 1
813 | Refrigeration | Misc | PSC to ECM Evaporator Fan Motor (Reach-In) | Institutional | New | CinNgsd813 | 1 | 0.81119 | 6993.007 | 0 | GSD | 15 | 1 | 1 | 1 | 1 | 1 | 1 | 1 | 1 | 1 | 1 | 1 | 1 | 419.5804 | 0 | 3909.1499 | 0 | 0 | 0 | 1 | 0 | 0 | 1
813 | Refrigeration | Misc | PSC to ECM Evaporator Fan Motor (Reach-In) | Lodging/Hospitality | Existing | CloEgsd813 | 1 | 0.79333 | 6666.6667 | 0 | GSD | 15 | 1 | 1 | 1 | 1 | 1 | 1 | 1 | 1 | 1 | 1 | 1 | 1 | 400 | 0 | 3726.7229 | 0 | 0 | 0 | 1 | 0 | 0 | 1
813 | Refrigeration | Misc | PSC to ECM Evaporator Fan Motor (Reach-In) | Lodging/Hospitality | New | CloNgsd813 | 1 | 0.79333 | 6666.6667 | 0 | GSD | 15 | 1 | 1 | 1 | 1 | 1 | 1 | 1 | 1 | 1 | 1 | 1 | 1 | 400 | 0 | 3726.7229 | 0 | 0 | 0 | 1 | 0 | 0 | 1
813 | Refrigeration | Misc | PSC to ECM Evaporator Fan Motor (Reach-In) | Miscellaneous | Existing | CmiEgsd813 | 1 | 0.81119 | 6993.007 | 0 | GSD | 15 | 1 | 1 | 1 | 1 | 1 | 1 | 1 | 1 | 1 | 1 | 1 | 1 | 419.5804 | 0 | 3909.1499 | 0 | 0 | 0 | 1 | 0 | 0 | 1
813 | Refrigeration | Misc | PSC to ECM Evaporator Fan Motor (Reach-In) | Miscellaneous | New | CmiNgsd813 | 1 | 0.81119 | 6993.007 | 0 | GSD | 15 | 1 | 1 | 1 | 1 | 1 | 1 | 1 | 1 | 1 | 1 | 1 | 1 | 419.5804 | 0 | 3909.1499 | 0 | 0 | 0 | 1 | 0 | 0 | 1
813 | Refrigeration | Misc | PSC to ECM Evaporator Fan Motor (Reach-In) | Offices | Existing | CofEgsd813 | 1 | 0.81119 | 6993.007 | 0 | GSD | 15 | 1 | 1 | 1 | 1 | 1 | 1 | 1 | 1 | 1 | 1 | 1 | 1 | 419.5804 | 0 | 3909.1499 | 0 | 0 | 0 | 1 | 0 | 0 | 1
813 | Refrigeration | Misc | PSC to ECM Evaporator Fan Motor (Reach-In) | Offices | New | CofNgsd813 | 1 | 0.81119 | 6993.007 | 0 | GSD | 15 | 1 | 1 | 1 | 1 | 1 | 1 | 1 | 1 | 1 | 1 | 1 | 1 | 419.5804 | 0 | 3909.1499 | 0 | 0 | 0 | 1 | 0 | 0 | 1
813 | Refrigeration | Misc | PSC to ECM Evaporator Fan Motor (Reach-In) | Restaurants | Existing | CreEgsd813 | 1 | 0.80142 | 7092.1986 | 0 | GSD | 15 | 1 | 1 | 1 | 1 | 1 | 1 | 1 | 1 | 1 | 1 | 1 | 1 | 425.5319 | 0 | 3964.5988 | 0 | 0 | 0 | 1 | 0 | 0 | 1
813 | Refrigeration | Misc | PSC to ECM Evaporator Fan Motor (Reach-In) | Restaurants | New | CreNgsd813 | 1 | 0.80142 | 7092.1986 | 0 | GSD | 15 | 1 | 1 | 1 | 1 | 1 | 1 | 1 | 1 | 1 | 1 | 1 | 1 | 425.5319 | 0 | 3964.5988 | 0 | 0 | 0 | 1 | 0 | 0 | 1
813 | Refrigeration | Misc | PSC to ECM Evaporator Fan Motor (Reach-In) | Retail | Existing | CrtEgsd813 | 1 | 0.79333 | 6666.6667 | 0 | GSD | 15 | 1 | 1 | 1 | 1 | 1 | 1 | 1 | 1 | 1 | 1 | 1 | 1 | 400 | 0 | 3726.7229 | 0 | 0 | 0 | 1 | 0 | 0 | 1
813 | Refrigeration | Misc | PSC to ECM Evaporator Fan Motor (Reach-In) | Retail | New | CrtNgsd813 | 1 | 0.79333 | 6666.6667 | 0 | GSD | 15 | 1 | 1 | 1 | 1 | 1 | 1 | 1 | 1 | 1 | 1 | 1 | 1 | 400 | 0 | 3726.7229 | 0 | 0 | 0 | 1 | 0 | 0 | 1
813 | Refrigeration | Misc | PSC to ECM Evaporator Fan Motor (Reach-In) | Schools K-12 | Existing | CscEgsd813 | 1 | 0.81119 | 6993.007 | 0 | GSD | 15 | 1 | 1 | 1 | 1 | 1 | 1 | 1 | 1 | 1 | 1 | 1 | 1 | 419.5804 | 0 | 3909.1499 | 0 | 0 | 0 | 1 | 0 | 0 | 1
813 | Refrigeration | Misc | PSC to ECM Evaporator Fan Motor (Reach-In) | Schools K-12 | New | CscNgsd813 | 1 | 0.81119 | 6993.007 | 0 | GSD | 15 | 1 | 1 | 1 | 1 | 1 | 1 | 1 | 1 | 1 | 1 | 1 | 1 | 419.5804 | 0 | 3909.1499 | 0 | 0 | 0 | 1 | 0 | 0 | 1
813 | Refrigeration | Misc | PSC to ECM Evaporator Fan Motor (Reach-In) | Warehouse | Existing | CwaEgsd813 | 1 | 0.81119 | 6993.007 | 0 | GSD | 15 | 1 | 1 | 1 | 1 | 1 | 1 | 1 | 1 | 1 | 1 | 1 | 1 | 419.5804 | 0 | 3909.1499 | 0 | 0 | 0 | 1 | 0 | 0 | 1
813 | Refrigeration | Misc | PSC to ECM Evaporator Fan Motor (Reach-In) | Warehouse | New | CwaNgsd813 | 1 | 0.81119 | 6993.007 | 0 | GSD | 15 | 1 | 1 | 1 | 1 | 1 | 1 | 1 | 1 | 1 | 1 | 1 | 1 | 419.5804 | 0 | 3909.1499 | 0 | 0 | 0 | 1 | 0 | 0 | 1
814 | Refrigeration | Misc | PSC to ECM Evaporator Fan Motor (Walk-In, Refrigerator) | Assembly | Existing | CasEgsd814 | 1 | 0.79333 | 6666.6667 | 0 | GSD | 15 | 0.57723 | 0.60437 | 0.83705 | 1.097 | 1.2026 | 1.2026 | 1.289 | 1.2891 | 1.2453 | 1.1192 | 0.77553 | 0.85362 | 400 | 0 | 6025.604 | 0 | 0 | 0 | 1 | 0 | 0 | 1.0077
814 | Refrigeration | Misc | PSC to ECM Evaporator Fan Motor (Walk-In, Refrigerator) | Assembly | New | CasNgsd814 | 1 | 0.79333 | 6666.6667 | 0 | GSD | 15 | 0.57723 | 0.60437 | 0.83705 | 1.097 | 1.2026 | 1.2026 | 1.289 | 1.2891 | 1.2453 | 1.1192 | 0.77553 | 0.85362 | 400 | 0 | 6025.604 | 0 | 0 | 0 | 1 | 0 | 0 | 1.0077
814 | Refrigeration | Misc | PSC to ECM Evaporator Fan Motor (Walk-In, Refrigerator) | College and University | Existing | CcoEgsd814 | 1 | 0.79333 | 6666.6667 | 0 | GSD | 15 | 0.57723 | 0.60437 | 0.83705 | 1.097 | 1.2026 | 1.2026 | 1.289 | 1.2891 | 1.2453 | 1.1192 | 0.77553 | 0.85362 | 400 | 0 | 6025.604 | 0 | 0 | 0 | 1 | 0 | 0 | 1.0077
814 | Refrigeration | Misc | PSC to ECM Evaporator Fan Motor (Walk-In, Refrigerator) | College and University | New | CcoNgsd814 | 1 | 0.79333 | 6666.6667 | 0 | GSD | 15 | 0.57723 | 0.60437 | 0.83705 | 1.097 | 1.2026 | 1.2026 | 1.289 | 1.2891 | 1.2453 | 1.1192 | 0.77553 | 0.85362 | 400 | 0 | 6025.604 | 0 | 0 | 0 | 1 | 0 | 0 | 1.0077
814 | Refrigeration | Misc | PSC to ECM Evaporator Fan Motor (Walk-In, Refrigerator) | Data Center | Existing | CdaEgsd814 | 1 | 0.81119 | 6993.007 | 0 | GSD | 15 | 0.57723 | 0.60437 | 0.83705 | 1.097 | 1.2026 | 1.2026 | 1.289 | 1.2891 | 1.2453 | 1.1192 | 0.77553 | 0.85362 | 419.5804 | 0 | 6320.5636 | 0 | 0 | 0 | 1 | 0 | 0 | 1.0077
814 | Refrigeration | Misc | PSC to ECM Evaporator Fan Motor (Walk-In, Refrigerator) | Data Center | New | CdaNgsd814 | 1 | 0.81119 | 6993.007 | 0 | GSD | 15 | 0.57723 | 0.60437 | 0.83705 | 1.097 | 1.2026 | 1.2026 | 1.289 | 1.2891 | 1.2453 | 1.1192 | 0.77553 | 0.85362 | 419.5804 | 0 | 6320.5636 | 0 | 0 | 0 | 1 | 0 | 0 | 1.0077
814 | Refrigeration | Misc | PSC to ECM Evaporator Fan Motor (Walk-In, Refrigerator) | Grocery | Existing | CgrEgsd814 | 1 | 0.79333 | 6666.6667 | 0 | GSD | 15 | 0.57723 | 0.60437 | 0.83705 | 1.097 | 1.2026 | 1.2026 | 1.289 | 1.2891 | 1.2453 | 1.1192 | 0.77553 | 0.85362 | 400 | 0 | 6025.604 | 0 | 0 | 0 | 1 | 0 | 0 | 1.0077
814 | Refrigeration | Misc | PSC to ECM Evaporator Fan Motor (Walk-In, Refrigerator) | Grocery | New | CgrNgsd814 | 1 | 0.79333 | 6666.6667 | 0 | GSD | 15 | 0.57723 | 0.60437 | 0.83705 | 1.097 | 1.2026 | 1.2026 | 1.289 | 1.2891 | 1.2453 | 1.1192 | 0.77553 | 0.85362 | 400 | 0 | 6025.604 | 0 | 0 | 0 | 1 | 0 | 0 | 1.0077
814 | Refrigeration | Misc | PSC to ECM Evaporator Fan Motor (Walk-In, Refrigerator) | Healthcare | Existing | CheEgsd814 | 1 | 0.79333 | 6666.6667 | 0 | GSD | 15 | 0.57723 | 0.60437 | 0.83705 | 1.097 | 1.2026 | 1.2026 | 1.289 | 1.2891 | 1.2453 | 1.1192 | 0.77553 | 0.85362 | 400 | 0 | 6025.604 | 0 | 0 | 0 | 1 | 0 | 0 | 1.0077
814 | Refrigeration | Misc | PSC to ECM Evaporator Fan Motor (Walk-In, Refrigerator) | Healthcare | New | CheNgsd814 | 1 | 0.79333 | 6666.6667 | 0 | GSD | 15 | 0.57723 | 0.60437 | 0.83705 | 1.097 | 1.2026 | 1.2026 | 1.289 | 1.2891 | 1.2453 | 1.1192 | 0.77553 | 0.85362 | 400 | 0 | 6025.604 | 0 | 0 | 0 | 1 | 0 | 0 | 1.0077
814 | Refrigeration | Misc | PSC to ECM Evaporator Fan Motor (Walk-In, Refrigerator) | Hospitals | Existing | ChoEgsd814 | 1 | 0.79333 | 6666.6667 | 0 | GSD | 15 | 0.57723 | 0.60437 | 0.83705 | 1.097 | 1.2026 | 1.2026 | 1.289 | 1.2891 | 1.2453 | 1.1192 | 0.77553 | 0.85362 | 400 | 0 | 6025.604 | 0 | 0 | 0 | 1 | 0 | 0 | 1.0077
814 | Refrigeration | Misc | PSC to ECM Evaporator Fan Motor (Walk-In, Refrigerator) | Hospitals | New | ChoNgsd814 | 1 | 0.79333 | 6666.6667 | 0 | GSD | 15 | 0.57723 | 0.60437 | 0.83705 | 1.097 | 1.2026 | 1.2026 | 1.289 | 1.2891 | 1.2453 | 1.1192 | 0.77553 | 0.85362 | 400 | 0 | 6025.604 | 0 | 0 | 0 | 1 | 0 | 0 | 1.0077
814 | Refrigeration | Misc | PSC to ECM Evaporator Fan Motor (Walk-In, Refrigerator) | Institutional | Existing | CinEgsd814 | 1 | 0.81119 | 6993.007 | 0 | GSD | 15 | 0.57723 | 0.60437 | 0.83705 | 1.097 | 1.2026 | 1.2026 | 1.289 | 1.2891 | 1.2453 | 1.1192 | 0.77553 | 0.85362 | 419.5804 | 0 | 6320.5636 | 0 | 0 | 0 | 1 | 0 | 0 | 1.0077
814 | Refrigeration | Misc | PSC to ECM Evaporator Fan Motor (Walk-In, Refrigerator) | Institutional | New | CinNgsd814 | 1 | 0.81119 | 6993.007 | 0 | GSD | 15 | 0.57723 | 0.60437 | 0.83705 | 1.097 | 1.2026 | 1.2026 | 1.289 | 1.2891 | 1.2453 | 1.1192 | 0.77553 | 0.85362 | 419.5804 | 0 | 6320.5636 | 0 | 0 | 0 | 1 | 0 | 0 | 1.0077
814 | Refrigeration | Misc | PSC to ECM Evaporator Fan Motor (Walk-In, Refrigerator) | Lodging/Hospitality | Existing | CloEgsd814 | 1 | 0.79333 | 6666.6667 | 0 | GSD | 15 | 0.57723 | 0.60437 | 0.83705 | 1.097 | 1.2026 | 1.2026 | 1.289 | 1.2891 | 1.2453 | 1.1192 | 0.77553 | 0.85362 | 400 | 0 | 6025.604 | 0 | 0 | 0 | 1 | 0 | 0 | 1.0077
814 | Refrigeration | Misc | PSC to ECM Evaporator Fan Motor (Walk-In, Refrigerator) | Lodging/Hospitality | New | CloNgsd814 | 1 | 0.79333 | 6666.6667 | 0 | GSD | 15 | 0.57723 | 0.60437 | 0.83705 | 1.097 | 1.2026 | 1.2026 | 1.289 | 1.2891 | 1.2453 | 1.1192 | 0.77553 | 0.85362 | 400 | 0 | 6025.604 | 0 | 0 | 0 | 1 | 0 | 0 | 1.0077
814 | Refrigeration | Misc | PSC to ECM Evaporator Fan Motor (Walk-In, Refrigerator) | Miscellaneous | Existing | CmiEgsd814 | 1 | 0.81119 | 6993.007 | 0 | GSD | 15 | 0.57723 | 0.60437 | 0.83705 | 1.097 | 1.2026 | 1.2026 | 1.289 | 1.2891 | 1.2453 | 1.1192 | 0.77553 | 0.85362 | 419.5804 | 0 | 6320.5636 | 0 | 0 | 0 | 1 | 0 | 0 | 1.0077
814 | Refrigeration | Misc | PSC to ECM Evaporator Fan Motor (Walk-In, Refrigerator) | Miscellaneous | New | CmiNgsd814 | 1 | 0.81119 | 6993.007 | 0 | GSD | 15 | 0.57723 | 0.60437 | 0.83705 | 1.097 | 1.2026 | 1.2026 | 1.289 | 1.2891 | 1.2453 | 1.1192 | 0.77553 | 0.85362 | 419.5804 | 0 | 6320.5636 | 0 | 0 | 0 | 1 | 0 | 0 | 1.0077
814 | Refrigeration | Misc | PSC to ECM Evaporator Fan Motor (Walk-In, Refrigerator) | Offices | Existing | CofEgsd814 | 1 | 0.81119 | 6993.007 | 0 | GSD | 15 | 0.57723 | 0.60437 | 0.83705 | 1.097 | 1.2026 | 1.2026 | 1.289 | 1.2891 | 1.2453 | 1.1192 | 0.77553 | 0.85362 | 419.5804 | 0 | 6320.5636 | 0 | 0 | 0 | 1 | 0 | 0 | 1.0077
814 | Refrigeration | Misc | PSC to ECM Evaporator Fan Motor (Walk-In, Refrigerator) | Offices | New | CofNgsd814 | 1 | 0.81119 | 6993.007 | 0 | GSD | 15 | 0.57723 | 0.60437 | 0.83705 | 1.097 | 1.2026 | 1.2026 | 1.289 | 1.2891 | 1.2453 | 1.1192 | 0.77553 | 0.85362 | 419.5804 | 0 | 6320.5636 | 0 | 0 | 0 | 1 | 0 | 0 | 1.0077
814 | Refrigeration | Misc | PSC to ECM Evaporator Fan Motor (Walk-In, Refrigerator) | Restaurants | Existing | CreEgsd814 | 1 | 0.80142 | 7092.1986 | 0 | GSD | 15 | 0.57723 | 0.60437 | 0.83705 | 1.097 | 1.2026 | 1.2026 | 1.289 | 1.2891 | 1.2453 | 1.1192 | 0.77553 | 0.85362 | 425.5319 | 0 | 6410.217 | 0 | 0 | 0 | 1 | 0 | 0 | 1.0077
814 | Refrigeration | Misc | PSC to ECM Evaporator Fan Motor (Walk-In, Refrigerator) | Restaurants | New | CreNgsd814 | 1 | 0.80142 | 7092.1986 | 0 | GSD | 15 | 0.57723 | 0.60437 | 0.83705 | 1.097 | 1.2026 | 1.2026 | 1.289 | 1.2891 | 1.2453 | 1.1192 | 0.77553 | 0.85362 | 425.5319 | 0 | 6410.217 | 0 | 0 | 0 | 1 | 0 | 0 | 1.0077
814 | Refrigeration | Misc | PSC to ECM Evaporator Fan Motor (Walk-In, Refrigerator) | Retail | Existing | CrtEgsd814 | 1 | 0.79333 | 6666.6667 | 0 | GSD | 15 | 0.57723 | 0.60437 | 0.83705 | 1.097 | 1.2026 | 1.2026 | 1.289 | 1.2891 | 1.2453 | 1.1192 | 0.77553 | 0.85362 | 400 | 0 | 6025.604 | 0 | 0 | 0 | 1 | 0 | 0 | 1.0077
814 | Refrigeration | Misc | PSC to ECM Evaporator Fan Motor (Walk-In, Refrigerator) | Retail | New | CrtNgsd814 | 1 | 0.79333 | 6666.6667 | 0 | GSD | 15 | 0.57723 | 0.60437 | 0.83705 | 1.097 | 1.2026 | 1.2026 | 1.289 | 1.2891 | 1.2453 | 1.1192 | 0.77553 | 0.85362 | 400 | 0 | 6025.604 | 0 | 0 | 0 | 1 | 0 | 0 | 1.0077
814 | Refrigeration | Misc | PSC to ECM Evaporator Fan Motor (Walk-In, Refrigerator) | Schools K-12 | Existing | CscEgsd814 | 1 | 0.81119 | 6993.007 | 0 | GSD | 15 | 0.57723 | 0.60437 | 0.83705 | 1.097 | 1.2026 | 1.2026 | 1.289 | 1.2891 | 1.2453 | 1.1192 | 0.77553 | 0.85362 | 419.5804 | 0 | 6320.5636 | 0 | 0 | 0 | 1 | 0 | 0 | 1.0077
814 | Refrigeration | Misc | PSC to ECM Evaporator Fan Motor (Walk-In, Refrigerator) | Schools K-12 | New | CscNgsd814 | 1 | 0.81119 | 6993.007 | 0 | GSD | 15 | 0.57723 | 0.60437 | 0.83705 | 1.097 | 1.2026 | 1.2026 | 1.289 | 1.2891 | 1.2453 | 1.1192 | 0.77553 | 0.85362 | 419.5804 | 0 | 6320.5636 | 0 | 0 | 0 | 1 | 0 | 0 | 1.0077
814 | Refrigeration | Misc | PSC to ECM Evaporator Fan Motor (Walk-In, Refrigerator) | Warehouse | Existing | CwaEgsd814 | 1 | 0.81119 | 6993.007 | 0 | GSD | 15 | 0.57723 | 0.60437 | 0.83705 | 1.097 | 1.2026 | 1.2026 | 1.289 | 1.2891 | 1.2453 | 1.1192 | 0.77553 | 0.85362 | 419.5804 | 0 | 6320.5636 | 0 | 0 | 0 | 1 | 0 | 0 | 1.0077
814 | Refrigeration | Misc | PSC to ECM Evaporator Fan Motor (Walk-In, Refrigerator) | Warehouse | New | CwaNgsd814 | 1 | 0.81119 | 6993.007 | 0 | GSD | 15 | 0.57723 | 0.60437 | 0.83705 | 1.097 | 1.2026 | 1.2026 | 1.289 | 1.2891 | 1.2453 | 1.1192 | 0.77553 | 0.85362 | 419.5804 | 0 | 6320.5636 | 0 | 0 | 0 | 1 | 0 | 0 | 1.0077
815 | Refrigeration | Misc | Q-Sync Evaporator Fan Motor | Assembly | Existing | CasEgsd815 | 1 | 0.79333 | 6666.6667 | 0 | GSD | 10 | 0.57723 | 0.60437 | 0.83705 | 1.097 | 1.2026 | 1.2026 | 1.289 | 1.2891 | 1.2453 | 1.1192 | 0.77553 | 0.85362 | 400 | 0 | 3552.482 | 0 | 0 | 0 | 1 | 0 | 0 | 1.0077
815 | Refrigeration | Misc | Q-Sync Evaporator Fan Motor | Assembly | New | CasNgsd815 | 1 | 0.79333 | 6666.6667 | 0 | GSD | 10 | 0.57723 | 0.60437 | 0.83705 | 1.097 | 1.2026 | 1.2026 | 1.289 | 1.2891 | 1.2453 | 1.1192 | 0.77553 | 0.85362 | 400 | 0 | 3552.482 | 0 | 0 | 0 | 1 | 0 | 0 | 1.0077
815 | Refrigeration | Misc | Q-Sync Evaporator Fan Motor | College and University | Existing | CcoEgsd815 | 1 | 0.79333 | 6666.6667 | 0 | GSD | 10 | 0.57723 | 0.60437 | 0.83705 | 1.097 | 1.2026 | 1.2026 | 1.289 | 1.2891 | 1.2453 | 1.1192 | 0.77553 | 0.85362 | 400 | 0 | 3552.482 | 0 | 0 | 0 | 1 | 0 | 0 | 1.0077
815 | Refrigeration | Misc | Q-Sync Evaporator Fan Motor | College and University | New | CcoNgsd815 | 1 | 0.79333 | 6666.6667 | 0 | GSD | 10 | 0.57723 | 0.60437 | 0.83705 | 1.097 | 1.2026 | 1.2026 | 1.289 | 1.2891 | 1.2453 | 1.1192 | 0.77553 | 0.85362 | 400 | 0 | 3552.482 | 0 | 0 | 0 | 1 | 0 | 0 | 1.0077
815 | Refrigeration | Misc | Q-Sync Evaporator Fan Motor | Data Center | Existing | CdaEgsd815 | 1 | 0.81119 | 6993.007 | 0 | GSD | 10 | 0.57723 | 0.60437 | 0.83705 | 1.097 | 1.2026 | 1.2026 | 1.289 | 1.2891 | 1.2453 | 1.1192 | 0.77553 | 0.85362 | 419.5804 | 0 | 3726.3797 | 0 | 0 | 0 | 1 | 0 | 0 | 1.0077
815 | Refrigeration | Misc | Q-Sync Evaporator Fan Motor | Data Center | New | CdaNgsd815 | 1 | 0.81119 | 6993.007 | 0 | GSD | 10 | 0.57723 | 0.60437 | 0.83705 | 1.097 | 1.2026 | 1.2026 | 1.289 | 1.2891 | 1.2453 | 1.1192 | 0.77553 | 0.85362 | 419.5804 | 0 | 3726.3797 | 0 | 0 | 0 | 1 | 0 | 0 | 1.0077
815 | Refrigeration | Misc | Q-Sync Evaporator Fan Motor | Grocery | Existing | CgrEgsd815 | 1 | 0.79333 | 6666.6667 | 0 | GSD | 10 | 0.57723 | 0.60437 | 0.83705 | 1.097 | 1.2026 | 1.2026 | 1.289 | 1.2891 | 1.2453 | 1.1192 | 0.77553 | 0.85362 | 400 | 0 | 3552.482 | 0 | 0 | 0 | 1 | 0 | 0 | 1.0077
815 | Refrigeration | Misc | Q-Sync Evaporator Fan Motor | Grocery | New | CgrNgsd815 | 1 | 0.79333 | 6666.6667 | 0 | GSD | 10 | 0.57723 | 0.60437 | 0.83705 | 1.097 | 1.2026 | 1.2026 | 1.289 | 1.2891 | 1.2453 | 1.1192 | 0.77553 | 0.85362 | 400 | 0 | 3552.482 | 0 | 0 | 0 | 1 | 0 | 0 | 1.0077
815 | Refrigeration | Misc | Q-Sync Evaporator Fan Motor | Healthcare | Existing | CheEgsd815 | 1 | 0.79333 | 6666.6667 | 0 | GSD | 10 | 0.57723 | 0.60437 | 0.83705 | 1.097 | 1.2026 | 1.2026 | 1.289 | 1.2891 | 1.2453 | 1.1192 | 0.77553 | 0.85362 | 400 | 0 | 3552.482 | 0 | 0 | 0 | 1 | 0 | 0 | 1.0077
815 | Refrigeration | Misc | Q-Sync Evaporator Fan Motor | Healthcare | New | CheNgsd815 | 1 | 0.79333 | 6666.6667 | 0 | GSD | 10 | 0.57723 | 0.60437 | 0.83705 | 1.097 | 1.2026 | 1.2026 | 1.289 | 1.2891 | 1.2453 | 1.1192 | 0.77553 | 0.85362 | 400 | 0 | 3552.482 | 0 | 0 | 0 | 1 | 0 | 0 | 1.0077
815 | Refrigeration | Misc | Q-Sync Evaporator Fan Motor | Hospitals | Existing | ChoEgsd815 | 1 | 0.79333 | 6666.6667 | 0 | GSD | 10 | 0.57723 | 0.60437 | 0.83705 | 1.097 | 1.2026 | 1.2026 | 1.289 | 1.2891 | 1.2453 | 1.1192 | 0.77553 | 0.85362 | 400 | 0 | 3552.482 | 0 | 0 | 0 | 1 | 0 | 0 | 1.0077
815 | Refrigeration | Misc | Q-Sync Evaporator Fan Motor | Hospitals | New | ChoNgsd815 | 1 | 0.79333 | 6666.6667 | 0 | GSD | 10 | 0.57723 | 0.60437 | 0.83705 | 1.097 | 1.2026 | 1.2026 | 1.289 | 1.2891 | 1.2453 | 1.1192 | 0.77553 | 0.85362 | 400 | 0 | 3552.482 | 0 | 0 | 0 | 1 | 0 | 0 | 1.0077
815 | Refrigeration | Misc | Q-Sync Evaporator Fan Motor | Institutional | Existing | CinEgsd815 | 1 | 0.81119 | 6993.007 | 0 | GSD | 10 | 0.57723 | 0.60437 | 0.83705 | 1.097 | 1.2026 | 1.2026 | 1.289 | 1.2891 | 1.2453 | 1.1192 | 0.77553 | 0.85362 | 419.5804 | 0 | 3726.3797 | 0 | 0 | 0 | 1 | 0 | 0 | 1.0077
815 | Refrigeration | Misc | Q-Sync Evaporator Fan Motor | Institutional | New | CinNgsd815 | 1 | 0.81119 | 6993.007 | 0 | GSD | 10 | 0.57723 | 0.60437 | 0.83705 | 1.097 | 1.2026 | 1.2026 | 1.289 | 1.2891 | 1.2453 | 1.1192 | 0.77553 | 0.85362 | 419.5804 | 0 | 3726.3797 | 0 | 0 | 0 | 1 | 0 | 0 | 1.0077
815 | Refrigeration | Misc | Q-Sync Evaporator Fan Motor | Lodging/Hospitality | Existing | CloEgsd815 | 1 | 0.79333 | 6666.6667 | 0 | GSD | 10 | 0.57723 | 0.60437 | 0.83705 | 1.097 | 1.2026 | 1.2026 | 1.289 | 1.2891 | 1.2453 | 1.1192 | 0.77553 | 0.85362 | 400 | 0 | 3552.482 | 0 | 0 | 0 | 1 | 0 | 0 | 1.0077
815 | Refrigeration | Misc | Q-Sync Evaporator Fan Motor | Lodging/Hospitality | New | CloNgsd815 | 1 | 0.79333 | 6666.6667 | 0 | GSD | 10 | 0.57723 | 0.60437 | 0.83705 | 1.097 | 1.2026 | 1.2026 | 1.289 | 1.2891 | 1.2453 | 1.1192 | 0.77553 | 0.85362 | 400 | 0 | 3552.482 | 0 | 0 | 0 | 1 | 0 | 0 | 1.0077
815 | Refrigeration | Misc | Q-Sync Evaporator Fan Motor | Miscellaneous | Existing | CmiEgsd815 | 1 | 0.81119 | 6993.007 | 0 | GSD | 10 | 0.57723 | 0.60437 | 0.83705 | 1.097 | 1.2026 | 1.2026 | 1.289 | 1.2891 | 1.2453 | 1.1192 | 0.77553 | 0.85362 | 419.5804 | 0 | 3726.3797 | 0 | 0 | 0 | 1 | 0 | 0 | 1.0077
815 | Refrigeration | Misc | Q-Sync Evaporator Fan Motor | Miscellaneous | New | CmiNgsd815 | 1 | 0.81119 | 6993.007 | 0 | GSD | 10 | 0.57723 | 0.60437 | 0.83705 | 1.097 | 1.2026 | 1.2026 | 1.289 | 1.2891 | 1.2453 | 1.1192 | 0.77553 | 0.85362 | 419.5804 | 0 | 3726.3797 | 0 | 0 | 0 | 1 | 0 | 0 | 1.0077
815 | Refrigeration | Misc | Q-Sync Evaporator Fan Motor | Offices | Existing | CofEgsd815 | 1 | 0.81119 | 6993.007 | 0 | GSD | 10 | 0.57723 | 0.60437 | 0.83705 | 1.097 | 1.2026 | 1.2026 | 1.289 | 1.2891 | 1.2453 | 1.1192 | 0.77553 | 0.85362 | 419.5804 | 0 | 3726.3797 | 0 | 0 | 0 | 1 | 0 | 0 | 1.0077
815 | Refrigeration | Misc | Q-Sync Evaporator Fan Motor | Offices | New | CofNgsd815 | 1 | 0.81119 | 6993.007 | 0 | GSD | 10 | 0.57723 | 0.60437 | 0.83705 | 1.097 | 1.2026 | 1.2026 | 1.289 | 1.2891 | 1.2453 | 1.1192 | 0.77553 | 0.85362 | 419.5804 | 0 | 3726.3797 | 0 | 0 | 0 | 1 | 0 | 0 | 1.0077
815 | Refrigeration | Misc | Q-Sync Evaporator Fan Motor | Restaurants | Existing | CreEgsd815 | 1 | 0.80142 | 7092.1986 | 0 | GSD | 10 | 0.57723 | 0.60437 | 0.83705 | 1.097 | 1.2026 | 1.2026 | 1.289 | 1.2891 | 1.2453 | 1.1192 | 0.77553 | 0.85362 | 425.5319 | 0 | 3779.2362 | 0 | 0 | 0 | 1 | 0 | 0 | 1.0077
815 | Refrigeration | Misc | Q-Sync Evaporator Fan Motor | Restaurants | New | CreNgsd815 | 1 | 0.80142 | 7092.1986 | 0 | GSD | 10 | 0.57723 | 0.60437 | 0.83705 | 1.097 | 1.2026 | 1.2026 | 1.289 | 1.2891 | 1.2453 | 1.1192 | 0.77553 | 0.85362 | 425.5319 | 0 | 3779.2362 | 0 | 0 | 0 | 1 | 0 | 0 | 1.0077
815 | Refrigeration | Misc | Q-Sync Evaporator Fan Motor | Retail | Existing | CrtEgsd815 | 1 | 0.79333 | 6666.6667 | 0 | GSD | 10 | 0.57723 | 0.60437 | 0.83705 | 1.097 | 1.2026 | 1.2026 | 1.289 | 1.2891 | 1.2453 | 1.1192 | 0.77553 | 0.85362 | 400 | 0 | 3552.482 | 0 | 0 | 0 | 1 | 0 | 0 | 1.0077
815 | Refrigeration | Misc | Q-Sync Evaporator Fan Motor | Retail | New | CrtNgsd815 | 1 | 0.79333 | 6666.6667 | 0 | GSD | 10 | 0.57723 | 0.60437 | 0.83705 | 1.097 | 1.2026 | 1.2026 | 1.289 | 1.2891 | 1.2453 | 1.1192 | 0.77553 | 0.85362 | 400 | 0 | 3552.482 | 0 | 0 | 0 | 1 | 0 | 0 | 1.0077
815 | Refrigeration | Misc | Q-Sync Evaporator Fan Motor | Schools K-12 | Existing | CscEgsd815 | 1 | 0.81119 | 6993.007 | 0 | GSD | 10 | 0.57723 | 0.60437 | 0.83705 | 1.097 | 1.2026 | 1.2026 | 1.289 | 1.2891 | 1.2453 | 1.1192 | 0.77553 | 0.85362 | 419.5804 | 0 | 3726.3797 | 0 | 0 | 0 | 1 | 0 | 0 | 1.0077
815 | Refrigeration | Misc | Q-Sync Evaporator Fan Motor | Schools K-12 | New | CscNgsd815 | 1 | 0.81119 | 6993.007 | 0 | GSD | 10 | 0.57723 | 0.60437 | 0.83705 | 1.097 | 1.2026 | 1.2026 | 1.289 | 1.2891 | 1.2453 | 1.1192 | 0.77553 | 0.85362 | 419.5804 | 0 | 3726.3797 | 0 | 0 | 0 | 1 | 0 | 0 | 1.0077
815 | Refrigeration | Misc | Q-Sync Evaporator Fan Motor | Warehouse | Existing | CwaEgsd815 | 1 | 0.81119 | 6993.007 | 0 | GSD | 10 | 0.57723 | 0.60437 | 0.83705 | 1.097 | 1.2026 | 1.2026 | 1.289 | 1.2891 | 1.2453 | 1.1192 | 0.77553 | 0.85362 | 419.5804 | 0 | 3726.3797 | 0 | 0 | 0 | 1 | 0 | 0 | 1.0077
815 | Refrigeration | Misc | Q-Sync Evaporator Fan Motor | Warehouse | New | CwaNgsd815 | 1 | 0.81119 | 6993.007 | 0 | GSD | 10 | 0.57723 | 0.60437 | 0.83705 | 1.097 | 1.2026 | 1.2026 | 1.289 | 1.2891 | 1.2453 | 1.1192 | 0.77553 | 0.85362 | 419.5804 | 0 | 3726.3797 | 0 | 0 | 0 | 1 | 0 | 0 | 1.0077
816 | Refrigeration | Sealing | Door Gasket (Cooler) | Assembly | Existing | CasEgsd816 | 1 | 0.79333 | 6666.6667 | 0 | GSD | 4 | 1.0063 | 0.98564 | 1.0265 | 1.0441 | 1.0994 | 1.0901 | 1.0679 | 1.0965 | 1.0642 | 1.0547 | 1.0277 | 1.0297 | 400 | 0 | 3587.2141 | 0 | 0 | 0 | 1 | 0 | 0 | 1.0494
816 | Refrigeration | Sealing | Door Gasket (Cooler) | Assembly | New | CasNgsd816 | 1 | 0.79333 | 6666.6667 | 0 | GSD | 4 | 1.0063 | 0.98564 | 1.0265 | 1.0441 | 1.0994 | 1.0901 | 1.0679 | 1.0965 | 1.0642 | 1.0547 | 1.0277 | 1.0297 | 400 | 0 | 3587.2141 | 0 | 0 | 0 | 1 | 0 | 0 | 1.0494
816 | Refrigeration | Sealing | Door Gasket (Cooler) | College and University | Existing | CcoEgsd816 | 1 | 0.79333 | 6666.6667 | 0 | GSD | 4 | 1.0063 | 0.98564 | 1.0265 | 1.0441 | 1.0994 | 1.0901 | 1.0679 | 1.0965 | 1.0642 | 1.0547 | 1.0277 | 1.0297 | 400 | 0 | 3587.2141 | 0 | 0 | 0 | 1 | 0 | 0 | 1.0494
816 | Refrigeration | Sealing | Door Gasket (Cooler) | College and University | New | CcoNgsd816 | 1 | 0.79333 | 6666.6667 | 0 | GSD | 4 | 1.0063 | 0.98564 | 1.0265 | 1.0441 | 1.0994 | 1.0901 | 1.0679 | 1.0965 | 1.0642 | 1.0547 | 1.0277 | 1.0297 | 400 | 0 | 3587.2141 | 0 | 0 | 0 | 1 | 0 | 0 | 1.0494
816 | Refrigeration | Sealing | Door Gasket (Cooler) | Data Center | Existing | CdaEgsd816 | 1 | 0.81119 | 6993.007 | 0 | GSD | 4 | 1.0063 | 0.98564 | 1.0265 | 1.0441 | 1.0994 | 1.0901 | 1.0679 | 1.0965 | 1.0642 | 1.0547 | 1.0277 | 1.0297 | 419.5804 | 0 | 3762.812 | 0 | 0 | 0 | 1 | 0 | 0 | 1.0494
816 | Refrigeration | Sealing | Door Gasket (Cooler) | Data Center | New | CdaNgsd816 | 1 | 0.81119 | 6993.007 | 0 | GSD | 4 | 1.0063 | 0.98564 | 1.0265 | 1.0441 | 1.0994 | 1.0901 | 1.0679 | 1.0965 | 1.0642 | 1.0547 | 1.0277 | 1.0297 | 419.5804 | 0 | 3762.812 | 0 | 0 | 0 | 1 | 0 | 0 | 1.0494
816 | Refrigeration | Sealing | Door Gasket (Cooler) | Grocery | Existing | CgrEgsd816 | 1 | 0.79333 | 6666.6667 | 0 | GSD | 4 | 1.0063 | 0.98564 | 1.0265 | 1.0441 | 1.0994 | 1.0901 | 1.0679 | 1.0965 | 1.0642 | 1.0547 | 1.0277 | 1.0297 | 400 | 0 | 3587.2141 | 0 | 0 | 0 | 1 | 0 | 0 | 1.0494
816 | Refrigeration | Sealing | Door Gasket (Cooler) | Grocery | New | CgrNgsd816 | 1 | 0.79333 | 6666.6667 | 0 | GSD | 4 | 1.0063 | 0.98564 | 1.0265 | 1.0441 | 1.0994 | 1.0901 | 1.0679 | 1.0965 | 1.0642 | 1.0547 | 1.0277 | 1.0297 | 400 | 0 | 3587.2141 | 0 | 0 | 0 | 1 | 0 | 0 | 1.0494
816 | Refrigeration | Sealing | Door Gasket (Cooler) | Healthcare | Existing | CheEgsd816 | 1 | 0.79333 | 6666.6667 | 0 | GSD | 4 | 1.0063 | 0.98564 | 1.0265 | 1.0441 | 1.0994 | 1.0901 | 1.0679 | 1.0965 | 1.0642 | 1.0547 | 1.0277 | 1.0297 | 400 | 0 | 3587.2141 | 0 | 0 | 0 | 1 | 0 | 0 | 1.0494
816 | Refrigeration | Sealing | Door Gasket (Cooler) | Healthcare | New | CheNgsd816 | 1 | 0.79333 | 6666.6667 | 0 | GSD | 4 | 1.0063 | 0.98564 | 1.0265 | 1.0441 | 1.0994 | 1.0901 | 1.0679 | 1.0965 | 1.0642 | 1.0547 | 1.0277 | 1.0297 | 400 | 0 | 3587.2141 | 0 | 0 | 0 | 1 | 0 | 0 | 1.0494
816 | Refrigeration | Sealing | Door Gasket (Cooler) | Hospitals | Existing | ChoEgsd816 | 1 | 0.79333 | 6666.6667 | 0 | GSD | 4 | 1.0063 | 0.98564 | 1.0265 | 1.0441 | 1.0994 | 1.0901 | 1.0679 | 1.0965 | 1.0642 | 1.0547 | 1.0277 | 1.0297 | 400 | 0 | 3587.2141 | 0 | 0 | 0 | 1 | 0 | 0 | 1.0494
816 | Refrigeration | Sealing | Door Gasket (Cooler) | Hospitals | New | ChoNgsd816 | 1 | 0.79333 | 6666.6667 | 0 | GSD | 4 | 1.0063 | 0.98564 | 1.0265 | 1.0441 | 1.0994 | 1.0901 | 1.0679 | 1.0965 | 1.0642 | 1.0547 | 1.0277 | 1.0297 | 400 | 0 | 3587.2141 | 0 | 0 | 0 | 1 | 0 | 0 | 1.0494
816 | Refrigeration | Sealing | Door Gasket (Cooler) | Institutional | Existing | CinEgsd816 | 1 | 0.81119 | 6993.007 | 0 | GSD | 4 | 1.0063 | 0.98564 | 1.0265 | 1.0441 | 1.0994 | 1.0901 | 1.0679 | 1.0965 | 1.0642 | 1.0547 | 1.0277 | 1.0297 | 419.5804 | 0 | 3762.812 | 0 | 0 | 0 | 1 | 0 | 0 | 1.0494
816 | Refrigeration | Sealing | Door Gasket (Cooler) | Institutional | New | CinNgsd816 | 1 | 0.81119 | 6993.007 | 0 | GSD | 4 | 1.0063 | 0.98564 | 1.0265 | 1.0441 | 1.0994 | 1.0901 | 1.0679 | 1.0965 | 1.0642 | 1.0547 | 1.0277 | 1.0297 | 419.5804 | 0 | 3762.812 | 0 | 0 | 0 | 1 | 0 | 0 | 1.0494
816 | Refrigeration | Sealing | Door Gasket (Cooler) | Lodging/Hospitality | Existing | CloEgsd816 | 1 | 0.79333 | 6666.6667 | 0 | GSD | 4 | 1.0063 | 0.98564 | 1.0265 | 1.0441 | 1.0994 | 1.0901 | 1.0679 | 1.0965 | 1.0642 | 1.0547 | 1.0277 | 1.0297 | 400 | 0 | 3587.2141 | 0 | 0 | 0 | 1 | 0 | 0 | 1.0494
816 | Refrigeration | Sealing | Door Gasket (Cooler) | Lodging/Hospitality | New | CloNgsd816 | 1 | 0.79333 | 6666.6667 | 0 | GSD | 4 | 1.0063 | 0.98564 | 1.0265 | 1.0441 | 1.0994 | 1.0901 | 1.0679 | 1.0965 | 1.0642 | 1.0547 | 1.0277 | 1.0297 | 400 | 0 | 3587.2141 | 0 | 0 | 0 | 1 | 0 | 0 | 1.0494
816 | Refrigeration | Sealing | Door Gasket (Cooler) | Miscellaneous | Existing | CmiEgsd816 | 1 | 0.81119 | 6993.007 | 0 | GSD | 4 | 1.0063 | 0.98564 | 1.0265 | 1.0441 | 1.0994 | 1.0901 | 1.0679 | 1.0965 | 1.0642 | 1.0547 | 1.0277 | 1.0297 | 419.5804 | 0 | 3762.812 | 0 | 0 | 0 | 1 | 0 | 0 | 1.0494
816 | Refrigeration | Sealing | Door Gasket (Cooler) | Miscellaneous | New | CmiNgsd816 | 1 | 0.81119 | 6993.007 | 0 | GSD | 4 | 1.0063 | 0.98564 | 1.0265 | 1.0441 | 1.0994 | 1.0901 | 1.0679 | 1.0965 | 1.0642 | 1.0547 | 1.0277 | 1.0297 | 419.5804 | 0 | 3762.812 | 0 | 0 | 0 | 1 | 0 | 0 | 1.0494
816 | Refrigeration | Sealing | Door Gasket (Cooler) | Offices | Existing | CofEgsd816 | 1 | 0.81119 | 6993.007 | 0 | GSD | 4 | 1.0063 | 0.98564 | 1.0265 | 1.0441 | 1.0994 | 1.0901 | 1.0679 | 1.0965 | 1.0642 | 1.0547 | 1.0277 | 1.0297 | 419.5804 | 0 | 3762.812 | 0 | 0 | 0 | 1 | 0 | 0 | 1.0494
816 | Refrigeration | Sealing | Door Gasket (Cooler) | Offices | New | CofNgsd816 | 1 | 0.81119 | 6993.007 | 0 | GSD | 4 | 1.0063 | 0.98564 | 1.0265 | 1.0441 | 1.0994 | 1.0901 | 1.0679 | 1.0965 | 1.0642 | 1.0547 | 1.0277 | 1.0297 | 419.5804 | 0 | 3762.812 | 0 | 0 | 0 | 1 | 0 | 0 | 1.0494
816 | Refrigeration | Sealing | Door Gasket (Cooler) | Restaurants | Existing | CreEgsd816 | 1 | 0.80142 | 7092.1986 | 0 | GSD | 4 | 1.0063 | 0.98564 | 1.0265 | 1.0441 | 1.0994 | 1.0901 | 1.0679 | 1.0965 | 1.0642 | 1.0547 | 1.0277 | 1.0297 | 425.5319 | 0 | 3816.1853 | 0 | 0 | 0 | 1 | 0 | 0 | 1.0494
816 | Refrigeration | Sealing | Door Gasket (Cooler) | Restaurants | New | CreNgsd816 | 1 | 0.80142 | 7092.1986 | 0 | GSD | 4 | 1.0063 | 0.98564 | 1.0265 | 1.0441 | 1.0994 | 1.0901 | 1.0679 | 1.0965 | 1.0642 | 1.0547 | 1.0277 | 1.0297 | 425.5319 | 0 | 3816.1853 | 0 | 0 | 0 | 1 | 0 | 0 | 1.0494
816 | Refrigeration | Sealing | Door Gasket (Cooler) | Retail | Existing | CrtEgsd816 | 1 | 0.79333 | 6666.6667 | 0 | GSD | 4 | 1.0063 | 0.98564 | 1.0265 | 1.0441 | 1.0994 | 1.0901 | 1.0679 | 1.0965 | 1.0642 | 1.0547 | 1.0277 | 1.0297 | 400 | 0 | 3587.2141 | 0 | 0 | 0 | 1 | 0 | 0 | 1.0494
816 | Refrigeration | Sealing | Door Gasket (Cooler) | Retail | New | CrtNgsd816 | 1 | 0.79333 | 6666.6667 | 0 | GSD | 4 | 1.0063 | 0.98564 | 1.0265 | 1.0441 | 1.0994 | 1.0901 | 1.0679 | 1.0965 | 1.0642 | 1.0547 | 1.0277 | 1.0297 | 400 | 0 | 3587.2141 | 0 | 0 | 0 | 1 | 0 | 0 | 1.0494
816 | Refrigeration | Sealing | Door Gasket (Cooler) | Schools K-12 | Existing | CscEgsd816 | 1 | 0.81119 | 6993.007 | 0 | GSD | 4 | 1.0063 | 0.98564 | 1.0265 | 1.0441 | 1.0994 | 1.0901 | 1.0679 | 1.0965 | 1.0642 | 1.0547 | 1.0277 | 1.0297 | 419.5804 | 0 | 3762.812 | 0 | 0 | 0 | 1 | 0 | 0 | 1.0494
816 | Refrigeration | Sealing | Door Gasket (Cooler) | Schools K-12 | New | CscNgsd816 | 1 | 0.81119 | 6993.007 | 0 | GSD | 4 | 1.0063 | 0.98564 | 1.0265 | 1.0441 | 1.0994 | 1.0901 | 1.0679 | 1.0965 | 1.0642 | 1.0547 | 1.0277 | 1.0297 | 419.5804 | 0 | 3762.812 | 0 | 0 | 0 | 1 | 0 | 0 | 1.0494
816 | Refrigeration | Sealing | Door Gasket (Cooler) | Warehouse | Existing | CwaEgsd816 | 1 | 0.81119 | 6993.007 | 0 | GSD | 4 | 1.0063 | 0.98564 | 1.0265 | 1.0441 | 1.0994 | 1.0901 | 1.0679 | 1.0965 | 1.0642 | 1.0547 | 1.0277 | 1.0297 | 419.5804 | 0 | 3762.812 | 0 | 0 | 0 | 1 | 0 | 0 | 1.0494
816 | Refrigeration | Sealing | Door Gasket (Cooler) | Warehouse | New | CwaNgsd816 | 1 | 0.81119 | 6993.007 | 0 | GSD | 4 | 1.0063 | 0.98564 | 1.0265 | 1.0441 | 1.0994 | 1.0901 | 1.0679 | 1.0965 | 1.0642 | 1.0547 | 1.0277 | 1.0297 | 419.5804 | 0 | 3762.812 | 0 | 0 | 0 | 1 | 0 | 0 | 1.0494
817 | Refrigeration | Sealing | Door Gasket (Freezer) | Assembly | Existing | CasEgsd817 | 1 | 0.79333 | 6666.6667 | 0 | GSD | 4 | 1.0063 | 0.98564 | 1.0265 | 1.0441 | 1.0994 | 1.0901 | 1.0679 | 1.0965 | 1.0642 | 1.0547 | 1.0277 | 1.0297 | 400 | 0 | 5039.1818 | 0 | 0 | 0 | 1 | 0 | 0 | 1.0494
817 | Refrigeration | Sealing | Door Gasket (Freezer) | Assembly | New | CasNgsd817 | 1 | 0.79333 | 6666.6667 | 0 | GSD | 4 | 1.0063 | 0.98564 | 1.0265 | 1.0441 | 1.0994 | 1.0901 | 1.0679 | 1.0965 | 1.0642 | 1.0547 | 1.0277 | 1.0297 | 400 | 0 | 5039.1818 | 0 | 0 | 0 | 1 | 0 | 0 | 1.0494
817 | Refrigeration | Sealing | Door Gasket (Freezer) | College and University | Existing | CcoEgsd817 | 1 | 0.79333 | 6666.6667 | 0 | GSD | 4 | 1.0063 | 0.98564 | 1.0265 | 1.0441 | 1.0994 | 1.0901 | 1.0679 | 1.0965 | 1.0642 | 1.0547 | 1.0277 | 1.0297 | 400 | 0 | 5039.1818 | 0 | 0 | 0 | 1 | 0 | 0 | 1.0494
817 | Refrigeration | Sealing | Door Gasket (Freezer) | College and University | New | CcoNgsd817 | 1 | 0.79333 | 6666.6667 | 0 | GSD | 4 | 1.0063 | 0.98564 | 1.0265 | 1.0441 | 1.0994 | 1.0901 | 1.0679 | 1.0965 | 1.0642 | 1.0547 | 1.0277 | 1.0297 | 400 | 0 | 5039.1818 | 0 | 0 | 0 | 1 | 0 | 0 | 1.0494
817 | Refrigeration | Sealing | Door Gasket (Freezer) | Data Center | Existing | CdaEgsd817 | 1 | 0.81119 | 6993.007 | 0 | GSD | 4 | 1.0063 | 0.98564 | 1.0265 | 1.0441 | 1.0994 | 1.0901 | 1.0679 | 1.0965 | 1.0642 | 1.0547 | 1.0277 | 1.0297 | 419.5804 | 0 | 5285.855 | 0 | 0 | 0 | 1 | 0 | 0 | 1.0494
817 | Refrigeration | Sealing | Door Gasket (Freezer) | Data Center | New | CdaNgsd817 | 1 | 0.81119 | 6993.007 | 0 | GSD | 4 | 1.0063 | 0.98564 | 1.0265 | 1.0441 | 1.0994 | 1.0901 | 1.0679 | 1.0965 | 1.0642 | 1.0547 | 1.0277 | 1.0297 | 419.5804 | 0 | 5285.855 | 0 | 0 | 0 | 1 | 0 | 0 | 1.0494
817 | Refrigeration | Sealing | Door Gasket (Freezer) | Grocery | Existing | CgrEgsd817 | 1 | 0.79333 | 6666.6667 | 0 | GSD | 4 | 1.0063 | 0.98564 | 1.0265 | 1.0441 | 1.0994 | 1.0901 | 1.0679 | 1.0965 | 1.0642 | 1.0547 | 1.0277 | 1.0297 | 400 | 0 | 5039.1818 | 0 | 0 | 0 | 1 | 0 | 0 | 1.0494
817 | Refrigeration | Sealing | Door Gasket (Freezer) | Grocery | New | CgrNgsd817 | 1 | 0.79333 | 6666.6667 | 0 | GSD | 4 | 1.0063 | 0.98564 | 1.0265 | 1.0441 | 1.0994 | 1.0901 | 1.0679 | 1.0965 | 1.0642 | 1.0547 | 1.0277 | 1.0297 | 400 | 0 | 5039.1818 | 0 | 0 | 0 | 1 | 0 | 0 | 1.0494
817 | Refrigeration | Sealing | Door Gasket (Freezer) | Healthcare | Existing | CheEgsd817 | 1 | 0.79333 | 6666.6667 | 0 | GSD | 4 | 1.0063 | 0.98564 | 1.0265 | 1.0441 | 1.0994 | 1.0901 | 1.0679 | 1.0965 | 1.0642 | 1.0547 | 1.0277 | 1.0297 | 400 | 0 | 5039.1818 | 0 | 0 | 0 | 1 | 0 | 0 | 1.0494
817 | Refrigeration | Sealing | Door Gasket (Freezer) | Healthcare | New | CheNgsd817 | 1 | 0.79333 | 6666.6667 | 0 | GSD | 4 | 1.0063 | 0.98564 | 1.0265 | 1.0441 | 1.0994 | 1.0901 | 1.0679 | 1.0965 | 1.0642 | 1.0547 | 1.0277 | 1.0297 | 400 | 0 | 5039.1818 | 0 | 0 | 0 | 1 | 0 | 0 | 1.0494
817 | Refrigeration | Sealing | Door Gasket (Freezer) | Hospitals | Existing | ChoEgsd817 | 1 | 0.79333 | 6666.6667 | 0 | GSD | 4 | 1.0063 | 0.98564 | 1.0265 | 1.0441 | 1.0994 | 1.0901 | 1.0679 | 1.0965 | 1.0642 | 1.0547 | 1.0277 | 1.0297 | 400 | 0 | 5039.1818 | 0 | 0 | 0 | 1 | 0 | 0 | 1.0494
817 | Refrigeration | Sealing | Door Gasket (Freezer) | Hospitals | New | ChoNgsd817 | 1 | 0.79333 | 6666.6667 | 0 | GSD | 4 | 1.0063 | 0.98564 | 1.0265 | 1.0441 | 1.0994 | 1.0901 | 1.0679 | 1.0965 | 1.0642 | 1.0547 | 1.0277 | 1.0297 | 400 | 0 | 5039.1818 | 0 | 0 | 0 | 1 | 0 | 0 | 1.0494
817 | Refrigeration | Sealing | Door Gasket (Freezer) | Institutional | Existing | CinEgsd817 | 1 | 0.81119 | 6993.007 | 0 | GSD | 4 | 1.0063 | 0.98564 | 1.0265 | 1.0441 | 1.0994 | 1.0901 | 1.0679 | 1.0965 | 1.0642 | 1.0547 | 1.0277 | 1.0297 | 419.5804 | 0 | 5285.855 | 0 | 0 | 0 | 1 | 0 | 0 | 1.0494
817 | Refrigeration | Sealing | Door Gasket (Freezer) | Institutional | New | CinNgsd817 | 1 | 0.81119 | 6993.007 | 0 | GSD | 4 | 1.0063 | 0.98564 | 1.0265 | 1.0441 | 1.0994 | 1.0901 | 1.0679 | 1.0965 | 1.0642 | 1.0547 | 1.0277 | 1.0297 | 419.5804 | 0 | 5285.855 | 0 | 0 | 0 | 1 | 0 | 0 | 1.0494
817 | Refrigeration | Sealing | Door Gasket (Freezer) | Lodging/Hospitality | Existing | CloEgsd817 | 1 | 0.79333 | 6666.6667 | 0 | GSD | 4 | 1.0063 | 0.98564 | 1.0265 | 1.0441 | 1.0994 | 1.0901 | 1.0679 | 1.0965 | 1.0642 | 1.0547 | 1.0277 | 1.0297 | 400 | 0 | 5039.1818 | 0 | 0 | 0 | 1 | 0 | 0 | 1.0494
817 | Refrigeration | Sealing | Door Gasket (Freezer) | Lodging/Hospitality | New | CloNgsd817 | 1 | 0.79333 | 6666.6667 | 0 | GSD | 4 | 1.0063 | 0.98564 | 1.0265 | 1.0441 | 1.0994 | 1.0901 | 1.0679 | 1.0965 | 1.0642 | 1.0547 | 1.0277 | 1.0297 | 400 | 0 | 5039.1818 | 0 | 0 | 0 | 1 | 0 | 0 | 1.0494
817 | Refrigeration | Sealing | Door Gasket (Freezer) | Miscellaneous | Existing | CmiEgsd817 | 1 | 0.81119 | 6993.007 | 0 | GSD | 4 | 1.0063 | 0.98564 | 1.0265 | 1.0441 | 1.0994 | 1.0901 | 1.0679 | 1.0965 | 1.0642 | 1.0547 | 1.0277 | 1.0297 | 419.5804 | 0 | 5285.855 | 0 | 0 | 0 | 1 | 0 | 0 | 1.0494
817 | Refrigeration | Sealing | Door Gasket (Freezer) | Miscellaneous | New | CmiNgsd817 | 1 | 0.81119 | 6993.007 | 0 | GSD | 4 | 1.0063 | 0.98564 | 1.0265 | 1.0441 | 1.0994 | 1.0901 | 1.0679 | 1.0965 | 1.0642 | 1.0547 | 1.0277 | 1.0297 | 419.5804 | 0 | 5285.855 | 0 | 0 | 0 | 1 | 0 | 0 | 1.0494
817 | Refrigeration | Sealing | Door Gasket (Freezer) | Offices | Existing | CofEgsd817 | 1 | 0.81119 | 6993.007 | 0 | GSD | 4 | 1.0063 | 0.98564 | 1.0265 | 1.0441 | 1.0994 | 1.0901 | 1.0679 | 1.0965 | 1.0642 | 1.0547 | 1.0277 | 1.0297 | 419.5804 | 0 | 5285.855 | 0 | 0 | 0 | 1 | 0 | 0 | 1.0494
817 | Refrigeration | Sealing | Door Gasket (Freezer) | Offices | New | CofNgsd817 | 1 | 0.81119 | 6993.007 | 0 | GSD | 4 | 1.0063 | 0.98564 | 1.0265 | 1.0441 | 1.0994 | 1.0901 | 1.0679 | 1.0965 | 1.0642 | 1.0547 | 1.0277 | 1.0297 | 419.5804 | 0 | 5285.855 | 0 | 0 | 0 | 1 | 0 | 0 | 1.0494
817 | Refrigeration | Sealing | Door Gasket (Freezer) | Restaurants | Existing | CreEgsd817 | 1 | 0.80142 | 7092.1986 | 0 | GSD | 4 | 1.0063 | 0.98564 | 1.0265 | 1.0441 | 1.0994 | 1.0901 | 1.0679 | 1.0965 | 1.0642 | 1.0547 | 1.0277 | 1.0297 | 425.5319 | 0 | 5360.8317 | 0 | 0 | 0 | 1 | 0 | 0 | 1.0494
817 | Refrigeration | Sealing | Door Gasket (Freezer) | Restaurants | New | CreNgsd817 | 1 | 0.80142 | 7092.1986 | 0 | GSD | 4 | 1.0063 | 0.98564 | 1.0265 | 1.0441 | 1.0994 | 1.0901 | 1.0679 | 1.0965 | 1.0642 | 1.0547 | 1.0277 | 1.0297 | 425.5319 | 0 | 5360.8317 | 0 | 0 | 0 | 1 | 0 | 0 | 1.0494
817 | Refrigeration | Sealing | Door Gasket (Freezer) | Retail | Existing | CrtEgsd817 | 1 | 0.79333 | 6666.6667 | 0 | GSD | 4 | 1.0063 | 0.98564 | 1.0265 | 1.0441 | 1.0994 | 1.0901 | 1.0679 | 1.0965 | 1.0642 | 1.0547 | 1.0277 | 1.0297 | 400 | 0 | 5039.1818 | 0 | 0 | 0 | 1 | 0 | 0 | 1.0494
817 | Refrigeration | Sealing | Door Gasket (Freezer) | Retail | New | CrtNgsd817 | 1 | 0.79333 | 6666.6667 | 0 | GSD | 4 | 1.0063 | 0.98564 | 1.0265 | 1.0441 | 1.0994 | 1.0901 | 1.0679 | 1.0965 | 1.0642 | 1.0547 | 1.0277 | 1.0297 | 400 | 0 | 5039.1818 | 0 | 0 | 0 | 1 | 0 | 0 | 1.0494
817 | Refrigeration | Sealing | Door Gasket (Freezer) | Schools K-12 | Existing | CscEgsd817 | 1 | 0.81119 | 6993.007 | 0 | GSD | 4 | 1.0063 | 0.98564 | 1.0265 | 1.0441 | 1.0994 | 1.0901 | 1.0679 | 1.0965 | 1.0642 | 1.0547 | 1.0277 | 1.0297 | 419.5804 | 0 | 5285.855 | 0 | 0 | 0 | 1 | 0 | 0 | 1.0494
817 | Refrigeration | Sealing | Door Gasket (Freezer) | Schools K-12 | New | CscNgsd817 | 1 | 0.81119 | 6993.007 | 0 | GSD | 4 | 1.0063 | 0.98564 | 1.0265 | 1.0441 | 1.0994 | 1.0901 | 1.0679 | 1.0965 | 1.0642 | 1.0547 | 1.0277 | 1.0297 | 419.5804 | 0 | 5285.855 | 0 | 0 | 0 | 1 | 0 | 0 | 1.0494
817 | Refrigeration | Sealing | Door Gasket (Freezer) | Warehouse | Existing | CwaEgsd817 | 1 | 0.81119 | 6993.007 | 0 | GSD | 4 | 1.0063 | 0.98564 | 1.0265 | 1.0441 | 1.0994 | 1.0901 | 1.0679 | 1.0965 | 1.0642 | 1.0547 | 1.0277 | 1.0297 | 419.5804 | 0 | 5285.855 | 0 | 0 | 0 | 1 | 0 | 0 | 1.0494
817 | Refrigeration | Sealing | Door Gasket (Freezer) | Warehouse | New | CwaNgsd817 | 1 | 0.81119 | 6993.007 | 0 | GSD | 4 | 1.0063 | 0.98564 | 1.0265 | 1.0441 | 1.0994 | 1.0901 | 1.0679 | 1.0965 | 1.0642 | 1.0547 | 1.0277 | 1.0297 | 419.5804 | 0 | 5285.855 | 0 | 0 | 0 | 1 | 0 | 0 | 1.0494
818 | Refrigeration | Sealing | Night Covers for Display Cases | Assembly | Existing | CasEgsd818 | 1 | 0.79333 | 6666.6667 | 0 | GSD | 5 | 1.0063 | 0.98564 | 1.0265 | 1.0441 | 1.0994 | 1.0901 | 1.0679 | 1.0965 | 1.0642 | 1.0547 | 1.0277 | 1.0297 | 400 | 0 | 44270.8333 | 0 | 0 | 0 | 1 | 0 | 0 | 1.0494
818 | Refrigeration | Sealing | Night Covers for Display Cases | Assembly | New | CasNgsd818 | 1 | 0.79333 | 6666.6667 | 0 | GSD | 5 | 1.0063 | 0.98564 | 1.0265 | 1.0441 | 1.0994 | 1.0901 | 1.0679 | 1.0965 | 1.0642 | 1.0547 | 1.0277 | 1.0297 | 400 | 0 | 44270.8333 | 0 | 0 | 0 | 1 | 0 | 0 | 1.0494
818 | Refrigeration | Sealing | Night Covers for Display Cases | College and University | Existing | CcoEgsd818 | 1 | 0.79333 | 6666.6667 | 0 | GSD | 5 | 1.0063 | 0.98564 | 1.0265 | 1.0441 | 1.0994 | 1.0901 | 1.0679 | 1.0965 | 1.0642 | 1.0547 | 1.0277 | 1.0297 | 400 | 0 | 44270.8333 | 0 | 0 | 0 | 1 | 0 | 0 | 1.0494
818 | Refrigeration | Sealing | Night Covers for Display Cases | College and University | New | CcoNgsd818 | 1 | 0.79333 | 6666.6667 | 0 | GSD | 5 | 1.0063 | 0.98564 | 1.0265 | 1.0441 | 1.0994 | 1.0901 | 1.0679 | 1.0965 | 1.0642 | 1.0547 | 1.0277 | 1.0297 | 400 | 0 | 44270.8333 | 0 | 0 | 0 | 1 | 0 | 0 | 1.0494
818 | Refrigeration | Sealing | Night Covers for Display Cases | Data Center | Existing | CdaEgsd818 | 1 | 0.81119 | 6993.007 | 0 | GSD | 5 | 1.0063 | 0.98564 | 1.0265 | 1.0441 | 1.0994 | 1.0901 | 1.0679 | 1.0965 | 1.0642 | 1.0547 | 1.0277 | 1.0297 | 419.5804 | 0 | 46437.9371 | 0 | 0 | 0 | 1 | 0 | 0 | 1.0494
818 | Refrigeration | Sealing | Night Covers for Display Cases | Data Center | New | CdaNgsd818 | 1 | 0.81119 | 6993.007 | 0 | GSD | 5 | 1.0063 | 0.98564 | 1.0265 | 1.0441 | 1.0994 | 1.0901 | 1.0679 | 1.0965 | 1.0642 | 1.0547 | 1.0277 | 1.0297 | 419.5804 | 0 | 46437.9371 | 0 | 0 | 0 | 1 | 0 | 0 | 1.0494
818 | Refrigeration | Sealing | Night Covers for Display Cases | Grocery | Existing | CgrEgsd818 | 1 | 0.79333 | 6666.6667 | 0 | GSD | 5 | 1.0063 | 0.98564 | 1.0265 | 1.0441 | 1.0994 | 1.0901 | 1.0679 | 1.0965 | 1.0642 | 1.0547 | 1.0277 | 1.0297 | 400 | 0 | 44270.8333 | 0 | 0 | 0 | 1 | 0 | 0 | 1.0494
818 | Refrigeration | Sealing | Night Covers for Display Cases | Grocery | New | CgrNgsd818 | 1 | 0.79333 | 6666.6667 | 0 | GSD | 5 | 1.0063 | 0.98564 | 1.0265 | 1.0441 | 1.0994 | 1.0901 | 1.0679 | 1.0965 | 1.0642 | 1.0547 | 1.0277 | 1.0297 | 400 | 0 | 44270.8333 | 0 | 0 | 0 | 1 | 0 | 0 | 1.0494
818 | Refrigeration | Sealing | Night Covers for Display Cases | Healthcare | Existing | CheEgsd818 | 1 | 0.79333 | 6666.6667 | 0 | GSD | 5 | 1.0063 | 0.98564 | 1.0265 | 1.0441 | 1.0994 | 1.0901 | 1.0679 | 1.0965 | 1.0642 | 1.0547 | 1.0277 | 1.0297 | 400 | 0 | 44270.8333 | 0 | 0 | 0 | 1 | 0 | 0 | 1.0494
818 | Refrigeration | Sealing | Night Covers for Display Cases | Healthcare | New | CheNgsd818 | 1 | 0.79333 | 6666.6667 | 0 | GSD | 5 | 1.0063 | 0.98564 | 1.0265 | 1.0441 | 1.0994 | 1.0901 | 1.0679 | 1.0965 | 1.0642 | 1.0547 | 1.0277 | 1.0297 | 400 | 0 | 44270.8333 | 0 | 0 | 0 | 1 | 0 | 0 | 1.0494
818 | Refrigeration | Sealing | Night Covers for Display Cases | Hospitals | Existing | ChoEgsd818 | 1 | 0.79333 | 6666.6667 | 0 | GSD | 5 | 1.0063 | 0.98564 | 1.0265 | 1.0441 | 1.0994 | 1.0901 | 1.0679 | 1.0965 | 1.0642 | 1.0547 | 1.0277 | 1.0297 | 400 | 0 | 44270.8333 | 0 | 0 | 0 | 1 | 0 | 0 | 1.0494
818 | Refrigeration | Sealing | Night Covers for Display Cases | Hospitals | New | ChoNgsd818 | 1 | 0.79333 | 6666.6667 | 0 | GSD | 5 | 1.0063 | 0.98564 | 1.0265 | 1.0441 | 1.0994 | 1.0901 | 1.0679 | 1.0965 | 1.0642 | 1.0547 | 1.0277 | 1.0297 | 400 | 0 | 44270.8333 | 0 | 0 | 0 | 1 | 0 | 0 | 1.0494
818 | Refrigeration | Sealing | Night Covers for Display Cases | Institutional | Existing | CinEgsd818 | 1 | 0.81119 | 6993.007 | 0 | GSD | 5 | 1.0063 | 0.98564 | 1.0265 | 1.0441 | 1.0994 | 1.0901 | 1.0679 | 1.0965 | 1.0642 | 1.0547 | 1.0277 | 1.0297 | 419.5804 | 0 | 46437.9371 | 0 | 0 | 0 | 1 | 0 | 0 | 1.0494
818 | Refrigeration | Sealing | Night Covers for Display Cases | Institutional | New | CinNgsd818 | 1 | 0.81119 | 6993.007 | 0 | GSD | 5 | 1.0063 | 0.98564 | 1.0265 | 1.0441 | 1.0994 | 1.0901 | 1.0679 | 1.0965 | 1.0642 | 1.0547 | 1.0277 | 1.0297 | 419.5804 | 0 | 46437.9371 | 0 | 0 | 0 | 1 | 0 | 0 | 1.0494
818 | Refrigeration | Sealing | Night Covers for Display Cases | Lodging/Hospitality | Existing | CloEgsd818 | 1 | 0.79333 | 6666.6667 | 0 | GSD | 5 | 1.0063 | 0.98564 | 1.0265 | 1.0441 | 1.0994 | 1.0901 | 1.0679 | 1.0965 | 1.0642 | 1.0547 | 1.0277 | 1.0297 | 400 | 0 | 44270.8333 | 0 | 0 | 0 | 1 | 0 | 0 | 1.0494
818 | Refrigeration | Sealing | Night Covers for Display Cases | Lodging/Hospitality | New | CloNgsd818 | 1 | 0.79333 | 6666.6667 | 0 | GSD | 5 | 1.0063 | 0.98564 | 1.0265 | 1.0441 | 1.0994 | 1.0901 | 1.0679 | 1.0965 | 1.0642 | 1.0547 | 1.0277 | 1.0297 | 400 | 0 | 44270.8333 | 0 | 0 | 0 | 1 | 0 | 0 | 1.0494
818 | Refrigeration | Sealing | Night Covers for Display Cases | Miscellaneous | Existing | CmiEgsd818 | 1 | 0.81119 | 6993.007 | 0 | GSD | 5 | 1.0063 | 0.98564 | 1.0265 | 1.0441 | 1.0994 | 1.0901 | 1.0679 | 1.0965 | 1.0642 | 1.0547 | 1.0277 | 1.0297 | 419.5804 | 0 | 46437.9371 | 0 | 0 | 0 | 1 | 0 | 0 | 1.0494
818 | Refrigeration | Sealing | Night Covers for Display Cases | Miscellaneous | New | CmiNgsd818 | 1 | 0.81119 | 6993.007 | 0 | GSD | 5 | 1.0063 | 0.98564 | 1.0265 | 1.0441 | 1.0994 | 1.0901 | 1.0679 | 1.0965 | 1.0642 | 1.0547 | 1.0277 | 1.0297 | 419.5804 | 0 | 46437.9371 | 0 | 0 | 0 | 1 | 0 | 0 | 1.0494
818 | Refrigeration | Sealing | Night Covers for Display Cases | Offices | Existing | CofEgsd818 | 1 | 0.81119 | 6993.007 | 0 | GSD | 5 | 1.0063 | 0.98564 | 1.0265 | 1.0441 | 1.0994 | 1.0901 | 1.0679 | 1.0965 | 1.0642 | 1.0547 | 1.0277 | 1.0297 | 419.5804 | 0 | 46437.9371 | 0 | 0 | 0 | 1 | 0 | 0 | 1.0494
818 | Refrigeration | Sealing | Night Covers for Display Cases | Offices | New | CofNgsd818 | 1 | 0.81119 | 6993.007 | 0 | GSD | 5 | 1.0063 | 0.98564 | 1.0265 | 1.0441 | 1.0994 | 1.0901 | 1.0679 | 1.0965 | 1.0642 | 1.0547 | 1.0277 | 1.0297 | 419.5804 | 0 | 46437.9371 | 0 | 0 | 0 | 1 | 0 | 0 | 1.0494
818 | Refrigeration | Sealing | Night Covers for Display Cases | Restaurants | Existing | CreEgsd818 | 1 | 0.80142 | 7092.1986 | 0 | GSD | 5 | 1.0063 | 0.98564 | 1.0265 | 1.0441 | 1.0994 | 1.0901 | 1.0679 | 1.0965 | 1.0642 | 1.0547 | 1.0277 | 1.0297 | 425.5319 | 0 | 47096.6312 | 0 | 0 | 0 | 1 | 0 | 0 | 1.0494
818 | Refrigeration | Sealing | Night Covers for Display Cases | Restaurants | New | CreNgsd818 | 1 | 0.80142 | 7092.1986 | 0 | GSD | 5 | 1.0063 | 0.98564 | 1.0265 | 1.0441 | 1.0994 | 1.0901 | 1.0679 | 1.0965 | 1.0642 | 1.0547 | 1.0277 | 1.0297 | 425.5319 | 0 | 47096.6312 | 0 | 0 | 0 | 1 | 0 | 0 | 1.0494
818 | Refrigeration | Sealing | Night Covers for Display Cases | Retail | Existing | CrtEgsd818 | 1 | 0.79333 | 6666.6667 | 0 | GSD | 5 | 1.0063 | 0.98564 | 1.0265 | 1.0441 | 1.0994 | 1.0901 | 1.0679 | 1.0965 | 1.0642 | 1.0547 | 1.0277 | 1.0297 | 400 | 0 | 44270.8333 | 0 | 0 | 0 | 1 | 0 | 0 | 1.0494
818 | Refrigeration | Sealing | Night Covers for Display Cases | Retail | New | CrtNgsd818 | 1 | 0.79333 | 6666.6667 | 0 | GSD | 5 | 1.0063 | 0.98564 | 1.0265 | 1.0441 | 1.0994 | 1.0901 | 1.0679 | 1.0965 | 1.0642 | 1.0547 | 1.0277 | 1.0297 | 400 | 0 | 44270.8333 | 0 | 0 | 0 | 1 | 0 | 0 | 1.0494
818 | Refrigeration | Sealing | Night Covers for Display Cases | Schools K-12 | Existing | CscEgsd818 | 1 | 0.81119 | 6993.007 | 0 | GSD | 5 | 1.0063 | 0.98564 | 1.0265 | 1.0441 | 1.0994 | 1.0901 | 1.0679 | 1.0965 | 1.0642 | 1.0547 | 1.0277 | 1.0297 | 419.5804 | 0 | 46437.9371 | 0 | 0 | 0 | 1 | 0 | 0 | 1.0494
818 | Refrigeration | Sealing | Night Covers for Display Cases | Schools K-12 | New | CscNgsd818 | 1 | 0.81119 | 6993.007 | 0 | GSD | 5 | 1.0063 | 0.98564 | 1.0265 | 1.0441 | 1.0994 | 1.0901 | 1.0679 | 1.0965 | 1.0642 | 1.0547 | 1.0277 | 1.0297 | 419.5804 | 0 | 46437.9371 | 0 | 0 | 0 | 1 | 0 | 0 | 1.0494
818 | Refrigeration | Sealing | Night Covers for Display Cases | Warehouse | Existing | CwaEgsd818 | 1 | 0.81119 | 6993.007 | 0 | GSD | 5 | 1.0063 | 0.98564 | 1.0265 | 1.0441 | 1.0994 | 1.0901 | 1.0679 | 1.0965 | 1.0642 | 1.0547 | 1.0277 | 1.0297 | 419.5804 | 0 | 46437.9371 | 0 | 0 | 0 | 1 | 0 | 0 | 1.0494
818 | Refrigeration | Sealing | Night Covers for Display Cases | Warehouse | New | CwaNgsd818 | 1 | 0.81119 | 6993.007 | 0 | GSD | 5 | 1.0063 | 0.98564 | 1.0265 | 1.0441 | 1.0994 | 1.0901 | 1.0679 | 1.0965 | 1.0642 | 1.0547 | 1.0277 | 1.0297 | 419.5804 | 0 | 46437.9371 | 0 | 0 | 0 | 1 | 0 | 0 | 1.0494
819 | Refrigeration | Sealing | Strip Curtains - Freezers | Assembly | Existing | CasEgsd819 | 1 | 0.79333 | 6666.6667 | 0 | GSD | 4 | 1 | 1 | 1 | 1 | 1 | 1 | 1 | 1 | 1 | 1 | 1 | 1 | 400 | 0 | 2595.0617 | 0 | 0 | 0 | 1 | 0 | 0 | 1
819 | Refrigeration | Sealing | Strip Curtains - Freezers | Assembly | New | CasNgsd819 | 1 | 0.79333 | 6666.6667 | 0 | GSD | 4 | 1 | 1 | 1 | 1 | 1 | 1 | 1 | 1 | 1 | 1 | 1 | 1 | 400 | 0 | 2595.0617 | 0 | 0 | 0 | 1 | 0 | 0 | 1
819 | Refrigeration | Sealing | Strip Curtains - Freezers | College and University | Existing | CcoEgsd819 | 1 | 0.79333 | 6666.6667 | 0 | GSD | 4 | 1 | 1 | 1 | 1 | 1 | 1 | 1 | 1 | 1 | 1 | 1 | 1 | 400 | 0 | 2595.0617 | 0 | 0 | 0 | 1 | 0 | 0 | 1
819 | Refrigeration | Sealing | Strip Curtains - Freezers | College and University | New | CcoNgsd819 | 1 | 0.79333 | 6666.6667 | 0 | GSD | 4 | 1 | 1 | 1 | 1 | 1 | 1 | 1 | 1 | 1 | 1 | 1 | 1 | 400 | 0 | 2595.0617 | 0 | 0 | 0 | 1 | 0 | 0 | 1
819 | Refrigeration | Sealing | Strip Curtains - Freezers | Data Center | Existing | CdaEgsd819 | 1 | 0.81119 | 6993.007 | 0 | GSD | 4 | 1 | 1 | 1 | 1 | 1 | 1 | 1 | 1 | 1 | 1 | 1 | 1 | 419.5804 | 0 | 2722.0927 | 0 | 0 | 0 | 1 | 0 | 0 | 1
819 | Refrigeration | Sealing | Strip Curtains - Freezers | Data Center | New | CdaNgsd819 | 1 | 0.81119 | 6993.007 | 0 | GSD | 4 | 1 | 1 | 1 | 1 | 1 | 1 | 1 | 1 | 1 | 1 | 1 | 1 | 419.5804 | 0 | 2722.0927 | 0 | 0 | 0 | 1 | 0 | 0 | 1
819 | Refrigeration | Sealing | Strip Curtains - Freezers | Grocery | Existing | CgrEgsd819 | 1 | 0.79333 | 6666.6667 | 0 | GSD | 4 | 1 | 1 | 1 | 1 | 1 | 1 | 1 | 1 | 1 | 1 | 1 | 1 | 400 | 0 | 2595.0617 | 0 | 0 | 0 | 1 | 0 | 0 | 1
819 | Refrigeration | Sealing | Strip Curtains - Freezers | Grocery | New | CgrNgsd819 | 1 | 0.79333 | 6666.6667 | 0 | GSD | 4 | 1 | 1 | 1 | 1 | 1 | 1 | 1 | 1 | 1 | 1 | 1 | 1 | 400 | 0 | 2595.0617 | 0 | 0 | 0 | 1 | 0 | 0 | 1
819 | Refrigeration | Sealing | Strip Curtains - Freezers | Healthcare | Existing | CheEgsd819 | 1 | 0.79333 | 6666.6667 | 0 | GSD | 4 | 1 | 1 | 1 | 1 | 1 | 1 | 1 | 1 | 1 | 1 | 1 | 1 | 400 | 0 | 2595.0617 | 0 | 0 | 0 | 1 | 0 | 0 | 1
819 | Refrigeration | Sealing | Strip Curtains - Freezers | Healthcare | New | CheNgsd819 | 1 | 0.79333 | 6666.6667 | 0 | GSD | 4 | 1 | 1 | 1 | 1 | 1 | 1 | 1 | 1 | 1 | 1 | 1 | 1 | 400 | 0 | 2595.0617 | 0 | 0 | 0 | 1 | 0 | 0 | 1
819 | Refrigeration | Sealing | Strip Curtains - Freezers | Hospitals | Existing | ChoEgsd819 | 1 | 0.79333 | 6666.6667 | 0 | GSD | 4 | 1 | 1 | 1 | 1 | 1 | 1 | 1 | 1 | 1 | 1 | 1 | 1 | 400 | 0 | 2595.0617 | 0 | 0 | 0 | 1 | 0 | 0 | 1
819 | Refrigeration | Sealing | Strip Curtains - Freezers | Hospitals | New | ChoNgsd819 | 1 | 0.79333 | 6666.6667 | 0 | GSD | 4 | 1 | 1 | 1 | 1 | 1 | 1 | 1 | 1 | 1 | 1 | 1 | 1 | 400 | 0 | 2595.0617 | 0 | 0 | 0 | 1 | 0 | 0 | 1
819 | Refrigeration | Sealing | Strip Curtains - Freezers | Institutional | Existing | CinEgsd819 | 1 | 0.81119 | 6993.007 | 0 | GSD | 4 | 1 | 1 | 1 | 1 | 1 | 1 | 1 | 1 | 1 | 1 | 1 | 1 | 419.5804 | 0 | 2722.0927 | 0 | 0 | 0 | 1 | 0 | 0 | 1
819 | Refrigeration | Sealing | Strip Curtains - Freezers | Institutional | New | CinNgsd819 | 1 | 0.81119 | 6993.007 | 0 | GSD | 4 | 1 | 1 | 1 | 1 | 1 | 1 | 1 | 1 | 1 | 1 | 1 | 1 | 419.5804 | 0 | 2722.0927 | 0 | 0 | 0 | 1 | 0 | 0 | 1
819 | Refrigeration | Sealing | Strip Curtains - Freezers | Lodging/Hospitality | Existing | CloEgsd819 | 1 | 0.79333 | 6666.6667 | 0 | GSD | 4 | 1 | 1 | 1 | 1 | 1 | 1 | 1 | 1 | 1 | 1 | 1 | 1 | 400 | 0 | 2595.0617 | 0 | 0 | 0 | 1 | 0 | 0 | 1
819 | Refrigeration | Sealing | Strip Curtains - Freezers | Lodging/Hospitality | New | CloNgsd819 | 1 | 0.79333 | 6666.6667 | 0 | GSD | 4 | 1 | 1 | 1 | 1 | 1 | 1 | 1 | 1 | 1 | 1 | 1 | 1 | 400 | 0 | 2595.0617 | 0 | 0 | 0 | 1 | 0 | 0 | 1
819 | Refrigeration | Sealing | Strip Curtains - Freezers | Miscellaneous | Existing | CmiEgsd819 | 1 | 0.81119 | 6993.007 | 0 | GSD | 4 | 1 | 1 | 1 | 1 | 1 | 1 | 1 | 1 | 1 | 1 | 1 | 1 | 419.5804 | 0 | 2722.0927 | 0 | 0 | 0 | 1 | 0 | 0 | 1
819 | Refrigeration | Sealing | Strip Curtains - Freezers | Miscellaneous | New | CmiNgsd819 | 1 | 0.81119 | 6993.007 | 0 | GSD | 4 | 1 | 1 | 1 | 1 | 1 | 1 | 1 | 1 | 1 | 1 | 1 | 1 | 419.5804 | 0 | 2722.0927 | 0 | 0 | 0 | 1 | 0 | 0 | 1
819 | Refrigeration | Sealing | Strip Curtains - Freezers | Offices | Existing | CofEgsd819 | 1 | 0.81119 | 6993.007 | 0 | GSD | 4 | 1 | 1 | 1 | 1 | 1 | 1 | 1 | 1 | 1 | 1 | 1 | 1 | 419.5804 | 0 | 2722.0927 | 0 | 0 | 0 | 1 | 0 | 0 | 1
819 | Refrigeration | Sealing | Strip Curtains - Freezers | Offices | New | CofNgsd819 | 1 | 0.81119 | 6993.007 | 0 | GSD | 4 | 1 | 1 | 1 | 1 | 1 | 1 | 1 | 1 | 1 | 1 | 1 | 1 | 419.5804 | 0 | 2722.0927 | 0 | 0 | 0 | 1 | 0 | 0 | 1
819 | Refrigeration | Sealing | Strip Curtains - Freezers | Restaurants | Existing | CreEgsd819 | 1 | 0.80142 | 7092.1986 | 0 | GSD | 4 | 1 | 1 | 1 | 1 | 1 | 1 | 1 | 1 | 1 | 1 | 1 | 1 | 425.5319 | 0 | 2760.704 | 0 | 0 | 0 | 1 | 0 | 0 | 1
819 | Refrigeration | Sealing | Strip Curtains - Freezers | Restaurants | New | CreNgsd819 | 1 | 0.80142 | 7092.1986 | 0 | GSD | 4 | 1 | 1 | 1 | 1 | 1 | 1 | 1 | 1 | 1 | 1 | 1 | 1 | 425.5319 | 0 | 2760.704 | 0 | 0 | 0 | 1 | 0 | 0 | 1
819 | Refrigeration | Sealing | Strip Curtains - Freezers | Retail | Existing | CrtEgsd819 | 1 | 0.79333 | 6666.6667 | 0 | GSD | 4 | 1 | 1 | 1 | 1 | 1 | 1 | 1 | 1 | 1 | 1 | 1 | 1 | 400 | 0 | 2595.0617 | 0 | 0 | 0 | 1 | 0 | 0 | 1
819 | Refrigeration | Sealing | Strip Curtains - Freezers | Retail | New | CrtNgsd819 | 1 | 0.79333 | 6666.6667 | 0 | GSD | 4 | 1 | 1 | 1 | 1 | 1 | 1 | 1 | 1 | 1 | 1 | 1 | 1 | 400 | 0 | 2595.0617 | 0 | 0 | 0 | 1 | 0 | 0 | 1
819 | Refrigeration | Sealing | Strip Curtains - Freezers | Schools K-12 | Existing | CscEgsd819 | 1 | 0.81119 | 6993.007 | 0 | GSD | 4 | 1 | 1 | 1 | 1 | 1 | 1 | 1 | 1 | 1 | 1 | 1 | 1 | 419.5804 | 0 | 2722.0927 | 0 | 0 | 0 | 1 | 0 | 0 | 1
819 | Refrigeration | Sealing | Strip Curtains - Freezers | Schools K-12 | New | CscNgsd819 | 1 | 0.81119 | 6993.007 | 0 | GSD | 4 | 1 | 1 | 1 | 1 | 1 | 1 | 1 | 1 | 1 | 1 | 1 | 1 | 419.5804 | 0 | 2722.0927 | 0 | 0 | 0 | 1 | 0 | 0 | 1
819 | Refrigeration | Sealing | Strip Curtains - Freezers | Warehouse | Existing | CwaEgsd819 | 1 | 0.81119 | 6993.007 | 0 | GSD | 4 | 1 | 1 | 1 | 1 | 1 | 1 | 1 | 1 | 1 | 1 | 1 | 1 | 419.5804 | 0 | 2722.0927 | 0 | 0 | 0 | 1 | 0 | 0 | 1
819 | Refrigeration | Sealing | Strip Curtains - Freezers | Warehouse | New | CwaNgsd819 | 1 | 0.81119 | 6993.007 | 0 | GSD | 4 | 1 | 1 | 1 | 1 | 1 | 1 | 1 | 1 | 1 | 1 | 1 | 1 | 419.5804 | 0 | 2722.0927 | 0 | 0 | 0 | 1 | 0 | 0 | 1
820 | Refrigeration | Sealing | Strip Curtains - Refrigerators | Assembly | Existing | CasEgsd820 | 1 | 0.79333 | 6666.6667 | 0 | GSD | 4 | 1 | 1 | 1 | 1 | 1 | 1 | 1 | 1 | 1 | 1 | 1 | 1 | 400 | 0 | 3503.3333 | 0 | 0 | 0 | 1 | 0 | 0 | 1
820 | Refrigeration | Sealing | Strip Curtains - Refrigerators | Assembly | New | CasNgsd820 | 1 | 0.79333 | 6666.6667 | 0 | GSD | 4 | 1 | 1 | 1 | 1 | 1 | 1 | 1 | 1 | 1 | 1 | 1 | 1 | 400 | 0 | 3503.3333 | 0 | 0 | 0 | 1 | 0 | 0 | 1
820 | Refrigeration | Sealing | Strip Curtains - Refrigerators | College and University | Existing | CcoEgsd820 | 1 | 0.79333 | 6666.6667 | 0 | GSD | 4 | 1 | 1 | 1 | 1 | 1 | 1 | 1 | 1 | 1 | 1 | 1 | 1 | 400 | 0 | 3503.3333 | 0 | 0 | 0 | 1 | 0 | 0 | 1
820 | Refrigeration | Sealing | Strip Curtains - Refrigerators | College and University | New | CcoNgsd820 | 1 | 0.79333 | 6666.6667 | 0 | GSD | 4 | 1 | 1 | 1 | 1 | 1 | 1 | 1 | 1 | 1 | 1 | 1 | 1 | 400 | 0 | 3503.3333 | 0 | 0 | 0 | 1 | 0 | 0 | 1
820 | Refrigeration | Sealing | Strip Curtains - Refrigerators | Data Center | Existing | CdaEgsd820 | 1 | 0.81119 | 6993.007 | 0 | GSD | 4 | 1 | 1 | 1 | 1 | 1 | 1 | 1 | 1 | 1 | 1 | 1 | 1 | 419.5804 | 0 | 3674.8252 | 0 | 0 | 0 | 1 | 0 | 0 | 1
820 | Refrigeration | Sealing | Strip Curtains - Refrigerators | Data Center | New | CdaNgsd820 | 1 | 0.81119 | 6993.007 | 0 | GSD | 4 | 1 | 1 | 1 | 1 | 1 | 1 | 1 | 1 | 1 | 1 | 1 | 1 | 419.5804 | 0 | 3674.8252 | 0 | 0 | 0 | 1 | 0 | 0 | 1
820 | Refrigeration | Sealing | Strip Curtains - Refrigerators | Grocery | Existing | CgrEgsd820 | 1 | 0.79333 | 6666.6667 | 0 | GSD | 4 | 1 | 1 | 1 | 1 | 1 | 1 | 1 | 1 | 1 | 1 | 1 | 1 | 400 | 0 | 3503.3333 | 0 | 0 | 0 | 1 | 0 | 0 | 1
820 | Refrigeration | Sealing | Strip Curtains - Refrigerators | Grocery | New | CgrNgsd820 | 1 | 0.79333 | 6666.6667 | 0 | GSD | 4 | 1 | 1 | 1 | 1 | 1 | 1 | 1 | 1 | 1 | 1 | 1 | 1 | 400 | 0 | 3503.3333 | 0 | 0 | 0 | 1 | 0 | 0 | 1
820 | Refrigeration | Sealing | Strip Curtains - Refrigerators | Healthcare | Existing | CheEgsd820 | 1 | 0.79333 | 6666.6667 | 0 | GSD | 4 | 1 | 1 | 1 | 1 | 1 | 1 | 1 | 1 | 1 | 1 | 1 | 1 | 400 | 0 | 3503.3333 | 0 | 0 | 0 | 1 | 0 | 0 | 1
820 | Refrigeration | Sealing | Strip Curtains - Refrigerators | Healthcare | New | CheNgsd820 | 1 | 0.79333 | 6666.6667 | 0 | GSD | 4 | 1 | 1 | 1 | 1 | 1 | 1 | 1 | 1 | 1 | 1 | 1 | 1 | 400 | 0 | 3503.3333 | 0 | 0 | 0 | 1 | 0 | 0 | 1
820 | Refrigeration | Sealing | Strip Curtains - Refrigerators | Hospitals | Existing | ChoEgsd820 | 1 | 0.79333 | 6666.6667 | 0 | GSD | 4 | 1 | 1 | 1 | 1 | 1 | 1 | 1 | 1 | 1 | 1 | 1 | 1 | 400 | 0 | 3503.3333 | 0 | 0 | 0 | 1 | 0 | 0 | 1
820 | Refrigeration | Sealing | Strip Curtains - Refrigerators | Hospitals | New | ChoNgsd820 | 1 | 0.79333 | 6666.6667 | 0 | GSD | 4 | 1 | 1 | 1 | 1 | 1 | 1 | 1 | 1 | 1 | 1 | 1 | 1 | 400 | 0 | 3503.3333 | 0 | 0 | 0 | 1 | 0 | 0 | 1
820 | Refrigeration | Sealing | Strip Curtains - Refrigerators | Institutional | Existing | CinEgsd820 | 1 | 0.81119 | 6993.007 | 0 | GSD | 4 | 1 | 1 | 1 | 1 | 1 | 1 | 1 | 1 | 1 | 1 | 1 | 1 | 419.5804 | 0 | 3674.8252 | 0 | 0 | 0 | 1 | 0 | 0 | 1
820 | Refrigeration | Sealing | Strip Curtains - Refrigerators | Institutional | New | CinNgsd820 | 1 | 0.81119 | 6993.007 | 0 | GSD | 4 | 1 | 1 | 1 | 1 | 1 | 1 | 1 | 1 | 1 | 1 | 1 | 1 | 419.5804 | 0 | 3674.8252 | 0 | 0 | 0 | 1 | 0 | 0 | 1
820 | Refrigeration | Sealing | Strip Curtains - Refrigerators | Lodging/Hospitality | Existing | CloEgsd820 | 1 | 0.79333 | 6666.6667 | 0 | GSD | 4 | 1 | 1 | 1 | 1 | 1 | 1 | 1 | 1 | 1 | 1 | 1 | 1 | 400 | 0 | 3503.3333 | 0 | 0 | 0 | 1 | 0 | 0 | 1
820 | Refrigeration | Sealing | Strip Curtains - Refrigerators | Lodging/Hospitality | New | CloNgsd820 | 1 | 0.79333 | 6666.6667 | 0 | GSD | 4 | 1 | 1 | 1 | 1 | 1 | 1 | 1 | 1 | 1 | 1 | 1 | 1 | 400 | 0 | 3503.3333 | 0 | 0 | 0 | 1 | 0 | 0 | 1
820 | Refrigeration | Sealing | Strip Curtains - Refrigerators | Miscellaneous | Existing | CmiEgsd820 | 1 | 0.81119 | 6993.007 | 0 | GSD | 4 | 1 | 1 | 1 | 1 | 1 | 1 | 1 | 1 | 1 | 1 | 1 | 1 | 419.5804 | 0 | 3674.8252 | 0 | 0 | 0 | 1 | 0 | 0 | 1
820 | Refrigeration | Sealing | Strip Curtains - Refrigerators | Miscellaneous | New | CmiNgsd820 | 1 | 0.81119 | 6993.007 | 0 | GSD | 4 | 1 | 1 | 1 | 1 | 1 | 1 | 1 | 1 | 1 | 1 | 1 | 1 | 419.5804 | 0 | 3674.8252 | 0 | 0 | 0 | 1 | 0 | 0 | 1
820 | Refrigeration | Sealing | Strip Curtains - Refrigerators | Offices | Existing | CofEgsd820 | 1 | 0.81119 | 6993.007 | 0 | GSD | 4 | 1 | 1 | 1 | 1 | 1 | 1 | 1 | 1 | 1 | 1 | 1 | 1 | 419.5804 | 0 | 3674.8252 | 0 | 0 | 0 | 1 | 0 | 0 | 1
820 | Refrigeration | Sealing | Strip Curtains - Refrigerators | Offices | New | CofNgsd820 | 1 | 0.81119 | 6993.007 | 0 | GSD | 4 | 1 | 1 | 1 | 1 | 1 | 1 | 1 | 1 | 1 | 1 | 1 | 1 | 419.5804 | 0 | 3674.8252 | 0 | 0 | 0 | 1 | 0 | 0 | 1
820 | Refrigeration | Sealing | Strip Curtains - Refrigerators | Restaurants | Existing | CreEgsd820 | 1 | 0.80142 | 7092.1986 | 0 | GSD | 4 | 1 | 1 | 1 | 1 | 1 | 1 | 1 | 1 | 1 | 1 | 1 | 1 | 425.5319 | 0 | 3726.9504 | 0 | 0 | 0 | 1 | 0 | 0 | 1
820 | Refrigeration | Sealing | Strip Curtains - Refrigerators | Restaurants | New | CreNgsd820 | 1 | 0.80142 | 7092.1986 | 0 | GSD | 4 | 1 | 1 | 1 | 1 | 1 | 1 | 1 | 1 | 1 | 1 | 1 | 1 | 425.5319 | 0 | 3726.9504 | 0 | 0 | 0 | 1 | 0 | 0 | 1
820 | Refrigeration | Sealing | Strip Curtains - Refrigerators | Retail | Existing | CrtEgsd820 | 1 | 0.79333 | 6666.6667 | 0 | GSD | 4 | 1 | 1 | 1 | 1 | 1 | 1 | 1 | 1 | 1 | 1 | 1 | 1 | 400 | 0 | 3503.3333 | 0 | 0 | 0 | 1 | 0 | 0 | 1
820 | Refrigeration | Sealing | Strip Curtains - Refrigerators | Retail | New | CrtNgsd820 | 1 | 0.79333 | 6666.6667 | 0 | GSD | 4 | 1 | 1 | 1 | 1 | 1 | 1 | 1 | 1 | 1 | 1 | 1 | 1 | 400 | 0 | 3503.3333 | 0 | 0 | 0 | 1 | 0 | 0 | 1
820 | Refrigeration | Sealing | Strip Curtains - Refrigerators | Schools K-12 | Existing | CscEgsd820 | 1 | 0.81119 | 6993.007 | 0 | GSD | 4 | 1 | 1 | 1 | 1 | 1 | 1 | 1 | 1 | 1 | 1 | 1 | 1 | 419.5804 | 0 | 3674.8252 | 0 | 0 | 0 | 1 | 0 | 0 | 1
820 | Refrigeration | Sealing | Strip Curtains - Refrigerators | Schools K-12 | New | CscNgsd820 | 1 | 0.81119 | 6993.007 | 0 | GSD | 4 | 1 | 1 | 1 | 1 | 1 | 1 | 1 | 1 | 1 | 1 | 1 | 1 | 419.5804 | 0 | 3674.8252 | 0 | 0 | 0 | 1 | 0 | 0 | 1
820 | Refrigeration | Sealing | Strip Curtains - Refrigerators | Warehouse | Existing | CwaEgsd820 | 1 | 0.81119 | 6993.007 | 0 | GSD | 4 | 1 | 1 | 1 | 1 | 1 | 1 | 1 | 1 | 1 | 1 | 1 | 1 | 419.5804 | 0 | 3674.8252 | 0 | 0 | 0 | 1 | 0 | 0 | 1
820 | Refrigeration | Sealing | Strip Curtains - Refrigerators | Warehouse | New | CwaNgsd820 | 1 | 0.81119 | 6993.007 | 0 | GSD | 4 | 1 | 1 | 1 | 1 | 1 | 1 | 1 | 1 | 1 | 1 | 1 | 1 | 419.5804 | 0 | 3674.8252 | 0 | 0 | 0 | 1 | 0 | 0 | 1
821 | Refrigeration | Unit | Energy Star Commercial Glass Door Freezer | Assembly | Turnover | CasTgsd821 | 1 | 0.79333 | 6666.6667 | 0 | GSD | 12 | 1 | 1 | 1 | 1 | 1 | 1 | 1 | 1 | 1 | 1 | 1 | 1 | 400 | 0 | 1634.8306 | 0 | 0 | 0 | 1 | 0 | 0 | 1
821 | Refrigeration | Unit | Energy Star Commercial Glass Door Freezer | Assembly | New | CasNgsd821 | 1 | 0.79333 | 6666.6667 | 0 | GSD | 12 | 1 | 1 | 1 | 1 | 1 | 1 | 1 | 1 | 1 | 1 | 1 | 1 | 400 | 0 | 1634.8306 | 0 | 0 | 0 | 1 | 0 | 0 | 1
821 | Refrigeration | Unit | Energy Star Commercial Glass Door Freezer | College and University | Turnover | CcoTgsd821 | 1 | 0.79333 | 6666.6667 | 0 | GSD | 12 | 1 | 1 | 1 | 1 | 1 | 1 | 1 | 1 | 1 | 1 | 1 | 1 | 400 | 0 | 1634.8306 | 0 | 0 | 0 | 1 | 0 | 0 | 1
821 | Refrigeration | Unit | Energy Star Commercial Glass Door Freezer | College and University | New | CcoNgsd821 | 1 | 0.79333 | 6666.6667 | 0 | GSD | 12 | 1 | 1 | 1 | 1 | 1 | 1 | 1 | 1 | 1 | 1 | 1 | 1 | 400 | 0 | 1634.8306 | 0 | 0 | 0 | 1 | 0 | 0 | 1
821 | Refrigeration | Unit | Energy Star Commercial Glass Door Freezer | Data Center | Turnover | CdaTgsd821 | 1 | 0.81119 | 6993.007 | 0 | GSD | 12 | 1 | 1 | 1 | 1 | 1 | 1 | 1 | 1 | 1 | 1 | 1 | 1 | 419.5804 | 0 | 1714.8573 | 0 | 0 | 0 | 1 | 0 | 0 | 1
821 | Refrigeration | Unit | Energy Star Commercial Glass Door Freezer | Data Center | New | CdaNgsd821 | 1 | 0.81119 | 6993.007 | 0 | GSD | 12 | 1 | 1 | 1 | 1 | 1 | 1 | 1 | 1 | 1 | 1 | 1 | 1 | 419.5804 | 0 | 1714.8573 | 0 | 0 | 0 | 1 | 0 | 0 | 1
821 | Refrigeration | Unit | Energy Star Commercial Glass Door Freezer | Grocery | Turnover | CgrTgsd821 | 1 | 0.79333 | 6666.6667 | 0 | GSD | 12 | 1 | 1 | 1 | 1 | 1 | 1 | 1 | 1 | 1 | 1 | 1 | 1 | 400 | 0 | 1634.8306 | 0 | 0 | 0 | 1 | 0 | 0 | 1
821 | Refrigeration | Unit | Energy Star Commercial Glass Door Freezer | Grocery | New | CgrNgsd821 | 1 | 0.79333 | 6666.6667 | 0 | GSD | 12 | 1 | 1 | 1 | 1 | 1 | 1 | 1 | 1 | 1 | 1 | 1 | 1 | 400 | 0 | 1634.8306 | 0 | 0 | 0 | 1 | 0 | 0 | 1
821 | Refrigeration | Unit | Energy Star Commercial Glass Door Freezer | Healthcare | Turnover | CheTgsd821 | 1 | 0.79333 | 6666.6667 | 0 | GSD | 12 | 1 | 1 | 1 | 1 | 1 | 1 | 1 | 1 | 1 | 1 | 1 | 1 | 400 | 0 | 1634.8306 | 0 | 0 | 0 | 1 | 0 | 0 | 1
821 | Refrigeration | Unit | Energy Star Commercial Glass Door Freezer | Healthcare | New | CheNgsd821 | 1 | 0.79333 | 6666.6667 | 0 | GSD | 12 | 1 | 1 | 1 | 1 | 1 | 1 | 1 | 1 | 1 | 1 | 1 | 1 | 400 | 0 | 1634.8306 | 0 | 0 | 0 | 1 | 0 | 0 | 1
821 | Refrigeration | Unit | Energy Star Commercial Glass Door Freezer | Hospitals | Turnover | ChoTgsd821 | 1 | 0.79333 | 6666.6667 | 0 | GSD | 12 | 1 | 1 | 1 | 1 | 1 | 1 | 1 | 1 | 1 | 1 | 1 | 1 | 400 | 0 | 1634.8306 | 0 | 0 | 0 | 1 | 0 | 0 | 1
821 | Refrigeration | Unit | Energy Star Commercial Glass Door Freezer | Hospitals | New | ChoNgsd821 | 1 | 0.79333 | 6666.6667 | 0 | GSD | 12 | 1 | 1 | 1 | 1 | 1 | 1 | 1 | 1 | 1 | 1 | 1 | 1 | 400 | 0 | 1634.8306 | 0 | 0 | 0 | 1 | 0 | 0 | 1
821 | Refrigeration | Unit | Energy Star Commercial Glass Door Freezer | Institutional | Turnover | CinTgsd821 | 1 | 0.81119 | 6993.007 | 0 | GSD | 12 | 1 | 1 | 1 | 1 | 1 | 1 | 1 | 1 | 1 | 1 | 1 | 1 | 419.5804 | 0 | 1714.8573 | 0 | 0 | 0 | 1 | 0 | 0 | 1
821 | Refrigeration | Unit | Energy Star Commercial Glass Door Freezer | Institutional | New | CinNgsd821 | 1 | 0.81119 | 6993.007 | 0 | GSD | 12 | 1 | 1 | 1 | 1 | 1 | 1 | 1 | 1 | 1 | 1 | 1 | 1 | 419.5804 | 0 | 1714.8573 | 0 | 0 | 0 | 1 | 0 | 0 | 1
821 | Refrigeration | Unit | Energy Star Commercial Glass Door Freezer | Lodging/Hospitality | Turnover | CloTgsd821 | 1 | 0.79333 | 6666.6667 | 0 | GSD | 12 | 1 | 1 | 1 | 1 | 1 | 1 | 1 | 1 | 1 | 1 | 1 | 1 | 400 | 0 | 1634.8306 | 0 | 0 | 0 | 1 | 0 | 0 | 1
821 | Refrigeration | Unit | Energy Star Commercial Glass Door Freezer | Lodging/Hospitality | New | CloNgsd821 | 1 | 0.79333 | 6666.6667 | 0 | GSD | 12 | 1 | 1 | 1 | 1 | 1 | 1 | 1 | 1 | 1 | 1 | 1 | 1 | 400 | 0 | 1634.8306 | 0 | 0 | 0 | 1 | 0 | 0 | 1
821 | Refrigeration | Unit | Energy Star Commercial Glass Door Freezer | Miscellaneous | Turnover | CmiTgsd821 | 1 | 0.81119 | 6993.007 | 0 | GSD | 12 | 1 | 1 | 1 | 1 | 1 | 1 | 1 | 1 | 1 | 1 | 1 | 1 | 419.5804 | 0 | 1714.8573 | 0 | 0 | 0 | 1 | 0 | 0 | 1
821 | Refrigeration | Unit | Energy Star Commercial Glass Door Freezer | Miscellaneous | New | CmiNgsd821 | 1 | 0.81119 | 6993.007 | 0 | GSD | 12 | 1 | 1 | 1 | 1 | 1 | 1 | 1 | 1 | 1 | 1 | 1 | 1 | 419.5804 | 0 | 1714.8573 | 0 | 0 | 0 | 1 | 0 | 0 | 1
821 | Refrigeration | Unit | Energy Star Commercial Glass Door Freezer | Offices | Turnover | CofTgsd821 | 1 | 0.81119 | 6993.007 | 0 | GSD | 12 | 1 | 1 | 1 | 1 | 1 | 1 | 1 | 1 | 1 | 1 | 1 | 1 | 419.5804 | 0 | 1714.8573 | 0 | 0 | 0 | 1 | 0 | 0 | 1
821 | Refrigeration | Unit | Energy Star Commercial Glass Door Freezer | Offices | New | CofNgsd821 | 1 | 0.81119 | 6993.007 | 0 | GSD | 12 | 1 | 1 | 1 | 1 | 1 | 1 | 1 | 1 | 1 | 1 | 1 | 1 | 419.5804 | 0 | 1714.8573 | 0 | 0 | 0 | 1 | 0 | 0 | 1
821 | Refrigeration | Unit | Energy Star Commercial Glass Door Freezer | Restaurants | Turnover | CreTgsd821 | 1 | 0.80142 | 7092.1986 | 0 | GSD | 12 | 1 | 1 | 1 | 1 | 1 | 1 | 1 | 1 | 1 | 1 | 1 | 1 | 425.5319 | 0 | 1739.1815 | 0 | 0 | 0 | 1 | 0 | 0 | 1
821 | Refrigeration | Unit | Energy Star Commercial Glass Door Freezer | Restaurants | New | CreNgsd821 | 1 | 0.80142 | 7092.1986 | 0 | GSD | 12 | 1 | 1 | 1 | 1 | 1 | 1 | 1 | 1 | 1 | 1 | 1 | 1 | 425.5319 | 0 | 1739.1815 | 0 | 0 | 0 | 1 | 0 | 0 | 1
821 | Refrigeration | Unit | Energy Star Commercial Glass Door Freezer | Retail | Turnover | CrtTgsd821 | 1 | 0.79333 | 6666.6667 | 0 | GSD | 12 | 1 | 1 | 1 | 1 | 1 | 1 | 1 | 1 | 1 | 1 | 1 | 1 | 400 | 0 | 1634.8306 | 0 | 0 | 0 | 1 | 0 | 0 | 1
821 | Refrigeration | Unit | Energy Star Commercial Glass Door Freezer | Retail | New | CrtNgsd821 | 1 | 0.79333 | 6666.6667 | 0 | GSD | 12 | 1 | 1 | 1 | 1 | 1 | 1 | 1 | 1 | 1 | 1 | 1 | 1 | 400 | 0 | 1634.8306 | 0 | 0 | 0 | 1 | 0 | 0 | 1
821 | Refrigeration | Unit | Energy Star Commercial Glass Door Freezer | Schools K-12 | Turnover | CscTgsd821 | 1 | 0.81119 | 6993.007 | 0 | GSD | 12 | 1 | 1 | 1 | 1 | 1 | 1 | 1 | 1 | 1 | 1 | 1 | 1 | 419.5804 | 0 | 1714.8573 | 0 | 0 | 0 | 1 | 0 | 0 | 1
821 | Refrigeration | Unit | Energy Star Commercial Glass Door Freezer | Schools K-12 | New | CscNgsd821 | 1 | 0.81119 | 6993.007 | 0 | GSD | 12 | 1 | 1 | 1 | 1 | 1 | 1 | 1 | 1 | 1 | 1 | 1 | 1 | 419.5804 | 0 | 1714.8573 | 0 | 0 | 0 | 1 | 0 | 0 | 1
821 | Refrigeration | Unit | Energy Star Commercial Glass Door Freezer | Warehouse | Turnover | CwaTgsd821 | 1 | 0.81119 | 6993.007 | 0 | GSD | 12 | 1 | 1 | 1 | 1 | 1 | 1 | 1 | 1 | 1 | 1 | 1 | 1 | 419.5804 | 0 | 1714.8573 | 0 | 0 | 0 | 1 | 0 | 0 | 1
821 | Refrigeration | Unit | Energy Star Commercial Glass Door Freezer | Warehouse | New | CwaNgsd821 | 1 | 0.81119 | 6993.007 | 0 | GSD | 12 | 1 | 1 | 1 | 1 | 1 | 1 | 1 | 1 | 1 | 1 | 1 | 1 | 419.5804 | 0 | 1714.8573 | 0 | 0 | 0 | 1 | 0 | 0 | 1
822 | Refrigeration | Unit | Energy Star Commercial Glass Door Refrigerator | Assembly | Turnover | CasTgsd822 | 1 | 0.79333 | 6666.6667 | 0 | GSD | 12 | 1 | 1 | 1 | 1 | 1 | 1 | 1 | 1 | 1 | 1 | 1 | 1 | 400 | 0 | 6786.9102 | 0 | 0 | 0 | 1 | 0 | 0 | 1
822 | Refrigeration | Unit | Energy Star Commercial Glass Door Refrigerator | Assembly | New | CasNgsd822 | 1 | 0.79333 | 6666.6667 | 0 | GSD | 12 | 1 | 1 | 1 | 1 | 1 | 1 | 1 | 1 | 1 | 1 | 1 | 1 | 400 | 0 | 6786.9102 | 0 | 0 | 0 | 1 | 0 | 0 | 1
822 | Refrigeration | Unit | Energy Star Commercial Glass Door Refrigerator | College and University | Turnover | CcoTgsd822 | 1 | 0.79333 | 6666.6667 | 0 | GSD | 12 | 1 | 1 | 1 | 1 | 1 | 1 | 1 | 1 | 1 | 1 | 1 | 1 | 400 | 0 | 6786.9102 | 0 | 0 | 0 | 1 | 0 | 0 | 1
822 | Refrigeration | Unit | Energy Star Commercial Glass Door Refrigerator | College and University | New | CcoNgsd822 | 1 | 0.79333 | 6666.6667 | 0 | GSD | 12 | 1 | 1 | 1 | 1 | 1 | 1 | 1 | 1 | 1 | 1 | 1 | 1 | 400 | 0 | 6786.9102 | 0 | 0 | 0 | 1 | 0 | 0 | 1
822 | Refrigeration | Unit | Energy Star Commercial Glass Door Refrigerator | Data Center | Turnover | CdaTgsd822 | 1 | 0.81119 | 6993.007 | 0 | GSD | 12 | 1 | 1 | 1 | 1 | 1 | 1 | 1 | 1 | 1 | 1 | 1 | 1 | 419.5804 | 0 | 7119.1366 | 0 | 0 | 0 | 1 | 0 | 0 | 1
822 | Refrigeration | Unit | Energy Star Commercial Glass Door Refrigerator | Data Center | New | CdaNgsd822 | 1 | 0.81119 | 6993.007 | 0 | GSD | 12 | 1 | 1 | 1 | 1 | 1 | 1 | 1 | 1 | 1 | 1 | 1 | 1 | 419.5804 | 0 | 7119.1366 | 0 | 0 | 0 | 1 | 0 | 0 | 1
822 | Refrigeration | Unit | Energy Star Commercial Glass Door Refrigerator | Grocery | Turnover | CgrTgsd822 | 1 | 0.79333 | 6666.6667 | 0 | GSD | 12 | 1 | 1 | 1 | 1 | 1 | 1 | 1 | 1 | 1 | 1 | 1 | 1 | 400 | 0 | 6786.9102 | 0 | 0 | 0 | 1 | 0 | 0 | 1
822 | Refrigeration | Unit | Energy Star Commercial Glass Door Refrigerator | Grocery | New | CgrNgsd822 | 1 | 0.79333 | 6666.6667 | 0 | GSD | 12 | 1 | 1 | 1 | 1 | 1 | 1 | 1 | 1 | 1 | 1 | 1 | 1 | 400 | 0 | 6786.9102 | 0 | 0 | 0 | 1 | 0 | 0 | 1
822 | Refrigeration | Unit | Energy Star Commercial Glass Door Refrigerator | Healthcare | Turnover | CheTgsd822 | 1 | 0.79333 | 6666.6667 | 0 | GSD | 12 | 1 | 1 | 1 | 1 | 1 | 1 | 1 | 1 | 1 | 1 | 1 | 1 | 400 | 0 | 6786.9102 | 0 | 0 | 0 | 1 | 0 | 0 | 1
822 | Refrigeration | Unit | Energy Star Commercial Glass Door Refrigerator | Healthcare | New | CheNgsd822 | 1 | 0.79333 | 6666.6667 | 0 | GSD | 12 | 1 | 1 | 1 | 1 | 1 | 1 | 1 | 1 | 1 | 1 | 1 | 1 | 400 | 0 | 6786.9102 | 0 | 0 | 0 | 1 | 0 | 0 | 1
822 | Refrigeration | Unit | Energy Star Commercial Glass Door Refrigerator | Hospitals | Turnover | ChoTgsd822 | 1 | 0.79333 | 6666.6667 | 0 | GSD | 12 | 1 | 1 | 1 | 1 | 1 | 1 | 1 | 1 | 1 | 1 | 1 | 1 | 400 | 0 | 6786.9102 | 0 | 0 | 0 | 1 | 0 | 0 | 1
822 | Refrigeration | Unit | Energy Star Commercial Glass Door Refrigerator | Hospitals | New | ChoNgsd822 | 1 | 0.79333 | 6666.6667 | 0 | GSD | 12 | 1 | 1 | 1 | 1 | 1 | 1 | 1 | 1 | 1 | 1 | 1 | 1 | 400 | 0 | 6786.9102 | 0 | 0 | 0 | 1 | 0 | 0 | 1
822 | Refrigeration | Unit | Energy Star Commercial Glass Door Refrigerator | Institutional | Turnover | CinTgsd822 | 1 | 0.81119 | 6993.007 | 0 | GSD | 12 | 1 | 1 | 1 | 1 | 1 | 1 | 1 | 1 | 1 | 1 | 1 | 1 | 419.5804 | 0 | 7119.1366 | 0 | 0 | 0 | 1 | 0 | 0 | 1
822 | Refrigeration | Unit | Energy Star Commercial Glass Door Refrigerator | Institutional | New | CinNgsd822 | 1 | 0.81119 | 6993.007 | 0 | GSD | 12 | 1 | 1 | 1 | 1 | 1 | 1 | 1 | 1 | 1 | 1 | 1 | 1 | 419.5804 | 0 | 7119.1366 | 0 | 0 | 0 | 1 | 0 | 0 | 1
822 | Refrigeration | Unit | Energy Star Commercial Glass Door Refrigerator | Lodging/Hospitality | Turnover | CloTgsd822 | 1 | 0.79333 | 6666.6667 | 0 | GSD | 12 | 1 | 1 | 1 | 1 | 1 | 1 | 1 | 1 | 1 | 1 | 1 | 1 | 400 | 0 | 6786.9102 | 0 | 0 | 0 | 1 | 0 | 0 | 1
822 | Refrigeration | Unit | Energy Star Commercial Glass Door Refrigerator | Lodging/Hospitality | New | CloNgsd822 | 1 | 0.79333 | 6666.6667 | 0 | GSD | 12 | 1 | 1 | 1 | 1 | 1 | 1 | 1 | 1 | 1 | 1 | 1 | 1 | 400 | 0 | 6786.9102 | 0 | 0 | 0 | 1 | 0 | 0 | 1
822 | Refrigeration | Unit | Energy Star Commercial Glass Door Refrigerator | Miscellaneous | Turnover | CmiTgsd822 | 1 | 0.81119 | 6993.007 | 0 | GSD | 12 | 1 | 1 | 1 | 1 | 1 | 1 | 1 | 1 | 1 | 1 | 1 | 1 | 419.5804 | 0 | 7119.1366 | 0 | 0 | 0 | 1 | 0 | 0 | 1
822 | Refrigeration | Unit | Energy Star Commercial Glass Door Refrigerator | Miscellaneous | New | CmiNgsd822 | 1 | 0.81119 | 6993.007 | 0 | GSD | 12 | 1 | 1 | 1 | 1 | 1 | 1 | 1 | 1 | 1 | 1 | 1 | 1 | 419.5804 | 0 | 7119.1366 | 0 | 0 | 0 | 1 | 0 | 0 | 1
822 | Refrigeration | Unit | Energy Star Commercial Glass Door Refrigerator | Offices | Turnover | CofTgsd822 | 1 | 0.81119 | 6993.007 | 0 | GSD | 12 | 1 | 1 | 1 | 1 | 1 | 1 | 1 | 1 | 1 | 1 | 1 | 1 | 419.5804 | 0 | 7119.1366 | 0 | 0 | 0 | 1 | 0 | 0 | 1
822 | Refrigeration | Unit | Energy Star Commercial Glass Door Refrigerator | Offices | New | CofNgsd822 | 1 | 0.81119 | 6993.007 | 0 | GSD | 12 | 1 | 1 | 1 | 1 | 1 | 1 | 1 | 1 | 1 | 1 | 1 | 1 | 419.5804 | 0 | 7119.1366 | 0 | 0 | 0 | 1 | 0 | 0 | 1
822 | Refrigeration | Unit | Energy Star Commercial Glass Door Refrigerator | Restaurants | Turnover | CreTgsd822 | 1 | 0.80142 | 7092.1986 | 0 | GSD | 12 | 1 | 1 | 1 | 1 | 1 | 1 | 1 | 1 | 1 | 1 | 1 | 1 | 425.5319 | 0 | 7220.1172 | 0 | 0 | 0 | 1 | 0 | 0 | 1
822 | Refrigeration | Unit | Energy Star Commercial Glass Door Refrigerator | Restaurants | New | CreNgsd822 | 1 | 0.80142 | 7092.1986 | 0 | GSD | 12 | 1 | 1 | 1 | 1 | 1 | 1 | 1 | 1 | 1 | 1 | 1 | 1 | 425.5319 | 0 | 7220.1172 | 0 | 0 | 0 | 1 | 0 | 0 | 1
822 | Refrigeration | Unit | Energy Star Commercial Glass Door Refrigerator | Retail | Turnover | CrtTgsd822 | 1 | 0.79333 | 6666.6667 | 0 | GSD | 12 | 1 | 1 | 1 | 1 | 1 | 1 | 1 | 1 | 1 | 1 | 1 | 1 | 400 | 0 | 6786.9102 | 0 | 0 | 0 | 1 | 0 | 0 | 1
822 | Refrigeration | Unit | Energy Star Commercial Glass Door Refrigerator | Retail | New | CrtNgsd822 | 1 | 0.79333 | 6666.6667 | 0 | GSD | 12 | 1 | 1 | 1 | 1 | 1 | 1 | 1 | 1 | 1 | 1 | 1 | 1 | 400 | 0 | 6786.9102 | 0 | 0 | 0 | 1 | 0 | 0 | 1
822 | Refrigeration | Unit | Energy Star Commercial Glass Door Refrigerator | Schools K-12 | Turnover | CscTgsd822 | 1 | 0.81119 | 6993.007 | 0 | GSD | 12 | 1 | 1 | 1 | 1 | 1 | 1 | 1 | 1 | 1 | 1 | 1 | 1 | 419.5804 | 0 | 7119.1366 | 0 | 0 | 0 | 1 | 0 | 0 | 1
822 | Refrigeration | Unit | Energy Star Commercial Glass Door Refrigerator | Schools K-12 | New | CscNgsd822 | 1 | 0.81119 | 6993.007 | 0 | GSD | 12 | 1 | 1 | 1 | 1 | 1 | 1 | 1 | 1 | 1 | 1 | 1 | 1 | 419.5804 | 0 | 7119.1366 | 0 | 0 | 0 | 1 | 0 | 0 | 1
822 | Refrigeration | Unit | Energy Star Commercial Glass Door Refrigerator | Warehouse | Turnover | CwaTgsd822 | 1 | 0.81119 | 6993.007 | 0 | GSD | 12 | 1 | 1 | 1 | 1 | 1 | 1 | 1 | 1 | 1 | 1 | 1 | 1 | 419.5804 | 0 | 7119.1366 | 0 | 0 | 0 | 1 | 0 | 0 | 1
822 | Refrigeration | Unit | Energy Star Commercial Glass Door Refrigerator | Warehouse | New | CwaNgsd822 | 1 | 0.81119 | 6993.007 | 0 | GSD | 12 | 1 | 1 | 1 | 1 | 1 | 1 | 1 | 1 | 1 | 1 | 1 | 1 | 419.5804 | 0 | 7119.1366 | 0 | 0 | 0 | 1 | 0 | 0 | 1
823 | Refrigeration | Unit | Energy Star Commercial Solid Door Freezer | Assembly | Turnover | CasTgsd823 | 1 | 0.79333 | 6666.6667 | 0 | GSD | 12 | 0.57723 | 0.60437 | 0.83705 | 1.097 | 1.2026 | 1.2026 | 1.289 | 1.2891 | 1.2453 | 1.1192 | 0.77553 | 0.85362 | 400 | 0 | 3448.7482 | 0 | 0 | 0 | 1 | 0 | 0 | 1.0077
823 | Refrigeration | Unit | Energy Star Commercial Solid Door Freezer | Assembly | New | CasNgsd823 | 1 | 0.79333 | 6666.6667 | 0 | GSD | 12 | 0.57723 | 0.60437 | 0.83705 | 1.097 | 1.2026 | 1.2026 | 1.289 | 1.2891 | 1.2453 | 1.1192 | 0.77553 | 0.85362 | 400 | 0 | 3448.7482 | 0 | 0 | 0 | 1 | 0 | 0 | 1.0077
823 | Refrigeration | Unit | Energy Star Commercial Solid Door Freezer | College and University | Turnover | CcoTgsd823 | 1 | 0.79333 | 6666.6667 | 0 | GSD | 12 | 0.57723 | 0.60437 | 0.83705 | 1.097 | 1.2026 | 1.2026 | 1.289 | 1.2891 | 1.2453 | 1.1192 | 0.77553 | 0.85362 | 400 | 0 | 3448.7482 | 0 | 0 | 0 | 1 | 0 | 0 | 1.0077
823 | Refrigeration | Unit | Energy Star Commercial Solid Door Freezer | College and University | New | CcoNgsd823 | 1 | 0.79333 | 6666.6667 | 0 | GSD | 12 | 0.57723 | 0.60437 | 0.83705 | 1.097 | 1.2026 | 1.2026 | 1.289 | 1.2891 | 1.2453 | 1.1192 | 0.77553 | 0.85362 | 400 | 0 | 3448.7482 | 0 | 0 | 0 | 1 | 0 | 0 | 1.0077
823 | Refrigeration | Unit | Energy Star Commercial Solid Door Freezer | Data Center | Turnover | CdaTgsd823 | 1 | 0.81119 | 6993.007 | 0 | GSD | 12 | 0.57723 | 0.60437 | 0.83705 | 1.097 | 1.2026 | 1.2026 | 1.289 | 1.2891 | 1.2453 | 1.1192 | 0.77553 | 0.85362 | 419.5804 | 0 | 3617.5681 | 0 | 0 | 0 | 1 | 0 | 0 | 1.0077
823 | Refrigeration | Unit | Energy Star Commercial Solid Door Freezer | Data Center | New | CdaNgsd823 | 1 | 0.81119 | 6993.007 | 0 | GSD | 12 | 0.57723 | 0.60437 | 0.83705 | 1.097 | 1.2026 | 1.2026 | 1.289 | 1.2891 | 1.2453 | 1.1192 | 0.77553 | 0.85362 | 419.5804 | 0 | 3617.5681 | 0 | 0 | 0 | 1 | 0 | 0 | 1.0077
823 | Refrigeration | Unit | Energy Star Commercial Solid Door Freezer | Grocery | Turnover | CgrTgsd823 | 1 | 0.79333 | 6666.6667 | 0 | GSD | 12 | 0.57723 | 0.60437 | 0.83705 | 1.097 | 1.2026 | 1.2026 | 1.289 | 1.2891 | 1.2453 | 1.1192 | 0.77553 | 0.85362 | 400 | 0 | 3448.7482 | 0 | 0 | 0 | 1 | 0 | 0 | 1.0077
823 | Refrigeration | Unit | Energy Star Commercial Solid Door Freezer | Grocery | New | CgrNgsd823 | 1 | 0.79333 | 6666.6667 | 0 | GSD | 12 | 0.57723 | 0.60437 | 0.83705 | 1.097 | 1.2026 | 1.2026 | 1.289 | 1.2891 | 1.2453 | 1.1192 | 0.77553 | 0.85362 | 400 | 0 | 3448.7482 | 0 | 0 | 0 | 1 | 0 | 0 | 1.0077
823 | Refrigeration | Unit | Energy Star Commercial Solid Door Freezer | Healthcare | Turnover | CheTgsd823 | 1 | 0.79333 | 6666.6667 | 0 | GSD | 12 | 0.57723 | 0.60437 | 0.83705 | 1.097 | 1.2026 | 1.2026 | 1.289 | 1.2891 | 1.2453 | 1.1192 | 0.77553 | 0.85362 | 400 | 0 | 3448.7482 | 0 | 0 | 0 | 1 | 0 | 0 | 1.0077
823 | Refrigeration | Unit | Energy Star Commercial Solid Door Freezer | Healthcare | New | CheNgsd823 | 1 | 0.79333 | 6666.6667 | 0 | GSD | 12 | 0.57723 | 0.60437 | 0.83705 | 1.097 | 1.2026 | 1.2026 | 1.289 | 1.2891 | 1.2453 | 1.1192 | 0.77553 | 0.85362 | 400 | 0 | 3448.7482 | 0 | 0 | 0 | 1 | 0 | 0 | 1.0077
823 | Refrigeration | Unit | Energy Star Commercial Solid Door Freezer | Hospitals | Turnover | ChoTgsd823 | 1 | 0.79333 | 6666.6667 | 0 | GSD | 12 | 0.57723 | 0.60437 | 0.83705 | 1.097 | 1.2026 | 1.2026 | 1.289 | 1.2891 | 1.2453 | 1.1192 | 0.77553 | 0.85362 | 400 | 0 | 3448.7482 | 0 | 0 | 0 | 1 | 0 | 0 | 1.0077
823 | Refrigeration | Unit | Energy Star Commercial Solid Door Freezer | Hospitals | New | ChoNgsd823 | 1 | 0.79333 | 6666.6667 | 0 | GSD | 12 | 0.57723 | 0.60437 | 0.83705 | 1.097 | 1.2026 | 1.2026 | 1.289 | 1.2891 | 1.2453 | 1.1192 | 0.77553 | 0.85362 | 400 | 0 | 3448.7482 | 0 | 0 | 0 | 1 | 0 | 0 | 1.0077
823 | Refrigeration | Unit | Energy Star Commercial Solid Door Freezer | Institutional | Turnover | CinTgsd823 | 1 | 0.81119 | 6993.007 | 0 | GSD | 12 | 0.57723 | 0.60437 | 0.83705 | 1.097 | 1.2026 | 1.2026 | 1.289 | 1.2891 | 1.2453 | 1.1192 | 0.77553 | 0.85362 | 419.5804 | 0 | 3617.5681 | 0 | 0 | 0 | 1 | 0 | 0 | 1.0077
823 | Refrigeration | Unit | Energy Star Commercial Solid Door Freezer | Institutional | New | CinNgsd823 | 1 | 0.81119 | 6993.007 | 0 | GSD | 12 | 0.57723 | 0.60437 | 0.83705 | 1.097 | 1.2026 | 1.2026 | 1.289 | 1.2891 | 1.2453 | 1.1192 | 0.77553 | 0.85362 | 419.5804 | 0 | 3617.5681 | 0 | 0 | 0 | 1 | 0 | 0 | 1.0077
823 | Refrigeration | Unit | Energy Star Commercial Solid Door Freezer | Lodging/Hospitality | Turnover | CloTgsd823 | 1 | 0.79333 | 6666.6667 | 0 | GSD | 12 | 0.57723 | 0.60437 | 0.83705 | 1.097 | 1.2026 | 1.2026 | 1.289 | 1.2891 | 1.2453 | 1.1192 | 0.77553 | 0.85362 | 400 | 0 | 3448.7482 | 0 | 0 | 0 | 1 | 0 | 0 | 1.0077
823 | Refrigeration | Unit | Energy Star Commercial Solid Door Freezer | Lodging/Hospitality | New | CloNgsd823 | 1 | 0.79333 | 6666.6667 | 0 | GSD | 12 | 0.57723 | 0.60437 | 0.83705 | 1.097 | 1.2026 | 1.2026 | 1.289 | 1.2891 | 1.2453 | 1.1192 | 0.77553 | 0.85362 | 400 | 0 | 3448.7482 | 0 | 0 | 0 | 1 | 0 | 0 | 1.0077
823 | Refrigeration | Unit | Energy Star Commercial Solid Door Freezer | Miscellaneous | Turnover | CmiTgsd823 | 1 | 0.81119 | 6993.007 | 0 | GSD | 12 | 0.57723 | 0.60437 | 0.83705 | 1.097 | 1.2026 | 1.2026 | 1.289 | 1.2891 | 1.2453 | 1.1192 | 0.77553 | 0.85362 | 419.5804 | 0 | 3617.5681 | 0 | 0 | 0 | 1 | 0 | 0 | 1.0077
823 | Refrigeration | Unit | Energy Star Commercial Solid Door Freezer | Miscellaneous | New | CmiNgsd823 | 1 | 0.81119 | 6993.007 | 0 | GSD | 12 | 0.57723 | 0.60437 | 0.83705 | 1.097 | 1.2026 | 1.2026 | 1.289 | 1.2891 | 1.2453 | 1.1192 | 0.77553 | 0.85362 | 419.5804 | 0 | 3617.5681 | 0 | 0 | 0 | 1 | 0 | 0 | 1.0077
823 | Refrigeration | Unit | Energy Star Commercial Solid Door Freezer | Offices | Turnover | CofTgsd823 | 1 | 0.81119 | 6993.007 | 0 | GSD | 12 | 0.57723 | 0.60437 | 0.83705 | 1.097 | 1.2026 | 1.2026 | 1.289 | 1.2891 | 1.2453 | 1.1192 | 0.77553 | 0.85362 | 419.5804 | 0 | 3617.5681 | 0 | 0 | 0 | 1 | 0 | 0 | 1.0077
823 | Refrigeration | Unit | Energy Star Commercial Solid Door Freezer | Offices | New | CofNgsd823 | 1 | 0.81119 | 6993.007 | 0 | GSD | 12 | 0.57723 | 0.60437 | 0.83705 | 1.097 | 1.2026 | 1.2026 | 1.289 | 1.2891 | 1.2453 | 1.1192 | 0.77553 | 0.85362 | 419.5804 | 0 | 3617.5681 | 0 | 0 | 0 | 1 | 0 | 0 | 1.0077
823 | Refrigeration | Unit | Energy Star Commercial Solid Door Freezer | Restaurants | Turnover | CreTgsd823 | 1 | 0.80142 | 7092.1986 | 0 | GSD | 12 | 0.57723 | 0.60437 | 0.83705 | 1.097 | 1.2026 | 1.2026 | 1.289 | 1.2891 | 1.2453 | 1.1192 | 0.77553 | 0.85362 | 425.5319 | 0 | 3668.8811 | 0 | 0 | 0 | 1 | 0 | 0 | 1.0077
823 | Refrigeration | Unit | Energy Star Commercial Solid Door Freezer | Restaurants | New | CreNgsd823 | 1 | 0.80142 | 7092.1986 | 0 | GSD | 12 | 0.57723 | 0.60437 | 0.83705 | 1.097 | 1.2026 | 1.2026 | 1.289 | 1.2891 | 1.2453 | 1.1192 | 0.77553 | 0.85362 | 425.5319 | 0 | 3668.8811 | 0 | 0 | 0 | 1 | 0 | 0 | 1.0077
823 | Refrigeration | Unit | Energy Star Commercial Solid Door Freezer | Retail | Turnover | CrtTgsd823 | 1 | 0.79333 | 6666.6667 | 0 | GSD | 12 | 0.57723 | 0.60437 | 0.83705 | 1.097 | 1.2026 | 1.2026 | 1.289 | 1.2891 | 1.2453 | 1.1192 | 0.77553 | 0.85362 | 400 | 0 | 3448.7482 | 0 | 0 | 0 | 1 | 0 | 0 | 1.0077
823 | Refrigeration | Unit | Energy Star Commercial Solid Door Freezer | Retail | New | CrtNgsd823 | 1 | 0.79333 | 6666.6667 | 0 | GSD | 12 | 0.57723 | 0.60437 | 0.83705 | 1.097 | 1.2026 | 1.2026 | 1.289 | 1.2891 | 1.2453 | 1.1192 | 0.77553 | 0.85362 | 400 | 0 | 3448.7482 | 0 | 0 | 0 | 1 | 0 | 0 | 1.0077
823 | Refrigeration | Unit | Energy Star Commercial Solid Door Freezer | Schools K-12 | Turnover | CscTgsd823 | 1 | 0.81119 | 6993.007 | 0 | GSD | 12 | 0.57723 | 0.60437 | 0.83705 | 1.097 | 1.2026 | 1.2026 | 1.289 | 1.2891 | 1.2453 | 1.1192 | 0.77553 | 0.85362 | 419.5804 | 0 | 3617.5681 | 0 | 0 | 0 | 1 | 0 | 0 | 1.0077
823 | Refrigeration | Unit | Energy Star Commercial Solid Door Freezer | Schools K-12 | New | CscNgsd823 | 1 | 0.81119 | 6993.007 | 0 | GSD | 12 | 0.57723 | 0.60437 | 0.83705 | 1.097 | 1.2026 | 1.2026 | 1.289 | 1.2891 | 1.2453 | 1.1192 | 0.77553 | 0.85362 | 419.5804 | 0 | 3617.5681 | 0 | 0 | 0 | 1 | 0 | 0 | 1.0077
823 | Refrigeration | Unit | Energy Star Commercial Solid Door Freezer | Warehouse | Turnover | CwaTgsd823 | 1 | 0.81119 | 6993.007 | 0 | GSD | 12 | 0.57723 | 0.60437 | 0.83705 | 1.097 | 1.2026 | 1.2026 | 1.289 | 1.2891 | 1.2453 | 1.1192 | 0.77553 | 0.85362 | 419.5804 | 0 | 3617.5681 | 0 | 0 | 0 | 1 | 0 | 0 | 1.0077
823 | Refrigeration | Unit | Energy Star Commercial Solid Door Freezer | Warehouse | New | CwaNgsd823 | 1 | 0.81119 | 6993.007 | 0 | GSD | 12 | 0.57723 | 0.60437 | 0.83705 | 1.097 | 1.2026 | 1.2026 | 1.289 | 1.2891 | 1.2453 | 1.1192 | 0.77553 | 0.85362 | 419.5804 | 0 | 3617.5681 | 0 | 0 | 0 | 1 | 0 | 0 | 1.0077
824 | Refrigeration | Unit | Energy Star Commercial Solid Door Refrigerator | Assembly | Turnover | CasTgsd824 | 1 | 0.79333 | 6666.6667 | 0 | GSD | 12 | 0.57723 | 0.60437 | 0.83705 | 1.097 | 1.2026 | 1.2026 | 1.289 | 1.2891 | 1.2453 | 1.1192 | 0.77553 | 0.85362 | 400 | 0 | 7238.2731 | 0 | 0 | 0 | 1 | 0 | 0 | 1.0077
824 | Refrigeration | Unit | Energy Star Commercial Solid Door Refrigerator | Assembly | New | CasNgsd824 | 1 | 0.79333 | 6666.6667 | 0 | GSD | 12 | 0.57723 | 0.60437 | 0.83705 | 1.097 | 1.2026 | 1.2026 | 1.289 | 1.2891 | 1.2453 | 1.1192 | 0.77553 | 0.85362 | 400 | 0 | 7238.2731 | 0 | 0 | 0 | 1 | 0 | 0 | 1.0077
824 | Refrigeration | Unit | Energy Star Commercial Solid Door Refrigerator | College and University | Turnover | CcoTgsd824 | 1 | 0.79333 | 6666.6667 | 0 | GSD | 12 | 0.57723 | 0.60437 | 0.83705 | 1.097 | 1.2026 | 1.2026 | 1.289 | 1.2891 | 1.2453 | 1.1192 | 0.77553 | 0.85362 | 400 | 0 | 7238.2731 | 0 | 0 | 0 | 1 | 0 | 0 | 1.0077
824 | Refrigeration | Unit | Energy Star Commercial Solid Door Refrigerator | College and University | New | CcoNgsd824 | 1 | 0.79333 | 6666.6667 | 0 | GSD | 12 | 0.57723 | 0.60437 | 0.83705 | 1.097 | 1.2026 | 1.2026 | 1.289 | 1.2891 | 1.2453 | 1.1192 | 0.77553 | 0.85362 | 400 | 0 | 7238.2731 | 0 | 0 | 0 | 1 | 0 | 0 | 1.0077
824 | Refrigeration | Unit | Energy Star Commercial Solid Door Refrigerator | Data Center | Turnover | CdaTgsd824 | 1 | 0.81119 | 6993.007 | 0 | GSD | 12 | 0.57723 | 0.60437 | 0.83705 | 1.097 | 1.2026 | 1.2026 | 1.289 | 1.2891 | 1.2453 | 1.1192 | 0.77553 | 0.85362 | 419.5804 | 0 | 7592.5942 | 0 | 0 | 0 | 1 | 0 | 0 | 1.0077
824 | Refrigeration | Unit | Energy Star Commercial Solid Door Refrigerator | Data Center | New | CdaNgsd824 | 1 | 0.81119 | 6993.007 | 0 | GSD | 12 | 0.57723 | 0.60437 | 0.83705 | 1.097 | 1.2026 | 1.2026 | 1.289 | 1.2891 | 1.2453 | 1.1192 | 0.77553 | 0.85362 | 419.5804 | 0 | 7592.5942 | 0 | 0 | 0 | 1 | 0 | 0 | 1.0077
824 | Refrigeration | Unit | Energy Star Commercial Solid Door Refrigerator | Grocery | Turnover | CgrTgsd824 | 1 | 0.79333 | 6666.6667 | 0 | GSD | 12 | 0.57723 | 0.60437 | 0.83705 | 1.097 | 1.2026 | 1.2026 | 1.289 | 1.2891 | 1.2453 | 1.1192 | 0.77553 | 0.85362 | 400 | 0 | 7238.2731 | 0 | 0 | 0 | 1 | 0 | 0 | 1.0077
824 | Refrigeration | Unit | Energy Star Commercial Solid Door Refrigerator | Grocery | New | CgrNgsd824 | 1 | 0.79333 | 6666.6667 | 0 | GSD | 12 | 0.57723 | 0.60437 | 0.83705 | 1.097 | 1.2026 | 1.2026 | 1.289 | 1.2891 | 1.2453 | 1.1192 | 0.77553 | 0.85362 | 400 | 0 | 7238.2731 | 0 | 0 | 0 | 1 | 0 | 0 | 1.0077
824 | Refrigeration | Unit | Energy Star Commercial Solid Door Refrigerator | Healthcare | Turnover | CheTgsd824 | 1 | 0.79333 | 6666.6667 | 0 | GSD | 12 | 0.57723 | 0.60437 | 0.83705 | 1.097 | 1.2026 | 1.2026 | 1.289 | 1.2891 | 1.2453 | 1.1192 | 0.77553 | 0.85362 | 400 | 0 | 7238.2731 | 0 | 0 | 0 | 1 | 0 | 0 | 1.0077
824 | Refrigeration | Unit | Energy Star Commercial Solid Door Refrigerator | Healthcare | New | CheNgsd824 | 1 | 0.79333 | 6666.6667 | 0 | GSD | 12 | 0.57723 | 0.60437 | 0.83705 | 1.097 | 1.2026 | 1.2026 | 1.289 | 1.2891 | 1.2453 | 1.1192 | 0.77553 | 0.85362 | 400 | 0 | 7238.2731 | 0 | 0 | 0 | 1 | 0 | 0 | 1.0077
824 | Refrigeration | Unit | Energy Star Commercial Solid Door Refrigerator | Hospitals | Turnover | ChoTgsd824 | 1 | 0.79333 | 6666.6667 | 0 | GSD | 12 | 0.57723 | 0.60437 | 0.83705 | 1.097 | 1.2026 | 1.2026 | 1.289 | 1.2891 | 1.2453 | 1.1192 | 0.77553 | 0.85362 | 400 | 0 | 7238.2731 | 0 | 0 | 0 | 1 | 0 | 0 | 1.0077
824 | Refrigeration | Unit | Energy Star Commercial Solid Door Refrigerator | Hospitals | New | ChoNgsd824 | 1 | 0.79333 | 6666.6667 | 0 | GSD | 12 | 0.57723 | 0.60437 | 0.83705 | 1.097 | 1.2026 | 1.2026 | 1.289 | 1.2891 | 1.2453 | 1.1192 | 0.77553 | 0.85362 | 400 | 0 | 7238.2731 | 0 | 0 | 0 | 1 | 0 | 0 | 1.0077
824 | Refrigeration | Unit | Energy Star Commercial Solid Door Refrigerator | Institutional | Turnover | CinTgsd824 | 1 | 0.81119 | 6993.007 | 0 | GSD | 12 | 0.57723 | 0.60437 | 0.83705 | 1.097 | 1.2026 | 1.2026 | 1.289 | 1.2891 | 1.2453 | 1.1192 | 0.77553 | 0.85362 | 419.5804 | 0 | 7592.5942 | 0 | 0 | 0 | 1 | 0 | 0 | 1.0077
824 | Refrigeration | Unit | Energy Star Commercial Solid Door Refrigerator | Institutional | New | CinNgsd824 | 1 | 0.81119 | 6993.007 | 0 | GSD | 12 | 0.57723 | 0.60437 | 0.83705 | 1.097 | 1.2026 | 1.2026 | 1.289 | 1.2891 | 1.2453 | 1.1192 | 0.77553 | 0.85362 | 419.5804 | 0 | 7592.5942 | 0 | 0 | 0 | 1 | 0 | 0 | 1.0077
824 | Refrigeration | Unit | Energy Star Commercial Solid Door Refrigerator | Lodging/Hospitality | Turnover | CloTgsd824 | 1 | 0.79333 | 6666.6667 | 0 | GSD | 12 | 0.57723 | 0.60437 | 0.83705 | 1.097 | 1.2026 | 1.2026 | 1.289 | 1.2891 | 1.2453 | 1.1192 | 0.77553 | 0.85362 | 400 | 0 | 7238.2731 | 0 | 0 | 0 | 1 | 0 | 0 | 1.0077
824 | Refrigeration | Unit | Energy Star Commercial Solid Door Refrigerator | Lodging/Hospitality | New | CloNgsd824 | 1 | 0.79333 | 6666.6667 | 0 | GSD | 12 | 0.57723 | 0.60437 | 0.83705 | 1.097 | 1.2026 | 1.2026 | 1.289 | 1.2891 | 1.2453 | 1.1192 | 0.77553 | 0.85362 | 400 | 0 | 7238.2731 | 0 | 0 | 0 | 1 | 0 | 0 | 1.0077
824 | Refrigeration | Unit | Energy Star Commercial Solid Door Refrigerator | Miscellaneous | Turnover | CmiTgsd824 | 1 | 0.81119 | 6993.007 | 0 | GSD | 12 | 0.57723 | 0.60437 | 0.83705 | 1.097 | 1.2026 | 1.2026 | 1.289 | 1.2891 | 1.2453 | 1.1192 | 0.77553 | 0.85362 | 419.5804 | 0 | 7592.5942 | 0 | 0 | 0 | 1 | 0 | 0 | 1.0077
824 | Refrigeration | Unit | Energy Star Commercial Solid Door Refrigerator | Miscellaneous | New | CmiNgsd824 | 1 | 0.81119 | 6993.007 | 0 | GSD | 12 | 0.57723 | 0.60437 | 0.83705 | 1.097 | 1.2026 | 1.2026 | 1.289 | 1.2891 | 1.2453 | 1.1192 | 0.77553 | 0.85362 | 419.5804 | 0 | 7592.5942 | 0 | 0 | 0 | 1 | 0 | 0 | 1.0077
824 | Refrigeration | Unit | Energy Star Commercial Solid Door Refrigerator | Offices | Turnover | CofTgsd824 | 1 | 0.81119 | 6993.007 | 0 | GSD | 12 | 0.57723 | 0.60437 | 0.83705 | 1.097 | 1.2026 | 1.2026 | 1.289 | 1.2891 | 1.2453 | 1.1192 | 0.77553 | 0.85362 | 419.5804 | 0 | 7592.5942 | 0 | 0 | 0 | 1 | 0 | 0 | 1.0077
824 | Refrigeration | Unit | Energy Star Commercial Solid Door Refrigerator | Offices | New | CofNgsd824 | 1 | 0.81119 | 6993.007 | 0 | GSD | 12 | 0.57723 | 0.60437 | 0.83705 | 1.097 | 1.2026 | 1.2026 | 1.289 | 1.2891 | 1.2453 | 1.1192 | 0.77553 | 0.85362 | 419.5804 | 0 | 7592.5942 | 0 | 0 | 0 | 1 | 0 | 0 | 1.0077
824 | Refrigeration | Unit | Energy Star Commercial Solid Door Refrigerator | Restaurants | Turnover | CreTgsd824 | 1 | 0.80142 | 7092.1986 | 0 | GSD | 12 | 0.57723 | 0.60437 | 0.83705 | 1.097 | 1.2026 | 1.2026 | 1.289 | 1.2891 | 1.2453 | 1.1192 | 0.77553 | 0.85362 | 425.5319 | 0 | 7700.2906 | 0 | 0 | 0 | 1 | 0 | 0 | 1.0077
824 | Refrigeration | Unit | Energy Star Commercial Solid Door Refrigerator | Restaurants | New | CreNgsd824 | 1 | 0.80142 | 7092.1986 | 0 | GSD | 12 | 0.57723 | 0.60437 | 0.83705 | 1.097 | 1.2026 | 1.2026 | 1.289 | 1.2891 | 1.2453 | 1.1192 | 0.77553 | 0.85362 | 425.5319 | 0 | 7700.2906 | 0 | 0 | 0 | 1 | 0 | 0 | 1.0077
824 | Refrigeration | Unit | Energy Star Commercial Solid Door Refrigerator | Retail | Turnover | CrtTgsd824 | 1 | 0.79333 | 6666.6667 | 0 | GSD | 12 | 0.57723 | 0.60437 | 0.83705 | 1.097 | 1.2026 | 1.2026 | 1.289 | 1.2891 | 1.2453 | 1.1192 | 0.77553 | 0.85362 | 400 | 0 | 7238.2731 | 0 | 0 | 0 | 1 | 0 | 0 | 1.0077
824 | Refrigeration | Unit | Energy Star Commercial Solid Door Refrigerator | Retail | New | CrtNgsd824 | 1 | 0.79333 | 6666.6667 | 0 | GSD | 12 | 0.57723 | 0.60437 | 0.83705 | 1.097 | 1.2026 | 1.2026 | 1.289 | 1.2891 | 1.2453 | 1.1192 | 0.77553 | 0.85362 | 400 | 0 | 7238.2731 | 0 | 0 | 0 | 1 | 0 | 0 | 1.0077
824 | Refrigeration | Unit | Energy Star Commercial Solid Door Refrigerator | Schools K-12 | Turnover | CscTgsd824 | 1 | 0.81119 | 6993.007 | 0 | GSD | 12 | 0.57723 | 0.60437 | 0.83705 | 1.097 | 1.2026 | 1.2026 | 1.289 | 1.2891 | 1.2453 | 1.1192 | 0.77553 | 0.85362 | 419.5804 | 0 | 7592.5942 | 0 | 0 | 0 | 1 | 0 | 0 | 1.0077
824 | Refrigeration | Unit | Energy Star Commercial Solid Door Refrigerator | Schools K-12 | New | CscNgsd824 | 1 | 0.81119 | 6993.007 | 0 | GSD | 12 | 0.57723 | 0.60437 | 0.83705 | 1.097 | 1.2026 | 1.2026 | 1.289 | 1.2891 | 1.2453 | 1.1192 | 0.77553 | 0.85362 | 419.5804 | 0 | 7592.5942 | 0 | 0 | 0 | 1 | 0 | 0 | 1.0077
824 | Refrigeration | Unit | Energy Star Commercial Solid Door Refrigerator | Warehouse | Turnover | CwaTgsd824 | 1 | 0.81119 | 6993.007 | 0 | GSD | 12 | 0.57723 | 0.60437 | 0.83705 | 1.097 | 1.2026 | 1.2026 | 1.289 | 1.2891 | 1.2453 | 1.1192 | 0.77553 | 0.85362 | 419.5804 | 0 | 7592.5942 | 0 | 0 | 0 | 1 | 0 | 0 | 1.0077
824 | Refrigeration | Unit | Energy Star Commercial Solid Door Refrigerator | Warehouse | New | CwaNgsd824 | 1 | 0.81119 | 6993.007 | 0 | GSD | 12 | 0.57723 | 0.60437 | 0.83705 | 1.097 | 1.2026 | 1.2026 | 1.289 | 1.2891 | 1.2453 | 1.1192 | 0.77553 | 0.85362 | 419.5804 | 0 | 7592.5942 | 0 | 0 | 0 | 1 | 0 | 0 | 1.0077
825 | Refrigeration | Unit | Energy Star Ice Maker | Assembly | Turnover | CasTgsd825 | 1 | 0.79333 | 6666.6667 | 0 | GSD | 9 | 1 | 1 | 1 | 1 | 1 | 1 | 1 | 1 | 1 | 1 | 1 | 1 | 400 | 0 | 0.61728 | 0 | 0 | 0 | 1 | 0 | 0 | 1
825 | Refrigeration | Unit | Energy Star Ice Maker | Assembly | New | CasNgsd825 | 1 | 0.79333 | 6666.6667 | 0 | GSD | 9 | 1 | 1 | 1 | 1 | 1 | 1 | 1 | 1 | 1 | 1 | 1 | 1 | 400 | 0 | 0.61728 | 0 | 0 | 0 | 1 | 0 | 0 | 1
825 | Refrigeration | Unit | Energy Star Ice Maker | College and University | Turnover | CcoTgsd825 | 1 | 0.79333 | 6666.6667 | 0 | GSD | 9 | 1 | 1 | 1 | 1 | 1 | 1 | 1 | 1 | 1 | 1 | 1 | 1 | 400 | 0 | 0.61728 | 0 | 0 | 0 | 1 | 0 | 0 | 1
825 | Refrigeration | Unit | Energy Star Ice Maker | College and University | New | CcoNgsd825 | 1 | 0.79333 | 6666.6667 | 0 | GSD | 9 | 1 | 1 | 1 | 1 | 1 | 1 | 1 | 1 | 1 | 1 | 1 | 1 | 400 | 0 | 0.61728 | 0 | 0 | 0 | 1 | 0 | 0 | 1
825 | Refrigeration | Unit | Energy Star Ice Maker | Data Center | Turnover | CdaTgsd825 | 1 | 0.81119 | 6993.007 | 0 | GSD | 9 | 1 | 1 | 1 | 1 | 1 | 1 | 1 | 1 | 1 | 1 | 1 | 1 | 419.5804 | 0 | 0.6475 | 0 | 0 | 0 | 1 | 0 | 0 | 1
825 | Refrigeration | Unit | Energy Star Ice Maker | Data Center | New | CdaNgsd825 | 1 | 0.81119 | 6993.007 | 0 | GSD | 9 | 1 | 1 | 1 | 1 | 1 | 1 | 1 | 1 | 1 | 1 | 1 | 1 | 419.5804 | 0 | 0.6475 | 0 | 0 | 0 | 1 | 0 | 0 | 1
825 | Refrigeration | Unit | Energy Star Ice Maker | Grocery | Turnover | CgrTgsd825 | 1 | 0.79333 | 6666.6667 | 0 | GSD | 9 | 1 | 1 | 1 | 1 | 1 | 1 | 1 | 1 | 1 | 1 | 1 | 1 | 400 | 0 | 0.61728 | 0 | 0 | 0 | 1 | 0 | 0 | 1
825 | Refrigeration | Unit | Energy Star Ice Maker | Grocery | New | CgrNgsd825 | 1 | 0.79333 | 6666.6667 | 0 | GSD | 9 | 1 | 1 | 1 | 1 | 1 | 1 | 1 | 1 | 1 | 1 | 1 | 1 | 400 | 0 | 0.61728 | 0 | 0 | 0 | 1 | 0 | 0 | 1
825 | Refrigeration | Unit | Energy Star Ice Maker | Healthcare | Turnover | CheTgsd825 | 1 | 0.79333 | 6666.6667 | 0 | GSD | 9 | 1 | 1 | 1 | 1 | 1 | 1 | 1 | 1 | 1 | 1 | 1 | 1 | 400 | 0 | 0.61728 | 0 | 0 | 0 | 1 | 0 | 0 | 1
825 | Refrigeration | Unit | Energy Star Ice Maker | Healthcare | New | CheNgsd825 | 1 | 0.79333 | 6666.6667 | 0 | GSD | 9 | 1 | 1 | 1 | 1 | 1 | 1 | 1 | 1 | 1 | 1 | 1 | 1 | 400 | 0 | 0.61728 | 0 | 0 | 0 | 1 | 0 | 0 | 1
825 | Refrigeration | Unit | Energy Star Ice Maker | Hospitals | Turnover | ChoTgsd825 | 1 | 0.79333 | 6666.6667 | 0 | GSD | 9 | 1 | 1 | 1 | 1 | 1 | 1 | 1 | 1 | 1 | 1 | 1 | 1 | 400 | 0 | 0.61728 | 0 | 0 | 0 | 1 | 0 | 0 | 1
825 | Refrigeration | Unit | Energy Star Ice Maker | Hospitals | New | ChoNgsd825 | 1 | 0.79333 | 6666.6667 | 0 | GSD | 9 | 1 | 1 | 1 | 1 | 1 | 1 | 1 | 1 | 1 | 1 | 1 | 1 | 400 | 0 | 0.61728 | 0 | 0 | 0 | 1 | 0 | 0 | 1
825 | Refrigeration | Unit | Energy Star Ice Maker | Institutional | Turnover | CinTgsd825 | 1 | 0.81119 | 6993.007 | 0 | GSD | 9 | 1 | 1 | 1 | 1 | 1 | 1 | 1 | 1 | 1 | 1 | 1 | 1 | 419.5804 | 0 | 0.6475 | 0 | 0 | 0 | 1 | 0 | 0 | 1
825 | Refrigeration | Unit | Energy Star Ice Maker | Institutional | New | CinNgsd825 | 1 | 0.81119 | 6993.007 | 0 | GSD | 9 | 1 | 1 | 1 | 1 | 1 | 1 | 1 | 1 | 1 | 1 | 1 | 1 | 419.5804 | 0 | 0.6475 | 0 | 0 | 0 | 1 | 0 | 0 | 1
825 | Refrigeration | Unit | Energy Star Ice Maker | Lodging/Hospitality | Turnover | CloTgsd825 | 1 | 0.79333 | 6666.6667 | 0 | GSD | 9 | 1 | 1 | 1 | 1 | 1 | 1 | 1 | 1 | 1 | 1 | 1 | 1 | 400 | 0 | 0.61728 | 0 | 0 | 0 | 1 | 0 | 0 | 1
825 | Refrigeration | Unit | Energy Star Ice Maker | Lodging/Hospitality | New | CloNgsd825 | 1 | 0.79333 | 6666.6667 | 0 | GSD | 9 | 1 | 1 | 1 | 1 | 1 | 1 | 1 | 1 | 1 | 1 | 1 | 1 | 400 | 0 | 0.61728 | 0 | 0 | 0 | 1 | 0 | 0 | 1
825 | Refrigeration | Unit | Energy Star Ice Maker | Miscellaneous | Turnover | CmiTgsd825 | 1 | 0.81119 | 6993.007 | 0 | GSD | 9 | 1 | 1 | 1 | 1 | 1 | 1 | 1 | 1 | 1 | 1 | 1 | 1 | 419.5804 | 0 | 0.6475 | 0 | 0 | 0 | 1 | 0 | 0 | 1
825 | Refrigeration | Unit | Energy Star Ice Maker | Miscellaneous | New | CmiNgsd825 | 1 | 0.81119 | 6993.007 | 0 | GSD | 9 | 1 | 1 | 1 | 1 | 1 | 1 | 1 | 1 | 1 | 1 | 1 | 1 | 419.5804 | 0 | 0.6475 | 0 | 0 | 0 | 1 | 0 | 0 | 1
825 | Refrigeration | Unit | Energy Star Ice Maker | Offices | Turnover | CofTgsd825 | 1 | 0.81119 | 6993.007 | 0 | GSD | 9 | 1 | 1 | 1 | 1 | 1 | 1 | 1 | 1 | 1 | 1 | 1 | 1 | 419.5804 | 0 | 0.6475 | 0 | 0 | 0 | 1 | 0 | 0 | 1
825 | Refrigeration | Unit | Energy Star Ice Maker | Offices | New | CofNgsd825 | 1 | 0.81119 | 6993.007 | 0 | GSD | 9 | 1 | 1 | 1 | 1 | 1 | 1 | 1 | 1 | 1 | 1 | 1 | 1 | 419.5804 | 0 | 0.6475 | 0 | 0 | 0 | 1 | 0 | 0 | 1
825 | Refrigeration | Unit | Energy Star Ice Maker | Restaurants | Turnover | CreTgsd825 | 1 | 0.80142 | 7092.1986 | 0 | GSD | 9 | 1 | 1 | 1 | 1 | 1 | 1 | 1 | 1 | 1 | 1 | 1 | 1 | 425.5319 | 0 | 0.65669 | 0 | 0 | 0 | 1 | 0 | 0 | 1
825 | Refrigeration | Unit | Energy Star Ice Maker | Restaurants | New | CreNgsd825 | 1 | 0.80142 | 7092.1986 | 0 | GSD | 9 | 1 | 1 | 1 | 1 | 1 | 1 | 1 | 1 | 1 | 1 | 1 | 1 | 425.5319 | 0 | 0.65669 | 0 | 0 | 0 | 1 | 0 | 0 | 1
825 | Refrigeration | Unit | Energy Star Ice Maker | Retail | Turnover | CrtTgsd825 | 1 | 0.79333 | 6666.6667 | 0 | GSD | 9 | 1 | 1 | 1 | 1 | 1 | 1 | 1 | 1 | 1 | 1 | 1 | 1 | 400 | 0 | 0.61728 | 0 | 0 | 0 | 1 | 0 | 0 | 1
825 | Refrigeration | Unit | Energy Star Ice Maker | Retail | New | CrtNgsd825 | 1 | 0.79333 | 6666.6667 | 0 | GSD | 9 | 1 | 1 | 1 | 1 | 1 | 1 | 1 | 1 | 1 | 1 | 1 | 1 | 400 | 0 | 0.61728 | 0 | 0 | 0 | 1 | 0 | 0 | 1
825 | Refrigeration | Unit | Energy Star Ice Maker | Schools K-12 | Turnover | CscTgsd825 | 1 | 0.81119 | 6993.007 | 0 | GSD | 9 | 1 | 1 | 1 | 1 | 1 | 1 | 1 | 1 | 1 | 1 | 1 | 1 | 419.5804 | 0 | 0.6475 | 0 | 0 | 0 | 1 | 0 | 0 | 1
825 | Refrigeration | Unit | Energy Star Ice Maker | Schools K-12 | New | CscNgsd825 | 1 | 0.81119 | 6993.007 | 0 | GSD | 9 | 1 | 1 | 1 | 1 | 1 | 1 | 1 | 1 | 1 | 1 | 1 | 1 | 419.5804 | 0 | 0.6475 | 0 | 0 | 0 | 1 | 0 | 0 | 1
825 | Refrigeration | Unit | Energy Star Ice Maker | Warehouse | Turnover | CwaTgsd825 | 1 | 0.81119 | 6993.007 | 0 | GSD | 9 | 1 | 1 | 1 | 1 | 1 | 1 | 1 | 1 | 1 | 1 | 1 | 1 | 419.5804 | 0 | 0.6475 | 0 | 0 | 0 | 1 | 0 | 0 | 1
825 | Refrigeration | Unit | Energy Star Ice Maker | Warehouse | New | CwaNgsd825 | 1 | 0.81119 | 6993.007 | 0 | GSD | 9 | 1 | 1 | 1 | 1 | 1 | 1 | 1 | 1 | 1 | 1 | 1 | 1 | 419.5804 | 0 | 0.6475 | 0 | 0 | 0 | 1 | 0 | 0 | 1
826 | Refrigeration | Unit | High Efficiency Refrigeration Compressor_Discus | Assembly | Existing | CasEgsd826 | 1 | 0.79333 | 6666.6667 | 0 | GSD | 16 | 0.57723 | 0.60437 | 0.83705 | 1.097 | 1.2026 | 1.2026 | 1.289 | 1.2891 | 1.2453 | 1.1192 | 0.77553 | 0.85362 | 335.2213 | 0 | 15498.155 | 0 | 0 | 0 | 1 | 0 | 0 | 1.0077
826 | Refrigeration | Unit | High Efficiency Refrigeration Compressor_Discus | Assembly | New | CasNgsd826 | 1 | 0.79333 | 6666.6667 | 0 | GSD | 16 | 0.57723 | 0.60437 | 0.83705 | 1.097 | 1.2026 | 1.2026 | 1.289 | 1.2891 | 1.2453 | 1.1192 | 0.77553 | 0.85362 | 335.2213 | 0 | 15498.155 | 0 | 0 | 0 | 1 | 0 | 0 | 1.0077
826 | Refrigeration | Unit | High Efficiency Refrigeration Compressor_Discus | College and University | Existing | CcoEgsd826 | 1 | 0.79333 | 6666.6667 | 0 | GSD | 16 | 0.57723 | 0.60437 | 0.83705 | 1.097 | 1.2026 | 1.2026 | 1.289 | 1.2891 | 1.2453 | 1.1192 | 0.77553 | 0.85362 | 335.2213 | 0 | 15498.155 | 0 | 0 | 0 | 1 | 0 | 0 | 1.0077
826 | Refrigeration | Unit | High Efficiency Refrigeration Compressor_Discus | College and University | New | CcoNgsd826 | 1 | 0.79333 | 6666.6667 | 0 | GSD | 16 | 0.57723 | 0.60437 | 0.83705 | 1.097 | 1.2026 | 1.2026 | 1.289 | 1.2891 | 1.2453 | 1.1192 | 0.77553 | 0.85362 | 335.2213 | 0 | 15498.155 | 0 | 0 | 0 | 1 | 0 | 0 | 1.0077
826 | Refrigeration | Unit | High Efficiency Refrigeration Compressor_Discus | Data Center | Existing | CdaEgsd826 | 1 | 0.81119 | 6993.007 | 0 | GSD | 16 | 0.57723 | 0.60437 | 0.83705 | 1.097 | 1.2026 | 1.2026 | 1.289 | 1.2891 | 1.2453 | 1.1192 | 0.77553 | 0.85362 | 351.6308 | 0 | 16256.8059 | 0 | 0 | 0 | 1 | 0 | 0 | 1.0077
826 | Refrigeration | Unit | High Efficiency Refrigeration Compressor_Discus | Data Center | New | CdaNgsd826 | 1 | 0.81119 | 6993.007 | 0 | GSD | 16 | 0.57723 | 0.60437 | 0.83705 | 1.097 | 1.2026 | 1.2026 | 1.289 | 1.2891 | 1.2453 | 1.1192 | 0.77553 | 0.85362 | 351.6308 | 0 | 16256.8059 | 0 | 0 | 0 | 1 | 0 | 0 | 1.0077
826 | Refrigeration | Unit | High Efficiency Refrigeration Compressor_Discus | Grocery | Existing | CgrEgsd826 | 1 | 0.79333 | 6666.6667 | 0 | GSD | 16 | 0.57723 | 0.60437 | 0.83705 | 1.097 | 1.2026 | 1.2026 | 1.289 | 1.2891 | 1.2453 | 1.1192 | 0.77553 | 0.85362 | 335.2213 | 0 | 15498.155 | 0 | 0 | 0 | 1 | 0 | 0 | 1.0077
826 | Refrigeration | Unit | High Efficiency Refrigeration Compressor_Discus | Grocery | New | CgrNgsd826 | 1 | 0.79333 | 6666.6667 | 0 | GSD | 16 | 0.57723 | 0.60437 | 0.83705 | 1.097 | 1.2026 | 1.2026 | 1.289 | 1.2891 | 1.2453 | 1.1192 | 0.77553 | 0.85362 | 335.2213 | 0 | 15498.155 | 0 | 0 | 0 | 1 | 0 | 0 | 1.0077
826 | Refrigeration | Unit | High Efficiency Refrigeration Compressor_Discus | Healthcare | Existing | CheEgsd826 | 1 | 0.79333 | 6666.6667 | 0 | GSD | 16 | 0.57723 | 0.60437 | 0.83705 | 1.097 | 1.2026 | 1.2026 | 1.289 | 1.2891 | 1.2453 | 1.1192 | 0.77553 | 0.85362 | 335.2213 | 0 | 15498.155 | 0 | 0 | 0 | 1 | 0 | 0 | 1.0077
826 | Refrigeration | Unit | High Efficiency Refrigeration Compressor_Discus | Healthcare | New | CheNgsd826 | 1 | 0.79333 | 6666.6667 | 0 | GSD | 16 | 0.57723 | 0.60437 | 0.83705 | 1.097 | 1.2026 | 1.2026 | 1.289 | 1.2891 | 1.2453 | 1.1192 | 0.77553 | 0.85362 | 335.2213 | 0 | 15498.155 | 0 | 0 | 0 | 1 | 0 | 0 | 1.0077
826 | Refrigeration | Unit | High Efficiency Refrigeration Compressor_Discus | Hospitals | Existing | ChoEgsd826 | 1 | 0.79333 | 6666.6667 | 0 | GSD | 16 | 0.57723 | 0.60437 | 0.83705 | 1.097 | 1.2026 | 1.2026 | 1.289 | 1.2891 | 1.2453 | 1.1192 | 0.77553 | 0.85362 | 335.2213 | 0 | 15498.155 | 0 | 0 | 0 | 1 | 0 | 0 | 1.0077
826 | Refrigeration | Unit | High Efficiency Refrigeration Compressor_Discus | Hospitals | New | ChoNgsd826 | 1 | 0.79333 | 6666.6667 | 0 | GSD | 16 | 0.57723 | 0.60437 | 0.83705 | 1.097 | 1.2026 | 1.2026 | 1.289 | 1.2891 | 1.2453 | 1.1192 | 0.77553 | 0.85362 | 335.2213 | 0 | 15498.155 | 0 | 0 | 0 | 1 | 0 | 0 | 1.0077
826 | Refrigeration | Unit | High Efficiency Refrigeration Compressor_Discus | Institutional | Existing | CinEgsd826 | 1 | 0.81119 | 6993.007 | 0 | GSD | 16 | 0.57723 | 0.60437 | 0.83705 | 1.097 | 1.2026 | 1.2026 | 1.289 | 1.2891 | 1.2453 | 1.1192 | 0.77553 | 0.85362 | 351.6308 | 0 | 16256.8059 | 0 | 0 | 0 | 1 | 0 | 0 | 1.0077
826 | Refrigeration | Unit | High Efficiency Refrigeration Compressor_Discus | Institutional | New | CinNgsd826 | 1 | 0.81119 | 6993.007 | 0 | GSD | 16 | 0.57723 | 0.60437 | 0.83705 | 1.097 | 1.2026 | 1.2026 | 1.289 | 1.2891 | 1.2453 | 1.1192 | 0.77553 | 0.85362 | 351.6308 | 0 | 16256.8059 | 0 | 0 | 0 | 1 | 0 | 0 | 1.0077
826 | Refrigeration | Unit | High Efficiency Refrigeration Compressor_Discus | Lodging/Hospitality | Existing | CloEgsd826 | 1 | 0.79333 | 6666.6667 | 0 | GSD | 16 | 0.57723 | 0.60437 | 0.83705 | 1.097 | 1.2026 | 1.2026 | 1.289 | 1.2891 | 1.2453 | 1.1192 | 0.77553 | 0.85362 | 335.2213 | 0 | 15498.155 | 0 | 0 | 0 | 1 | 0 | 0 | 1.0077
826 | Refrigeration | Unit | High Efficiency Refrigeration Compressor_Discus | Lodging/Hospitality | New | CloNgsd826 | 1 | 0.79333 | 6666.6667 | 0 | GSD | 16 | 0.57723 | 0.60437 | 0.83705 | 1.097 | 1.2026 | 1.2026 | 1.289 | 1.2891 | 1.2453 | 1.1192 | 0.77553 | 0.85362 | 335.2213 | 0 | 15498.155 | 0 | 0 | 0 | 1 | 0 | 0 | 1.0077
826 | Refrigeration | Unit | High Efficiency Refrigeration Compressor_Discus | Miscellaneous | Existing | CmiEgsd826 | 1 | 0.81119 | 6993.007 | 0 | GSD | 16 | 0.57723 | 0.60437 | 0.83705 | 1.097 | 1.2026 | 1.2026 | 1.289 | 1.2891 | 1.2453 | 1.1192 | 0.77553 | 0.85362 | 351.6308 | 0 | 16256.8059 | 0 | 0 | 0 | 1 | 0 | 0 | 1.0077
826 | Refrigeration | Unit | High Efficiency Refrigeration Compressor_Discus | Miscellaneous | New | CmiNgsd826 | 1 | 0.81119 | 6993.007 | 0 | GSD | 16 | 0.57723 | 0.60437 | 0.83705 | 1.097 | 1.2026 | 1.2026 | 1.289 | 1.2891 | 1.2453 | 1.1192 | 0.77553 | 0.85362 | 351.6308 | 0 | 16256.8059 | 0 | 0 | 0 | 1 | 0 | 0 | 1.0077
826 | Refrigeration | Unit | High Efficiency Refrigeration Compressor_Discus | Offices | Existing | CofEgsd826 | 1 | 0.81119 | 6993.007 | 0 | GSD | 16 | 0.57723 | 0.60437 | 0.83705 | 1.097 | 1.2026 | 1.2026 | 1.289 | 1.2891 | 1.2453 | 1.1192 | 0.77553 | 0.85362 | 351.6308 | 0 | 16256.8059 | 0 | 0 | 0 | 1 | 0 | 0 | 1.0077
826 | Refrigeration | Unit | High Efficiency Refrigeration Compressor_Discus | Offices | New | CofNgsd826 | 1 | 0.81119 | 6993.007 | 0 | GSD | 16 | 0.57723 | 0.60437 | 0.83705 | 1.097 | 1.2026 | 1.2026 | 1.289 | 1.2891 | 1.2453 | 1.1192 | 0.77553 | 0.85362 | 351.6308 | 0 | 16256.8059 | 0 | 0 | 0 | 1 | 0 | 0 | 1.0077
826 | Refrigeration | Unit | High Efficiency Refrigeration Compressor_Discus | Restaurants | Existing | CreEgsd826 | 1 | 0.80142 | 7092.1986 | 0 | GSD | 16 | 0.57723 | 0.60437 | 0.83705 | 1.097 | 1.2026 | 1.2026 | 1.289 | 1.2891 | 1.2453 | 1.1192 | 0.77553 | 0.85362 | 356.6184 | 0 | 16487.3989 | 0 | 0 | 0 | 1 | 0 | 0 | 1.0077
826 | Refrigeration | Unit | High Efficiency Refrigeration Compressor_Discus | Restaurants | New | CreNgsd826 | 1 | 0.80142 | 7092.1986 | 0 | GSD | 16 | 0.57723 | 0.60437 | 0.83705 | 1.097 | 1.2026 | 1.2026 | 1.289 | 1.2891 | 1.2453 | 1.1192 | 0.77553 | 0.85362 | 356.6184 | 0 | 16487.3989 | 0 | 0 | 0 | 1 | 0 | 0 | 1.0077
826 | Refrigeration | Unit | High Efficiency Refrigeration Compressor_Discus | Retail | Existing | CrtEgsd826 | 1 | 0.79333 | 6666.6667 | 0 | GSD | 16 | 0.57723 | 0.60437 | 0.83705 | 1.097 | 1.2026 | 1.2026 | 1.289 | 1.2891 | 1.2453 | 1.1192 | 0.77553 | 0.85362 | 335.2213 | 0 | 15498.155 | 0 | 0 | 0 | 1 | 0 | 0 | 1.0077
826 | Refrigeration | Unit | High Efficiency Refrigeration Compressor_Discus | Retail | New | CrtNgsd826 | 1 | 0.79333 | 6666.6667 | 0 | GSD | 16 | 0.57723 | 0.60437 | 0.83705 | 1.097 | 1.2026 | 1.2026 | 1.289 | 1.2891 | 1.2453 | 1.1192 | 0.77553 | 0.85362 | 335.2213 | 0 | 15498.155 | 0 | 0 | 0 | 1 | 0 | 0 | 1.0077
826 | Refrigeration | Unit | High Efficiency Refrigeration Compressor_Discus | Schools K-12 | Existing | CscEgsd826 | 1 | 0.81119 | 6993.007 | 0 | GSD | 16 | 0.57723 | 0.60437 | 0.83705 | 1.097 | 1.2026 | 1.2026 | 1.289 | 1.2891 | 1.2453 | 1.1192 | 0.77553 | 0.85362 | 351.6308 | 0 | 16256.8059 | 0 | 0 | 0 | 1 | 0 | 0 | 1.0077
826 | Refrigeration | Unit | High Efficiency Refrigeration Compressor_Discus | Schools K-12 | New | CscNgsd826 | 1 | 0.81119 | 6993.007 | 0 | GSD | 16 | 0.57723 | 0.60437 | 0.83705 | 1.097 | 1.2026 | 1.2026 | 1.289 | 1.2891 | 1.2453 | 1.1192 | 0.77553 | 0.85362 | 351.6308 | 0 | 16256.8059 | 0 | 0 | 0 | 1 | 0 | 0 | 1.0077
826 | Refrigeration | Unit | High Efficiency Refrigeration Compressor_Discus | Warehouse | Existing | CwaEgsd826 | 1 | 0.81119 | 6993.007 | 0 | GSD | 16 | 0.57723 | 0.60437 | 0.83705 | 1.097 | 1.2026 | 1.2026 | 1.289 | 1.2891 | 1.2453 | 1.1192 | 0.77553 | 0.85362 | 351.6308 | 0 | 16256.8059 | 0 | 0 | 0 | 1 | 0 | 0 | 1.0077
826 | Refrigeration | Unit | High Efficiency Refrigeration Compressor_Discus | Warehouse | New | CwaNgsd826 | 1 | 0.81119 | 6993.007 | 0 | GSD | 16 | 0.57723 | 0.60437 | 0.83705 | 1.097 | 1.2026 | 1.2026 | 1.289 | 1.2891 | 1.2453 | 1.1192 | 0.77553 | 0.85362 | 351.6308 | 0 | 16256.8059 | 0 | 0 | 0 | 1 | 0 | 0 | 1.0077
827 | Refrigeration | Unit | High Efficiency Refrigeration Compressor_Scroll | Assembly | Existing | CasEgsd827 | 1 | 0.79333 | 6666.6667 | 0 | GSD | 16 | 0.57723 | 0.60437 | 0.83705 | 1.097 | 1.2026 | 1.2026 | 1.289 | 1.2891 | 1.2453 | 1.1192 | 0.77553 | 0.85362 | 335.2213 | 0 | 15475.3132 | 0 | 0 | 0 | 1 | 0 | 0 | 1.0077
827 | Refrigeration | Unit | High Efficiency Refrigeration Compressor_Scroll | Assembly | New | CasNgsd827 | 1 | 0.79333 | 6666.6667 | 0 | GSD | 16 | 0.57723 | 0.60437 | 0.83705 | 1.097 | 1.2026 | 1.2026 | 1.289 | 1.2891 | 1.2453 | 1.1192 | 0.77553 | 0.85362 | 335.2213 | 0 | 15475.3132 | 0 | 0 | 0 | 1 | 0 | 0 | 1.0077
827 | Refrigeration | Unit | High Efficiency Refrigeration Compressor_Scroll | College and University | Existing | CcoEgsd827 | 1 | 0.79333 | 6666.6667 | 0 | GSD | 16 | 0.57723 | 0.60437 | 0.83705 | 1.097 | 1.2026 | 1.2026 | 1.289 | 1.2891 | 1.2453 | 1.1192 | 0.77553 | 0.85362 | 335.2213 | 0 | 15475.3132 | 0 | 0 | 0 | 1 | 0 | 0 | 1.0077
827 | Refrigeration | Unit | High Efficiency Refrigeration Compressor_Scroll | College and University | New | CcoNgsd827 | 1 | 0.79333 | 6666.6667 | 0 | GSD | 16 | 0.57723 | 0.60437 | 0.83705 | 1.097 | 1.2026 | 1.2026 | 1.289 | 1.2891 | 1.2453 | 1.1192 | 0.77553 | 0.85362 | 335.2213 | 0 | 15475.3132 | 0 | 0 | 0 | 1 | 0 | 0 | 1.0077
827 | Refrigeration | Unit | High Efficiency Refrigeration Compressor_Scroll | Data Center | Existing | CdaEgsd827 | 1 | 0.81119 | 6993.007 | 0 | GSD | 16 | 0.57723 | 0.60437 | 0.83705 | 1.097 | 1.2026 | 1.2026 | 1.289 | 1.2891 | 1.2453 | 1.1192 | 0.77553 | 0.85362 | 351.6308 | 0 | 16232.846 | 0 | 0 | 0 | 1 | 0 | 0 | 1.0077
827 | Refrigeration | Unit | High Efficiency Refrigeration Compressor_Scroll | Data Center | New | CdaNgsd827 | 1 | 0.81119 | 6993.007 | 0 | GSD | 16 | 0.57723 | 0.60437 | 0.83705 | 1.097 | 1.2026 | 1.2026 | 1.289 | 1.2891 | 1.2453 | 1.1192 | 0.77553 | 0.85362 | 351.6308 | 0 | 16232.846 | 0 | 0 | 0 | 1 | 0 | 0 | 1.0077
827 | Refrigeration | Unit | High Efficiency Refrigeration Compressor_Scroll | Grocery | Existing | CgrEgsd827 | 1 | 0.79333 | 6666.6667 | 0 | GSD | 16 | 0.57723 | 0.60437 | 0.83705 | 1.097 | 1.2026 | 1.2026 | 1.289 | 1.2891 | 1.2453 | 1.1192 | 0.77553 | 0.85362 | 335.2213 | 0 | 15475.3132 | 0 | 0 | 0 | 1 | 0 | 0 | 1.0077
827 | Refrigeration | Unit | High Efficiency Refrigeration Compressor_Scroll | Grocery | New | CgrNgsd827 | 1 | 0.79333 | 6666.6667 | 0 | GSD | 16 | 0.57723 | 0.60437 | 0.83705 | 1.097 | 1.2026 | 1.2026 | 1.289 | 1.2891 | 1.2453 | 1.1192 | 0.77553 | 0.85362 | 335.2213 | 0 | 15475.3132 | 0 | 0 | 0 | 1 | 0 | 0 | 1.0077
827 | Refrigeration | Unit | High Efficiency Refrigeration Compressor_Scroll | Healthcare | Existing | CheEgsd827 | 1 | 0.79333 | 6666.6667 | 0 | GSD | 16 | 0.57723 | 0.60437 | 0.83705 | 1.097 | 1.2026 | 1.2026 | 1.289 | 1.2891 | 1.2453 | 1.1192 | 0.77553 | 0.85362 | 335.2213 | 0 | 15475.3132 | 0 | 0 | 0 | 1 | 0 | 0 | 1.0077
827 | Refrigeration | Unit | High Efficiency Refrigeration Compressor_Scroll | Healthcare | New | CheNgsd827 | 1 | 0.79333 | 6666.6667 | 0 | GSD | 16 | 0.57723 | 0.60437 | 0.83705 | 1.097 | 1.2026 | 1.2026 | 1.289 | 1.2891 | 1.2453 | 1.1192 | 0.77553 | 0.85362 | 335.2213 | 0 | 15475.3132 | 0 | 0 | 0 | 1 | 0 | 0 | 1.0077
827 | Refrigeration | Unit | High Efficiency Refrigeration Compressor_Scroll | Hospitals | Existing | ChoEgsd827 | 1 | 0.79333 | 6666.6667 | 0 | GSD | 16 | 0.57723 | 0.60437 | 0.83705 | 1.097 | 1.2026 | 1.2026 | 1.289 | 1.2891 | 1.2453 | 1.1192 | 0.77553 | 0.85362 | 335.2213 | 0 | 15475.3132 | 0 | 0 | 0 | 1 | 0 | 0 | 1.0077
827 | Refrigeration | Unit | High Efficiency Refrigeration Compressor_Scroll | Hospitals | New | ChoNgsd827 | 1 | 0.79333 | 6666.6667 | 0 | GSD | 16 | 0.57723 | 0.60437 | 0.83705 | 1.097 | 1.2026 | 1.2026 | 1.289 | 1.2891 | 1.2453 | 1.1192 | 0.77553 | 0.85362 | 335.2213 | 0 | 15475.3132 | 0 | 0 | 0 | 1 | 0 | 0 | 1.0077
827 | Refrigeration | Unit | High Efficiency Refrigeration Compressor_Scroll | Institutional | Existing | CinEgsd827 | 1 | 0.81119 | 6993.007 | 0 | GSD | 16 | 0.57723 | 0.60437 | 0.83705 | 1.097 | 1.2026 | 1.2026 | 1.289 | 1.2891 | 1.2453 | 1.1192 | 0.77553 | 0.85362 | 351.6308 | 0 | 16232.846 | 0 | 0 | 0 | 1 | 0 | 0 | 1.0077
827 | Refrigeration | Unit | High Efficiency Refrigeration Compressor_Scroll | Institutional | New | CinNgsd827 | 1 | 0.81119 | 6993.007 | 0 | GSD | 16 | 0.57723 | 0.60437 | 0.83705 | 1.097 | 1.2026 | 1.2026 | 1.289 | 1.2891 | 1.2453 | 1.1192 | 0.77553 | 0.85362 | 351.6308 | 0 | 16232.846 | 0 | 0 | 0 | 1 | 0 | 0 | 1.0077
827 | Refrigeration | Unit | High Efficiency Refrigeration Compressor_Scroll | Lodging/Hospitality | Existing | CloEgsd827 | 1 | 0.79333 | 6666.6667 | 0 | GSD | 16 | 0.57723 | 0.60437 | 0.83705 | 1.097 | 1.2026 | 1.2026 | 1.289 | 1.2891 | 1.2453 | 1.1192 | 0.77553 | 0.85362 | 335.2213 | 0 | 15475.3132 | 0 | 0 | 0 | 1 | 0 | 0 | 1.0077
827 | Refrigeration | Unit | High Efficiency Refrigeration Compressor_Scroll | Lodging/Hospitality | New | CloNgsd827 | 1 | 0.79333 | 6666.6667 | 0 | GSD | 16 | 0.57723 | 0.60437 | 0.83705 | 1.097 | 1.2026 | 1.2026 | 1.289 | 1.2891 | 1.2453 | 1.1192 | 0.77553 | 0.85362 | 335.2213 | 0 | 15475.3132 | 0 | 0 | 0 | 1 | 0 | 0 | 1.0077
827 | Refrigeration | Unit | High Efficiency Refrigeration Compressor_Scroll | Miscellaneous | Existing | CmiEgsd827 | 1 | 0.81119 | 6993.007 | 0 | GSD | 16 | 0.57723 | 0.60437 | 0.83705 | 1.097 | 1.2026 | 1.2026 | 1.289 | 1.2891 | 1.2453 | 1.1192 | 0.77553 | 0.85362 | 351.6308 | 0 | 16232.846 | 0 | 0 | 0 | 1 | 0 | 0 | 1.0077
827 | Refrigeration | Unit | High Efficiency Refrigeration Compressor_Scroll | Miscellaneous | New | CmiNgsd827 | 1 | 0.81119 | 6993.007 | 0 | GSD | 16 | 0.57723 | 0.60437 | 0.83705 | 1.097 | 1.2026 | 1.2026 | 1.289 | 1.2891 | 1.2453 | 1.1192 | 0.77553 | 0.85362 | 351.6308 | 0 | 16232.846 | 0 | 0 | 0 | 1 | 0 | 0 | 1.0077
827 | Refrigeration | Unit | High Efficiency Refrigeration Compressor_Scroll | Offices | Existing | CofEgsd827 | 1 | 0.81119 | 6993.007 | 0 | GSD | 16 | 0.57723 | 0.60437 | 0.83705 | 1.097 | 1.2026 | 1.2026 | 1.289 | 1.2891 | 1.2453 | 1.1192 | 0.77553 | 0.85362 | 351.6308 | 0 | 16232.846 | 0 | 0 | 0 | 1 | 0 | 0 | 1.0077
827 | Refrigeration | Unit | High Efficiency Refrigeration Compressor_Scroll | Offices | New | CofNgsd827 | 1 | 0.81119 | 6993.007 | 0 | GSD | 16 | 0.57723 | 0.60437 | 0.83705 | 1.097 | 1.2026 | 1.2026 | 1.289 | 1.2891 | 1.2453 | 1.1192 | 0.77553 | 0.85362 | 351.6308 | 0 | 16232.846 | 0 | 0 | 0 | 1 | 0 | 0 | 1.0077
827 | Refrigeration | Unit | High Efficiency Refrigeration Compressor_Scroll | Restaurants | Existing | CreEgsd827 | 1 | 0.80142 | 7092.1986 | 0 | GSD | 16 | 0.57723 | 0.60437 | 0.83705 | 1.097 | 1.2026 | 1.2026 | 1.289 | 1.2891 | 1.2453 | 1.1192 | 0.77553 | 0.85362 | 356.6184 | 0 | 16463.0991 | 0 | 0 | 0 | 1 | 0 | 0 | 1.0077
827 | Refrigeration | Unit | High Efficiency Refrigeration Compressor_Scroll | Restaurants | New | CreNgsd827 | 1 | 0.80142 | 7092.1986 | 0 | GSD | 16 | 0.57723 | 0.60437 | 0.83705 | 1.097 | 1.2026 | 1.2026 | 1.289 | 1.2891 | 1.2453 | 1.1192 | 0.77553 | 0.85362 | 356.6184 | 0 | 16463.0991 | 0 | 0 | 0 | 1 | 0 | 0 | 1.0077
827 | Refrigeration | Unit | High Efficiency Refrigeration Compressor_Scroll | Retail | Existing | CrtEgsd827 | 1 | 0.79333 | 6666.6667 | 0 | GSD | 16 | 0.57723 | 0.60437 | 0.83705 | 1.097 | 1.2026 | 1.2026 | 1.289 | 1.2891 | 1.2453 | 1.1192 | 0.77553 | 0.85362 | 335.2213 | 0 | 15475.3132 | 0 | 0 | 0 | 1 | 0 | 0 | 1.0077
827 | Refrigeration | Unit | High Efficiency Refrigeration Compressor_Scroll | Retail | New | CrtNgsd827 | 1 | 0.79333 | 6666.6667 | 0 | GSD | 16 | 0.57723 | 0.60437 | 0.83705 | 1.097 | 1.2026 | 1.2026 | 1.289 | 1.2891 | 1.2453 | 1.1192 | 0.77553 | 0.85362 | 335.2213 | 0 | 15475.3132 | 0 | 0 | 0 | 1 | 0 | 0 | 1.0077
827 | Refrigeration | Unit | High Efficiency Refrigeration Compressor_Scroll | Schools K-12 | Existing | CscEgsd827 | 1 | 0.81119 | 6993.007 | 0 | GSD | 16 | 0.57723 | 0.60437 | 0.83705 | 1.097 | 1.2026 | 1.2026 | 1.289 | 1.2891 | 1.2453 | 1.1192 | 0.77553 | 0.85362 | 351.6308 | 0 | 16232.846 | 0 | 0 | 0 | 1 | 0 | 0 | 1.0077
827 | Refrigeration | Unit | High Efficiency Refrigeration Compressor_Scroll | Schools K-12 | New | CscNgsd827 | 1 | 0.81119 | 6993.007 | 0 | GSD | 16 | 0.57723 | 0.60437 | 0.83705 | 1.097 | 1.2026 | 1.2026 | 1.289 | 1.2891 | 1.2453 | 1.1192 | 0.77553 | 0.85362 | 351.6308 | 0 | 16232.846 | 0 | 0 | 0 | 1 | 0 | 0 | 1.0077
827 | Refrigeration | Unit | High Efficiency Refrigeration Compressor_Scroll | Warehouse | Existing | CwaEgsd827 | 1 | 0.81119 | 6993.007 | 0 | GSD | 16 | 0.57723 | 0.60437 | 0.83705 | 1.097 | 1.2026 | 1.2026 | 1.289 | 1.2891 | 1.2453 | 1.1192 | 0.77553 | 0.85362 | 351.6308 | 0 | 16232.846 | 0 | 0 | 0 | 1 | 0 | 0 | 1.0077
827 | Refrigeration | Unit | High Efficiency Refrigeration Compressor_Scroll | Warehouse | New | CwaNgsd827 | 1 | 0.81119 | 6993.007 | 0 | GSD | 16 | 0.57723 | 0.60437 | 0.83705 | 1.097 | 1.2026 | 1.2026 | 1.289 | 1.2891 | 1.2453 | 1.1192 | 0.77553 | 0.85362 | 351.6308 | 0 | 16232.846 | 0 | 0 | 0 | 1 | 0 | 0 | 1.0077
828 | Refrigeration | Unit | Water Cooled Refrigeration Heat Recovery | Assembly | Existing | CasEgsd828 | 1 | 1.523 | 8042.7228 | 0 | GSD | 15 | 1 | 1 | 1 | 1 | 1 | 1 | 1 | 1 | 1 | 1 | 1 | 1 | 404.4138 | 0 | 643.521 | 0 | 0 | 0 | 1 | 0 | 0 | 1
828 | Refrigeration | Unit | Water Cooled Refrigeration Heat Recovery | Assembly | New | CasNgsd828 | 1 | 1.523 | 8042.7228 | 0 | GSD | 15 | 1 | 1 | 1 | 1 | 1 | 1 | 1 | 1 | 1 | 1 | 1 | 1 | 404.4138 | 0 | 643.521 | 0 | 0 | 0 | 1 | 0 | 0 | 1
828 | Refrigeration | Unit | Water Cooled Refrigeration Heat Recovery | College and University | Existing | CcoEgsd828 | 1 | 1.2145 | 10905.4227 | 0 | GSD | 15 | 1 | 1 | 1 | 1 | 1 | 1 | 1 | 1 | 1 | 1 | 1 | 1 | 548.3596 | 0 | 872.453 | 0 | 0 | 0 | 1 | 0 | 0 | 1
828 | Refrigeration | Unit | Water Cooled Refrigeration Heat Recovery | College and University | New | CcoNgsd828 | 1 | 1.2145 | 10905.4227 | 0 | GSD | 15 | 1 | 1 | 1 | 1 | 1 | 1 | 1 | 1 | 1 | 1 | 1 | 1 | 548.3596 | 0 | 872.453 | 0 | 0 | 0 | 1 | 0 | 0 | 1
828 | Refrigeration | Unit | Water Cooled Refrigeration Heat Recovery | Data Center | Existing | CdaEgsd828 | 1 | 1.2145 | 10905.4227 | 0 | GSD | 15 | 1 | 1 | 1 | 1 | 1 | 1 | 1 | 1 | 1 | 1 | 1 | 1 | 548.3596 | 0 | 872.436 | 0 | 0 | 0 | 1 | 0 | 0 | 1
828 | Refrigeration | Unit | Water Cooled Refrigeration Heat Recovery | Data Center | New | CdaNgsd828 | 1 | 1.2145 | 10905.4227 | 0 | GSD | 15 | 1 | 1 | 1 | 1 | 1 | 1 | 1 | 1 | 1 | 1 | 1 | 1 | 548.3596 | 0 | 872.436 | 0 | 0 | 0 | 1 | 0 | 0 | 1
828 | Refrigeration | Unit | Water Cooled Refrigeration Heat Recovery | Grocery | Existing | CgrEgsd828 | 1 | 1.523 | 8042.7224 | 0 | GSD | 15 | 1 | 1 | 1 | 1 | 1 | 1 | 1 | 1 | 1 | 1 | 1 | 1 | 404.4138 | 0 | 643.7357 | 0 | 0 | 0 | 1 | 0 | 0 | 1
828 | Refrigeration | Unit | Water Cooled Refrigeration Heat Recovery | Grocery | New | CgrNgsd828 | 1 | 1.523 | 8042.7224 | 0 | GSD | 15 | 1 | 1 | 1 | 1 | 1 | 1 | 1 | 1 | 1 | 1 | 1 | 1 | 404.4138 | 0 | 643.7357 | 0 | 0 | 0 | 1 | 0 | 0 | 1
828 | Refrigeration | Unit | Water Cooled Refrigeration Heat Recovery | Healthcare | Existing | CheEgsd828 | 1 | 1.2145 | 10905.4226 | 0 | GSD | 15 | 1 | 1 | 1 | 1 | 1 | 1 | 1 | 1 | 1 | 1 | 1 | 1 | 548.3596 | 0 | 872.7251 | 0 | 0 | 0 | 1 | 0 | 0 | 1
828 | Refrigeration | Unit | Water Cooled Refrigeration Heat Recovery | Healthcare | New | CheNgsd828 | 1 | 1.2145 | 10905.4226 | 0 | GSD | 15 | 1 | 1 | 1 | 1 | 1 | 1 | 1 | 1 | 1 | 1 | 1 | 1 | 548.3596 | 0 | 872.7251 | 0 | 0 | 0 | 1 | 0 | 0 | 1
828 | Refrigeration | Unit | Water Cooled Refrigeration Heat Recovery | Hospitals | Existing | ChoEgsd828 | 1 | 1.2145 | 10905.4227 | 0 | GSD | 15 | 1 | 1 | 1 | 1 | 1 | 1 | 1 | 1 | 1 | 1 | 1 | 1 | 548.3596 | 0 | 872.4326 | 0 | 0 | 0 | 1 | 0 | 0 | 1
828 | Refrigeration | Unit | Water Cooled Refrigeration Heat Recovery | Hospitals | New | ChoNgsd828 | 1 | 1.2145 | 10905.4227 | 0 | GSD | 15 | 1 | 1 | 1 | 1 | 1 | 1 | 1 | 1 | 1 | 1 | 1 | 1 | 548.3596 | 0 | 872.4326 | 0 | 0 | 0 | 1 | 0 | 0 | 1
828 | Refrigeration | Unit | Water Cooled Refrigeration Heat Recovery | Institutional | Existing | CinEgsd828 | 1 | 1.2145 | 10905.4229 | 0 | GSD | 15 | 1 | 1 | 1 | 1 | 1 | 1 | 1 | 1 | 1 | 1 | 1 | 1 | 548.3596 | 0 | 872.2837 | 0 | 0 | 0 | 1 | 0 | 0 | 1
828 | Refrigeration | Unit | Water Cooled Refrigeration Heat Recovery | Institutional | New | CinNgsd828 | 1 | 1.2145 | 10905.4229 | 0 | GSD | 15 | 1 | 1 | 1 | 1 | 1 | 1 | 1 | 1 | 1 | 1 | 1 | 1 | 548.3596 | 0 | 872.2837 | 0 | 0 | 0 | 1 | 0 | 0 | 1
828 | Refrigeration | Unit | Water Cooled Refrigeration Heat Recovery | Lodging/Hospitality | Existing | CloEgsd828 | 1 | 4.0096 | 25413.8002 | 0 | GSD | 15 | 1 | 1 | 1 | 1 | 1 | 1 | 1 | 1 | 1 | 1 | 1 | 1 | 1277.8872 | 0 | 2033.1251 | 0 | 0 | 0 | 1 | 0 | 0 | 1
828 | Refrigeration | Unit | Water Cooled Refrigeration Heat Recovery | Lodging/Hospitality | New | CloNgsd828 | 1 | 4.0096 | 25413.8002 | 0 | GSD | 15 | 1 | 1 | 1 | 1 | 1 | 1 | 1 | 1 | 1 | 1 | 1 | 1 | 1277.8872 | 0 | 2033.1251 | 0 | 0 | 0 | 1 | 0 | 0 | 1
828 | Refrigeration | Unit | Water Cooled Refrigeration Heat Recovery | Miscellaneous | Existing | CmiEgsd828 | 1 | 1.523 | 8042.7228 | 0 | GSD | 15 | 1 | 1 | 1 | 1 | 1 | 1 | 1 | 1 | 1 | 1 | 1 | 1 | 404.4138 | 0 | 643.3417 | 0 | 0 | 0 | 1 | 0 | 0 | 1
828 | Refrigeration | Unit | Water Cooled Refrigeration Heat Recovery | Miscellaneous | New | CmiNgsd828 | 1 | 1.523 | 8042.7228 | 0 | GSD | 15 | 1 | 1 | 1 | 1 | 1 | 1 | 1 | 1 | 1 | 1 | 1 | 1 | 404.4138 | 0 | 643.3417 | 0 | 0 | 0 | 1 | 0 | 0 | 1
828 | Refrigeration | Unit | Water Cooled Refrigeration Heat Recovery | Offices | Existing | CofEgsd828 | 1 | 1.523 | 8042.7228 | 0 | GSD | 15 | 1 | 1 | 1 | 1 | 1 | 1 | 1 | 1 | 1 | 1 | 1 | 1 | 404.4138 | 0 | 643.5498 | 0 | 0 | 0 | 1 | 0 | 0 | 1
828 | Refrigeration | Unit | Water Cooled Refrigeration Heat Recovery | Offices | New | CofNgsd828 | 1 | 1.523 | 8042.7228 | 0 | GSD | 15 | 1 | 1 | 1 | 1 | 1 | 1 | 1 | 1 | 1 | 1 | 1 | 1 | 404.4138 | 0 | 643.5498 | 0 | 0 | 0 | 1 | 0 | 0 | 1
828 | Refrigeration | Unit | Water Cooled Refrigeration Heat Recovery | Restaurants | Existing | CreEgsd828 | 1 | 1.523 | 8042.7229 | 0 | GSD | 15 | 1 | 1 | 1 | 1 | 1 | 1 | 1 | 1 | 1 | 1 | 1 | 1 | 404.4139 | 0 | 643.4303 | 0 | 0 | 0 | 1 | 0 | 0 | 1
828 | Refrigeration | Unit | Water Cooled Refrigeration Heat Recovery | Restaurants | New | CreNgsd828 | 1 | 1.523 | 8042.7229 | 0 | GSD | 15 | 1 | 1 | 1 | 1 | 1 | 1 | 1 | 1 | 1 | 1 | 1 | 1 | 404.4139 | 0 | 643.4303 | 0 | 0 | 0 | 1 | 0 | 0 | 1
828 | Refrigeration | Unit | Water Cooled Refrigeration Heat Recovery | Retail | Existing | CrtEgsd828 | 1 | 1.523 | 8042.7229 | 0 | GSD | 15 | 1 | 1 | 1 | 1 | 1 | 1 | 1 | 1 | 1 | 1 | 1 | 1 | 404.4139 | 0 | 643.3966 | 0 | 0 | 0 | 1 | 0 | 0 | 1
828 | Refrigeration | Unit | Water Cooled Refrigeration Heat Recovery | Retail | New | CrtNgsd828 | 1 | 1.523 | 8042.7229 | 0 | GSD | 15 | 1 | 1 | 1 | 1 | 1 | 1 | 1 | 1 | 1 | 1 | 1 | 1 | 404.4139 | 0 | 643.3966 | 0 | 0 | 0 | 1 | 0 | 0 | 1
828 | Refrigeration | Unit | Water Cooled Refrigeration Heat Recovery | Schools K-12 | Existing | CscEgsd828 | 1 | 1.523 | 8042.7229 | 0 | GSD | 15 | 1 | 1 | 1 | 1 | 1 | 1 | 1 | 1 | 1 | 1 | 1 | 1 | 404.4139 | 0 | 643.4103 | 0 | 0 | 0 | 1 | 0 | 0 | 1
828 | Refrigeration | Unit | Water Cooled Refrigeration Heat Recovery | Schools K-12 | New | CscNgsd828 | 1 | 1.523 | 8042.7229 | 0 | GSD | 15 | 1 | 1 | 1 | 1 | 1 | 1 | 1 | 1 | 1 | 1 | 1 | 1 | 404.4139 | 0 | 643.4103 | 0 | 0 | 0 | 1 | 0 | 0 | 1
828 | Refrigeration | Unit | Water Cooled Refrigeration Heat Recovery | Warehouse | Existing | CwaEgsd828 | 1 | 1.523 | 8042.7226 | 0 | GSD | 15 | 1 | 1 | 1 | 1 | 1 | 1 | 1 | 1 | 1 | 1 | 1 | 1 | 404.4138 | 0 | 643.7427 | 0 | 0 | 0 | 1 | 0 | 0 | 1
828 | Refrigeration | Unit | Water Cooled Refrigeration Heat Recovery | Warehouse | New | CwaNgsd828 | 1 | 1.523 | 8042.7226 | 0 | GSD | 15 | 1 | 1 | 1 | 1 | 1 | 1 | 1 | 1 | 1 | 1 | 1 | 1 | 404.4138 | 0 | 643.7427 | 0 | 0 | 0 | 1 | 0 | 0 | 1
829 | Refrigeration | Unit | Zero Energy Doors | Assembly | Existing | CasEgsd829 | 1 | 0.79333 | 6666.6667 | 0 | GSD | 11 | 1 | 1 | 1 | 1 | 1 | 1 | 1 | 1 | 1 | 1 | 1 | 1 | 400 | 0 | 602.9331 | 0 | 0 | 0 | 1 | 0 | 0 | 1
829 | Refrigeration | Unit | Zero Energy Doors | Assembly | New | CasNgsd829 | 1 | 0.79333 | 6666.6667 | 0 | GSD | 11 | 1 | 1 | 1 | 1 | 1 | 1 | 1 | 1 | 1 | 1 | 1 | 1 | 400 | 0 | 602.9331 | 0 | 0 | 0 | 1 | 0 | 0 | 1
829 | Refrigeration | Unit | Zero Energy Doors | College and University | Existing | CcoEgsd829 | 1 | 0.79333 | 6666.6667 | 0 | GSD | 11 | 1 | 1 | 1 | 1 | 1 | 1 | 1 | 1 | 1 | 1 | 1 | 1 | 400 | 0 | 602.9331 | 0 | 0 | 0 | 1 | 0 | 0 | 1
829 | Refrigeration | Unit | Zero Energy Doors | College and University | New | CcoNgsd829 | 1 | 0.79333 | 6666.6667 | 0 | GSD | 11 | 1 | 1 | 1 | 1 | 1 | 1 | 1 | 1 | 1 | 1 | 1 | 1 | 400 | 0 | 602.9331 | 0 | 0 | 0 | 1 | 0 | 0 | 1
829 | Refrigeration | Unit | Zero Energy Doors | Data Center | Existing | CdaEgsd829 | 1 | 0.81119 | 6993.007 | 0 | GSD | 11 | 1 | 1 | 1 | 1 | 1 | 1 | 1 | 1 | 1 | 1 | 1 | 1 | 419.5804 | 0 | 632.4473 | 0 | 0 | 0 | 1 | 0 | 0 | 1
829 | Refrigeration | Unit | Zero Energy Doors | Data Center | New | CdaNgsd829 | 1 | 0.81119 | 6993.007 | 0 | GSD | 11 | 1 | 1 | 1 | 1 | 1 | 1 | 1 | 1 | 1 | 1 | 1 | 1 | 419.5804 | 0 | 632.4473 | 0 | 0 | 0 | 1 | 0 | 0 | 1
829 | Refrigeration | Unit | Zero Energy Doors | Grocery | Existing | CgrEgsd829 | 1 | 0.79333 | 6666.6667 | 0 | GSD | 11 | 1 | 1 | 1 | 1 | 1 | 1 | 1 | 1 | 1 | 1 | 1 | 1 | 400 | 0 | 602.9331 | 0 | 0 | 0 | 1 | 0 | 0 | 1
829 | Refrigeration | Unit | Zero Energy Doors | Grocery | New | CgrNgsd829 | 1 | 0.79333 | 6666.6667 | 0 | GSD | 11 | 1 | 1 | 1 | 1 | 1 | 1 | 1 | 1 | 1 | 1 | 1 | 1 | 400 | 0 | 602.9331 | 0 | 0 | 0 | 1 | 0 | 0 | 1
829 | Refrigeration | Unit | Zero Energy Doors | Healthcare | Existing | CheEgsd829 | 1 | 0.79333 | 6666.6667 | 0 | GSD | 11 | 1 | 1 | 1 | 1 | 1 | 1 | 1 | 1 | 1 | 1 | 1 | 1 | 400 | 0 | 602.9331 | 0 | 0 | 0 | 1 | 0 | 0 | 1
829 | Refrigeration | Unit | Zero Energy Doors | Healthcare | New | CheNgsd829 | 1 | 0.79333 | 6666.6667 | 0 | GSD | 11 | 1 | 1 | 1 | 1 | 1 | 1 | 1 | 1 | 1 | 1 | 1 | 1 | 400 | 0 | 602.9331 | 0 | 0 | 0 | 1 | 0 | 0 | 1
829 | Refrigeration | Unit | Zero Energy Doors | Hospitals | Existing | ChoEgsd829 | 1 | 0.79333 | 6666.6667 | 0 | GSD | 11 | 1 | 1 | 1 | 1 | 1 | 1 | 1 | 1 | 1 | 1 | 1 | 1 | 400 | 0 | 602.9331 | 0 | 0 | 0 | 1 | 0 | 0 | 1
829 | Refrigeration | Unit | Zero Energy Doors | Hospitals | New | ChoNgsd829 | 1 | 0.79333 | 6666.6667 | 0 | GSD | 11 | 1 | 1 | 1 | 1 | 1 | 1 | 1 | 1 | 1 | 1 | 1 | 1 | 400 | 0 | 602.9331 | 0 | 0 | 0 | 1 | 0 | 0 | 1
829 | Refrigeration | Unit | Zero Energy Doors | Institutional | Existing | CinEgsd829 | 1 | 0.81119 | 6993.007 | 0 | GSD | 11 | 1 | 1 | 1 | 1 | 1 | 1 | 1 | 1 | 1 | 1 | 1 | 1 | 419.5804 | 0 | 632.4473 | 0 | 0 | 0 | 1 | 0 | 0 | 1
829 | Refrigeration | Unit | Zero Energy Doors | Institutional | New | CinNgsd829 | 1 | 0.81119 | 6993.007 | 0 | GSD | 11 | 1 | 1 | 1 | 1 | 1 | 1 | 1 | 1 | 1 | 1 | 1 | 1 | 419.5804 | 0 | 632.4473 | 0 | 0 | 0 | 1 | 0 | 0 | 1
829 | Refrigeration | Unit | Zero Energy Doors | Lodging/Hospitality | Existing | CloEgsd829 | 1 | 0.79333 | 6666.6667 | 0 | GSD | 11 | 1 | 1 | 1 | 1 | 1 | 1 | 1 | 1 | 1 | 1 | 1 | 1 | 400 | 0 | 602.9331 | 0 | 0 | 0 | 1 | 0 | 0 | 1
829 | Refrigeration | Unit | Zero Energy Doors | Lodging/Hospitality | New | CloNgsd829 | 1 | 0.79333 | 6666.6667 | 0 | GSD | 11 | 1 | 1 | 1 | 1 | 1 | 1 | 1 | 1 | 1 | 1 | 1 | 1 | 400 | 0 | 602.9331 | 0 | 0 | 0 | 1 | 0 | 0 | 1
829 | Refrigeration | Unit | Zero Energy Doors | Miscellaneous | Existing | CmiEgsd829 | 1 | 0.81119 | 6993.007 | 0 | GSD | 11 | 1 | 1 | 1 | 1 | 1 | 1 | 1 | 1 | 1 | 1 | 1 | 1 | 419.5804 | 0 | 632.4473 | 0 | 0 | 0 | 1 | 0 | 0 | 1
829 | Refrigeration | Unit | Zero Energy Doors | Miscellaneous | New | CmiNgsd829 | 1 | 0.81119 | 6993.007 | 0 | GSD | 11 | 1 | 1 | 1 | 1 | 1 | 1 | 1 | 1 | 1 | 1 | 1 | 1 | 419.5804 | 0 | 632.4473 | 0 | 0 | 0 | 1 | 0 | 0 | 1
829 | Refrigeration | Unit | Zero Energy Doors | Offices | Existing | CofEgsd829 | 1 | 0.81119 | 6993.007 | 0 | GSD | 11 | 1 | 1 | 1 | 1 | 1 | 1 | 1 | 1 | 1 | 1 | 1 | 1 | 419.5804 | 0 | 632.4473 | 0 | 0 | 0 | 1 | 0 | 0 | 1
829 | Refrigeration | Unit | Zero Energy Doors | Offices | New | CofNgsd829 | 1 | 0.81119 | 6993.007 | 0 | GSD | 11 | 1 | 1 | 1 | 1 | 1 | 1 | 1 | 1 | 1 | 1 | 1 | 1 | 419.5804 | 0 | 632.4473 | 0 | 0 | 0 | 1 | 0 | 0 | 1
829 | Refrigeration | Unit | Zero Energy Doors | Restaurants | Existing | CreEgsd829 | 1 | 0.80142 | 7092.1986 | 0 | GSD | 11 | 1 | 1 | 1 | 1 | 1 | 1 | 1 | 1 | 1 | 1 | 1 | 1 | 425.5319 | 0 | 641.4182 | 0 | 0 | 0 | 1 | 0 | 0 | 1
829 | Refrigeration | Unit | Zero Energy Doors | Restaurants | New | CreNgsd829 | 1 | 0.80142 | 7092.1986 | 0 | GSD | 11 | 1 | 1 | 1 | 1 | 1 | 1 | 1 | 1 | 1 | 1 | 1 | 1 | 425.5319 | 0 | 641.4182 | 0 | 0 | 0 | 1 | 0 | 0 | 1
829 | Refrigeration | Unit | Zero Energy Doors | Retail | Existing | CrtEgsd829 | 1 | 0.79333 | 6666.6667 | 0 | GSD | 11 | 1 | 1 | 1 | 1 | 1 | 1 | 1 | 1 | 1 | 1 | 1 | 1 | 400 | 0 | 602.9331 | 0 | 0 | 0 | 1 | 0 | 0 | 1
829 | Refrigeration | Unit | Zero Energy Doors | Retail | New | CrtNgsd829 | 1 | 0.79333 | 6666.6667 | 0 | GSD | 11 | 1 | 1 | 1 | 1 | 1 | 1 | 1 | 1 | 1 | 1 | 1 | 1 | 400 | 0 | 602.9331 | 0 | 0 | 0 | 1 | 0 | 0 | 1
829 | Refrigeration | Unit | Zero Energy Doors | Schools K-12 | Existing | CscEgsd829 | 1 | 0.81119 | 6993.007 | 0 | GSD | 11 | 1 | 1 | 1 | 1 | 1 | 1 | 1 | 1 | 1 | 1 | 1 | 1 | 419.5804 | 0 | 632.4473 | 0 | 0 | 0 | 1 | 0 | 0 | 1
829 | Refrigeration | Unit | Zero Energy Doors | Schools K-12 | New | CscNgsd829 | 1 | 0.81119 | 6993.007 | 0 | GSD | 11 | 1 | 1 | 1 | 1 | 1 | 1 | 1 | 1 | 1 | 1 | 1 | 1 | 419.5804 | 0 | 632.4473 | 0 | 0 | 0 | 1 | 0 | 0 | 1
829 | Refrigeration | Unit | Zero Energy Doors | Warehouse | Existing | CwaEgsd829 | 1 | 0.81119 | 6993.007 | 0 | GSD | 11 | 1 | 1 | 1 | 1 | 1 | 1 | 1 | 1 | 1 | 1 | 1 | 1 | 419.5804 | 0 | 632.4473 | 0 | 0 | 0 | 1 | 0 | 0 | 1
829 | Refrigeration | Unit | Zero Energy Doors | Warehouse | New | CwaNgsd829 | 1 | 0.81119 | 6993.007 | 0 | GSD | 11 | 1 | 1 | 1 | 1 | 1 | 1 | 1 | 1 | 1 | 1 | 1 | 1 | 419.5804 | 0 | 632.4473 | 0 | 0 | 0 | 1 | 0 | 0 | 1
901 | Water Heating | Ancillary | Drain water heat recovery | Assembly | Existing | CasEgsd901 | 1 | 1.523 | 8042.723 | 0 | GSD | 30 | 1.0063 | 0.98564 | 1.0265 | 1.0441 | 1.0994 | 1.0901 | 1.0679 | 1.0965 | 1.0642 | 1.0547 | 1.0277 | 1.0297 | 404.4139 | 0 | 5659.985 | 0 | 0 | 0 | 1 | 0 | 0 | 1.0494
901 | Water Heating | Ancillary | Drain water heat recovery | Assembly | New | CasNgsd901 | 1 | 1.523 | 8042.723 | 0 | GSD | 30 | 1.0063 | 0.98564 | 1.0265 | 1.0441 | 1.0994 | 1.0901 | 1.0679 | 1.0965 | 1.0642 | 1.0547 | 1.0277 | 1.0297 | 404.4139 | 0 | 5659.985 | 0 | 0 | 0 | 1 | 0 | 0 | 1.0494
901 | Water Heating | Ancillary | Drain water heat recovery | College and University | Existing | CcoEgsd901 | 1 | 1.2145 | 10905.4227 | 0 | GSD | 30 | 1.0063 | 0.98564 | 1.0265 | 1.0441 | 1.0994 | 1.0901 | 1.0679 | 1.0965 | 1.0642 | 1.0547 | 1.0277 | 1.0297 | 548.3596 | 0 | 3336.7516 | 0 | 0 | 0 | 1 | 0 | 0 | 1.0494
901 | Water Heating | Ancillary | Drain water heat recovery | College and University | New | CcoNgsd901 | 1 | 1.2145 | 10905.4227 | 0 | GSD | 30 | 1.0063 | 0.98564 | 1.0265 | 1.0441 | 1.0994 | 1.0901 | 1.0679 | 1.0965 | 1.0642 | 1.0547 | 1.0277 | 1.0297 | 548.3596 | 0 | 3336.7516 | 0 | 0 | 0 | 1 | 0 | 0 | 1.0494
901 | Water Heating | Ancillary | Drain water heat recovery | Data Center | Existing | CdaEgsd901 | 1 | 1.2145 | 10905.4227 | 0 | GSD | 30 | 1.0063 | 0.98564 | 1.0265 | 1.0441 | 1.0994 | 1.0901 | 1.0679 | 1.0965 | 1.0642 | 1.0547 | 1.0277 | 1.0297 | 548.3596 | 0 | 76745.1029 | 0 | 0 | 0 | 1 | 0 | 0 | 1.0494
901 | Water Heating | Ancillary | Drain water heat recovery | Data Center | New | CdaNgsd901 | 1 | 1.2145 | 10905.4227 | 0 | GSD | 30 | 1.0063 | 0.98564 | 1.0265 | 1.0441 | 1.0994 | 1.0901 | 1.0679 | 1.0965 | 1.0642 | 1.0547 | 1.0277 | 1.0297 | 548.3596 | 0 | 76745.1029 | 0 | 0 | 0 | 1 | 0 | 0 | 1.0494
901 | Water Heating | Ancillary | Drain water heat recovery | Grocery | Existing | CgrEgsd901 | 1 | 1.523 | 8042.723 | 0 | GSD | 30 | 1.0063 | 0.98564 | 1.0265 | 1.0441 | 1.0994 | 1.0901 | 1.0679 | 1.0965 | 1.0642 | 1.0547 | 1.0277 | 1.0297 | 404.4139 | 0 | 4244.9496 | 0 | 0 | 0 | 1 | 0 | 0 | 1.0494
901 | Water Heating | Ancillary | Drain water heat recovery | Grocery | New | CgrNgsd901 | 1 | 1.523 | 8042.723 | 0 | GSD | 30 | 1.0063 | 0.98564 | 1.0265 | 1.0441 | 1.0994 | 1.0901 | 1.0679 | 1.0965 | 1.0642 | 1.0547 | 1.0277 | 1.0297 | 404.4139 | 0 | 4244.9496 | 0 | 0 | 0 | 1 | 0 | 0 | 1.0494
901 | Water Heating | Ancillary | Drain water heat recovery | Healthcare | Existing | CheEgsd901 | 1 | 1.2145 | 10905.4227 | 0 | GSD | 30 | 1.0063 | 0.98564 | 1.0265 | 1.0441 | 1.0994 | 1.0901 | 1.0679 | 1.0965 | 1.0642 | 1.0547 | 1.0277 | 1.0297 | 548.3596 | 0 | 190.2775 | 0 | 0 | 0 | 1 | 0 | 0 | 1.0494
901 | Water Heating | Ancillary | Drain water heat recovery | Healthcare | New | CheNgsd901 | 1 | 1.2145 | 10905.4227 | 0 | GSD | 30 | 1.0063 | 0.98564 | 1.0265 | 1.0441 | 1.0994 | 1.0901 | 1.0679 | 1.0965 | 1.0642 | 1.0547 | 1.0277 | 1.0297 | 548.3596 | 0 | 190.2775 | 0 | 0 | 0 | 1 | 0 | 0 | 1.0494
901 | Water Heating | Ancillary | Drain water heat recovery | Hospitals | Existing | ChoEgsd901 | 1 | 1.2145 | 10905.4227 | 0 | GSD | 30 | 1.0063 | 0.98564 | 1.0265 | 1.0441 | 1.0994 | 1.0901 | 1.0679 | 1.0965 | 1.0642 | 1.0547 | 1.0277 | 1.0297 | 548.3596 | 0 | 1438.9742 | 0 | 0 | 0 | 1 | 0 | 0 | 1.0494
901 | Water Heating | Ancillary | Drain water heat recovery | Hospitals | New | ChoNgsd901 | 1 | 1.2145 | 10905.4227 | 0 | GSD | 30 | 1.0063 | 0.98564 | 1.0265 | 1.0441 | 1.0994 | 1.0901 | 1.0679 | 1.0965 | 1.0642 | 1.0547 | 1.0277 | 1.0297 | 548.3596 | 0 | 1438.9742 | 0 | 0 | 0 | 1 | 0 | 0 | 1.0494
901 | Water Heating | Ancillary | Drain water heat recovery | Institutional | Existing | CinEgsd901 | 1 | 1.2145 | 10905.4227 | 0 | GSD | 30 | 1.0063 | 0.98564 | 1.0265 | 1.0441 | 1.0994 | 1.0901 | 1.0679 | 1.0965 | 1.0642 | 1.0547 | 1.0277 | 1.0297 | 548.3596 | 0 | 19985.7423 | 0 | 0 | 0 | 1 | 0 | 0 | 1.0494
901 | Water Heating | Ancillary | Drain water heat recovery | Institutional | New | CinNgsd901 | 1 | 1.2145 | 10905.4227 | 0 | GSD | 30 | 1.0063 | 0.98564 | 1.0265 | 1.0441 | 1.0994 | 1.0901 | 1.0679 | 1.0965 | 1.0642 | 1.0547 | 1.0277 | 1.0297 | 548.3596 | 0 | 19985.7423 | 0 | 0 | 0 | 1 | 0 | 0 | 1.0494
901 | Water Heating | Ancillary | Drain water heat recovery | Lodging/Hospitality | Existing | CloEgsd901 | 1 | 4.0096 | 25413.8002 | 0 | GSD | 30 | 1.0063 | 0.98564 | 1.0265 | 1.0441 | 1.0994 | 1.0901 | 1.0679 | 1.0965 | 1.0642 | 1.0547 | 1.0277 | 1.0297 | 1277.8872 | 0 | 894.2291 | 0 | 0 | 0 | 1 | 0 | 0 | 1.0494
901 | Water Heating | Ancillary | Drain water heat recovery | Lodging/Hospitality | New | CloNgsd901 | 1 | 4.0096 | 25413.8002 | 0 | GSD | 30 | 1.0063 | 0.98564 | 1.0265 | 1.0441 | 1.0994 | 1.0901 | 1.0679 | 1.0965 | 1.0642 | 1.0547 | 1.0277 | 1.0297 | 1277.8872 | 0 | 894.2291 | 0 | 0 | 0 | 1 | 0 | 0 | 1.0494
901 | Water Heating | Ancillary | Drain water heat recovery | Miscellaneous | Existing | CmiEgsd901 | 1 | 1.523 | 8042.7229 | 0 | GSD | 30 | 1.0063 | 0.98564 | 1.0265 | 1.0441 | 1.0994 | 1.0901 | 1.0679 | 1.0965 | 1.0642 | 1.0547 | 1.0277 | 1.0297 | 404.4139 | 0 | 13583.8688 | 0 | 0 | 0 | 1 | 0 | 0 | 1.0494
901 | Water Heating | Ancillary | Drain water heat recovery | Miscellaneous | New | CmiNgsd901 | 1 | 1.523 | 8042.7229 | 0 | GSD | 30 | 1.0063 | 0.98564 | 1.0265 | 1.0441 | 1.0994 | 1.0901 | 1.0679 | 1.0965 | 1.0642 | 1.0547 | 1.0277 | 1.0297 | 404.4139 | 0 | 13583.8688 | 0 | 0 | 0 | 1 | 0 | 0 | 1.0494
901 | Water Heating | Ancillary | Drain water heat recovery | Offices | Existing | CofEgsd901 | 1 | 1.523 | 8042.7229 | 0 | GSD | 30 | 1.0063 | 0.98564 | 1.0265 | 1.0441 | 1.0994 | 1.0901 | 1.0679 | 1.0965 | 1.0642 | 1.0547 | 1.0277 | 1.0297 | 404.4139 | 0 | 5093.9536 | 0 | 0 | 0 | 1 | 0 | 0 | 1.0494
901 | Water Heating | Ancillary | Drain water heat recovery | Offices | New | CofNgsd901 | 1 | 1.523 | 8042.7229 | 0 | GSD | 30 | 1.0063 | 0.98564 | 1.0265 | 1.0441 | 1.0994 | 1.0901 | 1.0679 | 1.0965 | 1.0642 | 1.0547 | 1.0277 | 1.0297 | 404.4139 | 0 | 5093.9536 | 0 | 0 | 0 | 1 | 0 | 0 | 1.0494
901 | Water Heating | Ancillary | Drain water heat recovery | Restaurants | Existing | CreEgsd901 | 1 | 1.523 | 8042.7229 | 0 | GSD | 30 | 1.0063 | 0.98564 | 1.0265 | 1.0441 | 1.0994 | 1.0901 | 1.0679 | 1.0965 | 1.0642 | 1.0547 | 1.0277 | 1.0297 | 404.4139 | 0 | 1905.7048 | 0 | 0 | 0 | 1 | 0 | 0 | 1.0494
901 | Water Heating | Ancillary | Drain water heat recovery | Restaurants | New | CreNgsd901 | 1 | 1.523 | 8042.7229 | 0 | GSD | 30 | 1.0063 | 0.98564 | 1.0265 | 1.0441 | 1.0994 | 1.0901 | 1.0679 | 1.0965 | 1.0642 | 1.0547 | 1.0277 | 1.0297 | 404.4139 | 0 | 1905.7048 | 0 | 0 | 0 | 1 | 0 | 0 | 1.0494
901 | Water Heating | Ancillary | Drain water heat recovery | Retail | Existing | CrtEgsd901 | 1 | 1.523 | 8042.723 | 0 | GSD | 30 | 1.0063 | 0.98564 | 1.0265 | 1.0441 | 1.0994 | 1.0901 | 1.0679 | 1.0965 | 1.0642 | 1.0547 | 1.0277 | 1.0297 | 404.4139 | 0 | 40750.615 | 0 | 0 | 0 | 1 | 0 | 0 | 1.0494
901 | Water Heating | Ancillary | Drain water heat recovery | Retail | New | CrtNgsd901 | 1 | 1.523 | 8042.723 | 0 | GSD | 30 | 1.0063 | 0.98564 | 1.0265 | 1.0441 | 1.0994 | 1.0901 | 1.0679 | 1.0965 | 1.0642 | 1.0547 | 1.0277 | 1.0297 | 404.4139 | 0 | 40750.615 | 0 | 0 | 0 | 1 | 0 | 0 | 1.0494
901 | Water Heating | Ancillary | Drain water heat recovery | Schools K-12 | Existing | CscEgsd901 | 1 | 1.523 | 8042.7229 | 0 | GSD | 30 | 1.0063 | 0.98564 | 1.0265 | 1.0441 | 1.0994 | 1.0901 | 1.0679 | 1.0965 | 1.0642 | 1.0547 | 1.0277 | 1.0297 | 404.4139 | 0 | 2829.9664 | 0 | 0 | 0 | 1 | 0 | 0 | 1.0494
901 | Water Heating | Ancillary | Drain water heat recovery | Schools K-12 | New | CscNgsd901 | 1 | 1.523 | 8042.7229 | 0 | GSD | 30 | 1.0063 | 0.98564 | 1.0265 | 1.0441 | 1.0994 | 1.0901 | 1.0679 | 1.0965 | 1.0642 | 1.0547 | 1.0277 | 1.0297 | 404.4139 | 0 | 2829.9664 | 0 | 0 | 0 | 1 | 0 | 0 | 1.0494
901 | Water Heating | Ancillary | Drain water heat recovery | Warehouse | Existing | CwaEgsd901 | 1 | 1.523 | 8042.723 | 0 | GSD | 30 | 1.0063 | 0.98564 | 1.0265 | 1.0441 | 1.0994 | 1.0901 | 1.0679 | 1.0965 | 1.0642 | 1.0547 | 1.0277 | 1.0297 | 404.4139 | 0 | 8489.8992 | 0 | 0 | 0 | 1 | 0 | 0 | 1.0494
901 | Water Heating | Ancillary | Drain water heat recovery | Warehouse | New | CwaNgsd901 | 1 | 1.523 | 8042.723 | 0 | GSD | 30 | 1.0063 | 0.98564 | 1.0265 | 1.0441 | 1.0994 | 1.0901 | 1.0679 | 1.0965 | 1.0642 | 1.0547 | 1.0277 | 1.0297 | 404.4139 | 0 | 8489.8992 | 0 | 0 | 0 | 1 | 0 | 0 | 1.0494
902 | Water Heating | Ancillary | Faucet Aerator | Assembly | Existing | CasEgsd902 | 1 | 1.523 | 8042.723 | 0 | GSD | 10 | 1.4643 | 1.391 | 1.4253 | 1.4319 | 1.4238 | 1.3901 | 1.2504 | 1.3782 | 1.4309 | 1.4735 | 1.4117 | 1.4938 | 482.5634 | 0 | 282.3772 | 0 | 0 | 0 | 1 | 0 | 0 | 1.4137
902 | Water Heating | Ancillary | Faucet Aerator | Assembly | New | CasNgsd902 | 1 | 1.523 | 8042.723 | 0 | GSD | 10 | 1.4643 | 1.391 | 1.4253 | 1.4319 | 1.4238 | 1.3901 | 1.2504 | 1.3782 | 1.4309 | 1.4735 | 1.4117 | 1.4938 | 482.5634 | 0 | 282.3772 | 0 | 0 | 0 | 1 | 0 | 0 | 1.4137
902 | Water Heating | Ancillary | Faucet Aerator | College and University | Existing | CcoEgsd902 | 1 | 1.2145 | 10905.4227 | 0 | GSD | 10 | 1.4643 | 1.391 | 1.4253 | 1.4319 | 1.4238 | 1.3901 | 1.2504 | 1.3782 | 1.4309 | 1.4735 | 1.4117 | 1.4938 | 654.3254 | 0 | 4339.3694 | 0 | 0 | 0 | 1 | 0 | 0 | 1.4137
902 | Water Heating | Ancillary | Faucet Aerator | College and University | New | CcoNgsd902 | 1 | 1.2145 | 10905.4227 | 0 | GSD | 10 | 1.4643 | 1.391 | 1.4253 | 1.4319 | 1.4238 | 1.3901 | 1.2504 | 1.3782 | 1.4309 | 1.4735 | 1.4117 | 1.4938 | 654.3254 | 0 | 4339.3694 | 0 | 0 | 0 | 1 | 0 | 0 | 1.4137
902 | Water Heating | Ancillary | Faucet Aerator | Data Center | Existing | CdaEgsd902 | 1 | 1.2145 | 10905.4227 | 0 | GSD | 10 | 1.4643 | 1.391 | 1.4253 | 1.4319 | 1.4238 | 1.3901 | 1.2504 | 1.3782 | 1.4309 | 1.4735 | 1.4117 | 1.4938 | 654.3254 | 0 | 3063.0843 | 0 | 0 | 0 | 1 | 0 | 0 | 1.4137
902 | Water Heating | Ancillary | Faucet Aerator | Data Center | New | CdaNgsd902 | 1 | 1.2145 | 10905.4227 | 0 | GSD | 10 | 1.4643 | 1.391 | 1.4253 | 1.4319 | 1.4238 | 1.3901 | 1.2504 | 1.3782 | 1.4309 | 1.4735 | 1.4117 | 1.4938 | 654.3254 | 0 | 3063.0843 | 0 | 0 | 0 | 1 | 0 | 0 | 1.4137
902 | Water Heating | Ancillary | Faucet Aerator | Grocery | Existing | CgrEgsd902 | 1 | 1.523 | 8042.723 | 0 | GSD | 10 | 1.4643 | 1.391 | 1.4253 | 1.4319 | 1.4238 | 1.3901 | 1.2504 | 1.3782 | 1.4309 | 1.4735 | 1.4117 | 1.4938 | 482.5634 | 0 | 282.3772 | 0 | 0 | 0 | 1 | 0 | 0 | 1.4137
902 | Water Heating | Ancillary | Faucet Aerator | Grocery | New | CgrNgsd902 | 1 | 1.523 | 8042.723 | 0 | GSD | 10 | 1.4643 | 1.391 | 1.4253 | 1.4319 | 1.4238 | 1.3901 | 1.2504 | 1.3782 | 1.4309 | 1.4735 | 1.4117 | 1.4938 | 482.5634 | 0 | 282.3772 | 0 | 0 | 0 | 1 | 0 | 0 | 1.4137
902 | Water Heating | Ancillary | Faucet Aerator | Healthcare | Existing | CheEgsd902 | 1 | 1.2145 | 10905.4227 | 0 | GSD | 10 | 1.4643 | 1.391 | 1.4253 | 1.4319 | 1.4238 | 1.3901 | 1.2504 | 1.3782 | 1.4309 | 1.4735 | 1.4117 | 1.4938 | 654.3254 | 0 | 382.8855 | 0 | 0 | 0 | 1 | 0 | 0 | 1.4137
902 | Water Heating | Ancillary | Faucet Aerator | Healthcare | New | CheNgsd902 | 1 | 1.2145 | 10905.4227 | 0 | GSD | 10 | 1.4643 | 1.391 | 1.4253 | 1.4319 | 1.4238 | 1.3901 | 1.2504 | 1.3782 | 1.4309 | 1.4735 | 1.4117 | 1.4938 | 654.3254 | 0 | 382.8855 | 0 | 0 | 0 | 1 | 0 | 0 | 1.4137
902 | Water Heating | Ancillary | Faucet Aerator | Hospitals | Existing | ChoEgsd902 | 1 | 1.2145 | 10905.4227 | 0 | GSD | 10 | 1.4643 | 1.391 | 1.4253 | 1.4319 | 1.4238 | 1.3901 | 1.2504 | 1.3782 | 1.4309 | 1.4735 | 1.4117 | 1.4938 | 654.3254 | 0 | 4977.512 | 0 | 0 | 0 | 1 | 0 | 0 | 1.4137
902 | Water Heating | Ancillary | Faucet Aerator | Hospitals | New | ChoNgsd902 | 1 | 1.2145 | 10905.4227 | 0 | GSD | 10 | 1.4643 | 1.391 | 1.4253 | 1.4319 | 1.4238 | 1.3901 | 1.2504 | 1.3782 | 1.4309 | 1.4735 | 1.4117 | 1.4938 | 654.3254 | 0 | 4977.512 | 0 | 0 | 0 | 1 | 0 | 0 | 1.4137
902 | Water Heating | Ancillary | Faucet Aerator | Institutional | Existing | CinEgsd902 | 1 | 1.2145 | 10905.4227 | 0 | GSD | 10 | 1.4643 | 1.391 | 1.4253 | 1.4319 | 1.4238 | 1.3901 | 1.2504 | 1.3782 | 1.4309 | 1.4735 | 1.4117 | 1.4938 | 654.3254 | 0 | 20675.819 | 0 | 0 | 0 | 1 | 0 | 0 | 1.4137
902 | Water Heating | Ancillary | Faucet Aerator | Institutional | New | CinNgsd902 | 1 | 1.2145 | 10905.4227 | 0 | GSD | 10 | 1.4643 | 1.391 | 1.4253 | 1.4319 | 1.4238 | 1.3901 | 1.2504 | 1.3782 | 1.4309 | 1.4735 | 1.4117 | 1.4938 | 654.3254 | 0 | 20675.819 | 0 | 0 | 0 | 1 | 0 | 0 | 1.4137
902 | Water Heating | Ancillary | Faucet Aerator | Lodging/Hospitality | Existing | CloEgsd902 | 1 | 4.0096 | 25413.8008 | 0 | GSD | 10 | 1.4643 | 1.391 | 1.4253 | 1.4319 | 1.4238 | 1.3901 | 1.2504 | 1.3782 | 1.4309 | 1.4735 | 1.4117 | 1.4938 | 1524.8281 | 0 | 2379.3855 | 0 | 0 | 0 | 1 | 0 | 0 | 1.4137
902 | Water Heating | Ancillary | Faucet Aerator | Lodging/Hospitality | New | CloNgsd902 | 1 | 4.0096 | 25413.8008 | 0 | GSD | 10 | 1.4643 | 1.391 | 1.4253 | 1.4319 | 1.4238 | 1.3901 | 1.2504 | 1.3782 | 1.4309 | 1.4735 | 1.4117 | 1.4938 | 1524.8281 | 0 | 2379.3855 | 0 | 0 | 0 | 1 | 0 | 0 | 1.4137
902 | Water Heating | Ancillary | Faucet Aerator | Miscellaneous | Existing | CmiEgsd902 | 1 | 1.523 | 8042.723 | 0 | GSD | 10 | 1.4643 | 1.391 | 1.4253 | 1.4319 | 1.4238 | 1.3901 | 1.2504 | 1.3782 | 1.4309 | 1.4735 | 1.4117 | 1.4938 | 482.5634 | 0 | 2259.0173 | 0 | 0 | 0 | 1 | 0 | 0 | 1.4137
902 | Water Heating | Ancillary | Faucet Aerator | Miscellaneous | New | CmiNgsd902 | 1 | 1.523 | 8042.723 | 0 | GSD | 10 | 1.4643 | 1.391 | 1.4253 | 1.4319 | 1.4238 | 1.3901 | 1.2504 | 1.3782 | 1.4309 | 1.4735 | 1.4117 | 1.4938 | 482.5634 | 0 | 2259.0173 | 0 | 0 | 0 | 1 | 0 | 0 | 1.4137
902 | Water Heating | Ancillary | Faucet Aerator | Offices | Existing | CofEgsd902 | 1 | 1.523 | 8042.723 | 0 | GSD | 10 | 1.4643 | 1.391 | 1.4253 | 1.4319 | 1.4238 | 1.3901 | 1.2504 | 1.3782 | 1.4309 | 1.4735 | 1.4117 | 1.4938 | 482.5634 | 0 | 282.3772 | 0 | 0 | 0 | 1 | 0 | 0 | 1.4137
902 | Water Heating | Ancillary | Faucet Aerator | Offices | New | CofNgsd902 | 1 | 1.523 | 8042.723 | 0 | GSD | 10 | 1.4643 | 1.391 | 1.4253 | 1.4319 | 1.4238 | 1.3901 | 1.2504 | 1.3782 | 1.4309 | 1.4735 | 1.4117 | 1.4938 | 482.5634 | 0 | 282.3772 | 0 | 0 | 0 | 1 | 0 | 0 | 1.4137
902 | Water Heating | Ancillary | Faucet Aerator | Restaurants | Existing | CreEgsd902 | 1 | 1.523 | 8042.723 | 0 | GSD | 10 | 1.4643 | 1.391 | 1.4253 | 1.4319 | 1.4238 | 1.3901 | 1.2504 | 1.3782 | 1.4309 | 1.4735 | 1.4117 | 1.4938 | 482.5634 | 0 | 94.1257 | 0 | 0 | 0 | 1 | 0 | 0 | 1.4137
902 | Water Heating | Ancillary | Faucet Aerator | Restaurants | New | CreNgsd902 | 1 | 1.523 | 8042.723 | 0 | GSD | 10 | 1.4643 | 1.391 | 1.4253 | 1.4319 | 1.4238 | 1.3901 | 1.2504 | 1.3782 | 1.4309 | 1.4735 | 1.4117 | 1.4938 | 482.5634 | 0 | 94.1257 | 0 | 0 | 0 | 1 | 0 | 0 | 1.4137
902 | Water Heating | Ancillary | Faucet Aerator | Retail | Existing | CrtEgsd902 | 1 | 1.523 | 8042.723 | 0 | GSD | 10 | 1.4643 | 1.391 | 1.4253 | 1.4319 | 1.4238 | 1.3901 | 1.2504 | 1.3782 | 1.4309 | 1.4735 | 1.4117 | 1.4938 | 482.5634 | 0 | 188.2514 | 0 | 0 | 0 | 1 | 0 | 0 | 1.4137
902 | Water Heating | Ancillary | Faucet Aerator | Retail | New | CrtNgsd902 | 1 | 1.523 | 8042.723 | 0 | GSD | 10 | 1.4643 | 1.391 | 1.4253 | 1.4319 | 1.4238 | 1.3901 | 1.2504 | 1.3782 | 1.4309 | 1.4735 | 1.4117 | 1.4938 | 482.5634 | 0 | 188.2514 | 0 | 0 | 0 | 1 | 0 | 0 | 1.4137
902 | Water Heating | Ancillary | Faucet Aerator | Schools K-12 | Existing | CscEgsd902 | 1 | 1.523 | 8042.723 | 0 | GSD | 10 | 1.4643 | 1.391 | 1.4253 | 1.4319 | 1.4238 | 1.3901 | 1.2504 | 1.3782 | 1.4309 | 1.4735 | 1.4117 | 1.4938 | 482.5634 | 0 | 94.1257 | 0 | 0 | 0 | 1 | 0 | 0 | 1.4137
902 | Water Heating | Ancillary | Faucet Aerator | Schools K-12 | New | CscNgsd902 | 1 | 1.523 | 8042.723 | 0 | GSD | 10 | 1.4643 | 1.391 | 1.4253 | 1.4319 | 1.4238 | 1.3901 | 1.2504 | 1.3782 | 1.4309 | 1.4735 | 1.4117 | 1.4938 | 482.5634 | 0 | 94.1257 | 0 | 0 | 0 | 1 | 0 | 0 | 1.4137
902 | Water Heating | Ancillary | Faucet Aerator | Warehouse | Existing | CwaEgsd902 | 1 | 1.523 | 8042.723 | 0 | GSD | 10 | 1.4643 | 1.391 | 1.4253 | 1.4319 | 1.4238 | 1.3901 | 1.2504 | 1.3782 | 1.4309 | 1.4735 | 1.4117 | 1.4938 | 482.5634 | 0 | 94.1257 | 0 | 0 | 0 | 1 | 0 | 0 | 1.4137
902 | Water Heating | Ancillary | Faucet Aerator | Warehouse | New | CwaNgsd902 | 1 | 1.523 | 8042.723 | 0 | GSD | 10 | 1.4643 | 1.391 | 1.4253 | 1.4319 | 1.4238 | 1.3901 | 1.2504 | 1.3782 | 1.4309 | 1.4735 | 1.4117 | 1.4938 | 482.5634 | 0 | 94.1257 | 0 | 0 | 0 | 1 | 0 | 0 | 1.4137
903 | Water Heating | Ancillary | Low Flow Shower Head | Assembly | Existing | CasEgsd903 | 1 | 1.523 | 8042.7222 | 0 | GSD | 10 | 1 | 1 | 1 | 1 | 1 | 1 | 1 | 1 | 1 | 1 | 1 | 1 | 482.5633 | 0 | 2768.4015 | 0 | 0 | 0 | 1 | 0 | 0 | 1
903 | Water Heating | Ancillary | Low Flow Shower Head | Assembly | New | CasNgsd903 | 1 | 1.523 | 8042.7222 | 0 | GSD | 10 | 1 | 1 | 1 | 1 | 1 | 1 | 1 | 1 | 1 | 1 | 1 | 1 | 482.5633 | 0 | 2768.4015 | 0 | 0 | 0 | 1 | 0 | 0 | 1
903 | Water Heating | Ancillary | Low Flow Shower Head | College and University | Existing | CcoEgsd903 | 1 | 1.2145 | 10905.4228 | 0 | GSD | 10 | 1 | 1 | 1 | 1 | 1 | 1 | 1 | 1 | 1 | 1 | 1 | 1 | 654.3254 | 0 | 18303.4936 | 0 | 0 | 0 | 1 | 0 | 0 | 1
903 | Water Heating | Ancillary | Low Flow Shower Head | College and University | New | CcoNgsd903 | 1 | 1.2145 | 10905.4228 | 0 | GSD | 10 | 1 | 1 | 1 | 1 | 1 | 1 | 1 | 1 | 1 | 1 | 1 | 1 | 654.3254 | 0 | 18303.4936 | 0 | 0 | 0 | 1 | 0 | 0 | 1
903 | Water Heating | Ancillary | Low Flow Shower Head | Data Center | Existing | CdaEgsd903 | 1 | 1.2145 | 10905.424 | 0 | GSD | 10 | 1 | 1 | 1 | 1 | 1 | 1 | 1 | 1 | 1 | 1 | 1 | 1 | 654.3254 | 0 | 63814.2215 | 0 | 0 | 0 | 1 | 0 | 0 | 1
903 | Water Heating | Ancillary | Low Flow Shower Head | Data Center | New | CdaNgsd903 | 1 | 1.2145 | 10905.424 | 0 | GSD | 10 | 1 | 1 | 1 | 1 | 1 | 1 | 1 | 1 | 1 | 1 | 1 | 1 | 654.3254 | 0 | 63814.2215 | 0 | 0 | 0 | 1 | 0 | 0 | 1
903 | Water Heating | Ancillary | Low Flow Shower Head | Grocery | Existing | CgrEgsd903 | 1 | 1.523 | 8042.7222 | 0 | GSD | 10 | 1 | 1 | 1 | 1 | 1 | 1 | 1 | 1 | 1 | 1 | 1 | 1 | 482.5633 | 0 | 2768.4015 | 0 | 0 | 0 | 1 | 0 | 0 | 1
903 | Water Heating | Ancillary | Low Flow Shower Head | Grocery | New | CgrNgsd903 | 1 | 1.523 | 8042.7222 | 0 | GSD | 10 | 1 | 1 | 1 | 1 | 1 | 1 | 1 | 1 | 1 | 1 | 1 | 1 | 482.5633 | 0 | 2768.4015 | 0 | 0 | 0 | 1 | 0 | 0 | 1
903 | Water Heating | Ancillary | Low Flow Shower Head | Healthcare | Existing | CheEgsd903 | 1 | 1.2145 | 10905.424 | 0 | GSD | 10 | 1 | 1 | 1 | 1 | 1 | 1 | 1 | 1 | 1 | 1 | 1 | 1 | 654.3254 | 0 | 3753.7777 | 0 | 0 | 0 | 1 | 0 | 0 | 1
903 | Water Heating | Ancillary | Low Flow Shower Head | Healthcare | New | CheNgsd903 | 1 | 1.2145 | 10905.424 | 0 | GSD | 10 | 1 | 1 | 1 | 1 | 1 | 1 | 1 | 1 | 1 | 1 | 1 | 1 | 654.3254 | 0 | 3753.7777 | 0 | 0 | 0 | 1 | 0 | 0 | 1
903 | Water Heating | Ancillary | Low Flow Shower Head | Hospitals | Existing | ChoEgsd903 | 1 | 1.2145 | 10905.4228 | 0 | GSD | 10 | 1 | 1 | 1 | 1 | 1 | 1 | 1 | 1 | 1 | 1 | 1 | 1 | 654.3254 | 0 | 12202.3291 | 0 | 0 | 0 | 1 | 0 | 0 | 1
903 | Water Heating | Ancillary | Low Flow Shower Head | Hospitals | New | ChoNgsd903 | 1 | 1.2145 | 10905.4228 | 0 | GSD | 10 | 1 | 1 | 1 | 1 | 1 | 1 | 1 | 1 | 1 | 1 | 1 | 1 | 654.3254 | 0 | 12202.3291 | 0 | 0 | 0 | 1 | 0 | 0 | 1
903 | Water Heating | Ancillary | Low Flow Shower Head | Institutional | Existing | CinEgsd903 | 1 | 1.2145 | 10905.424 | 0 | GSD | 10 | 1 | 1 | 1 | 1 | 1 | 1 | 1 | 1 | 1 | 1 | 1 | 1 | 654.3254 | 0 | 82583.1101 | 0 | 0 | 0 | 1 | 0 | 0 | 1
903 | Water Heating | Ancillary | Low Flow Shower Head | Institutional | New | CinNgsd903 | 1 | 1.2145 | 10905.424 | 0 | GSD | 10 | 1 | 1 | 1 | 1 | 1 | 1 | 1 | 1 | 1 | 1 | 1 | 1 | 654.3254 | 0 | 82583.1101 | 0 | 0 | 0 | 1 | 0 | 0 | 1
903 | Water Heating | Ancillary | Low Flow Shower Head | Lodging/Hospitality | Existing | CloEgsd903 | 1 | 4.0096 | 25413.7999 | 0 | GSD | 10 | 1 | 1 | 1 | 1 | 1 | 1 | 1 | 1 | 1 | 1 | 1 | 1 | 1524.828 | 0 | 7403.518 | 0 | 0 | 0 | 1 | 0 | 0 | 1
903 | Water Heating | Ancillary | Low Flow Shower Head | Lodging/Hospitality | New | CloNgsd903 | 1 | 4.0096 | 25413.7999 | 0 | GSD | 10 | 1 | 1 | 1 | 1 | 1 | 1 | 1 | 1 | 1 | 1 | 1 | 1 | 1524.828 | 0 | 7403.518 | 0 | 0 | 0 | 1 | 0 | 0 | 1
903 | Water Heating | Ancillary | Low Flow Shower Head | Miscellaneous | Existing | CmiEgsd903 | 1 | 1.523 | 8042.7222 | 0 | GSD | 10 | 1 | 1 | 1 | 1 | 1 | 1 | 1 | 1 | 1 | 1 | 1 | 1 | 482.5633 | 0 | 47062.8248 | 0 | 0 | 0 | 1 | 0 | 0 | 1
903 | Water Heating | Ancillary | Low Flow Shower Head | Miscellaneous | New | CmiNgsd903 | 1 | 1.523 | 8042.7222 | 0 | GSD | 10 | 1 | 1 | 1 | 1 | 1 | 1 | 1 | 1 | 1 | 1 | 1 | 1 | 482.5633 | 0 | 47062.8248 | 0 | 0 | 0 | 1 | 0 | 0 | 1
903 | Water Heating | Ancillary | Low Flow Shower Head | Offices | Existing | CofEgsd903 | 1 | 1.523 | 8042.7222 | 0 | GSD | 10 | 1 | 1 | 1 | 1 | 1 | 1 | 1 | 1 | 1 | 1 | 1 | 1 | 482.5633 | 0 | 5536.8029 | 0 | 0 | 0 | 1 | 0 | 0 | 1
903 | Water Heating | Ancillary | Low Flow Shower Head | Offices | New | CofNgsd903 | 1 | 1.523 | 8042.7222 | 0 | GSD | 10 | 1 | 1 | 1 | 1 | 1 | 1 | 1 | 1 | 1 | 1 | 1 | 1 | 482.5633 | 0 | 5536.8029 | 0 | 0 | 0 | 1 | 0 | 0 | 1
903 | Water Heating | Ancillary | Low Flow Shower Head | Restaurants | Existing | CreEgsd903 | 1 | 1.523 | 8042.7222 | 0 | GSD | 10 | 1 | 1 | 1 | 1 | 1 | 1 | 1 | 1 | 1 | 1 | 1 | 1 | 482.5633 | 0 | 2768.4015 | 0 | 0 | 0 | 1 | 0 | 0 | 1
903 | Water Heating | Ancillary | Low Flow Shower Head | Restaurants | New | CreNgsd903 | 1 | 1.523 | 8042.7222 | 0 | GSD | 10 | 1 | 1 | 1 | 1 | 1 | 1 | 1 | 1 | 1 | 1 | 1 | 1 | 482.5633 | 0 | 2768.4015 | 0 | 0 | 0 | 1 | 0 | 0 | 1
903 | Water Heating | Ancillary | Low Flow Shower Head | Retail | Existing | CrtEgsd903 | 1 | 1.523 | 8042.7222 | 0 | GSD | 10 | 1 | 1 | 1 | 1 | 1 | 1 | 1 | 1 | 1 | 1 | 1 | 1 | 482.5633 | 0 | 5536.8029 | 0 | 0 | 0 | 1 | 0 | 0 | 1
903 | Water Heating | Ancillary | Low Flow Shower Head | Retail | New | CrtNgsd903 | 1 | 1.523 | 8042.7222 | 0 | GSD | 10 | 1 | 1 | 1 | 1 | 1 | 1 | 1 | 1 | 1 | 1 | 1 | 1 | 482.5633 | 0 | 5536.8029 | 0 | 0 | 0 | 1 | 0 | 0 | 1
903 | Water Heating | Ancillary | Low Flow Shower Head | Schools K-12 | Existing | CscEgsd903 | 1 | 1.523 | 8042.7222 | 0 | GSD | 10 | 1 | 1 | 1 | 1 | 1 | 1 | 1 | 1 | 1 | 1 | 1 | 1 | 482.5633 | 0 | 2768.4015 | 0 | 0 | 0 | 1 | 0 | 0 | 1
903 | Water Heating | Ancillary | Low Flow Shower Head | Schools K-12 | New | CscNgsd903 | 1 | 1.523 | 8042.7222 | 0 | GSD | 10 | 1 | 1 | 1 | 1 | 1 | 1 | 1 | 1 | 1 | 1 | 1 | 1 | 482.5633 | 0 | 2768.4015 | 0 | 0 | 0 | 1 | 0 | 0 | 1
903 | Water Heating | Ancillary | Low Flow Shower Head | Warehouse | Existing | CwaEgsd903 | 1 | 1.523 | 8042.7222 | 0 | GSD | 10 | 1 | 1 | 1 | 1 | 1 | 1 | 1 | 1 | 1 | 1 | 1 | 1 | 482.5633 | 0 | 2768.4015 | 0 | 0 | 0 | 1 | 0 | 0 | 1
903 | Water Heating | Ancillary | Low Flow Shower Head | Warehouse | New | CwaNgsd903 | 1 | 1.523 | 8042.7222 | 0 | GSD | 10 | 1 | 1 | 1 | 1 | 1 | 1 | 1 | 1 | 1 | 1 | 1 | 1 | 482.5633 | 0 | 2768.4015 | 0 | 0 | 0 | 1 | 0 | 0 | 1
904 | Water Heating | Controls | Demand Controlled Circulating Systems | Assembly | Existing | CasEgsd904 | 1 | 1.523 | 8042.723 | 0 | GSD | 20 | 1 | 1 | 1 | 1 | 1 | 1 | 1 | 1 | 1 | 1 | 1 | 1 | 404.4139 | 0 | 48896.2468 | 0 | 0 | 0 | 1 | 0 | 0 | 1
904 | Water Heating | Controls | Demand Controlled Circulating Systems | Assembly | New | CasNgsd904 | 1 | 1.523 | 8042.723 | 0 | GSD | 20 | 1 | 1 | 1 | 1 | 1 | 1 | 1 | 1 | 1 | 1 | 1 | 1 | 404.4139 | 0 | 48896.2468 | 0 | 0 | 0 | 1 | 0 | 0 | 1
904 | Water Heating | Controls | Demand Controlled Circulating Systems | College and University | Existing | CcoEgsd904 | 1 | 1.2145 | 10905.4227 | 0 | GSD | 20 | 1 | 1 | 1 | 1 | 1 | 1 | 1 | 1 | 1 | 1 | 1 | 1 | 548.3596 | 0 | 45395.177 | 0 | 0 | 0 | 1 | 0 | 0 | 1
904 | Water Heating | Controls | Demand Controlled Circulating Systems | College and University | New | CcoNgsd904 | 1 | 1.2145 | 10905.4227 | 0 | GSD | 20 | 1 | 1 | 1 | 1 | 1 | 1 | 1 | 1 | 1 | 1 | 1 | 1 | 548.3596 | 0 | 45395.177 | 0 | 0 | 0 | 1 | 0 | 0 | 1
904 | Water Heating | Controls | Demand Controlled Circulating Systems | Data Center | Existing | CdaEgsd904 | 1 | 1.2145 | 10905.4227 | 0 | GSD | 20 | 1 | 1 | 1 | 1 | 1 | 1 | 1 | 1 | 1 | 1 | 1 | 1 | 548.3596 | 0 | 960.1128 | 0 | 0 | 0 | 1 | 0 | 0 | 1
904 | Water Heating | Controls | Demand Controlled Circulating Systems | Data Center | New | CdaNgsd904 | 1 | 1.2145 | 10905.4227 | 0 | GSD | 20 | 1 | 1 | 1 | 1 | 1 | 1 | 1 | 1 | 1 | 1 | 1 | 1 | 548.3596 | 0 | 960.1128 | 0 | 0 | 0 | 1 | 0 | 0 | 1
904 | Water Heating | Controls | Demand Controlled Circulating Systems | Grocery | Existing | CgrEgsd904 | 1 | 1.523 | 8042.7232 | 0 | GSD | 20 | 1 | 1 | 1 | 1 | 1 | 1 | 1 | 1 | 1 | 1 | 1 | 1 | 404.4139 | 0 | 150614.7785 | 0 | 0 | 0 | 1 | 0 | 0 | 1
904 | Water Heating | Controls | Demand Controlled Circulating Systems | Grocery | New | CgrNgsd904 | 1 | 1.523 | 8042.7232 | 0 | GSD | 20 | 1 | 1 | 1 | 1 | 1 | 1 | 1 | 1 | 1 | 1 | 1 | 1 | 404.4139 | 0 | 150614.7785 | 0 | 0 | 0 | 1 | 0 | 0 | 1
904 | Water Heating | Controls | Demand Controlled Circulating Systems | Healthcare | Existing | CheEgsd904 | 1 | 1.2145 | 10905.4227 | 0 | GSD | 20 | 1 | 1 | 1 | 1 | 1 | 1 | 1 | 1 | 1 | 1 | 1 | 1 | 548.3596 | 0 | 98557.075 | 0 | 0 | 0 | 1 | 0 | 0 | 1
904 | Water Heating | Controls | Demand Controlled Circulating Systems | Healthcare | New | CheNgsd904 | 1 | 1.2145 | 10905.4227 | 0 | GSD | 20 | 1 | 1 | 1 | 1 | 1 | 1 | 1 | 1 | 1 | 1 | 1 | 1 | 548.3596 | 0 | 98557.075 | 0 | 0 | 0 | 1 | 0 | 0 | 1
904 | Water Heating | Controls | Demand Controlled Circulating Systems | Hospitals | Existing | ChoEgsd904 | 1 | 1.2145 | 10905.4227 | 0 | GSD | 20 | 1 | 1 | 1 | 1 | 1 | 1 | 1 | 1 | 1 | 1 | 1 | 1 | 548.3596 | 0 | 4684.0927 | 0 | 0 | 0 | 1 | 0 | 0 | 1
904 | Water Heating | Controls | Demand Controlled Circulating Systems | Hospitals | New | ChoNgsd904 | 1 | 1.2145 | 10905.4227 | 0 | GSD | 20 | 1 | 1 | 1 | 1 | 1 | 1 | 1 | 1 | 1 | 1 | 1 | 1 | 548.3596 | 0 | 4684.0927 | 0 | 0 | 0 | 1 | 0 | 0 | 1
904 | Water Heating | Controls | Demand Controlled Circulating Systems | Institutional | Existing | CinEgsd904 | 1 | 1.2145 | 10905.4228 | 0 | GSD | 20 | 1 | 1 | 1 | 1 | 1 | 1 | 1 | 1 | 1 | 1 | 1 | 1 | 548.3596 | 0 | 237162.8317 | 0 | 0 | 0 | 1 | 0 | 0 | 1
904 | Water Heating | Controls | Demand Controlled Circulating Systems | Institutional | New | CinNgsd904 | 1 | 1.2145 | 10905.4228 | 0 | GSD | 20 | 1 | 1 | 1 | 1 | 1 | 1 | 1 | 1 | 1 | 1 | 1 | 1 | 548.3596 | 0 | 237162.8317 | 0 | 0 | 0 | 1 | 0 | 0 | 1
904 | Water Heating | Controls | Demand Controlled Circulating Systems | Lodging/Hospitality | Existing | CloEgsd904 | 1 | 4.0096 | 25413.8002 | 0 | GSD | 20 | 1 | 1 | 1 | 1 | 1 | 1 | 1 | 1 | 1 | 1 | 1 | 1 | 1277.8872 | 0 | 9989.5563 | 0 | 0 | 0 | 1 | 0 | 0 | 1
904 | Water Heating | Controls | Demand Controlled Circulating Systems | Lodging/Hospitality | New | CloNgsd904 | 1 | 4.0096 | 25413.8002 | 0 | GSD | 20 | 1 | 1 | 1 | 1 | 1 | 1 | 1 | 1 | 1 | 1 | 1 | 1 | 1277.8872 | 0 | 9989.5563 | 0 | 0 | 0 | 1 | 0 | 0 | 1
904 | Water Heating | Controls | Demand Controlled Circulating Systems | Miscellaneous | Existing | CmiEgsd904 | 1 | 1.523 | 8042.7229 | 0 | GSD | 20 | 1 | 1 | 1 | 1 | 1 | 1 | 1 | 1 | 1 | 1 | 1 | 1 | 404.4139 | 0 | 135254.784 | 0 | 0 | 0 | 1 | 0 | 0 | 1
904 | Water Heating | Controls | Demand Controlled Circulating Systems | Miscellaneous | New | CmiNgsd904 | 1 | 1.523 | 8042.7229 | 0 | GSD | 20 | 1 | 1 | 1 | 1 | 1 | 1 | 1 | 1 | 1 | 1 | 1 | 1 | 404.4139 | 0 | 135254.784 | 0 | 0 | 0 | 1 | 0 | 0 | 1
904 | Water Heating | Controls | Demand Controlled Circulating Systems | Offices | Existing | CofEgsd904 | 1 | 1.523 | 8042.7229 | 0 | GSD | 20 | 1 | 1 | 1 | 1 | 1 | 1 | 1 | 1 | 1 | 1 | 1 | 1 | 404.4139 | 0 | 39086.9011 | 0 | 0 | 0 | 1 | 0 | 0 | 1
904 | Water Heating | Controls | Demand Controlled Circulating Systems | Offices | New | CofNgsd904 | 1 | 1.523 | 8042.7229 | 0 | GSD | 20 | 1 | 1 | 1 | 1 | 1 | 1 | 1 | 1 | 1 | 1 | 1 | 1 | 404.4139 | 0 | 39086.9011 | 0 | 0 | 0 | 1 | 0 | 0 | 1
904 | Water Heating | Controls | Demand Controlled Circulating Systems | Restaurants | Existing | CreEgsd904 | 1 | 1.523 | 8042.7229 | 0 | GSD | 20 | 1 | 1 | 1 | 1 | 1 | 1 | 1 | 1 | 1 | 1 | 1 | 1 | 404.4139 | 0 | 3270.1303 | 0 | 0 | 0 | 1 | 0 | 0 | 1
904 | Water Heating | Controls | Demand Controlled Circulating Systems | Restaurants | New | CreNgsd904 | 1 | 1.523 | 8042.7229 | 0 | GSD | 20 | 1 | 1 | 1 | 1 | 1 | 1 | 1 | 1 | 1 | 1 | 1 | 1 | 404.4139 | 0 | 3270.1303 | 0 | 0 | 0 | 1 | 0 | 0 | 1
904 | Water Heating | Controls | Demand Controlled Circulating Systems | Retail | Existing | CrtEgsd904 | 1 | 1.523 | 8042.7229 | 0 | GSD | 20 | 1 | 1 | 1 | 1 | 1 | 1 | 1 | 1 | 1 | 1 | 1 | 1 | 404.4139 | 0 | 8373.9238 | 0 | 0 | 0 | 1 | 0 | 0 | 1
904 | Water Heating | Controls | Demand Controlled Circulating Systems | Retail | New | CrtNgsd904 | 1 | 1.523 | 8042.7229 | 0 | GSD | 20 | 1 | 1 | 1 | 1 | 1 | 1 | 1 | 1 | 1 | 1 | 1 | 1 | 404.4139 | 0 | 8373.9238 | 0 | 0 | 0 | 1 | 0 | 0 | 1
904 | Water Heating | Controls | Demand Controlled Circulating Systems | Schools K-12 | Existing | CscEgsd904 | 1 | 1.523 | 8042.7229 | 0 | GSD | 20 | 1 | 1 | 1 | 1 | 1 | 1 | 1 | 1 | 1 | 1 | 1 | 1 | 404.4139 | 0 | 5977.3647 | 0 | 0 | 0 | 1 | 0 | 0 | 1
904 | Water Heating | Controls | Demand Controlled Circulating Systems | Schools K-12 | New | CscNgsd904 | 1 | 1.523 | 8042.7229 | 0 | GSD | 20 | 1 | 1 | 1 | 1 | 1 | 1 | 1 | 1 | 1 | 1 | 1 | 1 | 404.4139 | 0 | 5977.3647 | 0 | 0 | 0 | 1 | 0 | 0 | 1
904 | Water Heating | Controls | Demand Controlled Circulating Systems | Warehouse | Existing | CwaEgsd904 | 1 | 1.523 | 8042.7228 | 0 | GSD | 20 | 1 | 1 | 1 | 1 | 1 | 1 | 1 | 1 | 1 | 1 | 1 | 1 | 404.4138 | 0 | 96208.0572 | 0 | 0 | 0 | 1 | 0 | 0 | 1
904 | Water Heating | Controls | Demand Controlled Circulating Systems | Warehouse | New | CwaNgsd904 | 1 | 1.523 | 8042.7228 | 0 | GSD | 20 | 1 | 1 | 1 | 1 | 1 | 1 | 1 | 1 | 1 | 1 | 1 | 1 | 404.4138 | 0 | 96208.0572 | 0 | 0 | 0 | 1 | 0 | 0 | 1
905 | Water Heating | Controls | Water Heater Setback | Assembly | Existing | CasEgsd905 | 1 | 1.523 | 8042.7232 | 0 | GSD | 2 | 1 | 1 | 1 | 1 | 1 | 1 | 1 | 1 | 1 | 1 | 1 | 1 | 482.5634 | 0 | 468.3843 | 0 | 0 | 0 | 1 | 0 | 0 | 1
905 | Water Heating | Controls | Water Heater Setback | Assembly | New | CasNgsd905 | 1 | 1.523 | 8042.7232 | 0 | GSD | 2 | 1 | 1 | 1 | 1 | 1 | 1 | 1 | 1 | 1 | 1 | 1 | 1 | 482.5634 | 0 | 468.3843 | 0 | 0 | 0 | 1 | 0 | 0 | 1
905 | Water Heating | Controls | Water Heater Setback | College and University | Existing | CcoEgsd905 | 1 | 1.2145 | 10905.4232 | 0 | GSD | 2 | 1 | 1 | 1 | 1 | 1 | 1 | 1 | 1 | 1 | 1 | 1 | 1 | 654.3254 | 0 | 635.0994 | 0 | 0 | 0 | 1 | 0 | 0 | 1
905 | Water Heating | Controls | Water Heater Setback | College and University | New | CcoNgsd905 | 1 | 1.2145 | 10905.4232 | 0 | GSD | 2 | 1 | 1 | 1 | 1 | 1 | 1 | 1 | 1 | 1 | 1 | 1 | 1 | 654.3254 | 0 | 635.0994 | 0 | 0 | 0 | 1 | 0 | 0 | 1
905 | Water Heating | Controls | Water Heater Setback | Data Center | Existing | CdaEgsd905 | 1 | 1.2145 | 10905.4232 | 0 | GSD | 2 | 1 | 1 | 1 | 1 | 1 | 1 | 1 | 1 | 1 | 1 | 1 | 1 | 654.3254 | 0 | 635.0994 | 0 | 0 | 0 | 1 | 0 | 0 | 1
905 | Water Heating | Controls | Water Heater Setback | Data Center | New | CdaNgsd905 | 1 | 1.2145 | 10905.4232 | 0 | GSD | 2 | 1 | 1 | 1 | 1 | 1 | 1 | 1 | 1 | 1 | 1 | 1 | 1 | 654.3254 | 0 | 635.0994 | 0 | 0 | 0 | 1 | 0 | 0 | 1
905 | Water Heating | Controls | Water Heater Setback | Grocery | Existing | CgrEgsd905 | 1 | 1.523 | 8042.7232 | 0 | GSD | 2 | 1 | 1 | 1 | 1 | 1 | 1 | 1 | 1 | 1 | 1 | 1 | 1 | 482.5634 | 0 | 468.3843 | 0 | 0 | 0 | 1 | 0 | 0 | 1
905 | Water Heating | Controls | Water Heater Setback | Grocery | New | CgrNgsd905 | 1 | 1.523 | 8042.7232 | 0 | GSD | 2 | 1 | 1 | 1 | 1 | 1 | 1 | 1 | 1 | 1 | 1 | 1 | 1 | 482.5634 | 0 | 468.3843 | 0 | 0 | 0 | 1 | 0 | 0 | 1
905 | Water Heating | Controls | Water Heater Setback | Healthcare | Existing | CheEgsd905 | 1 | 1.2145 | 10905.4232 | 0 | GSD | 2 | 1 | 1 | 1 | 1 | 1 | 1 | 1 | 1 | 1 | 1 | 1 | 1 | 654.3254 | 0 | 635.0994 | 0 | 0 | 0 | 1 | 0 | 0 | 1
905 | Water Heating | Controls | Water Heater Setback | Healthcare | New | CheNgsd905 | 1 | 1.2145 | 10905.4232 | 0 | GSD | 2 | 1 | 1 | 1 | 1 | 1 | 1 | 1 | 1 | 1 | 1 | 1 | 1 | 654.3254 | 0 | 635.0994 | 0 | 0 | 0 | 1 | 0 | 0 | 1
905 | Water Heating | Controls | Water Heater Setback | Hospitals | Existing | ChoEgsd905 | 1 | 1.2145 | 10905.4232 | 0 | GSD | 2 | 1 | 1 | 1 | 1 | 1 | 1 | 1 | 1 | 1 | 1 | 1 | 1 | 654.3254 | 0 | 635.0994 | 0 | 0 | 0 | 1 | 0 | 0 | 1
905 | Water Heating | Controls | Water Heater Setback | Hospitals | New | ChoNgsd905 | 1 | 1.2145 | 10905.4232 | 0 | GSD | 2 | 1 | 1 | 1 | 1 | 1 | 1 | 1 | 1 | 1 | 1 | 1 | 1 | 654.3254 | 0 | 635.0994 | 0 | 0 | 0 | 1 | 0 | 0 | 1
905 | Water Heating | Controls | Water Heater Setback | Institutional | Existing | CinEgsd905 | 1 | 1.2145 | 10905.4232 | 0 | GSD | 2 | 1 | 1 | 1 | 1 | 1 | 1 | 1 | 1 | 1 | 1 | 1 | 1 | 654.3254 | 0 | 635.0994 | 0 | 0 | 0 | 1 | 0 | 0 | 1
905 | Water Heating | Controls | Water Heater Setback | Institutional | New | CinNgsd905 | 1 | 1.2145 | 10905.4232 | 0 | GSD | 2 | 1 | 1 | 1 | 1 | 1 | 1 | 1 | 1 | 1 | 1 | 1 | 1 | 654.3254 | 0 | 635.0994 | 0 | 0 | 0 | 1 | 0 | 0 | 1
905 | Water Heating | Controls | Water Heater Setback | Lodging/Hospitality | Existing | CloEgsd905 | 1 | 4.0096 | 25413.8021 | 0 | GSD | 2 | 1 | 1 | 1 | 1 | 1 | 1 | 1 | 1 | 1 | 1 | 1 | 1 | 1524.8281 | 0 | 1480.0243 | 0 | 0 | 0 | 1 | 0 | 0 | 1
905 | Water Heating | Controls | Water Heater Setback | Lodging/Hospitality | New | CloNgsd905 | 1 | 4.0096 | 25413.8021 | 0 | GSD | 2 | 1 | 1 | 1 | 1 | 1 | 1 | 1 | 1 | 1 | 1 | 1 | 1 | 1524.8281 | 0 | 1480.0243 | 0 | 0 | 0 | 1 | 0 | 0 | 1
905 | Water Heating | Controls | Water Heater Setback | Miscellaneous | Existing | CmiEgsd905 | 1 | 1.523 | 8042.7232 | 0 | GSD | 2 | 1 | 1 | 1 | 1 | 1 | 1 | 1 | 1 | 1 | 1 | 1 | 1 | 482.5634 | 0 | 468.3843 | 0 | 0 | 0 | 1 | 0 | 0 | 1
905 | Water Heating | Controls | Water Heater Setback | Miscellaneous | New | CmiNgsd905 | 1 | 1.523 | 8042.7232 | 0 | GSD | 2 | 1 | 1 | 1 | 1 | 1 | 1 | 1 | 1 | 1 | 1 | 1 | 1 | 482.5634 | 0 | 468.3843 | 0 | 0 | 0 | 1 | 0 | 0 | 1
905 | Water Heating | Controls | Water Heater Setback | Offices | Existing | CofEgsd905 | 1 | 1.523 | 8042.7232 | 0 | GSD | 2 | 1 | 1 | 1 | 1 | 1 | 1 | 1 | 1 | 1 | 1 | 1 | 1 | 482.5634 | 0 | 468.3843 | 0 | 0 | 0 | 1 | 0 | 0 | 1
905 | Water Heating | Controls | Water Heater Setback | Offices | New | CofNgsd905 | 1 | 1.523 | 8042.7232 | 0 | GSD | 2 | 1 | 1 | 1 | 1 | 1 | 1 | 1 | 1 | 1 | 1 | 1 | 1 | 482.5634 | 0 | 468.3843 | 0 | 0 | 0 | 1 | 0 | 0 | 1
905 | Water Heating | Controls | Water Heater Setback | Restaurants | Existing | CreEgsd905 | 1 | 1.523 | 8042.7232 | 0 | GSD | 2 | 1 | 1 | 1 | 1 | 1 | 1 | 1 | 1 | 1 | 1 | 1 | 1 | 482.5634 | 0 | 468.3843 | 0 | 0 | 0 | 1 | 0 | 0 | 1
905 | Water Heating | Controls | Water Heater Setback | Restaurants | New | CreNgsd905 | 1 | 1.523 | 8042.7232 | 0 | GSD | 2 | 1 | 1 | 1 | 1 | 1 | 1 | 1 | 1 | 1 | 1 | 1 | 1 | 482.5634 | 0 | 468.3843 | 0 | 0 | 0 | 1 | 0 | 0 | 1
905 | Water Heating | Controls | Water Heater Setback | Retail | Existing | CrtEgsd905 | 1 | 1.523 | 8042.7232 | 0 | GSD | 2 | 1 | 1 | 1 | 1 | 1 | 1 | 1 | 1 | 1 | 1 | 1 | 1 | 482.5634 | 0 | 468.3843 | 0 | 0 | 0 | 1 | 0 | 0 | 1
905 | Water Heating | Controls | Water Heater Setback | Retail | New | CrtNgsd905 | 1 | 1.523 | 8042.7232 | 0 | GSD | 2 | 1 | 1 | 1 | 1 | 1 | 1 | 1 | 1 | 1 | 1 | 1 | 1 | 482.5634 | 0 | 468.3843 | 0 | 0 | 0 | 1 | 0 | 0 | 1
905 | Water Heating | Controls | Water Heater Setback | Schools K-12 | Existing | CscEgsd905 | 1 | 1.523 | 8042.7232 | 0 | GSD | 2 | 1 | 1 | 1 | 1 | 1 | 1 | 1 | 1 | 1 | 1 | 1 | 1 | 482.5634 | 0 | 468.3843 | 0 | 0 | 0 | 1 | 0 | 0 | 1
905 | Water Heating | Controls | Water Heater Setback | Schools K-12 | New | CscNgsd905 | 1 | 1.523 | 8042.7232 | 0 | GSD | 2 | 1 | 1 | 1 | 1 | 1 | 1 | 1 | 1 | 1 | 1 | 1 | 1 | 482.5634 | 0 | 468.3843 | 0 | 0 | 0 | 1 | 0 | 0 | 1
905 | Water Heating | Controls | Water Heater Setback | Warehouse | Existing | CwaEgsd905 | 1 | 1.523 | 8042.7232 | 0 | GSD | 2 | 1 | 1 | 1 | 1 | 1 | 1 | 1 | 1 | 1 | 1 | 1 | 1 | 482.5634 | 0 | 468.3843 | 0 | 0 | 0 | 1 | 0 | 0 | 1
905 | Water Heating | Controls | Water Heater Setback | Warehouse | New | CwaNgsd905 | 1 | 1.523 | 8042.7232 | 0 | GSD | 2 | 1 | 1 | 1 | 1 | 1 | 1 | 1 | 1 | 1 | 1 | 1 | 1 | 482.5634 | 0 | 468.3843 | 0 | 0 | 0 | 1 | 0 | 0 | 1
906 | Water Heating | Insulation | Hot water pipe insulation | Assembly | Existing | CasEgsd906 | 1 | 1.523 | 8042.7234 | 0 | GSD | 15 | 1 | 1 | 1 | 1 | 1 | 1 | 1 | 1 | 1 | 1 | 1 | 1 | 482.5634 | 0 | 191126.4818 | 0 | 0 | 0 | 1 | 0 | 0 | 1
906 | Water Heating | Insulation | Hot water pipe insulation | Assembly | New | CasNgsd906 | 1 | 1.523 | 8042.7234 | 0 | GSD | 15 | 1 | 1 | 1 | 1 | 1 | 1 | 1 | 1 | 1 | 1 | 1 | 1 | 482.5634 | 0 | 191126.4818 | 0 | 0 | 0 | 1 | 0 | 0 | 1
906 | Water Heating | Insulation | Hot water pipe insulation | College and University | Existing | CcoEgsd906 | 1 | 1.2145 | 10905.4226 | 0 | GSD | 15 | 1 | 1 | 1 | 1 | 1 | 1 | 1 | 1 | 1 | 1 | 1 | 1 | 654.3254 | 0 | 591531.0764 | 0 | 0 | 0 | 1 | 0 | 0 | 1
906 | Water Heating | Insulation | Hot water pipe insulation | College and University | New | CcoNgsd906 | 1 | 1.2145 | 10905.4226 | 0 | GSD | 15 | 1 | 1 | 1 | 1 | 1 | 1 | 1 | 1 | 1 | 1 | 1 | 1 | 654.3254 | 0 | 591531.0764 | 0 | 0 | 0 | 1 | 0 | 0 | 1
906 | Water Heating | Insulation | Hot water pipe insulation | Data Center | Existing | CdaEgsd906 | 1 | 1.2145 | 10905.4227 | 0 | GSD | 15 | 1 | 1 | 1 | 1 | 1 | 1 | 1 | 1 | 1 | 1 | 1 | 1 | 654.3254 | 0 | 37533.0424 | 0 | 0 | 0 | 1 | 0 | 0 | 1
906 | Water Heating | Insulation | Hot water pipe insulation | Data Center | New | CdaNgsd906 | 1 | 1.2145 | 10905.4227 | 0 | GSD | 15 | 1 | 1 | 1 | 1 | 1 | 1 | 1 | 1 | 1 | 1 | 1 | 1 | 654.3254 | 0 | 37533.0424 | 0 | 0 | 0 | 1 | 0 | 0 | 1
906 | Water Heating | Insulation | Hot water pipe insulation | Grocery | Existing | CgrEgsd906 | 1 | 1.523 | 8042.725 | 0 | GSD | 15 | 1 | 1 | 1 | 1 | 1 | 1 | 1 | 1 | 1 | 1 | 1 | 1 | 482.5635 | 0 | 588740.185 | 0 | 0 | 0 | 1 | 0 | 0 | 1
906 | Water Heating | Insulation | Hot water pipe insulation | Grocery | New | CgrNgsd906 | 1 | 1.523 | 8042.725 | 0 | GSD | 15 | 1 | 1 | 1 | 1 | 1 | 1 | 1 | 1 | 1 | 1 | 1 | 1 | 482.5635 | 0 | 588740.185 | 0 | 0 | 0 | 1 | 0 | 0 | 1
906 | Water Heating | Insulation | Hot water pipe insulation | Healthcare | Existing | CheEgsd906 | 1 | 1.2145 | 10905.4241 | 0 | GSD | 15 | 1 | 1 | 1 | 1 | 1 | 1 | 1 | 1 | 1 | 1 | 1 | 1 | 654.3254 | 0 | 385313.4278 | 0 | 0 | 0 | 1 | 0 | 0 | 1
906 | Water Heating | Insulation | Hot water pipe insulation | Healthcare | New | CheNgsd906 | 1 | 1.2145 | 10905.4241 | 0 | GSD | 15 | 1 | 1 | 1 | 1 | 1 | 1 | 1 | 1 | 1 | 1 | 1 | 1 | 654.3254 | 0 | 385313.4278 | 0 | 0 | 0 | 1 | 0 | 0 | 1
906 | Water Heating | Insulation | Hot water pipe insulation | Hospitals | Existing | ChoEgsd906 | 1 | 1.2145 | 10905.4227 | 0 | GSD | 15 | 1 | 1 | 1 | 1 | 1 | 1 | 1 | 1 | 1 | 1 | 1 | 1 | 654.3254 | 0 | 27466.8225 | 0 | 0 | 0 | 1 | 0 | 0 | 1
906 | Water Heating | Insulation | Hot water pipe insulation | Hospitals | New | ChoNgsd906 | 1 | 1.2145 | 10905.4227 | 0 | GSD | 15 | 1 | 1 | 1 | 1 | 1 | 1 | 1 | 1 | 1 | 1 | 1 | 1 | 654.3254 | 0 | 27466.8225 | 0 | 0 | 0 | 1 | 0 | 0 | 1
906 | Water Heating | Insulation | Hot water pipe insulation | Institutional | Existing | CinEgsd906 | 1 | 1.2145 | 10905.4211 | 0 | GSD | 15 | 1 | 1 | 1 | 1 | 1 | 1 | 1 | 1 | 1 | 1 | 1 | 1 | 654.3253 | 0 | 11589617.405 | 0 | 0 | 0 | 1 | 0 | 0 | 1
906 | Water Heating | Insulation | Hot water pipe insulation | Institutional | New | CinNgsd906 | 1 | 1.2145 | 10905.4211 | 0 | GSD | 15 | 1 | 1 | 1 | 1 | 1 | 1 | 1 | 1 | 1 | 1 | 1 | 1 | 654.3253 | 0 | 11589617.405 | 0 | 0 | 0 | 1 | 0 | 0 | 1
906 | Water Heating | Insulation | Hot water pipe insulation | Lodging/Hospitality | Existing | CloEgsd906 | 1 | 4.0096 | 25413.8003 | 0 | GSD | 15 | 1 | 1 | 1 | 1 | 1 | 1 | 1 | 1 | 1 | 1 | 1 | 1 | 1524.828 | 0 | 58577.0799 | 0 | 0 | 0 | 1 | 0 | 0 | 1
906 | Water Heating | Insulation | Hot water pipe insulation | Lodging/Hospitality | New | CloNgsd906 | 1 | 4.0096 | 25413.8003 | 0 | GSD | 15 | 1 | 1 | 1 | 1 | 1 | 1 | 1 | 1 | 1 | 1 | 1 | 1 | 1524.828 | 0 | 58577.0799 | 0 | 0 | 0 | 1 | 0 | 0 | 1
906 | Water Heating | Insulation | Hot water pipe insulation | Miscellaneous | Existing | CmiEgsd906 | 1 | 1.523 | 8042.7224 | 0 | GSD | 15 | 1 | 1 | 1 | 1 | 1 | 1 | 1 | 1 | 1 | 1 | 1 | 1 | 482.5633 | 0 | 3524777.4056 | 0 | 0 | 0 | 1 | 0 | 0 | 1
906 | Water Heating | Insulation | Hot water pipe insulation | Miscellaneous | New | CmiNgsd906 | 1 | 1.523 | 8042.7224 | 0 | GSD | 15 | 1 | 1 | 1 | 1 | 1 | 1 | 1 | 1 | 1 | 1 | 1 | 1 | 482.5633 | 0 | 3524777.4056 | 0 | 0 | 0 | 1 | 0 | 0 | 1
906 | Water Heating | Insulation | Hot water pipe insulation | Offices | Existing | CofEgsd906 | 1 | 1.523 | 8042.7225 | 0 | GSD | 15 | 1 | 1 | 1 | 1 | 1 | 1 | 1 | 1 | 1 | 1 | 1 | 1 | 482.5634 | 0 | 458389.8082 | 0 | 0 | 0 | 1 | 0 | 0 | 1
906 | Water Heating | Insulation | Hot water pipe insulation | Offices | New | CofNgsd906 | 1 | 1.523 | 8042.7225 | 0 | GSD | 15 | 1 | 1 | 1 | 1 | 1 | 1 | 1 | 1 | 1 | 1 | 1 | 1 | 482.5634 | 0 | 458389.8082 | 0 | 0 | 0 | 1 | 0 | 0 | 1
906 | Water Heating | Insulation | Hot water pipe insulation | Restaurants | Existing | CreEgsd906 | 1 | 1.523 | 8042.7229 | 0 | GSD | 15 | 1 | 1 | 1 | 1 | 1 | 1 | 1 | 1 | 1 | 1 | 1 | 1 | 482.5634 | 0 | 25567.3686 | 0 | 0 | 0 | 1 | 0 | 0 | 1
906 | Water Heating | Insulation | Hot water pipe insulation | Restaurants | New | CreNgsd906 | 1 | 1.523 | 8042.7229 | 0 | GSD | 15 | 1 | 1 | 1 | 1 | 1 | 1 | 1 | 1 | 1 | 1 | 1 | 1 | 482.5634 | 0 | 25567.3686 | 0 | 0 | 0 | 1 | 0 | 0 | 1
906 | Water Heating | Insulation | Hot water pipe insulation | Retail | Existing | CrtEgsd906 | 1 | 1.523 | 8042.723 | 0 | GSD | 15 | 1 | 1 | 1 | 1 | 1 | 1 | 1 | 1 | 1 | 1 | 1 | 1 | 482.5634 | 0 | 98206.0052 | 0 | 0 | 0 | 1 | 0 | 0 | 1
906 | Water Heating | Insulation | Hot water pipe insulation | Retail | New | CrtNgsd906 | 1 | 1.523 | 8042.723 | 0 | GSD | 15 | 1 | 1 | 1 | 1 | 1 | 1 | 1 | 1 | 1 | 1 | 1 | 1 | 482.5634 | 0 | 98206.0052 | 0 | 0 | 0 | 1 | 0 | 0 | 1
906 | Water Heating | Insulation | Hot water pipe insulation | Schools K-12 | Existing | CscEgsd906 | 1 | 1.523 | 8042.723 | 0 | GSD | 15 | 1 | 1 | 1 | 1 | 1 | 1 | 1 | 1 | 1 | 1 | 1 | 1 | 482.5634 | 0 | 11683.5185 | 0 | 0 | 0 | 1 | 0 | 0 | 1
906 | Water Heating | Insulation | Hot water pipe insulation | Schools K-12 | New | CscNgsd906 | 1 | 1.523 | 8042.723 | 0 | GSD | 15 | 1 | 1 | 1 | 1 | 1 | 1 | 1 | 1 | 1 | 1 | 1 | 1 | 482.5634 | 0 | 11683.5185 | 0 | 0 | 0 | 1 | 0 | 0 | 1
906 | Water Heating | Insulation | Hot water pipe insulation | Warehouse | Existing | CwaEgsd906 | 1 | 1.523 | 8042.7239 | 0 | GSD | 15 | 1 | 1 | 1 | 1 | 1 | 1 | 1 | 1 | 1 | 1 | 1 | 1 | 482.5634 | 0 | 376139.5128 | 0 | 0 | 0 | 1 | 0 | 0 | 1
906 | Water Heating | Insulation | Hot water pipe insulation | Warehouse | New | CwaNgsd906 | 1 | 1.523 | 8042.7239 | 0 | GSD | 15 | 1 | 1 | 1 | 1 | 1 | 1 | 1 | 1 | 1 | 1 | 1 | 1 | 482.5634 | 0 | 376139.5128 | 0 | 0 | 0 | 1 | 0 | 0 | 1
907 | Water Heating | Insulation | Thermostatic Shower Restriction Valve Commercial | Assembly | Existing | CasEgsd907 | 1 | 1.523 | 8042.723 | 0 | GSD | 10 | 1 | 1 | 1 | 1 | 1 | 1 | 1 | 1 | 1 | 1 | 1 | 1 | 482.5634 | 0 | 5269.2996 | 0 | 0 | 0 | 1 | 0 | 0 | 1
907 | Water Heating | Insulation | Thermostatic Shower Restriction Valve Commercial | Assembly | New | CasNgsd907 | 1 | 1.523 | 8042.723 | 0 | GSD | 10 | 1 | 1 | 1 | 1 | 1 | 1 | 1 | 1 | 1 | 1 | 1 | 1 | 482.5634 | 0 | 5269.2996 | 0 | 0 | 0 | 1 | 0 | 0 | 1
907 | Water Heating | Insulation | Thermostatic Shower Restriction Valve Commercial | College and University | Existing | CcoEgsd907 | 1 | 1.2145 | 10905.4208 | 0 | GSD | 10 | 1 | 1 | 1 | 1 | 1 | 1 | 1 | 1 | 1 | 1 | 1 | 1 | 654.3252 | 0 | 849137.4477 | 0 | 0 | 0 | 1 | 0 | 0 | 1
907 | Water Heating | Insulation | Thermostatic Shower Restriction Valve Commercial | College and University | New | CcoNgsd907 | 1 | 1.2145 | 10905.4208 | 0 | GSD | 10 | 1 | 1 | 1 | 1 | 1 | 1 | 1 | 1 | 1 | 1 | 1 | 1 | 654.3252 | 0 | 849137.4477 | 0 | 0 | 0 | 1 | 0 | 0 | 1
907 | Water Heating | Insulation | Thermostatic Shower Restriction Valve Commercial | Data Center | Existing | CdaEgsd907 | 1 | 1.2145 | 10905.4227 | 0 | GSD | 10 | 1 | 1 | 1 | 1 | 1 | 1 | 1 | 1 | 1 | 1 | 1 | 1 | 654.3254 | 0 | 6843.0769 | 0 | 0 | 0 | 1 | 0 | 0 | 1
907 | Water Heating | Insulation | Thermostatic Shower Restriction Valve Commercial | Data Center | New | CdaNgsd907 | 1 | 1.2145 | 10905.4227 | 0 | GSD | 10 | 1 | 1 | 1 | 1 | 1 | 1 | 1 | 1 | 1 | 1 | 1 | 1 | 654.3254 | 0 | 6843.0769 | 0 | 0 | 0 | 1 | 0 | 0 | 1
907 | Water Heating | Insulation | Thermostatic Shower Restriction Valve Commercial | Grocery | Existing | CgrEgsd907 | 1 | 1.523 | 8042.7235 | 0 | GSD | 10 | 1 | 1 | 1 | 1 | 1 | 1 | 1 | 1 | 1 | 1 | 1 | 1 | 482.5634 | 0 | 10539.9421 | 0 | 0 | 0 | 1 | 0 | 0 | 1
907 | Water Heating | Insulation | Thermostatic Shower Restriction Valve Commercial | Grocery | New | CgrNgsd907 | 1 | 1.523 | 8042.7235 | 0 | GSD | 10 | 1 | 1 | 1 | 1 | 1 | 1 | 1 | 1 | 1 | 1 | 1 | 1 | 482.5634 | 0 | 10539.9421 | 0 | 0 | 0 | 1 | 0 | 0 | 1
907 | Water Heating | Insulation | Thermostatic Shower Restriction Valve Commercial | Healthcare | Existing | CheEgsd907 | 1 | 1.2145 | 10905.4225 | 0 | GSD | 10 | 1 | 1 | 1 | 1 | 1 | 1 | 1 | 1 | 1 | 1 | 1 | 1 | 654.3254 | 0 | 3008.3319 | 0 | 0 | 0 | 1 | 0 | 0 | 1
907 | Water Heating | Insulation | Thermostatic Shower Restriction Valve Commercial | Healthcare | New | CheNgsd907 | 1 | 1.2145 | 10905.4225 | 0 | GSD | 10 | 1 | 1 | 1 | 1 | 1 | 1 | 1 | 1 | 1 | 1 | 1 | 1 | 654.3254 | 0 | 3008.3319 | 0 | 0 | 0 | 1 | 0 | 0 | 1
907 | Water Heating | Insulation | Thermostatic Shower Restriction Valve Commercial | Hospitals | Existing | ChoEgsd907 | 1 | 1.2145 | 10905.4229 | 0 | GSD | 10 | 1 | 1 | 1 | 1 | 1 | 1 | 1 | 1 | 1 | 1 | 1 | 1 | 654.3254 | 0 | 35596.5647 | 0 | 0 | 0 | 1 | 0 | 0 | 1
907 | Water Heating | Insulation | Thermostatic Shower Restriction Valve Commercial | Hospitals | New | ChoNgsd907 | 1 | 1.2145 | 10905.4229 | 0 | GSD | 10 | 1 | 1 | 1 | 1 | 1 | 1 | 1 | 1 | 1 | 1 | 1 | 1 | 654.3254 | 0 | 35596.5647 | 0 | 0 | 0 | 1 | 0 | 0 | 1
907 | Water Heating | Insulation | Thermostatic Shower Restriction Valve Commercial | Institutional | Existing | CinEgsd907 | 1 | 1.2145 | 10905.4234 | 0 | GSD | 10 | 1 | 1 | 1 | 1 | 1 | 1 | 1 | 1 | 1 | 1 | 1 | 1 | 654.3254 | 0 | 251504.6618 | 0 | 0 | 0 | 1 | 0 | 0 | 1
907 | Water Heating | Insulation | Thermostatic Shower Restriction Valve Commercial | Institutional | New | CinNgsd907 | 1 | 1.2145 | 10905.4234 | 0 | GSD | 10 | 1 | 1 | 1 | 1 | 1 | 1 | 1 | 1 | 1 | 1 | 1 | 1 | 654.3254 | 0 | 251504.6618 | 0 | 0 | 0 | 1 | 0 | 0 | 1
907 | Water Heating | Insulation | Thermostatic Shower Restriction Valve Commercial | Lodging/Hospitality | Existing | CloEgsd907 | 1 | 4.0096 | 25413.8156 | 0 | GSD | 10 | 1 | 1 | 1 | 1 | 1 | 1 | 1 | 1 | 1 | 1 | 1 | 1 | 1524.8289 | 0 | 1464658.7509 | 0 | 0 | 0 | 1 | 0 | 0 | 1
907 | Water Heating | Insulation | Thermostatic Shower Restriction Valve Commercial | Lodging/Hospitality | New | CloNgsd907 | 1 | 4.0096 | 25413.8156 | 0 | GSD | 10 | 1 | 1 | 1 | 1 | 1 | 1 | 1 | 1 | 1 | 1 | 1 | 1 | 1524.8289 | 0 | 1464658.7509 | 0 | 0 | 0 | 1 | 0 | 0 | 1
907 | Water Heating | Insulation | Thermostatic Shower Restriction Valve Commercial | Miscellaneous | Existing | CmiEgsd907 | 1 | 1.523 | 8042.7228 | 0 | GSD | 10 | 1 | 1 | 1 | 1 | 1 | 1 | 1 | 1 | 1 | 1 | 1 | 1 | 482.5634 | 0 | 35832.149 | 0 | 0 | 0 | 1 | 0 | 0 | 1
907 | Water Heating | Insulation | Thermostatic Shower Restriction Valve Commercial | Miscellaneous | New | CmiNgsd907 | 1 | 1.523 | 8042.7228 | 0 | GSD | 10 | 1 | 1 | 1 | 1 | 1 | 1 | 1 | 1 | 1 | 1 | 1 | 1 | 482.5634 | 0 | 35832.149 | 0 | 0 | 0 | 1 | 0 | 0 | 1
907 | Water Heating | Insulation | Thermostatic Shower Restriction Valve Commercial | Offices | Existing | CofEgsd907 | 1 | 1.523 | 8042.723 | 0 | GSD | 10 | 1 | 1 | 1 | 1 | 1 | 1 | 1 | 1 | 1 | 1 | 1 | 1 | 482.5634 | 0 | 2408.884 | 0 | 0 | 0 | 1 | 0 | 0 | 1
907 | Water Heating | Insulation | Thermostatic Shower Restriction Valve Commercial | Offices | New | CofNgsd907 | 1 | 1.523 | 8042.723 | 0 | GSD | 10 | 1 | 1 | 1 | 1 | 1 | 1 | 1 | 1 | 1 | 1 | 1 | 1 | 482.5634 | 0 | 2408.884 | 0 | 0 | 0 | 1 | 0 | 0 | 1
907 | Water Heating | Insulation | Thermostatic Shower Restriction Valve Commercial | Restaurants | Existing | CreEgsd907 | 1 | 1.523 | 8042.7232 | 0 | GSD | 10 | 1 | 1 | 1 | 1 | 1 | 1 | 1 | 1 | 1 | 1 | 1 | 1 | 482.5634 | 0 | 3513.0156 | 0 | 0 | 0 | 1 | 0 | 0 | 1
907 | Water Heating | Insulation | Thermostatic Shower Restriction Valve Commercial | Restaurants | New | CreNgsd907 | 1 | 1.523 | 8042.7232 | 0 | GSD | 10 | 1 | 1 | 1 | 1 | 1 | 1 | 1 | 1 | 1 | 1 | 1 | 1 | 482.5634 | 0 | 3513.0156 | 0 | 0 | 0 | 1 | 0 | 0 | 1
907 | Water Heating | Insulation | Thermostatic Shower Restriction Valve Commercial | Retail | Existing | CrtEgsd907 | 1 | 1.523 | 8042.7229 | 0 | GSD | 10 | 1 | 1 | 1 | 1 | 1 | 1 | 1 | 1 | 1 | 1 | 1 | 1 | 482.5634 | 0 | 4683.8881 | 0 | 0 | 0 | 1 | 0 | 0 | 1
907 | Water Heating | Insulation | Thermostatic Shower Restriction Valve Commercial | Retail | New | CrtNgsd907 | 1 | 1.523 | 8042.7229 | 0 | GSD | 10 | 1 | 1 | 1 | 1 | 1 | 1 | 1 | 1 | 1 | 1 | 1 | 1 | 482.5634 | 0 | 4683.8881 | 0 | 0 | 0 | 1 | 0 | 0 | 1
907 | Water Heating | Insulation | Thermostatic Shower Restriction Valve Commercial | Schools K-12 | Existing | CscEgsd907 | 1 | 1.523 | 8042.7229 | 0 | GSD | 10 | 1 | 1 | 1 | 1 | 1 | 1 | 1 | 1 | 1 | 1 | 1 | 1 | 482.5634 | 0 | 1359.836 | 0 | 0 | 0 | 1 | 0 | 0 | 1
907 | Water Heating | Insulation | Thermostatic Shower Restriction Valve Commercial | Schools K-12 | New | CscNgsd907 | 1 | 1.523 | 8042.7229 | 0 | GSD | 10 | 1 | 1 | 1 | 1 | 1 | 1 | 1 | 1 | 1 | 1 | 1 | 1 | 482.5634 | 0 | 1359.836 | 0 | 0 | 0 | 1 | 0 | 0 | 1
907 | Water Heating | Insulation | Thermostatic Shower Restriction Valve Commercial | Warehouse | Existing | CwaEgsd907 | 1 | 1.523 | 8042.7225 | 0 | GSD | 10 | 1 | 1 | 1 | 1 | 1 | 1 | 1 | 1 | 1 | 1 | 1 | 1 | 482.5634 | 0 | 6022.385 | 0 | 0 | 0 | 1 | 0 | 0 | 1
907 | Water Heating | Insulation | Thermostatic Shower Restriction Valve Commercial | Warehouse | New | CwaNgsd907 | 1 | 1.523 | 8042.7225 | 0 | GSD | 10 | 1 | 1 | 1 | 1 | 1 | 1 | 1 | 1 | 1 | 1 | 1 | 1 | 482.5634 | 0 | 6022.385 | 0 | 0 | 0 | 1 | 0 | 0 | 1
908 | Water Heating | Solar | Solar Pool Heater Commercial | Assembly | Turnover | CasTgsd908 | 1 | 0.43275 | 5847.9532 | 0 | GSD | 15 | 0.57723 | 0.60437 | 0.83705 | 1.097 | 1.2026 | 1.2026 | 1.289 | 1.2891 | 1.2453 | 1.1192 | 0.77553 | 0.85362 | 350.8772 | 0 | 6286.5276 | 0 | 0 | 0 | 1 | 0 | 0 | 1.0077
908 | Water Heating | Solar | Solar Pool Heater Commercial | Assembly | New | CasNgsd908 | 1 | 0.43275 | 5847.9532 | 0 | GSD | 15 | 0.57723 | 0.60437 | 0.83705 | 1.097 | 1.2026 | 1.2026 | 1.289 | 1.2891 | 1.2453 | 1.1192 | 0.77553 | 0.85362 | 350.8772 | 0 | 6286.5276 | 0 | 0 | 0 | 1 | 0 | 0 | 1.0077
908 | Water Heating | Solar | Solar Pool Heater Commercial | College and University | Turnover | CcoTgsd908 | 1 | 1.0099 | 9900.9901 | 0 | GSD | 15 | 0.57723 | 0.60437 | 0.83705 | 1.097 | 1.2026 | 1.2026 | 1.289 | 1.2891 | 1.2453 | 1.1192 | 0.77553 | 0.85362 | 594.0594 | 0 | 10643.5269 | 0 | 0 | 0 | 1 | 0 | 0 | 1.0077
908 | Water Heating | Solar | Solar Pool Heater Commercial | College and University | New | CcoNgsd908 | 1 | 1.0099 | 9900.9901 | 0 | GSD | 15 | 0.57723 | 0.60437 | 0.83705 | 1.097 | 1.2026 | 1.2026 | 1.289 | 1.2891 | 1.2453 | 1.1192 | 0.77553 | 0.85362 | 594.0594 | 0 | 10643.5269 | 0 | 0 | 0 | 1 | 0 | 0 | 1.0077
908 | Water Heating | Solar | Solar Pool Heater Commercial | Data Center | Turnover | CdaTgsd908 | 1 | 1.0631 | 9009.009 | 0 | GSD | 15 | 0.57723 | 0.60437 | 0.83705 | 1.097 | 1.2026 | 1.2026 | 1.289 | 1.2891 | 1.2453 | 1.1192 | 0.77553 | 0.85362 | 540.5405 | 0 | 9684.6506 | 0 | 0 | 0 | 1 | 0 | 0 | 1.0077
908 | Water Heating | Solar | Solar Pool Heater Commercial | Data Center | New | CdaNgsd908 | 1 | 1.0631 | 9009.009 | 0 | GSD | 15 | 0.57723 | 0.60437 | 0.83705 | 1.097 | 1.2026 | 1.2026 | 1.289 | 1.2891 | 1.2453 | 1.1192 | 0.77553 | 0.85362 | 540.5405 | 0 | 9684.6506 | 0 | 0 | 0 | 1 | 0 | 0 | 1.0077
908 | Water Heating | Solar | Solar Pool Heater Commercial | Grocery | Turnover | CgrTgsd908 | 1 | 0.6 | 7407.4074 | 0 | GSD | 15 | 0.57723 | 0.60437 | 0.83705 | 1.097 | 1.2026 | 1.2026 | 1.289 | 1.2891 | 1.2453 | 1.1192 | 0.77553 | 0.85362 | 444.4444 | 0 | 7962.9349 | 0 | 0 | 0 | 1 | 0 | 0 | 1.0077
908 | Water Heating | Solar | Solar Pool Heater Commercial | Grocery | New | CgrNgsd908 | 1 | 0.6 | 7407.4074 | 0 | GSD | 15 | 0.57723 | 0.60437 | 0.83705 | 1.097 | 1.2026 | 1.2026 | 1.289 | 1.2891 | 1.2453 | 1.1192 | 0.77553 | 0.85362 | 444.4444 | 0 | 7962.9349 | 0 | 0 | 0 | 1 | 0 | 0 | 1.0077
908 | Water Heating | Solar | Solar Pool Heater Commercial | Healthcare | Turnover | CheTgsd908 | 1 | 1.0347 | 6944.4444 | 0 | GSD | 15 | 0.57723 | 0.60437 | 0.83705 | 1.097 | 1.2026 | 1.2026 | 1.289 | 1.2891 | 1.2453 | 1.1192 | 0.77553 | 0.85362 | 416.6667 | 0 | 7465.2515 | 0 | 0 | 0 | 1 | 0 | 0 | 1.0077
908 | Water Heating | Solar | Solar Pool Heater Commercial | Healthcare | New | CheNgsd908 | 1 | 1.0347 | 6944.4444 | 0 | GSD | 15 | 0.57723 | 0.60437 | 0.83705 | 1.097 | 1.2026 | 1.2026 | 1.289 | 1.2891 | 1.2453 | 1.1192 | 0.77553 | 0.85362 | 416.6667 | 0 | 7465.2515 | 0 | 0 | 0 | 1 | 0 | 0 | 1.0077
908 | Water Heating | Solar | Solar Pool Heater Commercial | Hospitals | Turnover | ChoTgsd908 | 1 | 1.0099 | 9900.9901 | 0 | GSD | 15 | 0.57723 | 0.60437 | 0.83705 | 1.097 | 1.2026 | 1.2026 | 1.289 | 1.2891 | 1.2453 | 1.1192 | 0.77553 | 0.85362 | 594.0594 | 0 | 10643.5269 | 0 | 0 | 0 | 1 | 0 | 0 | 1.0077
908 | Water Heating | Solar | Solar Pool Heater Commercial | Hospitals | New | ChoNgsd908 | 1 | 1.0099 | 9900.9901 | 0 | GSD | 15 | 0.57723 | 0.60437 | 0.83705 | 1.097 | 1.2026 | 1.2026 | 1.289 | 1.2891 | 1.2453 | 1.1192 | 0.77553 | 0.85362 | 594.0594 | 0 | 10643.5269 | 0 | 0 | 0 | 1 | 0 | 0 | 1.0077
908 | Water Heating | Solar | Solar Pool Heater Commercial | Institutional | Turnover | CinTgsd908 | 1 | 1.0811 | 9009.009 | 0 | GSD | 15 | 0.57723 | 0.60437 | 0.83705 | 1.097 | 1.2026 | 1.2026 | 1.289 | 1.2891 | 1.2453 | 1.1192 | 0.77553 | 0.85362 | 540.5405 | 0 | 9684.6506 | 0 | 0 | 0 | 1 | 0 | 0 | 1.0077
908 | Water Heating | Solar | Solar Pool Heater Commercial | Institutional | New | CinNgsd908 | 1 | 1.0811 | 9009.009 | 0 | GSD | 15 | 0.57723 | 0.60437 | 0.83705 | 1.097 | 1.2026 | 1.2026 | 1.289 | 1.2891 | 1.2453 | 1.1192 | 0.77553 | 0.85362 | 540.5405 | 0 | 9684.6506 | 0 | 0 | 0 | 1 | 0 | 0 | 1.0077
908 | Water Heating | Solar | Solar Pool Heater Commercial | Lodging/Hospitality | Turnover | CloTgsd908 | 1 | 1.1682 | 9345.7944 | 0 | GSD | 15 | 0.57723 | 0.60437 | 0.83705 | 1.097 | 1.2026 | 1.2026 | 1.289 | 1.2891 | 1.2453 | 1.1192 | 0.77553 | 0.85362 | 560.7477 | 0 | 10046.6936 | 0 | 0 | 0 | 1 | 0 | 0 | 1.0077
908 | Water Heating | Solar | Solar Pool Heater Commercial | Lodging/Hospitality | New | CloNgsd908 | 1 | 1.1682 | 9345.7944 | 0 | GSD | 15 | 0.57723 | 0.60437 | 0.83705 | 1.097 | 1.2026 | 1.2026 | 1.289 | 1.2891 | 1.2453 | 1.1192 | 0.77553 | 0.85362 | 560.7477 | 0 | 10046.6936 | 0 | 0 | 0 | 1 | 0 | 0 | 1.0077
908 | Water Heating | Solar | Solar Pool Heater Commercial | Miscellaneous | Turnover | CmiTgsd908 | 1 | 1.0631 | 9009.009 | 0 | GSD | 15 | 0.57723 | 0.60437 | 0.83705 | 1.097 | 1.2026 | 1.2026 | 1.289 | 1.2891 | 1.2453 | 1.1192 | 0.77553 | 0.85362 | 540.5405 | 0 | 9684.6506 | 0 | 0 | 0 | 1 | 0 | 0 | 1.0077
908 | Water Heating | Solar | Solar Pool Heater Commercial | Miscellaneous | New | CmiNgsd908 | 1 | 1.0631 | 9009.009 | 0 | GSD | 15 | 0.57723 | 0.60437 | 0.83705 | 1.097 | 1.2026 | 1.2026 | 1.289 | 1.2891 | 1.2453 | 1.1192 | 0.77553 | 0.85362 | 540.5405 | 0 | 9684.6506 | 0 | 0 | 0 | 1 | 0 | 0 | 1.0077
908 | Water Heating | Solar | Solar Pool Heater Commercial | Offices | Turnover | CofTgsd908 | 1 | 1.0631 | 9009.009 | 0 | GSD | 15 | 0.57723 | 0.60437 | 0.83705 | 1.097 | 1.2026 | 1.2026 | 1.289 | 1.2891 | 1.2453 | 1.1192 | 0.77553 | 0.85362 | 540.5405 | 0 | 9684.6506 | 0 | 0 | 0 | 1 | 0 | 0 | 1.0077
908 | Water Heating | Solar | Solar Pool Heater Commercial | Offices | New | CofNgsd908 | 1 | 1.0631 | 9009.009 | 0 | GSD | 15 | 0.57723 | 0.60437 | 0.83705 | 1.097 | 1.2026 | 1.2026 | 1.289 | 1.2891 | 1.2453 | 1.1192 | 0.77553 | 0.85362 | 540.5405 | 0 | 9684.6506 | 0 | 0 | 0 | 1 | 0 | 0 | 1.0077
908 | Water Heating | Solar | Solar Pool Heater Commercial | Restaurants | Turnover | CreTgsd908 | 1 | 0.37313 | 7462.6866 | 0 | GSD | 15 | 0.57723 | 0.60437 | 0.83705 | 1.097 | 1.2026 | 1.2026 | 1.289 | 1.2891 | 1.2453 | 1.1192 | 0.77553 | 0.85362 | 447.7612 | 0 | 8022.3598 | 0 | 0 | 0 | 1 | 0 | 0 | 1.0077
908 | Water Heating | Solar | Solar Pool Heater Commercial | Restaurants | New | CreNgsd908 | 1 | 0.37313 | 7462.6866 | 0 | GSD | 15 | 0.57723 | 0.60437 | 0.83705 | 1.097 | 1.2026 | 1.2026 | 1.289 | 1.2891 | 1.2453 | 1.1192 | 0.77553 | 0.85362 | 447.7612 | 0 | 8022.3598 | 0 | 0 | 0 | 1 | 0 | 0 | 1.0077
908 | Water Heating | Solar | Solar Pool Heater Commercial | Retail | Turnover | CrtTgsd908 | 1 | 0.55245 | 6993.007 | 0 | GSD | 15 | 0.57723 | 0.60437 | 0.83705 | 1.097 | 1.2026 | 1.2026 | 1.289 | 1.2891 | 1.2453 | 1.1192 | 0.77553 | 0.85362 | 419.5804 | 0 | 7517.4561 | 0 | 0 | 0 | 1 | 0 | 0 | 1.0077
908 | Water Heating | Solar | Solar Pool Heater Commercial | Retail | New | CrtNgsd908 | 1 | 0.55245 | 6993.007 | 0 | GSD | 15 | 0.57723 | 0.60437 | 0.83705 | 1.097 | 1.2026 | 1.2026 | 1.289 | 1.2891 | 1.2453 | 1.1192 | 0.77553 | 0.85362 | 419.5804 | 0 | 7517.4561 | 0 | 0 | 0 | 1 | 0 | 0 | 1.0077
908 | Water Heating | Solar | Solar Pool Heater Commercial | Schools K-12 | Turnover | CscTgsd908 | 1 | 1.0388 | 9708.7379 | 0 | GSD | 15 | 0.57723 | 0.60437 | 0.83705 | 1.097 | 1.2026 | 1.2026 | 1.289 | 1.2891 | 1.2453 | 1.1192 | 0.77553 | 0.85362 | 582.5243 | 0 | 10436.8565 | 0 | 0 | 0 | 1 | 0 | 0 | 1.0077
908 | Water Heating | Solar | Solar Pool Heater Commercial | Schools K-12 | New | CscNgsd908 | 1 | 1.0388 | 9708.7379 | 0 | GSD | 15 | 0.57723 | 0.60437 | 0.83705 | 1.097 | 1.2026 | 1.2026 | 1.289 | 1.2891 | 1.2453 | 1.1192 | 0.77553 | 0.85362 | 582.5243 | 0 | 10436.8565 | 0 | 0 | 0 | 1 | 0 | 0 | 1.0077
908 | Water Heating | Solar | Solar Pool Heater Commercial | Warehouse | Turnover | CwaTgsd908 | 1 | 0.72549 | 6535.9477 | 0 | GSD | 15 | 0.57723 | 0.60437 | 0.83705 | 1.097 | 1.2026 | 1.2026 | 1.289 | 1.2891 | 1.2453 | 1.1192 | 0.77553 | 0.85362 | 392.1569 | 0 | 7026.1191 | 0 | 0 | 0 | 1 | 0 | 0 | 1.0077
908 | Water Heating | Solar | Solar Pool Heater Commercial | Warehouse | New | CwaNgsd908 | 1 | 0.72549 | 6535.9477 | 0 | GSD | 15 | 0.57723 | 0.60437 | 0.83705 | 1.097 | 1.2026 | 1.2026 | 1.289 | 1.2891 | 1.2453 | 1.1192 | 0.77553 | 0.85362 | 392.1569 | 0 | 7026.1191 | 0 | 0 | 0 | 1 | 0 | 0 | 1.0077
909 | Water Heating | Solar | Solar Thermal Water Heating System Commercial | Assembly | Turnover | CasTgsd909 | 1 | 1.523 | 8042.7229 | 0 | GSD | 20 | 1 | 1 | 1 | 1 | 1 | 1 | 1 | 1 | 1 | 1 | 1 | 1 | 482.5634 | 0 | 16072.5021 | 0 | 0 | 0 | 1 | 0 | 0 | 1
909 | Water Heating | Solar | Solar Thermal Water Heating System Commercial | Assembly | New | CasNgsd909 | 1 | 1.523 | 8042.7229 | 0 | GSD | 20 | 1 | 1 | 1 | 1 | 1 | 1 | 1 | 1 | 1 | 1 | 1 | 1 | 482.5634 | 0 | 16072.5021 | 0 | 0 | 0 | 1 | 0 | 0 | 1
909 | Water Heating | Solar | Solar Thermal Water Heating System Commercial | College and University | Turnover | CcoTgsd909 | 1 | 1.2145 | 10905.4227 | 0 | GSD | 20 | 1 | 1 | 1 | 1 | 1 | 1 | 1 | 1 | 1 | 1 | 1 | 1 | 654.3254 | 0 | 9475.3372 | 0 | 0 | 0 | 1 | 0 | 0 | 1
909 | Water Heating | Solar | Solar Thermal Water Heating System Commercial | College and University | New | CcoNgsd909 | 1 | 1.2145 | 10905.4227 | 0 | GSD | 20 | 1 | 1 | 1 | 1 | 1 | 1 | 1 | 1 | 1 | 1 | 1 | 1 | 654.3254 | 0 | 9475.3372 | 0 | 0 | 0 | 1 | 0 | 0 | 1
909 | Water Heating | Solar | Solar Thermal Water Heating System Commercial | Data Center | Turnover | CdaTgsd909 | 1 | 1.2145 | 10905.4227 | 0 | GSD | 20 | 1 | 1 | 1 | 1 | 1 | 1 | 1 | 1 | 1 | 1 | 1 | 1 | 654.3254 | 0 | 217932.7026 | 0 | 0 | 0 | 1 | 0 | 0 | 1
909 | Water Heating | Solar | Solar Thermal Water Heating System Commercial | Data Center | New | CdaNgsd909 | 1 | 1.2145 | 10905.4227 | 0 | GSD | 20 | 1 | 1 | 1 | 1 | 1 | 1 | 1 | 1 | 1 | 1 | 1 | 1 | 654.3254 | 0 | 217932.7026 | 0 | 0 | 0 | 1 | 0 | 0 | 1
909 | Water Heating | Solar | Solar Thermal Water Heating System Commercial | Grocery | Turnover | CgrTgsd909 | 1 | 1.523 | 8042.7229 | 0 | GSD | 20 | 1 | 1 | 1 | 1 | 1 | 1 | 1 | 1 | 1 | 1 | 1 | 1 | 482.5634 | 0 | 12054.3632 | 0 | 0 | 0 | 1 | 0 | 0 | 1
909 | Water Heating | Solar | Solar Thermal Water Heating System Commercial | Grocery | New | CgrNgsd909 | 1 | 1.523 | 8042.7229 | 0 | GSD | 20 | 1 | 1 | 1 | 1 | 1 | 1 | 1 | 1 | 1 | 1 | 1 | 1 | 482.5634 | 0 | 12054.3632 | 0 | 0 | 0 | 1 | 0 | 0 | 1
909 | Water Heating | Solar | Solar Thermal Water Heating System Commercial | Healthcare | Turnover | CheTgsd909 | 1 | 1.2145 | 10905.4227 | 0 | GSD | 20 | 1 | 1 | 1 | 1 | 1 | 1 | 1 | 1 | 1 | 1 | 1 | 1 | 654.3254 | 0 | 540.3291 | 0 | 0 | 0 | 1 | 0 | 0 | 1
909 | Water Heating | Solar | Solar Thermal Water Heating System Commercial | Healthcare | New | CheNgsd909 | 1 | 1.2145 | 10905.4227 | 0 | GSD | 20 | 1 | 1 | 1 | 1 | 1 | 1 | 1 | 1 | 1 | 1 | 1 | 1 | 654.3254 | 0 | 540.3291 | 0 | 0 | 0 | 1 | 0 | 0 | 1
909 | Water Heating | Solar | Solar Thermal Water Heating System Commercial | Hospitals | Turnover | ChoTgsd909 | 1 | 1.2145 | 10905.4227 | 0 | GSD | 20 | 1 | 1 | 1 | 1 | 1 | 1 | 1 | 1 | 1 | 1 | 1 | 1 | 654.3254 | 0 | 4086.2392 | 0 | 0 | 0 | 1 | 0 | 0 | 1
909 | Water Heating | Solar | Solar Thermal Water Heating System Commercial | Hospitals | New | ChoNgsd909 | 1 | 1.2145 | 10905.4227 | 0 | GSD | 20 | 1 | 1 | 1 | 1 | 1 | 1 | 1 | 1 | 1 | 1 | 1 | 1 | 654.3254 | 0 | 4086.2392 | 0 | 0 | 0 | 1 | 0 | 0 | 1
909 | Water Heating | Solar | Solar Thermal Water Heating System Commercial | Institutional | Turnover | CinTgsd909 | 1 | 1.2145 | 10905.4227 | 0 | GSD | 20 | 1 | 1 | 1 | 1 | 1 | 1 | 1 | 1 | 1 | 1 | 1 | 1 | 654.3254 | 0 | 56753.3159 | 0 | 0 | 0 | 1 | 0 | 0 | 1
909 | Water Heating | Solar | Solar Thermal Water Heating System Commercial | Institutional | New | CinNgsd909 | 1 | 1.2145 | 10905.4227 | 0 | GSD | 20 | 1 | 1 | 1 | 1 | 1 | 1 | 1 | 1 | 1 | 1 | 1 | 1 | 654.3254 | 0 | 56753.3159 | 0 | 0 | 0 | 1 | 0 | 0 | 1
909 | Water Heating | Solar | Solar Thermal Water Heating System Commercial | Lodging/Hospitality | Turnover | CloTgsd909 | 1 | 4.0096 | 25413.8002 | 0 | GSD | 20 | 1 | 1 | 1 | 1 | 1 | 1 | 1 | 1 | 1 | 1 | 1 | 1 | 1524.828 | 0 | 2539.3327 | 0 | 0 | 0 | 1 | 0 | 0 | 1
909 | Water Heating | Solar | Solar Thermal Water Heating System Commercial | Lodging/Hospitality | New | CloNgsd909 | 1 | 4.0096 | 25413.8002 | 0 | GSD | 20 | 1 | 1 | 1 | 1 | 1 | 1 | 1 | 1 | 1 | 1 | 1 | 1 | 1524.828 | 0 | 2539.3327 | 0 | 0 | 0 | 1 | 0 | 0 | 1
909 | Water Heating | Solar | Solar Thermal Water Heating System Commercial | Miscellaneous | Turnover | CmiTgsd909 | 1 | 1.523 | 8042.7229 | 0 | GSD | 20 | 1 | 1 | 1 | 1 | 1 | 1 | 1 | 1 | 1 | 1 | 1 | 1 | 482.5634 | 0 | 38573.9776 | 0 | 0 | 0 | 1 | 0 | 0 | 1
909 | Water Heating | Solar | Solar Thermal Water Heating System Commercial | Miscellaneous | New | CmiNgsd909 | 1 | 1.523 | 8042.7229 | 0 | GSD | 20 | 1 | 1 | 1 | 1 | 1 | 1 | 1 | 1 | 1 | 1 | 1 | 1 | 482.5634 | 0 | 38573.9776 | 0 | 0 | 0 | 1 | 0 | 0 | 1
909 | Water Heating | Solar | Solar Thermal Water Heating System Commercial | Offices | Turnover | CofTgsd909 | 1 | 1.523 | 8042.7229 | 0 | GSD | 20 | 1 | 1 | 1 | 1 | 1 | 1 | 1 | 1 | 1 | 1 | 1 | 1 | 482.5634 | 0 | 14465.2358 | 0 | 0 | 0 | 1 | 0 | 0 | 1
909 | Water Heating | Solar | Solar Thermal Water Heating System Commercial | Offices | New | CofNgsd909 | 1 | 1.523 | 8042.7229 | 0 | GSD | 20 | 1 | 1 | 1 | 1 | 1 | 1 | 1 | 1 | 1 | 1 | 1 | 1 | 482.5634 | 0 | 14465.2358 | 0 | 0 | 0 | 1 | 0 | 0 | 1
909 | Water Heating | Solar | Solar Thermal Water Heating System Commercial | Restaurants | Turnover | CreTgsd909 | 1 | 1.523 | 8042.7229 | 0 | GSD | 20 | 1 | 1 | 1 | 1 | 1 | 1 | 1 | 1 | 1 | 1 | 1 | 1 | 482.5634 | 0 | 5411.6112 | 0 | 0 | 0 | 1 | 0 | 0 | 1
909 | Water Heating | Solar | Solar Thermal Water Heating System Commercial | Restaurants | New | CreNgsd909 | 1 | 1.523 | 8042.7229 | 0 | GSD | 20 | 1 | 1 | 1 | 1 | 1 | 1 | 1 | 1 | 1 | 1 | 1 | 1 | 482.5634 | 0 | 5411.6112 | 0 | 0 | 0 | 1 | 0 | 0 | 1
909 | Water Heating | Solar | Solar Thermal Water Heating System Commercial | Retail | Turnover | CrtTgsd909 | 1 | 1.523 | 8042.7229 | 0 | GSD | 20 | 1 | 1 | 1 | 1 | 1 | 1 | 1 | 1 | 1 | 1 | 1 | 1 | 482.5634 | 0 | 115719.4942 | 0 | 0 | 0 | 1 | 0 | 0 | 1
909 | Water Heating | Solar | Solar Thermal Water Heating System Commercial | Retail | New | CrtNgsd909 | 1 | 1.523 | 8042.7229 | 0 | GSD | 20 | 1 | 1 | 1 | 1 | 1 | 1 | 1 | 1 | 1 | 1 | 1 | 1 | 482.5634 | 0 | 115719.4942 | 0 | 0 | 0 | 1 | 0 | 0 | 1
909 | Water Heating | Solar | Solar Thermal Water Heating System Commercial | Schools K-12 | Turnover | CscTgsd909 | 1 | 1.523 | 8042.7229 | 0 | GSD | 20 | 1 | 1 | 1 | 1 | 1 | 1 | 1 | 1 | 1 | 1 | 1 | 1 | 482.5634 | 0 | 8036.2421 | 0 | 0 | 0 | 1 | 0 | 0 | 1
909 | Water Heating | Solar | Solar Thermal Water Heating System Commercial | Schools K-12 | New | CscNgsd909 | 1 | 1.523 | 8042.7229 | 0 | GSD | 20 | 1 | 1 | 1 | 1 | 1 | 1 | 1 | 1 | 1 | 1 | 1 | 1 | 482.5634 | 0 | 8036.2421 | 0 | 0 | 0 | 1 | 0 | 0 | 1
909 | Water Heating | Solar | Solar Thermal Water Heating System Commercial | Warehouse | Turnover | CwaTgsd909 | 1 | 1.523 | 8042.7229 | 0 | GSD | 20 | 1 | 1 | 1 | 1 | 1 | 1 | 1 | 1 | 1 | 1 | 1 | 1 | 482.5634 | 0 | 24108.7264 | 0 | 0 | 0 | 1 | 0 | 0 | 1
909 | Water Heating | Solar | Solar Thermal Water Heating System Commercial | Warehouse | New | CwaNgsd909 | 1 | 1.523 | 8042.7229 | 0 | GSD | 20 | 1 | 1 | 1 | 1 | 1 | 1 | 1 | 1 | 1 | 1 | 1 | 1 | 482.5634 | 0 | 24108.7264 | 0 | 0 | 0 | 1 | 0 | 0 | 1
910 | Water Heating | Unit | Heat Pump Pool Heater Commercial | Assembly | Turnover | CasTgsd910 | 1 | 0.43275 | 5847.9532 | 0 | GSD | 15 | 0.57723 | 0.60437 | 0.83705 | 1.097 | 1.2026 | 1.2026 | 1.289 | 1.2891 | 1.2453 | 1.1192 | 0.77553 | 0.85362 | 350.8772 | 0 | 6532.1782 | 0 | 0 | 0 | 1 | 0 | 0 | 1.0077
910 | Water Heating | Unit | Heat Pump Pool Heater Commercial | Assembly | New | CasNgsd910 | 1 | 0.43275 | 5847.9532 | 0 | GSD | 15 | 0.57723 | 0.60437 | 0.83705 | 1.097 | 1.2026 | 1.2026 | 1.289 | 1.2891 | 1.2453 | 1.1192 | 0.77553 | 0.85362 | 350.8772 | 0 | 6532.1782 | 0 | 0 | 0 | 1 | 0 | 0 | 1.0077
910 | Water Heating | Unit | Heat Pump Pool Heater Commercial | College and University | Turnover | CcoTgsd910 | 1 | 1.0099 | 9900.9901 | 0 | GSD | 15 | 0.57723 | 0.60437 | 0.83705 | 1.097 | 1.2026 | 1.2026 | 1.289 | 1.2891 | 1.2453 | 1.1192 | 0.77553 | 0.85362 | 594.0594 | 0 | 11059.4305 | 0 | 0 | 0 | 1 | 0 | 0 | 1.0077
910 | Water Heating | Unit | Heat Pump Pool Heater Commercial | College and University | New | CcoNgsd910 | 1 | 1.0099 | 9900.9901 | 0 | GSD | 15 | 0.57723 | 0.60437 | 0.83705 | 1.097 | 1.2026 | 1.2026 | 1.289 | 1.2891 | 1.2453 | 1.1192 | 0.77553 | 0.85362 | 594.0594 | 0 | 11059.4305 | 0 | 0 | 0 | 1 | 0 | 0 | 1.0077
910 | Water Heating | Unit | Heat Pump Pool Heater Commercial | Data Center | Turnover | CdaTgsd910 | 1 | 1.0631 | 9009.009 | 0 | GSD | 15 | 0.57723 | 0.60437 | 0.83705 | 1.097 | 1.2026 | 1.2026 | 1.289 | 1.2891 | 1.2453 | 1.1192 | 0.77553 | 0.85362 | 540.5405 | 0 | 10063.0854 | 0 | 0 | 0 | 1 | 0 | 0 | 1.0077
910 | Water Heating | Unit | Heat Pump Pool Heater Commercial | Data Center | New | CdaNgsd910 | 1 | 1.0631 | 9009.009 | 0 | GSD | 15 | 0.57723 | 0.60437 | 0.83705 | 1.097 | 1.2026 | 1.2026 | 1.289 | 1.2891 | 1.2453 | 1.1192 | 0.77553 | 0.85362 | 540.5405 | 0 | 10063.0854 | 0 | 0 | 0 | 1 | 0 | 0 | 1.0077
910 | Water Heating | Unit | Heat Pump Pool Heater Commercial | Grocery | Turnover | CgrTgsd910 | 1 | 0.6 | 7407.4074 | 0 | GSD | 15 | 0.57723 | 0.60437 | 0.83705 | 1.097 | 1.2026 | 1.2026 | 1.289 | 1.2891 | 1.2453 | 1.1192 | 0.77553 | 0.85362 | 444.4444 | 0 | 8274.0924 | 0 | 0 | 0 | 1 | 0 | 0 | 1.0077
910 | Water Heating | Unit | Heat Pump Pool Heater Commercial | Grocery | New | CgrNgsd910 | 1 | 0.6 | 7407.4074 | 0 | GSD | 15 | 0.57723 | 0.60437 | 0.83705 | 1.097 | 1.2026 | 1.2026 | 1.289 | 1.2891 | 1.2453 | 1.1192 | 0.77553 | 0.85362 | 444.4444 | 0 | 8274.0924 | 0 | 0 | 0 | 1 | 0 | 0 | 1.0077
910 | Water Heating | Unit | Heat Pump Pool Heater Commercial | Healthcare | Turnover | CheTgsd910 | 1 | 1.0347 | 6944.4444 | 0 | GSD | 15 | 0.57723 | 0.60437 | 0.83705 | 1.097 | 1.2026 | 1.2026 | 1.289 | 1.2891 | 1.2453 | 1.1192 | 0.77553 | 0.85362 | 416.6667 | 0 | 7756.9616 | 0 | 0 | 0 | 1 | 0 | 0 | 1.0077
910 | Water Heating | Unit | Heat Pump Pool Heater Commercial | Healthcare | New | CheNgsd910 | 1 | 1.0347 | 6944.4444 | 0 | GSD | 15 | 0.57723 | 0.60437 | 0.83705 | 1.097 | 1.2026 | 1.2026 | 1.289 | 1.2891 | 1.2453 | 1.1192 | 0.77553 | 0.85362 | 416.6667 | 0 | 7756.9616 | 0 | 0 | 0 | 1 | 0 | 0 | 1.0077
910 | Water Heating | Unit | Heat Pump Pool Heater Commercial | Hospitals | Turnover | ChoTgsd910 | 1 | 1.0099 | 9900.9901 | 0 | GSD | 15 | 0.57723 | 0.60437 | 0.83705 | 1.097 | 1.2026 | 1.2026 | 1.289 | 1.2891 | 1.2453 | 1.1192 | 0.77553 | 0.85362 | 594.0594 | 0 | 11059.4305 | 0 | 0 | 0 | 1 | 0 | 0 | 1.0077
910 | Water Heating | Unit | Heat Pump Pool Heater Commercial | Hospitals | New | ChoNgsd910 | 1 | 1.0099 | 9900.9901 | 0 | GSD | 15 | 0.57723 | 0.60437 | 0.83705 | 1.097 | 1.2026 | 1.2026 | 1.289 | 1.2891 | 1.2453 | 1.1192 | 0.77553 | 0.85362 | 594.0594 | 0 | 11059.4305 | 0 | 0 | 0 | 1 | 0 | 0 | 1.0077
910 | Water Heating | Unit | Heat Pump Pool Heater Commercial | Institutional | Turnover | CinTgsd910 | 1 | 1.0811 | 9009.009 | 0 | GSD | 15 | 0.57723 | 0.60437 | 0.83705 | 1.097 | 1.2026 | 1.2026 | 1.289 | 1.2891 | 1.2453 | 1.1192 | 0.77553 | 0.85362 | 540.5405 | 0 | 10063.0854 | 0 | 0 | 0 | 1 | 0 | 0 | 1.0077
910 | Water Heating | Unit | Heat Pump Pool Heater Commercial | Institutional | New | CinNgsd910 | 1 | 1.0811 | 9009.009 | 0 | GSD | 15 | 0.57723 | 0.60437 | 0.83705 | 1.097 | 1.2026 | 1.2026 | 1.289 | 1.2891 | 1.2453 | 1.1192 | 0.77553 | 0.85362 | 540.5405 | 0 | 10063.0854 | 0 | 0 | 0 | 1 | 0 | 0 | 1.0077
910 | Water Heating | Unit | Heat Pump Pool Heater Commercial | Lodging/Hospitality | Turnover | CloTgsd910 | 1 | 1.1682 | 9345.7944 | 0 | GSD | 15 | 0.57723 | 0.60437 | 0.83705 | 1.097 | 1.2026 | 1.2026 | 1.289 | 1.2891 | 1.2453 | 1.1192 | 0.77553 | 0.85362 | 560.7477 | 0 | 10439.2755 | 0 | 0 | 0 | 1 | 0 | 0 | 1.0077
910 | Water Heating | Unit | Heat Pump Pool Heater Commercial | Lodging/Hospitality | New | CloNgsd910 | 1 | 1.1682 | 9345.7944 | 0 | GSD | 15 | 0.57723 | 0.60437 | 0.83705 | 1.097 | 1.2026 | 1.2026 | 1.289 | 1.2891 | 1.2453 | 1.1192 | 0.77553 | 0.85362 | 560.7477 | 0 | 10439.2755 | 0 | 0 | 0 | 1 | 0 | 0 | 1.0077
910 | Water Heating | Unit | Heat Pump Pool Heater Commercial | Miscellaneous | Turnover | CmiTgsd910 | 1 | 1.0631 | 9009.009 | 0 | GSD | 15 | 0.57723 | 0.60437 | 0.83705 | 1.097 | 1.2026 | 1.2026 | 1.289 | 1.2891 | 1.2453 | 1.1192 | 0.77553 | 0.85362 | 540.5405 | 0 | 10063.0854 | 0 | 0 | 0 | 1 | 0 | 0 | 1.0077
910 | Water Heating | Unit | Heat Pump Pool Heater Commercial | Miscellaneous | New | CmiNgsd910 | 1 | 1.0631 | 9009.009 | 0 | GSD | 15 | 0.57723 | 0.60437 | 0.83705 | 1.097 | 1.2026 | 1.2026 | 1.289 | 1.2891 | 1.2453 | 1.1192 | 0.77553 | 0.85362 | 540.5405 | 0 | 10063.0854 | 0 | 0 | 0 | 1 | 0 | 0 | 1.0077
910 | Water Heating | Unit | Heat Pump Pool Heater Commercial | Offices | Turnover | CofTgsd910 | 1 | 1.0631 | 9009.009 | 0 | GSD | 15 | 0.57723 | 0.60437 | 0.83705 | 1.097 | 1.2026 | 1.2026 | 1.289 | 1.2891 | 1.2453 | 1.1192 | 0.77553 | 0.85362 | 540.5405 | 0 | 10063.0854 | 0 | 0 | 0 | 1 | 0 | 0 | 1.0077
910 | Water Heating | Unit | Heat Pump Pool Heater Commercial | Offices | New | CofNgsd910 | 1 | 1.0631 | 9009.009 | 0 | GSD | 15 | 0.57723 | 0.60437 | 0.83705 | 1.097 | 1.2026 | 1.2026 | 1.289 | 1.2891 | 1.2453 | 1.1192 | 0.77553 | 0.85362 | 540.5405 | 0 | 10063.0854 | 0 | 0 | 0 | 1 | 0 | 0 | 1.0077
910 | Water Heating | Unit | Heat Pump Pool Heater Commercial | Restaurants | Turnover | CreTgsd910 | 1 | 0.37313 | 7462.6866 | 0 | GSD | 15 | 0.57723 | 0.60437 | 0.83705 | 1.097 | 1.2026 | 1.2026 | 1.289 | 1.2891 | 1.2453 | 1.1192 | 0.77553 | 0.85362 | 447.7612 | 0 | 8335.8394 | 0 | 0 | 0 | 1 | 0 | 0 | 1.0077
910 | Water Heating | Unit | Heat Pump Pool Heater Commercial | Restaurants | New | CreNgsd910 | 1 | 0.37313 | 7462.6866 | 0 | GSD | 15 | 0.57723 | 0.60437 | 0.83705 | 1.097 | 1.2026 | 1.2026 | 1.289 | 1.2891 | 1.2453 | 1.1192 | 0.77553 | 0.85362 | 447.7612 | 0 | 8335.8394 | 0 | 0 | 0 | 1 | 0 | 0 | 1.0077
910 | Water Heating | Unit | Heat Pump Pool Heater Commercial | Retail | Turnover | CrtTgsd910 | 1 | 0.55245 | 6993.007 | 0 | GSD | 15 | 0.57723 | 0.60437 | 0.83705 | 1.097 | 1.2026 | 1.2026 | 1.289 | 1.2891 | 1.2453 | 1.1192 | 0.77553 | 0.85362 | 419.5804 | 0 | 7811.2061 | 0 | 0 | 0 | 1 | 0 | 0 | 1.0077
910 | Water Heating | Unit | Heat Pump Pool Heater Commercial | Retail | New | CrtNgsd910 | 1 | 0.55245 | 6993.007 | 0 | GSD | 15 | 0.57723 | 0.60437 | 0.83705 | 1.097 | 1.2026 | 1.2026 | 1.289 | 1.2891 | 1.2453 | 1.1192 | 0.77553 | 0.85362 | 419.5804 | 0 | 7811.2061 | 0 | 0 | 0 | 1 | 0 | 0 | 1.0077
910 | Water Heating | Unit | Heat Pump Pool Heater Commercial | Schools K-12 | Turnover | CscTgsd910 | 1 | 1.0388 | 9708.7379 | 0 | GSD | 15 | 0.57723 | 0.60437 | 0.83705 | 1.097 | 1.2026 | 1.2026 | 1.289 | 1.2891 | 1.2453 | 1.1192 | 0.77553 | 0.85362 | 582.5243 | 0 | 10844.6842 | 0 | 0 | 0 | 1 | 0 | 0 | 1.0077
910 | Water Heating | Unit | Heat Pump Pool Heater Commercial | Schools K-12 | New | CscNgsd910 | 1 | 1.0388 | 9708.7379 | 0 | GSD | 15 | 0.57723 | 0.60437 | 0.83705 | 1.097 | 1.2026 | 1.2026 | 1.289 | 1.2891 | 1.2453 | 1.1192 | 0.77553 | 0.85362 | 582.5243 | 0 | 10844.6842 | 0 | 0 | 0 | 1 | 0 | 0 | 1.0077
910 | Water Heating | Unit | Heat Pump Pool Heater Commercial | Warehouse | Turnover | CwaTgsd910 | 1 | 0.72549 | 6535.9477 | 0 | GSD | 15 | 0.57723 | 0.60437 | 0.83705 | 1.097 | 1.2026 | 1.2026 | 1.289 | 1.2891 | 1.2453 | 1.1192 | 0.77553 | 0.85362 | 392.1569 | 0 | 7300.6698 | 0 | 0 | 0 | 1 | 0 | 0 | 1.0077
910 | Water Heating | Unit | Heat Pump Pool Heater Commercial | Warehouse | New | CwaNgsd910 | 1 | 0.72549 | 6535.9477 | 0 | GSD | 15 | 0.57723 | 0.60437 | 0.83705 | 1.097 | 1.2026 | 1.2026 | 1.289 | 1.2891 | 1.2453 | 1.1192 | 0.77553 | 0.85362 | 392.1569 | 0 | 7300.6698 | 0 | 0 | 0 | 1 | 0 | 0 | 1.0077
911 | Water Heating | Unit | Heat Pump Water Heater | Assembly | Turnover | CasTgsd911 | 1 | 1.523 | 8042.7229 | 0 | GSD | 15 | 0.57723 | 0.60437 | 0.83705 | 1.097 | 1.2026 | 1.2026 | 1.289 | 1.2891 | 1.2453 | 1.1192 | 0.77553 | 0.85362 | 482.5634 | 0 | 2433.9985 | 0 | 0 | 0 | 1 | 0 | 0 | 1.0077
911 | Water Heating | Unit | Heat Pump Water Heater | Assembly | New | CasNgsd911 | 1 | 1.523 | 8042.7229 | 0 | GSD | 15 | 0.57723 | 0.60437 | 0.83705 | 1.097 | 1.2026 | 1.2026 | 1.289 | 1.2891 | 1.2453 | 1.1192 | 0.77553 | 0.85362 | 482.5634 | 0 | 2433.9985 | 0 | 0 | 0 | 1 | 0 | 0 | 1.0077
911 | Water Heating | Unit | Heat Pump Water Heater | College and University | Turnover | CcoTgsd911 | 1 | 1.2145 | 10905.4227 | 0 | GSD | 15 | 0.57723 | 0.60437 | 0.83705 | 1.097 | 1.2026 | 1.2026 | 1.289 | 1.2891 | 1.2453 | 1.1192 | 0.77553 | 0.85362 | 654.3254 | 0 | 12572.7535 | 0 | 0 | 0 | 1 | 0 | 0 | 1.0077
911 | Water Heating | Unit | Heat Pump Water Heater | College and University | New | CcoNgsd911 | 1 | 1.2145 | 10905.4227 | 0 | GSD | 15 | 0.57723 | 0.60437 | 0.83705 | 1.097 | 1.2026 | 1.2026 | 1.289 | 1.2891 | 1.2453 | 1.1192 | 0.77553 | 0.85362 | 654.3254 | 0 | 12572.7535 | 0 | 0 | 0 | 1 | 0 | 0 | 1.0077
911 | Water Heating | Unit | Heat Pump Water Heater | Data Center | Turnover | CdaTgsd911 | 1 | 1.2145 | 10905.4227 | 0 | GSD | 15 | 0.57723 | 0.60437 | 0.83705 | 1.097 | 1.2026 | 1.2026 | 1.289 | 1.2891 | 1.2453 | 1.1192 | 0.77553 | 0.85362 | 654.3254 | 0 | 3718.7027 | 0 | 0 | 0 | 1 | 0 | 0 | 1.0077
911 | Water Heating | Unit | Heat Pump Water Heater | Data Center | New | CdaNgsd911 | 1 | 1.2145 | 10905.4227 | 0 | GSD | 15 | 0.57723 | 0.60437 | 0.83705 | 1.097 | 1.2026 | 1.2026 | 1.289 | 1.2891 | 1.2453 | 1.1192 | 0.77553 | 0.85362 | 654.3254 | 0 | 3718.7027 | 0 | 0 | 0 | 1 | 0 | 0 | 1.0077
911 | Water Heating | Unit | Heat Pump Water Heater | Grocery | Turnover | CgrTgsd911 | 1 | 1.523 | 8042.723 | 0 | GSD | 15 | 0.57723 | 0.60437 | 0.83705 | 1.097 | 1.2026 | 1.2026 | 1.289 | 1.2891 | 1.2453 | 1.1192 | 0.77553 | 0.85362 | 482.5634 | 0 | 4867.9971 | 0 | 0 | 0 | 1 | 0 | 0 | 1.0077
911 | Water Heating | Unit | Heat Pump Water Heater | Grocery | New | CgrNgsd911 | 1 | 1.523 | 8042.723 | 0 | GSD | 15 | 0.57723 | 0.60437 | 0.83705 | 1.097 | 1.2026 | 1.2026 | 1.289 | 1.2891 | 1.2453 | 1.1192 | 0.77553 | 0.85362 | 482.5634 | 0 | 4867.9971 | 0 | 0 | 0 | 1 | 0 | 0 | 1.0077
911 | Water Heating | Unit | Heat Pump Water Heater | Healthcare | Turnover | CheTgsd911 | 1 | 1.2145 | 10905.4227 | 0 | GSD | 15 | 0.57723 | 0.60437 | 0.83705 | 1.097 | 1.2026 | 1.2026 | 1.289 | 1.2891 | 1.2453 | 1.1192 | 0.77553 | 0.85362 | 654.3254 | 0 | 1389.6201 | 0 | 0 | 0 | 1 | 0 | 0 | 1.0077
911 | Water Heating | Unit | Heat Pump Water Heater | Healthcare | New | CheNgsd911 | 1 | 1.2145 | 10905.4227 | 0 | GSD | 15 | 0.57723 | 0.60437 | 0.83705 | 1.097 | 1.2026 | 1.2026 | 1.289 | 1.2891 | 1.2453 | 1.1192 | 0.77553 | 0.85362 | 654.3254 | 0 | 1389.6201 | 0 | 0 | 0 | 1 | 0 | 0 | 1.0077
911 | Water Heating | Unit | Heat Pump Water Heater | Hospitals | Turnover | ChoTgsd911 | 1 | 1.2145 | 10905.4227 | 0 | GSD | 15 | 0.57723 | 0.60437 | 0.83705 | 1.097 | 1.2026 | 1.2026 | 1.289 | 1.2891 | 1.2453 | 1.1192 | 0.77553 | 0.85362 | 654.3254 | 0 | 1185.7539 | 0 | 0 | 0 | 1 | 0 | 0 | 1.0077
911 | Water Heating | Unit | Heat Pump Water Heater | Hospitals | New | ChoNgsd911 | 1 | 1.2145 | 10905.4227 | 0 | GSD | 15 | 0.57723 | 0.60437 | 0.83705 | 1.097 | 1.2026 | 1.2026 | 1.289 | 1.2891 | 1.2453 | 1.1192 | 0.77553 | 0.85362 | 654.3254 | 0 | 1185.7539 | 0 | 0 | 0 | 1 | 0 | 0 | 1.0077
911 | Water Heating | Unit | Heat Pump Water Heater | Institutional | Turnover | CinTgsd911 | 1 | 1.2145 | 10905.4227 | 0 | GSD | 15 | 0.57723 | 0.60437 | 0.83705 | 1.097 | 1.2026 | 1.2026 | 1.289 | 1.2891 | 1.2453 | 1.1192 | 0.77553 | 0.85362 | 654.3254 | 0 | 132013.912 | 0 | 0 | 0 | 1 | 0 | 0 | 1.0077
911 | Water Heating | Unit | Heat Pump Water Heater | Institutional | New | CinNgsd911 | 1 | 1.2145 | 10905.4227 | 0 | GSD | 15 | 0.57723 | 0.60437 | 0.83705 | 1.097 | 1.2026 | 1.2026 | 1.289 | 1.2891 | 1.2453 | 1.1192 | 0.77553 | 0.85362 | 654.3254 | 0 | 132013.912 | 0 | 0 | 0 | 1 | 0 | 0 | 1.0077
911 | Water Heating | Unit | Heat Pump Water Heater | Lodging/Hospitality | Turnover | CloTgsd911 | 1 | 4.0096 | 25413.8002 | 0 | GSD | 15 | 0.57723 | 0.60437 | 0.83705 | 1.097 | 1.2026 | 1.2026 | 1.289 | 1.2891 | 1.2453 | 1.1192 | 0.77553 | 0.85362 | 1524.828 | 0 | 14198.9001 | 0 | 0 | 0 | 1 | 0 | 0 | 1.0077
911 | Water Heating | Unit | Heat Pump Water Heater | Lodging/Hospitality | New | CloNgsd911 | 1 | 4.0096 | 25413.8002 | 0 | GSD | 15 | 0.57723 | 0.60437 | 0.83705 | 1.097 | 1.2026 | 1.2026 | 1.289 | 1.2891 | 1.2453 | 1.1192 | 0.77553 | 0.85362 | 1524.828 | 0 | 14198.9001 | 0 | 0 | 0 | 1 | 0 | 0 | 1.0077
911 | Water Heating | Unit | Heat Pump Water Heater | Miscellaneous | Turnover | CmiTgsd911 | 1 | 1.523 | 8042.7229 | 0 | GSD | 15 | 0.57723 | 0.60437 | 0.83705 | 1.097 | 1.2026 | 1.2026 | 1.289 | 1.2891 | 1.2453 | 1.1192 | 0.77553 | 0.85362 | 482.5634 | 0 | 19472.0053 | 0 | 0 | 0 | 1 | 0 | 0 | 1.0077
911 | Water Heating | Unit | Heat Pump Water Heater | Miscellaneous | New | CmiNgsd911 | 1 | 1.523 | 8042.7229 | 0 | GSD | 15 | 0.57723 | 0.60437 | 0.83705 | 1.097 | 1.2026 | 1.2026 | 1.289 | 1.2891 | 1.2453 | 1.1192 | 0.77553 | 0.85362 | 482.5634 | 0 | 19472.0053 | 0 | 0 | 0 | 1 | 0 | 0 | 1.0077
911 | Water Heating | Unit | Heat Pump Water Heater | Offices | Turnover | CofTgsd911 | 1 | 1.523 | 8042.7229 | 0 | GSD | 15 | 0.57723 | 0.60437 | 0.83705 | 1.097 | 1.2026 | 1.2026 | 1.289 | 1.2891 | 1.2453 | 1.1192 | 0.77553 | 0.85362 | 482.5634 | 0 | 1669.0276 | 0 | 0 | 0 | 1 | 0 | 0 | 1.0077
911 | Water Heating | Unit | Heat Pump Water Heater | Offices | New | CofNgsd911 | 1 | 1.523 | 8042.7229 | 0 | GSD | 15 | 0.57723 | 0.60437 | 0.83705 | 1.097 | 1.2026 | 1.2026 | 1.289 | 1.2891 | 1.2453 | 1.1192 | 0.77553 | 0.85362 | 482.5634 | 0 | 1669.0276 | 0 | 0 | 0 | 1 | 0 | 0 | 1.0077
911 | Water Heating | Unit | Heat Pump Water Heater | Restaurants | Turnover | CreTgsd911 | 1 | 1.523 | 8042.7229 | 0 | GSD | 15 | 0.57723 | 0.60437 | 0.83705 | 1.097 | 1.2026 | 1.2026 | 1.289 | 1.2891 | 1.2453 | 1.1192 | 0.77553 | 0.85362 | 482.5634 | 0 | 3245.3314 | 0 | 0 | 0 | 1 | 0 | 0 | 1.0077
911 | Water Heating | Unit | Heat Pump Water Heater | Restaurants | New | CreNgsd911 | 1 | 1.523 | 8042.7229 | 0 | GSD | 15 | 0.57723 | 0.60437 | 0.83705 | 1.097 | 1.2026 | 1.2026 | 1.289 | 1.2891 | 1.2453 | 1.1192 | 0.77553 | 0.85362 | 482.5634 | 0 | 3245.3314 | 0 | 0 | 0 | 1 | 0 | 0 | 1.0077
911 | Water Heating | Unit | Heat Pump Water Heater | Retail | Turnover | CrtTgsd911 | 1 | 1.523 | 8042.7229 | 0 | GSD | 15 | 0.57723 | 0.60437 | 0.83705 | 1.097 | 1.2026 | 1.2026 | 1.289 | 1.2891 | 1.2453 | 1.1192 | 0.77553 | 0.85362 | 482.5634 | 0 | 3245.3314 | 0 | 0 | 0 | 1 | 0 | 0 | 1.0077
911 | Water Heating | Unit | Heat Pump Water Heater | Retail | New | CrtNgsd911 | 1 | 1.523 | 8042.7229 | 0 | GSD | 15 | 0.57723 | 0.60437 | 0.83705 | 1.097 | 1.2026 | 1.2026 | 1.289 | 1.2891 | 1.2453 | 1.1192 | 0.77553 | 0.85362 | 482.5634 | 0 | 3245.3314 | 0 | 0 | 0 | 1 | 0 | 0 | 1.0077
911 | Water Heating | Unit | Heat Pump Water Heater | Schools K-12 | Turnover | CscTgsd911 | 1 | 1.523 | 8042.7229 | 0 | GSD | 15 | 0.57723 | 0.60437 | 0.83705 | 1.097 | 1.2026 | 1.2026 | 1.289 | 1.2891 | 1.2453 | 1.1192 | 0.77553 | 0.85362 | 482.5634 | 0 | 628.1287 | 0 | 0 | 0 | 1 | 0 | 0 | 1.0077
911 | Water Heating | Unit | Heat Pump Water Heater | Schools K-12 | New | CscNgsd911 | 1 | 1.523 | 8042.7229 | 0 | GSD | 15 | 0.57723 | 0.60437 | 0.83705 | 1.097 | 1.2026 | 1.2026 | 1.289 | 1.2891 | 1.2453 | 1.1192 | 0.77553 | 0.85362 | 482.5634 | 0 | 628.1287 | 0 | 0 | 0 | 1 | 0 | 0 | 1.0077
911 | Water Heating | Unit | Heat Pump Water Heater | Warehouse | Turnover | CwaTgsd911 | 1 | 1.523 | 8042.7229 | 0 | GSD | 15 | 0.57723 | 0.60437 | 0.83705 | 1.097 | 1.2026 | 1.2026 | 1.289 | 1.2891 | 1.2453 | 1.1192 | 0.77553 | 0.85362 | 482.5634 | 0 | 2781.7126 | 0 | 0 | 0 | 1 | 0 | 0 | 1.0077
911 | Water Heating | Unit | Heat Pump Water Heater | Warehouse | New | CwaNgsd911 | 1 | 1.523 | 8042.7229 | 0 | GSD | 15 | 0.57723 | 0.60437 | 0.83705 | 1.097 | 1.2026 | 1.2026 | 1.289 | 1.2891 | 1.2453 | 1.1192 | 0.77553 | 0.85362 | 482.5634 | 0 | 2781.7126 | 0 | 0 | 0 | 1 | 0 | 0 | 1.0077
912 | Water Heating | Unit | Instantaneous Hot Water System Commercial | Assembly | Turnover | CasTgsd912 | 1 | 1.523 | 8042.7229 | 0 | GSD | 5 | 1.0063 | 0.98564 | 1.0265 | 1.0441 | 1.0994 | 1.0901 | 1.0679 | 1.0965 | 1.0642 | 1.0547 | 1.0277 | 1.0297 | 482.5634 | 0 | 57761.5758 | 0 | 0 | 0 | 1 | 0 | 0 | 1.0494
912 | Water Heating | Unit | Instantaneous Hot Water System Commercial | Assembly | New | CasNgsd912 | 1 | 1.523 | 8042.7229 | 0 | GSD | 5 | 1.0063 | 0.98564 | 1.0265 | 1.0441 | 1.0994 | 1.0901 | 1.0679 | 1.0965 | 1.0642 | 1.0547 | 1.0277 | 1.0297 | 482.5634 | 0 | 57761.5758 | 0 | 0 | 0 | 1 | 0 | 0 | 1.0494
912 | Water Heating | Unit | Instantaneous Hot Water System Commercial | College and University | Turnover | CcoTgsd912 | 1 | 1.2145 | 10905.4228 | 0 | GSD | 5 | 1.0063 | 0.98564 | 1.0265 | 1.0441 | 1.0994 | 1.0901 | 1.0679 | 1.0965 | 1.0642 | 1.0547 | 1.0277 | 1.0297 | 654.3254 | 0 | 298370.4382 | 0 | 0 | 0 | 1 | 0 | 0 | 1.0494
912 | Water Heating | Unit | Instantaneous Hot Water System Commercial | College and University | New | CcoNgsd912 | 1 | 1.2145 | 10905.4228 | 0 | GSD | 5 | 1.0063 | 0.98564 | 1.0265 | 1.0441 | 1.0994 | 1.0901 | 1.0679 | 1.0965 | 1.0642 | 1.0547 | 1.0277 | 1.0297 | 654.3254 | 0 | 298370.4382 | 0 | 0 | 0 | 1 | 0 | 0 | 1.0494
912 | Water Heating | Unit | Instantaneous Hot Water System Commercial | Data Center | Turnover | CdaTgsd912 | 1 | 1.2145 | 10905.4227 | 0 | GSD | 5 | 1.0063 | 0.98564 | 1.0265 | 1.0441 | 1.0994 | 1.0901 | 1.0679 | 1.0965 | 1.0642 | 1.0547 | 1.0277 | 1.0297 | 654.3254 | 0 | 88250.7162 | 0 | 0 | 0 | 1 | 0 | 0 | 1.0494
912 | Water Heating | Unit | Instantaneous Hot Water System Commercial | Data Center | New | CdaNgsd912 | 1 | 1.2145 | 10905.4227 | 0 | GSD | 5 | 1.0063 | 0.98564 | 1.0265 | 1.0441 | 1.0994 | 1.0901 | 1.0679 | 1.0965 | 1.0642 | 1.0547 | 1.0277 | 1.0297 | 654.3254 | 0 | 88250.7162 | 0 | 0 | 0 | 1 | 0 | 0 | 1.0494
912 | Water Heating | Unit | Instantaneous Hot Water System Commercial | Grocery | Turnover | CgrTgsd912 | 1 | 1.523 | 8042.7228 | 0 | GSD | 5 | 1.0063 | 0.98564 | 1.0265 | 1.0441 | 1.0994 | 1.0901 | 1.0679 | 1.0965 | 1.0642 | 1.0547 | 1.0277 | 1.0297 | 482.5634 | 0 | 115528.4713 | 0 | 0 | 0 | 1 | 0 | 0 | 1.0494
912 | Water Heating | Unit | Instantaneous Hot Water System Commercial | Grocery | New | CgrNgsd912 | 1 | 1.523 | 8042.7228 | 0 | GSD | 5 | 1.0063 | 0.98564 | 1.0265 | 1.0441 | 1.0994 | 1.0901 | 1.0679 | 1.0965 | 1.0642 | 1.0547 | 1.0277 | 1.0297 | 482.5634 | 0 | 115528.4713 | 0 | 0 | 0 | 1 | 0 | 0 | 1.0494
912 | Water Heating | Unit | Instantaneous Hot Water System Commercial | Healthcare | Turnover | CheTgsd912 | 1 | 1.2145 | 10905.4227 | 0 | GSD | 5 | 1.0063 | 0.98564 | 1.0265 | 1.0441 | 1.0994 | 1.0901 | 1.0679 | 1.0965 | 1.0642 | 1.0547 | 1.0277 | 1.0297 | 654.3254 | 0 | 32977.9983 | 0 | 0 | 0 | 1 | 0 | 0 | 1.0494
912 | Water Heating | Unit | Instantaneous Hot Water System Commercial | Healthcare | New | CheNgsd912 | 1 | 1.2145 | 10905.4227 | 0 | GSD | 5 | 1.0063 | 0.98564 | 1.0265 | 1.0441 | 1.0994 | 1.0901 | 1.0679 | 1.0965 | 1.0642 | 1.0547 | 1.0277 | 1.0297 | 654.3254 | 0 | 32977.9983 | 0 | 0 | 0 | 1 | 0 | 0 | 1.0494
912 | Water Heating | Unit | Instantaneous Hot Water System Commercial | Hospitals | Turnover | ChoTgsd912 | 1 | 1.2145 | 10905.4227 | 0 | GSD | 5 | 1.0063 | 0.98564 | 1.0265 | 1.0441 | 1.0994 | 1.0901 | 1.0679 | 1.0965 | 1.0642 | 1.0547 | 1.0277 | 1.0297 | 654.3254 | 0 | 28139.7837 | 0 | 0 | 0 | 1 | 0 | 0 | 1.0494
912 | Water Heating | Unit | Instantaneous Hot Water System Commercial | Hospitals | New | ChoNgsd912 | 1 | 1.2145 | 10905.4227 | 0 | GSD | 5 | 1.0063 | 0.98564 | 1.0265 | 1.0441 | 1.0994 | 1.0901 | 1.0679 | 1.0965 | 1.0642 | 1.0547 | 1.0277 | 1.0297 | 654.3254 | 0 | 28139.7837 | 0 | 0 | 0 | 1 | 0 | 0 | 1.0494
912 | Water Heating | Unit | Instantaneous Hot Water System Commercial | Institutional | Turnover | CinTgsd912 | 1 | 1.2145 | 10905.4225 | 0 | GSD | 5 | 1.0063 | 0.98564 | 1.0265 | 1.0441 | 1.0994 | 1.0901 | 1.0679 | 1.0965 | 1.0642 | 1.0547 | 1.0277 | 1.0297 | 654.3254 | 0 | 3132812.5675 | 0 | 0 | 0 | 1 | 0 | 0 | 1.0494
912 | Water Heating | Unit | Instantaneous Hot Water System Commercial | Institutional | New | CinNgsd912 | 1 | 1.2145 | 10905.4225 | 0 | GSD | 5 | 1.0063 | 0.98564 | 1.0265 | 1.0441 | 1.0994 | 1.0901 | 1.0679 | 1.0965 | 1.0642 | 1.0547 | 1.0277 | 1.0297 | 654.3254 | 0 | 3132812.5675 | 0 | 0 | 0 | 1 | 0 | 0 | 1.0494
912 | Water Heating | Unit | Instantaneous Hot Water System Commercial | Lodging/Hospitality | Turnover | CloTgsd912 | 1 | 4.0096 | 25413.8004 | 0 | GSD | 5 | 1.0063 | 0.98564 | 1.0265 | 1.0441 | 1.0994 | 1.0901 | 1.0679 | 1.0965 | 1.0642 | 1.0547 | 1.0277 | 1.0297 | 1524.828 | 0 | 336964.54 | 0 | 0 | 0 | 1 | 0 | 0 | 1.0494
912 | Water Heating | Unit | Instantaneous Hot Water System Commercial | Lodging/Hospitality | New | CloNgsd912 | 1 | 4.0096 | 25413.8004 | 0 | GSD | 5 | 1.0063 | 0.98564 | 1.0265 | 1.0441 | 1.0994 | 1.0901 | 1.0679 | 1.0965 | 1.0642 | 1.0547 | 1.0277 | 1.0297 | 1524.828 | 0 | 336964.54 | 0 | 0 | 0 | 1 | 0 | 0 | 1.0494
912 | Water Heating | Unit | Instantaneous Hot Water System Commercial | Miscellaneous | Turnover | CmiTgsd912 | 1 | 1.523 | 8042.7229 | 0 | GSD | 5 | 1.0063 | 0.98564 | 1.0265 | 1.0441 | 1.0994 | 1.0901 | 1.0679 | 1.0965 | 1.0642 | 1.0547 | 1.0277 | 1.0297 | 482.5634 | 0 | 462101.1214 | 0 | 0 | 0 | 1 | 0 | 0 | 1.0494
912 | Water Heating | Unit | Instantaneous Hot Water System Commercial | Miscellaneous | New | CmiNgsd912 | 1 | 1.523 | 8042.7229 | 0 | GSD | 5 | 1.0063 | 0.98564 | 1.0265 | 1.0441 | 1.0994 | 1.0901 | 1.0679 | 1.0965 | 1.0642 | 1.0547 | 1.0277 | 1.0297 | 482.5634 | 0 | 462101.1214 | 0 | 0 | 0 | 1 | 0 | 0 | 1.0494
912 | Water Heating | Unit | Instantaneous Hot Water System Commercial | Offices | Turnover | CofTgsd912 | 1 | 1.523 | 8042.723 | 0 | GSD | 5 | 1.0063 | 0.98564 | 1.0265 | 1.0441 | 1.0994 | 1.0901 | 1.0679 | 1.0965 | 1.0642 | 1.0547 | 1.0277 | 1.0297 | 482.5634 | 0 | 39608.6155 | 0 | 0 | 0 | 1 | 0 | 0 | 1.0494
912 | Water Heating | Unit | Instantaneous Hot Water System Commercial | Offices | New | CofNgsd912 | 1 | 1.523 | 8042.723 | 0 | GSD | 5 | 1.0063 | 0.98564 | 1.0265 | 1.0441 | 1.0994 | 1.0901 | 1.0679 | 1.0965 | 1.0642 | 1.0547 | 1.0277 | 1.0297 | 482.5634 | 0 | 39608.6155 | 0 | 0 | 0 | 1 | 0 | 0 | 1.0494
912 | Water Heating | Unit | Instantaneous Hot Water System Commercial | Restaurants | Turnover | CreTgsd912 | 1 | 1.523 | 8042.7229 | 0 | GSD | 5 | 1.0063 | 0.98564 | 1.0265 | 1.0441 | 1.0994 | 1.0901 | 1.0679 | 1.0965 | 1.0642 | 1.0547 | 1.0277 | 1.0297 | 482.5634 | 0 | 77016.6166 | 0 | 0 | 0 | 1 | 0 | 0 | 1.0494
912 | Water Heating | Unit | Instantaneous Hot Water System Commercial | Restaurants | New | CreNgsd912 | 1 | 1.523 | 8042.7229 | 0 | GSD | 5 | 1.0063 | 0.98564 | 1.0265 | 1.0441 | 1.0994 | 1.0901 | 1.0679 | 1.0965 | 1.0642 | 1.0547 | 1.0277 | 1.0297 | 482.5634 | 0 | 77016.6166 | 0 | 0 | 0 | 1 | 0 | 0 | 1.0494
912 | Water Heating | Unit | Instantaneous Hot Water System Commercial | Retail | Turnover | CrtTgsd912 | 1 | 1.523 | 8042.723 | 0 | GSD | 5 | 1.0063 | 0.98564 | 1.0265 | 1.0441 | 1.0994 | 1.0901 | 1.0679 | 1.0965 | 1.0642 | 1.0547 | 1.0277 | 1.0297 | 482.5634 | 0 | 77016.6172 | 0 | 0 | 0 | 1 | 0 | 0 | 1.0494
912 | Water Heating | Unit | Instantaneous Hot Water System Commercial | Retail | New | CrtNgsd912 | 1 | 1.523 | 8042.723 | 0 | GSD | 5 | 1.0063 | 0.98564 | 1.0265 | 1.0441 | 1.0994 | 1.0901 | 1.0679 | 1.0965 | 1.0642 | 1.0547 | 1.0277 | 1.0297 | 482.5634 | 0 | 77016.6172 | 0 | 0 | 0 | 1 | 0 | 0 | 1.0494
912 | Water Heating | Unit | Instantaneous Hot Water System Commercial | Schools K-12 | Turnover | CscTgsd912 | 1 | 1.523 | 8042.7229 | 0 | GSD | 5 | 1.0063 | 0.98564 | 1.0265 | 1.0441 | 1.0994 | 1.0901 | 1.0679 | 1.0965 | 1.0642 | 1.0547 | 1.0277 | 1.0297 | 482.5634 | 0 | 14906.4125 | 0 | 0 | 0 | 1 | 0 | 0 | 1.0494
912 | Water Heating | Unit | Instantaneous Hot Water System Commercial | Schools K-12 | New | CscNgsd912 | 1 | 1.523 | 8042.7229 | 0 | GSD | 5 | 1.0063 | 0.98564 | 1.0265 | 1.0441 | 1.0994 | 1.0901 | 1.0679 | 1.0965 | 1.0642 | 1.0547 | 1.0277 | 1.0297 | 482.5634 | 0 | 14906.4125 | 0 | 0 | 0 | 1 | 0 | 0 | 1.0494
912 | Water Heating | Unit | Instantaneous Hot Water System Commercial | Warehouse | Turnover | CwaTgsd912 | 1 | 1.523 | 8042.723 | 0 | GSD | 5 | 1.0063 | 0.98564 | 1.0265 | 1.0441 | 1.0994 | 1.0901 | 1.0679 | 1.0965 | 1.0642 | 1.0547 | 1.0277 | 1.0297 | 482.5634 | 0 | 66015.4022 | 0 | 0 | 0 | 1 | 0 | 0 | 1.0494
912 | Water Heating | Unit | Instantaneous Hot Water System Commercial | Warehouse | New | CwaNgsd912 | 1 | 1.523 | 8042.723 | 0 | GSD | 5 | 1.0063 | 0.98564 | 1.0265 | 1.0441 | 1.0994 | 1.0901 | 1.0679 | 1.0965 | 1.0642 | 1.0547 | 1.0277 | 1.0297 | 482.5634 | 0 | 66015.4022 | 0 | 0 | 0 | 1 | 0 | 0 | 1.0494
1001 | Whole Building | Controls | Commercial Strategic Energy Management | Assembly | Existing | CasEgsd1001 | 1 | 0.7728 | 4213.4043 | 0 | GSD | 10 | 1 | 1 | 1 | 1 | 1 | 1 | 1 | 1 | 1 | 1 | 1 | 1 | 211.8635 | 0 | 16051.5123 | 0 | 0 | 0 | 1 | 0 | 0 | 1
1001 | Whole Building | Controls | Commercial Strategic Energy Management | Assembly | New | CasNgsd1001 | 1 | 0.7728 | 4213.4043 | 0 | GSD | 10 | 1 | 1 | 1 | 1 | 1 | 1 | 1 | 1 | 1 | 1 | 1 | 1 | 211.8635 | 0 | 16051.5123 | 0 | 0 | 0 | 1 | 0 | 0 | 1
1001 | Whole Building | Controls | Commercial Strategic Energy Management | College and University | Existing | CcoEgsd1001 | 1 | 0.70334 | 8192.0077 | 0 | GSD | 10 | 1 | 1 | 1 | 1 | 1 | 1 | 1 | 1 | 1 | 1 | 1 | 1 | 411.9204 | 0 | 29877.5566 | 0 | 0 | 0 | 1 | 0 | 0 | 1
1001 | Whole Building | Controls | Commercial Strategic Energy Management | College and University | New | CcoNgsd1001 | 1 | 0.70334 | 8192.0077 | 0 | GSD | 10 | 1 | 1 | 1 | 1 | 1 | 1 | 1 | 1 | 1 | 1 | 1 | 1 | 411.9204 | 0 | 29877.5566 | 0 | 0 | 0 | 1 | 0 | 0 | 1
1001 | Whole Building | Controls | Commercial Strategic Energy Management | Data Center | Existing | CdaEgsd1001 | 1 | 0.74099 | 7322.6205 | 0 | GSD | 10 | 1 | 1 | 1 | 1 | 1 | 1 | 1 | 1 | 1 | 1 | 1 | 1 | 368.2048 | 0 | 5434.3692 | 0 | 0 | 0 | 1 | 0 | 0 | 1
1001 | Whole Building | Controls | Commercial Strategic Energy Management | Data Center | New | CdaNgsd1001 | 1 | 0.74099 | 7322.6205 | 0 | GSD | 10 | 1 | 1 | 1 | 1 | 1 | 1 | 1 | 1 | 1 | 1 | 1 | 1 | 368.2048 | 0 | 5434.3692 | 0 | 0 | 0 | 1 | 0 | 0 | 1
1001 | Whole Building | Controls | Commercial Strategic Energy Management | Grocery | Existing | CgrEgsd1001 | 1 | 0.83144 | 6522.1439 | 0 | GSD | 10 | 1 | 1 | 1 | 1 | 1 | 1 | 1 | 1 | 1 | 1 | 1 | 1 | 327.9543 | 0 | 39594.6962 | 0 | 0 | 0 | 1 | 0 | 0 | 1
1001 | Whole Building | Controls | Commercial Strategic Energy Management | Grocery | New | CgrNgsd1001 | 1 | 0.83144 | 6522.1439 | 0 | GSD | 10 | 1 | 1 | 1 | 1 | 1 | 1 | 1 | 1 | 1 | 1 | 1 | 1 | 327.9543 | 0 | 39594.6962 | 0 | 0 | 0 | 1 | 0 | 0 | 1
1001 | Whole Building | Controls | Commercial Strategic Energy Management | Healthcare | Existing | CheEgsd1001 | 1 | 0.85651 | 7059.3003 | 0 | GSD | 10 | 1 | 1 | 1 | 1 | 1 | 1 | 1 | 1 | 1 | 1 | 1 | 1 | 354.9642 | 0 | 40183.7876 | 0 | 0 | 0 | 1 | 0 | 0 | 1
1001 | Whole Building | Controls | Commercial Strategic Energy Management | Healthcare | New | CheNgsd1001 | 1 | 0.85651 | 7059.3003 | 0 | GSD | 10 | 1 | 1 | 1 | 1 | 1 | 1 | 1 | 1 | 1 | 1 | 1 | 1 | 354.9642 | 0 | 40183.7876 | 0 | 0 | 0 | 1 | 0 | 0 | 1
1001 | Whole Building | Controls | Commercial Strategic Energy Management | Hospitals | Existing | ChoEgsd1001 | 1 | 0.59811 | 7566.3978 | 0 | GSD | 10 | 1 | 1 | 1 | 1 | 1 | 1 | 1 | 1 | 1 | 1 | 1 | 1 | 380.4627 | 0 | 1033.307 | 0 | 0 | 0 | 1 | 0 | 0 | 1
1001 | Whole Building | Controls | Commercial Strategic Energy Management | Hospitals | New | ChoNgsd1001 | 1 | 0.59811 | 7566.3978 | 0 | GSD | 10 | 1 | 1 | 1 | 1 | 1 | 1 | 1 | 1 | 1 | 1 | 1 | 1 | 380.4627 | 0 | 1033.307 | 0 | 0 | 0 | 1 | 0 | 0 | 1
1001 | Whole Building | Controls | Commercial Strategic Energy Management | Institutional | Existing | CinEgsd1001 | 1 | 0.69176 | 7468.5535 | 0 | GSD | 10 | 1 | 1 | 1 | 1 | 1 | 1 | 1 | 1 | 1 | 1 | 1 | 1 | 375.5428 | 0 | 90431.4605 | 0 | 0 | 0 | 1 | 0 | 0 | 1
1001 | Whole Building | Controls | Commercial Strategic Energy Management | Institutional | New | CinNgsd1001 | 1 | 0.69176 | 7468.5535 | 0 | GSD | 10 | 1 | 1 | 1 | 1 | 1 | 1 | 1 | 1 | 1 | 1 | 1 | 1 | 375.5428 | 0 | 90431.4605 | 0 | 0 | 0 | 1 | 0 | 0 | 1
1001 | Whole Building | Controls | Commercial Strategic Energy Management | Lodging/Hospitality | Existing | CloEgsd1001 | 1 | 0.81563 | 7700.5006 | 0 | GSD | 10 | 1 | 1 | 1 | 1 | 1 | 1 | 1 | 1 | 1 | 1 | 1 | 1 | 387.2058 | 0 | 8855.561 | 0 | 0 | 0 | 1 | 0 | 0 | 1
1001 | Whole Building | Controls | Commercial Strategic Energy Management | Lodging/Hospitality | New | CloNgsd1001 | 1 | 0.81563 | 7700.5006 | 0 | GSD | 10 | 1 | 1 | 1 | 1 | 1 | 1 | 1 | 1 | 1 | 1 | 1 | 1 | 387.2058 | 0 | 8855.561 | 0 | 0 | 0 | 1 | 0 | 0 | 1
1001 | Whole Building | Controls | Commercial Strategic Energy Management | Miscellaneous | Existing | CmiEgsd1001 | 1 | 1.8323 | 7557.6125 | 0 | GSD | 10 | 1 | 1 | 1 | 1 | 1 | 1 | 1 | 1 | 1 | 1 | 1 | 1 | 380.0209 | 0 | 17837.6275 | 0 | 0 | 0 | 1 | 0 | 0 | 1
1001 | Whole Building | Controls | Commercial Strategic Energy Management | Miscellaneous | New | CmiNgsd1001 | 1 | 1.8323 | 7557.6125 | 0 | GSD | 10 | 1 | 1 | 1 | 1 | 1 | 1 | 1 | 1 | 1 | 1 | 1 | 1 | 380.0209 | 0 | 17837.6275 | 0 | 0 | 0 | 1 | 0 | 0 | 1
1001 | Whole Building | Controls | Commercial Strategic Energy Management | Offices | Existing | CofEgsd1001 | 1 | 2.0506 | 6285.4714 | 0 | GSD | 10 | 1 | 1 | 1 | 1 | 1 | 1 | 1 | 1 | 1 | 1 | 1 | 1 | 316.0536 | 0 | 21815.3627 | 0 | 0 | 0 | 1 | 0 | 0 | 1
1001 | Whole Building | Controls | Commercial Strategic Energy Management | Offices | New | CofNgsd1001 | 1 | 2.0506 | 6285.4714 | 0 | GSD | 10 | 1 | 1 | 1 | 1 | 1 | 1 | 1 | 1 | 1 | 1 | 1 | 1 | 316.0536 | 0 | 21815.3627 | 0 | 0 | 0 | 1 | 0 | 0 | 1
1001 | Whole Building | Controls | Commercial Strategic Energy Management | Restaurants | Existing | CreEgsd1001 | 1 | 0.77718 | 6134.0578 | 0 | GSD | 10 | 1 | 1 | 1 | 1 | 1 | 1 | 1 | 1 | 1 | 1 | 1 | 1 | 308.4401 | 0 | 19268.3636 | 0 | 0 | 0 | 1 | 0 | 0 | 1
1001 | Whole Building | Controls | Commercial Strategic Energy Management | Restaurants | New | CreNgsd1001 | 1 | 0.77718 | 6134.0578 | 0 | GSD | 10 | 1 | 1 | 1 | 1 | 1 | 1 | 1 | 1 | 1 | 1 | 1 | 1 | 308.4401 | 0 | 19268.3636 | 0 | 0 | 0 | 1 | 0 | 0 | 1
1001 | Whole Building | Controls | Commercial Strategic Energy Management | Retail | Existing | CrtEgsd1001 | 1 | 1.3161 | 5933.2815 | 0 | GSD | 10 | 1 | 1 | 1 | 1 | 1 | 1 | 1 | 1 | 1 | 1 | 1 | 1 | 298.3444 | 0 | 14300.1881 | 0 | 0 | 0 | 1 | 0 | 0 | 1
1001 | Whole Building | Controls | Commercial Strategic Energy Management | Retail | New | CrtNgsd1001 | 1 | 1.3161 | 5933.2815 | 0 | GSD | 10 | 1 | 1 | 1 | 1 | 1 | 1 | 1 | 1 | 1 | 1 | 1 | 1 | 298.3444 | 0 | 14300.1881 | 0 | 0 | 0 | 1 | 0 | 0 | 1
1001 | Whole Building | Controls | Commercial Strategic Energy Management | Schools K-12 | Existing | CscEgsd1001 | 1 | 1.7181 | 5583.3431 | 0 | GSD | 10 | 1 | 1 | 1 | 1 | 1 | 1 | 1 | 1 | 1 | 1 | 1 | 1 | 280.7484 | 0 | 11069.4374 | 0 | 0 | 0 | 1 | 0 | 0 | 1
1001 | Whole Building | Controls | Commercial Strategic Energy Management | Schools K-12 | New | CscNgsd1001 | 1 | 1.7181 | 5583.3431 | 0 | GSD | 10 | 1 | 1 | 1 | 1 | 1 | 1 | 1 | 1 | 1 | 1 | 1 | 1 | 280.7484 | 0 | 11069.4374 | 0 | 0 | 0 | 1 | 0 | 0 | 1
1001 | Whole Building | Controls | Commercial Strategic Energy Management | Warehouse | Existing | CwaEgsd1001 | 1 | 1.6318 | 5606.3705 | 0 | GSD | 10 | 1 | 1 | 1 | 1 | 1 | 1 | 1 | 1 | 1 | 1 | 1 | 1 | 281.9063 | 0 | 56594.1812 | 0 | 0 | 0 | 1 | 0 | 0 | 1
1001 | Whole Building | Controls | Commercial Strategic Energy Management | Warehouse | New | CwaNgsd1001 | 1 | 1.6318 | 5606.3705 | 0 | GSD | 10 | 1 | 1 | 1 | 1 | 1 | 1 | 1 | 1 | 1 | 1 | 1 | 1 | 281.9063 | 0 | 56594.1812 | 0 | 0 | 0 | 1 | 0 | 0 | 1
1002 | Whole Building | Controls | Retro-Commissioning (Existing Construction)_SC | Assembly | Existing | CasEgsd1002 | 1 | 0 | 3002.444 | 0 | GSD | 5 | 0.57723 | 0.60437 | 0.83705 | 1.097 | 1.2026 | 1.2026 | 1.289 | 1.2891 | 1.2453 | 1.1192 | 0.77553 | 0.85362 | 150.9725 | 0 | 875.0646 | 0 | 0 | 0 | 1 | 0 | 0 | 1.0077
1002 | Whole Building | Controls | Retro-Commissioning (Existing Construction)_SC | College and University | Existing | CcoEgsd1002 | 1 | 0 | 4932.1338 | 0 | GSD | 5 | 0.57723 | 0.60437 | 0.83705 | 1.097 | 1.2026 | 1.2026 | 1.289 | 1.2891 | 1.2453 | 1.1192 | 0.77553 | 0.85362 | 248.0035 | 0 | 3728.9312 | 0 | 0 | 0 | 1 | 0 | 0 | 1.0077
1002 | Whole Building | Controls | Retro-Commissioning (Existing Construction)_SC | Data Center | Existing | CdaEgsd1002 | 1 | 0 | 4932.1338 | 0 | GSD | 5 | 0.57723 | 0.60437 | 0.83705 | 1.097 | 1.2026 | 1.2026 | 1.289 | 1.2891 | 1.2453 | 1.1192 | 0.77553 | 0.85362 | 248.0035 | 0 | 2819.4365 | 0 | 0 | 0 | 1 | 0 | 0 | 1.0077
1002 | Whole Building | Controls | Retro-Commissioning (Existing Construction)_SC | Grocery | Existing | CgrEgsd1002 | 1 | 0 | 3526.3542 | 0 | GSD | 5 | 0.57723 | 0.60437 | 0.83705 | 1.097 | 1.2026 | 1.2026 | 1.289 | 1.2891 | 1.2453 | 1.1192 | 0.77553 | 0.85362 | 177.3164 | 0 | 955.479 | 0 | 0 | 0 | 1 | 0 | 0 | 1.0077
1002 | Whole Building | Controls | Retro-Commissioning (Existing Construction)_SC | Healthcare | Existing | CheEgsd1002 | 1 | 0 | 4932.1338 | 0 | GSD | 5 | 0.57723 | 0.60437 | 0.83705 | 1.097 | 1.2026 | 1.2026 | 1.289 | 1.2891 | 1.2453 | 1.1192 | 0.77553 | 0.85362 | 248.0035 | 0 | 1921.2781 | 0 | 0 | 0 | 1 | 0 | 0 | 1.0077
1002 | Whole Building | Controls | Retro-Commissioning (Existing Construction)_SC | Hospitals | Existing | ChoEgsd1002 | 1 | 0 | 4932.1338 | 0 | GSD | 5 | 0.57723 | 0.60437 | 0.83705 | 1.097 | 1.2026 | 1.2026 | 1.289 | 1.2891 | 1.2453 | 1.1192 | 0.77553 | 0.85362 | 248.0035 | 0 | 752.6656 | 0 | 0 | 0 | 1 | 0 | 0 | 1.0077
1002 | Whole Building | Controls | Retro-Commissioning (Existing Construction)_SC | Institutional | Existing | CinEgsd1002 | 1 | 0 | 4932.1338 | 0 | GSD | 5 | 0.57723 | 0.60437 | 0.83705 | 1.097 | 1.2026 | 1.2026 | 1.289 | 1.2891 | 1.2453 | 1.1192 | 0.77553 | 0.85362 | 248.0035 | 0 | 4389.7544 | 0 | 0 | 0 | 1 | 0 | 0 | 1.0077
1002 | Whole Building | Controls | Retro-Commissioning (Existing Construction)_SC | Lodging/Hospitality | Existing | CloEgsd1002 | 1 | 0 | 5221.6594 | 0 | GSD | 5 | 0.57723 | 0.60437 | 0.83705 | 1.097 | 1.2026 | 1.2026 | 1.289 | 1.2891 | 1.2453 | 1.1192 | 0.77553 | 0.85362 | 262.5618 | 0 | 1835.74 | 0 | 0 | 0 | 1 | 0 | 0 | 1.0077
1002 | Whole Building | Controls | Retro-Commissioning (Existing Construction)_SC | Miscellaneous | Existing | CmiEgsd1002 | 1 | 0 | 3002.444 | 0 | GSD | 5 | 0.57723 | 0.60437 | 0.83705 | 1.097 | 1.2026 | 1.2026 | 1.289 | 1.2891 | 1.2453 | 1.1192 | 0.77553 | 0.85362 | 150.9725 | 0 | 3139.1728 | 0 | 0 | 0 | 1 | 0 | 0 | 1.0077
1002 | Whole Building | Controls | Retro-Commissioning (Existing Construction)_SC | Offices | Existing | CofEgsd1002 | 1 | 0 | 3002.444 | 0 | GSD | 5 | 0.57723 | 0.60437 | 0.83705 | 1.097 | 1.2026 | 1.2026 | 1.289 | 1.2891 | 1.2453 | 1.1192 | 0.77553 | 0.85362 | 150.9725 | 0 | 1121.431 | 0 | 0 | 0 | 1 | 0 | 0 | 1.0077
1002 | Whole Building | Controls | Retro-Commissioning (Existing Construction)_SC | Restaurants | Existing | CreEgsd1002 | 1 | 0 | 3526.3542 | 0 | GSD | 5 | 0.57723 | 0.60437 | 0.83705 | 1.097 | 1.2026 | 1.2026 | 1.289 | 1.2891 | 1.2453 | 1.1192 | 0.77553 | 0.85362 | 177.3164 | 0 | 526.147 | 0 | 0 | 0 | 1 | 0 | 0 | 1.0077
1002 | Whole Building | Controls | Retro-Commissioning (Existing Construction)_SC | Retail | Existing | CrtEgsd1002 | 1 | 0 | 3002.444 | 0 | GSD | 5 | 0.57723 | 0.60437 | 0.83705 | 1.097 | 1.2026 | 1.2026 | 1.289 | 1.2891 | 1.2453 | 1.1192 | 0.77553 | 0.85362 | 150.9725 | 0 | 1325.6475 | 0 | 0 | 0 | 1 | 0 | 0 | 1.0077
1002 | Whole Building | Controls | Retro-Commissioning (Existing Construction)_SC | Schools K-12 | Existing | CscEgsd1002 | 1 | 0 | 3002.444 | 0 | GSD | 5 | 0.57723 | 0.60437 | 0.83705 | 1.097 | 1.2026 | 1.2026 | 1.289 | 1.2891 | 1.2453 | 1.1192 | 0.77553 | 0.85362 | 150.9725 | 0 | 1098.0982 | 0 | 0 | 0 | 1 | 0 | 0 | 1.0077
1002 | Whole Building | Controls | Retro-Commissioning (Existing Construction)_SC | Warehouse | Existing | CwaEgsd1002 | 1 | 0 | 3002.444 | 0 | GSD | 5 | 0.57723 | 0.60437 | 0.83705 | 1.097 | 1.2026 | 1.2026 | 1.289 | 1.2891 | 1.2453 | 1.1192 | 0.77553 | 0.85362 | 150.9725 | 0 | 5117.8003 | 0 | 0 | 0 | 1 | 0 | 0 | 1.0077
1003 | Whole Building | Controls | Retro-Commissioning (Existing Construction)_SH | Assembly | Existing | CasEgsd1003 | 0 | 5.7944 | 2543.47 | 0 | GSD | 5 | 0.57723 | 0.60437 | 0.83705 | 1.097 | 1.2026 | 1.2026 | 1.289 | 1.2891 | 1.2453 | 1.1192 | 0.77553 | 0.85362 | 127.8938 | 0 | 741.2963 | 0 | 0 | 0 | 1 | 0 | 0 | 1.0077
1003 | Whole Building | Controls | Retro-Commissioning (Existing Construction)_SH | College and University | Existing | CcoEgsd1003 | 0 | 0.24023 | 1248.67 | 0 | GSD | 5 | 0.57723 | 0.60437 | 0.83705 | 1.097 | 1.2026 | 1.2026 | 1.289 | 1.2891 | 1.2453 | 1.1192 | 0.77553 | 0.85362 | 62.7871 | 0 | 944.0548 | 0 | 0 | 0 | 1 | 0 | 0 | 1.0077
1003 | Whole Building | Controls | Retro-Commissioning (Existing Construction)_SH | Data Center | Existing | CdaEgsd1003 | 0 | 1.8333 | 9529.21 | 0 | GSD | 5 | 0.57723 | 0.60437 | 0.83705 | 1.097 | 1.2026 | 1.2026 | 1.289 | 1.2891 | 1.2453 | 1.1192 | 0.77553 | 0.85362 | 479.1592 | 0 | 5447.3385 | 0 | 0 | 0 | 1 | 0 | 0 | 1.0077
1003 | Whole Building | Controls | Retro-Commissioning (Existing Construction)_SH | Grocery | Existing | CgrEgsd1003 | 0 | 0.84812 | 1103.55 | 0 | GSD | 5 | 0.57723 | 0.60437 | 0.83705 | 1.097 | 1.2026 | 1.2026 | 1.289 | 1.2891 | 1.2453 | 1.1192 | 0.77553 | 0.85362 | 55.49 | 0 | 299.011 | 0 | 0 | 0 | 1 | 0 | 0 | 1.0077
1003 | Whole Building | Controls | Retro-Commissioning (Existing Construction)_SH | Healthcare | Existing | CheEgsd1003 | 0 | 0.32859 | 1707.96 | 0 | GSD | 5 | 0.57723 | 0.60437 | 0.83705 | 1.097 | 1.2026 | 1.2026 | 1.289 | 1.2891 | 1.2453 | 1.1192 | 0.77553 | 0.85362 | 85.8817 | 0 | 665.3238 | 0 | 0 | 0 | 1 | 0 | 0 | 1.0077
1003 | Whole Building | Controls | Retro-Commissioning (Existing Construction)_SH | Hospitals | Existing | ChoEgsd1003 | 0 | 6.7324 | 34993.58 | 0 | GSD | 5 | 0.57723 | 0.60437 | 0.83705 | 1.097 | 1.2026 | 1.2026 | 1.289 | 1.2891 | 1.2453 | 1.1192 | 0.77553 | 0.85362 | 1759.5892 | 0 | 5340.176 | 0 | 0 | 0 | 1 | 0 | 0 | 1.0077
1003 | Whole Building | Controls | Retro-Commissioning (Existing Construction)_SH | Institutional | Existing | CinEgsd1003 | 0 | 0.22608 | 1175.09 | 0 | GSD | 5 | 0.57723 | 0.60437 | 0.83705 | 1.097 | 1.2026 | 1.2026 | 1.289 | 1.2891 | 1.2453 | 1.1192 | 0.77553 | 0.85362 | 59.0873 | 0 | 1045.8671 | 0 | 0 | 0 | 1 | 0 | 0 | 1.0077
1003 | Whole Building | Controls | Retro-Commissioning (Existing Construction)_SH | Lodging/Hospitality | Existing | CloEgsd1003 | 0 | 2.426 | 3683.03 | 0 | GSD | 5 | 0.57723 | 0.60437 | 0.83705 | 1.097 | 1.2026 | 1.2026 | 1.289 | 1.2891 | 1.2453 | 1.1192 | 0.77553 | 0.85362 | 185.1945 | 0 | 1294.8155 | 0 | 0 | 0 | 1 | 0 | 0 | 1.0077
1003 | Whole Building | Controls | Retro-Commissioning (Existing Construction)_SH | Miscellaneous | Existing | CmiEgsd1003 | 0 | 9.1183 | 4002.51 | 0 | GSD | 5 | 0.57723 | 0.60437 | 0.83705 | 1.097 | 1.2026 | 1.2026 | 1.289 | 1.2891 | 1.2453 | 1.1192 | 0.77553 | 0.85362 | 201.259 | 0 | 4184.781 | 0 | 0 | 0 | 1 | 0 | 0 | 1.0077
1003 | Whole Building | Controls | Retro-Commissioning (Existing Construction)_SH | Offices | Existing | CofEgsd1003 | 0 | 10.466 | 4594.06 | 0 | GSD | 5 | 0.57723 | 0.60437 | 0.83705 | 1.097 | 1.2026 | 1.2026 | 1.289 | 1.2891 | 1.2453 | 1.1192 | 0.77553 | 0.85362 | 231.004 | 0 | 1715.9093 | 0 | 0 | 0 | 1 | 0 | 0 | 1.0077
1003 | Whole Building | Controls | Retro-Commissioning (Existing Construction)_SH | Restaurants | Existing | CreEgsd1003 | 0 | 2.1783 | 2834.32 | 0 | GSD | 5 | 0.57723 | 0.60437 | 0.83705 | 1.097 | 1.2026 | 1.2026 | 1.289 | 1.2891 | 1.2453 | 1.1192 | 0.77553 | 0.85362 | 142.5187 | 0 | 422.8926 | 0 | 0 | 0 | 1 | 0 | 0 | 1.0077
1003 | Whole Building | Controls | Retro-Commissioning (Existing Construction)_SH | Retail | Existing | CrtEgsd1003 | 0 | 9.2708 | 4069.45 | 0 | GSD | 5 | 0.57723 | 0.60437 | 0.83705 | 1.097 | 1.2026 | 1.2026 | 1.289 | 1.2891 | 1.2453 | 1.1192 | 0.77553 | 0.85362 | 204.625 | 0 | 1796.755 | 0 | 0 | 0 | 1 | 0 | 0 | 1.0077
1003 | Whole Building | Controls | Retro-Commissioning (Existing Construction)_SH | Schools K-12 | Existing | CscEgsd1003 | 0 | 18.226 | 8000.34 | 0 | GSD | 5 | 0.57723 | 0.60437 | 0.83705 | 1.097 | 1.2026 | 1.2026 | 1.289 | 1.2891 | 1.2453 | 1.1192 | 0.77553 | 0.85362 | 402.2827 | 0 | 2926.0025 | 0 | 0 | 0 | 1 | 0 | 0 | 1.0077
1003 | Whole Building | Controls | Retro-Commissioning (Existing Construction)_SH | Warehouse | Existing | CwaEgsd1003 | 0 | 3.1037 | 1362.38 | 0 | GSD | 5 | 0.57723 | 0.60437 | 0.83705 | 1.097 | 1.2026 | 1.2026 | 1.289 | 1.2891 | 1.2453 | 1.1192 | 0.77553 | 0.85362 | 68.5048 | 0 | 2322.2377 | 0 | 0 | 0 | 1 | 0 | 0 | 1.0077
1004 | Whole Building | Controls | Retro-Commissioning (Existing Construction)_VT | Assembly | Existing | CasEgsd1004 | 1 | 0.7121 | 3545.5611 | 0 | GSD | 5 | 0.57723 | 0.60437 | 0.83705 | 1.097 | 1.2026 | 1.2026 | 1.289 | 1.2891 | 1.2453 | 1.1192 | 0.77553 | 0.85362 | 178.2822 | 0 | 1033.3565 | 0 | 0 | 0 | 1 | 0 | 0 | 1.0077
1004 | Whole Building | Controls | Retro-Commissioning (Existing Construction)_VT | College and University | Existing | CcoEgsd1004 | 1 | 0.7896 | 6851.7404 | 0 | GSD | 5 | 0.57723 | 0.60437 | 0.83705 | 1.097 | 1.2026 | 1.2026 | 1.289 | 1.2891 | 1.2453 | 1.1192 | 0.77553 | 0.85362 | 344.5274 | 0 | 5180.2465 | 0 | 0 | 0 | 1 | 0 | 0 | 1.0077
1004 | Whole Building | Controls | Retro-Commissioning (Existing Construction)_VT | Data Center | Existing | CdaEgsd1004 | 1 | 0.7896 | 6851.7404 | 0 | GSD | 5 | 0.57723 | 0.60437 | 0.83705 | 1.097 | 1.2026 | 1.2026 | 1.289 | 1.2891 | 1.2453 | 1.1192 | 0.77553 | 0.85362 | 344.5274 | 0 | 3916.7727 | 0 | 0 | 0 | 1 | 0 | 0 | 1.0077
1004 | Whole Building | Controls | Retro-Commissioning (Existing Construction)_VT | Grocery | Existing | CgrEgsd1004 | 1 | 0.74481 | 4506.7038 | 0 | GSD | 5 | 0.57723 | 0.60437 | 0.83705 | 1.097 | 1.2026 | 1.2026 | 1.289 | 1.2891 | 1.2453 | 1.1192 | 0.77553 | 0.85362 | 226.6115 | 0 | 1221.1084 | 0 | 0 | 0 | 1 | 0 | 0 | 1.0077
1004 | Whole Building | Controls | Retro-Commissioning (Existing Construction)_VT | Healthcare | Existing | CheEgsd1004 | 1 | 0.7896 | 6851.7404 | 0 | GSD | 5 | 0.57723 | 0.60437 | 0.83705 | 1.097 | 1.2026 | 1.2026 | 1.289 | 1.2891 | 1.2453 | 1.1192 | 0.77553 | 0.85362 | 344.5274 | 0 | 2669.0474 | 0 | 0 | 0 | 1 | 0 | 0 | 1.0077
1004 | Whole Building | Controls | Retro-Commissioning (Existing Construction)_VT | Hospitals | Existing | ChoEgsd1004 | 1 | 0.7896 | 6851.7404 | 0 | GSD | 5 | 0.57723 | 0.60437 | 0.83705 | 1.097 | 1.2026 | 1.2026 | 1.289 | 1.2891 | 1.2453 | 1.1192 | 0.77553 | 0.85362 | 344.5274 | 0 | 1045.6061 | 0 | 0 | 0 | 1 | 0 | 0 | 1.0077
1004 | Whole Building | Controls | Retro-Commissioning (Existing Construction)_VT | Institutional | Existing | CinEgsd1004 | 1 | 0.7896 | 6851.7404 | 0 | GSD | 5 | 0.57723 | 0.60437 | 0.83705 | 1.097 | 1.2026 | 1.2026 | 1.289 | 1.2891 | 1.2453 | 1.1192 | 0.77553 | 0.85362 | 344.5274 | 0 | 6098.2647 | 0 | 0 | 0 | 1 | 0 | 0 | 1.0077
1004 | Whole Building | Controls | Retro-Commissioning (Existing Construction)_VT | Lodging/Hospitality | Existing | CloEgsd1004 | 1 | 0.41054 | 5522.7016 | 0 | GSD | 5 | 0.57723 | 0.60437 | 0.83705 | 1.097 | 1.2026 | 1.2026 | 1.289 | 1.2891 | 1.2453 | 1.1192 | 0.77553 | 0.85362 | 277.6991 | 0 | 1941.5751 | 0 | 0 | 0 | 1 | 0 | 0 | 1.0077
1004 | Whole Building | Controls | Retro-Commissioning (Existing Construction)_VT | Miscellaneous | Existing | CmiEgsd1004 | 1 | 0.7121 | 3545.5611 | 0 | GSD | 5 | 0.57723 | 0.60437 | 0.83705 | 1.097 | 1.2026 | 1.2026 | 1.289 | 1.2891 | 1.2453 | 1.1192 | 0.77553 | 0.85362 | 178.2822 | 0 | 3707.0231 | 0 | 0 | 0 | 1 | 0 | 0 | 1.0077
1004 | Whole Building | Controls | Retro-Commissioning (Existing Construction)_VT | Offices | Existing | CofEgsd1004 | 1 | 0.7121 | 3545.5611 | 0 | GSD | 5 | 0.57723 | 0.60437 | 0.83705 | 1.097 | 1.2026 | 1.2026 | 1.289 | 1.2891 | 1.2453 | 1.1192 | 0.77553 | 0.85362 | 178.2822 | 0 | 1324.2886 | 0 | 0 | 0 | 1 | 0 | 0 | 1.0077
1004 | Whole Building | Controls | Retro-Commissioning (Existing Construction)_VT | Restaurants | Existing | CreEgsd1004 | 1 | 0.74481 | 4506.7038 | 0 | GSD | 5 | 0.57723 | 0.60437 | 0.83705 | 1.097 | 1.2026 | 1.2026 | 1.289 | 1.2891 | 1.2453 | 1.1192 | 0.77553 | 0.85362 | 226.6115 | 0 | 672.4193 | 0 | 0 | 0 | 1 | 0 | 0 | 1.0077
1004 | Whole Building | Controls | Retro-Commissioning (Existing Construction)_VT | Retail | Existing | CrtEgsd1004 | 1 | 0.7121 | 3545.5611 | 0 | GSD | 5 | 0.57723 | 0.60437 | 0.83705 | 1.097 | 1.2026 | 1.2026 | 1.289 | 1.2891 | 1.2453 | 1.1192 | 0.77553 | 0.85362 | 178.2822 | 0 | 1565.4461 | 0 | 0 | 0 | 1 | 0 | 0 | 1.0077
1004 | Whole Building | Controls | Retro-Commissioning (Existing Construction)_VT | Schools K-12 | Existing | CscEgsd1004 | 1 | 0.7121 | 3545.5611 | 0 | GSD | 5 | 0.57723 | 0.60437 | 0.83705 | 1.097 | 1.2026 | 1.2026 | 1.289 | 1.2891 | 1.2453 | 1.1192 | 0.77553 | 0.85362 | 178.2822 | 0 | 1296.735 | 0 | 0 | 0 | 1 | 0 | 0 | 1.0077
1004 | Whole Building | Controls | Retro-Commissioning (Existing Construction)_VT | Warehouse | Existing | CwaEgsd1004 | 1 | 0.7121 | 3545.5611 | 0 | GSD | 5 | 0.57723 | 0.60437 | 0.83705 | 1.097 | 1.2026 | 1.2026 | 1.289 | 1.2891 | 1.2453 | 1.1192 | 0.77553 | 0.85362 | 178.2822 | 0 | 6043.5678 | 0 | 0 | 0 | 1 | 0 | 0 | 1.0077
1005 | Whole Building | LEED | LEED New Construction Whole Building | Assembly | New | CasNgsd1005 | 1 | 0.87101 | 3384.7773 | 0 | GSD | 20 | 0.57723 | 0.60437 | 0.83705 | 1.097 | 1.2026 | 1.2026 | 1.289 | 1.2891 | 1.2453 | 1.1192 | 0.77553 | 0.85362 | 170.1974 | 0 | 8640.1296 | 0 | 0 | 0 | 1 | 0 | 0 | 1.0077
1005 | Whole Building | LEED | LEED New Construction Whole Building | College and University | New | CcoNgsd1005 | 1 | 0.1474 | 5698.2916 | 0 | GSD | 20 | 0.57723 | 0.60437 | 0.83705 | 1.097 | 1.2026 | 1.2026 | 1.289 | 1.2891 | 1.2453 | 1.1192 | 0.77553 | 0.85362 | 286.5283 | 0 | 35267.6145 | 0 | 0 | 0 | 1 | 0 | 0 | 1.0077
1005 | Whole Building | LEED | LEED New Construction Whole Building | Data Center | New | CdaNgsd1005 | 1 | 0.22918 | 6123.3698 | 0 | GSD | 20 | 0.57723 | 0.60437 | 0.83705 | 1.097 | 1.2026 | 1.2026 | 1.289 | 1.2891 | 1.2453 | 1.1192 | 0.77553 | 0.85362 | 307.9026 | 0 | 7185.3063 | 0 | 0 | 0 | 1 | 0 | 0 | 1.0077
1005 | Whole Building | LEED | LEED New Construction Whole Building | Grocery | New | CgrNgsd1005 | 1 | 1.8423 | 5923.5355 | 0 | GSD | 20 | 0.57723 | 0.60437 | 0.83705 | 1.097 | 1.2026 | 1.2026 | 1.289 | 1.2891 | 1.2453 | 1.1192 | 0.77553 | 0.85362 | 297.8543 | 0 | 124857.4727 | 0 | 0 | 0 | 1 | 0 | 0 | 1.0077
1005 | Whole Building | LEED | LEED New Construction Whole Building | Healthcare | New | CheNgsd1005 | 1 | 0.48089 | 7431.6749 | 0 | GSD | 20 | 0.57723 | 0.60437 | 0.83705 | 1.097 | 1.2026 | 1.2026 | 1.289 | 1.2891 | 1.2453 | 1.1192 | 0.77553 | 0.85362 | 373.6884 | 0 | 84117.9556 | 0 | 0 | 0 | 1 | 0 | 0 | 1.0077
1005 | Whole Building | LEED | LEED New Construction Whole Building | Hospitals | New | ChoNgsd1005 | 1 | 0.11198 | 5514.1558 | 0 | GSD | 20 | 0.57723 | 0.60437 | 0.83705 | 1.097 | 1.2026 | 1.2026 | 1.289 | 1.2891 | 1.2453 | 1.1192 | 0.77553 | 0.85362 | 277.2694 | 0 | 955.995 | 0 | 0 | 0 | 1 | 0 | 0 | 1.0077
1005 | Whole Building | LEED | LEED New Construction Whole Building | Institutional | New | CinNgsd1005 | 1 | 0.28275 | 6401.8096 | 0 | GSD | 20 | 0.57723 | 0.60437 | 0.83705 | 1.097 | 1.2026 | 1.2026 | 1.289 | 1.2891 | 1.2453 | 1.1192 | 0.77553 | 0.85362 | 321.9035 | 0 | 71887.7635 | 0 | 0 | 0 | 1 | 0 | 0 | 1.0077
1005 | Whole Building | LEED | LEED New Construction Whole Building | Lodging/Hospitality | New | CloNgsd1005 | 1 | 0.39458 | 5820.6813 | 0 | GSD | 20 | 0.57723 | 0.60437 | 0.83705 | 1.097 | 1.2026 | 1.2026 | 1.289 | 1.2891 | 1.2453 | 1.1192 | 0.77553 | 0.85362 | 292.6825 | 0 | 9348.4897 | 0 | 0 | 0 | 1 | 0 | 0 | 1.0077
1005 | Whole Building | LEED | LEED New Construction Whole Building | Miscellaneous | New | CmiNgsd1005 | 1 | 3.8346 | 4685.6313 | 0 | GSD | 20 | 0.57723 | 0.60437 | 0.83705 | 1.097 | 1.2026 | 1.2026 | 1.289 | 1.2891 | 1.2453 | 1.1192 | 0.77553 | 0.85362 | 235.6085 | 0 | 24171.5628 | 0 | 0 | 0 | 1 | 0 | 0 | 1.0077
1005 | Whole Building | LEED | LEED New Construction Whole Building | Offices | New | CofNgsd1005 | 1 | 3.4736 | 4527.1961 | 0 | GSD | 20 | 0.57723 | 0.60437 | 0.83705 | 1.097 | 1.2026 | 1.2026 | 1.289 | 1.2891 | 1.2453 | 1.1192 | 0.77553 | 0.85362 | 227.6419 | 0 | 19076.8687 | 0 | 0 | 0 | 1 | 0 | 0 | 1.0077
1005 | Whole Building | LEED | LEED New Construction Whole Building | Restaurants | New | CreNgsd1005 | 1 | 0.98981 | 4814.2706 | 0 | GSD | 20 | 0.57723 | 0.60437 | 0.83705 | 1.097 | 1.2026 | 1.2026 | 1.289 | 1.2891 | 1.2453 | 1.1192 | 0.77553 | 0.85362 | 242.0769 | 0 | 26118.2341 | 0 | 0 | 0 | 1 | 0 | 0 | 1.0077
1005 | Whole Building | LEED | LEED New Construction Whole Building | Retail | New | CrtNgsd1005 | 1 | 2.4285 | 4068.4583 | 0 | GSD | 20 | 0.57723 | 0.60437 | 0.83705 | 1.097 | 1.2026 | 1.2026 | 1.289 | 1.2891 | 1.2453 | 1.1192 | 0.77553 | 0.85362 | 204.5751 | 0 | 15056.7793 | 0 | 0 | 0 | 1 | 0 | 0 | 1.0077
1005 | Whole Building | LEED | LEED New Construction Whole Building | Schools K-12 | New | CscNgsd1005 | 1 | 2.1296 | 3937.2255 | 0 | GSD | 20 | 0.57723 | 0.60437 | 0.83705 | 1.097 | 1.2026 | 1.2026 | 1.289 | 1.2891 | 1.2453 | 1.1192 | 0.77553 | 0.85362 | 197.9763 | 0 | 6715.9303 | 0 | 0 | 0 | 1 | 0 | 0 | 1.0077
1005 | Whole Building | LEED | LEED New Construction Whole Building | Warehouse | New | CwaNgsd1005 | 1 | 3.0012 | 4319.8417 | 0 | GSD | 20 | 0.57723 | 0.60437 | 0.83705 | 1.097 | 1.2026 | 1.2026 | 1.289 | 1.2891 | 1.2453 | 1.1192 | 0.77553 | 0.85362 | 217.2155 | 0 | 55580.7259 | 0 | 0 | 0 | 1 | 0 | 0 | 1.0077
101 | Appliances | Cooking | Efficient Exhaust Hood | Assembly | Existing | CasEgsld101 | 1 | 0.3681 | 6134.9693 | 0 | GSLD | 20 | 1 | 1 | 1 | 1 | 1 | 1 | 1 | 1 | 1 | 1 | 1 | 1 | 368.0982 | 0 | 2803.5415 | 0 | 0 | 0 | 1 | 0 | 0 | 1
101 | Appliances | Cooking | Efficient Exhaust Hood | Assembly | New | CasNgsld101 | 1 | 0.3681 | 6134.9693 | 0 | GSLD | 20 | 1 | 1 | 1 | 1 | 1 | 1 | 1 | 1 | 1 | 1 | 1 | 1 | 368.0982 | 0 | 2803.5415 | 0 | 0 | 0 | 1 | 0 | 0 | 1
101 | Appliances | Cooking | Efficient Exhaust Hood | College and University | Existing | CcoEgsld101 | 1 | 0.3681 | 6134.9693 | 0 | GSLD | 20 | 1 | 1 | 1 | 1 | 1 | 1 | 1 | 1 | 1 | 1 | 1 | 1 | 368.0982 | 0 | 2803.5415 | 0 | 0 | 0 | 1 | 0 | 0 | 1
101 | Appliances | Cooking | Efficient Exhaust Hood | College and University | New | CcoNgsld101 | 1 | 0.3681 | 6134.9693 | 0 | GSLD | 20 | 1 | 1 | 1 | 1 | 1 | 1 | 1 | 1 | 1 | 1 | 1 | 1 | 368.0982 | 0 | 2803.5415 | 0 | 0 | 0 | 1 | 0 | 0 | 1
101 | Appliances | Cooking | Efficient Exhaust Hood | Data Center | Existing | CdaEgsld101 | 1 | 1.8136 | 16949.1525 | 0 | GSLD | 20 | 1 | 1 | 1 | 1 | 1 | 1 | 1 | 1 | 1 | 1 | 1 | 1 | 1016.9492 | 0 | 7745.3773 | 0 | 0 | 0 | 1 | 0 | 0 | 1
101 | Appliances | Cooking | Efficient Exhaust Hood | Data Center | New | CdaNgsld101 | 1 | 1.8136 | 16949.1525 | 0 | GSLD | 20 | 1 | 1 | 1 | 1 | 1 | 1 | 1 | 1 | 1 | 1 | 1 | 1 | 1016.9492 | 0 | 7745.3773 | 0 | 0 | 0 | 1 | 0 | 0 | 1
101 | Appliances | Cooking | Efficient Exhaust Hood | Grocery | Existing | CgrEgsld101 | 1 | 0.3681 | 6134.9693 | 0 | GSLD | 20 | 1 | 1 | 1 | 1 | 1 | 1 | 1 | 1 | 1 | 1 | 1 | 1 | 368.0982 | 0 | 2803.5415 | 0 | 0 | 0 | 1 | 0 | 0 | 1
101 | Appliances | Cooking | Efficient Exhaust Hood | Grocery | New | CgrNgsld101 | 1 | 0.3681 | 6134.9693 | 0 | GSLD | 20 | 1 | 1 | 1 | 1 | 1 | 1 | 1 | 1 | 1 | 1 | 1 | 1 | 368.0982 | 0 | 2803.5415 | 0 | 0 | 0 | 1 | 0 | 0 | 1
101 | Appliances | Cooking | Efficient Exhaust Hood | Healthcare | Existing | CheEgsld101 | 1 | 1.1186 | 8474.5763 | 0 | GSLD | 20 | 1 | 1 | 1 | 1 | 1 | 1 | 1 | 1 | 1 | 1 | 1 | 1 | 508.4746 | 0 | 3872.6887 | 0 | 0 | 0 | 1 | 0 | 0 | 1
101 | Appliances | Cooking | Efficient Exhaust Hood | Healthcare | New | CheNgsld101 | 1 | 1.1186 | 8474.5763 | 0 | GSLD | 20 | 1 | 1 | 1 | 1 | 1 | 1 | 1 | 1 | 1 | 1 | 1 | 1 | 508.4746 | 0 | 3872.6887 | 0 | 0 | 0 | 1 | 0 | 0 | 1
101 | Appliances | Cooking | Efficient Exhaust Hood | Hospitals | Existing | ChoEgsld101 | 1 | 0.3681 | 6134.9693 | 0 | GSLD | 20 | 1 | 1 | 1 | 1 | 1 | 1 | 1 | 1 | 1 | 1 | 1 | 1 | 368.0982 | 0 | 2803.5415 | 0 | 0 | 0 | 1 | 0 | 0 | 1
101 | Appliances | Cooking | Efficient Exhaust Hood | Hospitals | New | ChoNgsld101 | 1 | 0.3681 | 6134.9693 | 0 | GSLD | 20 | 1 | 1 | 1 | 1 | 1 | 1 | 1 | 1 | 1 | 1 | 1 | 1 | 368.0982 | 0 | 2803.5415 | 0 | 0 | 0 | 1 | 0 | 0 | 1
101 | Appliances | Cooking | Efficient Exhaust Hood | Institutional | Existing | CinEgsld101 | 1 | 1.8136 | 16949.1525 | 0 | GSLD | 20 | 1 | 1 | 1 | 1 | 1 | 1 | 1 | 1 | 1 | 1 | 1 | 1 | 1016.9492 | 0 | 7745.3773 | 0 | 0 | 0 | 1 | 0 | 0 | 1
101 | Appliances | Cooking | Efficient Exhaust Hood | Institutional | New | CinNgsld101 | 1 | 1.8136 | 16949.1525 | 0 | GSLD | 20 | 1 | 1 | 1 | 1 | 1 | 1 | 1 | 1 | 1 | 1 | 1 | 1 | 1016.9492 | 0 | 7745.3773 | 0 | 0 | 0 | 1 | 0 | 0 | 1
101 | Appliances | Cooking | Efficient Exhaust Hood | Lodging/Hospitality | Existing | CloEgsld101 | 1 | 0.44505 | 5494.5055 | 0 | GSLD | 20 | 1 | 1 | 1 | 1 | 1 | 1 | 1 | 1 | 1 | 1 | 1 | 1 | 329.6703 | 0 | 2510.8641 | 0 | 0 | 0 | 1 | 0 | 0 | 1
101 | Appliances | Cooking | Efficient Exhaust Hood | Lodging/Hospitality | New | CloNgsld101 | 1 | 0.44505 | 5494.5055 | 0 | GSLD | 20 | 1 | 1 | 1 | 1 | 1 | 1 | 1 | 1 | 1 | 1 | 1 | 1 | 329.6703 | 0 | 2510.8641 | 0 | 0 | 0 | 1 | 0 | 0 | 1
101 | Appliances | Cooking | Efficient Exhaust Hood | Miscellaneous | Existing | CmiEgsld101 | 1 | 1.8136 | 16949.1525 | 0 | GSLD | 20 | 1 | 1 | 1 | 1 | 1 | 1 | 1 | 1 | 1 | 1 | 1 | 1 | 1016.9492 | 0 | 7745.3773 | 0 | 0 | 0 | 1 | 0 | 0 | 1
101 | Appliances | Cooking | Efficient Exhaust Hood | Miscellaneous | New | CmiNgsld101 | 1 | 1.8136 | 16949.1525 | 0 | GSLD | 20 | 1 | 1 | 1 | 1 | 1 | 1 | 1 | 1 | 1 | 1 | 1 | 1 | 1016.9492 | 0 | 7745.3773 | 0 | 0 | 0 | 1 | 0 | 0 | 1
101 | Appliances | Cooking | Efficient Exhaust Hood | Offices | Existing | CofEgsld101 | 1 | 1.8136 | 16949.1525 | 0 | GSLD | 20 | 1 | 1 | 1 | 1 | 1 | 1 | 1 | 1 | 1 | 1 | 1 | 1 | 1016.9492 | 0 | 7745.3773 | 0 | 0 | 0 | 1 | 0 | 0 | 1
101 | Appliances | Cooking | Efficient Exhaust Hood | Offices | New | CofNgsld101 | 1 | 1.8136 | 16949.1525 | 0 | GSLD | 20 | 1 | 1 | 1 | 1 | 1 | 1 | 1 | 1 | 1 | 1 | 1 | 1 | 1016.9492 | 0 | 7745.3773 | 0 | 0 | 0 | 1 | 0 | 0 | 1
101 | Appliances | Cooking | Efficient Exhaust Hood | Restaurants | Existing | CreEgsld101 | 1 | 0.5288 | 5235.6021 | 0 | GSLD | 20 | 1 | 1 | 1 | 1 | 1 | 1 | 1 | 1 | 1 | 1 | 1 | 1 | 314.1361 | 0 | 2392.5511 | 0 | 0 | 0 | 1 | 0 | 0 | 1
101 | Appliances | Cooking | Efficient Exhaust Hood | Restaurants | New | CreNgsld101 | 1 | 0.5288 | 5235.6021 | 0 | GSLD | 20 | 1 | 1 | 1 | 1 | 1 | 1 | 1 | 1 | 1 | 1 | 1 | 1 | 314.1361 | 0 | 2392.5511 | 0 | 0 | 0 | 1 | 0 | 0 | 1
101 | Appliances | Cooking | Efficient Exhaust Hood | Retail | Existing | CrtEgsld101 | 1 | 0.3681 | 6134.9693 | 0 | GSLD | 20 | 1 | 1 | 1 | 1 | 1 | 1 | 1 | 1 | 1 | 1 | 1 | 1 | 368.0982 | 0 | 2803.5415 | 0 | 0 | 0 | 1 | 0 | 0 | 1
101 | Appliances | Cooking | Efficient Exhaust Hood | Retail | New | CrtNgsld101 | 1 | 0.3681 | 6134.9693 | 0 | GSLD | 20 | 1 | 1 | 1 | 1 | 1 | 1 | 1 | 1 | 1 | 1 | 1 | 1 | 368.0982 | 0 | 2803.5415 | 0 | 0 | 0 | 1 | 0 | 0 | 1
101 | Appliances | Cooking | Efficient Exhaust Hood | Schools K-12 | Existing | CscEgsld101 | 1 | 1.8136 | 16949.1525 | 0 | GSLD | 20 | 1 | 1 | 1 | 1 | 1 | 1 | 1 | 1 | 1 | 1 | 1 | 1 | 1016.9492 | 0 | 7745.3773 | 0 | 0 | 0 | 1 | 0 | 0 | 1
101 | Appliances | Cooking | Efficient Exhaust Hood | Schools K-12 | New | CscNgsld101 | 1 | 1.8136 | 16949.1525 | 0 | GSLD | 20 | 1 | 1 | 1 | 1 | 1 | 1 | 1 | 1 | 1 | 1 | 1 | 1 | 1016.9492 | 0 | 7745.3773 | 0 | 0 | 0 | 1 | 0 | 0 | 1
101 | Appliances | Cooking | Efficient Exhaust Hood | Warehouse | Existing | CwaEgsld101 | 1 | 1.8136 | 16949.1525 | 0 | GSLD | 20 | 1 | 1 | 1 | 1 | 1 | 1 | 1 | 1 | 1 | 1 | 1 | 1 | 1016.9492 | 0 | 7745.3773 | 0 | 0 | 0 | 1 | 0 | 0 | 1
101 | Appliances | Cooking | Efficient Exhaust Hood | Warehouse | New | CwaNgsld101 | 1 | 1.8136 | 16949.1525 | 0 | GSLD | 20 | 1 | 1 | 1 | 1 | 1 | 1 | 1 | 1 | 1 | 1 | 1 | 1 | 1016.9492 | 0 | 7745.3773 | 0 | 0 | 0 | 1 | 0 | 0 | 1
102 | Appliances | Cooking | Energy Star Combination Oven | Assembly | Turnover | CasTgsld102 | 1 | 0.3681 | 6134.9693 | 0 | GSLD | 12 | 0.57723 | 0.60437 | 0.83705 | 1.097 | 1.2026 | 1.2026 | 1.289 | 1.2891 | 1.2453 | 1.1192 | 0.77553 | 0.85362 | 368.0982 | 0 | 1522.1815 | 0 | 0 | 0 | 1 | 0 | 0 | 1.0077
102 | Appliances | Cooking | Energy Star Combination Oven | Assembly | New | CasNgsld102 | 1 | 0.3681 | 6134.9693 | 0 | GSLD | 12 | 0.57723 | 0.60437 | 0.83705 | 1.097 | 1.2026 | 1.2026 | 1.289 | 1.2891 | 1.2453 | 1.1192 | 0.77553 | 0.85362 | 368.0982 | 0 | 1522.1815 | 0 | 0 | 0 | 1 | 0 | 0 | 1.0077
102 | Appliances | Cooking | Energy Star Combination Oven | College and University | Turnover | CcoTgsld102 | 1 | 0.3681 | 6134.9693 | 0 | GSLD | 12 | 0.57723 | 0.60437 | 0.83705 | 1.097 | 1.2026 | 1.2026 | 1.289 | 1.2891 | 1.2453 | 1.1192 | 0.77553 | 0.85362 | 368.0982 | 0 | 1522.1815 | 0 | 0 | 0 | 1 | 0 | 0 | 1.0077
102 | Appliances | Cooking | Energy Star Combination Oven | College and University | New | CcoNgsld102 | 1 | 0.3681 | 6134.9693 | 0 | GSLD | 12 | 0.57723 | 0.60437 | 0.83705 | 1.097 | 1.2026 | 1.2026 | 1.289 | 1.2891 | 1.2453 | 1.1192 | 0.77553 | 0.85362 | 368.0982 | 0 | 1522.1815 | 0 | 0 | 0 | 1 | 0 | 0 | 1.0077
102 | Appliances | Cooking | Energy Star Combination Oven | Data Center | Turnover | CdaTgsld102 | 1 | 1.8136 | 16949.1525 | 0 | GSLD | 12 | 0.57723 | 0.60437 | 0.83705 | 1.097 | 1.2026 | 1.2026 | 1.289 | 1.2891 | 1.2453 | 1.1192 | 0.77553 | 0.85362 | 1016.9492 | 0 | 4205.3488 | 0 | 0 | 0 | 1 | 0 | 0 | 1.0077
102 | Appliances | Cooking | Energy Star Combination Oven | Data Center | New | CdaNgsld102 | 1 | 1.8136 | 16949.1525 | 0 | GSLD | 12 | 0.57723 | 0.60437 | 0.83705 | 1.097 | 1.2026 | 1.2026 | 1.289 | 1.2891 | 1.2453 | 1.1192 | 0.77553 | 0.85362 | 1016.9492 | 0 | 4205.3488 | 0 | 0 | 0 | 1 | 0 | 0 | 1.0077
102 | Appliances | Cooking | Energy Star Combination Oven | Grocery | Turnover | CgrTgsld102 | 1 | 0.3681 | 6134.9693 | 0 | GSLD | 12 | 0.57723 | 0.60437 | 0.83705 | 1.097 | 1.2026 | 1.2026 | 1.289 | 1.2891 | 1.2453 | 1.1192 | 0.77553 | 0.85362 | 368.0982 | 0 | 1522.1815 | 0 | 0 | 0 | 1 | 0 | 0 | 1.0077
102 | Appliances | Cooking | Energy Star Combination Oven | Grocery | New | CgrNgsld102 | 1 | 0.3681 | 6134.9693 | 0 | GSLD | 12 | 0.57723 | 0.60437 | 0.83705 | 1.097 | 1.2026 | 1.2026 | 1.289 | 1.2891 | 1.2453 | 1.1192 | 0.77553 | 0.85362 | 368.0982 | 0 | 1522.1815 | 0 | 0 | 0 | 1 | 0 | 0 | 1.0077
102 | Appliances | Cooking | Energy Star Combination Oven | Healthcare | Turnover | CheTgsld102 | 1 | 1.1186 | 8474.5763 | 0 | GSLD | 12 | 0.57723 | 0.60437 | 0.83705 | 1.097 | 1.2026 | 1.2026 | 1.289 | 1.2891 | 1.2453 | 1.1192 | 0.77553 | 0.85362 | 508.4746 | 0 | 2102.6744 | 0 | 0 | 0 | 1 | 0 | 0 | 1.0077
102 | Appliances | Cooking | Energy Star Combination Oven | Healthcare | New | CheNgsld102 | 1 | 1.1186 | 8474.5763 | 0 | GSLD | 12 | 0.57723 | 0.60437 | 0.83705 | 1.097 | 1.2026 | 1.2026 | 1.289 | 1.2891 | 1.2453 | 1.1192 | 0.77553 | 0.85362 | 508.4746 | 0 | 2102.6744 | 0 | 0 | 0 | 1 | 0 | 0 | 1.0077
102 | Appliances | Cooking | Energy Star Combination Oven | Hospitals | Turnover | ChoTgsld102 | 1 | 0.3681 | 6134.9693 | 0 | GSLD | 12 | 0.57723 | 0.60437 | 0.83705 | 1.097 | 1.2026 | 1.2026 | 1.289 | 1.2891 | 1.2453 | 1.1192 | 0.77553 | 0.85362 | 368.0982 | 0 | 1522.1815 | 0 | 0 | 0 | 1 | 0 | 0 | 1.0077
102 | Appliances | Cooking | Energy Star Combination Oven | Hospitals | New | ChoNgsld102 | 1 | 0.3681 | 6134.9693 | 0 | GSLD | 12 | 0.57723 | 0.60437 | 0.83705 | 1.097 | 1.2026 | 1.2026 | 1.289 | 1.2891 | 1.2453 | 1.1192 | 0.77553 | 0.85362 | 368.0982 | 0 | 1522.1815 | 0 | 0 | 0 | 1 | 0 | 0 | 1.0077
102 | Appliances | Cooking | Energy Star Combination Oven | Institutional | Turnover | CinTgsld102 | 1 | 1.8136 | 16949.1525 | 0 | GSLD | 12 | 0.57723 | 0.60437 | 0.83705 | 1.097 | 1.2026 | 1.2026 | 1.289 | 1.2891 | 1.2453 | 1.1192 | 0.77553 | 0.85362 | 1016.9492 | 0 | 4205.3488 | 0 | 0 | 0 | 1 | 0 | 0 | 1.0077
102 | Appliances | Cooking | Energy Star Combination Oven | Institutional | New | CinNgsld102 | 1 | 1.8136 | 16949.1525 | 0 | GSLD | 12 | 0.57723 | 0.60437 | 0.83705 | 1.097 | 1.2026 | 1.2026 | 1.289 | 1.2891 | 1.2453 | 1.1192 | 0.77553 | 0.85362 | 1016.9492 | 0 | 4205.3488 | 0 | 0 | 0 | 1 | 0 | 0 | 1.0077
102 | Appliances | Cooking | Energy Star Combination Oven | Lodging/Hospitality | Turnover | CloTgsld102 | 1 | 0.44505 | 5494.5055 | 0 | GSLD | 12 | 0.57723 | 0.60437 | 0.83705 | 1.097 | 1.2026 | 1.2026 | 1.289 | 1.2891 | 1.2453 | 1.1192 | 0.77553 | 0.85362 | 329.6703 | 0 | 1363.2724 | 0 | 0 | 0 | 1 | 0 | 0 | 1.0077
102 | Appliances | Cooking | Energy Star Combination Oven | Lodging/Hospitality | New | CloNgsld102 | 1 | 0.44505 | 5494.5055 | 0 | GSLD | 12 | 0.57723 | 0.60437 | 0.83705 | 1.097 | 1.2026 | 1.2026 | 1.289 | 1.2891 | 1.2453 | 1.1192 | 0.77553 | 0.85362 | 329.6703 | 0 | 1363.2724 | 0 | 0 | 0 | 1 | 0 | 0 | 1.0077
102 | Appliances | Cooking | Energy Star Combination Oven | Miscellaneous | Turnover | CmiTgsld102 | 1 | 1.8136 | 16949.1525 | 0 | GSLD | 12 | 0.57723 | 0.60437 | 0.83705 | 1.097 | 1.2026 | 1.2026 | 1.289 | 1.2891 | 1.2453 | 1.1192 | 0.77553 | 0.85362 | 1016.9492 | 0 | 4205.3488 | 0 | 0 | 0 | 1 | 0 | 0 | 1.0077
102 | Appliances | Cooking | Energy Star Combination Oven | Miscellaneous | New | CmiNgsld102 | 1 | 1.8136 | 16949.1525 | 0 | GSLD | 12 | 0.57723 | 0.60437 | 0.83705 | 1.097 | 1.2026 | 1.2026 | 1.289 | 1.2891 | 1.2453 | 1.1192 | 0.77553 | 0.85362 | 1016.9492 | 0 | 4205.3488 | 0 | 0 | 0 | 1 | 0 | 0 | 1.0077
102 | Appliances | Cooking | Energy Star Combination Oven | Offices | Turnover | CofTgsld102 | 1 | 1.8136 | 16949.1525 | 0 | GSLD | 12 | 0.57723 | 0.60437 | 0.83705 | 1.097 | 1.2026 | 1.2026 | 1.289 | 1.2891 | 1.2453 | 1.1192 | 0.77553 | 0.85362 | 1016.9492 | 0 | 4205.3488 | 0 | 0 | 0 | 1 | 0 | 0 | 1.0077
102 | Appliances | Cooking | Energy Star Combination Oven | Offices | New | CofNgsld102 | 1 | 1.8136 | 16949.1525 | 0 | GSLD | 12 | 0.57723 | 0.60437 | 0.83705 | 1.097 | 1.2026 | 1.2026 | 1.289 | 1.2891 | 1.2453 | 1.1192 | 0.77553 | 0.85362 | 1016.9492 | 0 | 4205.3488 | 0 | 0 | 0 | 1 | 0 | 0 | 1.0077
102 | Appliances | Cooking | Energy Star Combination Oven | Restaurants | Turnover | CreTgsld102 | 1 | 0.5288 | 5235.6021 | 0 | GSLD | 12 | 0.57723 | 0.60437 | 0.83705 | 1.097 | 1.2026 | 1.2026 | 1.289 | 1.2891 | 1.2453 | 1.1192 | 0.77553 | 0.85362 | 314.1361 | 0 | 1299.0344 | 0 | 0 | 0 | 1 | 0 | 0 | 1.0077
102 | Appliances | Cooking | Energy Star Combination Oven | Restaurants | New | CreNgsld102 | 1 | 0.5288 | 5235.6021 | 0 | GSLD | 12 | 0.57723 | 0.60437 | 0.83705 | 1.097 | 1.2026 | 1.2026 | 1.289 | 1.2891 | 1.2453 | 1.1192 | 0.77553 | 0.85362 | 314.1361 | 0 | 1299.0344 | 0 | 0 | 0 | 1 | 0 | 0 | 1.0077
102 | Appliances | Cooking | Energy Star Combination Oven | Retail | Turnover | CrtTgsld102 | 1 | 0.3681 | 6134.9693 | 0 | GSLD | 12 | 0.57723 | 0.60437 | 0.83705 | 1.097 | 1.2026 | 1.2026 | 1.289 | 1.2891 | 1.2453 | 1.1192 | 0.77553 | 0.85362 | 368.0982 | 0 | 1522.1815 | 0 | 0 | 0 | 1 | 0 | 0 | 1.0077
102 | Appliances | Cooking | Energy Star Combination Oven | Retail | New | CrtNgsld102 | 1 | 0.3681 | 6134.9693 | 0 | GSLD | 12 | 0.57723 | 0.60437 | 0.83705 | 1.097 | 1.2026 | 1.2026 | 1.289 | 1.2891 | 1.2453 | 1.1192 | 0.77553 | 0.85362 | 368.0982 | 0 | 1522.1815 | 0 | 0 | 0 | 1 | 0 | 0 | 1.0077
102 | Appliances | Cooking | Energy Star Combination Oven | Schools K-12 | Turnover | CscTgsld102 | 1 | 1.8136 | 16949.1525 | 0 | GSLD | 12 | 0.57723 | 0.60437 | 0.83705 | 1.097 | 1.2026 | 1.2026 | 1.289 | 1.2891 | 1.2453 | 1.1192 | 0.77553 | 0.85362 | 1016.9492 | 0 | 4205.3488 | 0 | 0 | 0 | 1 | 0 | 0 | 1.0077
102 | Appliances | Cooking | Energy Star Combination Oven | Schools K-12 | New | CscNgsld102 | 1 | 1.8136 | 16949.1525 | 0 | GSLD | 12 | 0.57723 | 0.60437 | 0.83705 | 1.097 | 1.2026 | 1.2026 | 1.289 | 1.2891 | 1.2453 | 1.1192 | 0.77553 | 0.85362 | 1016.9492 | 0 | 4205.3488 | 0 | 0 | 0 | 1 | 0 | 0 | 1.0077
102 | Appliances | Cooking | Energy Star Combination Oven | Warehouse | Turnover | CwaTgsld102 | 1 | 1.8136 | 16949.1525 | 0 | GSLD | 12 | 0.57723 | 0.60437 | 0.83705 | 1.097 | 1.2026 | 1.2026 | 1.289 | 1.2891 | 1.2453 | 1.1192 | 0.77553 | 0.85362 | 1016.9492 | 0 | 4205.3488 | 0 | 0 | 0 | 1 | 0 | 0 | 1.0077
102 | Appliances | Cooking | Energy Star Combination Oven | Warehouse | New | CwaNgsld102 | 1 | 1.8136 | 16949.1525 | 0 | GSLD | 12 | 0.57723 | 0.60437 | 0.83705 | 1.097 | 1.2026 | 1.2026 | 1.289 | 1.2891 | 1.2453 | 1.1192 | 0.77553 | 0.85362 | 1016.9492 | 0 | 4205.3488 | 0 | 0 | 0 | 1 | 0 | 0 | 1.0077
103 | Appliances | Cooking | Energy Star Commercial Dishwasher | Assembly | Turnover | CasTgsld103 | 1 | 1.523 | 8042.7229 | 0 | GSLD | 13 | 0.57723 | 0.60437 | 0.83705 | 1.097 | 1.2026 | 1.2026 | 1.289 | 1.2891 | 1.2453 | 1.1192 | 0.77553 | 0.85362 | 482.5634 | 0 | 745.5905 | 0 | 0 | 0 | 1 | 0 | 0 | 1.0077
103 | Appliances | Cooking | Energy Star Commercial Dishwasher | Assembly | New | CasNgsld103 | 1 | 1.523 | 8042.7229 | 0 | GSLD | 13 | 0.57723 | 0.60437 | 0.83705 | 1.097 | 1.2026 | 1.2026 | 1.289 | 1.2891 | 1.2453 | 1.1192 | 0.77553 | 0.85362 | 482.5634 | 0 | 745.5905 | 0 | 0 | 0 | 1 | 0 | 0 | 1.0077
103 | Appliances | Cooking | Energy Star Commercial Dishwasher | College and University | Turnover | CcoTgsld103 | 1 | 1.2145 | 10905.4227 | 0 | GSLD | 13 | 0.57723 | 0.60437 | 0.83705 | 1.097 | 1.2026 | 1.2026 | 1.289 | 1.2891 | 1.2453 | 1.1192 | 0.77553 | 0.85362 | 654.3254 | 0 | 1010.9734 | 0 | 0 | 0 | 1 | 0 | 0 | 1.0077
103 | Appliances | Cooking | Energy Star Commercial Dishwasher | College and University | New | CcoNgsld103 | 1 | 1.2145 | 10905.4227 | 0 | GSLD | 13 | 0.57723 | 0.60437 | 0.83705 | 1.097 | 1.2026 | 1.2026 | 1.289 | 1.2891 | 1.2453 | 1.1192 | 0.77553 | 0.85362 | 654.3254 | 0 | 1010.9734 | 0 | 0 | 0 | 1 | 0 | 0 | 1.0077
103 | Appliances | Cooking | Energy Star Commercial Dishwasher | Data Center | Turnover | CdaTgsld103 | 1 | 1.2145 | 10905.4227 | 0 | GSLD | 13 | 0.57723 | 0.60437 | 0.83705 | 1.097 | 1.2026 | 1.2026 | 1.289 | 1.2891 | 1.2453 | 1.1192 | 0.77553 | 0.85362 | 654.3254 | 0 | 1010.9734 | 0 | 0 | 0 | 1 | 0 | 0 | 1.0077
103 | Appliances | Cooking | Energy Star Commercial Dishwasher | Data Center | New | CdaNgsld103 | 1 | 1.2145 | 10905.4227 | 0 | GSLD | 13 | 0.57723 | 0.60437 | 0.83705 | 1.097 | 1.2026 | 1.2026 | 1.289 | 1.2891 | 1.2453 | 1.1192 | 0.77553 | 0.85362 | 654.3254 | 0 | 1010.9734 | 0 | 0 | 0 | 1 | 0 | 0 | 1.0077
103 | Appliances | Cooking | Energy Star Commercial Dishwasher | Grocery | Turnover | CgrTgsld103 | 1 | 1.523 | 8042.7229 | 0 | GSLD | 13 | 0.57723 | 0.60437 | 0.83705 | 1.097 | 1.2026 | 1.2026 | 1.289 | 1.2891 | 1.2453 | 1.1192 | 0.77553 | 0.85362 | 482.5634 | 0 | 745.5905 | 0 | 0 | 0 | 1 | 0 | 0 | 1.0077
103 | Appliances | Cooking | Energy Star Commercial Dishwasher | Grocery | New | CgrNgsld103 | 1 | 1.523 | 8042.7229 | 0 | GSLD | 13 | 0.57723 | 0.60437 | 0.83705 | 1.097 | 1.2026 | 1.2026 | 1.289 | 1.2891 | 1.2453 | 1.1192 | 0.77553 | 0.85362 | 482.5634 | 0 | 745.5905 | 0 | 0 | 0 | 1 | 0 | 0 | 1.0077
103 | Appliances | Cooking | Energy Star Commercial Dishwasher | Healthcare | Turnover | CheTgsld103 | 1 | 1.2145 | 10905.4227 | 0 | GSLD | 13 | 0.57723 | 0.60437 | 0.83705 | 1.097 | 1.2026 | 1.2026 | 1.289 | 1.2891 | 1.2453 | 1.1192 | 0.77553 | 0.85362 | 654.3254 | 0 | 1010.9734 | 0 | 0 | 0 | 1 | 0 | 0 | 1.0077
103 | Appliances | Cooking | Energy Star Commercial Dishwasher | Healthcare | New | CheNgsld103 | 1 | 1.2145 | 10905.4227 | 0 | GSLD | 13 | 0.57723 | 0.60437 | 0.83705 | 1.097 | 1.2026 | 1.2026 | 1.289 | 1.2891 | 1.2453 | 1.1192 | 0.77553 | 0.85362 | 654.3254 | 0 | 1010.9734 | 0 | 0 | 0 | 1 | 0 | 0 | 1.0077
103 | Appliances | Cooking | Energy Star Commercial Dishwasher | Hospitals | Turnover | ChoTgsld103 | 1 | 1.2145 | 10905.4227 | 0 | GSLD | 13 | 0.57723 | 0.60437 | 0.83705 | 1.097 | 1.2026 | 1.2026 | 1.289 | 1.2891 | 1.2453 | 1.1192 | 0.77553 | 0.85362 | 654.3254 | 0 | 1010.9734 | 0 | 0 | 0 | 1 | 0 | 0 | 1.0077
103 | Appliances | Cooking | Energy Star Commercial Dishwasher | Hospitals | New | ChoNgsld103 | 1 | 1.2145 | 10905.4227 | 0 | GSLD | 13 | 0.57723 | 0.60437 | 0.83705 | 1.097 | 1.2026 | 1.2026 | 1.289 | 1.2891 | 1.2453 | 1.1192 | 0.77553 | 0.85362 | 654.3254 | 0 | 1010.9734 | 0 | 0 | 0 | 1 | 0 | 0 | 1.0077
103 | Appliances | Cooking | Energy Star Commercial Dishwasher | Institutional | Turnover | CinTgsld103 | 1 | 1.2145 | 10905.4227 | 0 | GSLD | 13 | 0.57723 | 0.60437 | 0.83705 | 1.097 | 1.2026 | 1.2026 | 1.289 | 1.2891 | 1.2453 | 1.1192 | 0.77553 | 0.85362 | 654.3254 | 0 | 1010.9734 | 0 | 0 | 0 | 1 | 0 | 0 | 1.0077
103 | Appliances | Cooking | Energy Star Commercial Dishwasher | Institutional | New | CinNgsld103 | 1 | 1.2145 | 10905.4227 | 0 | GSLD | 13 | 0.57723 | 0.60437 | 0.83705 | 1.097 | 1.2026 | 1.2026 | 1.289 | 1.2891 | 1.2453 | 1.1192 | 0.77553 | 0.85362 | 654.3254 | 0 | 1010.9734 | 0 | 0 | 0 | 1 | 0 | 0 | 1.0077
103 | Appliances | Cooking | Energy Star Commercial Dishwasher | Lodging/Hospitality | Turnover | CloTgsld103 | 1 | 4.0096 | 25413.8002 | 0 | GSLD | 13 | 0.57723 | 0.60437 | 0.83705 | 1.097 | 1.2026 | 1.2026 | 1.289 | 1.2891 | 1.2453 | 1.1192 | 0.77553 | 0.85362 | 1524.828 | 0 | 2355.9542 | 0 | 0 | 0 | 1 | 0 | 0 | 1.0077
103 | Appliances | Cooking | Energy Star Commercial Dishwasher | Lodging/Hospitality | New | CloNgsld103 | 1 | 4.0096 | 25413.8002 | 0 | GSLD | 13 | 0.57723 | 0.60437 | 0.83705 | 1.097 | 1.2026 | 1.2026 | 1.289 | 1.2891 | 1.2453 | 1.1192 | 0.77553 | 0.85362 | 1524.828 | 0 | 2355.9542 | 0 | 0 | 0 | 1 | 0 | 0 | 1.0077
103 | Appliances | Cooking | Energy Star Commercial Dishwasher | Miscellaneous | Turnover | CmiTgsld103 | 1 | 1.523 | 8042.7229 | 0 | GSLD | 13 | 0.57723 | 0.60437 | 0.83705 | 1.097 | 1.2026 | 1.2026 | 1.289 | 1.2891 | 1.2453 | 1.1192 | 0.77553 | 0.85362 | 482.5634 | 0 | 745.5905 | 0 | 0 | 0 | 1 | 0 | 0 | 1.0077
103 | Appliances | Cooking | Energy Star Commercial Dishwasher | Miscellaneous | New | CmiNgsld103 | 1 | 1.523 | 8042.7229 | 0 | GSLD | 13 | 0.57723 | 0.60437 | 0.83705 | 1.097 | 1.2026 | 1.2026 | 1.289 | 1.2891 | 1.2453 | 1.1192 | 0.77553 | 0.85362 | 482.5634 | 0 | 745.5905 | 0 | 0 | 0 | 1 | 0 | 0 | 1.0077
103 | Appliances | Cooking | Energy Star Commercial Dishwasher | Offices | Turnover | CofTgsld103 | 1 | 1.523 | 8042.7229 | 0 | GSLD | 13 | 0.57723 | 0.60437 | 0.83705 | 1.097 | 1.2026 | 1.2026 | 1.289 | 1.2891 | 1.2453 | 1.1192 | 0.77553 | 0.85362 | 482.5634 | 0 | 745.5905 | 0 | 0 | 0 | 1 | 0 | 0 | 1.0077
103 | Appliances | Cooking | Energy Star Commercial Dishwasher | Offices | New | CofNgsld103 | 1 | 1.523 | 8042.7229 | 0 | GSLD | 13 | 0.57723 | 0.60437 | 0.83705 | 1.097 | 1.2026 | 1.2026 | 1.289 | 1.2891 | 1.2453 | 1.1192 | 0.77553 | 0.85362 | 482.5634 | 0 | 745.5905 | 0 | 0 | 0 | 1 | 0 | 0 | 1.0077
103 | Appliances | Cooking | Energy Star Commercial Dishwasher | Restaurants | Turnover | CreTgsld103 | 1 | 1.523 | 8042.7229 | 0 | GSLD | 13 | 0.57723 | 0.60437 | 0.83705 | 1.097 | 1.2026 | 1.2026 | 1.289 | 1.2891 | 1.2453 | 1.1192 | 0.77553 | 0.85362 | 482.5634 | 0 | 745.5905 | 0 | 0 | 0 | 1 | 0 | 0 | 1.0077
103 | Appliances | Cooking | Energy Star Commercial Dishwasher | Restaurants | New | CreNgsld103 | 1 | 1.523 | 8042.7229 | 0 | GSLD | 13 | 0.57723 | 0.60437 | 0.83705 | 1.097 | 1.2026 | 1.2026 | 1.289 | 1.2891 | 1.2453 | 1.1192 | 0.77553 | 0.85362 | 482.5634 | 0 | 745.5905 | 0 | 0 | 0 | 1 | 0 | 0 | 1.0077
103 | Appliances | Cooking | Energy Star Commercial Dishwasher | Retail | Turnover | CrtTgsld103 | 1 | 1.523 | 8042.7229 | 0 | GSLD | 13 | 0.57723 | 0.60437 | 0.83705 | 1.097 | 1.2026 | 1.2026 | 1.289 | 1.2891 | 1.2453 | 1.1192 | 0.77553 | 0.85362 | 482.5634 | 0 | 745.5905 | 0 | 0 | 0 | 1 | 0 | 0 | 1.0077
103 | Appliances | Cooking | Energy Star Commercial Dishwasher | Retail | New | CrtNgsld103 | 1 | 1.523 | 8042.7229 | 0 | GSLD | 13 | 0.57723 | 0.60437 | 0.83705 | 1.097 | 1.2026 | 1.2026 | 1.289 | 1.2891 | 1.2453 | 1.1192 | 0.77553 | 0.85362 | 482.5634 | 0 | 745.5905 | 0 | 0 | 0 | 1 | 0 | 0 | 1.0077
103 | Appliances | Cooking | Energy Star Commercial Dishwasher | Schools K-12 | Turnover | CscTgsld103 | 1 | 1.523 | 8042.7229 | 0 | GSLD | 13 | 0.57723 | 0.60437 | 0.83705 | 1.097 | 1.2026 | 1.2026 | 1.289 | 1.2891 | 1.2453 | 1.1192 | 0.77553 | 0.85362 | 482.5634 | 0 | 745.5905 | 0 | 0 | 0 | 1 | 0 | 0 | 1.0077
103 | Appliances | Cooking | Energy Star Commercial Dishwasher | Schools K-12 | New | CscNgsld103 | 1 | 1.523 | 8042.7229 | 0 | GSLD | 13 | 0.57723 | 0.60437 | 0.83705 | 1.097 | 1.2026 | 1.2026 | 1.289 | 1.2891 | 1.2453 | 1.1192 | 0.77553 | 0.85362 | 482.5634 | 0 | 745.5905 | 0 | 0 | 0 | 1 | 0 | 0 | 1.0077
103 | Appliances | Cooking | Energy Star Commercial Dishwasher | Warehouse | Turnover | CwaTgsld103 | 1 | 1.523 | 8042.7229 | 0 | GSLD | 13 | 0.57723 | 0.60437 | 0.83705 | 1.097 | 1.2026 | 1.2026 | 1.289 | 1.2891 | 1.2453 | 1.1192 | 0.77553 | 0.85362 | 482.5634 | 0 | 745.5905 | 0 | 0 | 0 | 1 | 0 | 0 | 1.0077
103 | Appliances | Cooking | Energy Star Commercial Dishwasher | Warehouse | New | CwaNgsld103 | 1 | 1.523 | 8042.7229 | 0 | GSLD | 13 | 0.57723 | 0.60437 | 0.83705 | 1.097 | 1.2026 | 1.2026 | 1.289 | 1.2891 | 1.2453 | 1.1192 | 0.77553 | 0.85362 | 482.5634 | 0 | 745.5905 | 0 | 0 | 0 | 1 | 0 | 0 | 1.0077
104 | Appliances | Cooking | Energy Star convection oven | Assembly | Turnover | CasTgsld104 | 1 | 0.3681 | 6134.9693 | 0 | GSLD | 17 | 0.57723 | 0.60437 | 0.83705 | 1.097 | 1.2026 | 1.2026 | 1.289 | 1.2891 | 1.2453 | 1.1192 | 0.77553 | 0.85362 | 368.0982 | 0 | 1999.7086 | 0 | 0 | 0 | 1 | 0 | 0 | 1.0077
104 | Appliances | Cooking | Energy Star convection oven | Assembly | New | CasNgsld104 | 1 | 0.3681 | 6134.9693 | 0 | GSLD | 17 | 0.57723 | 0.60437 | 0.83705 | 1.097 | 1.2026 | 1.2026 | 1.289 | 1.2891 | 1.2453 | 1.1192 | 0.77553 | 0.85362 | 368.0982 | 0 | 1999.7086 | 0 | 0 | 0 | 1 | 0 | 0 | 1.0077
104 | Appliances | Cooking | Energy Star convection oven | College and University | Turnover | CcoTgsld104 | 1 | 0.3681 | 6134.9693 | 0 | GSLD | 17 | 0.57723 | 0.60437 | 0.83705 | 1.097 | 1.2026 | 1.2026 | 1.289 | 1.2891 | 1.2453 | 1.1192 | 0.77553 | 0.85362 | 368.0982 | 0 | 1999.7086 | 0 | 0 | 0 | 1 | 0 | 0 | 1.0077
104 | Appliances | Cooking | Energy Star convection oven | College and University | New | CcoNgsld104 | 1 | 0.3681 | 6134.9693 | 0 | GSLD | 17 | 0.57723 | 0.60437 | 0.83705 | 1.097 | 1.2026 | 1.2026 | 1.289 | 1.2891 | 1.2453 | 1.1192 | 0.77553 | 0.85362 | 368.0982 | 0 | 1999.7086 | 0 | 0 | 0 | 1 | 0 | 0 | 1.0077
104 | Appliances | Cooking | Energy Star convection oven | Data Center | Turnover | CdaTgsld104 | 1 | 1.8136 | 16949.1525 | 0 | GSLD | 17 | 0.57723 | 0.60437 | 0.83705 | 1.097 | 1.2026 | 1.2026 | 1.289 | 1.2891 | 1.2453 | 1.1192 | 0.77553 | 0.85362 | 1016.9492 | 0 | 5524.6187 | 0 | 0 | 0 | 1 | 0 | 0 | 1.0077
104 | Appliances | Cooking | Energy Star convection oven | Data Center | New | CdaNgsld104 | 1 | 1.8136 | 16949.1525 | 0 | GSLD | 17 | 0.57723 | 0.60437 | 0.83705 | 1.097 | 1.2026 | 1.2026 | 1.289 | 1.2891 | 1.2453 | 1.1192 | 0.77553 | 0.85362 | 1016.9492 | 0 | 5524.6187 | 0 | 0 | 0 | 1 | 0 | 0 | 1.0077
104 | Appliances | Cooking | Energy Star convection oven | Grocery | Turnover | CgrTgsld104 | 1 | 0.3681 | 6134.9693 | 0 | GSLD | 17 | 0.57723 | 0.60437 | 0.83705 | 1.097 | 1.2026 | 1.2026 | 1.289 | 1.2891 | 1.2453 | 1.1192 | 0.77553 | 0.85362 | 368.0982 | 0 | 1999.7086 | 0 | 0 | 0 | 1 | 0 | 0 | 1.0077
104 | Appliances | Cooking | Energy Star convection oven | Grocery | New | CgrNgsld104 | 1 | 0.3681 | 6134.9693 | 0 | GSLD | 17 | 0.57723 | 0.60437 | 0.83705 | 1.097 | 1.2026 | 1.2026 | 1.289 | 1.2891 | 1.2453 | 1.1192 | 0.77553 | 0.85362 | 368.0982 | 0 | 1999.7086 | 0 | 0 | 0 | 1 | 0 | 0 | 1.0077
104 | Appliances | Cooking | Energy Star convection oven | Healthcare | Turnover | CheTgsld104 | 1 | 1.1186 | 8474.5763 | 0 | GSLD | 17 | 0.57723 | 0.60437 | 0.83705 | 1.097 | 1.2026 | 1.2026 | 1.289 | 1.2891 | 1.2453 | 1.1192 | 0.77553 | 0.85362 | 508.4746 | 0 | 2762.3094 | 0 | 0 | 0 | 1 | 0 | 0 | 1.0077
104 | Appliances | Cooking | Energy Star convection oven | Healthcare | New | CheNgsld104 | 1 | 1.1186 | 8474.5763 | 0 | GSLD | 17 | 0.57723 | 0.60437 | 0.83705 | 1.097 | 1.2026 | 1.2026 | 1.289 | 1.2891 | 1.2453 | 1.1192 | 0.77553 | 0.85362 | 508.4746 | 0 | 2762.3094 | 0 | 0 | 0 | 1 | 0 | 0 | 1.0077
104 | Appliances | Cooking | Energy Star convection oven | Hospitals | Turnover | ChoTgsld104 | 1 | 0.3681 | 6134.9693 | 0 | GSLD | 17 | 0.57723 | 0.60437 | 0.83705 | 1.097 | 1.2026 | 1.2026 | 1.289 | 1.2891 | 1.2453 | 1.1192 | 0.77553 | 0.85362 | 368.0982 | 0 | 1999.7086 | 0 | 0 | 0 | 1 | 0 | 0 | 1.0077
104 | Appliances | Cooking | Energy Star convection oven | Hospitals | New | ChoNgsld104 | 1 | 0.3681 | 6134.9693 | 0 | GSLD | 17 | 0.57723 | 0.60437 | 0.83705 | 1.097 | 1.2026 | 1.2026 | 1.289 | 1.2891 | 1.2453 | 1.1192 | 0.77553 | 0.85362 | 368.0982 | 0 | 1999.7086 | 0 | 0 | 0 | 1 | 0 | 0 | 1.0077
104 | Appliances | Cooking | Energy Star convection oven | Institutional | Turnover | CinTgsld104 | 1 | 1.8136 | 16949.1525 | 0 | GSLD | 17 | 0.57723 | 0.60437 | 0.83705 | 1.097 | 1.2026 | 1.2026 | 1.289 | 1.2891 | 1.2453 | 1.1192 | 0.77553 | 0.85362 | 1016.9492 | 0 | 5524.6187 | 0 | 0 | 0 | 1 | 0 | 0 | 1.0077
104 | Appliances | Cooking | Energy Star convection oven | Institutional | New | CinNgsld104 | 1 | 1.8136 | 16949.1525 | 0 | GSLD | 17 | 0.57723 | 0.60437 | 0.83705 | 1.097 | 1.2026 | 1.2026 | 1.289 | 1.2891 | 1.2453 | 1.1192 | 0.77553 | 0.85362 | 1016.9492 | 0 | 5524.6187 | 0 | 0 | 0 | 1 | 0 | 0 | 1.0077
104 | Appliances | Cooking | Energy Star convection oven | Lodging/Hospitality | Turnover | CloTgsld104 | 1 | 0.44505 | 5494.5055 | 0 | GSLD | 17 | 0.57723 | 0.60437 | 0.83705 | 1.097 | 1.2026 | 1.2026 | 1.289 | 1.2891 | 1.2453 | 1.1192 | 0.77553 | 0.85362 | 329.6703 | 0 | 1790.9478 | 0 | 0 | 0 | 1 | 0 | 0 | 1.0077
104 | Appliances | Cooking | Energy Star convection oven | Lodging/Hospitality | New | CloNgsld104 | 1 | 0.44505 | 5494.5055 | 0 | GSLD | 17 | 0.57723 | 0.60437 | 0.83705 | 1.097 | 1.2026 | 1.2026 | 1.289 | 1.2891 | 1.2453 | 1.1192 | 0.77553 | 0.85362 | 329.6703 | 0 | 1790.9478 | 0 | 0 | 0 | 1 | 0 | 0 | 1.0077
104 | Appliances | Cooking | Energy Star convection oven | Miscellaneous | Turnover | CmiTgsld104 | 1 | 1.8136 | 16949.1525 | 0 | GSLD | 17 | 0.57723 | 0.60437 | 0.83705 | 1.097 | 1.2026 | 1.2026 | 1.289 | 1.2891 | 1.2453 | 1.1192 | 0.77553 | 0.85362 | 1016.9492 | 0 | 5524.6187 | 0 | 0 | 0 | 1 | 0 | 0 | 1.0077
104 | Appliances | Cooking | Energy Star convection oven | Miscellaneous | New | CmiNgsld104 | 1 | 1.8136 | 16949.1525 | 0 | GSLD | 17 | 0.57723 | 0.60437 | 0.83705 | 1.097 | 1.2026 | 1.2026 | 1.289 | 1.2891 | 1.2453 | 1.1192 | 0.77553 | 0.85362 | 1016.9492 | 0 | 5524.6187 | 0 | 0 | 0 | 1 | 0 | 0 | 1.0077
104 | Appliances | Cooking | Energy Star convection oven | Offices | Turnover | CofTgsld104 | 1 | 1.8136 | 16949.1525 | 0 | GSLD | 17 | 0.57723 | 0.60437 | 0.83705 | 1.097 | 1.2026 | 1.2026 | 1.289 | 1.2891 | 1.2453 | 1.1192 | 0.77553 | 0.85362 | 1016.9492 | 0 | 5524.6187 | 0 | 0 | 0 | 1 | 0 | 0 | 1.0077
104 | Appliances | Cooking | Energy Star convection oven | Offices | New | CofNgsld104 | 1 | 1.8136 | 16949.1525 | 0 | GSLD | 17 | 0.57723 | 0.60437 | 0.83705 | 1.097 | 1.2026 | 1.2026 | 1.289 | 1.2891 | 1.2453 | 1.1192 | 0.77553 | 0.85362 | 1016.9492 | 0 | 5524.6187 | 0 | 0 | 0 | 1 | 0 | 0 | 1.0077
104 | Appliances | Cooking | Energy Star convection oven | Restaurants | Turnover | CreTgsld104 | 1 | 0.5288 | 5235.6021 | 0 | GSLD | 17 | 0.57723 | 0.60437 | 0.83705 | 1.097 | 1.2026 | 1.2026 | 1.289 | 1.2891 | 1.2453 | 1.1192 | 0.77553 | 0.85362 | 314.1361 | 0 | 1706.5576 | 0 | 0 | 0 | 1 | 0 | 0 | 1.0077
104 | Appliances | Cooking | Energy Star convection oven | Restaurants | New | CreNgsld104 | 1 | 0.5288 | 5235.6021 | 0 | GSLD | 17 | 0.57723 | 0.60437 | 0.83705 | 1.097 | 1.2026 | 1.2026 | 1.289 | 1.2891 | 1.2453 | 1.1192 | 0.77553 | 0.85362 | 314.1361 | 0 | 1706.5576 | 0 | 0 | 0 | 1 | 0 | 0 | 1.0077
104 | Appliances | Cooking | Energy Star convection oven | Retail | Turnover | CrtTgsld104 | 1 | 0.3681 | 6134.9693 | 0 | GSLD | 17 | 0.57723 | 0.60437 | 0.83705 | 1.097 | 1.2026 | 1.2026 | 1.289 | 1.2891 | 1.2453 | 1.1192 | 0.77553 | 0.85362 | 368.0982 | 0 | 1999.7086 | 0 | 0 | 0 | 1 | 0 | 0 | 1.0077
104 | Appliances | Cooking | Energy Star convection oven | Retail | New | CrtNgsld104 | 1 | 0.3681 | 6134.9693 | 0 | GSLD | 17 | 0.57723 | 0.60437 | 0.83705 | 1.097 | 1.2026 | 1.2026 | 1.289 | 1.2891 | 1.2453 | 1.1192 | 0.77553 | 0.85362 | 368.0982 | 0 | 1999.7086 | 0 | 0 | 0 | 1 | 0 | 0 | 1.0077
104 | Appliances | Cooking | Energy Star convection oven | Schools K-12 | Turnover | CscTgsld104 | 1 | 1.8136 | 16949.1525 | 0 | GSLD | 17 | 0.57723 | 0.60437 | 0.83705 | 1.097 | 1.2026 | 1.2026 | 1.289 | 1.2891 | 1.2453 | 1.1192 | 0.77553 | 0.85362 | 1016.9492 | 0 | 5524.6187 | 0 | 0 | 0 | 1 | 0 | 0 | 1.0077
104 | Appliances | Cooking | Energy Star convection oven | Schools K-12 | New | CscNgsld104 | 1 | 1.8136 | 16949.1525 | 0 | GSLD | 17 | 0.57723 | 0.60437 | 0.83705 | 1.097 | 1.2026 | 1.2026 | 1.289 | 1.2891 | 1.2453 | 1.1192 | 0.77553 | 0.85362 | 1016.9492 | 0 | 5524.6187 | 0 | 0 | 0 | 1 | 0 | 0 | 1.0077
104 | Appliances | Cooking | Energy Star convection oven | Warehouse | Turnover | CwaTgsld104 | 1 | 1.8136 | 16949.1525 | 0 | GSLD | 17 | 0.57723 | 0.60437 | 0.83705 | 1.097 | 1.2026 | 1.2026 | 1.289 | 1.2891 | 1.2453 | 1.1192 | 0.77553 | 0.85362 | 1016.9492 | 0 | 5524.6187 | 0 | 0 | 0 | 1 | 0 | 0 | 1.0077
104 | Appliances | Cooking | Energy Star convection oven | Warehouse | New | CwaNgsld104 | 1 | 1.8136 | 16949.1525 | 0 | GSLD | 17 | 0.57723 | 0.60437 | 0.83705 | 1.097 | 1.2026 | 1.2026 | 1.289 | 1.2891 | 1.2453 | 1.1192 | 0.77553 | 0.85362 | 1016.9492 | 0 | 5524.6187 | 0 | 0 | 0 | 1 | 0 | 0 | 1.0077
105 | Appliances | Cooking | Energy Star Fryer | Assembly | Turnover | CasTgsld105 | 1 | 0.3681 | 6134.9693 | 0 | GSLD | 12 | 1.0063 | 0.98564 | 1.0265 | 1.0441 | 1.0994 | 1.0901 | 1.0679 | 1.0965 | 1.0642 | 1.0547 | 1.0277 | 1.0297 | 368.0982 | 0 | 9954.0039 | 0 | 0 | 0 | 1 | 0 | 0 | 1.0494
105 | Appliances | Cooking | Energy Star Fryer | Assembly | New | CasNgsld105 | 1 | 0.3681 | 6134.9693 | 0 | GSLD | 12 | 1.0063 | 0.98564 | 1.0265 | 1.0441 | 1.0994 | 1.0901 | 1.0679 | 1.0965 | 1.0642 | 1.0547 | 1.0277 | 1.0297 | 368.0982 | 0 | 9954.0039 | 0 | 0 | 0 | 1 | 0 | 0 | 1.0494
105 | Appliances | Cooking | Energy Star Fryer | College and University | Turnover | CcoTgsld105 | 1 | 0.3681 | 6134.9693 | 0 | GSLD | 12 | 1.0063 | 0.98564 | 1.0265 | 1.0441 | 1.0994 | 1.0901 | 1.0679 | 1.0965 | 1.0642 | 1.0547 | 1.0277 | 1.0297 | 368.0982 | 0 | 9954.0039 | 0 | 0 | 0 | 1 | 0 | 0 | 1.0494
105 | Appliances | Cooking | Energy Star Fryer | College and University | New | CcoNgsld105 | 1 | 0.3681 | 6134.9693 | 0 | GSLD | 12 | 1.0063 | 0.98564 | 1.0265 | 1.0441 | 1.0994 | 1.0901 | 1.0679 | 1.0965 | 1.0642 | 1.0547 | 1.0277 | 1.0297 | 368.0982 | 0 | 9954.0039 | 0 | 0 | 0 | 1 | 0 | 0 | 1.0494
105 | Appliances | Cooking | Energy Star Fryer | Data Center | Turnover | CdaTgsld105 | 1 | 1.8136 | 16949.1525 | 0 | GSLD | 12 | 1.0063 | 0.98564 | 1.0265 | 1.0441 | 1.0994 | 1.0901 | 1.0679 | 1.0965 | 1.0642 | 1.0547 | 1.0277 | 1.0297 | 1016.9492 | 0 | 27500.0446 | 0 | 0 | 0 | 1 | 0 | 0 | 1.0494
105 | Appliances | Cooking | Energy Star Fryer | Data Center | New | CdaNgsld105 | 1 | 1.8136 | 16949.1525 | 0 | GSLD | 12 | 1.0063 | 0.98564 | 1.0265 | 1.0441 | 1.0994 | 1.0901 | 1.0679 | 1.0965 | 1.0642 | 1.0547 | 1.0277 | 1.0297 | 1016.9492 | 0 | 27500.0446 | 0 | 0 | 0 | 1 | 0 | 0 | 1.0494
105 | Appliances | Cooking | Energy Star Fryer | Grocery | Turnover | CgrTgsld105 | 1 | 0.3681 | 6134.9693 | 0 | GSLD | 12 | 1.0063 | 0.98564 | 1.0265 | 1.0441 | 1.0994 | 1.0901 | 1.0679 | 1.0965 | 1.0642 | 1.0547 | 1.0277 | 1.0297 | 368.0982 | 0 | 9954.0039 | 0 | 0 | 0 | 1 | 0 | 0 | 1.0494
105 | Appliances | Cooking | Energy Star Fryer | Grocery | New | CgrNgsld105 | 1 | 0.3681 | 6134.9693 | 0 | GSLD | 12 | 1.0063 | 0.98564 | 1.0265 | 1.0441 | 1.0994 | 1.0901 | 1.0679 | 1.0965 | 1.0642 | 1.0547 | 1.0277 | 1.0297 | 368.0982 | 0 | 9954.0039 | 0 | 0 | 0 | 1 | 0 | 0 | 1.0494
105 | Appliances | Cooking | Energy Star Fryer | Healthcare | Turnover | CheTgsld105 | 1 | 1.1186 | 8474.5763 | 0 | GSLD | 12 | 1.0063 | 0.98564 | 1.0265 | 1.0441 | 1.0994 | 1.0901 | 1.0679 | 1.0965 | 1.0642 | 1.0547 | 1.0277 | 1.0297 | 508.4746 | 0 | 13750.0223 | 0 | 0 | 0 | 1 | 0 | 0 | 1.0494
105 | Appliances | Cooking | Energy Star Fryer | Healthcare | New | CheNgsld105 | 1 | 1.1186 | 8474.5763 | 0 | GSLD | 12 | 1.0063 | 0.98564 | 1.0265 | 1.0441 | 1.0994 | 1.0901 | 1.0679 | 1.0965 | 1.0642 | 1.0547 | 1.0277 | 1.0297 | 508.4746 | 0 | 13750.0223 | 0 | 0 | 0 | 1 | 0 | 0 | 1.0494
105 | Appliances | Cooking | Energy Star Fryer | Hospitals | Turnover | ChoTgsld105 | 1 | 0.3681 | 6134.9693 | 0 | GSLD | 12 | 1.0063 | 0.98564 | 1.0265 | 1.0441 | 1.0994 | 1.0901 | 1.0679 | 1.0965 | 1.0642 | 1.0547 | 1.0277 | 1.0297 | 368.0982 | 0 | 9954.0039 | 0 | 0 | 0 | 1 | 0 | 0 | 1.0494
105 | Appliances | Cooking | Energy Star Fryer | Hospitals | New | ChoNgsld105 | 1 | 0.3681 | 6134.9693 | 0 | GSLD | 12 | 1.0063 | 0.98564 | 1.0265 | 1.0441 | 1.0994 | 1.0901 | 1.0679 | 1.0965 | 1.0642 | 1.0547 | 1.0277 | 1.0297 | 368.0982 | 0 | 9954.0039 | 0 | 0 | 0 | 1 | 0 | 0 | 1.0494
105 | Appliances | Cooking | Energy Star Fryer | Institutional | Turnover | CinTgsld105 | 1 | 1.8136 | 16949.1525 | 0 | GSLD | 12 | 1.0063 | 0.98564 | 1.0265 | 1.0441 | 1.0994 | 1.0901 | 1.0679 | 1.0965 | 1.0642 | 1.0547 | 1.0277 | 1.0297 | 1016.9492 | 0 | 27500.0446 | 0 | 0 | 0 | 1 | 0 | 0 | 1.0494
105 | Appliances | Cooking | Energy Star Fryer | Institutional | New | CinNgsld105 | 1 | 1.8136 | 16949.1525 | 0 | GSLD | 12 | 1.0063 | 0.98564 | 1.0265 | 1.0441 | 1.0994 | 1.0901 | 1.0679 | 1.0965 | 1.0642 | 1.0547 | 1.0277 | 1.0297 | 1016.9492 | 0 | 27500.0446 | 0 | 0 | 0 | 1 | 0 | 0 | 1.0494
105 | Appliances | Cooking | Energy Star Fryer | Lodging/Hospitality | Turnover | CloTgsld105 | 1 | 0.44505 | 5494.5055 | 0 | GSLD | 12 | 1.0063 | 0.98564 | 1.0265 | 1.0441 | 1.0994 | 1.0901 | 1.0679 | 1.0965 | 1.0642 | 1.0547 | 1.0277 | 1.0297 | 329.6703 | 0 | 8914.8496 | 0 | 0 | 0 | 1 | 0 | 0 | 1.0494
105 | Appliances | Cooking | Energy Star Fryer | Lodging/Hospitality | New | CloNgsld105 | 1 | 0.44505 | 5494.5055 | 0 | GSLD | 12 | 1.0063 | 0.98564 | 1.0265 | 1.0441 | 1.0994 | 1.0901 | 1.0679 | 1.0965 | 1.0642 | 1.0547 | 1.0277 | 1.0297 | 329.6703 | 0 | 8914.8496 | 0 | 0 | 0 | 1 | 0 | 0 | 1.0494
105 | Appliances | Cooking | Energy Star Fryer | Miscellaneous | Turnover | CmiTgsld105 | 1 | 1.8136 | 16949.1525 | 0 | GSLD | 12 | 1.0063 | 0.98564 | 1.0265 | 1.0441 | 1.0994 | 1.0901 | 1.0679 | 1.0965 | 1.0642 | 1.0547 | 1.0277 | 1.0297 | 1016.9492 | 0 | 27500.0446 | 0 | 0 | 0 | 1 | 0 | 0 | 1.0494
105 | Appliances | Cooking | Energy Star Fryer | Miscellaneous | New | CmiNgsld105 | 1 | 1.8136 | 16949.1525 | 0 | GSLD | 12 | 1.0063 | 0.98564 | 1.0265 | 1.0441 | 1.0994 | 1.0901 | 1.0679 | 1.0965 | 1.0642 | 1.0547 | 1.0277 | 1.0297 | 1016.9492 | 0 | 27500.0446 | 0 | 0 | 0 | 1 | 0 | 0 | 1.0494
105 | Appliances | Cooking | Energy Star Fryer | Offices | Turnover | CofTgsld105 | 1 | 1.8136 | 16949.1525 | 0 | GSLD | 12 | 1.0063 | 0.98564 | 1.0265 | 1.0441 | 1.0994 | 1.0901 | 1.0679 | 1.0965 | 1.0642 | 1.0547 | 1.0277 | 1.0297 | 1016.9492 | 0 | 27500.0446 | 0 | 0 | 0 | 1 | 0 | 0 | 1.0494
105 | Appliances | Cooking | Energy Star Fryer | Offices | New | CofNgsld105 | 1 | 1.8136 | 16949.1525 | 0 | GSLD | 12 | 1.0063 | 0.98564 | 1.0265 | 1.0441 | 1.0994 | 1.0901 | 1.0679 | 1.0965 | 1.0642 | 1.0547 | 1.0277 | 1.0297 | 1016.9492 | 0 | 27500.0446 | 0 | 0 | 0 | 1 | 0 | 0 | 1.0494
105 | Appliances | Cooking | Energy Star Fryer | Restaurants | Turnover | CreTgsld105 | 1 | 0.5288 | 5235.6021 | 0 | GSLD | 12 | 1.0063 | 0.98564 | 1.0265 | 1.0441 | 1.0994 | 1.0901 | 1.0679 | 1.0965 | 1.0642 | 1.0547 | 1.0277 | 1.0297 | 314.1361 | 0 | 8494.7782 | 0 | 0 | 0 | 1 | 0 | 0 | 1.0494
105 | Appliances | Cooking | Energy Star Fryer | Restaurants | New | CreNgsld105 | 1 | 0.5288 | 5235.6021 | 0 | GSLD | 12 | 1.0063 | 0.98564 | 1.0265 | 1.0441 | 1.0994 | 1.0901 | 1.0679 | 1.0965 | 1.0642 | 1.0547 | 1.0277 | 1.0297 | 314.1361 | 0 | 8494.7782 | 0 | 0 | 0 | 1 | 0 | 0 | 1.0494
105 | Appliances | Cooking | Energy Star Fryer | Retail | Turnover | CrtTgsld105 | 1 | 0.3681 | 6134.9693 | 0 | GSLD | 12 | 1.0063 | 0.98564 | 1.0265 | 1.0441 | 1.0994 | 1.0901 | 1.0679 | 1.0965 | 1.0642 | 1.0547 | 1.0277 | 1.0297 | 368.0982 | 0 | 9954.0039 | 0 | 0 | 0 | 1 | 0 | 0 | 1.0494
105 | Appliances | Cooking | Energy Star Fryer | Retail | New | CrtNgsld105 | 1 | 0.3681 | 6134.9693 | 0 | GSLD | 12 | 1.0063 | 0.98564 | 1.0265 | 1.0441 | 1.0994 | 1.0901 | 1.0679 | 1.0965 | 1.0642 | 1.0547 | 1.0277 | 1.0297 | 368.0982 | 0 | 9954.0039 | 0 | 0 | 0 | 1 | 0 | 0 | 1.0494
105 | Appliances | Cooking | Energy Star Fryer | Schools K-12 | Turnover | CscTgsld105 | 1 | 1.8136 | 16949.1525 | 0 | GSLD | 12 | 1.0063 | 0.98564 | 1.0265 | 1.0441 | 1.0994 | 1.0901 | 1.0679 | 1.0965 | 1.0642 | 1.0547 | 1.0277 | 1.0297 | 1016.9492 | 0 | 27500.0446 | 0 | 0 | 0 | 1 | 0 | 0 | 1.0494
105 | Appliances | Cooking | Energy Star Fryer | Schools K-12 | New | CscNgsld105 | 1 | 1.8136 | 16949.1525 | 0 | GSLD | 12 | 1.0063 | 0.98564 | 1.0265 | 1.0441 | 1.0994 | 1.0901 | 1.0679 | 1.0965 | 1.0642 | 1.0547 | 1.0277 | 1.0297 | 1016.9492 | 0 | 27500.0446 | 0 | 0 | 0 | 1 | 0 | 0 | 1.0494
105 | Appliances | Cooking | Energy Star Fryer | Warehouse | Turnover | CwaTgsld105 | 1 | 1.8136 | 16949.1525 | 0 | GSLD | 12 | 1.0063 | 0.98564 | 1.0265 | 1.0441 | 1.0994 | 1.0901 | 1.0679 | 1.0965 | 1.0642 | 1.0547 | 1.0277 | 1.0297 | 1016.9492 | 0 | 27500.0446 | 0 | 0 | 0 | 1 | 0 | 0 | 1.0494
105 | Appliances | Cooking | Energy Star Fryer | Warehouse | New | CwaNgsld105 | 1 | 1.8136 | 16949.1525 | 0 | GSLD | 12 | 1.0063 | 0.98564 | 1.0265 | 1.0441 | 1.0994 | 1.0901 | 1.0679 | 1.0965 | 1.0642 | 1.0547 | 1.0277 | 1.0297 | 1016.9492 | 0 | 27500.0446 | 0 | 0 | 0 | 1 | 0 | 0 | 1.0494
106 | Appliances | Cooking | Energy Star Griddle | Assembly | Turnover | CasTgsld106 | 1 | 0.3681 | 6134.9693 | 0 | GSLD | 12 | 1.0063 | 0.98564 | 1.0265 | 1.0441 | 1.0994 | 1.0901 | 1.0679 | 1.0965 | 1.0642 | 1.0547 | 1.0277 | 1.0297 | 368.0982 | 0 | 0.042549 | 0 | 0 | 0 | 1 | 0 | 0 | 1.0494
106 | Appliances | Cooking | Energy Star Griddle | Assembly | New | CasNgsld106 | 1 | 0.3681 | 6134.9693 | 0 | GSLD | 12 | 1.0063 | 0.98564 | 1.0265 | 1.0441 | 1.0994 | 1.0901 | 1.0679 | 1.0965 | 1.0642 | 1.0547 | 1.0277 | 1.0297 | 368.0982 | 0 | 0.042549 | 0 | 0 | 0 | 1 | 0 | 0 | 1.0494
106 | Appliances | Cooking | Energy Star Griddle | College and University | Turnover | CcoTgsld106 | 1 | 0.3681 | 6134.9693 | 0 | GSLD | 12 | 1.0063 | 0.98564 | 1.0265 | 1.0441 | 1.0994 | 1.0901 | 1.0679 | 1.0965 | 1.0642 | 1.0547 | 1.0277 | 1.0297 | 368.0982 | 0 | 0.042549 | 0 | 0 | 0 | 1 | 0 | 0 | 1.0494
106 | Appliances | Cooking | Energy Star Griddle | College and University | New | CcoNgsld106 | 1 | 0.3681 | 6134.9693 | 0 | GSLD | 12 | 1.0063 | 0.98564 | 1.0265 | 1.0441 | 1.0994 | 1.0901 | 1.0679 | 1.0965 | 1.0642 | 1.0547 | 1.0277 | 1.0297 | 368.0982 | 0 | 0.042549 | 0 | 0 | 0 | 1 | 0 | 0 | 1.0494
106 | Appliances | Cooking | Energy Star Griddle | Data Center | Turnover | CdaTgsld106 | 1 | 1.8136 | 16949.1525 | 0 | GSLD | 12 | 1.0063 | 0.98564 | 1.0265 | 1.0441 | 1.0994 | 1.0901 | 1.0679 | 1.0965 | 1.0642 | 1.0547 | 1.0277 | 1.0297 | 1016.9492 | 0 | 0.11755 | 0 | 0 | 0 | 1 | 0 | 0 | 1.0494
106 | Appliances | Cooking | Energy Star Griddle | Data Center | New | CdaNgsld106 | 1 | 1.8136 | 16949.1525 | 0 | GSLD | 12 | 1.0063 | 0.98564 | 1.0265 | 1.0441 | 1.0994 | 1.0901 | 1.0679 | 1.0965 | 1.0642 | 1.0547 | 1.0277 | 1.0297 | 1016.9492 | 0 | 0.11755 | 0 | 0 | 0 | 1 | 0 | 0 | 1.0494
106 | Appliances | Cooking | Energy Star Griddle | Grocery | Turnover | CgrTgsld106 | 1 | 0.3681 | 6134.9693 | 0 | GSLD | 12 | 1.0063 | 0.98564 | 1.0265 | 1.0441 | 1.0994 | 1.0901 | 1.0679 | 1.0965 | 1.0642 | 1.0547 | 1.0277 | 1.0297 | 368.0982 | 0 | 0.042549 | 0 | 0 | 0 | 1 | 0 | 0 | 1.0494
106 | Appliances | Cooking | Energy Star Griddle | Grocery | New | CgrNgsld106 | 1 | 0.3681 | 6134.9693 | 0 | GSLD | 12 | 1.0063 | 0.98564 | 1.0265 | 1.0441 | 1.0994 | 1.0901 | 1.0679 | 1.0965 | 1.0642 | 1.0547 | 1.0277 | 1.0297 | 368.0982 | 0 | 0.042549 | 0 | 0 | 0 | 1 | 0 | 0 | 1.0494
106 | Appliances | Cooking | Energy Star Griddle | Healthcare | Turnover | CheTgsld106 | 1 | 1.1186 | 8474.5763 | 0 | GSLD | 12 | 1.0063 | 0.98564 | 1.0265 | 1.0441 | 1.0994 | 1.0901 | 1.0679 | 1.0965 | 1.0642 | 1.0547 | 1.0277 | 1.0297 | 508.4746 | 0 | 0.058776 | 0 | 0 | 0 | 1 | 0 | 0 | 1.0494
106 | Appliances | Cooking | Energy Star Griddle | Healthcare | New | CheNgsld106 | 1 | 1.1186 | 8474.5763 | 0 | GSLD | 12 | 1.0063 | 0.98564 | 1.0265 | 1.0441 | 1.0994 | 1.0901 | 1.0679 | 1.0965 | 1.0642 | 1.0547 | 1.0277 | 1.0297 | 508.4746 | 0 | 0.058776 | 0 | 0 | 0 | 1 | 0 | 0 | 1.0494
106 | Appliances | Cooking | Energy Star Griddle | Hospitals | Turnover | ChoTgsld106 | 1 | 0.3681 | 6134.9693 | 0 | GSLD | 12 | 1.0063 | 0.98564 | 1.0265 | 1.0441 | 1.0994 | 1.0901 | 1.0679 | 1.0965 | 1.0642 | 1.0547 | 1.0277 | 1.0297 | 368.0982 | 0 | 0.042549 | 0 | 0 | 0 | 1 | 0 | 0 | 1.0494
106 | Appliances | Cooking | Energy Star Griddle | Hospitals | New | ChoNgsld106 | 1 | 0.3681 | 6134.9693 | 0 | GSLD | 12 | 1.0063 | 0.98564 | 1.0265 | 1.0441 | 1.0994 | 1.0901 | 1.0679 | 1.0965 | 1.0642 | 1.0547 | 1.0277 | 1.0297 | 368.0982 | 0 | 0.042549 | 0 | 0 | 0 | 1 | 0 | 0 | 1.0494
106 | Appliances | Cooking | Energy Star Griddle | Institutional | Turnover | CinTgsld106 | 1 | 1.8136 | 16949.1525 | 0 | GSLD | 12 | 1.0063 | 0.98564 | 1.0265 | 1.0441 | 1.0994 | 1.0901 | 1.0679 | 1.0965 | 1.0642 | 1.0547 | 1.0277 | 1.0297 | 1016.9492 | 0 | 0.11755 | 0 | 0 | 0 | 1 | 0 | 0 | 1.0494
106 | Appliances | Cooking | Energy Star Griddle | Institutional | New | CinNgsld106 | 1 | 1.8136 | 16949.1525 | 0 | GSLD | 12 | 1.0063 | 0.98564 | 1.0265 | 1.0441 | 1.0994 | 1.0901 | 1.0679 | 1.0965 | 1.0642 | 1.0547 | 1.0277 | 1.0297 | 1016.9492 | 0 | 0.11755 | 0 | 0 | 0 | 1 | 0 | 0 | 1.0494
106 | Appliances | Cooking | Energy Star Griddle | Lodging/Hospitality | Turnover | CloTgsld106 | 1 | 0.44505 | 5494.5055 | 0 | GSLD | 12 | 1.0063 | 0.98564 | 1.0265 | 1.0441 | 1.0994 | 1.0901 | 1.0679 | 1.0965 | 1.0642 | 1.0547 | 1.0277 | 1.0297 | 329.6703 | 0 | 0.038107 | 0 | 0 | 0 | 1 | 0 | 0 | 1.0494
106 | Appliances | Cooking | Energy Star Griddle | Lodging/Hospitality | New | CloNgsld106 | 1 | 0.44505 | 5494.5055 | 0 | GSLD | 12 | 1.0063 | 0.98564 | 1.0265 | 1.0441 | 1.0994 | 1.0901 | 1.0679 | 1.0965 | 1.0642 | 1.0547 | 1.0277 | 1.0297 | 329.6703 | 0 | 0.038107 | 0 | 0 | 0 | 1 | 0 | 0 | 1.0494
106 | Appliances | Cooking | Energy Star Griddle | Miscellaneous | Turnover | CmiTgsld106 | 1 | 1.8136 | 16949.1525 | 0 | GSLD | 12 | 1.0063 | 0.98564 | 1.0265 | 1.0441 | 1.0994 | 1.0901 | 1.0679 | 1.0965 | 1.0642 | 1.0547 | 1.0277 | 1.0297 | 1016.9492 | 0 | 0.11755 | 0 | 0 | 0 | 1 | 0 | 0 | 1.0494
106 | Appliances | Cooking | Energy Star Griddle | Miscellaneous | New | CmiNgsld106 | 1 | 1.8136 | 16949.1525 | 0 | GSLD | 12 | 1.0063 | 0.98564 | 1.0265 | 1.0441 | 1.0994 | 1.0901 | 1.0679 | 1.0965 | 1.0642 | 1.0547 | 1.0277 | 1.0297 | 1016.9492 | 0 | 0.11755 | 0 | 0 | 0 | 1 | 0 | 0 | 1.0494
106 | Appliances | Cooking | Energy Star Griddle | Offices | Turnover | CofTgsld106 | 1 | 1.8136 | 16949.1525 | 0 | GSLD | 12 | 1.0063 | 0.98564 | 1.0265 | 1.0441 | 1.0994 | 1.0901 | 1.0679 | 1.0965 | 1.0642 | 1.0547 | 1.0277 | 1.0297 | 1016.9492 | 0 | 0.11755 | 0 | 0 | 0 | 1 | 0 | 0 | 1.0494
106 | Appliances | Cooking | Energy Star Griddle | Offices | New | CofNgsld106 | 1 | 1.8136 | 16949.1525 | 0 | GSLD | 12 | 1.0063 | 0.98564 | 1.0265 | 1.0441 | 1.0994 | 1.0901 | 1.0679 | 1.0965 | 1.0642 | 1.0547 | 1.0277 | 1.0297 | 1016.9492 | 0 | 0.11755 | 0 | 0 | 0 | 1 | 0 | 0 | 1.0494
106 | Appliances | Cooking | Energy Star Griddle | Restaurants | Turnover | CreTgsld106 | 1 | 0.5288 | 5235.6021 | 0 | GSLD | 12 | 1.0063 | 0.98564 | 1.0265 | 1.0441 | 1.0994 | 1.0901 | 1.0679 | 1.0965 | 1.0642 | 1.0547 | 1.0277 | 1.0297 | 314.1361 | 0 | 0.036312 | 0 | 0 | 0 | 1 | 0 | 0 | 1.0494
106 | Appliances | Cooking | Energy Star Griddle | Restaurants | New | CreNgsld106 | 1 | 0.5288 | 5235.6021 | 0 | GSLD | 12 | 1.0063 | 0.98564 | 1.0265 | 1.0441 | 1.0994 | 1.0901 | 1.0679 | 1.0965 | 1.0642 | 1.0547 | 1.0277 | 1.0297 | 314.1361 | 0 | 0.036312 | 0 | 0 | 0 | 1 | 0 | 0 | 1.0494
106 | Appliances | Cooking | Energy Star Griddle | Retail | Turnover | CrtTgsld106 | 1 | 0.3681 | 6134.9693 | 0 | GSLD | 12 | 1.0063 | 0.98564 | 1.0265 | 1.0441 | 1.0994 | 1.0901 | 1.0679 | 1.0965 | 1.0642 | 1.0547 | 1.0277 | 1.0297 | 368.0982 | 0 | 0.042549 | 0 | 0 | 0 | 1 | 0 | 0 | 1.0494
106 | Appliances | Cooking | Energy Star Griddle | Retail | New | CrtNgsld106 | 1 | 0.3681 | 6134.9693 | 0 | GSLD | 12 | 1.0063 | 0.98564 | 1.0265 | 1.0441 | 1.0994 | 1.0901 | 1.0679 | 1.0965 | 1.0642 | 1.0547 | 1.0277 | 1.0297 | 368.0982 | 0 | 0.042549 | 0 | 0 | 0 | 1 | 0 | 0 | 1.0494
106 | Appliances | Cooking | Energy Star Griddle | Schools K-12 | Turnover | CscTgsld106 | 1 | 1.8136 | 16949.1525 | 0 | GSLD | 12 | 1.0063 | 0.98564 | 1.0265 | 1.0441 | 1.0994 | 1.0901 | 1.0679 | 1.0965 | 1.0642 | 1.0547 | 1.0277 | 1.0297 | 1016.9492 | 0 | 0.11755 | 0 | 0 | 0 | 1 | 0 | 0 | 1.0494
106 | Appliances | Cooking | Energy Star Griddle | Schools K-12 | New | CscNgsld106 | 1 | 1.8136 | 16949.1525 | 0 | GSLD | 12 | 1.0063 | 0.98564 | 1.0265 | 1.0441 | 1.0994 | 1.0901 | 1.0679 | 1.0965 | 1.0642 | 1.0547 | 1.0277 | 1.0297 | 1016.9492 | 0 | 0.11755 | 0 | 0 | 0 | 1 | 0 | 0 | 1.0494
106 | Appliances | Cooking | Energy Star Griddle | Warehouse | Turnover | CwaTgsld106 | 1 | 1.8136 | 16949.1525 | 0 | GSLD | 12 | 1.0063 | 0.98564 | 1.0265 | 1.0441 | 1.0994 | 1.0901 | 1.0679 | 1.0965 | 1.0642 | 1.0547 | 1.0277 | 1.0297 | 1016.9492 | 0 | 0.11755 | 0 | 0 | 0 | 1 | 0 | 0 | 1.0494
106 | Appliances | Cooking | Energy Star Griddle | Warehouse | New | CwaNgsld106 | 1 | 1.8136 | 16949.1525 | 0 | GSLD | 12 | 1.0063 | 0.98564 | 1.0265 | 1.0441 | 1.0994 | 1.0901 | 1.0679 | 1.0965 | 1.0642 | 1.0547 | 1.0277 | 1.0297 | 1016.9492 | 0 | 0.11755 | 0 | 0 | 0 | 1 | 0 | 0 | 1.0494
107 | Appliances | Cooking | Energy Star Hot Food Holding Cabinet | Assembly | Turnover | CasTgsld107 | 1 | 0.3681 | 6134.9693 | 0 | GSLD | 12 | 1 | 1 | 1 | 1 | 1 | 1 | 1 | 1 | 1 | 1 | 1 | 1 | 368.0982 | 0 | 9886.304 | 0 | 0 | 0 | 1 | 0 | 0 | 1
107 | Appliances | Cooking | Energy Star Hot Food Holding Cabinet | Assembly | New | CasNgsld107 | 1 | 0.3681 | 6134.9693 | 0 | GSLD | 12 | 1 | 1 | 1 | 1 | 1 | 1 | 1 | 1 | 1 | 1 | 1 | 1 | 368.0982 | 0 | 9886.304 | 0 | 0 | 0 | 1 | 0 | 0 | 1
107 | Appliances | Cooking | Energy Star Hot Food Holding Cabinet | College and University | Turnover | CcoTgsld107 | 1 | 0.3681 | 6134.9693 | 0 | GSLD | 12 | 1 | 1 | 1 | 1 | 1 | 1 | 1 | 1 | 1 | 1 | 1 | 1 | 368.0982 | 0 | 9886.304 | 0 | 0 | 0 | 1 | 0 | 0 | 1
107 | Appliances | Cooking | Energy Star Hot Food Holding Cabinet | College and University | New | CcoNgsld107 | 1 | 0.3681 | 6134.9693 | 0 | GSLD | 12 | 1 | 1 | 1 | 1 | 1 | 1 | 1 | 1 | 1 | 1 | 1 | 1 | 368.0982 | 0 | 9886.304 | 0 | 0 | 0 | 1 | 0 | 0 | 1
107 | Appliances | Cooking | Energy Star Hot Food Holding Cabinet | Data Center | Turnover | CdaTgsld107 | 1 | 1.8136 | 16949.1525 | 0 | GSLD | 12 | 1 | 1 | 1 | 1 | 1 | 1 | 1 | 1 | 1 | 1 | 1 | 1 | 1016.9492 | 0 | 27313.0092 | 0 | 0 | 0 | 1 | 0 | 0 | 1
107 | Appliances | Cooking | Energy Star Hot Food Holding Cabinet | Data Center | New | CdaNgsld107 | 1 | 1.8136 | 16949.1525 | 0 | GSLD | 12 | 1 | 1 | 1 | 1 | 1 | 1 | 1 | 1 | 1 | 1 | 1 | 1 | 1016.9492 | 0 | 27313.0092 | 0 | 0 | 0 | 1 | 0 | 0 | 1
107 | Appliances | Cooking | Energy Star Hot Food Holding Cabinet | Grocery | Turnover | CgrTgsld107 | 1 | 0.3681 | 6134.9693 | 0 | GSLD | 12 | 1 | 1 | 1 | 1 | 1 | 1 | 1 | 1 | 1 | 1 | 1 | 1 | 368.0982 | 0 | 9886.304 | 0 | 0 | 0 | 1 | 0 | 0 | 1
107 | Appliances | Cooking | Energy Star Hot Food Holding Cabinet | Grocery | New | CgrNgsld107 | 1 | 0.3681 | 6134.9693 | 0 | GSLD | 12 | 1 | 1 | 1 | 1 | 1 | 1 | 1 | 1 | 1 | 1 | 1 | 1 | 368.0982 | 0 | 9886.304 | 0 | 0 | 0 | 1 | 0 | 0 | 1
107 | Appliances | Cooking | Energy Star Hot Food Holding Cabinet | Healthcare | Turnover | CheTgsld107 | 1 | 1.1186 | 8474.5763 | 0 | GSLD | 12 | 1 | 1 | 1 | 1 | 1 | 1 | 1 | 1 | 1 | 1 | 1 | 1 | 508.4746 | 0 | 13656.5046 | 0 | 0 | 0 | 1 | 0 | 0 | 1
107 | Appliances | Cooking | Energy Star Hot Food Holding Cabinet | Healthcare | New | CheNgsld107 | 1 | 1.1186 | 8474.5763 | 0 | GSLD | 12 | 1 | 1 | 1 | 1 | 1 | 1 | 1 | 1 | 1 | 1 | 1 | 1 | 508.4746 | 0 | 13656.5046 | 0 | 0 | 0 | 1 | 0 | 0 | 1
107 | Appliances | Cooking | Energy Star Hot Food Holding Cabinet | Hospitals | Turnover | ChoTgsld107 | 1 | 0.3681 | 6134.9693 | 0 | GSLD | 12 | 1 | 1 | 1 | 1 | 1 | 1 | 1 | 1 | 1 | 1 | 1 | 1 | 368.0982 | 0 | 9886.304 | 0 | 0 | 0 | 1 | 0 | 0 | 1
107 | Appliances | Cooking | Energy Star Hot Food Holding Cabinet | Hospitals | New | ChoNgsld107 | 1 | 0.3681 | 6134.9693 | 0 | GSLD | 12 | 1 | 1 | 1 | 1 | 1 | 1 | 1 | 1 | 1 | 1 | 1 | 1 | 368.0982 | 0 | 9886.304 | 0 | 0 | 0 | 1 | 0 | 0 | 1
107 | Appliances | Cooking | Energy Star Hot Food Holding Cabinet | Institutional | Turnover | CinTgsld107 | 1 | 1.8136 | 16949.1525 | 0 | GSLD | 12 | 1 | 1 | 1 | 1 | 1 | 1 | 1 | 1 | 1 | 1 | 1 | 1 | 1016.9492 | 0 | 27313.0092 | 0 | 0 | 0 | 1 | 0 | 0 | 1
107 | Appliances | Cooking | Energy Star Hot Food Holding Cabinet | Institutional | New | CinNgsld107 | 1 | 1.8136 | 16949.1525 | 0 | GSLD | 12 | 1 | 1 | 1 | 1 | 1 | 1 | 1 | 1 | 1 | 1 | 1 | 1 | 1016.9492 | 0 | 27313.0092 | 0 | 0 | 0 | 1 | 0 | 0 | 1
107 | Appliances | Cooking | Energy Star Hot Food Holding Cabinet | Lodging/Hospitality | Turnover | CloTgsld107 | 1 | 0.44505 | 5494.5055 | 0 | GSLD | 12 | 1 | 1 | 1 | 1 | 1 | 1 | 1 | 1 | 1 | 1 | 1 | 1 | 329.6703 | 0 | 8854.2173 | 0 | 0 | 0 | 1 | 0 | 0 | 1
107 | Appliances | Cooking | Energy Star Hot Food Holding Cabinet | Lodging/Hospitality | New | CloNgsld107 | 1 | 0.44505 | 5494.5055 | 0 | GSLD | 12 | 1 | 1 | 1 | 1 | 1 | 1 | 1 | 1 | 1 | 1 | 1 | 1 | 329.6703 | 0 | 8854.2173 | 0 | 0 | 0 | 1 | 0 | 0 | 1
107 | Appliances | Cooking | Energy Star Hot Food Holding Cabinet | Miscellaneous | Turnover | CmiTgsld107 | 1 | 1.8136 | 16949.1525 | 0 | GSLD | 12 | 1 | 1 | 1 | 1 | 1 | 1 | 1 | 1 | 1 | 1 | 1 | 1 | 1016.9492 | 0 | 27313.0092 | 0 | 0 | 0 | 1 | 0 | 0 | 1
107 | Appliances | Cooking | Energy Star Hot Food Holding Cabinet | Miscellaneous | New | CmiNgsld107 | 1 | 1.8136 | 16949.1525 | 0 | GSLD | 12 | 1 | 1 | 1 | 1 | 1 | 1 | 1 | 1 | 1 | 1 | 1 | 1 | 1016.9492 | 0 | 27313.0092 | 0 | 0 | 0 | 1 | 0 | 0 | 1
107 | Appliances | Cooking | Energy Star Hot Food Holding Cabinet | Offices | Turnover | CofTgsld107 | 1 | 1.8136 | 16949.1525 | 0 | GSLD | 12 | 1 | 1 | 1 | 1 | 1 | 1 | 1 | 1 | 1 | 1 | 1 | 1 | 1016.9492 | 0 | 27313.0092 | 0 | 0 | 0 | 1 | 0 | 0 | 1
107 | Appliances | Cooking | Energy Star Hot Food Holding Cabinet | Offices | New | CofNgsld107 | 1 | 1.8136 | 16949.1525 | 0 | GSLD | 12 | 1 | 1 | 1 | 1 | 1 | 1 | 1 | 1 | 1 | 1 | 1 | 1 | 1016.9492 | 0 | 27313.0092 | 0 | 0 | 0 | 1 | 0 | 0 | 1
107 | Appliances | Cooking | Energy Star Hot Food Holding Cabinet | Restaurants | Turnover | CreTgsld107 | 1 | 0.5288 | 5235.6021 | 0 | GSLD | 12 | 1 | 1 | 1 | 1 | 1 | 1 | 1 | 1 | 1 | 1 | 1 | 1 | 314.1361 | 0 | 8437.0029 | 0 | 0 | 0 | 1 | 0 | 0 | 1
107 | Appliances | Cooking | Energy Star Hot Food Holding Cabinet | Restaurants | New | CreNgsld107 | 1 | 0.5288 | 5235.6021 | 0 | GSLD | 12 | 1 | 1 | 1 | 1 | 1 | 1 | 1 | 1 | 1 | 1 | 1 | 1 | 314.1361 | 0 | 8437.0029 | 0 | 0 | 0 | 1 | 0 | 0 | 1
107 | Appliances | Cooking | Energy Star Hot Food Holding Cabinet | Retail | Turnover | CrtTgsld107 | 1 | 0.3681 | 6134.9693 | 0 | GSLD | 12 | 1 | 1 | 1 | 1 | 1 | 1 | 1 | 1 | 1 | 1 | 1 | 1 | 368.0982 | 0 | 9886.304 | 0 | 0 | 0 | 1 | 0 | 0 | 1
107 | Appliances | Cooking | Energy Star Hot Food Holding Cabinet | Retail | New | CrtNgsld107 | 1 | 0.3681 | 6134.9693 | 0 | GSLD | 12 | 1 | 1 | 1 | 1 | 1 | 1 | 1 | 1 | 1 | 1 | 1 | 1 | 368.0982 | 0 | 9886.304 | 0 | 0 | 0 | 1 | 0 | 0 | 1
107 | Appliances | Cooking | Energy Star Hot Food Holding Cabinet | Schools K-12 | Turnover | CscTgsld107 | 1 | 1.8136 | 16949.1525 | 0 | GSLD | 12 | 1 | 1 | 1 | 1 | 1 | 1 | 1 | 1 | 1 | 1 | 1 | 1 | 1016.9492 | 0 | 27313.0092 | 0 | 0 | 0 | 1 | 0 | 0 | 1
107 | Appliances | Cooking | Energy Star Hot Food Holding Cabinet | Schools K-12 | New | CscNgsld107 | 1 | 1.8136 | 16949.1525 | 0 | GSLD | 12 | 1 | 1 | 1 | 1 | 1 | 1 | 1 | 1 | 1 | 1 | 1 | 1 | 1016.9492 | 0 | 27313.0092 | 0 | 0 | 0 | 1 | 0 | 0 | 1
107 | Appliances | Cooking | Energy Star Hot Food Holding Cabinet | Warehouse | Turnover | CwaTgsld107 | 1 | 1.8136 | 16949.1525 | 0 | GSLD | 12 | 1 | 1 | 1 | 1 | 1 | 1 | 1 | 1 | 1 | 1 | 1 | 1 | 1016.9492 | 0 | 27313.0092 | 0 | 0 | 0 | 1 | 0 | 0 | 1
107 | Appliances | Cooking | Energy Star Hot Food Holding Cabinet | Warehouse | New | CwaNgsld107 | 1 | 1.8136 | 16949.1525 | 0 | GSLD | 12 | 1 | 1 | 1 | 1 | 1 | 1 | 1 | 1 | 1 | 1 | 1 | 1 | 1016.9492 | 0 | 27313.0092 | 0 | 0 | 0 | 1 | 0 | 0 | 1
108 | Appliances | Cooking | Energy Star Steamer | Assembly | Turnover | CasTgsld108 | 1 | 0.3681 | 6134.9693 | 0 | GSLD | 12 | 1 | 1 | 1 | 1 | 1 | 1 | 1 | 1 | 1 | 1 | 1 | 1 | 368.0982 | 0 | 1568.7117 | 0 | 0 | 0 | 1 | 0 | 0 | 1
108 | Appliances | Cooking | Energy Star Steamer | Assembly | New | CasNgsld108 | 1 | 0.3681 | 6134.9693 | 0 | GSLD | 12 | 1 | 1 | 1 | 1 | 1 | 1 | 1 | 1 | 1 | 1 | 1 | 1 | 368.0982 | 0 | 1568.7117 | 0 | 0 | 0 | 1 | 0 | 0 | 1
108 | Appliances | Cooking | Energy Star Steamer | College and University | Turnover | CcoTgsld108 | 1 | 0.3681 | 6134.9693 | 0 | GSLD | 12 | 1 | 1 | 1 | 1 | 1 | 1 | 1 | 1 | 1 | 1 | 1 | 1 | 368.0982 | 0 | 1568.7117 | 0 | 0 | 0 | 1 | 0 | 0 | 1
108 | Appliances | Cooking | Energy Star Steamer | College and University | New | CcoNgsld108 | 1 | 0.3681 | 6134.9693 | 0 | GSLD | 12 | 1 | 1 | 1 | 1 | 1 | 1 | 1 | 1 | 1 | 1 | 1 | 1 | 368.0982 | 0 | 1568.7117 | 0 | 0 | 0 | 1 | 0 | 0 | 1
108 | Appliances | Cooking | Energy Star Steamer | Data Center | Turnover | CdaTgsld108 | 1 | 1.8136 | 16949.1525 | 0 | GSLD | 12 | 1 | 1 | 1 | 1 | 1 | 1 | 1 | 1 | 1 | 1 | 1 | 1 | 1016.9492 | 0 | 4333.8985 | 0 | 0 | 0 | 1 | 0 | 0 | 1
108 | Appliances | Cooking | Energy Star Steamer | Data Center | New | CdaNgsld108 | 1 | 1.8136 | 16949.1525 | 0 | GSLD | 12 | 1 | 1 | 1 | 1 | 1 | 1 | 1 | 1 | 1 | 1 | 1 | 1 | 1016.9492 | 0 | 4333.8985 | 0 | 0 | 0 | 1 | 0 | 0 | 1
108 | Appliances | Cooking | Energy Star Steamer | Grocery | Turnover | CgrTgsld108 | 1 | 0.3681 | 6134.9693 | 0 | GSLD | 12 | 1 | 1 | 1 | 1 | 1 | 1 | 1 | 1 | 1 | 1 | 1 | 1 | 368.0982 | 0 | 1568.7117 | 0 | 0 | 0 | 1 | 0 | 0 | 1
108 | Appliances | Cooking | Energy Star Steamer | Grocery | New | CgrNgsld108 | 1 | 0.3681 | 6134.9693 | 0 | GSLD | 12 | 1 | 1 | 1 | 1 | 1 | 1 | 1 | 1 | 1 | 1 | 1 | 1 | 368.0982 | 0 | 1568.7117 | 0 | 0 | 0 | 1 | 0 | 0 | 1
108 | Appliances | Cooking | Energy Star Steamer | Healthcare | Turnover | CheTgsld108 | 1 | 1.1186 | 8474.5763 | 0 | GSLD | 12 | 1 | 1 | 1 | 1 | 1 | 1 | 1 | 1 | 1 | 1 | 1 | 1 | 508.4746 | 0 | 2166.9493 | 0 | 0 | 0 | 1 | 0 | 0 | 1
108 | Appliances | Cooking | Energy Star Steamer | Healthcare | New | CheNgsld108 | 1 | 1.1186 | 8474.5763 | 0 | GSLD | 12 | 1 | 1 | 1 | 1 | 1 | 1 | 1 | 1 | 1 | 1 | 1 | 1 | 508.4746 | 0 | 2166.9493 | 0 | 0 | 0 | 1 | 0 | 0 | 1
108 | Appliances | Cooking | Energy Star Steamer | Hospitals | Turnover | ChoTgsld108 | 1 | 0.3681 | 6134.9693 | 0 | GSLD | 12 | 1 | 1 | 1 | 1 | 1 | 1 | 1 | 1 | 1 | 1 | 1 | 1 | 368.0982 | 0 | 1568.7117 | 0 | 0 | 0 | 1 | 0 | 0 | 1
108 | Appliances | Cooking | Energy Star Steamer | Hospitals | New | ChoNgsld108 | 1 | 0.3681 | 6134.9693 | 0 | GSLD | 12 | 1 | 1 | 1 | 1 | 1 | 1 | 1 | 1 | 1 | 1 | 1 | 1 | 368.0982 | 0 | 1568.7117 | 0 | 0 | 0 | 1 | 0 | 0 | 1
108 | Appliances | Cooking | Energy Star Steamer | Institutional | Turnover | CinTgsld108 | 1 | 1.8136 | 16949.1525 | 0 | GSLD | 12 | 1 | 1 | 1 | 1 | 1 | 1 | 1 | 1 | 1 | 1 | 1 | 1 | 1016.9492 | 0 | 4333.8985 | 0 | 0 | 0 | 1 | 0 | 0 | 1
108 | Appliances | Cooking | Energy Star Steamer | Institutional | New | CinNgsld108 | 1 | 1.8136 | 16949.1525 | 0 | GSLD | 12 | 1 | 1 | 1 | 1 | 1 | 1 | 1 | 1 | 1 | 1 | 1 | 1 | 1016.9492 | 0 | 4333.8985 | 0 | 0 | 0 | 1 | 0 | 0 | 1
108 | Appliances | Cooking | Energy Star Steamer | Lodging/Hospitality | Turnover | CloTgsld108 | 1 | 0.44505 | 5494.5055 | 0 | GSLD | 12 | 1 | 1 | 1 | 1 | 1 | 1 | 1 | 1 | 1 | 1 | 1 | 1 | 329.6703 | 0 | 1404.9451 | 0 | 0 | 0 | 1 | 0 | 0 | 1
108 | Appliances | Cooking | Energy Star Steamer | Lodging/Hospitality | New | CloNgsld108 | 1 | 0.44505 | 5494.5055 | 0 | GSLD | 12 | 1 | 1 | 1 | 1 | 1 | 1 | 1 | 1 | 1 | 1 | 1 | 1 | 329.6703 | 0 | 1404.9451 | 0 | 0 | 0 | 1 | 0 | 0 | 1
108 | Appliances | Cooking | Energy Star Steamer | Miscellaneous | Turnover | CmiTgsld108 | 1 | 1.8136 | 16949.1525 | 0 | GSLD | 12 | 1 | 1 | 1 | 1 | 1 | 1 | 1 | 1 | 1 | 1 | 1 | 1 | 1016.9492 | 0 | 4333.8985 | 0 | 0 | 0 | 1 | 0 | 0 | 1
108 | Appliances | Cooking | Energy Star Steamer | Miscellaneous | New | CmiNgsld108 | 1 | 1.8136 | 16949.1525 | 0 | GSLD | 12 | 1 | 1 | 1 | 1 | 1 | 1 | 1 | 1 | 1 | 1 | 1 | 1 | 1016.9492 | 0 | 4333.8985 | 0 | 0 | 0 | 1 | 0 | 0 | 1
108 | Appliances | Cooking | Energy Star Steamer | Offices | Turnover | CofTgsld108 | 1 | 1.8136 | 16949.1525 | 0 | GSLD | 12 | 1 | 1 | 1 | 1 | 1 | 1 | 1 | 1 | 1 | 1 | 1 | 1 | 1016.9492 | 0 | 4333.8985 | 0 | 0 | 0 | 1 | 0 | 0 | 1
108 | Appliances | Cooking | Energy Star Steamer | Offices | New | CofNgsld108 | 1 | 1.8136 | 16949.1525 | 0 | GSLD | 12 | 1 | 1 | 1 | 1 | 1 | 1 | 1 | 1 | 1 | 1 | 1 | 1 | 1016.9492 | 0 | 4333.8985 | 0 | 0 | 0 | 1 | 0 | 0 | 1
108 | Appliances | Cooking | Energy Star Steamer | Restaurants | Turnover | CreTgsld108 | 1 | 0.5288 | 5235.6021 | 0 | GSLD | 12 | 1 | 1 | 1 | 1 | 1 | 1 | 1 | 1 | 1 | 1 | 1 | 1 | 314.1361 | 0 | 1338.7435 | 0 | 0 | 0 | 1 | 0 | 0 | 1
108 | Appliances | Cooking | Energy Star Steamer | Restaurants | New | CreNgsld108 | 1 | 0.5288 | 5235.6021 | 0 | GSLD | 12 | 1 | 1 | 1 | 1 | 1 | 1 | 1 | 1 | 1 | 1 | 1 | 1 | 314.1361 | 0 | 1338.7435 | 0 | 0 | 0 | 1 | 0 | 0 | 1
108 | Appliances | Cooking | Energy Star Steamer | Retail | Turnover | CrtTgsld108 | 1 | 0.3681 | 6134.9693 | 0 | GSLD | 12 | 1 | 1 | 1 | 1 | 1 | 1 | 1 | 1 | 1 | 1 | 1 | 1 | 368.0982 | 0 | 1568.7117 | 0 | 0 | 0 | 1 | 0 | 0 | 1
108 | Appliances | Cooking | Energy Star Steamer | Retail | New | CrtNgsld108 | 1 | 0.3681 | 6134.9693 | 0 | GSLD | 12 | 1 | 1 | 1 | 1 | 1 | 1 | 1 | 1 | 1 | 1 | 1 | 1 | 368.0982 | 0 | 1568.7117 | 0 | 0 | 0 | 1 | 0 | 0 | 1
108 | Appliances | Cooking | Energy Star Steamer | Schools K-12 | Turnover | CscTgsld108 | 1 | 1.8136 | 16949.1525 | 0 | GSLD | 12 | 1 | 1 | 1 | 1 | 1 | 1 | 1 | 1 | 1 | 1 | 1 | 1 | 1016.9492 | 0 | 4333.8985 | 0 | 0 | 0 | 1 | 0 | 0 | 1
108 | Appliances | Cooking | Energy Star Steamer | Schools K-12 | New | CscNgsld108 | 1 | 1.8136 | 16949.1525 | 0 | GSLD | 12 | 1 | 1 | 1 | 1 | 1 | 1 | 1 | 1 | 1 | 1 | 1 | 1 | 1016.9492 | 0 | 4333.8985 | 0 | 0 | 0 | 1 | 0 | 0 | 1
108 | Appliances | Cooking | Energy Star Steamer | Warehouse | Turnover | CwaTgsld108 | 1 | 1.8136 | 16949.1525 | 0 | GSLD | 12 | 1 | 1 | 1 | 1 | 1 | 1 | 1 | 1 | 1 | 1 | 1 | 1 | 1016.9492 | 0 | 4333.8985 | 0 | 0 | 0 | 1 | 0 | 0 | 1
108 | Appliances | Cooking | Energy Star Steamer | Warehouse | New | CwaNgsld108 | 1 | 1.8136 | 16949.1525 | 0 | GSLD | 12 | 1 | 1 | 1 | 1 | 1 | 1 | 1 | 1 | 1 | 1 | 1 | 1 | 1016.9492 | 0 | 4333.8985 | 0 | 0 | 0 | 1 | 0 | 0 | 1
109 | Appliances | Cooking | Induction Cooktops | Assembly | Turnover | CasTgsld109 | 1 | 0.3681 | 6134.9693 | 0 | GSLD | 16 | 0.57723 | 0.60437 | 0.83705 | 1.097 | 1.2026 | 1.2026 | 1.289 | 1.2891 | 1.2453 | 1.1192 | 0.77553 | 0.85362 | 368.0982 | 0 | 798.3185 | 0 | 0 | 0 | 1 | 0 | 0 | 1.0077
109 | Appliances | Cooking | Induction Cooktops | Assembly | New | CasNgsld109 | 1 | 0.3681 | 6134.9693 | 0 | GSLD | 16 | 0.57723 | 0.60437 | 0.83705 | 1.097 | 1.2026 | 1.2026 | 1.289 | 1.2891 | 1.2453 | 1.1192 | 0.77553 | 0.85362 | 368.0982 | 0 | 798.3185 | 0 | 0 | 0 | 1 | 0 | 0 | 1.0077
109 | Appliances | Cooking | Induction Cooktops | College and University | Turnover | CcoTgsld109 | 1 | 0.3681 | 6134.9693 | 0 | GSLD | 16 | 0.57723 | 0.60437 | 0.83705 | 1.097 | 1.2026 | 1.2026 | 1.289 | 1.2891 | 1.2453 | 1.1192 | 0.77553 | 0.85362 | 368.0982 | 0 | 798.3185 | 0 | 0 | 0 | 1 | 0 | 0 | 1.0077
109 | Appliances | Cooking | Induction Cooktops | College and University | New | CcoNgsld109 | 1 | 0.3681 | 6134.9693 | 0 | GSLD | 16 | 0.57723 | 0.60437 | 0.83705 | 1.097 | 1.2026 | 1.2026 | 1.289 | 1.2891 | 1.2453 | 1.1192 | 0.77553 | 0.85362 | 368.0982 | 0 | 798.3185 | 0 | 0 | 0 | 1 | 0 | 0 | 1.0077
109 | Appliances | Cooking | Induction Cooktops | Data Center | Turnover | CdaTgsld109 | 1 | 1.8136 | 16949.1525 | 0 | GSLD | 16 | 0.57723 | 0.60437 | 0.83705 | 1.097 | 1.2026 | 1.2026 | 1.289 | 1.2891 | 1.2453 | 1.1192 | 0.77553 | 0.85362 | 1016.9492 | 0 | 2205.524 | 0 | 0 | 0 | 1 | 0 | 0 | 1.0077
109 | Appliances | Cooking | Induction Cooktops | Data Center | New | CdaNgsld109 | 1 | 1.8136 | 16949.1525 | 0 | GSLD | 16 | 0.57723 | 0.60437 | 0.83705 | 1.097 | 1.2026 | 1.2026 | 1.289 | 1.2891 | 1.2453 | 1.1192 | 0.77553 | 0.85362 | 1016.9492 | 0 | 2205.524 | 0 | 0 | 0 | 1 | 0 | 0 | 1.0077
109 | Appliances | Cooking | Induction Cooktops | Grocery | Turnover | CgrTgsld109 | 1 | 0.3681 | 6134.9693 | 0 | GSLD | 16 | 0.57723 | 0.60437 | 0.83705 | 1.097 | 1.2026 | 1.2026 | 1.289 | 1.2891 | 1.2453 | 1.1192 | 0.77553 | 0.85362 | 368.0982 | 0 | 798.3185 | 0 | 0 | 0 | 1 | 0 | 0 | 1.0077
109 | Appliances | Cooking | Induction Cooktops | Grocery | New | CgrNgsld109 | 1 | 0.3681 | 6134.9693 | 0 | GSLD | 16 | 0.57723 | 0.60437 | 0.83705 | 1.097 | 1.2026 | 1.2026 | 1.289 | 1.2891 | 1.2453 | 1.1192 | 0.77553 | 0.85362 | 368.0982 | 0 | 798.3185 | 0 | 0 | 0 | 1 | 0 | 0 | 1.0077
109 | Appliances | Cooking | Induction Cooktops | Healthcare | Turnover | CheTgsld109 | 1 | 1.1186 | 8474.5763 | 0 | GSLD | 16 | 0.57723 | 0.60437 | 0.83705 | 1.097 | 1.2026 | 1.2026 | 1.289 | 1.2891 | 1.2453 | 1.1192 | 0.77553 | 0.85362 | 508.4746 | 0 | 1102.762 | 0 | 0 | 0 | 1 | 0 | 0 | 1.0077
109 | Appliances | Cooking | Induction Cooktops | Healthcare | New | CheNgsld109 | 1 | 1.1186 | 8474.5763 | 0 | GSLD | 16 | 0.57723 | 0.60437 | 0.83705 | 1.097 | 1.2026 | 1.2026 | 1.289 | 1.2891 | 1.2453 | 1.1192 | 0.77553 | 0.85362 | 508.4746 | 0 | 1102.762 | 0 | 0 | 0 | 1 | 0 | 0 | 1.0077
109 | Appliances | Cooking | Induction Cooktops | Hospitals | Turnover | ChoTgsld109 | 1 | 0.3681 | 6134.9693 | 0 | GSLD | 16 | 0.57723 | 0.60437 | 0.83705 | 1.097 | 1.2026 | 1.2026 | 1.289 | 1.2891 | 1.2453 | 1.1192 | 0.77553 | 0.85362 | 368.0982 | 0 | 798.3185 | 0 | 0 | 0 | 1 | 0 | 0 | 1.0077
109 | Appliances | Cooking | Induction Cooktops | Hospitals | New | ChoNgsld109 | 1 | 0.3681 | 6134.9693 | 0 | GSLD | 16 | 0.57723 | 0.60437 | 0.83705 | 1.097 | 1.2026 | 1.2026 | 1.289 | 1.2891 | 1.2453 | 1.1192 | 0.77553 | 0.85362 | 368.0982 | 0 | 798.3185 | 0 | 0 | 0 | 1 | 0 | 0 | 1.0077
109 | Appliances | Cooking | Induction Cooktops | Institutional | Turnover | CinTgsld109 | 1 | 1.8136 | 16949.1525 | 0 | GSLD | 16 | 0.57723 | 0.60437 | 0.83705 | 1.097 | 1.2026 | 1.2026 | 1.289 | 1.2891 | 1.2453 | 1.1192 | 0.77553 | 0.85362 | 1016.9492 | 0 | 2205.524 | 0 | 0 | 0 | 1 | 0 | 0 | 1.0077
109 | Appliances | Cooking | Induction Cooktops | Institutional | New | CinNgsld109 | 1 | 1.8136 | 16949.1525 | 0 | GSLD | 16 | 0.57723 | 0.60437 | 0.83705 | 1.097 | 1.2026 | 1.2026 | 1.289 | 1.2891 | 1.2453 | 1.1192 | 0.77553 | 0.85362 | 1016.9492 | 0 | 2205.524 | 0 | 0 | 0 | 1 | 0 | 0 | 1.0077
109 | Appliances | Cooking | Induction Cooktops | Lodging/Hospitality | Turnover | CloTgsld109 | 1 | 0.44505 | 5494.5055 | 0 | GSLD | 16 | 0.57723 | 0.60437 | 0.83705 | 1.097 | 1.2026 | 1.2026 | 1.289 | 1.2891 | 1.2453 | 1.1192 | 0.77553 | 0.85362 | 329.6703 | 0 | 714.9776 | 0 | 0 | 0 | 1 | 0 | 0 | 1.0077
109 | Appliances | Cooking | Induction Cooktops | Lodging/Hospitality | New | CloNgsld109 | 1 | 0.44505 | 5494.5055 | 0 | GSLD | 16 | 0.57723 | 0.60437 | 0.83705 | 1.097 | 1.2026 | 1.2026 | 1.289 | 1.2891 | 1.2453 | 1.1192 | 0.77553 | 0.85362 | 329.6703 | 0 | 714.9776 | 0 | 0 | 0 | 1 | 0 | 0 | 1.0077
109 | Appliances | Cooking | Induction Cooktops | Miscellaneous | Turnover | CmiTgsld109 | 1 | 1.8136 | 16949.1525 | 0 | GSLD | 16 | 0.57723 | 0.60437 | 0.83705 | 1.097 | 1.2026 | 1.2026 | 1.289 | 1.2891 | 1.2453 | 1.1192 | 0.77553 | 0.85362 | 1016.9492 | 0 | 2205.524 | 0 | 0 | 0 | 1 | 0 | 0 | 1.0077
109 | Appliances | Cooking | Induction Cooktops | Miscellaneous | New | CmiNgsld109 | 1 | 1.8136 | 16949.1525 | 0 | GSLD | 16 | 0.57723 | 0.60437 | 0.83705 | 1.097 | 1.2026 | 1.2026 | 1.289 | 1.2891 | 1.2453 | 1.1192 | 0.77553 | 0.85362 | 1016.9492 | 0 | 2205.524 | 0 | 0 | 0 | 1 | 0 | 0 | 1.0077
109 | Appliances | Cooking | Induction Cooktops | Offices | Turnover | CofTgsld109 | 1 | 1.8136 | 16949.1525 | 0 | GSLD | 16 | 0.57723 | 0.60437 | 0.83705 | 1.097 | 1.2026 | 1.2026 | 1.289 | 1.2891 | 1.2453 | 1.1192 | 0.77553 | 0.85362 | 1016.9492 | 0 | 2205.524 | 0 | 0 | 0 | 1 | 0 | 0 | 1.0077
109 | Appliances | Cooking | Induction Cooktops | Offices | New | CofNgsld109 | 1 | 1.8136 | 16949.1525 | 0 | GSLD | 16 | 0.57723 | 0.60437 | 0.83705 | 1.097 | 1.2026 | 1.2026 | 1.289 | 1.2891 | 1.2453 | 1.1192 | 0.77553 | 0.85362 | 1016.9492 | 0 | 2205.524 | 0 | 0 | 0 | 1 | 0 | 0 | 1.0077
109 | Appliances | Cooking | Induction Cooktops | Restaurants | Turnover | CreTgsld109 | 1 | 0.5288 | 5235.6021 | 0 | GSLD | 16 | 0.57723 | 0.60437 | 0.83705 | 1.097 | 1.2026 | 1.2026 | 1.289 | 1.2891 | 1.2453 | 1.1192 | 0.77553 | 0.85362 | 314.1361 | 0 | 681.2875 | 0 | 0 | 0 | 1 | 0 | 0 | 1.0077
109 | Appliances | Cooking | Induction Cooktops | Restaurants | New | CreNgsld109 | 1 | 0.5288 | 5235.6021 | 0 | GSLD | 16 | 0.57723 | 0.60437 | 0.83705 | 1.097 | 1.2026 | 1.2026 | 1.289 | 1.2891 | 1.2453 | 1.1192 | 0.77553 | 0.85362 | 314.1361 | 0 | 681.2875 | 0 | 0 | 0 | 1 | 0 | 0 | 1.0077
109 | Appliances | Cooking | Induction Cooktops | Retail | Turnover | CrtTgsld109 | 1 | 0.3681 | 6134.9693 | 0 | GSLD | 16 | 0.57723 | 0.60437 | 0.83705 | 1.097 | 1.2026 | 1.2026 | 1.289 | 1.2891 | 1.2453 | 1.1192 | 0.77553 | 0.85362 | 368.0982 | 0 | 798.3185 | 0 | 0 | 0 | 1 | 0 | 0 | 1.0077
109 | Appliances | Cooking | Induction Cooktops | Retail | New | CrtNgsld109 | 1 | 0.3681 | 6134.9693 | 0 | GSLD | 16 | 0.57723 | 0.60437 | 0.83705 | 1.097 | 1.2026 | 1.2026 | 1.289 | 1.2891 | 1.2453 | 1.1192 | 0.77553 | 0.85362 | 368.0982 | 0 | 798.3185 | 0 | 0 | 0 | 1 | 0 | 0 | 1.0077
109 | Appliances | Cooking | Induction Cooktops | Schools K-12 | Turnover | CscTgsld109 | 1 | 1.8136 | 16949.1525 | 0 | GSLD | 16 | 0.57723 | 0.60437 | 0.83705 | 1.097 | 1.2026 | 1.2026 | 1.289 | 1.2891 | 1.2453 | 1.1192 | 0.77553 | 0.85362 | 1016.9492 | 0 | 2205.524 | 0 | 0 | 0 | 1 | 0 | 0 | 1.0077
109 | Appliances | Cooking | Induction Cooktops | Schools K-12 | New | CscNgsld109 | 1 | 1.8136 | 16949.1525 | 0 | GSLD | 16 | 0.57723 | 0.60437 | 0.83705 | 1.097 | 1.2026 | 1.2026 | 1.289 | 1.2891 | 1.2453 | 1.1192 | 0.77553 | 0.85362 | 1016.9492 | 0 | 2205.524 | 0 | 0 | 0 | 1 | 0 | 0 | 1.0077
109 | Appliances | Cooking | Induction Cooktops | Warehouse | Turnover | CwaTgsld109 | 1 | 1.8136 | 16949.1525 | 0 | GSLD | 16 | 0.57723 | 0.60437 | 0.83705 | 1.097 | 1.2026 | 1.2026 | 1.289 | 1.2891 | 1.2453 | 1.1192 | 0.77553 | 0.85362 | 1016.9492 | 0 | 2205.524 | 0 | 0 | 0 | 1 | 0 | 0 | 1.0077
109 | Appliances | Cooking | Induction Cooktops | Warehouse | New | CwaNgsld109 | 1 | 1.8136 | 16949.1525 | 0 | GSLD | 16 | 0.57723 | 0.60437 | 0.83705 | 1.097 | 1.2026 | 1.2026 | 1.289 | 1.2891 | 1.2453 | 1.1192 | 0.77553 | 0.85362 | 1016.9492 | 0 | 2205.524 | 0 | 0 | 0 | 1 | 0 | 0 | 1.0077
110 | Appliances | Cooking | Low-Flow Pre-Rinse Sprayers | Assembly | Existing | CasEgsld110 | 1 | 1.523 | 8042.7228 | 0 | GSLD | 5 | 0.57723 | 0.60437 | 0.83705 | 1.097 | 1.2026 | 1.2026 | 1.289 | 1.2891 | 1.2453 | 1.1192 | 0.77553 | 0.85362 | 482.5634 | 0 | 2273.9056 | 0 | 0 | 0 | 1 | 0 | 0 | 1.0077
110 | Appliances | Cooking | Low-Flow Pre-Rinse Sprayers | Assembly | New | CasNgsld110 | 1 | 1.523 | 8042.7228 | 0 | GSLD | 5 | 0.57723 | 0.60437 | 0.83705 | 1.097 | 1.2026 | 1.2026 | 1.289 | 1.2891 | 1.2453 | 1.1192 | 0.77553 | 0.85362 | 482.5634 | 0 | 2273.9056 | 0 | 0 | 0 | 1 | 0 | 0 | 1.0077
110 | Appliances | Cooking | Low-Flow Pre-Rinse Sprayers | College and University | Existing | CcoEgsld110 | 1 | 1.2145 | 10905.4226 | 0 | GSLD | 5 | 0.57723 | 0.60437 | 0.83705 | 1.097 | 1.2026 | 1.2026 | 1.289 | 1.2891 | 1.2453 | 1.1192 | 0.77553 | 0.85362 | 654.3254 | 0 | 3083.2719 | 0 | 0 | 0 | 1 | 0 | 0 | 1.0077
110 | Appliances | Cooking | Low-Flow Pre-Rinse Sprayers | College and University | New | CcoNgsld110 | 1 | 1.2145 | 10905.4226 | 0 | GSLD | 5 | 0.57723 | 0.60437 | 0.83705 | 1.097 | 1.2026 | 1.2026 | 1.289 | 1.2891 | 1.2453 | 1.1192 | 0.77553 | 0.85362 | 654.3254 | 0 | 3083.2719 | 0 | 0 | 0 | 1 | 0 | 0 | 1.0077
110 | Appliances | Cooking | Low-Flow Pre-Rinse Sprayers | Data Center | Existing | CdaEgsld110 | 1 | 1.2145 | 10905.4226 | 0 | GSLD | 5 | 0.57723 | 0.60437 | 0.83705 | 1.097 | 1.2026 | 1.2026 | 1.289 | 1.2891 | 1.2453 | 1.1192 | 0.77553 | 0.85362 | 654.3254 | 0 | 3083.2719 | 0 | 0 | 0 | 1 | 0 | 0 | 1.0077
110 | Appliances | Cooking | Low-Flow Pre-Rinse Sprayers | Data Center | New | CdaNgsld110 | 1 | 1.2145 | 10905.4226 | 0 | GSLD | 5 | 0.57723 | 0.60437 | 0.83705 | 1.097 | 1.2026 | 1.2026 | 1.289 | 1.2891 | 1.2453 | 1.1192 | 0.77553 | 0.85362 | 654.3254 | 0 | 3083.2719 | 0 | 0 | 0 | 1 | 0 | 0 | 1.0077
110 | Appliances | Cooking | Low-Flow Pre-Rinse Sprayers | Grocery | Existing | CgrEgsld110 | 1 | 1.523 | 8042.7228 | 0 | GSLD | 5 | 0.57723 | 0.60437 | 0.83705 | 1.097 | 1.2026 | 1.2026 | 1.289 | 1.2891 | 1.2453 | 1.1192 | 0.77553 | 0.85362 | 482.5634 | 0 | 2273.9056 | 0 | 0 | 0 | 1 | 0 | 0 | 1.0077
110 | Appliances | Cooking | Low-Flow Pre-Rinse Sprayers | Grocery | New | CgrNgsld110 | 1 | 1.523 | 8042.7228 | 0 | GSLD | 5 | 0.57723 | 0.60437 | 0.83705 | 1.097 | 1.2026 | 1.2026 | 1.289 | 1.2891 | 1.2453 | 1.1192 | 0.77553 | 0.85362 | 482.5634 | 0 | 2273.9056 | 0 | 0 | 0 | 1 | 0 | 0 | 1.0077
110 | Appliances | Cooking | Low-Flow Pre-Rinse Sprayers | Healthcare | Existing | CheEgsld110 | 1 | 1.2145 | 10905.4226 | 0 | GSLD | 5 | 0.57723 | 0.60437 | 0.83705 | 1.097 | 1.2026 | 1.2026 | 1.289 | 1.2891 | 1.2453 | 1.1192 | 0.77553 | 0.85362 | 654.3254 | 0 | 3083.2719 | 0 | 0 | 0 | 1 | 0 | 0 | 1.0077
110 | Appliances | Cooking | Low-Flow Pre-Rinse Sprayers | Healthcare | New | CheNgsld110 | 1 | 1.2145 | 10905.4226 | 0 | GSLD | 5 | 0.57723 | 0.60437 | 0.83705 | 1.097 | 1.2026 | 1.2026 | 1.289 | 1.2891 | 1.2453 | 1.1192 | 0.77553 | 0.85362 | 654.3254 | 0 | 3083.2719 | 0 | 0 | 0 | 1 | 0 | 0 | 1.0077
110 | Appliances | Cooking | Low-Flow Pre-Rinse Sprayers | Hospitals | Existing | ChoEgsld110 | 1 | 1.2145 | 10905.4226 | 0 | GSLD | 5 | 0.57723 | 0.60437 | 0.83705 | 1.097 | 1.2026 | 1.2026 | 1.289 | 1.2891 | 1.2453 | 1.1192 | 0.77553 | 0.85362 | 654.3254 | 0 | 3083.2719 | 0 | 0 | 0 | 1 | 0 | 0 | 1.0077
110 | Appliances | Cooking | Low-Flow Pre-Rinse Sprayers | Hospitals | New | ChoNgsld110 | 1 | 1.2145 | 10905.4226 | 0 | GSLD | 5 | 0.57723 | 0.60437 | 0.83705 | 1.097 | 1.2026 | 1.2026 | 1.289 | 1.2891 | 1.2453 | 1.1192 | 0.77553 | 0.85362 | 654.3254 | 0 | 3083.2719 | 0 | 0 | 0 | 1 | 0 | 0 | 1.0077
110 | Appliances | Cooking | Low-Flow Pre-Rinse Sprayers | Institutional | Existing | CinEgsld110 | 1 | 1.2145 | 10905.4226 | 0 | GSLD | 5 | 0.57723 | 0.60437 | 0.83705 | 1.097 | 1.2026 | 1.2026 | 1.289 | 1.2891 | 1.2453 | 1.1192 | 0.77553 | 0.85362 | 654.3254 | 0 | 3083.2719 | 0 | 0 | 0 | 1 | 0 | 0 | 1.0077
110 | Appliances | Cooking | Low-Flow Pre-Rinse Sprayers | Institutional | New | CinNgsld110 | 1 | 1.2145 | 10905.4226 | 0 | GSLD | 5 | 0.57723 | 0.60437 | 0.83705 | 1.097 | 1.2026 | 1.2026 | 1.289 | 1.2891 | 1.2453 | 1.1192 | 0.77553 | 0.85362 | 654.3254 | 0 | 3083.2719 | 0 | 0 | 0 | 1 | 0 | 0 | 1.0077
110 | Appliances | Cooking | Low-Flow Pre-Rinse Sprayers | Lodging/Hospitality | Existing | CloEgsld110 | 1 | 4.0096 | 25413.8002 | 0 | GSLD | 5 | 0.57723 | 0.60437 | 0.83705 | 1.097 | 1.2026 | 1.2026 | 1.289 | 1.2891 | 1.2453 | 1.1192 | 0.77553 | 0.85362 | 1524.828 | 0 | 7185.2013 | 0 | 0 | 0 | 1 | 0 | 0 | 1.0077
110 | Appliances | Cooking | Low-Flow Pre-Rinse Sprayers | Lodging/Hospitality | New | CloNgsld110 | 1 | 4.0096 | 25413.8002 | 0 | GSLD | 5 | 0.57723 | 0.60437 | 0.83705 | 1.097 | 1.2026 | 1.2026 | 1.289 | 1.2891 | 1.2453 | 1.1192 | 0.77553 | 0.85362 | 1524.828 | 0 | 7185.2013 | 0 | 0 | 0 | 1 | 0 | 0 | 1.0077
110 | Appliances | Cooking | Low-Flow Pre-Rinse Sprayers | Miscellaneous | Existing | CmiEgsld110 | 1 | 1.523 | 8042.7228 | 0 | GSLD | 5 | 0.57723 | 0.60437 | 0.83705 | 1.097 | 1.2026 | 1.2026 | 1.289 | 1.2891 | 1.2453 | 1.1192 | 0.77553 | 0.85362 | 482.5634 | 0 | 2273.9056 | 0 | 0 | 0 | 1 | 0 | 0 | 1.0077
110 | Appliances | Cooking | Low-Flow Pre-Rinse Sprayers | Miscellaneous | New | CmiNgsld110 | 1 | 1.523 | 8042.7228 | 0 | GSLD | 5 | 0.57723 | 0.60437 | 0.83705 | 1.097 | 1.2026 | 1.2026 | 1.289 | 1.2891 | 1.2453 | 1.1192 | 0.77553 | 0.85362 | 482.5634 | 0 | 2273.9056 | 0 | 0 | 0 | 1 | 0 | 0 | 1.0077
110 | Appliances | Cooking | Low-Flow Pre-Rinse Sprayers | Offices | Existing | CofEgsld110 | 1 | 1.523 | 8042.7228 | 0 | GSLD | 5 | 0.57723 | 0.60437 | 0.83705 | 1.097 | 1.2026 | 1.2026 | 1.289 | 1.2891 | 1.2453 | 1.1192 | 0.77553 | 0.85362 | 482.5634 | 0 | 2273.9056 | 0 | 0 | 0 | 1 | 0 | 0 | 1.0077
110 | Appliances | Cooking | Low-Flow Pre-Rinse Sprayers | Offices | New | CofNgsld110 | 1 | 1.523 | 8042.7228 | 0 | GSLD | 5 | 0.57723 | 0.60437 | 0.83705 | 1.097 | 1.2026 | 1.2026 | 1.289 | 1.2891 | 1.2453 | 1.1192 | 0.77553 | 0.85362 | 482.5634 | 0 | 2273.9056 | 0 | 0 | 0 | 1 | 0 | 0 | 1.0077
110 | Appliances | Cooking | Low-Flow Pre-Rinse Sprayers | Restaurants | Existing | CreEgsld110 | 1 | 1.523 | 8042.7228 | 0 | GSLD | 5 | 0.57723 | 0.60437 | 0.83705 | 1.097 | 1.2026 | 1.2026 | 1.289 | 1.2891 | 1.2453 | 1.1192 | 0.77553 | 0.85362 | 482.5634 | 0 | 2273.9056 | 0 | 0 | 0 | 1 | 0 | 0 | 1.0077
110 | Appliances | Cooking | Low-Flow Pre-Rinse Sprayers | Restaurants | New | CreNgsld110 | 1 | 1.523 | 8042.7228 | 0 | GSLD | 5 | 0.57723 | 0.60437 | 0.83705 | 1.097 | 1.2026 | 1.2026 | 1.289 | 1.2891 | 1.2453 | 1.1192 | 0.77553 | 0.85362 | 482.5634 | 0 | 2273.9056 | 0 | 0 | 0 | 1 | 0 | 0 | 1.0077
110 | Appliances | Cooking | Low-Flow Pre-Rinse Sprayers | Retail | Existing | CrtEgsld110 | 1 | 1.523 | 8042.7228 | 0 | GSLD | 5 | 0.57723 | 0.60437 | 0.83705 | 1.097 | 1.2026 | 1.2026 | 1.289 | 1.2891 | 1.2453 | 1.1192 | 0.77553 | 0.85362 | 482.5634 | 0 | 2273.9056 | 0 | 0 | 0 | 1 | 0 | 0 | 1.0077
110 | Appliances | Cooking | Low-Flow Pre-Rinse Sprayers | Retail | New | CrtNgsld110 | 1 | 1.523 | 8042.7228 | 0 | GSLD | 5 | 0.57723 | 0.60437 | 0.83705 | 1.097 | 1.2026 | 1.2026 | 1.289 | 1.2891 | 1.2453 | 1.1192 | 0.77553 | 0.85362 | 482.5634 | 0 | 2273.9056 | 0 | 0 | 0 | 1 | 0 | 0 | 1.0077
110 | Appliances | Cooking | Low-Flow Pre-Rinse Sprayers | Schools K-12 | Existing | CscEgsld110 | 1 | 1.523 | 8042.7228 | 0 | GSLD | 5 | 0.57723 | 0.60437 | 0.83705 | 1.097 | 1.2026 | 1.2026 | 1.289 | 1.2891 | 1.2453 | 1.1192 | 0.77553 | 0.85362 | 482.5634 | 0 | 2273.9056 | 0 | 0 | 0 | 1 | 0 | 0 | 1.0077
110 | Appliances | Cooking | Low-Flow Pre-Rinse Sprayers | Schools K-12 | New | CscNgsld110 | 1 | 1.523 | 8042.7228 | 0 | GSLD | 5 | 0.57723 | 0.60437 | 0.83705 | 1.097 | 1.2026 | 1.2026 | 1.289 | 1.2891 | 1.2453 | 1.1192 | 0.77553 | 0.85362 | 482.5634 | 0 | 2273.9056 | 0 | 0 | 0 | 1 | 0 | 0 | 1.0077
110 | Appliances | Cooking | Low-Flow Pre-Rinse Sprayers | Warehouse | Existing | CwaEgsld110 | 1 | 1.523 | 8042.7228 | 0 | GSLD | 5 | 0.57723 | 0.60437 | 0.83705 | 1.097 | 1.2026 | 1.2026 | 1.289 | 1.2891 | 1.2453 | 1.1192 | 0.77553 | 0.85362 | 482.5634 | 0 | 2273.9056 | 0 | 0 | 0 | 1 | 0 | 0 | 1.0077
110 | Appliances | Cooking | Low-Flow Pre-Rinse Sprayers | Warehouse | New | CwaNgsld110 | 1 | 1.523 | 8042.7228 | 0 | GSLD | 5 | 0.57723 | 0.60437 | 0.83705 | 1.097 | 1.2026 | 1.2026 | 1.289 | 1.2891 | 1.2453 | 1.1192 | 0.77553 | 0.85362 | 482.5634 | 0 | 2273.9056 | 0 | 0 | 0 | 1 | 0 | 0 | 1.0077
111 | Appliances | Misc | Air Compressor Optimization | Assembly | Existing | CasEgsld111 | 1 | 0.43275 | 5847.9532 | 0 | GSLD | 3 | 1 | 1 | 1 | 1 | 1 | 1 | 1 | 1 | 1 | 1 | 1 | 1 | 294.0538 | 0 | 1982.4263 | 0 | 0 | 0 | 1 | 0 | 0 | 1
111 | Appliances | Misc | Air Compressor Optimization | Assembly | New | CasNgsld111 | 1 | 0.43275 | 5847.9532 | 0 | GSLD | 3 | 1 | 1 | 1 | 1 | 1 | 1 | 1 | 1 | 1 | 1 | 1 | 1 | 294.0538 | 0 | 1982.4263 | 0 | 0 | 0 | 1 | 0 | 0 | 1
111 | Appliances | Misc | Air Compressor Optimization | College and University | Existing | CcoEgsld111 | 1 | 1.0099 | 9900.9901 | 0 | GSLD | 3 | 1 | 1 | 1 | 1 | 1 | 1 | 1 | 1 | 1 | 1 | 1 | 1 | 497.8535 | 0 | 2475.3032 | 0 | 0 | 0 | 1 | 0 | 0 | 1
111 | Appliances | Misc | Air Compressor Optimization | College and University | New | CcoNgsld111 | 1 | 1.0099 | 9900.9901 | 0 | GSLD | 3 | 1 | 1 | 1 | 1 | 1 | 1 | 1 | 1 | 1 | 1 | 1 | 1 | 497.8535 | 0 | 2475.3032 | 0 | 0 | 0 | 1 | 0 | 0 | 1
111 | Appliances | Misc | Air Compressor Optimization | Data Center | Existing | CdaEgsld111 | 1 | 1.0631 | 9009.009 | 0 | GSLD | 3 | 1 | 1 | 1 | 1 | 1 | 1 | 1 | 1 | 1 | 1 | 1 | 1 | 453.0018 | 0 | 2155.8703 | 0 | 0 | 0 | 1 | 0 | 0 | 1
111 | Appliances | Misc | Air Compressor Optimization | Data Center | New | CdaNgsld111 | 1 | 1.0631 | 9009.009 | 0 | GSLD | 3 | 1 | 1 | 1 | 1 | 1 | 1 | 1 | 1 | 1 | 1 | 1 | 1 | 453.0018 | 0 | 2155.8703 | 0 | 0 | 0 | 1 | 0 | 0 | 1
111 | Appliances | Misc | Air Compressor Optimization | Grocery | Existing | CgrEgsld111 | 1 | 0.6 | 7407.4074 | 0 | GSLD | 3 | 1 | 1 | 1 | 1 | 1 | 1 | 1 | 1 | 1 | 1 | 1 | 1 | 372.4682 | 0 | 960.0316 | 0 | 0 | 0 | 1 | 0 | 0 | 1
111 | Appliances | Misc | Air Compressor Optimization | Grocery | New | CgrNgsld111 | 1 | 0.6 | 7407.4074 | 0 | GSLD | 3 | 1 | 1 | 1 | 1 | 1 | 1 | 1 | 1 | 1 | 1 | 1 | 1 | 372.4682 | 0 | 960.0316 | 0 | 0 | 0 | 1 | 0 | 0 | 1
111 | Appliances | Misc | Air Compressor Optimization | Healthcare | Existing | CheEgsld111 | 1 | 1.0347 | 6944.4444 | 0 | GSLD | 3 | 1 | 1 | 1 | 1 | 1 | 1 | 1 | 1 | 1 | 1 | 1 | 1 | 349.1889 | 0 | 1834.0835 | 0 | 0 | 0 | 1 | 0 | 0 | 1
111 | Appliances | Misc | Air Compressor Optimization | Healthcare | New | CheNgsld111 | 1 | 1.0347 | 6944.4444 | 0 | GSLD | 3 | 1 | 1 | 1 | 1 | 1 | 1 | 1 | 1 | 1 | 1 | 1 | 1 | 349.1889 | 0 | 1834.0835 | 0 | 0 | 0 | 1 | 0 | 0 | 1
111 | Appliances | Misc | Air Compressor Optimization | Hospitals | Existing | ChoEgsld111 | 1 | 1.0099 | 9900.9901 | 0 | GSLD | 3 | 1 | 1 | 1 | 1 | 1 | 1 | 1 | 1 | 1 | 1 | 1 | 1 | 497.8535 | 0 | 1545.2274 | 0 | 0 | 0 | 1 | 0 | 0 | 1
111 | Appliances | Misc | Air Compressor Optimization | Hospitals | New | ChoNgsld111 | 1 | 1.0099 | 9900.9901 | 0 | GSLD | 3 | 1 | 1 | 1 | 1 | 1 | 1 | 1 | 1 | 1 | 1 | 1 | 1 | 497.8535 | 0 | 1545.2274 | 0 | 0 | 0 | 1 | 0 | 0 | 1
111 | Appliances | Misc | Air Compressor Optimization | Institutional | Existing | CinEgsld111 | 1 | 1.0811 | 9009.009 | 0 | GSLD | 3 | 1 | 1 | 1 | 1 | 1 | 1 | 1 | 1 | 1 | 1 | 1 | 1 | 453.0018 | 0 | 2320.4169 | 0 | 0 | 0 | 1 | 0 | 0 | 1
111 | Appliances | Misc | Air Compressor Optimization | Institutional | New | CinNgsld111 | 1 | 1.0811 | 9009.009 | 0 | GSLD | 3 | 1 | 1 | 1 | 1 | 1 | 1 | 1 | 1 | 1 | 1 | 1 | 1 | 453.0018 | 0 | 2320.4169 | 0 | 0 | 0 | 1 | 0 | 0 | 1
111 | Appliances | Misc | Air Compressor Optimization | Lodging/Hospitality | Existing | CloEgsld111 | 1 | 1.1682 | 9345.7944 | 0 | GSLD | 3 | 1 | 1 | 1 | 1 | 1 | 1 | 1 | 1 | 1 | 1 | 1 | 1 | 469.9365 | 0 | 1726.0766 | 0 | 0 | 0 | 1 | 0 | 0 | 1
111 | Appliances | Misc | Air Compressor Optimization | Lodging/Hospitality | New | CloNgsld111 | 1 | 1.1682 | 9345.7944 | 0 | GSLD | 3 | 1 | 1 | 1 | 1 | 1 | 1 | 1 | 1 | 1 | 1 | 1 | 1 | 469.9365 | 0 | 1726.0766 | 0 | 0 | 0 | 1 | 0 | 0 | 1
111 | Appliances | Misc | Air Compressor Optimization | Miscellaneous | Existing | CmiEgsld111 | 1 | 1.0631 | 9009.009 | 0 | GSLD | 3 | 1 | 1 | 1 | 1 | 1 | 1 | 1 | 1 | 1 | 1 | 1 | 1 | 453.0018 | 0 | 1961.6476 | 0 | 0 | 0 | 1 | 0 | 0 | 1
111 | Appliances | Misc | Air Compressor Optimization | Miscellaneous | New | CmiNgsld111 | 1 | 1.0631 | 9009.009 | 0 | GSLD | 3 | 1 | 1 | 1 | 1 | 1 | 1 | 1 | 1 | 1 | 1 | 1 | 1 | 453.0018 | 0 | 1961.6476 | 0 | 0 | 0 | 1 | 0 | 0 | 1
111 | Appliances | Misc | Air Compressor Optimization | Offices | Existing | CofEgsld111 | 1 | 1.0631 | 9009.009 | 0 | GSLD | 3 | 1 | 1 | 1 | 1 | 1 | 1 | 1 | 1 | 1 | 1 | 1 | 1 | 453.0018 | 0 | 2154.1394 | 0 | 0 | 0 | 1 | 0 | 0 | 1
111 | Appliances | Misc | Air Compressor Optimization | Offices | New | CofNgsld111 | 1 | 1.0631 | 9009.009 | 0 | GSLD | 3 | 1 | 1 | 1 | 1 | 1 | 1 | 1 | 1 | 1 | 1 | 1 | 1 | 453.0018 | 0 | 2154.1394 | 0 | 0 | 0 | 1 | 0 | 0 | 1
111 | Appliances | Misc | Air Compressor Optimization | Restaurants | Existing | CreEgsld111 | 1 | 0.37313 | 7462.6866 | 0 | GSLD | 3 | 1 | 1 | 1 | 1 | 1 | 1 | 1 | 1 | 1 | 1 | 1 | 1 | 375.2478 | 0 | 1264.4276 | 0 | 0 | 0 | 1 | 0 | 0 | 1
111 | Appliances | Misc | Air Compressor Optimization | Restaurants | New | CreNgsld111 | 1 | 0.37313 | 7462.6866 | 0 | GSLD | 3 | 1 | 1 | 1 | 1 | 1 | 1 | 1 | 1 | 1 | 1 | 1 | 1 | 375.2478 | 0 | 1264.4276 | 0 | 0 | 0 | 1 | 0 | 0 | 1
111 | Appliances | Misc | Air Compressor Optimization | Retail | Existing | CrtEgsld111 | 1 | 0.55245 | 6993.007 | 0 | GSLD | 3 | 1 | 1 | 1 | 1 | 1 | 1 | 1 | 1 | 1 | 1 | 1 | 1 | 351.6308 | 0 | 1704.9149 | 0 | 0 | 0 | 1 | 0 | 0 | 1
111 | Appliances | Misc | Air Compressor Optimization | Retail | New | CrtNgsld111 | 1 | 0.55245 | 6993.007 | 0 | GSLD | 3 | 1 | 1 | 1 | 1 | 1 | 1 | 1 | 1 | 1 | 1 | 1 | 1 | 351.6308 | 0 | 1704.9149 | 0 | 0 | 0 | 1 | 0 | 0 | 1
111 | Appliances | Misc | Air Compressor Optimization | Schools K-12 | Existing | CscEgsld111 | 1 | 1.0388 | 9708.7379 | 0 | GSLD | 3 | 1 | 1 | 1 | 1 | 1 | 1 | 1 | 1 | 1 | 1 | 1 | 1 | 488.1864 | 0 | 3126.4803 | 0 | 0 | 0 | 1 | 0 | 0 | 1
111 | Appliances | Misc | Air Compressor Optimization | Schools K-12 | New | CscNgsld111 | 1 | 1.0388 | 9708.7379 | 0 | GSLD | 3 | 1 | 1 | 1 | 1 | 1 | 1 | 1 | 1 | 1 | 1 | 1 | 1 | 488.1864 | 0 | 3126.4803 | 0 | 0 | 0 | 1 | 0 | 0 | 1
111 | Appliances | Misc | Air Compressor Optimization | Warehouse | Existing | CwaEgsld111 | 1 | 0.72549 | 6535.9477 | 0 | GSLD | 3 | 1 | 1 | 1 | 1 | 1 | 1 | 1 | 1 | 1 | 1 | 1 | 1 | 328.6484 | 0 | 1601.7803 | 0 | 0 | 0 | 1 | 0 | 0 | 1
111 | Appliances | Misc | Air Compressor Optimization | Warehouse | New | CwaNgsld111 | 1 | 0.72549 | 6535.9477 | 0 | GSLD | 3 | 1 | 1 | 1 | 1 | 1 | 1 | 1 | 1 | 1 | 1 | 1 | 1 | 328.6484 | 0 | 1601.7803 | 0 | 0 | 0 | 1 | 0 | 0 | 1
112 | Appliances | Misc | Energy Star EV Chargers | Assembly | Turnover | CasTgsld112 | 1 | 0.43275 | 5847.9532 | 0 | GSLD | 10 | 1 | 1 | 1 | 1 | 1 | 1 | 1 | 1 | 1 | 1 | 1 | 1 | 350.8772 | 0 | 16275.4616 | 0 | 0 | 0 | 1 | 4882.6385 | 0 | 1
112 | Appliances | Misc | Energy Star EV Chargers | Assembly | New | CasNgsld112 | 1 | 0.43275 | 5847.9532 | 0 | GSLD | 10 | 1 | 1 | 1 | 1 | 1 | 1 | 1 | 1 | 1 | 1 | 1 | 1 | 350.8772 | 0 | 16275.4616 | 0 | 0 | 0 | 1 | 4882.6385 | 0 | 1
112 | Appliances | Misc | Energy Star EV Chargers | College and University | Turnover | CcoTgsld112 | 1 | 1.0099 | 9900.9901 | 0 | GSLD | 10 | 1 | 1 | 1 | 1 | 1 | 1 | 1 | 1 | 1 | 1 | 1 | 1 | 594.0594 | 0 | 27555.4845 | 0 | 0 | 0 | 1 | 8266.6454 | 0 | 1
112 | Appliances | Misc | Energy Star EV Chargers | College and University | New | CcoNgsld112 | 1 | 1.0099 | 9900.9901 | 0 | GSLD | 10 | 1 | 1 | 1 | 1 | 1 | 1 | 1 | 1 | 1 | 1 | 1 | 1 | 594.0594 | 0 | 27555.4845 | 0 | 0 | 0 | 1 | 8266.6454 | 0 | 1
112 | Appliances | Misc | Energy Star EV Chargers | Data Center | Turnover | CdaTgsld112 | 1 | 1.0631 | 9009.009 | 0 | GSLD | 10 | 1 | 1 | 1 | 1 | 1 | 1 | 1 | 1 | 1 | 1 | 1 | 1 | 540.5405 | 0 | 25073.0085 | 0 | 0 | 0 | 1 | 7521.9025 | 0 | 1
112 | Appliances | Misc | Energy Star EV Chargers | Data Center | New | CdaNgsld112 | 1 | 1.0631 | 9009.009 | 0 | GSLD | 10 | 1 | 1 | 1 | 1 | 1 | 1 | 1 | 1 | 1 | 1 | 1 | 1 | 540.5405 | 0 | 25073.0085 | 0 | 0 | 0 | 1 | 7521.9025 | 0 | 1
112 | Appliances | Misc | Energy Star EV Chargers | Grocery | Turnover | CgrTgsld112 | 1 | 0.6 | 7407.4074 | 0 | GSLD | 10 | 1 | 1 | 1 | 1 | 1 | 1 | 1 | 1 | 1 | 1 | 1 | 1 | 444.4444 | 0 | 20615.5847 | 0 | 0 | 0 | 1 | 6184.6754 | 0 | 1
112 | Appliances | Misc | Energy Star EV Chargers | Grocery | New | CgrNgsld112 | 1 | 0.6 | 7407.4074 | 0 | GSLD | 10 | 1 | 1 | 1 | 1 | 1 | 1 | 1 | 1 | 1 | 1 | 1 | 1 | 444.4444 | 0 | 20615.5847 | 0 | 0 | 0 | 1 | 6184.6754 | 0 | 1
112 | Appliances | Misc | Energy Star EV Chargers | Healthcare | Turnover | CheTgsld112 | 1 | 1.0347 | 6944.4444 | 0 | GSLD | 10 | 1 | 1 | 1 | 1 | 1 | 1 | 1 | 1 | 1 | 1 | 1 | 1 | 416.6667 | 0 | 19327.1107 | 0 | 0 | 0 | 1 | 5798.1332 | 0 | 1
112 | Appliances | Misc | Energy Star EV Chargers | Healthcare | New | CheNgsld112 | 1 | 1.0347 | 6944.4444 | 0 | GSLD | 10 | 1 | 1 | 1 | 1 | 1 | 1 | 1 | 1 | 1 | 1 | 1 | 1 | 416.6667 | 0 | 19327.1107 | 0 | 0 | 0 | 1 | 5798.1332 | 0 | 1
112 | Appliances | Misc | Energy Star EV Chargers | Hospitals | Turnover | ChoTgsld112 | 1 | 1.0099 | 9900.9901 | 0 | GSLD | 10 | 1 | 1 | 1 | 1 | 1 | 1 | 1 | 1 | 1 | 1 | 1 | 1 | 594.0594 | 0 | 27555.4845 | 0 | 0 | 0 | 1 | 8266.6454 | 0 | 1
112 | Appliances | Misc | Energy Star EV Chargers | Hospitals | New | ChoNgsld112 | 1 | 1.0099 | 9900.9901 | 0 | GSLD | 10 | 1 | 1 | 1 | 1 | 1 | 1 | 1 | 1 | 1 | 1 | 1 | 1 | 594.0594 | 0 | 27555.4845 | 0 | 0 | 0 | 1 | 8266.6454 | 0 | 1
112 | Appliances | Misc | Energy Star EV Chargers | Institutional | Turnover | CinTgsld112 | 1 | 1.0811 | 9009.009 | 0 | GSLD | 10 | 1 | 1 | 1 | 1 | 1 | 1 | 1 | 1 | 1 | 1 | 1 | 1 | 540.5405 | 0 | 25073.0085 | 0 | 0 | 0 | 1 | 7521.9025 | 0 | 1
112 | Appliances | Misc | Energy Star EV Chargers | Institutional | New | CinNgsld112 | 1 | 1.0811 | 9009.009 | 0 | GSLD | 10 | 1 | 1 | 1 | 1 | 1 | 1 | 1 | 1 | 1 | 1 | 1 | 1 | 540.5405 | 0 | 25073.0085 | 0 | 0 | 0 | 1 | 7521.9025 | 0 | 1
112 | Appliances | Misc | Energy Star EV Chargers | Lodging/Hospitality | Turnover | CloTgsld112 | 1 | 1.1682 | 9345.7944 | 0 | GSLD | 10 | 1 | 1 | 1 | 1 | 1 | 1 | 1 | 1 | 1 | 1 | 1 | 1 | 560.7477 | 0 | 26010.3172 | 0 | 0 | 0 | 1 | 7803.0952 | 0 | 1
112 | Appliances | Misc | Energy Star EV Chargers | Lodging/Hospitality | New | CloNgsld112 | 1 | 1.1682 | 9345.7944 | 0 | GSLD | 10 | 1 | 1 | 1 | 1 | 1 | 1 | 1 | 1 | 1 | 1 | 1 | 1 | 560.7477 | 0 | 26010.3172 | 0 | 0 | 0 | 1 | 7803.0952 | 0 | 1
112 | Appliances | Misc | Energy Star EV Chargers | Miscellaneous | Turnover | CmiTgsld112 | 1 | 1.0631 | 9009.009 | 0 | GSLD | 10 | 1 | 1 | 1 | 1 | 1 | 1 | 1 | 1 | 1 | 1 | 1 | 1 | 540.5405 | 0 | 25073.0085 | 0 | 0 | 0 | 1 | 7521.9025 | 0 | 1
112 | Appliances | Misc | Energy Star EV Chargers | Miscellaneous | New | CmiNgsld112 | 1 | 1.0631 | 9009.009 | 0 | GSLD | 10 | 1 | 1 | 1 | 1 | 1 | 1 | 1 | 1 | 1 | 1 | 1 | 1 | 540.5405 | 0 | 25073.0085 | 0 | 0 | 0 | 1 | 7521.9025 | 0 | 1
112 | Appliances | Misc | Energy Star EV Chargers | Offices | Turnover | CofTgsld112 | 1 | 1.0631 | 9009.009 | 0 | GSLD | 10 | 1 | 1 | 1 | 1 | 1 | 1 | 1 | 1 | 1 | 1 | 1 | 1 | 540.5405 | 0 | 25073.0085 | 0 | 0 | 0 | 1 | 7521.9025 | 0 | 1
112 | Appliances | Misc | Energy Star EV Chargers | Offices | New | CofNgsld112 | 1 | 1.0631 | 9009.009 | 0 | GSLD | 10 | 1 | 1 | 1 | 1 | 1 | 1 | 1 | 1 | 1 | 1 | 1 | 1 | 540.5405 | 0 | 25073.0085 | 0 | 0 | 0 | 1 | 7521.9025 | 0 | 1
112 | Appliances | Misc | Energy Star EV Chargers | Restaurants | Turnover | CreTgsld112 | 1 | 0.37313 | 7462.6866 | 0 | GSLD | 10 | 1 | 1 | 1 | 1 | 1 | 1 | 1 | 1 | 1 | 1 | 1 | 1 | 447.7612 | 0 | 20769.4324 | 0 | 0 | 0 | 1 | 6230.8297 | 0 | 1
112 | Appliances | Misc | Energy Star EV Chargers | Restaurants | New | CreNgsld112 | 1 | 0.37313 | 7462.6866 | 0 | GSLD | 10 | 1 | 1 | 1 | 1 | 1 | 1 | 1 | 1 | 1 | 1 | 1 | 1 | 447.7612 | 0 | 20769.4324 | 0 | 0 | 0 | 1 | 6230.8297 | 0 | 1
112 | Appliances | Misc | Energy Star EV Chargers | Retail | Turnover | CrtTgsld112 | 1 | 0.55245 | 6993.007 | 0 | GSLD | 10 | 1 | 1 | 1 | 1 | 1 | 1 | 1 | 1 | 1 | 1 | 1 | 1 | 419.5804 | 0 | 19462.2653 | 0 | 0 | 0 | 1 | 5838.6796 | 0 | 1
112 | Appliances | Misc | Energy Star EV Chargers | Retail | New | CrtNgsld112 | 1 | 0.55245 | 6993.007 | 0 | GSLD | 10 | 1 | 1 | 1 | 1 | 1 | 1 | 1 | 1 | 1 | 1 | 1 | 1 | 419.5804 | 0 | 19462.2653 | 0 | 0 | 0 | 1 | 5838.6796 | 0 | 1
112 | Appliances | Misc | Energy Star EV Chargers | Schools K-12 | Turnover | CscTgsld112 | 1 | 1.0388 | 9708.7379 | 0 | GSLD | 10 | 1 | 1 | 1 | 1 | 1 | 1 | 1 | 1 | 1 | 1 | 1 | 1 | 582.5243 | 0 | 27020.4266 | 0 | 0 | 0 | 1 | 8106.128 | 0 | 1
112 | Appliances | Misc | Energy Star EV Chargers | Schools K-12 | New | CscNgsld112 | 1 | 1.0388 | 9708.7379 | 0 | GSLD | 10 | 1 | 1 | 1 | 1 | 1 | 1 | 1 | 1 | 1 | 1 | 1 | 1 | 582.5243 | 0 | 27020.4266 | 0 | 0 | 0 | 1 | 8106.128 | 0 | 1
112 | Appliances | Misc | Energy Star EV Chargers | Warehouse | Turnover | CwaTgsld112 | 1 | 0.72549 | 6535.9477 | 0 | GSLD | 10 | 1 | 1 | 1 | 1 | 1 | 1 | 1 | 1 | 1 | 1 | 1 | 1 | 392.1569 | 0 | 18190.2218 | 0 | 0 | 0 | 1 | 5457.0665 | 0 | 1
112 | Appliances | Misc | Energy Star EV Chargers | Warehouse | New | CwaNgsld112 | 1 | 0.72549 | 6535.9477 | 0 | GSLD | 10 | 1 | 1 | 1 | 1 | 1 | 1 | 1 | 1 | 1 | 1 | 1 | 1 | 392.1569 | 0 | 18190.2218 | 0 | 0 | 0 | 1 | 5457.0665 | 0 | 1
113 | Appliances | Office Equipment | ENERGY STAR Imaging Equipment | Assembly | Turnover | CasTgsld113 | 1 | 0.43275 | 5847.9532 | 0 | GSLD | 6 | 0.57723 | 0.60437 | 0.83705 | 1.097 | 1.2026 | 1.2026 | 1.289 | 1.2891 | 1.2453 | 1.1192 | 0.77553 | 0.85362 | 350.8772 | 0 | 2301.0181 | 0 | 0 | 0 | 1 | 0 | 0 | 1.0077
113 | Appliances | Office Equipment | ENERGY STAR Imaging Equipment | Assembly | New | CasNgsld113 | 1 | 0.43275 | 5847.9532 | 0 | GSLD | 6 | 0.57723 | 0.60437 | 0.83705 | 1.097 | 1.2026 | 1.2026 | 1.289 | 1.2891 | 1.2453 | 1.1192 | 0.77553 | 0.85362 | 350.8772 | 0 | 2301.0181 | 0 | 0 | 0 | 1 | 0 | 0 | 1.0077
113 | Appliances | Office Equipment | ENERGY STAR Imaging Equipment | College and University | Turnover | CcoTgsld113 | 1 | 1.0099 | 9900.9901 | 0 | GSLD | 6 | 0.57723 | 0.60437 | 0.83705 | 1.097 | 1.2026 | 1.2026 | 1.289 | 1.2891 | 1.2453 | 1.1192 | 0.77553 | 0.85362 | 594.0594 | 0 | 3895.7831 | 0 | 0 | 0 | 1 | 0 | 0 | 1.0077
113 | Appliances | Office Equipment | ENERGY STAR Imaging Equipment | College and University | New | CcoNgsld113 | 1 | 1.0099 | 9900.9901 | 0 | GSLD | 6 | 0.57723 | 0.60437 | 0.83705 | 1.097 | 1.2026 | 1.2026 | 1.289 | 1.2891 | 1.2453 | 1.1192 | 0.77553 | 0.85362 | 594.0594 | 0 | 3895.7831 | 0 | 0 | 0 | 1 | 0 | 0 | 1.0077
113 | Appliances | Office Equipment | ENERGY STAR Imaging Equipment | Data Center | Turnover | CdaTgsld113 | 1 | 1.0631 | 9009.009 | 0 | GSLD | 6 | 0.57723 | 0.60437 | 0.83705 | 1.097 | 1.2026 | 1.2026 | 1.289 | 1.2891 | 1.2453 | 1.1192 | 0.77553 | 0.85362 | 540.5405 | 0 | 3544.8116 | 0 | 0 | 0 | 1 | 0 | 0 | 1.0077
113 | Appliances | Office Equipment | ENERGY STAR Imaging Equipment | Data Center | New | CdaNgsld113 | 1 | 1.0631 | 9009.009 | 0 | GSLD | 6 | 0.57723 | 0.60437 | 0.83705 | 1.097 | 1.2026 | 1.2026 | 1.289 | 1.2891 | 1.2453 | 1.1192 | 0.77553 | 0.85362 | 540.5405 | 0 | 3544.8116 | 0 | 0 | 0 | 1 | 0 | 0 | 1.0077
113 | Appliances | Office Equipment | ENERGY STAR Imaging Equipment | Grocery | Turnover | CgrTgsld113 | 1 | 0.6 | 7407.4074 | 0 | GSLD | 6 | 0.57723 | 0.60437 | 0.83705 | 1.097 | 1.2026 | 1.2026 | 1.289 | 1.2891 | 1.2453 | 1.1192 | 0.77553 | 0.85362 | 444.4444 | 0 | 2914.6229 | 0 | 0 | 0 | 1 | 0 | 0 | 1.0077
113 | Appliances | Office Equipment | ENERGY STAR Imaging Equipment | Grocery | New | CgrNgsld113 | 1 | 0.6 | 7407.4074 | 0 | GSLD | 6 | 0.57723 | 0.60437 | 0.83705 | 1.097 | 1.2026 | 1.2026 | 1.289 | 1.2891 | 1.2453 | 1.1192 | 0.77553 | 0.85362 | 444.4444 | 0 | 2914.6229 | 0 | 0 | 0 | 1 | 0 | 0 | 1.0077
113 | Appliances | Office Equipment | ENERGY STAR Imaging Equipment | Healthcare | Turnover | CheTgsld113 | 1 | 1.0347 | 6944.4444 | 0 | GSLD | 6 | 0.57723 | 0.60437 | 0.83705 | 1.097 | 1.2026 | 1.2026 | 1.289 | 1.2891 | 1.2453 | 1.1192 | 0.77553 | 0.85362 | 416.6667 | 0 | 2732.4589 | 0 | 0 | 0 | 1 | 0 | 0 | 1.0077
113 | Appliances | Office Equipment | ENERGY STAR Imaging Equipment | Healthcare | New | CheNgsld113 | 1 | 1.0347 | 6944.4444 | 0 | GSLD | 6 | 0.57723 | 0.60437 | 0.83705 | 1.097 | 1.2026 | 1.2026 | 1.289 | 1.2891 | 1.2453 | 1.1192 | 0.77553 | 0.85362 | 416.6667 | 0 | 2732.4589 | 0 | 0 | 0 | 1 | 0 | 0 | 1.0077
113 | Appliances | Office Equipment | ENERGY STAR Imaging Equipment | Hospitals | Turnover | ChoTgsld113 | 1 | 1.0099 | 9900.9901 | 0 | GSLD | 6 | 0.57723 | 0.60437 | 0.83705 | 1.097 | 1.2026 | 1.2026 | 1.289 | 1.2891 | 1.2453 | 1.1192 | 0.77553 | 0.85362 | 594.0594 | 0 | 3895.7831 | 0 | 0 | 0 | 1 | 0 | 0 | 1.0077
113 | Appliances | Office Equipment | ENERGY STAR Imaging Equipment | Hospitals | New | ChoNgsld113 | 1 | 1.0099 | 9900.9901 | 0 | GSLD | 6 | 0.57723 | 0.60437 | 0.83705 | 1.097 | 1.2026 | 1.2026 | 1.289 | 1.2891 | 1.2453 | 1.1192 | 0.77553 | 0.85362 | 594.0594 | 0 | 3895.7831 | 0 | 0 | 0 | 1 | 0 | 0 | 1.0077
113 | Appliances | Office Equipment | ENERGY STAR Imaging Equipment | Institutional | Turnover | CinTgsld113 | 1 | 1.0811 | 9009.009 | 0 | GSLD | 6 | 0.57723 | 0.60437 | 0.83705 | 1.097 | 1.2026 | 1.2026 | 1.289 | 1.2891 | 1.2453 | 1.1192 | 0.77553 | 0.85362 | 540.5405 | 0 | 3544.8116 | 0 | 0 | 0 | 1 | 0 | 0 | 1.0077
113 | Appliances | Office Equipment | ENERGY STAR Imaging Equipment | Institutional | New | CinNgsld113 | 1 | 1.0811 | 9009.009 | 0 | GSLD | 6 | 0.57723 | 0.60437 | 0.83705 | 1.097 | 1.2026 | 1.2026 | 1.289 | 1.2891 | 1.2453 | 1.1192 | 0.77553 | 0.85362 | 540.5405 | 0 | 3544.8116 | 0 | 0 | 0 | 1 | 0 | 0 | 1.0077
113 | Appliances | Office Equipment | ENERGY STAR Imaging Equipment | Lodging/Hospitality | Turnover | CloTgsld113 | 1 | 1.1682 | 9345.7944 | 0 | GSLD | 6 | 0.57723 | 0.60437 | 0.83705 | 1.097 | 1.2026 | 1.2026 | 1.289 | 1.2891 | 1.2453 | 1.1192 | 0.77553 | 0.85362 | 560.7477 | 0 | 3677.3279 | 0 | 0 | 0 | 1 | 0 | 0 | 1.0077
113 | Appliances | Office Equipment | ENERGY STAR Imaging Equipment | Lodging/Hospitality | New | CloNgsld113 | 1 | 1.1682 | 9345.7944 | 0 | GSLD | 6 | 0.57723 | 0.60437 | 0.83705 | 1.097 | 1.2026 | 1.2026 | 1.289 | 1.2891 | 1.2453 | 1.1192 | 0.77553 | 0.85362 | 560.7477 | 0 | 3677.3279 | 0 | 0 | 0 | 1 | 0 | 0 | 1.0077
113 | Appliances | Office Equipment | ENERGY STAR Imaging Equipment | Miscellaneous | Turnover | CmiTgsld113 | 1 | 1.0631 | 9009.009 | 0 | GSLD | 6 | 0.57723 | 0.60437 | 0.83705 | 1.097 | 1.2026 | 1.2026 | 1.289 | 1.2891 | 1.2453 | 1.1192 | 0.77553 | 0.85362 | 540.5405 | 0 | 3544.8116 | 0 | 0 | 0 | 1 | 0 | 0 | 1.0077
113 | Appliances | Office Equipment | ENERGY STAR Imaging Equipment | Miscellaneous | New | CmiNgsld113 | 1 | 1.0631 | 9009.009 | 0 | GSLD | 6 | 0.57723 | 0.60437 | 0.83705 | 1.097 | 1.2026 | 1.2026 | 1.289 | 1.2891 | 1.2453 | 1.1192 | 0.77553 | 0.85362 | 540.5405 | 0 | 3544.8116 | 0 | 0 | 0 | 1 | 0 | 0 | 1.0077
113 | Appliances | Office Equipment | ENERGY STAR Imaging Equipment | Offices | Turnover | CofTgsld113 | 1 | 1.0631 | 9009.009 | 0 | GSLD | 6 | 0.57723 | 0.60437 | 0.83705 | 1.097 | 1.2026 | 1.2026 | 1.289 | 1.2891 | 1.2453 | 1.1192 | 0.77553 | 0.85362 | 540.5405 | 0 | 3544.8116 | 0 | 0 | 0 | 1 | 0 | 0 | 1.0077
113 | Appliances | Office Equipment | ENERGY STAR Imaging Equipment | Offices | New | CofNgsld113 | 1 | 1.0631 | 9009.009 | 0 | GSLD | 6 | 0.57723 | 0.60437 | 0.83705 | 1.097 | 1.2026 | 1.2026 | 1.289 | 1.2891 | 1.2453 | 1.1192 | 0.77553 | 0.85362 | 540.5405 | 0 | 3544.8116 | 0 | 0 | 0 | 1 | 0 | 0 | 1.0077
113 | Appliances | Office Equipment | ENERGY STAR Imaging Equipment | Restaurants | Turnover | CreTgsld113 | 1 | 0.37313 | 7462.6866 | 0 | GSLD | 6 | 0.57723 | 0.60437 | 0.83705 | 1.097 | 1.2026 | 1.2026 | 1.289 | 1.2891 | 1.2453 | 1.1192 | 0.77553 | 0.85362 | 447.7612 | 0 | 2936.3738 | 0 | 0 | 0 | 1 | 0 | 0 | 1.0077
113 | Appliances | Office Equipment | ENERGY STAR Imaging Equipment | Restaurants | New | CreNgsld113 | 1 | 0.37313 | 7462.6866 | 0 | GSLD | 6 | 0.57723 | 0.60437 | 0.83705 | 1.097 | 1.2026 | 1.2026 | 1.289 | 1.2891 | 1.2453 | 1.1192 | 0.77553 | 0.85362 | 447.7612 | 0 | 2936.3738 | 0 | 0 | 0 | 1 | 0 | 0 | 1.0077
113 | Appliances | Office Equipment | ENERGY STAR Imaging Equipment | Retail | Turnover | CrtTgsld113 | 1 | 0.55245 | 6993.007 | 0 | GSLD | 6 | 0.57723 | 0.60437 | 0.83705 | 1.097 | 1.2026 | 1.2026 | 1.289 | 1.2891 | 1.2453 | 1.1192 | 0.77553 | 0.85362 | 419.5804 | 0 | 2751.5671 | 0 | 0 | 0 | 1 | 0 | 0 | 1.0077
113 | Appliances | Office Equipment | ENERGY STAR Imaging Equipment | Retail | New | CrtNgsld113 | 1 | 0.55245 | 6993.007 | 0 | GSLD | 6 | 0.57723 | 0.60437 | 0.83705 | 1.097 | 1.2026 | 1.2026 | 1.289 | 1.2891 | 1.2453 | 1.1192 | 0.77553 | 0.85362 | 419.5804 | 0 | 2751.5671 | 0 | 0 | 0 | 1 | 0 | 0 | 1.0077
113 | Appliances | Office Equipment | ENERGY STAR Imaging Equipment | Schools K-12 | Turnover | CscTgsld113 | 1 | 1.0388 | 9708.7379 | 0 | GSLD | 6 | 0.57723 | 0.60437 | 0.83705 | 1.097 | 1.2026 | 1.2026 | 1.289 | 1.2891 | 1.2453 | 1.1192 | 0.77553 | 0.85362 | 582.5243 | 0 | 3820.1368 | 0 | 0 | 0 | 1 | 0 | 0 | 1.0077
113 | Appliances | Office Equipment | ENERGY STAR Imaging Equipment | Schools K-12 | New | CscNgsld113 | 1 | 1.0388 | 9708.7379 | 0 | GSLD | 6 | 0.57723 | 0.60437 | 0.83705 | 1.097 | 1.2026 | 1.2026 | 1.289 | 1.2891 | 1.2453 | 1.1192 | 0.77553 | 0.85362 | 582.5243 | 0 | 3820.1368 | 0 | 0 | 0 | 1 | 0 | 0 | 1.0077
113 | Appliances | Office Equipment | ENERGY STAR Imaging Equipment | Warehouse | Turnover | CwaTgsld113 | 1 | 0.72549 | 6535.9477 | 0 | GSLD | 6 | 0.57723 | 0.60437 | 0.83705 | 1.097 | 1.2026 | 1.2026 | 1.289 | 1.2891 | 1.2453 | 1.1192 | 0.77553 | 0.85362 | 392.1569 | 0 | 2571.7261 | 0 | 0 | 0 | 1 | 0 | 0 | 1.0077
113 | Appliances | Office Equipment | ENERGY STAR Imaging Equipment | Warehouse | New | CwaNgsld113 | 1 | 0.72549 | 6535.9477 | 0 | GSLD | 6 | 0.57723 | 0.60437 | 0.83705 | 1.097 | 1.2026 | 1.2026 | 1.289 | 1.2891 | 1.2453 | 1.1192 | 0.77553 | 0.85362 | 392.1569 | 0 | 2571.7261 | 0 | 0 | 0 | 1 | 0 | 0 | 1.0077
114 | Appliances | Office Equipment | Energy Star Monitors | Assembly | Turnover | CasTgsld114 | 1 | 0.43275 | 5847.9532 | 0 | GSLD | 4 | 0.57723 | 0.60437 | 0.83705 | 1.097 | 1.2026 | 1.2026 | 1.289 | 1.2891 | 1.2453 | 1.1192 | 0.77553 | 0.85362 | 350.8772 | 0 | 1637.4269 | 0 | 0 | 0 | 1 | 0 | 0 | 1.0077
114 | Appliances | Office Equipment | Energy Star Monitors | Assembly | New | CasNgsld114 | 1 | 0.43275 | 5847.9532 | 0 | GSLD | 4 | 0.57723 | 0.60437 | 0.83705 | 1.097 | 1.2026 | 1.2026 | 1.289 | 1.2891 | 1.2453 | 1.1192 | 0.77553 | 0.85362 | 350.8772 | 0 | 1637.4269 | 0 | 0 | 0 | 1 | 0 | 0 | 1.0077
114 | Appliances | Office Equipment | Energy Star Monitors | College and University | Turnover | CcoTgsld114 | 1 | 1.0099 | 9900.9901 | 0 | GSLD | 4 | 0.57723 | 0.60437 | 0.83705 | 1.097 | 1.2026 | 1.2026 | 1.289 | 1.2891 | 1.2453 | 1.1192 | 0.77553 | 0.85362 | 594.0594 | 0 | 2772.2772 | 0 | 0 | 0 | 1 | 0 | 0 | 1.0077
114 | Appliances | Office Equipment | Energy Star Monitors | College and University | New | CcoNgsld114 | 1 | 1.0099 | 9900.9901 | 0 | GSLD | 4 | 0.57723 | 0.60437 | 0.83705 | 1.097 | 1.2026 | 1.2026 | 1.289 | 1.2891 | 1.2453 | 1.1192 | 0.77553 | 0.85362 | 594.0594 | 0 | 2772.2772 | 0 | 0 | 0 | 1 | 0 | 0 | 1.0077
114 | Appliances | Office Equipment | Energy Star Monitors | Data Center | Turnover | CdaTgsld114 | 1 | 1.0631 | 9009.009 | 0 | GSLD | 4 | 0.57723 | 0.60437 | 0.83705 | 1.097 | 1.2026 | 1.2026 | 1.289 | 1.2891 | 1.2453 | 1.1192 | 0.77553 | 0.85362 | 540.5405 | 0 | 2522.5225 | 0 | 0 | 0 | 1 | 0 | 0 | 1.0077
114 | Appliances | Office Equipment | Energy Star Monitors | Data Center | New | CdaNgsld114 | 1 | 1.0631 | 9009.009 | 0 | GSLD | 4 | 0.57723 | 0.60437 | 0.83705 | 1.097 | 1.2026 | 1.2026 | 1.289 | 1.2891 | 1.2453 | 1.1192 | 0.77553 | 0.85362 | 540.5405 | 0 | 2522.5225 | 0 | 0 | 0 | 1 | 0 | 0 | 1.0077
114 | Appliances | Office Equipment | Energy Star Monitors | Grocery | Turnover | CgrTgsld114 | 1 | 0.6 | 7407.4074 | 0 | GSLD | 4 | 0.57723 | 0.60437 | 0.83705 | 1.097 | 1.2026 | 1.2026 | 1.289 | 1.2891 | 1.2453 | 1.1192 | 0.77553 | 0.85362 | 444.4444 | 0 | 2074.0741 | 0 | 0 | 0 | 1 | 0 | 0 | 1.0077
114 | Appliances | Office Equipment | Energy Star Monitors | Grocery | New | CgrNgsld114 | 1 | 0.6 | 7407.4074 | 0 | GSLD | 4 | 0.57723 | 0.60437 | 0.83705 | 1.097 | 1.2026 | 1.2026 | 1.289 | 1.2891 | 1.2453 | 1.1192 | 0.77553 | 0.85362 | 444.4444 | 0 | 2074.0741 | 0 | 0 | 0 | 1 | 0 | 0 | 1.0077
114 | Appliances | Office Equipment | Energy Star Monitors | Healthcare | Turnover | CheTgsld114 | 1 | 1.0347 | 6944.4444 | 0 | GSLD | 4 | 0.57723 | 0.60437 | 0.83705 | 1.097 | 1.2026 | 1.2026 | 1.289 | 1.2891 | 1.2453 | 1.1192 | 0.77553 | 0.85362 | 416.6667 | 0 | 1944.4444 | 0 | 0 | 0 | 1 | 0 | 0 | 1.0077
114 | Appliances | Office Equipment | Energy Star Monitors | Healthcare | New | CheNgsld114 | 1 | 1.0347 | 6944.4444 | 0 | GSLD | 4 | 0.57723 | 0.60437 | 0.83705 | 1.097 | 1.2026 | 1.2026 | 1.289 | 1.2891 | 1.2453 | 1.1192 | 0.77553 | 0.85362 | 416.6667 | 0 | 1944.4444 | 0 | 0 | 0 | 1 | 0 | 0 | 1.0077
114 | Appliances | Office Equipment | Energy Star Monitors | Hospitals | Turnover | ChoTgsld114 | 1 | 1.0099 | 9900.9901 | 0 | GSLD | 4 | 0.57723 | 0.60437 | 0.83705 | 1.097 | 1.2026 | 1.2026 | 1.289 | 1.2891 | 1.2453 | 1.1192 | 0.77553 | 0.85362 | 594.0594 | 0 | 2772.2772 | 0 | 0 | 0 | 1 | 0 | 0 | 1.0077
114 | Appliances | Office Equipment | Energy Star Monitors | Hospitals | New | ChoNgsld114 | 1 | 1.0099 | 9900.9901 | 0 | GSLD | 4 | 0.57723 | 0.60437 | 0.83705 | 1.097 | 1.2026 | 1.2026 | 1.289 | 1.2891 | 1.2453 | 1.1192 | 0.77553 | 0.85362 | 594.0594 | 0 | 2772.2772 | 0 | 0 | 0 | 1 | 0 | 0 | 1.0077
114 | Appliances | Office Equipment | Energy Star Monitors | Institutional | Turnover | CinTgsld114 | 1 | 1.0811 | 9009.009 | 0 | GSLD | 4 | 0.57723 | 0.60437 | 0.83705 | 1.097 | 1.2026 | 1.2026 | 1.289 | 1.2891 | 1.2453 | 1.1192 | 0.77553 | 0.85362 | 540.5405 | 0 | 2522.5225 | 0 | 0 | 0 | 1 | 0 | 0 | 1.0077
114 | Appliances | Office Equipment | Energy Star Monitors | Institutional | New | CinNgsld114 | 1 | 1.0811 | 9009.009 | 0 | GSLD | 4 | 0.57723 | 0.60437 | 0.83705 | 1.097 | 1.2026 | 1.2026 | 1.289 | 1.2891 | 1.2453 | 1.1192 | 0.77553 | 0.85362 | 540.5405 | 0 | 2522.5225 | 0 | 0 | 0 | 1 | 0 | 0 | 1.0077
114 | Appliances | Office Equipment | Energy Star Monitors | Lodging/Hospitality | Turnover | CloTgsld114 | 1 | 1.1682 | 9345.7944 | 0 | GSLD | 4 | 0.57723 | 0.60437 | 0.83705 | 1.097 | 1.2026 | 1.2026 | 1.289 | 1.2891 | 1.2453 | 1.1192 | 0.77553 | 0.85362 | 560.7477 | 0 | 2616.8224 | 0 | 0 | 0 | 1 | 0 | 0 | 1.0077
114 | Appliances | Office Equipment | Energy Star Monitors | Lodging/Hospitality | New | CloNgsld114 | 1 | 1.1682 | 9345.7944 | 0 | GSLD | 4 | 0.57723 | 0.60437 | 0.83705 | 1.097 | 1.2026 | 1.2026 | 1.289 | 1.2891 | 1.2453 | 1.1192 | 0.77553 | 0.85362 | 560.7477 | 0 | 2616.8224 | 0 | 0 | 0 | 1 | 0 | 0 | 1.0077
114 | Appliances | Office Equipment | Energy Star Monitors | Miscellaneous | Turnover | CmiTgsld114 | 1 | 1.0631 | 9009.009 | 0 | GSLD | 4 | 0.57723 | 0.60437 | 0.83705 | 1.097 | 1.2026 | 1.2026 | 1.289 | 1.2891 | 1.2453 | 1.1192 | 0.77553 | 0.85362 | 540.5405 | 0 | 2522.5225 | 0 | 0 | 0 | 1 | 0 | 0 | 1.0077
114 | Appliances | Office Equipment | Energy Star Monitors | Miscellaneous | New | CmiNgsld114 | 1 | 1.0631 | 9009.009 | 0 | GSLD | 4 | 0.57723 | 0.60437 | 0.83705 | 1.097 | 1.2026 | 1.2026 | 1.289 | 1.2891 | 1.2453 | 1.1192 | 0.77553 | 0.85362 | 540.5405 | 0 | 2522.5225 | 0 | 0 | 0 | 1 | 0 | 0 | 1.0077
114 | Appliances | Office Equipment | Energy Star Monitors | Offices | Turnover | CofTgsld114 | 1 | 1.0631 | 9009.009 | 0 | GSLD | 4 | 0.57723 | 0.60437 | 0.83705 | 1.097 | 1.2026 | 1.2026 | 1.289 | 1.2891 | 1.2453 | 1.1192 | 0.77553 | 0.85362 | 540.5405 | 0 | 2522.5225 | 0 | 0 | 0 | 1 | 0 | 0 | 1.0077
114 | Appliances | Office Equipment | Energy Star Monitors | Offices | New | CofNgsld114 | 1 | 1.0631 | 9009.009 | 0 | GSLD | 4 | 0.57723 | 0.60437 | 0.83705 | 1.097 | 1.2026 | 1.2026 | 1.289 | 1.2891 | 1.2453 | 1.1192 | 0.77553 | 0.85362 | 540.5405 | 0 | 2522.5225 | 0 | 0 | 0 | 1 | 0 | 0 | 1.0077
114 | Appliances | Office Equipment | Energy Star Monitors | Restaurants | Turnover | CreTgsld114 | 1 | 0.37313 | 7462.6866 | 0 | GSLD | 4 | 0.57723 | 0.60437 | 0.83705 | 1.097 | 1.2026 | 1.2026 | 1.289 | 1.2891 | 1.2453 | 1.1192 | 0.77553 | 0.85362 | 447.7612 | 0 | 2089.5522 | 0 | 0 | 0 | 1 | 0 | 0 | 1.0077
114 | Appliances | Office Equipment | Energy Star Monitors | Restaurants | New | CreNgsld114 | 1 | 0.37313 | 7462.6866 | 0 | GSLD | 4 | 0.57723 | 0.60437 | 0.83705 | 1.097 | 1.2026 | 1.2026 | 1.289 | 1.2891 | 1.2453 | 1.1192 | 0.77553 | 0.85362 | 447.7612 | 0 | 2089.5522 | 0 | 0 | 0 | 1 | 0 | 0 | 1.0077
114 | Appliances | Office Equipment | Energy Star Monitors | Retail | Turnover | CrtTgsld114 | 1 | 0.55245 | 6993.007 | 0 | GSLD | 4 | 0.57723 | 0.60437 | 0.83705 | 1.097 | 1.2026 | 1.2026 | 1.289 | 1.2891 | 1.2453 | 1.1192 | 0.77553 | 0.85362 | 419.5804 | 0 | 1958.042 | 0 | 0 | 0 | 1 | 0 | 0 | 1.0077
114 | Appliances | Office Equipment | Energy Star Monitors | Retail | New | CrtNgsld114 | 1 | 0.55245 | 6993.007 | 0 | GSLD | 4 | 0.57723 | 0.60437 | 0.83705 | 1.097 | 1.2026 | 1.2026 | 1.289 | 1.2891 | 1.2453 | 1.1192 | 0.77553 | 0.85362 | 419.5804 | 0 | 1958.042 | 0 | 0 | 0 | 1 | 0 | 0 | 1.0077
114 | Appliances | Office Equipment | Energy Star Monitors | Schools K-12 | Turnover | CscTgsld114 | 1 | 1.0388 | 9708.7379 | 0 | GSLD | 4 | 0.57723 | 0.60437 | 0.83705 | 1.097 | 1.2026 | 1.2026 | 1.289 | 1.2891 | 1.2453 | 1.1192 | 0.77553 | 0.85362 | 582.5243 | 0 | 2718.4466 | 0 | 0 | 0 | 1 | 0 | 0 | 1.0077
114 | Appliances | Office Equipment | Energy Star Monitors | Schools K-12 | New | CscNgsld114 | 1 | 1.0388 | 9708.7379 | 0 | GSLD | 4 | 0.57723 | 0.60437 | 0.83705 | 1.097 | 1.2026 | 1.2026 | 1.289 | 1.2891 | 1.2453 | 1.1192 | 0.77553 | 0.85362 | 582.5243 | 0 | 2718.4466 | 0 | 0 | 0 | 1 | 0 | 0 | 1.0077
114 | Appliances | Office Equipment | Energy Star Monitors | Warehouse | Turnover | CwaTgsld114 | 1 | 0.72549 | 6535.9477 | 0 | GSLD | 4 | 0.57723 | 0.60437 | 0.83705 | 1.097 | 1.2026 | 1.2026 | 1.289 | 1.2891 | 1.2453 | 1.1192 | 0.77553 | 0.85362 | 392.1569 | 0 | 1830.0654 | 0 | 0 | 0 | 1 | 0 | 0 | 1.0077
114 | Appliances | Office Equipment | Energy Star Monitors | Warehouse | New | CwaNgsld114 | 1 | 0.72549 | 6535.9477 | 0 | GSLD | 4 | 0.57723 | 0.60437 | 0.83705 | 1.097 | 1.2026 | 1.2026 | 1.289 | 1.2891 | 1.2453 | 1.1192 | 0.77553 | 0.85362 | 392.1569 | 0 | 1830.0654 | 0 | 0 | 0 | 1 | 0 | 0 | 1.0077
115 | Appliances | Office Equipment | Energy Star PCs | Assembly | Turnover | CasTgsld115 | 1 | 0.43275 | 5847.9532 | 0 | GSLD | 4 | 0.57723 | 0.60437 | 0.83705 | 1.097 | 1.2026 | 1.2026 | 1.289 | 1.2891 | 1.2453 | 1.1192 | 0.77553 | 0.85362 | 350.8772 | 0 | 994.2278 | 0 | 0 | 0 | 1 | 0 | 0 | 1.0077
115 | Appliances | Office Equipment | Energy Star PCs | Assembly | New | CasNgsld115 | 1 | 0.43275 | 5847.9532 | 0 | GSLD | 4 | 0.57723 | 0.60437 | 0.83705 | 1.097 | 1.2026 | 1.2026 | 1.289 | 1.2891 | 1.2453 | 1.1192 | 0.77553 | 0.85362 | 350.8772 | 0 | 994.2278 | 0 | 0 | 0 | 1 | 0 | 0 | 1.0077
115 | Appliances | Office Equipment | Energy Star PCs | College and University | Turnover | CcoTgsld115 | 1 | 1.0099 | 9900.9901 | 0 | GSLD | 4 | 0.57723 | 0.60437 | 0.83705 | 1.097 | 1.2026 | 1.2026 | 1.289 | 1.2891 | 1.2453 | 1.1192 | 0.77553 | 0.85362 | 594.0594 | 0 | 1683.2966 | 0 | 0 | 0 | 1 | 0 | 0 | 1.0077
115 | Appliances | Office Equipment | Energy Star PCs | College and University | New | CcoNgsld115 | 1 | 1.0099 | 9900.9901 | 0 | GSLD | 4 | 0.57723 | 0.60437 | 0.83705 | 1.097 | 1.2026 | 1.2026 | 1.289 | 1.2891 | 1.2453 | 1.1192 | 0.77553 | 0.85362 | 594.0594 | 0 | 1683.2966 | 0 | 0 | 0 | 1 | 0 | 0 | 1.0077
115 | Appliances | Office Equipment | Energy Star PCs | Data Center | Turnover | CdaTgsld115 | 1 | 1.0631 | 9009.009 | 0 | GSLD | 4 | 0.57723 | 0.60437 | 0.83705 | 1.097 | 1.2026 | 1.2026 | 1.289 | 1.2891 | 1.2453 | 1.1192 | 0.77553 | 0.85362 | 540.5405 | 0 | 1531.6482 | 0 | 0 | 0 | 1 | 0 | 0 | 1.0077
115 | Appliances | Office Equipment | Energy Star PCs | Data Center | New | CdaNgsld115 | 1 | 1.0631 | 9009.009 | 0 | GSLD | 4 | 0.57723 | 0.60437 | 0.83705 | 1.097 | 1.2026 | 1.2026 | 1.289 | 1.2891 | 1.2453 | 1.1192 | 0.77553 | 0.85362 | 540.5405 | 0 | 1531.6482 | 0 | 0 | 0 | 1 | 0 | 0 | 1.0077
115 | Appliances | Office Equipment | Energy Star PCs | Grocery | Turnover | CgrTgsld115 | 1 | 0.6 | 7407.4074 | 0 | GSLD | 4 | 0.57723 | 0.60437 | 0.83705 | 1.097 | 1.2026 | 1.2026 | 1.289 | 1.2891 | 1.2453 | 1.1192 | 0.77553 | 0.85362 | 444.4444 | 0 | 1259.3552 | 0 | 0 | 0 | 1 | 0 | 0 | 1.0077
115 | Appliances | Office Equipment | Energy Star PCs | Grocery | New | CgrNgsld115 | 1 | 0.6 | 7407.4074 | 0 | GSLD | 4 | 0.57723 | 0.60437 | 0.83705 | 1.097 | 1.2026 | 1.2026 | 1.289 | 1.2891 | 1.2453 | 1.1192 | 0.77553 | 0.85362 | 444.4444 | 0 | 1259.3552 | 0 | 0 | 0 | 1 | 0 | 0 | 1.0077
115 | Appliances | Office Equipment | Energy Star PCs | Healthcare | Turnover | CheTgsld115 | 1 | 1.0347 | 6944.4444 | 0 | GSLD | 4 | 0.57723 | 0.60437 | 0.83705 | 1.097 | 1.2026 | 1.2026 | 1.289 | 1.2891 | 1.2453 | 1.1192 | 0.77553 | 0.85362 | 416.6667 | 0 | 1180.6455 | 0 | 0 | 0 | 1 | 0 | 0 | 1.0077
115 | Appliances | Office Equipment | Energy Star PCs | Healthcare | New | CheNgsld115 | 1 | 1.0347 | 6944.4444 | 0 | GSLD | 4 | 0.57723 | 0.60437 | 0.83705 | 1.097 | 1.2026 | 1.2026 | 1.289 | 1.2891 | 1.2453 | 1.1192 | 0.77553 | 0.85362 | 416.6667 | 0 | 1180.6455 | 0 | 0 | 0 | 1 | 0 | 0 | 1.0077
115 | Appliances | Office Equipment | Energy Star PCs | Hospitals | Turnover | ChoTgsld115 | 1 | 1.0099 | 9900.9901 | 0 | GSLD | 4 | 0.57723 | 0.60437 | 0.83705 | 1.097 | 1.2026 | 1.2026 | 1.289 | 1.2891 | 1.2453 | 1.1192 | 0.77553 | 0.85362 | 594.0594 | 0 | 1683.2966 | 0 | 0 | 0 | 1 | 0 | 0 | 1.0077
115 | Appliances | Office Equipment | Energy Star PCs | Hospitals | New | ChoNgsld115 | 1 | 1.0099 | 9900.9901 | 0 | GSLD | 4 | 0.57723 | 0.60437 | 0.83705 | 1.097 | 1.2026 | 1.2026 | 1.289 | 1.2891 | 1.2453 | 1.1192 | 0.77553 | 0.85362 | 594.0594 | 0 | 1683.2966 | 0 | 0 | 0 | 1 | 0 | 0 | 1.0077
115 | Appliances | Office Equipment | Energy Star PCs | Institutional | Turnover | CinTgsld115 | 1 | 1.0811 | 9009.009 | 0 | GSLD | 4 | 0.57723 | 0.60437 | 0.83705 | 1.097 | 1.2026 | 1.2026 | 1.289 | 1.2891 | 1.2453 | 1.1192 | 0.77553 | 0.85362 | 540.5405 | 0 | 1531.6482 | 0 | 0 | 0 | 1 | 0 | 0 | 1.0077
115 | Appliances | Office Equipment | Energy Star PCs | Institutional | New | CinNgsld115 | 1 | 1.0811 | 9009.009 | 0 | GSLD | 4 | 0.57723 | 0.60437 | 0.83705 | 1.097 | 1.2026 | 1.2026 | 1.289 | 1.2891 | 1.2453 | 1.1192 | 0.77553 | 0.85362 | 540.5405 | 0 | 1531.6482 | 0 | 0 | 0 | 1 | 0 | 0 | 1.0077
115 | Appliances | Office Equipment | Energy Star PCs | Lodging/Hospitality | Turnover | CloTgsld115 | 1 | 1.1682 | 9345.7944 | 0 | GSLD | 4 | 0.57723 | 0.60437 | 0.83705 | 1.097 | 1.2026 | 1.2026 | 1.289 | 1.2891 | 1.2453 | 1.1192 | 0.77553 | 0.85362 | 560.7477 | 0 | 1588.9061 | 0 | 0 | 0 | 1 | 0 | 0 | 1.0077
115 | Appliances | Office Equipment | Energy Star PCs | Lodging/Hospitality | New | CloNgsld115 | 1 | 1.1682 | 9345.7944 | 0 | GSLD | 4 | 0.57723 | 0.60437 | 0.83705 | 1.097 | 1.2026 | 1.2026 | 1.289 | 1.2891 | 1.2453 | 1.1192 | 0.77553 | 0.85362 | 560.7477 | 0 | 1588.9061 | 0 | 0 | 0 | 1 | 0 | 0 | 1.0077
115 | Appliances | Office Equipment | Energy Star PCs | Miscellaneous | Turnover | CmiTgsld115 | 1 | 1.0631 | 9009.009 | 0 | GSLD | 4 | 0.57723 | 0.60437 | 0.83705 | 1.097 | 1.2026 | 1.2026 | 1.289 | 1.2891 | 1.2453 | 1.1192 | 0.77553 | 0.85362 | 540.5405 | 0 | 1531.6482 | 0 | 0 | 0 | 1 | 0 | 0 | 1.0077
115 | Appliances | Office Equipment | Energy Star PCs | Miscellaneous | New | CmiNgsld115 | 1 | 1.0631 | 9009.009 | 0 | GSLD | 4 | 0.57723 | 0.60437 | 0.83705 | 1.097 | 1.2026 | 1.2026 | 1.289 | 1.2891 | 1.2453 | 1.1192 | 0.77553 | 0.85362 | 540.5405 | 0 | 1531.6482 | 0 | 0 | 0 | 1 | 0 | 0 | 1.0077
115 | Appliances | Office Equipment | Energy Star PCs | Offices | Turnover | CofTgsld115 | 1 | 1.0631 | 9009.009 | 0 | GSLD | 4 | 0.57723 | 0.60437 | 0.83705 | 1.097 | 1.2026 | 1.2026 | 1.289 | 1.2891 | 1.2453 | 1.1192 | 0.77553 | 0.85362 | 540.5405 | 0 | 1531.6482 | 0 | 0 | 0 | 1 | 0 | 0 | 1.0077
115 | Appliances | Office Equipment | Energy Star PCs | Offices | New | CofNgsld115 | 1 | 1.0631 | 9009.009 | 0 | GSLD | 4 | 0.57723 | 0.60437 | 0.83705 | 1.097 | 1.2026 | 1.2026 | 1.289 | 1.2891 | 1.2453 | 1.1192 | 0.77553 | 0.85362 | 540.5405 | 0 | 1531.6482 | 0 | 0 | 0 | 1 | 0 | 0 | 1.0077
115 | Appliances | Office Equipment | Energy Star PCs | Restaurants | Turnover | CreTgsld115 | 1 | 0.37313 | 7462.6866 | 0 | GSLD | 4 | 0.57723 | 0.60437 | 0.83705 | 1.097 | 1.2026 | 1.2026 | 1.289 | 1.2891 | 1.2453 | 1.1192 | 0.77553 | 0.85362 | 447.7612 | 0 | 1268.7534 | 0 | 0 | 0 | 1 | 0 | 0 | 1.0077
115 | Appliances | Office Equipment | Energy Star PCs | Restaurants | New | CreNgsld115 | 1 | 0.37313 | 7462.6866 | 0 | GSLD | 4 | 0.57723 | 0.60437 | 0.83705 | 1.097 | 1.2026 | 1.2026 | 1.289 | 1.2891 | 1.2453 | 1.1192 | 0.77553 | 0.85362 | 447.7612 | 0 | 1268.7534 | 0 | 0 | 0 | 1 | 0 | 0 | 1.0077
115 | Appliances | Office Equipment | Energy Star PCs | Retail | Turnover | CrtTgsld115 | 1 | 0.55245 | 6993.007 | 0 | GSLD | 4 | 0.57723 | 0.60437 | 0.83705 | 1.097 | 1.2026 | 1.2026 | 1.289 | 1.2891 | 1.2453 | 1.1192 | 0.77553 | 0.85362 | 419.5804 | 0 | 1188.9018 | 0 | 0 | 0 | 1 | 0 | 0 | 1.0077
115 | Appliances | Office Equipment | Energy Star PCs | Retail | New | CrtNgsld115 | 1 | 0.55245 | 6993.007 | 0 | GSLD | 4 | 0.57723 | 0.60437 | 0.83705 | 1.097 | 1.2026 | 1.2026 | 1.289 | 1.2891 | 1.2453 | 1.1192 | 0.77553 | 0.85362 | 419.5804 | 0 | 1188.9018 | 0 | 0 | 0 | 1 | 0 | 0 | 1.0077
115 | Appliances | Office Equipment | Energy Star PCs | Schools K-12 | Turnover | CscTgsld115 | 1 | 1.0388 | 9708.7379 | 0 | GSLD | 4 | 0.57723 | 0.60437 | 0.83705 | 1.097 | 1.2026 | 1.2026 | 1.289 | 1.2891 | 1.2453 | 1.1192 | 0.77553 | 0.85362 | 582.5243 | 0 | 1650.6112 | 0 | 0 | 0 | 1 | 0 | 0 | 1.0077
115 | Appliances | Office Equipment | Energy Star PCs | Schools K-12 | New | CscNgsld115 | 1 | 1.0388 | 9708.7379 | 0 | GSLD | 4 | 0.57723 | 0.60437 | 0.83705 | 1.097 | 1.2026 | 1.2026 | 1.289 | 1.2891 | 1.2453 | 1.1192 | 0.77553 | 0.85362 | 582.5243 | 0 | 1650.6112 | 0 | 0 | 0 | 1 | 0 | 0 | 1.0077
115 | Appliances | Office Equipment | Energy Star PCs | Warehouse | Turnover | CwaTgsld115 | 1 | 0.72549 | 6535.9477 | 0 | GSLD | 4 | 0.57723 | 0.60437 | 0.83705 | 1.097 | 1.2026 | 1.2026 | 1.289 | 1.2891 | 1.2453 | 1.1192 | 0.77553 | 0.85362 | 392.1569 | 0 | 1111.1958 | 0 | 0 | 0 | 1 | 0 | 0 | 1.0077
115 | Appliances | Office Equipment | Energy Star PCs | Warehouse | New | CwaNgsld115 | 1 | 0.72549 | 6535.9477 | 0 | GSLD | 4 | 0.57723 | 0.60437 | 0.83705 | 1.097 | 1.2026 | 1.2026 | 1.289 | 1.2891 | 1.2453 | 1.1192 | 0.77553 | 0.85362 | 392.1569 | 0 | 1111.1958 | 0 | 0 | 0 | 1 | 0 | 0 | 1.0077
116 | Appliances | Office Equipment | Energy Star Servers | Assembly | Turnover | CasTgsld116 | 1 | 0.43275 | 5847.9532 | 0 | GSLD | 4 | 1 | 1 | 1 | 1 | 1 | 1 | 1 | 1 | 1 | 1 | 1 | 1 | 350.8772 | 0 | 2112.0257 | 0 | 0 | 0 | 1 | 0 | 0 | 1
116 | Appliances | Office Equipment | Energy Star Servers | Assembly | New | CasNgsld116 | 1 | 0.43275 | 5847.9532 | 0 | GSLD | 4 | 1 | 1 | 1 | 1 | 1 | 1 | 1 | 1 | 1 | 1 | 1 | 1 | 350.8772 | 0 | 2112.0257 | 0 | 0 | 0 | 1 | 0 | 0 | 1
116 | Appliances | Office Equipment | Energy Star Servers | College and University | Turnover | CcoTgsld116 | 1 | 1.0099 | 9900.9901 | 0 | GSLD | 4 | 1 | 1 | 1 | 1 | 1 | 1 | 1 | 1 | 1 | 1 | 1 | 1 | 594.0594 | 0 | 3575.806 | 0 | 0 | 0 | 1 | 0 | 0 | 1
116 | Appliances | Office Equipment | Energy Star Servers | College and University | New | CcoNgsld116 | 1 | 1.0099 | 9900.9901 | 0 | GSLD | 4 | 1 | 1 | 1 | 1 | 1 | 1 | 1 | 1 | 1 | 1 | 1 | 1 | 594.0594 | 0 | 3575.806 | 0 | 0 | 0 | 1 | 0 | 0 | 1
116 | Appliances | Office Equipment | Energy Star Servers | Data Center | Turnover | CdaTgsld116 | 1 | 1.0631 | 9009.009 | 0 | GSLD | 4 | 1 | 1 | 1 | 1 | 1 | 1 | 1 | 1 | 1 | 1 | 1 | 1 | 540.5405 | 0 | 3253.6613 | 0 | 0 | 0 | 1 | 0 | 0 | 1
116 | Appliances | Office Equipment | Energy Star Servers | Data Center | New | CdaNgsld116 | 1 | 1.0631 | 9009.009 | 0 | GSLD | 4 | 1 | 1 | 1 | 1 | 1 | 1 | 1 | 1 | 1 | 1 | 1 | 1 | 540.5405 | 0 | 3253.6613 | 0 | 0 | 0 | 1 | 0 | 0 | 1
116 | Appliances | Office Equipment | Energy Star Servers | Grocery | Turnover | CgrTgsld116 | 1 | 0.6 | 7407.4074 | 0 | GSLD | 4 | 1 | 1 | 1 | 1 | 1 | 1 | 1 | 1 | 1 | 1 | 1 | 1 | 444.4444 | 0 | 2675.2326 | 0 | 0 | 0 | 1 | 0 | 0 | 1
116 | Appliances | Office Equipment | Energy Star Servers | Grocery | New | CgrNgsld116 | 1 | 0.6 | 7407.4074 | 0 | GSLD | 4 | 1 | 1 | 1 | 1 | 1 | 1 | 1 | 1 | 1 | 1 | 1 | 1 | 444.4444 | 0 | 2675.2326 | 0 | 0 | 0 | 1 | 0 | 0 | 1
116 | Appliances | Office Equipment | Energy Star Servers | Healthcare | Turnover | CheTgsld116 | 1 | 1.0347 | 6944.4444 | 0 | GSLD | 4 | 1 | 1 | 1 | 1 | 1 | 1 | 1 | 1 | 1 | 1 | 1 | 1 | 416.6667 | 0 | 2508.0306 | 0 | 0 | 0 | 1 | 0 | 0 | 1
116 | Appliances | Office Equipment | Energy Star Servers | Healthcare | New | CheNgsld116 | 1 | 1.0347 | 6944.4444 | 0 | GSLD | 4 | 1 | 1 | 1 | 1 | 1 | 1 | 1 | 1 | 1 | 1 | 1 | 1 | 416.6667 | 0 | 2508.0306 | 0 | 0 | 0 | 1 | 0 | 0 | 1
116 | Appliances | Office Equipment | Energy Star Servers | Hospitals | Turnover | ChoTgsld116 | 1 | 1.0099 | 9900.9901 | 0 | GSLD | 4 | 1 | 1 | 1 | 1 | 1 | 1 | 1 | 1 | 1 | 1 | 1 | 1 | 594.0594 | 0 | 3575.806 | 0 | 0 | 0 | 1 | 0 | 0 | 1
116 | Appliances | Office Equipment | Energy Star Servers | Hospitals | New | ChoNgsld116 | 1 | 1.0099 | 9900.9901 | 0 | GSLD | 4 | 1 | 1 | 1 | 1 | 1 | 1 | 1 | 1 | 1 | 1 | 1 | 1 | 594.0594 | 0 | 3575.806 | 0 | 0 | 0 | 1 | 0 | 0 | 1
116 | Appliances | Office Equipment | Energy Star Servers | Institutional | Turnover | CinTgsld116 | 1 | 1.0811 | 9009.009 | 0 | GSLD | 4 | 1 | 1 | 1 | 1 | 1 | 1 | 1 | 1 | 1 | 1 | 1 | 1 | 540.5405 | 0 | 3253.6613 | 0 | 0 | 0 | 1 | 0 | 0 | 1
116 | Appliances | Office Equipment | Energy Star Servers | Institutional | New | CinNgsld116 | 1 | 1.0811 | 9009.009 | 0 | GSLD | 4 | 1 | 1 | 1 | 1 | 1 | 1 | 1 | 1 | 1 | 1 | 1 | 1 | 540.5405 | 0 | 3253.6613 | 0 | 0 | 0 | 1 | 0 | 0 | 1
116 | Appliances | Office Equipment | Energy Star Servers | Lodging/Hospitality | Turnover | CloTgsld116 | 1 | 1.1682 | 9345.7944 | 0 | GSLD | 4 | 1 | 1 | 1 | 1 | 1 | 1 | 1 | 1 | 1 | 1 | 1 | 1 | 560.7477 | 0 | 3375.2935 | 0 | 0 | 0 | 1 | 0 | 0 | 1
116 | Appliances | Office Equipment | Energy Star Servers | Lodging/Hospitality | New | CloNgsld116 | 1 | 1.1682 | 9345.7944 | 0 | GSLD | 4 | 1 | 1 | 1 | 1 | 1 | 1 | 1 | 1 | 1 | 1 | 1 | 1 | 560.7477 | 0 | 3375.2935 | 0 | 0 | 0 | 1 | 0 | 0 | 1
116 | Appliances | Office Equipment | Energy Star Servers | Miscellaneous | Turnover | CmiTgsld116 | 1 | 1.0631 | 9009.009 | 0 | GSLD | 4 | 1 | 1 | 1 | 1 | 1 | 1 | 1 | 1 | 1 | 1 | 1 | 1 | 540.5405 | 0 | 3253.6613 | 0 | 0 | 0 | 1 | 0 | 0 | 1
116 | Appliances | Office Equipment | Energy Star Servers | Miscellaneous | New | CmiNgsld116 | 1 | 1.0631 | 9009.009 | 0 | GSLD | 4 | 1 | 1 | 1 | 1 | 1 | 1 | 1 | 1 | 1 | 1 | 1 | 1 | 540.5405 | 0 | 3253.6613 | 0 | 0 | 0 | 1 | 0 | 0 | 1
116 | Appliances | Office Equipment | Energy Star Servers | Offices | Turnover | CofTgsld116 | 1 | 1.0631 | 9009.009 | 0 | GSLD | 4 | 1 | 1 | 1 | 1 | 1 | 1 | 1 | 1 | 1 | 1 | 1 | 1 | 540.5405 | 0 | 3253.6613 | 0 | 0 | 0 | 1 | 0 | 0 | 1
116 | Appliances | Office Equipment | Energy Star Servers | Offices | New | CofNgsld116 | 1 | 1.0631 | 9009.009 | 0 | GSLD | 4 | 1 | 1 | 1 | 1 | 1 | 1 | 1 | 1 | 1 | 1 | 1 | 1 | 540.5405 | 0 | 3253.6613 | 0 | 0 | 0 | 1 | 0 | 0 | 1
116 | Appliances | Office Equipment | Energy Star Servers | Restaurants | Turnover | CreTgsld116 | 1 | 0.37313 | 7462.6866 | 0 | GSLD | 4 | 1 | 1 | 1 | 1 | 1 | 1 | 1 | 1 | 1 | 1 | 1 | 1 | 447.7612 | 0 | 2695.197 | 0 | 0 | 0 | 1 | 0 | 0 | 1
116 | Appliances | Office Equipment | Energy Star Servers | Restaurants | New | CreNgsld116 | 1 | 0.37313 | 7462.6866 | 0 | GSLD | 4 | 1 | 1 | 1 | 1 | 1 | 1 | 1 | 1 | 1 | 1 | 1 | 1 | 447.7612 | 0 | 2695.197 | 0 | 0 | 0 | 1 | 0 | 0 | 1
116 | Appliances | Office Equipment | Energy Star Servers | Retail | Turnover | CrtTgsld116 | 1 | 0.55245 | 6993.007 | 0 | GSLD | 4 | 1 | 1 | 1 | 1 | 1 | 1 | 1 | 1 | 1 | 1 | 1 | 1 | 419.5804 | 0 | 2525.5692 | 0 | 0 | 0 | 1 | 0 | 0 | 1
116 | Appliances | Office Equipment | Energy Star Servers | Retail | New | CrtNgsld116 | 1 | 0.55245 | 6993.007 | 0 | GSLD | 4 | 1 | 1 | 1 | 1 | 1 | 1 | 1 | 1 | 1 | 1 | 1 | 1 | 419.5804 | 0 | 2525.5692 | 0 | 0 | 0 | 1 | 0 | 0 | 1
116 | Appliances | Office Equipment | Energy Star Servers | Schools K-12 | Turnover | CscTgsld116 | 1 | 1.0388 | 9708.7379 | 0 | GSLD | 4 | 1 | 1 | 1 | 1 | 1 | 1 | 1 | 1 | 1 | 1 | 1 | 1 | 582.5243 | 0 | 3506.3728 | 0 | 0 | 0 | 1 | 0 | 0 | 1
116 | Appliances | Office Equipment | Energy Star Servers | Schools K-12 | New | CscNgsld116 | 1 | 1.0388 | 9708.7379 | 0 | GSLD | 4 | 1 | 1 | 1 | 1 | 1 | 1 | 1 | 1 | 1 | 1 | 1 | 1 | 582.5243 | 0 | 3506.3728 | 0 | 0 | 0 | 1 | 0 | 0 | 1
116 | Appliances | Office Equipment | Energy Star Servers | Warehouse | Turnover | CwaTgsld116 | 1 | 0.72549 | 6535.9477 | 0 | GSLD | 4 | 1 | 1 | 1 | 1 | 1 | 1 | 1 | 1 | 1 | 1 | 1 | 1 | 392.1569 | 0 | 2360.4994 | 0 | 0 | 0 | 1 | 0 | 0 | 1
116 | Appliances | Office Equipment | Energy Star Servers | Warehouse | New | CwaNgsld116 | 1 | 0.72549 | 6535.9477 | 0 | GSLD | 4 | 1 | 1 | 1 | 1 | 1 | 1 | 1 | 1 | 1 | 1 | 1 | 1 | 392.1569 | 0 | 2360.4994 | 0 | 0 | 0 | 1 | 0 | 0 | 1
117 | Appliances | Office Equipment | Energy Star Uninterruptable Power Supply | Assembly | Turnover | CasTgsld117 | 1 | 0.43275 | 5847.9532 | 0 | GSLD | 15 | 1 | 1 | 1 | 1 | 1 | 1 | 1 | 1 | 1 | 1 | 1 | 1 | 350.8772 | 0 | 62583.359 | 0 | 0 | 0 | 1 | 0 | 0 | 1
117 | Appliances | Office Equipment | Energy Star Uninterruptable Power Supply | Assembly | New | CasNgsld117 | 1 | 0.43275 | 5847.9532 | 0 | GSLD | 15 | 1 | 1 | 1 | 1 | 1 | 1 | 1 | 1 | 1 | 1 | 1 | 1 | 350.8772 | 0 | 62583.359 | 0 | 0 | 0 | 1 | 0 | 0 | 1
117 | Appliances | Office Equipment | Energy Star Uninterruptable Power Supply | College and University | Turnover | CcoTgsld117 | 1 | 1.0099 | 9900.9901 | 0 | GSLD | 15 | 1 | 1 | 1 | 1 | 1 | 1 | 1 | 1 | 1 | 1 | 1 | 1 | 594.0594 | 0 | 105957.9642 | 0 | 0 | 0 | 1 | 0 | 0 | 1
117 | Appliances | Office Equipment | Energy Star Uninterruptable Power Supply | College and University | New | CcoNgsld117 | 1 | 1.0099 | 9900.9901 | 0 | GSLD | 15 | 1 | 1 | 1 | 1 | 1 | 1 | 1 | 1 | 1 | 1 | 1 | 1 | 594.0594 | 0 | 105957.9642 | 0 | 0 | 0 | 1 | 0 | 0 | 1
117 | Appliances | Office Equipment | Energy Star Uninterruptable Power Supply | Data Center | Turnover | CdaTgsld117 | 1 | 1.0631 | 9009.009 | 0 | GSLD | 15 | 1 | 1 | 1 | 1 | 1 | 1 | 1 | 1 | 1 | 1 | 1 | 1 | 540.5405 | 0 | 96412.2017 | 0 | 0 | 0 | 1 | 0 | 0 | 1
117 | Appliances | Office Equipment | Energy Star Uninterruptable Power Supply | Data Center | New | CdaNgsld117 | 1 | 1.0631 | 9009.009 | 0 | GSLD | 15 | 1 | 1 | 1 | 1 | 1 | 1 | 1 | 1 | 1 | 1 | 1 | 1 | 540.5405 | 0 | 96412.2017 | 0 | 0 | 0 | 1 | 0 | 0 | 1
117 | Appliances | Office Equipment | Energy Star Uninterruptable Power Supply | Grocery | Turnover | CgrTgsld117 | 1 | 0.6 | 7407.4074 | 0 | GSLD | 15 | 1 | 1 | 1 | 1 | 1 | 1 | 1 | 1 | 1 | 1 | 1 | 1 | 444.4444 | 0 | 79272.2547 | 0 | 0 | 0 | 1 | 0 | 0 | 1
117 | Appliances | Office Equipment | Energy Star Uninterruptable Power Supply | Grocery | New | CgrNgsld117 | 1 | 0.6 | 7407.4074 | 0 | GSLD | 15 | 1 | 1 | 1 | 1 | 1 | 1 | 1 | 1 | 1 | 1 | 1 | 1 | 444.4444 | 0 | 79272.2547 | 0 | 0 | 0 | 1 | 0 | 0 | 1
117 | Appliances | Office Equipment | Energy Star Uninterruptable Power Supply | Healthcare | Turnover | CheTgsld117 | 1 | 1.0347 | 6944.4444 | 0 | GSLD | 15 | 1 | 1 | 1 | 1 | 1 | 1 | 1 | 1 | 1 | 1 | 1 | 1 | 416.6667 | 0 | 74317.7388 | 0 | 0 | 0 | 1 | 0 | 0 | 1
117 | Appliances | Office Equipment | Energy Star Uninterruptable Power Supply | Healthcare | New | CheNgsld117 | 1 | 1.0347 | 6944.4444 | 0 | GSLD | 15 | 1 | 1 | 1 | 1 | 1 | 1 | 1 | 1 | 1 | 1 | 1 | 1 | 416.6667 | 0 | 74317.7388 | 0 | 0 | 0 | 1 | 0 | 0 | 1
117 | Appliances | Office Equipment | Energy Star Uninterruptable Power Supply | Hospitals | Turnover | ChoTgsld117 | 1 | 1.0099 | 9900.9901 | 0 | GSLD | 15 | 1 | 1 | 1 | 1 | 1 | 1 | 1 | 1 | 1 | 1 | 1 | 1 | 594.0594 | 0 | 105957.9642 | 0 | 0 | 0 | 1 | 0 | 0 | 1
117 | Appliances | Office Equipment | Energy Star Uninterruptable Power Supply | Hospitals | New | ChoNgsld117 | 1 | 1.0099 | 9900.9901 | 0 | GSLD | 15 | 1 | 1 | 1 | 1 | 1 | 1 | 1 | 1 | 1 | 1 | 1 | 1 | 594.0594 | 0 | 105957.9642 | 0 | 0 | 0 | 1 | 0 | 0 | 1
117 | Appliances | Office Equipment | Energy Star Uninterruptable Power Supply | Institutional | Turnover | CinTgsld117 | 1 | 1.0811 | 9009.009 | 0 | GSLD | 15 | 1 | 1 | 1 | 1 | 1 | 1 | 1 | 1 | 1 | 1 | 1 | 1 | 540.5405 | 0 | 96412.2017 | 0 | 0 | 0 | 1 | 0 | 0 | 1
117 | Appliances | Office Equipment | Energy Star Uninterruptable Power Supply | Institutional | New | CinNgsld117 | 1 | 1.0811 | 9009.009 | 0 | GSLD | 15 | 1 | 1 | 1 | 1 | 1 | 1 | 1 | 1 | 1 | 1 | 1 | 1 | 540.5405 | 0 | 96412.2017 | 0 | 0 | 0 | 1 | 0 | 0 | 1
117 | Appliances | Office Equipment | Energy Star Uninterruptable Power Supply | Lodging/Hospitality | Turnover | CloTgsld117 | 1 | 1.1682 | 9345.7944 | 0 | GSLD | 15 | 1 | 1 | 1 | 1 | 1 | 1 | 1 | 1 | 1 | 1 | 1 | 1 | 560.7477 | 0 | 100016.3961 | 0 | 0 | 0 | 1 | 0 | 0 | 1
117 | Appliances | Office Equipment | Energy Star Uninterruptable Power Supply | Lodging/Hospitality | New | CloNgsld117 | 1 | 1.1682 | 9345.7944 | 0 | GSLD | 15 | 1 | 1 | 1 | 1 | 1 | 1 | 1 | 1 | 1 | 1 | 1 | 1 | 560.7477 | 0 | 100016.3961 | 0 | 0 | 0 | 1 | 0 | 0 | 1
117 | Appliances | Office Equipment | Energy Star Uninterruptable Power Supply | Miscellaneous | Turnover | CmiTgsld117 | 1 | 1.0631 | 9009.009 | 0 | GSLD | 15 | 1 | 1 | 1 | 1 | 1 | 1 | 1 | 1 | 1 | 1 | 1 | 1 | 540.5405 | 0 | 96412.2017 | 0 | 0 | 0 | 1 | 0 | 0 | 1
117 | Appliances | Office Equipment | Energy Star Uninterruptable Power Supply | Miscellaneous | New | CmiNgsld117 | 1 | 1.0631 | 9009.009 | 0 | GSLD | 15 | 1 | 1 | 1 | 1 | 1 | 1 | 1 | 1 | 1 | 1 | 1 | 1 | 540.5405 | 0 | 96412.2017 | 0 | 0 | 0 | 1 | 0 | 0 | 1
117 | Appliances | Office Equipment | Energy Star Uninterruptable Power Supply | Offices | Turnover | CofTgsld117 | 1 | 1.0631 | 9009.009 | 0 | GSLD | 15 | 1 | 1 | 1 | 1 | 1 | 1 | 1 | 1 | 1 | 1 | 1 | 1 | 540.5405 | 0 | 96412.2017 | 0 | 0 | 0 | 1 | 0 | 0 | 1
117 | Appliances | Office Equipment | Energy Star Uninterruptable Power Supply | Offices | New | CofNgsld117 | 1 | 1.0631 | 9009.009 | 0 | GSLD | 15 | 1 | 1 | 1 | 1 | 1 | 1 | 1 | 1 | 1 | 1 | 1 | 1 | 540.5405 | 0 | 96412.2017 | 0 | 0 | 0 | 1 | 0 | 0 | 1
117 | Appliances | Office Equipment | Energy Star Uninterruptable Power Supply | Restaurants | Turnover | CreTgsld117 | 1 | 0.37313 | 7462.6866 | 0 | GSLD | 15 | 1 | 1 | 1 | 1 | 1 | 1 | 1 | 1 | 1 | 1 | 1 | 1 | 447.7612 | 0 | 79863.8387 | 0 | 0 | 0 | 1 | 0 | 0 | 1
117 | Appliances | Office Equipment | Energy Star Uninterruptable Power Supply | Restaurants | New | CreNgsld117 | 1 | 0.37313 | 7462.6866 | 0 | GSLD | 15 | 1 | 1 | 1 | 1 | 1 | 1 | 1 | 1 | 1 | 1 | 1 | 1 | 447.7612 | 0 | 79863.8387 | 0 | 0 | 0 | 1 | 0 | 0 | 1
117 | Appliances | Office Equipment | Energy Star Uninterruptable Power Supply | Retail | Turnover | CrtTgsld117 | 1 | 0.55245 | 6993.007 | 0 | GSLD | 15 | 1 | 1 | 1 | 1 | 1 | 1 | 1 | 1 | 1 | 1 | 1 | 1 | 419.5804 | 0 | 74837.4433 | 0 | 0 | 0 | 1 | 0 | 0 | 1
117 | Appliances | Office Equipment | Energy Star Uninterruptable Power Supply | Retail | New | CrtNgsld117 | 1 | 0.55245 | 6993.007 | 0 | GSLD | 15 | 1 | 1 | 1 | 1 | 1 | 1 | 1 | 1 | 1 | 1 | 1 | 1 | 419.5804 | 0 | 74837.4433 | 0 | 0 | 0 | 1 | 0 | 0 | 1
117 | Appliances | Office Equipment | Energy Star Uninterruptable Power Supply | Schools K-12 | Turnover | CscTgsld117 | 1 | 1.0388 | 9708.7379 | 0 | GSLD | 15 | 1 | 1 | 1 | 1 | 1 | 1 | 1 | 1 | 1 | 1 | 1 | 1 | 582.5243 | 0 | 103900.528 | 0 | 0 | 0 | 1 | 0 | 0 | 1
117 | Appliances | Office Equipment | Energy Star Uninterruptable Power Supply | Schools K-12 | New | CscNgsld117 | 1 | 1.0388 | 9708.7379 | 0 | GSLD | 15 | 1 | 1 | 1 | 1 | 1 | 1 | 1 | 1 | 1 | 1 | 1 | 1 | 582.5243 | 0 | 103900.528 | 0 | 0 | 0 | 1 | 0 | 0 | 1
117 | Appliances | Office Equipment | Energy Star Uninterruptable Power Supply | Warehouse | Turnover | CwaTgsld117 | 1 | 0.72549 | 6535.9477 | 0 | GSLD | 15 | 1 | 1 | 1 | 1 | 1 | 1 | 1 | 1 | 1 | 1 | 1 | 1 | 392.1569 | 0 | 69946.1071 | 0 | 0 | 0 | 1 | 0 | 0 | 1
117 | Appliances | Office Equipment | Energy Star Uninterruptable Power Supply | Warehouse | New | CwaNgsld117 | 1 | 0.72549 | 6535.9477 | 0 | GSLD | 15 | 1 | 1 | 1 | 1 | 1 | 1 | 1 | 1 | 1 | 1 | 1 | 1 | 392.1569 | 0 | 69946.1071 | 0 | 0 | 0 | 1 | 0 | 0 | 1
118 | Appliances | Office Equipment | Network PC Power Management | Assembly | Existing | CasEgsld118 | 1 | 0.43275 | 5847.9532 | 0 | GSLD | 5 | 0.57723 | 0.60437 | 0.83705 | 1.097 | 1.2026 | 1.2026 | 1.289 | 1.2891 | 1.2453 | 1.1192 | 0.77553 | 0.85362 | 294.0538 | 0 | 1089.6807 | 0 | 0 | 0 | 1 | 0 | 0 | 1.0077
118 | Appliances | Office Equipment | Network PC Power Management | Assembly | New | CasNgsld118 | 1 | 0.43275 | 5847.9532 | 0 | GSLD | 5 | 0.57723 | 0.60437 | 0.83705 | 1.097 | 1.2026 | 1.2026 | 1.289 | 1.2891 | 1.2453 | 1.1192 | 0.77553 | 0.85362 | 294.0538 | 0 | 1089.6807 | 0 | 0 | 0 | 1 | 0 | 0 | 1.0077
118 | Appliances | Office Equipment | Network PC Power Management | College and University | Existing | CcoEgsld118 | 1 | 1.0099 | 9900.9901 | 0 | GSLD | 5 | 0.57723 | 0.60437 | 0.83705 | 1.097 | 1.2026 | 1.2026 | 1.289 | 1.2891 | 1.2453 | 1.1192 | 0.77553 | 0.85362 | 497.8535 | 0 | 1844.905 | 0 | 0 | 0 | 1 | 0 | 0 | 1.0077
118 | Appliances | Office Equipment | Network PC Power Management | College and University | New | CcoNgsld118 | 1 | 1.0099 | 9900.9901 | 0 | GSLD | 5 | 0.57723 | 0.60437 | 0.83705 | 1.097 | 1.2026 | 1.2026 | 1.289 | 1.2891 | 1.2453 | 1.1192 | 0.77553 | 0.85362 | 497.8535 | 0 | 1844.905 | 0 | 0 | 0 | 1 | 0 | 0 | 1.0077
118 | Appliances | Office Equipment | Network PC Power Management | Data Center | Existing | CdaEgsld118 | 1 | 1.0631 | 9009.009 | 0 | GSLD | 5 | 0.57723 | 0.60437 | 0.83705 | 1.097 | 1.2026 | 1.2026 | 1.289 | 1.2891 | 1.2453 | 1.1192 | 0.77553 | 0.85362 | 453.0018 | 0 | 1678.6973 | 0 | 0 | 0 | 1 | 0 | 0 | 1.0077
118 | Appliances | Office Equipment | Network PC Power Management | Data Center | New | CdaNgsld118 | 1 | 1.0631 | 9009.009 | 0 | GSLD | 5 | 0.57723 | 0.60437 | 0.83705 | 1.097 | 1.2026 | 1.2026 | 1.289 | 1.2891 | 1.2453 | 1.1192 | 0.77553 | 0.85362 | 453.0018 | 0 | 1678.6973 | 0 | 0 | 0 | 1 | 0 | 0 | 1.0077
118 | Appliances | Office Equipment | Network PC Power Management | Grocery | Existing | CgrEgsld118 | 1 | 0.6 | 7407.4074 | 0 | GSLD | 5 | 0.57723 | 0.60437 | 0.83705 | 1.097 | 1.2026 | 1.2026 | 1.289 | 1.2891 | 1.2453 | 1.1192 | 0.77553 | 0.85362 | 372.4682 | 0 | 1380.2622 | 0 | 0 | 0 | 1 | 0 | 0 | 1.0077
118 | Appliances | Office Equipment | Network PC Power Management | Grocery | New | CgrNgsld118 | 1 | 0.6 | 7407.4074 | 0 | GSLD | 5 | 0.57723 | 0.60437 | 0.83705 | 1.097 | 1.2026 | 1.2026 | 1.289 | 1.2891 | 1.2453 | 1.1192 | 0.77553 | 0.85362 | 372.4682 | 0 | 1380.2622 | 0 | 0 | 0 | 1 | 0 | 0 | 1.0077
118 | Appliances | Office Equipment | Network PC Power Management | Healthcare | Existing | CheEgsld118 | 1 | 1.0347 | 6944.4444 | 0 | GSLD | 5 | 0.57723 | 0.60437 | 0.83705 | 1.097 | 1.2026 | 1.2026 | 1.289 | 1.2891 | 1.2453 | 1.1192 | 0.77553 | 0.85362 | 349.1889 | 0 | 1293.9959 | 0 | 0 | 0 | 1 | 0 | 0 | 1.0077
118 | Appliances | Office Equipment | Network PC Power Management | Healthcare | New | CheNgsld118 | 1 | 1.0347 | 6944.4444 | 0 | GSLD | 5 | 0.57723 | 0.60437 | 0.83705 | 1.097 | 1.2026 | 1.2026 | 1.289 | 1.2891 | 1.2453 | 1.1192 | 0.77553 | 0.85362 | 349.1889 | 0 | 1293.9959 | 0 | 0 | 0 | 1 | 0 | 0 | 1.0077
118 | Appliances | Office Equipment | Network PC Power Management | Hospitals | Existing | ChoEgsld118 | 1 | 1.0099 | 9900.9901 | 0 | GSLD | 5 | 0.57723 | 0.60437 | 0.83705 | 1.097 | 1.2026 | 1.2026 | 1.289 | 1.2891 | 1.2453 | 1.1192 | 0.77553 | 0.85362 | 497.8535 | 0 | 1844.905 | 0 | 0 | 0 | 1 | 0 | 0 | 1.0077
118 | Appliances | Office Equipment | Network PC Power Management | Hospitals | New | ChoNgsld118 | 1 | 1.0099 | 9900.9901 | 0 | GSLD | 5 | 0.57723 | 0.60437 | 0.83705 | 1.097 | 1.2026 | 1.2026 | 1.289 | 1.2891 | 1.2453 | 1.1192 | 0.77553 | 0.85362 | 497.8535 | 0 | 1844.905 | 0 | 0 | 0 | 1 | 0 | 0 | 1.0077
118 | Appliances | Office Equipment | Network PC Power Management | Institutional | Existing | CinEgsld118 | 1 | 1.0811 | 9009.009 | 0 | GSLD | 5 | 0.57723 | 0.60437 | 0.83705 | 1.097 | 1.2026 | 1.2026 | 1.289 | 1.2891 | 1.2453 | 1.1192 | 0.77553 | 0.85362 | 453.0018 | 0 | 1678.6973 | 0 | 0 | 0 | 1 | 0 | 0 | 1.0077
118 | Appliances | Office Equipment | Network PC Power Management | Institutional | New | CinNgsld118 | 1 | 1.0811 | 9009.009 | 0 | GSLD | 5 | 0.57723 | 0.60437 | 0.83705 | 1.097 | 1.2026 | 1.2026 | 1.289 | 1.2891 | 1.2453 | 1.1192 | 0.77553 | 0.85362 | 453.0018 | 0 | 1678.6973 | 0 | 0 | 0 | 1 | 0 | 0 | 1.0077
118 | Appliances | Office Equipment | Network PC Power Management | Lodging/Hospitality | Existing | CloEgsld118 | 1 | 1.1682 | 9345.7944 | 0 | GSLD | 5 | 0.57723 | 0.60437 | 0.83705 | 1.097 | 1.2026 | 1.2026 | 1.289 | 1.2891 | 1.2453 | 1.1192 | 0.77553 | 0.85362 | 469.9365 | 0 | 1741.4524 | 0 | 0 | 0 | 1 | 0 | 0 | 1.0077
118 | Appliances | Office Equipment | Network PC Power Management | Lodging/Hospitality | New | CloNgsld118 | 1 | 1.1682 | 9345.7944 | 0 | GSLD | 5 | 0.57723 | 0.60437 | 0.83705 | 1.097 | 1.2026 | 1.2026 | 1.289 | 1.2891 | 1.2453 | 1.1192 | 0.77553 | 0.85362 | 469.9365 | 0 | 1741.4524 | 0 | 0 | 0 | 1 | 0 | 0 | 1.0077
118 | Appliances | Office Equipment | Network PC Power Management | Miscellaneous | Existing | CmiEgsld118 | 1 | 1.0631 | 9009.009 | 0 | GSLD | 5 | 0.57723 | 0.60437 | 0.83705 | 1.097 | 1.2026 | 1.2026 | 1.289 | 1.2891 | 1.2453 | 1.1192 | 0.77553 | 0.85362 | 453.0018 | 0 | 1678.6973 | 0 | 0 | 0 | 1 | 0 | 0 | 1.0077
118 | Appliances | Office Equipment | Network PC Power Management | Miscellaneous | New | CmiNgsld118 | 1 | 1.0631 | 9009.009 | 0 | GSLD | 5 | 0.57723 | 0.60437 | 0.83705 | 1.097 | 1.2026 | 1.2026 | 1.289 | 1.2891 | 1.2453 | 1.1192 | 0.77553 | 0.85362 | 453.0018 | 0 | 1678.6973 | 0 | 0 | 0 | 1 | 0 | 0 | 1.0077
118 | Appliances | Office Equipment | Network PC Power Management | Offices | Existing | CofEgsld118 | 1 | 1.0631 | 9009.009 | 0 | GSLD | 5 | 0.57723 | 0.60437 | 0.83705 | 1.097 | 1.2026 | 1.2026 | 1.289 | 1.2891 | 1.2453 | 1.1192 | 0.77553 | 0.85362 | 453.0018 | 0 | 1678.6973 | 0 | 0 | 0 | 1 | 0 | 0 | 1.0077
118 | Appliances | Office Equipment | Network PC Power Management | Offices | New | CofNgsld118 | 1 | 1.0631 | 9009.009 | 0 | GSLD | 5 | 0.57723 | 0.60437 | 0.83705 | 1.097 | 1.2026 | 1.2026 | 1.289 | 1.2891 | 1.2453 | 1.1192 | 0.77553 | 0.85362 | 453.0018 | 0 | 1678.6973 | 0 | 0 | 0 | 1 | 0 | 0 | 1.0077
118 | Appliances | Office Equipment | Network PC Power Management | Restaurants | Existing | CreEgsld118 | 1 | 0.37313 | 7462.6866 | 0 | GSLD | 5 | 0.57723 | 0.60437 | 0.83705 | 1.097 | 1.2026 | 1.2026 | 1.289 | 1.2891 | 1.2453 | 1.1192 | 0.77553 | 0.85362 | 375.2478 | 0 | 1390.5627 | 0 | 0 | 0 | 1 | 0 | 0 | 1.0077
118 | Appliances | Office Equipment | Network PC Power Management | Restaurants | New | CreNgsld118 | 1 | 0.37313 | 7462.6866 | 0 | GSLD | 5 | 0.57723 | 0.60437 | 0.83705 | 1.097 | 1.2026 | 1.2026 | 1.289 | 1.2891 | 1.2453 | 1.1192 | 0.77553 | 0.85362 | 375.2478 | 0 | 1390.5627 | 0 | 0 | 0 | 1 | 0 | 0 | 1.0077
118 | Appliances | Office Equipment | Network PC Power Management | Retail | Existing | CrtEgsld118 | 1 | 0.55245 | 6993.007 | 0 | GSLD | 5 | 0.57723 | 0.60437 | 0.83705 | 1.097 | 1.2026 | 1.2026 | 1.289 | 1.2891 | 1.2453 | 1.1192 | 0.77553 | 0.85362 | 351.6308 | 0 | 1303.0448 | 0 | 0 | 0 | 1 | 0 | 0 | 1.0077
118 | Appliances | Office Equipment | Network PC Power Management | Retail | New | CrtNgsld118 | 1 | 0.55245 | 6993.007 | 0 | GSLD | 5 | 0.57723 | 0.60437 | 0.83705 | 1.097 | 1.2026 | 1.2026 | 1.289 | 1.2891 | 1.2453 | 1.1192 | 0.77553 | 0.85362 | 351.6308 | 0 | 1303.0448 | 0 | 0 | 0 | 1 | 0 | 0 | 1.0077
118 | Appliances | Office Equipment | Network PC Power Management | Schools K-12 | Existing | CscEgsld118 | 1 | 1.0388 | 9708.7379 | 0 | GSLD | 5 | 0.57723 | 0.60437 | 0.83705 | 1.097 | 1.2026 | 1.2026 | 1.289 | 1.2891 | 1.2453 | 1.1192 | 0.77553 | 0.85362 | 488.1864 | 0 | 1809.0816 | 0 | 0 | 0 | 1 | 0 | 0 | 1.0077
118 | Appliances | Office Equipment | Network PC Power Management | Schools K-12 | New | CscNgsld118 | 1 | 1.0388 | 9708.7379 | 0 | GSLD | 5 | 0.57723 | 0.60437 | 0.83705 | 1.097 | 1.2026 | 1.2026 | 1.289 | 1.2891 | 1.2453 | 1.1192 | 0.77553 | 0.85362 | 488.1864 | 0 | 1809.0816 | 0 | 0 | 0 | 1 | 0 | 0 | 1.0077
118 | Appliances | Office Equipment | Network PC Power Management | Warehouse | Existing | CwaEgsld118 | 1 | 0.72549 | 6535.9477 | 0 | GSLD | 5 | 0.57723 | 0.60437 | 0.83705 | 1.097 | 1.2026 | 1.2026 | 1.289 | 1.2891 | 1.2453 | 1.1192 | 0.77553 | 0.85362 | 328.6484 | 0 | 1217.8785 | 0 | 0 | 0 | 1 | 0 | 0 | 1.0077
118 | Appliances | Office Equipment | Network PC Power Management | Warehouse | New | CwaNgsld118 | 1 | 0.72549 | 6535.9477 | 0 | GSLD | 5 | 0.57723 | 0.60437 | 0.83705 | 1.097 | 1.2026 | 1.2026 | 1.289 | 1.2891 | 1.2453 | 1.1192 | 0.77553 | 0.85362 | 328.6484 | 0 | 1217.8785 | 0 | 0 | 0 | 1 | 0 | 0 | 1.0077
119 | Appliances | Office Equipment | Server Virtualization | Assembly | Turnover | CasTgsld119 | 1 | 0.43275 | 5847.9532 | 0 | GSLD | 5 | 0.57723 | 0.60437 | 0.83705 | 1.097 | 1.2026 | 1.2026 | 1.289 | 1.2891 | 1.2453 | 1.1192 | 0.77553 | 0.85362 | 350.8772 | 0 | 136.0183 | 0 | 0 | 0 | 1 | 0 | 0 | 1.0077
119 | Appliances | Office Equipment | Server Virtualization | Assembly | New | CasNgsld119 | 1 | 0.43275 | 5847.9532 | 0 | GSLD | 5 | 0.57723 | 0.60437 | 0.83705 | 1.097 | 1.2026 | 1.2026 | 1.289 | 1.2891 | 1.2453 | 1.1192 | 0.77553 | 0.85362 | 350.8772 | 0 | 136.0183 | 0 | 0 | 0 | 1 | 0 | 0 | 1.0077
119 | Appliances | Office Equipment | Server Virtualization | College and University | Turnover | CcoTgsld119 | 1 | 1.0099 | 9900.9901 | 0 | GSLD | 5 | 0.57723 | 0.60437 | 0.83705 | 1.097 | 1.2026 | 1.2026 | 1.289 | 1.2891 | 1.2453 | 1.1192 | 0.77553 | 0.85362 | 594.0594 | 0 | 230.2884 | 0 | 0 | 0 | 1 | 0 | 0 | 1.0077
119 | Appliances | Office Equipment | Server Virtualization | College and University | New | CcoNgsld119 | 1 | 1.0099 | 9900.9901 | 0 | GSLD | 5 | 0.57723 | 0.60437 | 0.83705 | 1.097 | 1.2026 | 1.2026 | 1.289 | 1.2891 | 1.2453 | 1.1192 | 0.77553 | 0.85362 | 594.0594 | 0 | 230.2884 | 0 | 0 | 0 | 1 | 0 | 0 | 1.0077
119 | Appliances | Office Equipment | Server Virtualization | Data Center | Turnover | CdaTgsld119 | 1 | 1.0631 | 9009.009 | 0 | GSLD | 5 | 0.57723 | 0.60437 | 0.83705 | 1.097 | 1.2026 | 1.2026 | 1.289 | 1.2891 | 1.2453 | 1.1192 | 0.77553 | 0.85362 | 540.5405 | 0 | 209.5417 | 0 | 0 | 0 | 1 | 0 | 0 | 1.0077
119 | Appliances | Office Equipment | Server Virtualization | Data Center | New | CdaNgsld119 | 1 | 1.0631 | 9009.009 | 0 | GSLD | 5 | 0.57723 | 0.60437 | 0.83705 | 1.097 | 1.2026 | 1.2026 | 1.289 | 1.2891 | 1.2453 | 1.1192 | 0.77553 | 0.85362 | 540.5405 | 0 | 209.5417 | 0 | 0 | 0 | 1 | 0 | 0 | 1.0077
119 | Appliances | Office Equipment | Server Virtualization | Grocery | Turnover | CgrTgsld119 | 1 | 0.6 | 7407.4074 | 0 | GSLD | 5 | 0.57723 | 0.60437 | 0.83705 | 1.097 | 1.2026 | 1.2026 | 1.289 | 1.2891 | 1.2453 | 1.1192 | 0.77553 | 0.85362 | 444.4444 | 0 | 172.2899 | 0 | 0 | 0 | 1 | 0 | 0 | 1.0077
119 | Appliances | Office Equipment | Server Virtualization | Grocery | New | CgrNgsld119 | 1 | 0.6 | 7407.4074 | 0 | GSLD | 5 | 0.57723 | 0.60437 | 0.83705 | 1.097 | 1.2026 | 1.2026 | 1.289 | 1.2891 | 1.2453 | 1.1192 | 0.77553 | 0.85362 | 444.4444 | 0 | 172.2899 | 0 | 0 | 0 | 1 | 0 | 0 | 1.0077
119 | Appliances | Office Equipment | Server Virtualization | Healthcare | Turnover | CheTgsld119 | 1 | 1.0347 | 6944.4444 | 0 | GSLD | 5 | 0.57723 | 0.60437 | 0.83705 | 1.097 | 1.2026 | 1.2026 | 1.289 | 1.2891 | 1.2453 | 1.1192 | 0.77553 | 0.85362 | 416.6667 | 0 | 161.5218 | 0 | 0 | 0 | 1 | 0 | 0 | 1.0077
119 | Appliances | Office Equipment | Server Virtualization | Healthcare | New | CheNgsld119 | 1 | 1.0347 | 6944.4444 | 0 | GSLD | 5 | 0.57723 | 0.60437 | 0.83705 | 1.097 | 1.2026 | 1.2026 | 1.289 | 1.2891 | 1.2453 | 1.1192 | 0.77553 | 0.85362 | 416.6667 | 0 | 161.5218 | 0 | 0 | 0 | 1 | 0 | 0 | 1.0077
119 | Appliances | Office Equipment | Server Virtualization | Hospitals | Turnover | ChoTgsld119 | 1 | 1.0099 | 9900.9901 | 0 | GSLD | 5 | 0.57723 | 0.60437 | 0.83705 | 1.097 | 1.2026 | 1.2026 | 1.289 | 1.2891 | 1.2453 | 1.1192 | 0.77553 | 0.85362 | 594.0594 | 0 | 230.2884 | 0 | 0 | 0 | 1 | 0 | 0 | 1.0077
119 | Appliances | Office Equipment | Server Virtualization | Hospitals | New | ChoNgsld119 | 1 | 1.0099 | 9900.9901 | 0 | GSLD | 5 | 0.57723 | 0.60437 | 0.83705 | 1.097 | 1.2026 | 1.2026 | 1.289 | 1.2891 | 1.2453 | 1.1192 | 0.77553 | 0.85362 | 594.0594 | 0 | 230.2884 | 0 | 0 | 0 | 1 | 0 | 0 | 1.0077
119 | Appliances | Office Equipment | Server Virtualization | Institutional | Turnover | CinTgsld119 | 1 | 1.0811 | 9009.009 | 0 | GSLD | 5 | 0.57723 | 0.60437 | 0.83705 | 1.097 | 1.2026 | 1.2026 | 1.289 | 1.2891 | 1.2453 | 1.1192 | 0.77553 | 0.85362 | 540.5405 | 0 | 209.5417 | 0 | 0 | 0 | 1 | 0 | 0 | 1.0077
119 | Appliances | Office Equipment | Server Virtualization | Institutional | New | CinNgsld119 | 1 | 1.0811 | 9009.009 | 0 | GSLD | 5 | 0.57723 | 0.60437 | 0.83705 | 1.097 | 1.2026 | 1.2026 | 1.289 | 1.2891 | 1.2453 | 1.1192 | 0.77553 | 0.85362 | 540.5405 | 0 | 209.5417 | 0 | 0 | 0 | 1 | 0 | 0 | 1.0077
119 | Appliances | Office Equipment | Server Virtualization | Lodging/Hospitality | Turnover | CloTgsld119 | 1 | 1.1682 | 9345.7944 | 0 | GSLD | 5 | 0.57723 | 0.60437 | 0.83705 | 1.097 | 1.2026 | 1.2026 | 1.289 | 1.2891 | 1.2453 | 1.1192 | 0.77553 | 0.85362 | 560.7477 | 0 | 217.3751 | 0 | 0 | 0 | 1 | 0 | 0 | 1.0077
119 | Appliances | Office Equipment | Server Virtualization | Lodging/Hospitality | New | CloNgsld119 | 1 | 1.1682 | 9345.7944 | 0 | GSLD | 5 | 0.57723 | 0.60437 | 0.83705 | 1.097 | 1.2026 | 1.2026 | 1.289 | 1.2891 | 1.2453 | 1.1192 | 0.77553 | 0.85362 | 560.7477 | 0 | 217.3751 | 0 | 0 | 0 | 1 | 0 | 0 | 1.0077
119 | Appliances | Office Equipment | Server Virtualization | Miscellaneous | Turnover | CmiTgsld119 | 1 | 1.0631 | 9009.009 | 0 | GSLD | 5 | 0.57723 | 0.60437 | 0.83705 | 1.097 | 1.2026 | 1.2026 | 1.289 | 1.2891 | 1.2453 | 1.1192 | 0.77553 | 0.85362 | 540.5405 | 0 | 209.5417 | 0 | 0 | 0 | 1 | 0 | 0 | 1.0077
119 | Appliances | Office Equipment | Server Virtualization | Miscellaneous | New | CmiNgsld119 | 1 | 1.0631 | 9009.009 | 0 | GSLD | 5 | 0.57723 | 0.60437 | 0.83705 | 1.097 | 1.2026 | 1.2026 | 1.289 | 1.2891 | 1.2453 | 1.1192 | 0.77553 | 0.85362 | 540.5405 | 0 | 209.5417 | 0 | 0 | 0 | 1 | 0 | 0 | 1.0077
119 | Appliances | Office Equipment | Server Virtualization | Offices | Turnover | CofTgsld119 | 1 | 1.0631 | 9009.009 | 0 | GSLD | 5 | 0.57723 | 0.60437 | 0.83705 | 1.097 | 1.2026 | 1.2026 | 1.289 | 1.2891 | 1.2453 | 1.1192 | 0.77553 | 0.85362 | 540.5405 | 0 | 209.5417 | 0 | 0 | 0 | 1 | 0 | 0 | 1.0077
119 | Appliances | Office Equipment | Server Virtualization | Offices | New | CofNgsld119 | 1 | 1.0631 | 9009.009 | 0 | GSLD | 5 | 0.57723 | 0.60437 | 0.83705 | 1.097 | 1.2026 | 1.2026 | 1.289 | 1.2891 | 1.2453 | 1.1192 | 0.77553 | 0.85362 | 540.5405 | 0 | 209.5417 | 0 | 0 | 0 | 1 | 0 | 0 | 1.0077
119 | Appliances | Office Equipment | Server Virtualization | Restaurants | Turnover | CreTgsld119 | 1 | 0.37313 | 7462.6866 | 0 | GSLD | 5 | 0.57723 | 0.60437 | 0.83705 | 1.097 | 1.2026 | 1.2026 | 1.289 | 1.2891 | 1.2453 | 1.1192 | 0.77553 | 0.85362 | 447.7612 | 0 | 173.5756 | 0 | 0 | 0 | 1 | 0 | 0 | 1.0077
119 | Appliances | Office Equipment | Server Virtualization | Restaurants | New | CreNgsld119 | 1 | 0.37313 | 7462.6866 | 0 | GSLD | 5 | 0.57723 | 0.60437 | 0.83705 | 1.097 | 1.2026 | 1.2026 | 1.289 | 1.2891 | 1.2453 | 1.1192 | 0.77553 | 0.85362 | 447.7612 | 0 | 173.5756 | 0 | 0 | 0 | 1 | 0 | 0 | 1.0077
119 | Appliances | Office Equipment | Server Virtualization | Retail | Turnover | CrtTgsld119 | 1 | 0.55245 | 6993.007 | 0 | GSLD | 5 | 0.57723 | 0.60437 | 0.83705 | 1.097 | 1.2026 | 1.2026 | 1.289 | 1.2891 | 1.2453 | 1.1192 | 0.77553 | 0.85362 | 419.5804 | 0 | 162.6513 | 0 | 0 | 0 | 1 | 0 | 0 | 1.0077
119 | Appliances | Office Equipment | Server Virtualization | Retail | New | CrtNgsld119 | 1 | 0.55245 | 6993.007 | 0 | GSLD | 5 | 0.57723 | 0.60437 | 0.83705 | 1.097 | 1.2026 | 1.2026 | 1.289 | 1.2891 | 1.2453 | 1.1192 | 0.77553 | 0.85362 | 419.5804 | 0 | 162.6513 | 0 | 0 | 0 | 1 | 0 | 0 | 1.0077
119 | Appliances | Office Equipment | Server Virtualization | Schools K-12 | Turnover | CscTgsld119 | 1 | 1.0388 | 9708.7379 | 0 | GSLD | 5 | 0.57723 | 0.60437 | 0.83705 | 1.097 | 1.2026 | 1.2026 | 1.289 | 1.2891 | 1.2453 | 1.1192 | 0.77553 | 0.85362 | 582.5243 | 0 | 225.8168 | 0 | 0 | 0 | 1 | 0 | 0 | 1.0077
119 | Appliances | Office Equipment | Server Virtualization | Schools K-12 | New | CscNgsld119 | 1 | 1.0388 | 9708.7379 | 0 | GSLD | 5 | 0.57723 | 0.60437 | 0.83705 | 1.097 | 1.2026 | 1.2026 | 1.289 | 1.2891 | 1.2453 | 1.1192 | 0.77553 | 0.85362 | 582.5243 | 0 | 225.8168 | 0 | 0 | 0 | 1 | 0 | 0 | 1.0077
119 | Appliances | Office Equipment | Server Virtualization | Warehouse | Turnover | CwaTgsld119 | 1 | 0.72549 | 6535.9477 | 0 | GSLD | 5 | 0.57723 | 0.60437 | 0.83705 | 1.097 | 1.2026 | 1.2026 | 1.289 | 1.2891 | 1.2453 | 1.1192 | 0.77553 | 0.85362 | 392.1569 | 0 | 152.0205 | 0 | 0 | 0 | 1 | 0 | 0 | 1.0077
119 | Appliances | Office Equipment | Server Virtualization | Warehouse | New | CwaNgsld119 | 1 | 0.72549 | 6535.9477 | 0 | GSLD | 5 | 0.57723 | 0.60437 | 0.83705 | 1.097 | 1.2026 | 1.2026 | 1.289 | 1.2891 | 1.2453 | 1.1192 | 0.77553 | 0.85362 | 392.1569 | 0 | 152.0205 | 0 | 0 | 0 | 1 | 0 | 0 | 1.0077
120 | Appliances | Office Equipment | Smart Strip Plug Outlet | Assembly | Existing | CasEgsld120 | 1 | 0.43275 | 5847.9532 | 0 | GSLD | 8 | 1 | 1 | 1 | 1 | 1 | 1 | 1 | 1 | 1 | 1 | 1 | 1 | 350.8772 | 0 | 2528.8446 | 0 | 0 | 0 | 1 | 0 | 0 | 1
120 | Appliances | Office Equipment | Smart Strip Plug Outlet | Assembly | New | CasNgsld120 | 1 | 0.43275 | 5847.9532 | 0 | GSLD | 8 | 1 | 1 | 1 | 1 | 1 | 1 | 1 | 1 | 1 | 1 | 1 | 1 | 350.8772 | 0 | 2528.8446 | 0 | 0 | 0 | 1 | 0 | 0 | 1
120 | Appliances | Office Equipment | Smart Strip Plug Outlet | College and University | Existing | CcoEgsld120 | 1 | 1.0099 | 9900.9901 | 0 | GSLD | 8 | 1 | 1 | 1 | 1 | 1 | 1 | 1 | 1 | 1 | 1 | 1 | 1 | 594.0594 | 0 | 1318.7034 | 0 | 0 | 0 | 1 | 0 | 0 | 1
120 | Appliances | Office Equipment | Smart Strip Plug Outlet | College and University | New | CcoNgsld120 | 1 | 1.0099 | 9900.9901 | 0 | GSLD | 8 | 1 | 1 | 1 | 1 | 1 | 1 | 1 | 1 | 1 | 1 | 1 | 1 | 594.0594 | 0 | 1318.7034 | 0 | 0 | 0 | 1 | 0 | 0 | 1
120 | Appliances | Office Equipment | Smart Strip Plug Outlet | Data Center | Existing | CdaEgsld120 | 1 | 1.0631 | 9009.009 | 0 | GSLD | 8 | 1 | 1 | 1 | 1 | 1 | 1 | 1 | 1 | 1 | 1 | 1 | 1 | 540.5405 | 0 | 1241.26 | 0 | 0 | 0 | 1 | 0 | 0 | 1
120 | Appliances | Office Equipment | Smart Strip Plug Outlet | Data Center | New | CdaNgsld120 | 1 | 1.0631 | 9009.009 | 0 | GSLD | 8 | 1 | 1 | 1 | 1 | 1 | 1 | 1 | 1 | 1 | 1 | 1 | 1 | 540.5405 | 0 | 1241.26 | 0 | 0 | 0 | 1 | 0 | 0 | 1
120 | Appliances | Office Equipment | Smart Strip Plug Outlet | Grocery | Existing | CgrEgsld120 | 1 | 0.6 | 7407.4074 | 0 | GSLD | 8 | 1 | 1 | 1 | 1 | 1 | 1 | 1 | 1 | 1 | 1 | 1 | 1 | 444.4444 | 0 | 31271.3769 | 0 | 0 | 0 | 1 | 0 | 0 | 1
120 | Appliances | Office Equipment | Smart Strip Plug Outlet | Grocery | New | CgrNgsld120 | 1 | 0.6 | 7407.4074 | 0 | GSLD | 8 | 1 | 1 | 1 | 1 | 1 | 1 | 1 | 1 | 1 | 1 | 1 | 1 | 444.4444 | 0 | 31271.3769 | 0 | 0 | 0 | 1 | 0 | 0 | 1
120 | Appliances | Office Equipment | Smart Strip Plug Outlet | Healthcare | Existing | CheEgsld120 | 1 | 1.0347 | 6944.4444 | 0 | GSLD | 8 | 1 | 1 | 1 | 1 | 1 | 1 | 1 | 1 | 1 | 1 | 1 | 1 | 416.6667 | 0 | 972.441 | 0 | 0 | 0 | 1 | 0 | 0 | 1
120 | Appliances | Office Equipment | Smart Strip Plug Outlet | Healthcare | New | CheNgsld120 | 1 | 1.0347 | 6944.4444 | 0 | GSLD | 8 | 1 | 1 | 1 | 1 | 1 | 1 | 1 | 1 | 1 | 1 | 1 | 1 | 416.6667 | 0 | 972.441 | 0 | 0 | 0 | 1 | 0 | 0 | 1
120 | Appliances | Office Equipment | Smart Strip Plug Outlet | Hospitals | Existing | ChoEgsld120 | 1 | 1.0099 | 9900.9901 | 0 | GSLD | 8 | 1 | 1 | 1 | 1 | 1 | 1 | 1 | 1 | 1 | 1 | 1 | 1 | 594.0594 | 0 | 468.0213 | 0 | 0 | 0 | 1 | 0 | 0 | 1
120 | Appliances | Office Equipment | Smart Strip Plug Outlet | Hospitals | New | ChoNgsld120 | 1 | 1.0099 | 9900.9901 | 0 | GSLD | 8 | 1 | 1 | 1 | 1 | 1 | 1 | 1 | 1 | 1 | 1 | 1 | 1 | 594.0594 | 0 | 468.0213 | 0 | 0 | 0 | 1 | 0 | 0 | 1
120 | Appliances | Office Equipment | Smart Strip Plug Outlet | Institutional | Existing | CinEgsld120 | 1 | 1.0811 | 9009.009 | 0 | GSLD | 8 | 1 | 1 | 1 | 1 | 1 | 1 | 1 | 1 | 1 | 1 | 1 | 1 | 540.5405 | 0 | 10837.9056 | 0 | 0 | 0 | 1 | 0 | 0 | 1
120 | Appliances | Office Equipment | Smart Strip Plug Outlet | Institutional | New | CinNgsld120 | 1 | 1.0811 | 9009.009 | 0 | GSLD | 8 | 1 | 1 | 1 | 1 | 1 | 1 | 1 | 1 | 1 | 1 | 1 | 1 | 540.5405 | 0 | 10837.9056 | 0 | 0 | 0 | 1 | 0 | 0 | 1
120 | Appliances | Office Equipment | Smart Strip Plug Outlet | Lodging/Hospitality | Existing | CloEgsld120 | 1 | 1.1682 | 9345.7944 | 0 | GSLD | 8 | 1 | 1 | 1 | 1 | 1 | 1 | 1 | 1 | 1 | 1 | 1 | 1 | 560.7477 | 0 | 1318.5143 | 0 | 0 | 0 | 1 | 0 | 0 | 1
120 | Appliances | Office Equipment | Smart Strip Plug Outlet | Lodging/Hospitality | New | CloNgsld120 | 1 | 1.1682 | 9345.7944 | 0 | GSLD | 8 | 1 | 1 | 1 | 1 | 1 | 1 | 1 | 1 | 1 | 1 | 1 | 1 | 560.7477 | 0 | 1318.5143 | 0 | 0 | 0 | 1 | 0 | 0 | 1
120 | Appliances | Office Equipment | Smart Strip Plug Outlet | Miscellaneous | Existing | CmiEgsld120 | 1 | 1.0631 | 9009.009 | 0 | GSLD | 8 | 1 | 1 | 1 | 1 | 1 | 1 | 1 | 1 | 1 | 1 | 1 | 1 | 540.5405 | 0 | 5199.6641 | 0 | 0 | 0 | 1 | 0 | 0 | 1
120 | Appliances | Office Equipment | Smart Strip Plug Outlet | Miscellaneous | New | CmiNgsld120 | 1 | 1.0631 | 9009.009 | 0 | GSLD | 8 | 1 | 1 | 1 | 1 | 1 | 1 | 1 | 1 | 1 | 1 | 1 | 1 | 540.5405 | 0 | 5199.6641 | 0 | 0 | 0 | 1 | 0 | 0 | 1
120 | Appliances | Office Equipment | Smart Strip Plug Outlet | Offices | Existing | CofEgsld120 | 1 | 1.0631 | 9009.009 | 0 | GSLD | 8 | 1 | 1 | 1 | 1 | 1 | 1 | 1 | 1 | 1 | 1 | 1 | 1 | 540.5405 | 0 | 611.7653 | 0 | 0 | 0 | 1 | 0 | 0 | 1
120 | Appliances | Office Equipment | Smart Strip Plug Outlet | Offices | New | CofNgsld120 | 1 | 1.0631 | 9009.009 | 0 | GSLD | 8 | 1 | 1 | 1 | 1 | 1 | 1 | 1 | 1 | 1 | 1 | 1 | 1 | 540.5405 | 0 | 611.7653 | 0 | 0 | 0 | 1 | 0 | 0 | 1
120 | Appliances | Office Equipment | Smart Strip Plug Outlet | Restaurants | Existing | CreEgsld120 | 1 | 0.37313 | 7462.6866 | 0 | GSLD | 8 | 1 | 1 | 1 | 1 | 1 | 1 | 1 | 1 | 1 | 1 | 1 | 1 | 447.7612 | 0 | 6300.9491 | 0 | 0 | 0 | 1 | 0 | 0 | 1
120 | Appliances | Office Equipment | Smart Strip Plug Outlet | Restaurants | New | CreNgsld120 | 1 | 0.37313 | 7462.6866 | 0 | GSLD | 8 | 1 | 1 | 1 | 1 | 1 | 1 | 1 | 1 | 1 | 1 | 1 | 1 | 447.7612 | 0 | 6300.9491 | 0 | 0 | 0 | 1 | 0 | 0 | 1
120 | Appliances | Office Equipment | Smart Strip Plug Outlet | Retail | Existing | CrtEgsld120 | 1 | 0.55245 | 6993.007 | 0 | GSLD | 8 | 1 | 1 | 1 | 1 | 1 | 1 | 1 | 1 | 1 | 1 | 1 | 1 | 419.5804 | 0 | 621.5316 | 0 | 0 | 0 | 1 | 0 | 0 | 1
120 | Appliances | Office Equipment | Smart Strip Plug Outlet | Retail | New | CrtNgsld120 | 1 | 0.55245 | 6993.007 | 0 | GSLD | 8 | 1 | 1 | 1 | 1 | 1 | 1 | 1 | 1 | 1 | 1 | 1 | 1 | 419.5804 | 0 | 621.5316 | 0 | 0 | 0 | 1 | 0 | 0 | 1
120 | Appliances | Office Equipment | Smart Strip Plug Outlet | Schools K-12 | Existing | CscEgsld120 | 1 | 1.0388 | 9708.7379 | 0 | GSLD | 8 | 1 | 1 | 1 | 1 | 1 | 1 | 1 | 1 | 1 | 1 | 1 | 1 | 582.5243 | 0 | 859.1803 | 0 | 0 | 0 | 1 | 0 | 0 | 1
120 | Appliances | Office Equipment | Smart Strip Plug Outlet | Schools K-12 | New | CscNgsld120 | 1 | 1.0388 | 9708.7379 | 0 | GSLD | 8 | 1 | 1 | 1 | 1 | 1 | 1 | 1 | 1 | 1 | 1 | 1 | 1 | 582.5243 | 0 | 859.1803 | 0 | 0 | 0 | 1 | 0 | 0 | 1
120 | Appliances | Office Equipment | Smart Strip Plug Outlet | Warehouse | Existing | CwaEgsld120 | 1 | 0.72549 | 6535.9477 | 0 | GSLD | 8 | 1 | 1 | 1 | 1 | 1 | 1 | 1 | 1 | 1 | 1 | 1 | 1 | 392.1569 | 0 | 2118.6216 | 0 | 0 | 0 | 1 | 0 | 0 | 1
120 | Appliances | Office Equipment | Smart Strip Plug Outlet | Warehouse | New | CwaNgsld120 | 1 | 0.72549 | 6535.9477 | 0 | GSLD | 8 | 1 | 1 | 1 | 1 | 1 | 1 | 1 | 1 | 1 | 1 | 1 | 1 | 392.1569 | 0 | 2118.6216 | 0 | 0 | 0 | 1 | 0 | 0 | 1
121 | Appliances | Unit | Energy Star Commercial Clothes Washer | Assembly | Turnover | CasTgsld121 | 1 | 0.43275 | 5847.9532 | 0 | GSLD | 7 | 0.536 | 0.638 | 0.811 | 0.882 | 1.033 | 1.022 | 1.038 | 1.051 | 1.035 | 1.017 | 0.878 | 0.562 | 350.8772 | 0 | 1617.0121 | 0 | 0 | 0 | 1 | 0 | 0 | 0.87525
121 | Appliances | Unit | Energy Star Commercial Clothes Washer | Assembly | New | CasNgsld121 | 1 | 0.43275 | 5847.9532 | 0 | GSLD | 7 | 0.536 | 0.638 | 0.811 | 0.882 | 1.033 | 1.022 | 1.038 | 1.051 | 1.035 | 1.017 | 0.878 | 0.562 | 350.8772 | 0 | 1617.0121 | 0 | 0 | 0 | 1 | 0 | 0 | 0.87525
121 | Appliances | Unit | Energy Star Commercial Clothes Washer | College and University | Turnover | CcoTgsld121 | 1 | 1.0099 | 9900.9901 | 0 | GSLD | 7 | 0.536 | 0.638 | 0.811 | 0.882 | 1.033 | 1.022 | 1.038 | 1.051 | 1.035 | 1.017 | 0.878 | 0.562 | 594.0594 | 0 | 2737.7136 | 0 | 0 | 0 | 1 | 0 | 0 | 0.87525
121 | Appliances | Unit | Energy Star Commercial Clothes Washer | College and University | New | CcoNgsld121 | 1 | 1.0099 | 9900.9901 | 0 | GSLD | 7 | 0.536 | 0.638 | 0.811 | 0.882 | 1.033 | 1.022 | 1.038 | 1.051 | 1.035 | 1.017 | 0.878 | 0.562 | 594.0594 | 0 | 2737.7136 | 0 | 0 | 0 | 1 | 0 | 0 | 0.87525
121 | Appliances | Unit | Energy Star Commercial Clothes Washer | Data Center | Turnover | CdaTgsld121 | 1 | 1.0631 | 9009.009 | 0 | GSLD | 7 | 0.536 | 0.638 | 0.811 | 0.882 | 1.033 | 1.022 | 1.038 | 1.051 | 1.035 | 1.017 | 0.878 | 0.562 | 540.5405 | 0 | 2491.0727 | 0 | 0 | 0 | 1 | 0 | 0 | 0.87525
121 | Appliances | Unit | Energy Star Commercial Clothes Washer | Data Center | New | CdaNgsld121 | 1 | 1.0631 | 9009.009 | 0 | GSLD | 7 | 0.536 | 0.638 | 0.811 | 0.882 | 1.033 | 1.022 | 1.038 | 1.051 | 1.035 | 1.017 | 0.878 | 0.562 | 540.5405 | 0 | 2491.0727 | 0 | 0 | 0 | 1 | 0 | 0 | 0.87525
121 | Appliances | Unit | Energy Star Commercial Clothes Washer | Grocery | Turnover | CgrTgsld121 | 1 | 0.6 | 7407.4074 | 0 | GSLD | 7 | 0.536 | 0.638 | 0.811 | 0.882 | 1.033 | 1.022 | 1.038 | 1.051 | 1.035 | 1.017 | 0.878 | 0.562 | 444.4444 | 0 | 2048.2154 | 0 | 0 | 0 | 1 | 0 | 0 | 0.87525
121 | Appliances | Unit | Energy Star Commercial Clothes Washer | Grocery | New | CgrNgsld121 | 1 | 0.6 | 7407.4074 | 0 | GSLD | 7 | 0.536 | 0.638 | 0.811 | 0.882 | 1.033 | 1.022 | 1.038 | 1.051 | 1.035 | 1.017 | 0.878 | 0.562 | 444.4444 | 0 | 2048.2154 | 0 | 0 | 0 | 1 | 0 | 0 | 0.87525
121 | Appliances | Unit | Energy Star Commercial Clothes Washer | Healthcare | Turnover | CheTgsld121 | 1 | 1.0347 | 6944.4444 | 0 | GSLD | 7 | 0.536 | 0.638 | 0.811 | 0.882 | 1.033 | 1.022 | 1.038 | 1.051 | 1.035 | 1.017 | 0.878 | 0.562 | 416.6667 | 0 | 1920.2019 | 0 | 0 | 0 | 1 | 0 | 0 | 0.87525
121 | Appliances | Unit | Energy Star Commercial Clothes Washer | Healthcare | New | CheNgsld121 | 1 | 1.0347 | 6944.4444 | 0 | GSLD | 7 | 0.536 | 0.638 | 0.811 | 0.882 | 1.033 | 1.022 | 1.038 | 1.051 | 1.035 | 1.017 | 0.878 | 0.562 | 416.6667 | 0 | 1920.2019 | 0 | 0 | 0 | 1 | 0 | 0 | 0.87525
121 | Appliances | Unit | Energy Star Commercial Clothes Washer | Hospitals | Turnover | ChoTgsld121 | 1 | 1.0099 | 9900.9901 | 0 | GSLD | 7 | 0.536 | 0.638 | 0.811 | 0.882 | 1.033 | 1.022 | 1.038 | 1.051 | 1.035 | 1.017 | 0.878 | 0.562 | 594.0594 | 0 | 2737.7136 | 0 | 0 | 0 | 1 | 0 | 0 | 0.87525
121 | Appliances | Unit | Energy Star Commercial Clothes Washer | Hospitals | New | ChoNgsld121 | 1 | 1.0099 | 9900.9901 | 0 | GSLD | 7 | 0.536 | 0.638 | 0.811 | 0.882 | 1.033 | 1.022 | 1.038 | 1.051 | 1.035 | 1.017 | 0.878 | 0.562 | 594.0594 | 0 | 2737.7136 | 0 | 0 | 0 | 1 | 0 | 0 | 0.87525
121 | Appliances | Unit | Energy Star Commercial Clothes Washer | Institutional | Turnover | CinTgsld121 | 1 | 1.0811 | 9009.009 | 0 | GSLD | 7 | 0.536 | 0.638 | 0.811 | 0.882 | 1.033 | 1.022 | 1.038 | 1.051 | 1.035 | 1.017 | 0.878 | 0.562 | 540.5405 | 0 | 2491.0727 | 0 | 0 | 0 | 1 | 0 | 0 | 0.87525
121 | Appliances | Unit | Energy Star Commercial Clothes Washer | Institutional | New | CinNgsld121 | 1 | 1.0811 | 9009.009 | 0 | GSLD | 7 | 0.536 | 0.638 | 0.811 | 0.882 | 1.033 | 1.022 | 1.038 | 1.051 | 1.035 | 1.017 | 0.878 | 0.562 | 540.5405 | 0 | 2491.0727 | 0 | 0 | 0 | 1 | 0 | 0 | 0.87525
121 | Appliances | Unit | Energy Star Commercial Clothes Washer | Lodging/Hospitality | Turnover | CloTgsld121 | 1 | 1.1682 | 9345.7944 | 0 | GSLD | 7 | 0.536 | 0.638 | 0.811 | 0.882 | 1.033 | 1.022 | 1.038 | 1.051 | 1.035 | 1.017 | 0.878 | 0.562 | 560.7477 | 0 | 2584.1969 | 0 | 0 | 0 | 1 | 0 | 0 | 0.87525
121 | Appliances | Unit | Energy Star Commercial Clothes Washer | Lodging/Hospitality | New | CloNgsld121 | 1 | 1.1682 | 9345.7944 | 0 | GSLD | 7 | 0.536 | 0.638 | 0.811 | 0.882 | 1.033 | 1.022 | 1.038 | 1.051 | 1.035 | 1.017 | 0.878 | 0.562 | 560.7477 | 0 | 2584.1969 | 0 | 0 | 0 | 1 | 0 | 0 | 0.87525
121 | Appliances | Unit | Energy Star Commercial Clothes Washer | Miscellaneous | Turnover | CmiTgsld121 | 1 | 1.0631 | 9009.009 | 0 | GSLD | 7 | 0.536 | 0.638 | 0.811 | 0.882 | 1.033 | 1.022 | 1.038 | 1.051 | 1.035 | 1.017 | 0.878 | 0.562 | 540.5405 | 0 | 2491.0727 | 0 | 0 | 0 | 1 | 0 | 0 | 0.87525
121 | Appliances | Unit | Energy Star Commercial Clothes Washer | Miscellaneous | New | CmiNgsld121 | 1 | 1.0631 | 9009.009 | 0 | GSLD | 7 | 0.536 | 0.638 | 0.811 | 0.882 | 1.033 | 1.022 | 1.038 | 1.051 | 1.035 | 1.017 | 0.878 | 0.562 | 540.5405 | 0 | 2491.0727 | 0 | 0 | 0 | 1 | 0 | 0 | 0.87525
121 | Appliances | Unit | Energy Star Commercial Clothes Washer | Offices | Turnover | CofTgsld121 | 1 | 1.0631 | 9009.009 | 0 | GSLD | 7 | 0.536 | 0.638 | 0.811 | 0.882 | 1.033 | 1.022 | 1.038 | 1.051 | 1.035 | 1.017 | 0.878 | 0.562 | 540.5405 | 0 | 2491.0727 | 0 | 0 | 0 | 1 | 0 | 0 | 0.87525
121 | Appliances | Unit | Energy Star Commercial Clothes Washer | Offices | New | CofNgsld121 | 1 | 1.0631 | 9009.009 | 0 | GSLD | 7 | 0.536 | 0.638 | 0.811 | 0.882 | 1.033 | 1.022 | 1.038 | 1.051 | 1.035 | 1.017 | 0.878 | 0.562 | 540.5405 | 0 | 2491.0727 | 0 | 0 | 0 | 1 | 0 | 0 | 0.87525
121 | Appliances | Unit | Energy Star Commercial Clothes Washer | Restaurants | Turnover | CreTgsld121 | 1 | 0.37313 | 7462.6866 | 0 | GSLD | 7 | 0.536 | 0.638 | 0.811 | 0.882 | 1.033 | 1.022 | 1.038 | 1.051 | 1.035 | 1.017 | 0.878 | 0.562 | 447.7612 | 0 | 2063.5005 | 0 | 0 | 0 | 1 | 0 | 0 | 0.87525
121 | Appliances | Unit | Energy Star Commercial Clothes Washer | Restaurants | New | CreNgsld121 | 1 | 0.37313 | 7462.6866 | 0 | GSLD | 7 | 0.536 | 0.638 | 0.811 | 0.882 | 1.033 | 1.022 | 1.038 | 1.051 | 1.035 | 1.017 | 0.878 | 0.562 | 447.7612 | 0 | 2063.5005 | 0 | 0 | 0 | 1 | 0 | 0 | 0.87525
121 | Appliances | Unit | Energy Star Commercial Clothes Washer | Retail | Turnover | CrtTgsld121 | 1 | 0.55245 | 6993.007 | 0 | GSLD | 7 | 0.536 | 0.638 | 0.811 | 0.882 | 1.033 | 1.022 | 1.038 | 1.051 | 1.035 | 1.017 | 0.878 | 0.562 | 419.5804 | 0 | 1933.6299 | 0 | 0 | 0 | 1 | 0 | 0 | 0.87525
121 | Appliances | Unit | Energy Star Commercial Clothes Washer | Retail | New | CrtNgsld121 | 1 | 0.55245 | 6993.007 | 0 | GSLD | 7 | 0.536 | 0.638 | 0.811 | 0.882 | 1.033 | 1.022 | 1.038 | 1.051 | 1.035 | 1.017 | 0.878 | 0.562 | 419.5804 | 0 | 1933.6299 | 0 | 0 | 0 | 1 | 0 | 0 | 0.87525
121 | Appliances | Unit | Energy Star Commercial Clothes Washer | Schools K-12 | Turnover | CscTgsld121 | 1 | 1.0388 | 9708.7379 | 0 | GSLD | 7 | 0.536 | 0.638 | 0.811 | 0.882 | 1.033 | 1.022 | 1.038 | 1.051 | 1.035 | 1.017 | 0.878 | 0.562 | 582.5243 | 0 | 2684.5541 | 0 | 0 | 0 | 1 | 0 | 0 | 0.87525
121 | Appliances | Unit | Energy Star Commercial Clothes Washer | Schools K-12 | New | CscNgsld121 | 1 | 1.0388 | 9708.7379 | 0 | GSLD | 7 | 0.536 | 0.638 | 0.811 | 0.882 | 1.033 | 1.022 | 1.038 | 1.051 | 1.035 | 1.017 | 0.878 | 0.562 | 582.5243 | 0 | 2684.5541 | 0 | 0 | 0 | 1 | 0 | 0 | 0.87525
121 | Appliances | Unit | Energy Star Commercial Clothes Washer | Warehouse | Turnover | CwaTgsld121 | 1 | 0.72549 | 6535.9477 | 0 | GSLD | 7 | 0.536 | 0.638 | 0.811 | 0.882 | 1.033 | 1.022 | 1.038 | 1.051 | 1.035 | 1.017 | 0.878 | 0.562 | 392.1569 | 0 | 1807.2488 | 0 | 0 | 0 | 1 | 0 | 0 | 0.87525
121 | Appliances | Unit | Energy Star Commercial Clothes Washer | Warehouse | New | CwaNgsld121 | 1 | 0.72549 | 6535.9477 | 0 | GSLD | 7 | 0.536 | 0.638 | 0.811 | 0.882 | 1.033 | 1.022 | 1.038 | 1.051 | 1.035 | 1.017 | 0.878 | 0.562 | 392.1569 | 0 | 1807.2488 | 0 | 0 | 0 | 1 | 0 | 0 | 0.87525
122 | Appliances | Unit | Energy Star Vending Machine | Assembly | Turnover | CasTgsld122 | 1 | 0.79333 | 6666.6667 | 0 | GSLD | 14 | 0.57723 | 0.60437 | 0.83705 | 1.097 | 1.2026 | 1.2026 | 1.289 | 1.2891 | 1.2453 | 1.1192 | 0.77553 | 0.85362 | 400 | 0 | 6517.7971 | 0 | 0 | 0 | 1 | 0 | 0 | 1.0077
122 | Appliances | Unit | Energy Star Vending Machine | Assembly | New | CasNgsld122 | 1 | 0.79333 | 6666.6667 | 0 | GSLD | 14 | 0.57723 | 0.60437 | 0.83705 | 1.097 | 1.2026 | 1.2026 | 1.289 | 1.2891 | 1.2453 | 1.1192 | 0.77553 | 0.85362 | 400 | 0 | 6517.7971 | 0 | 0 | 0 | 1 | 0 | 0 | 1.0077
122 | Appliances | Unit | Energy Star Vending Machine | College and University | Turnover | CcoTgsld122 | 1 | 0.79333 | 6666.6667 | 0 | GSLD | 14 | 0.57723 | 0.60437 | 0.83705 | 1.097 | 1.2026 | 1.2026 | 1.289 | 1.2891 | 1.2453 | 1.1192 | 0.77553 | 0.85362 | 400 | 0 | 6517.7971 | 0 | 0 | 0 | 1 | 0 | 0 | 1.0077
122 | Appliances | Unit | Energy Star Vending Machine | College and University | New | CcoNgsld122 | 1 | 0.79333 | 6666.6667 | 0 | GSLD | 14 | 0.57723 | 0.60437 | 0.83705 | 1.097 | 1.2026 | 1.2026 | 1.289 | 1.2891 | 1.2453 | 1.1192 | 0.77553 | 0.85362 | 400 | 0 | 6517.7971 | 0 | 0 | 0 | 1 | 0 | 0 | 1.0077
122 | Appliances | Unit | Energy Star Vending Machine | Data Center | Turnover | CdaTgsld122 | 1 | 0.81119 | 6993.007 | 0 | GSLD | 14 | 0.57723 | 0.60437 | 0.83705 | 1.097 | 1.2026 | 1.2026 | 1.289 | 1.2891 | 1.2453 | 1.1192 | 0.77553 | 0.85362 | 419.5804 | 0 | 6836.8501 | 0 | 0 | 0 | 1 | 0 | 0 | 1.0077
122 | Appliances | Unit | Energy Star Vending Machine | Data Center | New | CdaNgsld122 | 1 | 0.81119 | 6993.007 | 0 | GSLD | 14 | 0.57723 | 0.60437 | 0.83705 | 1.097 | 1.2026 | 1.2026 | 1.289 | 1.2891 | 1.2453 | 1.1192 | 0.77553 | 0.85362 | 419.5804 | 0 | 6836.8501 | 0 | 0 | 0 | 1 | 0 | 0 | 1.0077
122 | Appliances | Unit | Energy Star Vending Machine | Grocery | Turnover | CgrTgsld122 | 1 | 0.79333 | 6666.6667 | 0 | GSLD | 14 | 0.57723 | 0.60437 | 0.83705 | 1.097 | 1.2026 | 1.2026 | 1.289 | 1.2891 | 1.2453 | 1.1192 | 0.77553 | 0.85362 | 400 | 0 | 6517.7971 | 0 | 0 | 0 | 1 | 0 | 0 | 1.0077
122 | Appliances | Unit | Energy Star Vending Machine | Grocery | New | CgrNgsld122 | 1 | 0.79333 | 6666.6667 | 0 | GSLD | 14 | 0.57723 | 0.60437 | 0.83705 | 1.097 | 1.2026 | 1.2026 | 1.289 | 1.2891 | 1.2453 | 1.1192 | 0.77553 | 0.85362 | 400 | 0 | 6517.7971 | 0 | 0 | 0 | 1 | 0 | 0 | 1.0077
122 | Appliances | Unit | Energy Star Vending Machine | Healthcare | Turnover | CheTgsld122 | 1 | 0.79333 | 6666.6667 | 0 | GSLD | 14 | 0.57723 | 0.60437 | 0.83705 | 1.097 | 1.2026 | 1.2026 | 1.289 | 1.2891 | 1.2453 | 1.1192 | 0.77553 | 0.85362 | 400 | 0 | 6517.7971 | 0 | 0 | 0 | 1 | 0 | 0 | 1.0077
122 | Appliances | Unit | Energy Star Vending Machine | Healthcare | New | CheNgsld122 | 1 | 0.79333 | 6666.6667 | 0 | GSLD | 14 | 0.57723 | 0.60437 | 0.83705 | 1.097 | 1.2026 | 1.2026 | 1.289 | 1.2891 | 1.2453 | 1.1192 | 0.77553 | 0.85362 | 400 | 0 | 6517.7971 | 0 | 0 | 0 | 1 | 0 | 0 | 1.0077
122 | Appliances | Unit | Energy Star Vending Machine | Hospitals | Turnover | ChoTgsld122 | 1 | 0.79333 | 6666.6667 | 0 | GSLD | 14 | 0.57723 | 0.60437 | 0.83705 | 1.097 | 1.2026 | 1.2026 | 1.289 | 1.2891 | 1.2453 | 1.1192 | 0.77553 | 0.85362 | 400 | 0 | 6517.7971 | 0 | 0 | 0 | 1 | 0 | 0 | 1.0077
122 | Appliances | Unit | Energy Star Vending Machine | Hospitals | New | ChoNgsld122 | 1 | 0.79333 | 6666.6667 | 0 | GSLD | 14 | 0.57723 | 0.60437 | 0.83705 | 1.097 | 1.2026 | 1.2026 | 1.289 | 1.2891 | 1.2453 | 1.1192 | 0.77553 | 0.85362 | 400 | 0 | 6517.7971 | 0 | 0 | 0 | 1 | 0 | 0 | 1.0077
122 | Appliances | Unit | Energy Star Vending Machine | Institutional | Turnover | CinTgsld122 | 1 | 0.81119 | 6993.007 | 0 | GSLD | 14 | 0.57723 | 0.60437 | 0.83705 | 1.097 | 1.2026 | 1.2026 | 1.289 | 1.2891 | 1.2453 | 1.1192 | 0.77553 | 0.85362 | 419.5804 | 0 | 6836.8501 | 0 | 0 | 0 | 1 | 0 | 0 | 1.0077
122 | Appliances | Unit | Energy Star Vending Machine | Institutional | New | CinNgsld122 | 1 | 0.81119 | 6993.007 | 0 | GSLD | 14 | 0.57723 | 0.60437 | 0.83705 | 1.097 | 1.2026 | 1.2026 | 1.289 | 1.2891 | 1.2453 | 1.1192 | 0.77553 | 0.85362 | 419.5804 | 0 | 6836.8501 | 0 | 0 | 0 | 1 | 0 | 0 | 1.0077
122 | Appliances | Unit | Energy Star Vending Machine | Lodging/Hospitality | Turnover | CloTgsld122 | 1 | 0.79333 | 6666.6667 | 0 | GSLD | 14 | 0.57723 | 0.60437 | 0.83705 | 1.097 | 1.2026 | 1.2026 | 1.289 | 1.2891 | 1.2453 | 1.1192 | 0.77553 | 0.85362 | 400 | 0 | 6517.7971 | 0 | 0 | 0 | 1 | 0 | 0 | 1.0077
122 | Appliances | Unit | Energy Star Vending Machine | Lodging/Hospitality | New | CloNgsld122 | 1 | 0.79333 | 6666.6667 | 0 | GSLD | 14 | 0.57723 | 0.60437 | 0.83705 | 1.097 | 1.2026 | 1.2026 | 1.289 | 1.2891 | 1.2453 | 1.1192 | 0.77553 | 0.85362 | 400 | 0 | 6517.7971 | 0 | 0 | 0 | 1 | 0 | 0 | 1.0077
122 | Appliances | Unit | Energy Star Vending Machine | Miscellaneous | Turnover | CmiTgsld122 | 1 | 0.81119 | 6993.007 | 0 | GSLD | 14 | 0.57723 | 0.60437 | 0.83705 | 1.097 | 1.2026 | 1.2026 | 1.289 | 1.2891 | 1.2453 | 1.1192 | 0.77553 | 0.85362 | 419.5804 | 0 | 6836.8501 | 0 | 0 | 0 | 1 | 0 | 0 | 1.0077
122 | Appliances | Unit | Energy Star Vending Machine | Miscellaneous | New | CmiNgsld122 | 1 | 0.81119 | 6993.007 | 0 | GSLD | 14 | 0.57723 | 0.60437 | 0.83705 | 1.097 | 1.2026 | 1.2026 | 1.289 | 1.2891 | 1.2453 | 1.1192 | 0.77553 | 0.85362 | 419.5804 | 0 | 6836.8501 | 0 | 0 | 0 | 1 | 0 | 0 | 1.0077
122 | Appliances | Unit | Energy Star Vending Machine | Offices | Turnover | CofTgsld122 | 1 | 0.81119 | 6993.007 | 0 | GSLD | 14 | 0.57723 | 0.60437 | 0.83705 | 1.097 | 1.2026 | 1.2026 | 1.289 | 1.2891 | 1.2453 | 1.1192 | 0.77553 | 0.85362 | 419.5804 | 0 | 6836.8501 | 0 | 0 | 0 | 1 | 0 | 0 | 1.0077
122 | Appliances | Unit | Energy Star Vending Machine | Offices | New | CofNgsld122 | 1 | 0.81119 | 6993.007 | 0 | GSLD | 14 | 0.57723 | 0.60437 | 0.83705 | 1.097 | 1.2026 | 1.2026 | 1.289 | 1.2891 | 1.2453 | 1.1192 | 0.77553 | 0.85362 | 419.5804 | 0 | 6836.8501 | 0 | 0 | 0 | 1 | 0 | 0 | 1.0077
122 | Appliances | Unit | Energy Star Vending Machine | Restaurants | Turnover | CreTgsld122 | 1 | 0.80142 | 7092.1986 | 0 | GSLD | 14 | 0.57723 | 0.60437 | 0.83705 | 1.097 | 1.2026 | 1.2026 | 1.289 | 1.2891 | 1.2453 | 1.1192 | 0.77553 | 0.85362 | 425.5319 | 0 | 6933.8267 | 0 | 0 | 0 | 1 | 0 | 0 | 1.0077
122 | Appliances | Unit | Energy Star Vending Machine | Restaurants | New | CreNgsld122 | 1 | 0.80142 | 7092.1986 | 0 | GSLD | 14 | 0.57723 | 0.60437 | 0.83705 | 1.097 | 1.2026 | 1.2026 | 1.289 | 1.2891 | 1.2453 | 1.1192 | 0.77553 | 0.85362 | 425.5319 | 0 | 6933.8267 | 0 | 0 | 0 | 1 | 0 | 0 | 1.0077
122 | Appliances | Unit | Energy Star Vending Machine | Retail | Turnover | CrtTgsld122 | 1 | 0.79333 | 6666.6667 | 0 | GSLD | 14 | 0.57723 | 0.60437 | 0.83705 | 1.097 | 1.2026 | 1.2026 | 1.289 | 1.2891 | 1.2453 | 1.1192 | 0.77553 | 0.85362 | 400 | 0 | 6517.7971 | 0 | 0 | 0 | 1 | 0 | 0 | 1.0077
122 | Appliances | Unit | Energy Star Vending Machine | Retail | New | CrtNgsld122 | 1 | 0.79333 | 6666.6667 | 0 | GSLD | 14 | 0.57723 | 0.60437 | 0.83705 | 1.097 | 1.2026 | 1.2026 | 1.289 | 1.2891 | 1.2453 | 1.1192 | 0.77553 | 0.85362 | 400 | 0 | 6517.7971 | 0 | 0 | 0 | 1 | 0 | 0 | 1.0077
122 | Appliances | Unit | Energy Star Vending Machine | Schools K-12 | Turnover | CscTgsld122 | 1 | 0.81119 | 6993.007 | 0 | GSLD | 14 | 0.57723 | 0.60437 | 0.83705 | 1.097 | 1.2026 | 1.2026 | 1.289 | 1.2891 | 1.2453 | 1.1192 | 0.77553 | 0.85362 | 419.5804 | 0 | 6836.8501 | 0 | 0 | 0 | 1 | 0 | 0 | 1.0077
122 | Appliances | Unit | Energy Star Vending Machine | Schools K-12 | New | CscNgsld122 | 1 | 0.81119 | 6993.007 | 0 | GSLD | 14 | 0.57723 | 0.60437 | 0.83705 | 1.097 | 1.2026 | 1.2026 | 1.289 | 1.2891 | 1.2453 | 1.1192 | 0.77553 | 0.85362 | 419.5804 | 0 | 6836.8501 | 0 | 0 | 0 | 1 | 0 | 0 | 1.0077
122 | Appliances | Unit | Energy Star Vending Machine | Warehouse | Turnover | CwaTgsld122 | 1 | 0.81119 | 6993.007 | 0 | GSLD | 14 | 0.57723 | 0.60437 | 0.83705 | 1.097 | 1.2026 | 1.2026 | 1.289 | 1.2891 | 1.2453 | 1.1192 | 0.77553 | 0.85362 | 419.5804 | 0 | 6836.8501 | 0 | 0 | 0 | 1 | 0 | 0 | 1.0077
122 | Appliances | Unit | Energy Star Vending Machine | Warehouse | New | CwaNgsld122 | 1 | 0.81119 | 6993.007 | 0 | GSLD | 14 | 0.57723 | 0.60437 | 0.83705 | 1.097 | 1.2026 | 1.2026 | 1.289 | 1.2891 | 1.2453 | 1.1192 | 0.77553 | 0.85362 | 419.5804 | 0 | 6836.8501 | 0 | 0 | 0 | 1 | 0 | 0 | 1.0077
123 | Appliances | Unit | ENERGY STAR Water Cooler | Assembly | Turnover | CasTgsld123 | 1 | 0.43275 | 5847.9532 | 0 | GSLD | 10 | 0.57723 | 0.60437 | 0.83705 | 1.097 | 1.2026 | 1.2026 | 1.289 | 1.2891 | 1.2453 | 1.1192 | 0.77553 | 0.85362 | 350.8772 | 0 | 5085.1767 | 0 | 0 | 0 | 1 | 0 | 0 | 1.0077
123 | Appliances | Unit | ENERGY STAR Water Cooler | Assembly | New | CasNgsld123 | 1 | 0.43275 | 5847.9532 | 0 | GSLD | 10 | 0.57723 | 0.60437 | 0.83705 | 1.097 | 1.2026 | 1.2026 | 1.289 | 1.2891 | 1.2453 | 1.1192 | 0.77553 | 0.85362 | 350.8772 | 0 | 5085.1767 | 0 | 0 | 0 | 1 | 0 | 0 | 1.0077
123 | Appliances | Unit | ENERGY STAR Water Cooler | College and University | Turnover | CcoTgsld123 | 1 | 1.0099 | 9900.9901 | 0 | GSLD | 10 | 0.57723 | 0.60437 | 0.83705 | 1.097 | 1.2026 | 1.2026 | 1.289 | 1.2891 | 1.2453 | 1.1192 | 0.77553 | 0.85362 | 594.0594 | 0 | 8609.5566 | 0 | 0 | 0 | 1 | 0 | 0 | 1.0077
123 | Appliances | Unit | ENERGY STAR Water Cooler | College and University | New | CcoNgsld123 | 1 | 1.0099 | 9900.9901 | 0 | GSLD | 10 | 0.57723 | 0.60437 | 0.83705 | 1.097 | 1.2026 | 1.2026 | 1.289 | 1.2891 | 1.2453 | 1.1192 | 0.77553 | 0.85362 | 594.0594 | 0 | 8609.5566 | 0 | 0 | 0 | 1 | 0 | 0 | 1.0077
123 | Appliances | Unit | ENERGY STAR Water Cooler | Data Center | Turnover | CdaTgsld123 | 1 | 1.0631 | 9009.009 | 0 | GSLD | 10 | 0.57723 | 0.60437 | 0.83705 | 1.097 | 1.2026 | 1.2026 | 1.289 | 1.2891 | 1.2453 | 1.1192 | 0.77553 | 0.85362 | 540.5405 | 0 | 7833.9209 | 0 | 0 | 0 | 1 | 0 | 0 | 1.0077
123 | Appliances | Unit | ENERGY STAR Water Cooler | Data Center | New | CdaNgsld123 | 1 | 1.0631 | 9009.009 | 0 | GSLD | 10 | 0.57723 | 0.60437 | 0.83705 | 1.097 | 1.2026 | 1.2026 | 1.289 | 1.2891 | 1.2453 | 1.1192 | 0.77553 | 0.85362 | 540.5405 | 0 | 7833.9209 | 0 | 0 | 0 | 1 | 0 | 0 | 1.0077
123 | Appliances | Unit | ENERGY STAR Water Cooler | Grocery | Turnover | CgrTgsld123 | 1 | 0.6 | 7407.4074 | 0 | GSLD | 10 | 0.57723 | 0.60437 | 0.83705 | 1.097 | 1.2026 | 1.2026 | 1.289 | 1.2891 | 1.2453 | 1.1192 | 0.77553 | 0.85362 | 444.4444 | 0 | 6441.2238 | 0 | 0 | 0 | 1 | 0 | 0 | 1.0077
123 | Appliances | Unit | ENERGY STAR Water Cooler | Grocery | New | CgrNgsld123 | 1 | 0.6 | 7407.4074 | 0 | GSLD | 10 | 0.57723 | 0.60437 | 0.83705 | 1.097 | 1.2026 | 1.2026 | 1.289 | 1.2891 | 1.2453 | 1.1192 | 0.77553 | 0.85362 | 444.4444 | 0 | 6441.2238 | 0 | 0 | 0 | 1 | 0 | 0 | 1.0077
123 | Appliances | Unit | ENERGY STAR Water Cooler | Healthcare | Turnover | CheTgsld123 | 1 | 1.0347 | 6944.4444 | 0 | GSLD | 10 | 0.57723 | 0.60437 | 0.83705 | 1.097 | 1.2026 | 1.2026 | 1.289 | 1.2891 | 1.2453 | 1.1192 | 0.77553 | 0.85362 | 416.6667 | 0 | 6038.6473 | 0 | 0 | 0 | 1 | 0 | 0 | 1.0077
123 | Appliances | Unit | ENERGY STAR Water Cooler | Healthcare | New | CheNgsld123 | 1 | 1.0347 | 6944.4444 | 0 | GSLD | 10 | 0.57723 | 0.60437 | 0.83705 | 1.097 | 1.2026 | 1.2026 | 1.289 | 1.2891 | 1.2453 | 1.1192 | 0.77553 | 0.85362 | 416.6667 | 0 | 6038.6473 | 0 | 0 | 0 | 1 | 0 | 0 | 1.0077
123 | Appliances | Unit | ENERGY STAR Water Cooler | Hospitals | Turnover | ChoTgsld123 | 1 | 1.0099 | 9900.9901 | 0 | GSLD | 10 | 0.57723 | 0.60437 | 0.83705 | 1.097 | 1.2026 | 1.2026 | 1.289 | 1.2891 | 1.2453 | 1.1192 | 0.77553 | 0.85362 | 594.0594 | 0 | 8609.5566 | 0 | 0 | 0 | 1 | 0 | 0 | 1.0077
123 | Appliances | Unit | ENERGY STAR Water Cooler | Hospitals | New | ChoNgsld123 | 1 | 1.0099 | 9900.9901 | 0 | GSLD | 10 | 0.57723 | 0.60437 | 0.83705 | 1.097 | 1.2026 | 1.2026 | 1.289 | 1.2891 | 1.2453 | 1.1192 | 0.77553 | 0.85362 | 594.0594 | 0 | 8609.5566 | 0 | 0 | 0 | 1 | 0 | 0 | 1.0077
123 | Appliances | Unit | ENERGY STAR Water Cooler | Institutional | Turnover | CinTgsld123 | 1 | 1.0811 | 9009.009 | 0 | GSLD | 10 | 0.57723 | 0.60437 | 0.83705 | 1.097 | 1.2026 | 1.2026 | 1.289 | 1.2891 | 1.2453 | 1.1192 | 0.77553 | 0.85362 | 540.5405 | 0 | 7833.9209 | 0 | 0 | 0 | 1 | 0 | 0 | 1.0077
123 | Appliances | Unit | ENERGY STAR Water Cooler | Institutional | New | CinNgsld123 | 1 | 1.0811 | 9009.009 | 0 | GSLD | 10 | 0.57723 | 0.60437 | 0.83705 | 1.097 | 1.2026 | 1.2026 | 1.289 | 1.2891 | 1.2453 | 1.1192 | 0.77553 | 0.85362 | 540.5405 | 0 | 7833.9209 | 0 | 0 | 0 | 1 | 0 | 0 | 1.0077
123 | Appliances | Unit | ENERGY STAR Water Cooler | Lodging/Hospitality | Turnover | CloTgsld123 | 1 | 1.1682 | 9345.7944 | 0 | GSLD | 10 | 0.57723 | 0.60437 | 0.83705 | 1.097 | 1.2026 | 1.2026 | 1.289 | 1.2891 | 1.2453 | 1.1192 | 0.77553 | 0.85362 | 560.7477 | 0 | 8126.7777 | 0 | 0 | 0 | 1 | 0 | 0 | 1.0077
123 | Appliances | Unit | ENERGY STAR Water Cooler | Lodging/Hospitality | New | CloNgsld123 | 1 | 1.1682 | 9345.7944 | 0 | GSLD | 10 | 0.57723 | 0.60437 | 0.83705 | 1.097 | 1.2026 | 1.2026 | 1.289 | 1.2891 | 1.2453 | 1.1192 | 0.77553 | 0.85362 | 560.7477 | 0 | 8126.7777 | 0 | 0 | 0 | 1 | 0 | 0 | 1.0077
123 | Appliances | Unit | ENERGY STAR Water Cooler | Miscellaneous | Turnover | CmiTgsld123 | 1 | 1.0631 | 9009.009 | 0 | GSLD | 10 | 0.57723 | 0.60437 | 0.83705 | 1.097 | 1.2026 | 1.2026 | 1.289 | 1.2891 | 1.2453 | 1.1192 | 0.77553 | 0.85362 | 540.5405 | 0 | 7833.9209 | 0 | 0 | 0 | 1 | 0 | 0 | 1.0077
123 | Appliances | Unit | ENERGY STAR Water Cooler | Miscellaneous | New | CmiNgsld123 | 1 | 1.0631 | 9009.009 | 0 | GSLD | 10 | 0.57723 | 0.60437 | 0.83705 | 1.097 | 1.2026 | 1.2026 | 1.289 | 1.2891 | 1.2453 | 1.1192 | 0.77553 | 0.85362 | 540.5405 | 0 | 7833.9209 | 0 | 0 | 0 | 1 | 0 | 0 | 1.0077
123 | Appliances | Unit | ENERGY STAR Water Cooler | Offices | Turnover | CofTgsld123 | 1 | 1.0631 | 9009.009 | 0 | GSLD | 10 | 0.57723 | 0.60437 | 0.83705 | 1.097 | 1.2026 | 1.2026 | 1.289 | 1.2891 | 1.2453 | 1.1192 | 0.77553 | 0.85362 | 540.5405 | 0 | 7833.9209 | 0 | 0 | 0 | 1 | 0 | 0 | 1.0077
123 | Appliances | Unit | ENERGY STAR Water Cooler | Offices | New | CofNgsld123 | 1 | 1.0631 | 9009.009 | 0 | GSLD | 10 | 0.57723 | 0.60437 | 0.83705 | 1.097 | 1.2026 | 1.2026 | 1.289 | 1.2891 | 1.2453 | 1.1192 | 0.77553 | 0.85362 | 540.5405 | 0 | 7833.9209 | 0 | 0 | 0 | 1 | 0 | 0 | 1.0077
123 | Appliances | Unit | ENERGY STAR Water Cooler | Restaurants | Turnover | CreTgsld123 | 1 | 0.37313 | 7462.6866 | 0 | GSLD | 10 | 0.57723 | 0.60437 | 0.83705 | 1.097 | 1.2026 | 1.2026 | 1.289 | 1.2891 | 1.2453 | 1.1192 | 0.77553 | 0.85362 | 447.7612 | 0 | 6489.2927 | 0 | 0 | 0 | 1 | 0 | 0 | 1.0077
123 | Appliances | Unit | ENERGY STAR Water Cooler | Restaurants | New | CreNgsld123 | 1 | 0.37313 | 7462.6866 | 0 | GSLD | 10 | 0.57723 | 0.60437 | 0.83705 | 1.097 | 1.2026 | 1.2026 | 1.289 | 1.2891 | 1.2453 | 1.1192 | 0.77553 | 0.85362 | 447.7612 | 0 | 6489.2927 | 0 | 0 | 0 | 1 | 0 | 0 | 1.0077
123 | Appliances | Unit | ENERGY STAR Water Cooler | Retail | Turnover | CrtTgsld123 | 1 | 0.55245 | 6993.007 | 0 | GSLD | 10 | 0.57723 | 0.60437 | 0.83705 | 1.097 | 1.2026 | 1.2026 | 1.289 | 1.2891 | 1.2453 | 1.1192 | 0.77553 | 0.85362 | 419.5804 | 0 | 6080.8756 | 0 | 0 | 0 | 1 | 0 | 0 | 1.0077
123 | Appliances | Unit | ENERGY STAR Water Cooler | Retail | New | CrtNgsld123 | 1 | 0.55245 | 6993.007 | 0 | GSLD | 10 | 0.57723 | 0.60437 | 0.83705 | 1.097 | 1.2026 | 1.2026 | 1.289 | 1.2891 | 1.2453 | 1.1192 | 0.77553 | 0.85362 | 419.5804 | 0 | 6080.8756 | 0 | 0 | 0 | 1 | 0 | 0 | 1.0077
123 | Appliances | Unit | ENERGY STAR Water Cooler | Schools K-12 | Turnover | CscTgsld123 | 1 | 1.0388 | 9708.7379 | 0 | GSLD | 10 | 0.57723 | 0.60437 | 0.83705 | 1.097 | 1.2026 | 1.2026 | 1.289 | 1.2891 | 1.2453 | 1.1192 | 0.77553 | 0.85362 | 582.5243 | 0 | 8442.3808 | 0 | 0 | 0 | 1 | 0 | 0 | 1.0077
123 | Appliances | Unit | ENERGY STAR Water Cooler | Schools K-12 | New | CscNgsld123 | 1 | 1.0388 | 9708.7379 | 0 | GSLD | 10 | 0.57723 | 0.60437 | 0.83705 | 1.097 | 1.2026 | 1.2026 | 1.289 | 1.2891 | 1.2453 | 1.1192 | 0.77553 | 0.85362 | 582.5243 | 0 | 8442.3808 | 0 | 0 | 0 | 1 | 0 | 0 | 1.0077
123 | Appliances | Unit | ENERGY STAR Water Cooler | Warehouse | Turnover | CwaTgsld123 | 1 | 0.72549 | 6535.9477 | 0 | GSLD | 10 | 0.57723 | 0.60437 | 0.83705 | 1.097 | 1.2026 | 1.2026 | 1.289 | 1.2891 | 1.2453 | 1.1192 | 0.77553 | 0.85362 | 392.1569 | 0 | 5683.4328 | 0 | 0 | 0 | 1 | 0 | 0 | 1.0077
123 | Appliances | Unit | ENERGY STAR Water Cooler | Warehouse | New | CwaNgsld123 | 1 | 0.72549 | 6535.9477 | 0 | GSLD | 10 | 0.57723 | 0.60437 | 0.83705 | 1.097 | 1.2026 | 1.2026 | 1.289 | 1.2891 | 1.2453 | 1.1192 | 0.77553 | 0.85362 | 392.1569 | 0 | 5683.4328 | 0 | 0 | 0 | 1 | 0 | 0 | 1.0077
124 | Appliances | Unit | High Efficiency Air Compressor | Assembly | Existing | CasEgsld124 | 1 | 0.43275 | 5847.9532 | 0 | GSLD | 15 | 1 | 1 | 1 | 1 | 1 | 1 | 1 | 1 | 1 | 1 | 1 | 1 | 294.0538 | 0 | 3427.8002 | 0 | 0 | 0 | 1 | 0 | 0 | 1
124 | Appliances | Unit | High Efficiency Air Compressor | Assembly | New | CasNgsld124 | 1 | 0.43275 | 5847.9532 | 0 | GSLD | 15 | 1 | 1 | 1 | 1 | 1 | 1 | 1 | 1 | 1 | 1 | 1 | 1 | 294.0538 | 0 | 3427.8002 | 0 | 0 | 0 | 1 | 0 | 0 | 1
124 | Appliances | Unit | High Efficiency Air Compressor | College and University | Existing | CcoEgsld124 | 1 | 1.0099 | 9900.9901 | 0 | GSLD | 15 | 1 | 1 | 1 | 1 | 1 | 1 | 1 | 1 | 1 | 1 | 1 | 1 | 497.8535 | 0 | 4280.0225 | 0 | 0 | 0 | 1 | 0 | 0 | 1
124 | Appliances | Unit | High Efficiency Air Compressor | College and University | New | CcoNgsld124 | 1 | 1.0099 | 9900.9901 | 0 | GSLD | 15 | 1 | 1 | 1 | 1 | 1 | 1 | 1 | 1 | 1 | 1 | 1 | 1 | 497.8535 | 0 | 4280.0225 | 0 | 0 | 0 | 1 | 0 | 0 | 1
124 | Appliances | Unit | High Efficiency Air Compressor | Data Center | Existing | CdaEgsld124 | 1 | 1.0631 | 9009.009 | 0 | GSLD | 15 | 1 | 1 | 1 | 1 | 1 | 1 | 1 | 1 | 1 | 1 | 1 | 1 | 453.0018 | 0 | 3727.6947 | 0 | 0 | 0 | 1 | 0 | 0 | 1
124 | Appliances | Unit | High Efficiency Air Compressor | Data Center | New | CdaNgsld124 | 1 | 1.0631 | 9009.009 | 0 | GSLD | 15 | 1 | 1 | 1 | 1 | 1 | 1 | 1 | 1 | 1 | 1 | 1 | 1 | 453.0018 | 0 | 3727.6947 | 0 | 0 | 0 | 1 | 0 | 0 | 1
124 | Appliances | Unit | High Efficiency Air Compressor | Grocery | Existing | CgrEgsld124 | 1 | 0.6 | 7407.4074 | 0 | GSLD | 15 | 1 | 1 | 1 | 1 | 1 | 1 | 1 | 1 | 1 | 1 | 1 | 1 | 372.4682 | 0 | 1659.982 | 0 | 0 | 0 | 1 | 0 | 0 | 1
124 | Appliances | Unit | High Efficiency Air Compressor | Grocery | New | CgrNgsld124 | 1 | 0.6 | 7407.4074 | 0 | GSLD | 15 | 1 | 1 | 1 | 1 | 1 | 1 | 1 | 1 | 1 | 1 | 1 | 1 | 372.4682 | 0 | 1659.982 | 0 | 0 | 0 | 1 | 0 | 0 | 1
124 | Appliances | Unit | High Efficiency Air Compressor | Healthcare | Existing | CheEgsld124 | 1 | 1.0347 | 6944.4444 | 0 | GSLD | 15 | 1 | 1 | 1 | 1 | 1 | 1 | 1 | 1 | 1 | 1 | 1 | 1 | 349.1889 | 0 | 3171.296 | 0 | 0 | 0 | 1 | 0 | 0 | 1
124 | Appliances | Unit | High Efficiency Air Compressor | Healthcare | New | CheNgsld124 | 1 | 1.0347 | 6944.4444 | 0 | GSLD | 15 | 1 | 1 | 1 | 1 | 1 | 1 | 1 | 1 | 1 | 1 | 1 | 1 | 349.1889 | 0 | 3171.296 | 0 | 0 | 0 | 1 | 0 | 0 | 1
124 | Appliances | Unit | High Efficiency Air Compressor | Hospitals | Existing | ChoEgsld124 | 1 | 1.0099 | 9900.9901 | 0 | GSLD | 15 | 1 | 1 | 1 | 1 | 1 | 1 | 1 | 1 | 1 | 1 | 1 | 1 | 497.8535 | 0 | 2671.8389 | 0 | 0 | 0 | 1 | 0 | 0 | 1
124 | Appliances | Unit | High Efficiency Air Compressor | Hospitals | New | ChoNgsld124 | 1 | 1.0099 | 9900.9901 | 0 | GSLD | 15 | 1 | 1 | 1 | 1 | 1 | 1 | 1 | 1 | 1 | 1 | 1 | 1 | 497.8535 | 0 | 2671.8389 | 0 | 0 | 0 | 1 | 0 | 0 | 1
124 | Appliances | Unit | High Efficiency Air Compressor | Institutional | Existing | CinEgsld124 | 1 | 1.0811 | 9009.009 | 0 | GSLD | 15 | 1 | 1 | 1 | 1 | 1 | 1 | 1 | 1 | 1 | 1 | 1 | 1 | 453.0018 | 0 | 4012.2087 | 0 | 0 | 0 | 1 | 0 | 0 | 1
124 | Appliances | Unit | High Efficiency Air Compressor | Institutional | New | CinNgsld124 | 1 | 1.0811 | 9009.009 | 0 | GSLD | 15 | 1 | 1 | 1 | 1 | 1 | 1 | 1 | 1 | 1 | 1 | 1 | 1 | 453.0018 | 0 | 4012.2087 | 0 | 0 | 0 | 1 | 0 | 0 | 1
124 | Appliances | Unit | High Efficiency Air Compressor | Lodging/Hospitality | Existing | CloEgsld124 | 1 | 1.1682 | 9345.7944 | 0 | GSLD | 15 | 1 | 1 | 1 | 1 | 1 | 1 | 1 | 1 | 1 | 1 | 1 | 1 | 469.9365 | 0 | 2984.5429 | 0 | 0 | 0 | 1 | 0 | 0 | 1
124 | Appliances | Unit | High Efficiency Air Compressor | Lodging/Hospitality | New | CloNgsld124 | 1 | 1.1682 | 9345.7944 | 0 | GSLD | 15 | 1 | 1 | 1 | 1 | 1 | 1 | 1 | 1 | 1 | 1 | 1 | 1 | 469.9365 | 0 | 2984.5429 | 0 | 0 | 0 | 1 | 0 | 0 | 1
124 | Appliances | Unit | High Efficiency Air Compressor | Miscellaneous | Existing | CmiEgsld124 | 1 | 1.0631 | 9009.009 | 0 | GSLD | 15 | 1 | 1 | 1 | 1 | 1 | 1 | 1 | 1 | 1 | 1 | 1 | 1 | 453.0018 | 0 | 3391.8663 | 0 | 0 | 0 | 1 | 0 | 0 | 1
124 | Appliances | Unit | High Efficiency Air Compressor | Miscellaneous | New | CmiNgsld124 | 1 | 1.0631 | 9009.009 | 0 | GSLD | 15 | 1 | 1 | 1 | 1 | 1 | 1 | 1 | 1 | 1 | 1 | 1 | 1 | 453.0018 | 0 | 3391.8663 | 0 | 0 | 0 | 1 | 0 | 0 | 1
124 | Appliances | Unit | High Efficiency Air Compressor | Offices | Existing | CofEgsld124 | 1 | 1.0631 | 9009.009 | 0 | GSLD | 15 | 1 | 1 | 1 | 1 | 1 | 1 | 1 | 1 | 1 | 1 | 1 | 1 | 453.0018 | 0 | 3724.703 | 0 | 0 | 0 | 1 | 0 | 0 | 1
124 | Appliances | Unit | High Efficiency Air Compressor | Offices | New | CofNgsld124 | 1 | 1.0631 | 9009.009 | 0 | GSLD | 15 | 1 | 1 | 1 | 1 | 1 | 1 | 1 | 1 | 1 | 1 | 1 | 1 | 453.0018 | 0 | 3724.703 | 0 | 0 | 0 | 1 | 0 | 0 | 1
124 | Appliances | Unit | High Efficiency Air Compressor | Restaurants | Existing | CreEgsld124 | 1 | 0.37313 | 7462.6866 | 0 | GSLD | 15 | 1 | 1 | 1 | 1 | 1 | 1 | 1 | 1 | 1 | 1 | 1 | 1 | 375.2478 | 0 | 2186.312 | 0 | 0 | 0 | 1 | 0 | 0 | 1
124 | Appliances | Unit | High Efficiency Air Compressor | Restaurants | New | CreNgsld124 | 1 | 0.37313 | 7462.6866 | 0 | GSLD | 15 | 1 | 1 | 1 | 1 | 1 | 1 | 1 | 1 | 1 | 1 | 1 | 1 | 375.2478 | 0 | 2186.312 | 0 | 0 | 0 | 1 | 0 | 0 | 1
124 | Appliances | Unit | High Efficiency Air Compressor | Retail | Existing | CrtEgsld124 | 1 | 0.55245 | 6993.007 | 0 | GSLD | 15 | 1 | 1 | 1 | 1 | 1 | 1 | 1 | 1 | 1 | 1 | 1 | 1 | 351.6308 | 0 | 2947.9561 | 0 | 0 | 0 | 1 | 0 | 0 | 1
124 | Appliances | Unit | High Efficiency Air Compressor | Retail | New | CrtNgsld124 | 1 | 0.55245 | 6993.007 | 0 | GSLD | 15 | 1 | 1 | 1 | 1 | 1 | 1 | 1 | 1 | 1 | 1 | 1 | 1 | 351.6308 | 0 | 2947.9561 | 0 | 0 | 0 | 1 | 0 | 0 | 1
124 | Appliances | Unit | High Efficiency Air Compressor | Schools K-12 | Existing | CscEgsld124 | 1 | 1.0388 | 9708.7379 | 0 | GSLD | 15 | 1 | 1 | 1 | 1 | 1 | 1 | 1 | 1 | 1 | 1 | 1 | 1 | 488.1864 | 0 | 5405.9663 | 0 | 0 | 0 | 1 | 0 | 0 | 1
124 | Appliances | Unit | High Efficiency Air Compressor | Schools K-12 | New | CscNgsld124 | 1 | 1.0388 | 9708.7379 | 0 | GSLD | 15 | 1 | 1 | 1 | 1 | 1 | 1 | 1 | 1 | 1 | 1 | 1 | 1 | 488.1864 | 0 | 5405.9663 | 0 | 0 | 0 | 1 | 0 | 0 | 1
124 | Appliances | Unit | High Efficiency Air Compressor | Warehouse | Existing | CwaEgsld124 | 1 | 0.72549 | 6535.9477 | 0 | GSLD | 15 | 1 | 1 | 1 | 1 | 1 | 1 | 1 | 1 | 1 | 1 | 1 | 1 | 328.6484 | 0 | 2769.6247 | 0 | 0 | 0 | 1 | 0 | 0 | 1
124 | Appliances | Unit | High Efficiency Air Compressor | Warehouse | New | CwaNgsld124 | 1 | 0.72549 | 6535.9477 | 0 | GSLD | 15 | 1 | 1 | 1 | 1 | 1 | 1 | 1 | 1 | 1 | 1 | 1 | 1 | 328.6484 | 0 | 2769.6247 | 0 | 0 | 0 | 1 | 0 | 0 | 1
125 | Appliances | Unit | Ozone Laundry Commercial | Assembly | Turnover | CasTgsld125 | 1 | 0.43275 | 5847.9532 | 0 | GSLD | 10 | 0.536 | 0.638 | 0.811 | 0.882 | 1.033 | 1.022 | 1.038 | 1.051 | 1.035 | 1.017 | 0.878 | 0.562 | 350.8772 | 0 | 1828.7004 | 0 | 0 | 0 | 1 | 0 | 0 | 0.87525
125 | Appliances | Unit | Ozone Laundry Commercial | Assembly | New | CasNgsld125 | 1 | 0.43275 | 5847.9532 | 0 | GSLD | 10 | 0.536 | 0.638 | 0.811 | 0.882 | 1.033 | 1.022 | 1.038 | 1.051 | 1.035 | 1.017 | 0.878 | 0.562 | 350.8772 | 0 | 1828.7004 | 0 | 0 | 0 | 1 | 0 | 0 | 0.87525
125 | Appliances | Unit | Ozone Laundry Commercial | College and University | Turnover | CcoTgsld125 | 1 | 1.0099 | 9900.9901 | 0 | GSLD | 10 | 0.536 | 0.638 | 0.811 | 0.882 | 1.033 | 1.022 | 1.038 | 1.051 | 1.035 | 1.017 | 0.878 | 0.562 | 594.0594 | 0 | 3096.1166 | 0 | 0 | 0 | 1 | 0 | 0 | 0.87525
125 | Appliances | Unit | Ozone Laundry Commercial | College and University | New | CcoNgsld125 | 1 | 1.0099 | 9900.9901 | 0 | GSLD | 10 | 0.536 | 0.638 | 0.811 | 0.882 | 1.033 | 1.022 | 1.038 | 1.051 | 1.035 | 1.017 | 0.878 | 0.562 | 594.0594 | 0 | 3096.1166 | 0 | 0 | 0 | 1 | 0 | 0 | 0.87525
125 | Appliances | Unit | Ozone Laundry Commercial | Data Center | Turnover | CdaTgsld125 | 1 | 1.0631 | 9009.009 | 0 | GSLD | 10 | 0.536 | 0.638 | 0.811 | 0.882 | 1.033 | 1.022 | 1.038 | 1.051 | 1.035 | 1.017 | 0.878 | 0.562 | 540.5405 | 0 | 2817.1872 | 0 | 0 | 0 | 1 | 0 | 0 | 0.87525
125 | Appliances | Unit | Ozone Laundry Commercial | Data Center | New | CdaNgsld125 | 1 | 1.0631 | 9009.009 | 0 | GSLD | 10 | 0.536 | 0.638 | 0.811 | 0.882 | 1.033 | 1.022 | 1.038 | 1.051 | 1.035 | 1.017 | 0.878 | 0.562 | 540.5405 | 0 | 2817.1872 | 0 | 0 | 0 | 1 | 0 | 0 | 0.87525
125 | Appliances | Unit | Ozone Laundry Commercial | Grocery | Turnover | CgrTgsld125 | 1 | 0.6 | 7407.4074 | 0 | GSLD | 10 | 0.536 | 0.638 | 0.811 | 0.882 | 1.033 | 1.022 | 1.038 | 1.051 | 1.035 | 1.017 | 0.878 | 0.562 | 444.4444 | 0 | 2316.3539 | 0 | 0 | 0 | 1 | 0 | 0 | 0.87525
125 | Appliances | Unit | Ozone Laundry Commercial | Grocery | New | CgrNgsld125 | 1 | 0.6 | 7407.4074 | 0 | GSLD | 10 | 0.536 | 0.638 | 0.811 | 0.882 | 1.033 | 1.022 | 1.038 | 1.051 | 1.035 | 1.017 | 0.878 | 0.562 | 444.4444 | 0 | 2316.3539 | 0 | 0 | 0 | 1 | 0 | 0 | 0.87525
125 | Appliances | Unit | Ozone Laundry Commercial | Healthcare | Turnover | CheTgsld125 | 1 | 1.0347 | 6944.4444 | 0 | GSLD | 10 | 0.536 | 0.638 | 0.811 | 0.882 | 1.033 | 1.022 | 1.038 | 1.051 | 1.035 | 1.017 | 0.878 | 0.562 | 416.6667 | 0 | 2171.5818 | 0 | 0 | 0 | 1 | 0 | 0 | 0.87525
125 | Appliances | Unit | Ozone Laundry Commercial | Healthcare | New | CheNgsld125 | 1 | 1.0347 | 6944.4444 | 0 | GSLD | 10 | 0.536 | 0.638 | 0.811 | 0.882 | 1.033 | 1.022 | 1.038 | 1.051 | 1.035 | 1.017 | 0.878 | 0.562 | 416.6667 | 0 | 2171.5818 | 0 | 0 | 0 | 1 | 0 | 0 | 0.87525
125 | Appliances | Unit | Ozone Laundry Commercial | Hospitals | Turnover | ChoTgsld125 | 1 | 1.0099 | 9900.9901 | 0 | GSLD | 10 | 0.536 | 0.638 | 0.811 | 0.882 | 1.033 | 1.022 | 1.038 | 1.051 | 1.035 | 1.017 | 0.878 | 0.562 | 594.0594 | 0 | 3096.1166 | 0 | 0 | 0 | 1 | 0 | 0 | 0.87525
125 | Appliances | Unit | Ozone Laundry Commercial | Hospitals | New | ChoNgsld125 | 1 | 1.0099 | 9900.9901 | 0 | GSLD | 10 | 0.536 | 0.638 | 0.811 | 0.882 | 1.033 | 1.022 | 1.038 | 1.051 | 1.035 | 1.017 | 0.878 | 0.562 | 594.0594 | 0 | 3096.1166 | 0 | 0 | 0 | 1 | 0 | 0 | 0.87525
125 | Appliances | Unit | Ozone Laundry Commercial | Institutional | Turnover | CinTgsld125 | 1 | 1.0811 | 9009.009 | 0 | GSLD | 10 | 0.536 | 0.638 | 0.811 | 0.882 | 1.033 | 1.022 | 1.038 | 1.051 | 1.035 | 1.017 | 0.878 | 0.562 | 540.5405 | 0 | 2817.1872 | 0 | 0 | 0 | 1 | 0 | 0 | 0.87525
125 | Appliances | Unit | Ozone Laundry Commercial | Institutional | New | CinNgsld125 | 1 | 1.0811 | 9009.009 | 0 | GSLD | 10 | 0.536 | 0.638 | 0.811 | 0.882 | 1.033 | 1.022 | 1.038 | 1.051 | 1.035 | 1.017 | 0.878 | 0.562 | 540.5405 | 0 | 2817.1872 | 0 | 0 | 0 | 1 | 0 | 0 | 0.87525
125 | Appliances | Unit | Ozone Laundry Commercial | Lodging/Hospitality | Turnover | CloTgsld125 | 1 | 1.1682 | 9345.7944 | 0 | GSLD | 10 | 0.536 | 0.638 | 0.811 | 0.882 | 1.033 | 1.022 | 1.038 | 1.051 | 1.035 | 1.017 | 0.878 | 0.562 | 560.7477 | 0 | 2922.5026 | 0 | 0 | 0 | 1 | 0 | 0 | 0.87525
125 | Appliances | Unit | Ozone Laundry Commercial | Lodging/Hospitality | New | CloNgsld125 | 1 | 1.1682 | 9345.7944 | 0 | GSLD | 10 | 0.536 | 0.638 | 0.811 | 0.882 | 1.033 | 1.022 | 1.038 | 1.051 | 1.035 | 1.017 | 0.878 | 0.562 | 560.7477 | 0 | 2922.5026 | 0 | 0 | 0 | 1 | 0 | 0 | 0.87525
125 | Appliances | Unit | Ozone Laundry Commercial | Miscellaneous | Turnover | CmiTgsld125 | 1 | 1.0631 | 9009.009 | 0 | GSLD | 10 | 0.536 | 0.638 | 0.811 | 0.882 | 1.033 | 1.022 | 1.038 | 1.051 | 1.035 | 1.017 | 0.878 | 0.562 | 540.5405 | 0 | 2817.1872 | 0 | 0 | 0 | 1 | 0 | 0 | 0.87525
125 | Appliances | Unit | Ozone Laundry Commercial | Miscellaneous | New | CmiNgsld125 | 1 | 1.0631 | 9009.009 | 0 | GSLD | 10 | 0.536 | 0.638 | 0.811 | 0.882 | 1.033 | 1.022 | 1.038 | 1.051 | 1.035 | 1.017 | 0.878 | 0.562 | 540.5405 | 0 | 2817.1872 | 0 | 0 | 0 | 1 | 0 | 0 | 0.87525
125 | Appliances | Unit | Ozone Laundry Commercial | Offices | Turnover | CofTgsld125 | 1 | 1.0631 | 9009.009 | 0 | GSLD | 10 | 0.536 | 0.638 | 0.811 | 0.882 | 1.033 | 1.022 | 1.038 | 1.051 | 1.035 | 1.017 | 0.878 | 0.562 | 540.5405 | 0 | 2817.1872 | 0 | 0 | 0 | 1 | 0 | 0 | 0.87525
125 | Appliances | Unit | Ozone Laundry Commercial | Offices | New | CofNgsld125 | 1 | 1.0631 | 9009.009 | 0 | GSLD | 10 | 0.536 | 0.638 | 0.811 | 0.882 | 1.033 | 1.022 | 1.038 | 1.051 | 1.035 | 1.017 | 0.878 | 0.562 | 540.5405 | 0 | 2817.1872 | 0 | 0 | 0 | 1 | 0 | 0 | 0.87525
125 | Appliances | Unit | Ozone Laundry Commercial | Restaurants | Turnover | CreTgsld125 | 1 | 0.37313 | 7462.6866 | 0 | GSLD | 10 | 0.536 | 0.638 | 0.811 | 0.882 | 1.033 | 1.022 | 1.038 | 1.051 | 1.035 | 1.017 | 0.878 | 0.562 | 447.7612 | 0 | 2333.6401 | 0 | 0 | 0 | 1 | 0 | 0 | 0.87525
125 | Appliances | Unit | Ozone Laundry Commercial | Restaurants | New | CreNgsld125 | 1 | 0.37313 | 7462.6866 | 0 | GSLD | 10 | 0.536 | 0.638 | 0.811 | 0.882 | 1.033 | 1.022 | 1.038 | 1.051 | 1.035 | 1.017 | 0.878 | 0.562 | 447.7612 | 0 | 2333.6401 | 0 | 0 | 0 | 1 | 0 | 0 | 0.87525
125 | Appliances | Unit | Ozone Laundry Commercial | Retail | Turnover | CrtTgsld125 | 1 | 0.55245 | 6993.007 | 0 | GSLD | 10 | 0.536 | 0.638 | 0.811 | 0.882 | 1.033 | 1.022 | 1.038 | 1.051 | 1.035 | 1.017 | 0.878 | 0.562 | 419.5804 | 0 | 2186.7677 | 0 | 0 | 0 | 1 | 0 | 0 | 0.87525
125 | Appliances | Unit | Ozone Laundry Commercial | Retail | New | CrtNgsld125 | 1 | 0.55245 | 6993.007 | 0 | GSLD | 10 | 0.536 | 0.638 | 0.811 | 0.882 | 1.033 | 1.022 | 1.038 | 1.051 | 1.035 | 1.017 | 0.878 | 0.562 | 419.5804 | 0 | 2186.7677 | 0 | 0 | 0 | 1 | 0 | 0 | 0.87525
125 | Appliances | Unit | Ozone Laundry Commercial | Schools K-12 | Turnover | CscTgsld125 | 1 | 1.0388 | 9708.7379 | 0 | GSLD | 10 | 0.536 | 0.638 | 0.811 | 0.882 | 1.033 | 1.022 | 1.038 | 1.051 | 1.035 | 1.017 | 0.878 | 0.562 | 582.5243 | 0 | 3035.9978 | 0 | 0 | 0 | 1 | 0 | 0 | 0.87525
125 | Appliances | Unit | Ozone Laundry Commercial | Schools K-12 | New | CscNgsld125 | 1 | 1.0388 | 9708.7379 | 0 | GSLD | 10 | 0.536 | 0.638 | 0.811 | 0.882 | 1.033 | 1.022 | 1.038 | 1.051 | 1.035 | 1.017 | 0.878 | 0.562 | 582.5243 | 0 | 3035.9978 | 0 | 0 | 0 | 1 | 0 | 0 | 0.87525
125 | Appliances | Unit | Ozone Laundry Commercial | Warehouse | Turnover | CwaTgsld125 | 1 | 0.72549 | 6535.9477 | 0 | GSLD | 10 | 0.536 | 0.638 | 0.811 | 0.882 | 1.033 | 1.022 | 1.038 | 1.051 | 1.035 | 1.017 | 0.878 | 0.562 | 392.1569 | 0 | 2043.8417 | 0 | 0 | 0 | 1 | 0 | 0 | 0.87525
125 | Appliances | Unit | Ozone Laundry Commercial | Warehouse | New | CwaNgsld125 | 1 | 0.72549 | 6535.9477 | 0 | GSLD | 10 | 0.536 | 0.638 | 0.811 | 0.882 | 1.033 | 1.022 | 1.038 | 1.051 | 1.035 | 1.017 | 0.878 | 0.562 | 392.1569 | 0 | 2043.8417 | 0 | 0 | 0 | 1 | 0 | 0 | 0.87525
201 | Building Envelope | Insulation | Ceiling Insulation(R19 to R30) | Assembly | Existing | CasEgsld201 | 1 | 0.16756 | 3075.9928 | 0 | GSLD | 30 | 1 | 1 | 1 | 1 | 1 | 1 | 1 | 1 | 1 | 1 | 1 | 1 | 184.5596 | 0 | 25668.7618 | 0 | 0 | 0 | 1 | 0 | 0 | 1
201 | Building Envelope | Insulation | Ceiling Insulation(R19 to R30) | Assembly | New | CasNgsld201 | 1 | 0.16756 | 3075.9928 | 0 | GSLD | 30 | 1 | 1 | 1 | 1 | 1 | 1 | 1 | 1 | 1 | 1 | 1 | 1 | 184.5596 | 0 | 25668.7618 | 0 | 0 | 0 | 1 | 0 | 0 | 1
201 | Building Envelope | Insulation | Ceiling Insulation(R19 to R30) | College and University | Existing | CcoEgsld201 | 1 | 0.02096 | 5041.0792 | 0 | GSLD | 30 | 1 | 1 | 1 | 1 | 1 | 1 | 1 | 1 | 1 | 1 | 1 | 1 | 302.4648 | 0 | 38006.5864 | 0 | 0 | 0 | 1 | 0 | 0 | 1
201 | Building Envelope | Insulation | Ceiling Insulation(R19 to R30) | College and University | New | CcoNgsld201 | 1 | 0.02096 | 5041.0792 | 0 | GSLD | 30 | 1 | 1 | 1 | 1 | 1 | 1 | 1 | 1 | 1 | 1 | 1 | 1 | 302.4648 | 0 | 38006.5864 | 0 | 0 | 0 | 1 | 0 | 0 | 1
201 | Building Envelope | Insulation | Ceiling Insulation(R19 to R30) | Data Center | Existing | CdaEgsld201 | 1 | 0.020246 | 5037.3661 | 0 | GSLD | 30 | 1 | 1 | 1 | 1 | 1 | 1 | 1 | 1 | 1 | 1 | 1 | 1 | 302.242 | 0 | 20449.771 | 0 | 0 | 0 | 1 | 0 | 0 | 1
201 | Building Envelope | Insulation | Ceiling Insulation(R19 to R30) | Data Center | New | CdaNgsld201 | 1 | 0.020246 | 5037.3661 | 0 | GSLD | 30 | 1 | 1 | 1 | 1 | 1 | 1 | 1 | 1 | 1 | 1 | 1 | 1 | 302.242 | 0 | 20449.771 | 0 | 0 | 0 | 1 | 0 | 0 | 1
201 | Building Envelope | Insulation | Ceiling Insulation(R19 to R30) | Grocery | Existing | CgrEgsld201 | 1 | 0.20758 | 3796.446 | 0 | GSLD | 30 | 1 | 1 | 1 | 1 | 1 | 1 | 1 | 1 | 1 | 1 | 1 | 1 | 227.7868 | 0 | 54556.5571 | 0 | 0 | 0 | 1 | 0 | 0 | 1
201 | Building Envelope | Insulation | Ceiling Insulation(R19 to R30) | Grocery | New | CgrNgsld201 | 1 | 0.20758 | 3796.446 | 0 | GSLD | 30 | 1 | 1 | 1 | 1 | 1 | 1 | 1 | 1 | 1 | 1 | 1 | 1 | 227.7868 | 0 | 54556.5571 | 0 | 0 | 0 | 1 | 0 | 0 | 1
201 | Building Envelope | Insulation | Ceiling Insulation(R19 to R30) | Healthcare | Existing | CheEgsld201 | 1 | 0.016746 | 5019.1749 | 0 | GSLD | 30 | 1 | 1 | 1 | 1 | 1 | 1 | 1 | 1 | 1 | 1 | 1 | 1 | 301.1505 | 0 | 19370.8447 | 0 | 0 | 0 | 1 | 0 | 0 | 1
201 | Building Envelope | Insulation | Ceiling Insulation(R19 to R30) | Healthcare | New | CheNgsld201 | 1 | 0.016746 | 5019.1749 | 0 | GSLD | 30 | 1 | 1 | 1 | 1 | 1 | 1 | 1 | 1 | 1 | 1 | 1 | 1 | 301.1505 | 0 | 19370.8447 | 0 | 0 | 0 | 1 | 0 | 0 | 1
201 | Building Envelope | Insulation | Ceiling Insulation(R19 to R30) | Hospitals | Existing | ChoEgsld201 | 1 | 0.020246 | 5037.3703 | 0 | GSLD | 30 | 1 | 1 | 1 | 1 | 1 | 1 | 1 | 1 | 1 | 1 | 1 | 1 | 302.2422 | 0 | 20449.7465 | 0 | 0 | 0 | 1 | 0 | 0 | 1
201 | Building Envelope | Insulation | Ceiling Insulation(R19 to R30) | Hospitals | New | ChoNgsld201 | 1 | 0.020246 | 5037.3703 | 0 | GSLD | 30 | 1 | 1 | 1 | 1 | 1 | 1 | 1 | 1 | 1 | 1 | 1 | 1 | 302.2422 | 0 | 20449.7465 | 0 | 0 | 0 | 1 | 0 | 0 | 1
201 | Building Envelope | Insulation | Ceiling Insulation(R19 to R30) | Institutional | Existing | CinEgsld201 | 1 | 0.037151 | 5125.2356 | 0 | GSLD | 30 | 1 | 1 | 1 | 1 | 1 | 1 | 1 | 1 | 1 | 1 | 1 | 1 | 307.5141 | 0 | 78001.3966 | 0 | 0 | 0 | 1 | 0 | 0 | 1
201 | Building Envelope | Insulation | Ceiling Insulation(R19 to R30) | Institutional | New | CinNgsld201 | 1 | 0.037151 | 5125.2356 | 0 | GSLD | 30 | 1 | 1 | 1 | 1 | 1 | 1 | 1 | 1 | 1 | 1 | 1 | 1 | 307.5141 | 0 | 78001.3966 | 0 | 0 | 0 | 1 | 0 | 0 | 1
201 | Building Envelope | Insulation | Ceiling Insulation(R19 to R30) | Lodging/Hospitality | Existing | CloEgsld201 | 1 | 0.053324 | 5302.6119 | 0 | GSLD | 30 | 1 | 1 | 1 | 1 | 1 | 1 | 1 | 1 | 1 | 1 | 1 | 1 | 318.1567 | 0 | 27015.5152 | 0 | 0 | 0 | 1 | 0 | 0 | 1
201 | Building Envelope | Insulation | Ceiling Insulation(R19 to R30) | Lodging/Hospitality | New | CloNgsld201 | 1 | 0.053324 | 5302.6119 | 0 | GSLD | 30 | 1 | 1 | 1 | 1 | 1 | 1 | 1 | 1 | 1 | 1 | 1 | 1 | 318.1567 | 0 | 27015.5152 | 0 | 0 | 0 | 1 | 0 | 0 | 1
201 | Building Envelope | Insulation | Ceiling Insulation(R19 to R30) | Miscellaneous | Existing | CmiEgsld201 | 1 | 0.16367 | 3074.2887 | 0 | GSLD | 30 | 1 | 1 | 1 | 1 | 1 | 1 | 1 | 1 | 1 | 1 | 1 | 1 | 184.4573 | 0 | 45949.4269 | 0 | 0 | 0 | 1 | 0 | 0 | 1
201 | Building Envelope | Insulation | Ceiling Insulation(R19 to R30) | Miscellaneous | New | CmiNgsld201 | 1 | 0.16367 | 3074.2887 | 0 | GSLD | 30 | 1 | 1 | 1 | 1 | 1 | 1 | 1 | 1 | 1 | 1 | 1 | 1 | 184.4573 | 0 | 45949.4269 | 0 | 0 | 0 | 1 | 0 | 0 | 1
201 | Building Envelope | Insulation | Ceiling Insulation(R19 to R30) | Offices | Existing | CofEgsld201 | 1 | 0.088006 | 3041.0746 | 0 | GSLD | 30 | 1 | 1 | 1 | 1 | 1 | 1 | 1 | 1 | 1 | 1 | 1 | 1 | 182.4645 | 0 | 22802.9455 | 0 | 0 | 0 | 1 | 0 | 0 | 1
201 | Building Envelope | Insulation | Ceiling Insulation(R19 to R30) | Offices | New | CofNgsld201 | 1 | 0.088006 | 3041.0746 | 0 | GSLD | 30 | 1 | 1 | 1 | 1 | 1 | 1 | 1 | 1 | 1 | 1 | 1 | 1 | 182.4645 | 0 | 22802.9455 | 0 | 0 | 0 | 1 | 0 | 0 | 1
201 | Building Envelope | Insulation | Ceiling Insulation(R19 to R30) | Restaurants | Existing | CreEgsld201 | 1 | 0.1508 | 3722.5657 | 0 | GSLD | 30 | 1 | 1 | 1 | 1 | 1 | 1 | 1 | 1 | 1 | 1 | 1 | 1 | 223.3539 | 0 | 18596.5608 | 0 | 0 | 0 | 1 | 0 | 0 | 1
201 | Building Envelope | Insulation | Ceiling Insulation(R19 to R30) | Restaurants | New | CreNgsld201 | 1 | 0.1508 | 3722.5657 | 0 | GSLD | 30 | 1 | 1 | 1 | 1 | 1 | 1 | 1 | 1 | 1 | 1 | 1 | 1 | 223.3539 | 0 | 18596.5608 | 0 | 0 | 0 | 1 | 0 | 0 | 1
201 | Building Envelope | Insulation | Ceiling Insulation(R19 to R30) | Retail | Existing | CrtEgsld201 | 1 | 0.3058 | 3136.676 | 0 | GSLD | 30 | 1 | 1 | 1 | 1 | 1 | 1 | 1 | 1 | 1 | 1 | 1 | 1 | 188.2006 | 0 | 20202.0583 | 0 | 0 | 0 | 1 | 0 | 0 | 1
201 | Building Envelope | Insulation | Ceiling Insulation(R19 to R30) | Retail | New | CrtNgsld201 | 1 | 0.3058 | 3136.676 | 0 | GSLD | 30 | 1 | 1 | 1 | 1 | 1 | 1 | 1 | 1 | 1 | 1 | 1 | 1 | 188.2006 | 0 | 20202.0583 | 0 | 0 | 0 | 1 | 0 | 0 | 1
201 | Building Envelope | Insulation | Ceiling Insulation(R19 to R30) | Schools K-12 | Existing | CscEgsld201 | 1 | 0.32415 | 3144.7291 | 0 | GSLD | 30 | 1 | 1 | 1 | 1 | 1 | 1 | 1 | 1 | 1 | 1 | 1 | 1 | 188.6837 | 0 | 23237.3424 | 0 | 0 | 0 | 1 | 0 | 0 | 1
201 | Building Envelope | Insulation | Ceiling Insulation(R19 to R30) | Schools K-12 | New | CscNgsld201 | 1 | 0.32415 | 3144.7291 | 0 | GSLD | 30 | 1 | 1 | 1 | 1 | 1 | 1 | 1 | 1 | 1 | 1 | 1 | 1 | 188.6837 | 0 | 23237.3424 | 0 | 0 | 0 | 1 | 0 | 0 | 1
201 | Building Envelope | Insulation | Ceiling Insulation(R19 to R30) | Warehouse | Existing | CwaEgsld201 | 1 | 0.37732 | 3168.0677 | 0 | GSLD | 30 | 1 | 1 | 1 | 1 | 1 | 1 | 1 | 1 | 1 | 1 | 1 | 1 | 190.0841 | 0 | 105921.3959 | 0 | 0 | 0 | 1 | 0 | 0 | 1
201 | Building Envelope | Insulation | Ceiling Insulation(R19 to R30) | Warehouse | New | CwaNgsld201 | 1 | 0.37732 | 3168.0677 | 0 | GSLD | 30 | 1 | 1 | 1 | 1 | 1 | 1 | 1 | 1 | 1 | 1 | 1 | 1 | 190.0841 | 0 | 105921.3959 | 0 | 0 | 0 | 1 | 0 | 0 | 1
202 | Building Envelope | Insulation | Ceiling Insulation(R19 to R38) | Assembly | Existing | CasEgsld202 | 1 | 0.16757 | 3075.9985 | 0 | GSLD | 30 | 1 | 1 | 1 | 1 | 1 | 1 | 1 | 1 | 1 | 1 | 1 | 1 | 184.5599 | 0 | 27409.8897 | 0 | 0 | 0 | 1 | 0 | 0 | 1
202 | Building Envelope | Insulation | Ceiling Insulation(R19 to R38) | Assembly | New | CasNgsld202 | 1 | 0.16757 | 3075.9985 | 0 | GSLD | 30 | 1 | 1 | 1 | 1 | 1 | 1 | 1 | 1 | 1 | 1 | 1 | 1 | 184.5599 | 0 | 27409.8897 | 0 | 0 | 0 | 1 | 0 | 0 | 1
202 | Building Envelope | Insulation | Ceiling Insulation(R19 to R38) | College and University | Existing | CcoEgsld202 | 1 | 0.020959 | 5041.0737 | 0 | GSLD | 30 | 1 | 1 | 1 | 1 | 1 | 1 | 1 | 1 | 1 | 1 | 1 | 1 | 302.4644 | 0 | 40584.9771 | 0 | 0 | 0 | 1 | 0 | 0 | 1
202 | Building Envelope | Insulation | Ceiling Insulation(R19 to R38) | College and University | New | CcoNgsld202 | 1 | 0.020959 | 5041.0737 | 0 | GSLD | 30 | 1 | 1 | 1 | 1 | 1 | 1 | 1 | 1 | 1 | 1 | 1 | 1 | 302.4644 | 0 | 40584.9771 | 0 | 0 | 0 | 1 | 0 | 0 | 1
202 | Building Envelope | Insulation | Ceiling Insulation(R19 to R38) | Data Center | Existing | CdaEgsld202 | 1 | 0.020246 | 5037.3701 | 0 | GSLD | 30 | 1 | 1 | 1 | 1 | 1 | 1 | 1 | 1 | 1 | 1 | 1 | 1 | 302.2422 | 0 | 21836.989 | 0 | 0 | 0 | 1 | 0 | 0 | 1
202 | Building Envelope | Insulation | Ceiling Insulation(R19 to R38) | Data Center | New | CdaNgsld202 | 1 | 0.020246 | 5037.3701 | 0 | GSLD | 30 | 1 | 1 | 1 | 1 | 1 | 1 | 1 | 1 | 1 | 1 | 1 | 1 | 302.2422 | 0 | 21836.989 | 0 | 0 | 0 | 1 | 0 | 0 | 1
202 | Building Envelope | Insulation | Ceiling Insulation(R19 to R38) | Grocery | Existing | CgrEgsld202 | 1 | 0.20752 | 3796.3745 | 0 | GSLD | 30 | 1 | 1 | 1 | 1 | 1 | 1 | 1 | 1 | 1 | 1 | 1 | 1 | 227.7825 | 0 | 58253.2997 | 0 | 0 | 0 | 1 | 0 | 0 | 1
202 | Building Envelope | Insulation | Ceiling Insulation(R19 to R38) | Grocery | New | CgrNgsld202 | 1 | 0.20752 | 3796.3745 | 0 | GSLD | 30 | 1 | 1 | 1 | 1 | 1 | 1 | 1 | 1 | 1 | 1 | 1 | 1 | 227.7825 | 0 | 58253.2997 | 0 | 0 | 0 | 1 | 0 | 0 | 1
202 | Building Envelope | Insulation | Ceiling Insulation(R19 to R38) | Healthcare | Existing | CheEgsld202 | 1 | 0.016753 | 5019.213 | 0 | GSLD | 30 | 1 | 1 | 1 | 1 | 1 | 1 | 1 | 1 | 1 | 1 | 1 | 1 | 301.1528 | 0 | 20684.8796 | 0 | 0 | 0 | 1 | 0 | 0 | 1
202 | Building Envelope | Insulation | Ceiling Insulation(R19 to R38) | Healthcare | New | CheNgsld202 | 1 | 0.016753 | 5019.213 | 0 | GSLD | 30 | 1 | 1 | 1 | 1 | 1 | 1 | 1 | 1 | 1 | 1 | 1 | 1 | 301.1528 | 0 | 20684.8796 | 0 | 0 | 0 | 1 | 0 | 0 | 1
202 | Building Envelope | Insulation | Ceiling Insulation(R19 to R38) | Hospitals | Existing | ChoEgsld202 | 1 | 0.020246 | 5037.3693 | 0 | GSLD | 30 | 1 | 1 | 1 | 1 | 1 | 1 | 1 | 1 | 1 | 1 | 1 | 1 | 302.2422 | 0 | 21836.9971 | 0 | 0 | 0 | 1 | 0 | 0 | 1
202 | Building Envelope | Insulation | Ceiling Insulation(R19 to R38) | Hospitals | New | ChoNgsld202 | 1 | 0.020246 | 5037.3693 | 0 | GSLD | 30 | 1 | 1 | 1 | 1 | 1 | 1 | 1 | 1 | 1 | 1 | 1 | 1 | 302.2422 | 0 | 21836.9971 | 0 | 0 | 0 | 1 | 0 | 0 | 1
202 | Building Envelope | Insulation | Ceiling Insulation(R19 to R38) | Institutional | Existing | CinEgsld202 | 1 | 0.037154 | 5125.2523 | 0 | GSLD | 30 | 1 | 1 | 1 | 1 | 1 | 1 | 1 | 1 | 1 | 1 | 1 | 1 | 307.5151 | 0 | 83290.9596 | 0 | 0 | 0 | 1 | 0 | 0 | 1
202 | Building Envelope | Insulation | Ceiling Insulation(R19 to R38) | Institutional | New | CinNgsld202 | 1 | 0.037154 | 5125.2523 | 0 | GSLD | 30 | 1 | 1 | 1 | 1 | 1 | 1 | 1 | 1 | 1 | 1 | 1 | 1 | 307.5151 | 0 | 83290.9596 | 0 | 0 | 0 | 1 | 0 | 0 | 1
202 | Building Envelope | Insulation | Ceiling Insulation(R19 to R38) | Lodging/Hospitality | Existing | CloEgsld202 | 1 | 0.053318 | 5302.6027 | 0 | GSLD | 30 | 1 | 1 | 1 | 1 | 1 | 1 | 1 | 1 | 1 | 1 | 1 | 1 | 318.1562 | 0 | 28848.1421 | 0 | 0 | 0 | 1 | 0 | 0 | 1
202 | Building Envelope | Insulation | Ceiling Insulation(R19 to R38) | Lodging/Hospitality | New | CloNgsld202 | 1 | 0.053318 | 5302.6027 | 0 | GSLD | 30 | 1 | 1 | 1 | 1 | 1 | 1 | 1 | 1 | 1 | 1 | 1 | 1 | 318.1562 | 0 | 28848.1421 | 0 | 0 | 0 | 1 | 0 | 0 | 1
202 | Building Envelope | Insulation | Ceiling Insulation(R19 to R38) | Miscellaneous | Existing | CmiEgsld202 | 1 | 0.16363 | 3074.2685 | 0 | GSLD | 30 | 1 | 1 | 1 | 1 | 1 | 1 | 1 | 1 | 1 | 1 | 1 | 1 | 184.4561 | 0 | 49066.5834 | 0 | 0 | 0 | 1 | 0 | 0 | 1
202 | Building Envelope | Insulation | Ceiling Insulation(R19 to R38) | Miscellaneous | New | CmiNgsld202 | 1 | 0.16363 | 3074.2685 | 0 | GSLD | 30 | 1 | 1 | 1 | 1 | 1 | 1 | 1 | 1 | 1 | 1 | 1 | 1 | 184.4561 | 0 | 49066.5834 | 0 | 0 | 0 | 1 | 0 | 0 | 1
202 | Building Envelope | Insulation | Ceiling Insulation(R19 to R38) | Offices | Existing | CofEgsld202 | 1 | 0.087956 | 3041.0524 | 0 | GSLD | 30 | 1 | 1 | 1 | 1 | 1 | 1 | 1 | 1 | 1 | 1 | 1 | 1 | 182.4631 | 0 | 24349.7333 | 0 | 0 | 0 | 1 | 0 | 0 | 1
202 | Building Envelope | Insulation | Ceiling Insulation(R19 to R38) | Offices | New | CofNgsld202 | 1 | 0.087956 | 3041.0524 | 0 | GSLD | 30 | 1 | 1 | 1 | 1 | 1 | 1 | 1 | 1 | 1 | 1 | 1 | 1 | 182.4631 | 0 | 24349.7333 | 0 | 0 | 0 | 1 | 0 | 0 | 1
202 | Building Envelope | Insulation | Ceiling Insulation(R19 to R38) | Restaurants | Existing | CreEgsld202 | 1 | 0.15084 | 3722.6256 | 0 | GSLD | 30 | 1 | 1 | 1 | 1 | 1 | 1 | 1 | 1 | 1 | 1 | 1 | 1 | 223.3575 | 0 | 19858.0021 | 0 | 0 | 0 | 1 | 0 | 0 | 1
202 | Building Envelope | Insulation | Ceiling Insulation(R19 to R38) | Restaurants | New | CreNgsld202 | 1 | 0.15084 | 3722.6256 | 0 | GSLD | 30 | 1 | 1 | 1 | 1 | 1 | 1 | 1 | 1 | 1 | 1 | 1 | 1 | 223.3575 | 0 | 19858.0021 | 0 | 0 | 0 | 1 | 0 | 0 | 1
202 | Building Envelope | Insulation | Ceiling Insulation(R19 to R38) | Retail | Existing | CrtEgsld202 | 1 | 0.30579 | 3136.6704 | 0 | GSLD | 30 | 1 | 1 | 1 | 1 | 1 | 1 | 1 | 1 | 1 | 1 | 1 | 1 | 188.2002 | 0 | 21572.478 | 0 | 0 | 0 | 1 | 0 | 0 | 1
202 | Building Envelope | Insulation | Ceiling Insulation(R19 to R38) | Retail | New | CrtNgsld202 | 1 | 0.30579 | 3136.6704 | 0 | GSLD | 30 | 1 | 1 | 1 | 1 | 1 | 1 | 1 | 1 | 1 | 1 | 1 | 1 | 188.2002 | 0 | 21572.478 | 0 | 0 | 0 | 1 | 0 | 0 | 1
202 | Building Envelope | Insulation | Ceiling Insulation(R19 to R38) | Schools K-12 | Existing | CscEgsld202 | 1 | 0.32416 | 3144.7338 | 0 | GSLD | 30 | 1 | 1 | 1 | 1 | 1 | 1 | 1 | 1 | 1 | 1 | 1 | 1 | 188.684 | 0 | 24813.6902 | 0 | 0 | 0 | 1 | 0 | 0 | 1
202 | Building Envelope | Insulation | Ceiling Insulation(R19 to R38) | Schools K-12 | New | CscNgsld202 | 1 | 0.32416 | 3144.7338 | 0 | GSLD | 30 | 1 | 1 | 1 | 1 | 1 | 1 | 1 | 1 | 1 | 1 | 1 | 1 | 188.684 | 0 | 24813.6902 | 0 | 0 | 0 | 1 | 0 | 0 | 1
202 | Building Envelope | Insulation | Ceiling Insulation(R19 to R38) | Warehouse | Existing | CwaEgsld202 | 1 | 0.37721 | 3168.021 | 0 | GSLD | 30 | 1 | 1 | 1 | 1 | 1 | 1 | 1 | 1 | 1 | 1 | 1 | 1 | 190.0813 | 0 | 113108.9287 | 0 | 0 | 0 | 1 | 0 | 0 | 1
202 | Building Envelope | Insulation | Ceiling Insulation(R19 to R38) | Warehouse | New | CwaNgsld202 | 1 | 0.37721 | 3168.021 | 0 | GSLD | 30 | 1 | 1 | 1 | 1 | 1 | 1 | 1 | 1 | 1 | 1 | 1 | 1 | 190.0813 | 0 | 113108.9287 | 0 | 0 | 0 | 1 | 0 | 0 | 1
203 | Building Envelope | Insulation | Ceiling Insulation(R19 to R49) | Assembly | Existing | CasEgsld203 | 1 | 0.16762 | 3076.0204 | 0 | GSLD | 30 | 1 | 1 | 1 | 1 | 1 | 1 | 1 | 1 | 1 | 1 | 1 | 1 | 184.5612 | 0 | 23193.8607 | 0 | 0 | 0 | 1 | 0 | 0 | 1
203 | Building Envelope | Insulation | Ceiling Insulation(R19 to R49) | Assembly | New | CasNgsld203 | 1 | 0.16762 | 3076.0204 | 0 | GSLD | 30 | 1 | 1 | 1 | 1 | 1 | 1 | 1 | 1 | 1 | 1 | 1 | 1 | 184.5612 | 0 | 23193.8607 | 0 | 0 | 0 | 1 | 0 | 0 | 1
203 | Building Envelope | Insulation | Ceiling Insulation(R19 to R49) | College and University | Existing | CcoEgsld203 | 1 | 0.020958 | 5041.0668 | 0 | GSLD | 30 | 1 | 1 | 1 | 1 | 1 | 1 | 1 | 1 | 1 | 1 | 1 | 1 | 302.464 | 0 | 34342.3013 | 0 | 0 | 0 | 1 | 0 | 0 | 1
203 | Building Envelope | Insulation | Ceiling Insulation(R19 to R49) | College and University | New | CcoNgsld203 | 1 | 0.020958 | 5041.0668 | 0 | GSLD | 30 | 1 | 1 | 1 | 1 | 1 | 1 | 1 | 1 | 1 | 1 | 1 | 1 | 302.464 | 0 | 34342.3013 | 0 | 0 | 0 | 1 | 0 | 0 | 1
203 | Building Envelope | Insulation | Ceiling Insulation(R19 to R49) | Data Center | Existing | CdaEgsld203 | 1 | 0.020246 | 5037.3677 | 0 | GSLD | 30 | 1 | 1 | 1 | 1 | 1 | 1 | 1 | 1 | 1 | 1 | 1 | 1 | 302.2421 | 0 | 18478.1203 | 0 | 0 | 0 | 1 | 0 | 0 | 1
203 | Building Envelope | Insulation | Ceiling Insulation(R19 to R49) | Data Center | New | CdaNgsld203 | 1 | 0.020246 | 5037.3677 | 0 | GSLD | 30 | 1 | 1 | 1 | 1 | 1 | 1 | 1 | 1 | 1 | 1 | 1 | 1 | 302.2421 | 0 | 18478.1203 | 0 | 0 | 0 | 1 | 0 | 0 | 1
203 | Building Envelope | Insulation | Ceiling Insulation(R19 to R49) | Grocery | Existing | CgrEgsld203 | 1 | 0.2075 | 3796.344 | 0 | GSLD | 30 | 1 | 1 | 1 | 1 | 1 | 1 | 1 | 1 | 1 | 1 | 1 | 1 | 227.7806 | 0 | 49296.5629 | 0 | 0 | 0 | 1 | 0 | 0 | 1
203 | Building Envelope | Insulation | Ceiling Insulation(R19 to R49) | Grocery | New | CgrNgsld203 | 1 | 0.2075 | 3796.344 | 0 | GSLD | 30 | 1 | 1 | 1 | 1 | 1 | 1 | 1 | 1 | 1 | 1 | 1 | 1 | 227.7806 | 0 | 49296.5629 | 0 | 0 | 0 | 1 | 0 | 0 | 1
203 | Building Envelope | Insulation | Ceiling Insulation(R19 to R49) | Healthcare | Existing | CheEgsld203 | 1 | 0.016753 | 5019.2111 | 0 | GSLD | 30 | 1 | 1 | 1 | 1 | 1 | 1 | 1 | 1 | 1 | 1 | 1 | 1 | 301.1527 | 0 | 17503.217 | 0 | 0 | 0 | 1 | 0 | 0 | 1
203 | Building Envelope | Insulation | Ceiling Insulation(R19 to R49) | Healthcare | New | CheNgsld203 | 1 | 0.016753 | 5019.2111 | 0 | GSLD | 30 | 1 | 1 | 1 | 1 | 1 | 1 | 1 | 1 | 1 | 1 | 1 | 1 | 301.1527 | 0 | 17503.217 | 0 | 0 | 0 | 1 | 0 | 0 | 1
203 | Building Envelope | Insulation | Ceiling Insulation(R19 to R49) | Hospitals | Existing | ChoEgsld203 | 1 | 0.020246 | 5037.3696 | 0 | GSLD | 30 | 1 | 1 | 1 | 1 | 1 | 1 | 1 | 1 | 1 | 1 | 1 | 1 | 302.2422 | 0 | 18478.1381 | 0 | 0 | 0 | 1 | 0 | 0 | 1
203 | Building Envelope | Insulation | Ceiling Insulation(R19 to R49) | Hospitals | New | ChoNgsld203 | 1 | 0.020246 | 5037.3696 | 0 | GSLD | 30 | 1 | 1 | 1 | 1 | 1 | 1 | 1 | 1 | 1 | 1 | 1 | 1 | 302.2422 | 0 | 18478.1381 | 0 | 0 | 0 | 1 | 0 | 0 | 1
203 | Building Envelope | Insulation | Ceiling Insulation(R19 to R49) | Institutional | Existing | CinEgsld203 | 1 | 0.037141 | 5125.186 | 0 | GSLD | 30 | 1 | 1 | 1 | 1 | 1 | 1 | 1 | 1 | 1 | 1 | 1 | 1 | 307.5112 | 0 | 70479.7688 | 0 | 0 | 0 | 1 | 0 | 0 | 1
203 | Building Envelope | Insulation | Ceiling Insulation(R19 to R49) | Institutional | New | CinNgsld203 | 1 | 0.037141 | 5125.186 | 0 | GSLD | 30 | 1 | 1 | 1 | 1 | 1 | 1 | 1 | 1 | 1 | 1 | 1 | 1 | 307.5112 | 0 | 70479.7688 | 0 | 0 | 0 | 1 | 0 | 0 | 1
203 | Building Envelope | Insulation | Ceiling Insulation(R19 to R49) | Lodging/Hospitality | Existing | CloEgsld203 | 1 | 0.05332 | 5302.6058 | 0 | GSLD | 30 | 1 | 1 | 1 | 1 | 1 | 1 | 1 | 1 | 1 | 1 | 1 | 1 | 318.1563 | 0 | 24410.7906 | 0 | 0 | 0 | 1 | 0 | 0 | 1
203 | Building Envelope | Insulation | Ceiling Insulation(R19 to R49) | Lodging/Hospitality | New | CloNgsld203 | 1 | 0.05332 | 5302.6058 | 0 | GSLD | 30 | 1 | 1 | 1 | 1 | 1 | 1 | 1 | 1 | 1 | 1 | 1 | 1 | 318.1563 | 0 | 24410.7906 | 0 | 0 | 0 | 1 | 0 | 0 | 1
203 | Building Envelope | Insulation | Ceiling Insulation(R19 to R49) | Miscellaneous | Existing | CmiEgsld203 | 1 | 0.16366 | 3074.2849 | 0 | GSLD | 30 | 1 | 1 | 1 | 1 | 1 | 1 | 1 | 1 | 1 | 1 | 1 | 1 | 184.4571 | 0 | 41519.1958 | 0 | 0 | 0 | 1 | 0 | 0 | 1
203 | Building Envelope | Insulation | Ceiling Insulation(R19 to R49) | Miscellaneous | New | CmiNgsld203 | 1 | 0.16366 | 3074.2849 | 0 | GSLD | 30 | 1 | 1 | 1 | 1 | 1 | 1 | 1 | 1 | 1 | 1 | 1 | 1 | 184.4571 | 0 | 41519.1958 | 0 | 0 | 0 | 1 | 0 | 0 | 1
203 | Building Envelope | Insulation | Ceiling Insulation(R19 to R49) | Offices | Existing | CofEgsld203 | 1 | 0.087994 | 3041.0691 | 0 | GSLD | 30 | 1 | 1 | 1 | 1 | 1 | 1 | 1 | 1 | 1 | 1 | 1 | 1 | 182.4641 | 0 | 20604.3947 | 0 | 0 | 0 | 1 | 0 | 0 | 1
203 | Building Envelope | Insulation | Ceiling Insulation(R19 to R49) | Offices | New | CofNgsld203 | 1 | 0.087994 | 3041.0691 | 0 | GSLD | 30 | 1 | 1 | 1 | 1 | 1 | 1 | 1 | 1 | 1 | 1 | 1 | 1 | 182.4641 | 0 | 20604.3947 | 0 | 0 | 0 | 1 | 0 | 0 | 1
203 | Building Envelope | Insulation | Ceiling Insulation(R19 to R49) | Restaurants | Existing | CreEgsld203 | 1 | 0.15084 | 3722.6165 | 0 | GSLD | 30 | 1 | 1 | 1 | 1 | 1 | 1 | 1 | 1 | 1 | 1 | 1 | 1 | 223.357 | 0 | 16803.3437 | 0 | 0 | 0 | 1 | 0 | 0 | 1
203 | Building Envelope | Insulation | Ceiling Insulation(R19 to R49) | Restaurants | New | CreNgsld203 | 1 | 0.15084 | 3722.6165 | 0 | GSLD | 30 | 1 | 1 | 1 | 1 | 1 | 1 | 1 | 1 | 1 | 1 | 1 | 1 | 223.357 | 0 | 16803.3437 | 0 | 0 | 0 | 1 | 0 | 0 | 1
203 | Building Envelope | Insulation | Ceiling Insulation(R19 to R49) | Retail | Existing | CrtEgsld203 | 1 | 0.3058 | 3136.6778 | 0 | GSLD | 30 | 1 | 1 | 1 | 1 | 1 | 1 | 1 | 1 | 1 | 1 | 1 | 1 | 188.2007 | 0 | 18254.3435 | 0 | 0 | 0 | 1 | 0 | 0 | 1
203 | Building Envelope | Insulation | Ceiling Insulation(R19 to R49) | Retail | New | CrtNgsld203 | 1 | 0.3058 | 3136.6778 | 0 | GSLD | 30 | 1 | 1 | 1 | 1 | 1 | 1 | 1 | 1 | 1 | 1 | 1 | 1 | 188.2007 | 0 | 18254.3435 | 0 | 0 | 0 | 1 | 0 | 0 | 1
203 | Building Envelope | Insulation | Ceiling Insulation(R19 to R49) | Schools K-12 | Existing | CscEgsld203 | 1 | 0.32414 | 3144.7275 | 0 | GSLD | 30 | 1 | 1 | 1 | 1 | 1 | 1 | 1 | 1 | 1 | 1 | 1 | 1 | 188.6837 | 0 | 20996.9851 | 0 | 0 | 0 | 1 | 0 | 0 | 1
203 | Building Envelope | Insulation | Ceiling Insulation(R19 to R49) | Schools K-12 | New | CscNgsld203 | 1 | 0.32414 | 3144.7275 | 0 | GSLD | 30 | 1 | 1 | 1 | 1 | 1 | 1 | 1 | 1 | 1 | 1 | 1 | 1 | 188.6837 | 0 | 20996.9851 | 0 | 0 | 0 | 1 | 0 | 0 | 1
203 | Building Envelope | Insulation | Ceiling Insulation(R19 to R49) | Warehouse | Existing | CwaEgsld203 | 1 | 0.37719 | 3168.0131 | 0 | GSLD | 30 | 1 | 1 | 1 | 1 | 1 | 1 | 1 | 1 | 1 | 1 | 1 | 1 | 190.0808 | 0 | 95710.8906 | 0 | 0 | 0 | 1 | 0 | 0 | 1
203 | Building Envelope | Insulation | Ceiling Insulation(R19 to R49) | Warehouse | New | CwaNgsld203 | 1 | 0.37719 | 3168.0131 | 0 | GSLD | 30 | 1 | 1 | 1 | 1 | 1 | 1 | 1 | 1 | 1 | 1 | 1 | 1 | 190.0808 | 0 | 95710.8906 | 0 | 0 | 0 | 1 | 0 | 0 | 1
204 | Building Envelope | Insulation | Ceiling Insulation(R2 to R30) | Assembly | Existing | CasEgsld204 | 1 | 0.1676 | 3076.0128 | 0 | GSLD | 30 | 1 | 1 | 1 | 1 | 1 | 1 | 1 | 1 | 1 | 1 | 1 | 1 | 154.6718 | 0 | 4171.4567 | 0 | 0 | 0 | 1 | 0 | 0 | 1
204 | Building Envelope | Insulation | Ceiling Insulation(R2 to R30) | Assembly | New | CasNgsld204 | 1 | 0.1676 | 3076.0128 | 0 | GSLD | 30 | 1 | 1 | 1 | 1 | 1 | 1 | 1 | 1 | 1 | 1 | 1 | 1 | 154.6718 | 0 | 4171.4567 | 0 | 0 | 0 | 1 | 0 | 0 | 1
204 | Building Envelope | Insulation | Ceiling Insulation(R2 to R30) | College and University | Existing | CcoEgsld204 | 1 | 0.020958 | 5041.0698 | 0 | GSLD | 30 | 1 | 1 | 1 | 1 | 1 | 1 | 1 | 1 | 1 | 1 | 1 | 1 | 253.4811 | 0 | 6176.5114 | 0 | 0 | 0 | 1 | 0 | 0 | 1
204 | Building Envelope | Insulation | Ceiling Insulation(R2 to R30) | College and University | New | CcoNgsld204 | 1 | 0.020958 | 5041.0698 | 0 | GSLD | 30 | 1 | 1 | 1 | 1 | 1 | 1 | 1 | 1 | 1 | 1 | 1 | 1 | 253.4811 | 0 | 6176.5114 | 0 | 0 | 0 | 1 | 0 | 0 | 1
204 | Building Envelope | Insulation | Ceiling Insulation(R2 to R30) | Data Center | Existing | CdaEgsld204 | 1 | 0.020246 | 5037.3699 | 0 | GSLD | 30 | 1 | 1 | 1 | 1 | 1 | 1 | 1 | 1 | 1 | 1 | 1 | 1 | 253.2951 | 0 | 3323.3223 | 0 | 0 | 0 | 1 | 0 | 0 | 1
204 | Building Envelope | Insulation | Ceiling Insulation(R2 to R30) | Data Center | New | CdaNgsld204 | 1 | 0.020246 | 5037.3699 | 0 | GSLD | 30 | 1 | 1 | 1 | 1 | 1 | 1 | 1 | 1 | 1 | 1 | 1 | 1 | 253.2951 | 0 | 3323.3223 | 0 | 0 | 0 | 1 | 0 | 0 | 1
204 | Building Envelope | Insulation | Ceiling Insulation(R2 to R30) | Grocery | Existing | CgrEgsld204 | 1 | 0.20758 | 3796.4467 | 0 | GSLD | 30 | 1 | 1 | 1 | 1 | 1 | 1 | 1 | 1 | 1 | 1 | 1 | 1 | 190.8975 | 0 | 8865.7974 | 0 | 0 | 0 | 1 | 0 | 0 | 1
204 | Building Envelope | Insulation | Ceiling Insulation(R2 to R30) | Grocery | New | CgrNgsld204 | 1 | 0.20758 | 3796.4467 | 0 | GSLD | 30 | 1 | 1 | 1 | 1 | 1 | 1 | 1 | 1 | 1 | 1 | 1 | 1 | 190.8975 | 0 | 8865.7974 | 0 | 0 | 0 | 1 | 0 | 0 | 1
204 | Building Envelope | Insulation | Ceiling Insulation(R2 to R30) | Healthcare | Existing | CheEgsld204 | 1 | 0.01675 | 5019.1988 | 0 | GSLD | 30 | 1 | 1 | 1 | 1 | 1 | 1 | 1 | 1 | 1 | 1 | 1 | 1 | 252.3814 | 0 | 3147.978 | 0 | 0 | 0 | 1 | 0 | 0 | 1
204 | Building Envelope | Insulation | Ceiling Insulation(R2 to R30) | Healthcare | New | CheNgsld204 | 1 | 0.01675 | 5019.1988 | 0 | GSLD | 30 | 1 | 1 | 1 | 1 | 1 | 1 | 1 | 1 | 1 | 1 | 1 | 1 | 252.3814 | 0 | 3147.978 | 0 | 0 | 0 | 1 | 0 | 0 | 1
204 | Building Envelope | Insulation | Ceiling Insulation(R2 to R30) | Hospitals | Existing | ChoEgsld204 | 1 | 0.020246 | 5037.3699 | 0 | GSLD | 30 | 1 | 1 | 1 | 1 | 1 | 1 | 1 | 1 | 1 | 1 | 1 | 1 | 253.2951 | 0 | 3323.3218 | 0 | 0 | 0 | 1 | 0 | 0 | 1
204 | Building Envelope | Insulation | Ceiling Insulation(R2 to R30) | Hospitals | New | ChoNgsld204 | 1 | 0.020246 | 5037.3699 | 0 | GSLD | 30 | 1 | 1 | 1 | 1 | 1 | 1 | 1 | 1 | 1 | 1 | 1 | 1 | 253.2951 | 0 | 3323.3218 | 0 | 0 | 0 | 1 | 0 | 0 | 1
204 | Building Envelope | Insulation | Ceiling Insulation(R2 to R30) | Institutional | Existing | CinEgsld204 | 1 | 0.037146 | 5125.2113 | 0 | GSLD | 30 | 1 | 1 | 1 | 1 | 1 | 1 | 1 | 1 | 1 | 1 | 1 | 1 | 257.712 | 0 | 12675.9473 | 0 | 0 | 0 | 1 | 0 | 0 | 1
204 | Building Envelope | Insulation | Ceiling Insulation(R2 to R30) | Institutional | New | CinNgsld204 | 1 | 0.037146 | 5125.2113 | 0 | GSLD | 30 | 1 | 1 | 1 | 1 | 1 | 1 | 1 | 1 | 1 | 1 | 1 | 1 | 257.712 | 0 | 12675.9473 | 0 | 0 | 0 | 1 | 0 | 0 | 1
204 | Building Envelope | Insulation | Ceiling Insulation(R2 to R30) | Lodging/Hospitality | Existing | CloEgsld204 | 1 | 0.053322 | 5302.6092 | 0 | GSLD | 30 | 1 | 1 | 1 | 1 | 1 | 1 | 1 | 1 | 1 | 1 | 1 | 1 | 266.6322 | 0 | 4390.326 | 0 | 0 | 0 | 1 | 0 | 0 | 1
204 | Building Envelope | Insulation | Ceiling Insulation(R2 to R30) | Lodging/Hospitality | New | CloNgsld204 | 1 | 0.053322 | 5302.6092 | 0 | GSLD | 30 | 1 | 1 | 1 | 1 | 1 | 1 | 1 | 1 | 1 | 1 | 1 | 1 | 266.6322 | 0 | 4390.326 | 0 | 0 | 0 | 1 | 0 | 0 | 1
204 | Building Envelope | Insulation | Ceiling Insulation(R2 to R30) | Miscellaneous | Existing | CmiEgsld204 | 1 | 0.16365 | 3074.2786 | 0 | GSLD | 30 | 1 | 1 | 1 | 1 | 1 | 1 | 1 | 1 | 1 | 1 | 1 | 1 | 154.5846 | 0 | 7467.31 | 0 | 0 | 0 | 1 | 0 | 0 | 1
204 | Building Envelope | Insulation | Ceiling Insulation(R2 to R30) | Miscellaneous | New | CmiNgsld204 | 1 | 0.16365 | 3074.2786 | 0 | GSLD | 30 | 1 | 1 | 1 | 1 | 1 | 1 | 1 | 1 | 1 | 1 | 1 | 1 | 154.5846 | 0 | 7467.31 | 0 | 0 | 0 | 1 | 0 | 0 | 1
204 | Building Envelope | Insulation | Ceiling Insulation(R2 to R30) | Offices | Existing | CofEgsld204 | 1 | 0.087985 | 3041.0652 | 0 | GSLD | 30 | 1 | 1 | 1 | 1 | 1 | 1 | 1 | 1 | 1 | 1 | 1 | 1 | 152.9145 | 0 | 3705.737 | 0 | 0 | 0 | 1 | 0 | 0 | 1
204 | Building Envelope | Insulation | Ceiling Insulation(R2 to R30) | Offices | New | CofNgsld204 | 1 | 0.087985 | 3041.0652 | 0 | GSLD | 30 | 1 | 1 | 1 | 1 | 1 | 1 | 1 | 1 | 1 | 1 | 1 | 1 | 152.9145 | 0 | 3705.737 | 0 | 0 | 0 | 1 | 0 | 0 | 1
204 | Building Envelope | Insulation | Ceiling Insulation(R2 to R30) | Restaurants | Existing | CreEgsld204 | 1 | 0.15082 | 3722.596 | 0 | GSLD | 30 | 1 | 1 | 1 | 1 | 1 | 1 | 1 | 1 | 1 | 1 | 1 | 1 | 187.184 | 0 | 3022.1173 | 0 | 0 | 0 | 1 | 0 | 0 | 1
204 | Building Envelope | Insulation | Ceiling Insulation(R2 to R30) | Restaurants | New | CreNgsld204 | 1 | 0.15082 | 3722.596 | 0 | GSLD | 30 | 1 | 1 | 1 | 1 | 1 | 1 | 1 | 1 | 1 | 1 | 1 | 1 | 187.184 | 0 | 3022.1173 | 0 | 0 | 0 | 1 | 0 | 0 | 1
204 | Building Envelope | Insulation | Ceiling Insulation(R2 to R30) | Retail | Existing | CrtEgsld204 | 1 | 0.30579 | 3136.6732 | 0 | GSLD | 30 | 1 | 1 | 1 | 1 | 1 | 1 | 1 | 1 | 1 | 1 | 1 | 1 | 157.722 | 0 | 3283.071 | 0 | 0 | 0 | 1 | 0 | 0 | 1
204 | Building Envelope | Insulation | Ceiling Insulation(R2 to R30) | Retail | New | CrtNgsld204 | 1 | 0.30579 | 3136.6732 | 0 | GSLD | 30 | 1 | 1 | 1 | 1 | 1 | 1 | 1 | 1 | 1 | 1 | 1 | 1 | 157.722 | 0 | 3283.071 | 0 | 0 | 0 | 1 | 0 | 0 | 1
204 | Building Envelope | Insulation | Ceiling Insulation(R2 to R30) | Schools K-12 | Existing | CscEgsld204 | 1 | 0.32415 | 3144.7304 | 0 | GSLD | 30 | 1 | 1 | 1 | 1 | 1 | 1 | 1 | 1 | 1 | 1 | 1 | 1 | 158.1271 | 0 | 3776.3376 | 0 | 0 | 0 | 1 | 0 | 0 | 1
204 | Building Envelope | Insulation | Ceiling Insulation(R2 to R30) | Schools K-12 | New | CscNgsld204 | 1 | 0.32415 | 3144.7304 | 0 | GSLD | 30 | 1 | 1 | 1 | 1 | 1 | 1 | 1 | 1 | 1 | 1 | 1 | 1 | 158.1271 | 0 | 3776.3376 | 0 | 0 | 0 | 1 | 0 | 0 | 1
204 | Building Envelope | Insulation | Ceiling Insulation(R2 to R30) | Warehouse | Existing | CwaEgsld204 | 1 | 0.37724 | 3168.0349 | 0 | GSLD | 30 | 1 | 1 | 1 | 1 | 1 | 1 | 1 | 1 | 1 | 1 | 1 | 1 | 159.2989 | 0 | 17213.7347 | 0 | 0 | 0 | 1 | 0 | 0 | 1
204 | Building Envelope | Insulation | Ceiling Insulation(R2 to R30) | Warehouse | New | CwaNgsld204 | 1 | 0.37724 | 3168.0349 | 0 | GSLD | 30 | 1 | 1 | 1 | 1 | 1 | 1 | 1 | 1 | 1 | 1 | 1 | 1 | 159.2989 | 0 | 17213.7347 | 0 | 0 | 0 | 1 | 0 | 0 | 1
205 | Building Envelope | Insulation | Ceiling Insulation(R2 to R38) | Assembly | Existing | CasEgsld205 | 1 | 0.1676 | 3076.0128 | 0 | GSLD | 30 | 1 | 1 | 1 | 1 | 1 | 1 | 1 | 1 | 1 | 1 | 1 | 1 | 154.6718 | 0 | 5103.7089 | 0 | 0 | 0 | 1 | 0 | 0 | 1
205 | Building Envelope | Insulation | Ceiling Insulation(R2 to R38) | Assembly | New | CasNgsld205 | 1 | 0.1676 | 3076.0128 | 0 | GSLD | 30 | 1 | 1 | 1 | 1 | 1 | 1 | 1 | 1 | 1 | 1 | 1 | 1 | 154.6718 | 0 | 5103.7089 | 0 | 0 | 0 | 1 | 0 | 0 | 1
205 | Building Envelope | Insulation | Ceiling Insulation(R2 to R38) | College and University | Existing | CcoEgsld205 | 1 | 0.020958 | 5041.0694 | 0 | GSLD | 30 | 1 | 1 | 1 | 1 | 1 | 1 | 1 | 1 | 1 | 1 | 1 | 1 | 253.4811 | 0 | 7556.8773 | 0 | 0 | 0 | 1 | 0 | 0 | 1
205 | Building Envelope | Insulation | Ceiling Insulation(R2 to R38) | College and University | New | CcoNgsld205 | 1 | 0.020958 | 5041.0694 | 0 | GSLD | 30 | 1 | 1 | 1 | 1 | 1 | 1 | 1 | 1 | 1 | 1 | 1 | 1 | 253.4811 | 0 | 7556.8773 | 0 | 0 | 0 | 1 | 0 | 0 | 1
205 | Building Envelope | Insulation | Ceiling Insulation(R2 to R38) | Data Center | Existing | CdaEgsld205 | 1 | 0.020246 | 5037.3695 | 0 | GSLD | 30 | 1 | 1 | 1 | 1 | 1 | 1 | 1 | 1 | 1 | 1 | 1 | 1 | 253.2951 | 0 | 4066.034 | 0 | 0 | 0 | 1 | 0 | 0 | 1
205 | Building Envelope | Insulation | Ceiling Insulation(R2 to R38) | Data Center | New | CdaNgsld205 | 1 | 0.020246 | 5037.3695 | 0 | GSLD | 30 | 1 | 1 | 1 | 1 | 1 | 1 | 1 | 1 | 1 | 1 | 1 | 1 | 253.2951 | 0 | 4066.034 | 0 | 0 | 0 | 1 | 0 | 0 | 1
205 | Building Envelope | Insulation | Ceiling Insulation(R2 to R38) | Grocery | Existing | CgrEgsld205 | 1 | 0.20757 | 3796.4359 | 0 | GSLD | 30 | 1 | 1 | 1 | 1 | 1 | 1 | 1 | 1 | 1 | 1 | 1 | 1 | 190.8969 | 0 | 10847.0609 | 0 | 0 | 0 | 1 | 0 | 0 | 1
205 | Building Envelope | Insulation | Ceiling Insulation(R2 to R38) | Grocery | New | CgrNgsld205 | 1 | 0.20757 | 3796.4359 | 0 | GSLD | 30 | 1 | 1 | 1 | 1 | 1 | 1 | 1 | 1 | 1 | 1 | 1 | 1 | 190.8969 | 0 | 10847.0609 | 0 | 0 | 0 | 1 | 0 | 0 | 1
205 | Building Envelope | Insulation | Ceiling Insulation(R2 to R38) | Healthcare | Existing | CheEgsld205 | 1 | 0.01675 | 5019.1978 | 0 | GSLD | 30 | 1 | 1 | 1 | 1 | 1 | 1 | 1 | 1 | 1 | 1 | 1 | 1 | 252.3813 | 0 | 3851.4985 | 0 | 0 | 0 | 1 | 0 | 0 | 1
205 | Building Envelope | Insulation | Ceiling Insulation(R2 to R38) | Healthcare | New | CheNgsld205 | 1 | 0.01675 | 5019.1978 | 0 | GSLD | 30 | 1 | 1 | 1 | 1 | 1 | 1 | 1 | 1 | 1 | 1 | 1 | 1 | 252.3813 | 0 | 3851.4985 | 0 | 0 | 0 | 1 | 0 | 0 | 1
205 | Building Envelope | Insulation | Ceiling Insulation(R2 to R38) | Hospitals | Existing | ChoEgsld205 | 1 | 0.020246 | 5037.3698 | 0 | GSLD | 30 | 1 | 1 | 1 | 1 | 1 | 1 | 1 | 1 | 1 | 1 | 1 | 1 | 253.2951 | 0 | 4066.0335 | 0 | 0 | 0 | 1 | 0 | 0 | 1
205 | Building Envelope | Insulation | Ceiling Insulation(R2 to R38) | Hospitals | New | ChoNgsld205 | 1 | 0.020246 | 5037.3698 | 0 | GSLD | 30 | 1 | 1 | 1 | 1 | 1 | 1 | 1 | 1 | 1 | 1 | 1 | 1 | 253.2951 | 0 | 4066.0335 | 0 | 0 | 0 | 1 | 0 | 0 | 1
205 | Building Envelope | Insulation | Ceiling Insulation(R2 to R38) | Institutional | Existing | CinEgsld205 | 1 | 0.037147 | 5125.2155 | 0 | GSLD | 30 | 1 | 1 | 1 | 1 | 1 | 1 | 1 | 1 | 1 | 1 | 1 | 1 | 257.7122 | 0 | 15508.8368 | 0 | 0 | 0 | 1 | 0 | 0 | 1
205 | Building Envelope | Insulation | Ceiling Insulation(R2 to R38) | Institutional | New | CinNgsld205 | 1 | 0.037147 | 5125.2155 | 0 | GSLD | 30 | 1 | 1 | 1 | 1 | 1 | 1 | 1 | 1 | 1 | 1 | 1 | 1 | 257.7122 | 0 | 15508.8368 | 0 | 0 | 0 | 1 | 0 | 0 | 1
205 | Building Envelope | Insulation | Ceiling Insulation(R2 to R38) | Lodging/Hospitality | Existing | CloEgsld205 | 1 | 0.053324 | 5302.6118 | 0 | GSLD | 30 | 1 | 1 | 1 | 1 | 1 | 1 | 1 | 1 | 1 | 1 | 1 | 1 | 266.6323 | 0 | 5371.4986 | 0 | 0 | 0 | 1 | 0 | 0 | 1
205 | Building Envelope | Insulation | Ceiling Insulation(R2 to R38) | Lodging/Hospitality | New | CloNgsld205 | 1 | 0.053324 | 5302.6118 | 0 | GSLD | 30 | 1 | 1 | 1 | 1 | 1 | 1 | 1 | 1 | 1 | 1 | 1 | 1 | 266.6323 | 0 | 5371.4986 | 0 | 0 | 0 | 1 | 0 | 0 | 1
205 | Building Envelope | Insulation | Ceiling Insulation(R2 to R38) | Miscellaneous | Existing | CmiEgsld205 | 1 | 0.16365 | 3074.2802 | 0 | GSLD | 30 | 1 | 1 | 1 | 1 | 1 | 1 | 1 | 1 | 1 | 1 | 1 | 1 | 154.5846 | 0 | 9136.1454 | 0 | 0 | 0 | 1 | 0 | 0 | 1
205 | Building Envelope | Insulation | Ceiling Insulation(R2 to R38) | Miscellaneous | New | CmiNgsld205 | 1 | 0.16365 | 3074.2802 | 0 | GSLD | 30 | 1 | 1 | 1 | 1 | 1 | 1 | 1 | 1 | 1 | 1 | 1 | 1 | 154.5846 | 0 | 9136.1454 | 0 | 0 | 0 | 1 | 0 | 0 | 1
205 | Building Envelope | Insulation | Ceiling Insulation(R2 to R38) | Offices | Existing | CofEgsld205 | 1 | 0.087978 | 3041.0622 | 0 | GSLD | 30 | 1 | 1 | 1 | 1 | 1 | 1 | 1 | 1 | 1 | 1 | 1 | 1 | 152.9143 | 0 | 4533.9081 | 0 | 0 | 0 | 1 | 0 | 0 | 1
205 | Building Envelope | Insulation | Ceiling Insulation(R2 to R38) | Offices | New | CofNgsld205 | 1 | 0.087978 | 3041.0622 | 0 | GSLD | 30 | 1 | 1 | 1 | 1 | 1 | 1 | 1 | 1 | 1 | 1 | 1 | 1 | 152.9143 | 0 | 4533.9081 | 0 | 0 | 0 | 1 | 0 | 0 | 1
205 | Building Envelope | Insulation | Ceiling Insulation(R2 to R38) | Restaurants | Existing | CreEgsld205 | 1 | 0.15082 | 3722.5938 | 0 | GSLD | 30 | 1 | 1 | 1 | 1 | 1 | 1 | 1 | 1 | 1 | 1 | 1 | 1 | 187.1839 | 0 | 3697.5211 | 0 | 0 | 0 | 1 | 0 | 0 | 1
205 | Building Envelope | Insulation | Ceiling Insulation(R2 to R38) | Restaurants | New | CreNgsld205 | 1 | 0.15082 | 3722.5938 | 0 | GSLD | 30 | 1 | 1 | 1 | 1 | 1 | 1 | 1 | 1 | 1 | 1 | 1 | 1 | 187.1839 | 0 | 3697.5211 | 0 | 0 | 0 | 1 | 0 | 0 | 1
205 | Building Envelope | Insulation | Ceiling Insulation(R2 to R38) | Retail | Existing | CrtEgsld205 | 1 | 0.30579 | 3136.6725 | 0 | GSLD | 30 | 1 | 1 | 1 | 1 | 1 | 1 | 1 | 1 | 1 | 1 | 1 | 1 | 157.7219 | 0 | 4016.7897 | 0 | 0 | 0 | 1 | 0 | 0 | 1
205 | Building Envelope | Insulation | Ceiling Insulation(R2 to R38) | Retail | New | CrtNgsld205 | 1 | 0.30579 | 3136.6725 | 0 | GSLD | 30 | 1 | 1 | 1 | 1 | 1 | 1 | 1 | 1 | 1 | 1 | 1 | 1 | 157.7219 | 0 | 4016.7897 | 0 | 0 | 0 | 1 | 0 | 0 | 1
205 | Building Envelope | Insulation | Ceiling Insulation(R2 to R38) | Schools K-12 | Existing | CscEgsld205 | 1 | 0.32415 | 3144.731 | 0 | GSLD | 30 | 1 | 1 | 1 | 1 | 1 | 1 | 1 | 1 | 1 | 1 | 1 | 1 | 158.1271 | 0 | 4620.2896 | 0 | 0 | 0 | 1 | 0 | 0 | 1
205 | Building Envelope | Insulation | Ceiling Insulation(R2 to R38) | Schools K-12 | New | CscNgsld205 | 1 | 0.32415 | 3144.731 | 0 | GSLD | 30 | 1 | 1 | 1 | 1 | 1 | 1 | 1 | 1 | 1 | 1 | 1 | 1 | 158.1271 | 0 | 4620.2896 | 0 | 0 | 0 | 1 | 0 | 0 | 1
205 | Building Envelope | Insulation | Ceiling Insulation(R2 to R38) | Warehouse | Existing | CwaEgsld205 | 1 | 0.37726 | 3168.0422 | 0 | GSLD | 30 | 1 | 1 | 1 | 1 | 1 | 1 | 1 | 1 | 1 | 1 | 1 | 1 | 159.2993 | 0 | 21060.6952 | 0 | 0 | 0 | 1 | 0 | 0 | 1
205 | Building Envelope | Insulation | Ceiling Insulation(R2 to R38) | Warehouse | New | CwaNgsld205 | 1 | 0.37726 | 3168.0422 | 0 | GSLD | 30 | 1 | 1 | 1 | 1 | 1 | 1 | 1 | 1 | 1 | 1 | 1 | 1 | 159.2993 | 0 | 21060.6952 | 0 | 0 | 0 | 1 | 0 | 0 | 1
206 | Building Envelope | Insulation | Ceiling Insulation(R2 to R49) | Assembly | Existing | CasEgsld206 | 1 | 0.16761 | 3076.0163 | 0 | GSLD | 30 | 1 | 1 | 1 | 1 | 1 | 1 | 1 | 1 | 1 | 1 | 1 | 1 | 154.6719 | 0 | 5080.9979 | 0 | 0 | 0 | 1 | 0 | 0 | 1
206 | Building Envelope | Insulation | Ceiling Insulation(R2 to R49) | Assembly | New | CasNgsld206 | 1 | 0.16761 | 3076.0163 | 0 | GSLD | 30 | 1 | 1 | 1 | 1 | 1 | 1 | 1 | 1 | 1 | 1 | 1 | 1 | 154.6719 | 0 | 5080.9979 | 0 | 0 | 0 | 1 | 0 | 0 | 1
206 | Building Envelope | Insulation | Ceiling Insulation(R2 to R49) | College and University | Existing | CcoEgsld206 | 1 | 0.020958 | 5041.0683 | 0 | GSLD | 30 | 1 | 1 | 1 | 1 | 1 | 1 | 1 | 1 | 1 | 1 | 1 | 1 | 253.481 | 0 | 7523.2437 | 0 | 0 | 0 | 1 | 0 | 0 | 1
206 | Building Envelope | Insulation | Ceiling Insulation(R2 to R49) | College and University | New | CcoNgsld206 | 1 | 0.020958 | 5041.0683 | 0 | GSLD | 30 | 1 | 1 | 1 | 1 | 1 | 1 | 1 | 1 | 1 | 1 | 1 | 1 | 253.481 | 0 | 7523.2437 | 0 | 0 | 0 | 1 | 0 | 0 | 1
206 | Building Envelope | Insulation | Ceiling Insulation(R2 to R49) | Data Center | Existing | CdaEgsld206 | 1 | 0.020246 | 5037.3699 | 0 | GSLD | 30 | 1 | 1 | 1 | 1 | 1 | 1 | 1 | 1 | 1 | 1 | 1 | 1 | 253.2951 | 0 | 4047.9382 | 0 | 0 | 0 | 1 | 0 | 0 | 1
206 | Building Envelope | Insulation | Ceiling Insulation(R2 to R49) | Data Center | New | CdaNgsld206 | 1 | 0.020246 | 5037.3699 | 0 | GSLD | 30 | 1 | 1 | 1 | 1 | 1 | 1 | 1 | 1 | 1 | 1 | 1 | 1 | 253.2951 | 0 | 4047.9382 | 0 | 0 | 0 | 1 | 0 | 0 | 1
206 | Building Envelope | Insulation | Ceiling Insulation(R2 to R49) | Grocery | Existing | CgrEgsld206 | 1 | 0.20756 | 3796.4251 | 0 | GSLD | 30 | 1 | 1 | 1 | 1 | 1 | 1 | 1 | 1 | 1 | 1 | 1 | 1 | 190.8964 | 0 | 10798.7632 | 0 | 0 | 0 | 1 | 0 | 0 | 1
206 | Building Envelope | Insulation | Ceiling Insulation(R2 to R49) | Grocery | New | CgrNgsld206 | 1 | 0.20756 | 3796.4251 | 0 | GSLD | 30 | 1 | 1 | 1 | 1 | 1 | 1 | 1 | 1 | 1 | 1 | 1 | 1 | 190.8964 | 0 | 10798.7632 | 0 | 0 | 0 | 1 | 0 | 0 | 1
206 | Building Envelope | Insulation | Ceiling Insulation(R2 to R49) | Healthcare | Existing | CheEgsld206 | 1 | 0.01675 | 5019.1979 | 0 | GSLD | 30 | 1 | 1 | 1 | 1 | 1 | 1 | 1 | 1 | 1 | 1 | 1 | 1 | 252.3813 | 0 | 3834.3619 | 0 | 0 | 0 | 1 | 0 | 0 | 1
206 | Building Envelope | Insulation | Ceiling Insulation(R2 to R49) | Healthcare | New | CheNgsld206 | 1 | 0.01675 | 5019.1979 | 0 | GSLD | 30 | 1 | 1 | 1 | 1 | 1 | 1 | 1 | 1 | 1 | 1 | 1 | 1 | 252.3813 | 0 | 3834.3619 | 0 | 0 | 0 | 1 | 0 | 0 | 1
206 | Building Envelope | Insulation | Ceiling Insulation(R2 to R49) | Hospitals | Existing | ChoEgsld206 | 1 | 0.020246 | 5037.3698 | 0 | GSLD | 30 | 1 | 1 | 1 | 1 | 1 | 1 | 1 | 1 | 1 | 1 | 1 | 1 | 253.2951 | 0 | 4047.9383 | 0 | 0 | 0 | 1 | 0 | 0 | 1
206 | Building Envelope | Insulation | Ceiling Insulation(R2 to R49) | Hospitals | New | ChoNgsld206 | 1 | 0.020246 | 5037.3698 | 0 | GSLD | 30 | 1 | 1 | 1 | 1 | 1 | 1 | 1 | 1 | 1 | 1 | 1 | 1 | 253.2951 | 0 | 4047.9383 | 0 | 0 | 0 | 1 | 0 | 0 | 1
206 | Building Envelope | Insulation | Ceiling Insulation(R2 to R49) | Institutional | Existing | CinEgsld206 | 1 | 0.037145 | 5125.2048 | 0 | GSLD | 30 | 1 | 1 | 1 | 1 | 1 | 1 | 1 | 1 | 1 | 1 | 1 | 1 | 257.7117 | 0 | 15439.8262 | 0 | 0 | 0 | 1 | 0 | 0 | 1
206 | Building Envelope | Insulation | Ceiling Insulation(R2 to R49) | Institutional | New | CinNgsld206 | 1 | 0.037145 | 5125.2048 | 0 | GSLD | 30 | 1 | 1 | 1 | 1 | 1 | 1 | 1 | 1 | 1 | 1 | 1 | 1 | 257.7117 | 0 | 15439.8262 | 0 | 0 | 0 | 1 | 0 | 0 | 1
206 | Building Envelope | Insulation | Ceiling Insulation(R2 to R49) | Lodging/Hospitality | Existing | CloEgsld206 | 1 | 0.053321 | 5302.6084 | 0 | GSLD | 30 | 1 | 1 | 1 | 1 | 1 | 1 | 1 | 1 | 1 | 1 | 1 | 1 | 266.6321 | 0 | 5347.5911 | 0 | 0 | 0 | 1 | 0 | 0 | 1
206 | Building Envelope | Insulation | Ceiling Insulation(R2 to R49) | Lodging/Hospitality | New | CloNgsld206 | 1 | 0.053321 | 5302.6084 | 0 | GSLD | 30 | 1 | 1 | 1 | 1 | 1 | 1 | 1 | 1 | 1 | 1 | 1 | 1 | 266.6321 | 0 | 5347.5911 | 0 | 0 | 0 | 1 | 0 | 0 | 1
206 | Building Envelope | Insulation | Ceiling Insulation(R2 to R49) | Miscellaneous | Existing | CmiEgsld206 | 1 | 0.16365 | 3074.2787 | 0 | GSLD | 30 | 1 | 1 | 1 | 1 | 1 | 1 | 1 | 1 | 1 | 1 | 1 | 1 | 154.5846 | 0 | 9095.4761 | 0 | 0 | 0 | 1 | 0 | 0 | 1
206 | Building Envelope | Insulation | Ceiling Insulation(R2 to R49) | Miscellaneous | New | CmiNgsld206 | 1 | 0.16365 | 3074.2787 | 0 | GSLD | 30 | 1 | 1 | 1 | 1 | 1 | 1 | 1 | 1 | 1 | 1 | 1 | 1 | 154.5846 | 0 | 9095.4761 | 0 | 0 | 0 | 1 | 0 | 0 | 1
206 | Building Envelope | Insulation | Ceiling Insulation(R2 to R49) | Offices | Existing | CofEgsld206 | 1 | 0.087984 | 3041.0649 | 0 | GSLD | 30 | 1 | 1 | 1 | 1 | 1 | 1 | 1 | 1 | 1 | 1 | 1 | 1 | 152.9145 | 0 | 4513.7314 | 0 | 0 | 0 | 1 | 0 | 0 | 1
206 | Building Envelope | Insulation | Ceiling Insulation(R2 to R49) | Offices | New | CofNgsld206 | 1 | 0.087984 | 3041.0649 | 0 | GSLD | 30 | 1 | 1 | 1 | 1 | 1 | 1 | 1 | 1 | 1 | 1 | 1 | 1 | 152.9145 | 0 | 4513.7314 | 0 | 0 | 0 | 1 | 0 | 0 | 1
206 | Building Envelope | Insulation | Ceiling Insulation(R2 to R49) | Restaurants | Existing | CreEgsld206 | 1 | 0.15082 | 3722.5932 | 0 | GSLD | 30 | 1 | 1 | 1 | 1 | 1 | 1 | 1 | 1 | 1 | 1 | 1 | 1 | 187.1839 | 0 | 3681.0505 | 0 | 0 | 0 | 1 | 0 | 0 | 1
206 | Building Envelope | Insulation | Ceiling Insulation(R2 to R49) | Restaurants | New | CreNgsld206 | 1 | 0.15082 | 3722.5932 | 0 | GSLD | 30 | 1 | 1 | 1 | 1 | 1 | 1 | 1 | 1 | 1 | 1 | 1 | 1 | 187.1839 | 0 | 3681.0505 | 0 | 0 | 0 | 1 | 0 | 0 | 1
206 | Building Envelope | Insulation | Ceiling Insulation(R2 to R49) | Retail | Existing | CrtEgsld206 | 1 | 0.30579 | 3136.6719 | 0 | GSLD | 30 | 1 | 1 | 1 | 1 | 1 | 1 | 1 | 1 | 1 | 1 | 1 | 1 | 157.7219 | 0 | 3998.9114 | 0 | 0 | 0 | 1 | 0 | 0 | 1
206 | Building Envelope | Insulation | Ceiling Insulation(R2 to R49) | Retail | New | CrtNgsld206 | 1 | 0.30579 | 3136.6719 | 0 | GSLD | 30 | 1 | 1 | 1 | 1 | 1 | 1 | 1 | 1 | 1 | 1 | 1 | 1 | 157.7219 | 0 | 3998.9114 | 0 | 0 | 0 | 1 | 0 | 0 | 1
206 | Building Envelope | Insulation | Ceiling Insulation(R2 to R49) | Schools K-12 | Existing | CscEgsld206 | 1 | 0.32415 | 3144.73 | 0 | GSLD | 30 | 1 | 1 | 1 | 1 | 1 | 1 | 1 | 1 | 1 | 1 | 1 | 1 | 158.1271 | 0 | 4599.7278 | 0 | 0 | 0 | 1 | 0 | 0 | 1
206 | Building Envelope | Insulation | Ceiling Insulation(R2 to R49) | Schools K-12 | New | CscNgsld206 | 1 | 0.32415 | 3144.73 | 0 | GSLD | 30 | 1 | 1 | 1 | 1 | 1 | 1 | 1 | 1 | 1 | 1 | 1 | 1 | 158.1271 | 0 | 4599.7278 | 0 | 0 | 0 | 1 | 0 | 0 | 1
206 | Building Envelope | Insulation | Ceiling Insulation(R2 to R49) | Warehouse | Existing | CwaEgsld206 | 1 | 0.37725 | 3168.0401 | 0 | GSLD | 30 | 1 | 1 | 1 | 1 | 1 | 1 | 1 | 1 | 1 | 1 | 1 | 1 | 159.2992 | 0 | 20966.961 | 0 | 0 | 0 | 1 | 0 | 0 | 1
206 | Building Envelope | Insulation | Ceiling Insulation(R2 to R49) | Warehouse | New | CwaNgsld206 | 1 | 0.37725 | 3168.0401 | 0 | GSLD | 30 | 1 | 1 | 1 | 1 | 1 | 1 | 1 | 1 | 1 | 1 | 1 | 1 | 159.2992 | 0 | 20966.961 | 0 | 0 | 0 | 1 | 0 | 0 | 1
207 | Building Envelope | Insulation | Floor Insulation | Assembly | Existing | CasEgsld207 | 1 | 1.3128 | 3578.717 | 0 | GSLD | 20 | 0.57723 | 0.60437 | 0.83705 | 1.097 | 1.2026 | 1.2026 | 1.289 | 1.2891 | 1.2453 | 1.1192 | 0.77553 | 0.85362 | 214.723 | 0 | 46743.8726 | 0 | 0 | 0 | 1 | 0 | 0 | 1.0077
207 | Building Envelope | Insulation | Floor Insulation | Assembly | New | CasNgsld207 | 1 | 1.3128 | 3578.717 | 0 | GSLD | 20 | 0.57723 | 0.60437 | 0.83705 | 1.097 | 1.2026 | 1.2026 | 1.289 | 1.2891 | 1.2453 | 1.1192 | 0.77553 | 0.85362 | 214.723 | 0 | 46743.8726 | 0 | 0 | 0 | 1 | 0 | 0 | 1.0077
207 | Building Envelope | Insulation | Floor Insulation | College and University | Existing | CcoEgsld207 | 1 | 0.18213 | 5878.7807 | 0 | GSLD | 20 | 0.57723 | 0.60437 | 0.83705 | 1.097 | 1.2026 | 1.2026 | 1.289 | 1.2891 | 1.2453 | 1.1192 | 0.77553 | 0.85362 | 352.7268 | 0 | 80188.3636 | 0 | 0 | 0 | 1 | 0 | 0 | 1.0077
207 | Building Envelope | Insulation | Floor Insulation | College and University | New | CcoNgsld207 | 1 | 0.18213 | 5878.7807 | 0 | GSLD | 20 | 0.57723 | 0.60437 | 0.83705 | 1.097 | 1.2026 | 1.2026 | 1.289 | 1.2891 | 1.2453 | 1.1192 | 0.77553 | 0.85362 | 352.7268 | 0 | 80188.3636 | 0 | 0 | 0 | 1 | 0 | 0 | 1.0077
207 | Building Envelope | Insulation | Floor Insulation | Data Center | Existing | CdaEgsld207 | 1 | 0.18212 | 5878.768 | 0 | GSLD | 20 | 0.57723 | 0.60437 | 0.83705 | 1.097 | 1.2026 | 1.2026 | 1.289 | 1.2891 | 1.2453 | 1.1192 | 0.77553 | 0.85362 | 352.7261 | 0 | 108861.5927 | 0 | 0 | 0 | 1 | 0 | 0 | 1.0077
207 | Building Envelope | Insulation | Floor Insulation | Data Center | New | CdaNgsld207 | 1 | 0.18212 | 5878.768 | 0 | GSLD | 20 | 0.57723 | 0.60437 | 0.83705 | 1.097 | 1.2026 | 1.2026 | 1.289 | 1.2891 | 1.2453 | 1.1192 | 0.77553 | 0.85362 | 352.7261 | 0 | 108861.5927 | 0 | 0 | 0 | 1 | 0 | 0 | 1.0077
207 | Building Envelope | Insulation | Floor Insulation | Grocery | Existing | CgrEgsld207 | 1 | 0.52015 | 4203.1643 | 0 | GSLD | 20 | 0.57723 | 0.60437 | 0.83705 | 1.097 | 1.2026 | 1.2026 | 1.289 | 1.2891 | 1.2453 | 1.1192 | 0.77553 | 0.85362 | 252.1899 | 0 | 38568.8156 | 0 | 0 | 0 | 1 | 0 | 0 | 1.0077
207 | Building Envelope | Insulation | Floor Insulation | Grocery | New | CgrNgsld207 | 1 | 0.52015 | 4203.1643 | 0 | GSLD | 20 | 0.57723 | 0.60437 | 0.83705 | 1.097 | 1.2026 | 1.2026 | 1.289 | 1.2891 | 1.2453 | 1.1192 | 0.77553 | 0.85362 | 252.1899 | 0 | 38568.8156 | 0 | 0 | 0 | 1 | 0 | 0 | 1.0077
207 | Building Envelope | Insulation | Floor Insulation | Healthcare | Existing | CheEgsld207 | 1 | 0.18212 | 5878.7601 | 0 | GSLD | 20 | 0.57723 | 0.60437 | 0.83705 | 1.097 | 1.2026 | 1.2026 | 1.289 | 1.2891 | 1.2453 | 1.1192 | 0.77553 | 0.85362 | 352.7256 | 0 | 70954.101 | 0 | 0 | 0 | 1 | 0 | 0 | 1.0077
207 | Building Envelope | Insulation | Floor Insulation | Healthcare | New | CheNgsld207 | 1 | 0.18212 | 5878.7601 | 0 | GSLD | 20 | 0.57723 | 0.60437 | 0.83705 | 1.097 | 1.2026 | 1.2026 | 1.289 | 1.2891 | 1.2453 | 1.1192 | 0.77553 | 0.85362 | 352.7256 | 0 | 70954.101 | 0 | 0 | 0 | 1 | 0 | 0 | 1.0077
207 | Building Envelope | Insulation | Floor Insulation | Hospitals | Existing | ChoEgsld207 | 1 | 0.18212 | 5878.7677 | 0 | GSLD | 20 | 0.57723 | 0.60437 | 0.83705 | 1.097 | 1.2026 | 1.2026 | 1.289 | 1.2891 | 1.2453 | 1.1192 | 0.77553 | 0.85362 | 352.7261 | 0 | 139478.8803 | 0 | 0 | 0 | 1 | 0 | 0 | 1.0077
207 | Building Envelope | Insulation | Floor Insulation | Hospitals | New | ChoNgsld207 | 1 | 0.18212 | 5878.7677 | 0 | GSLD | 20 | 0.57723 | 0.60437 | 0.83705 | 1.097 | 1.2026 | 1.2026 | 1.289 | 1.2891 | 1.2453 | 1.1192 | 0.77553 | 0.85362 | 352.7261 | 0 | 139478.8803 | 0 | 0 | 0 | 1 | 0 | 0 | 1.0077
207 | Building Envelope | Insulation | Floor Insulation | Institutional | Existing | CinEgsld207 | 1 | 0.18212 | 5878.7599 | 0 | GSLD | 20 | 0.57723 | 0.60437 | 0.83705 | 1.097 | 1.2026 | 1.2026 | 1.289 | 1.2891 | 1.2453 | 1.1192 | 0.77553 | 0.85362 | 352.7256 | 0 | 69010.7011 | 0 | 0 | 0 | 1 | 0 | 0 | 1.0077
207 | Building Envelope | Insulation | Floor Insulation | Institutional | New | CinNgsld207 | 1 | 0.18212 | 5878.7599 | 0 | GSLD | 20 | 0.57723 | 0.60437 | 0.83705 | 1.097 | 1.2026 | 1.2026 | 1.289 | 1.2891 | 1.2453 | 1.1192 | 0.77553 | 0.85362 | 352.7256 | 0 | 69010.7011 | 0 | 0 | 0 | 1 | 0 | 0 | 1.0077
207 | Building Envelope | Insulation | Floor Insulation | Lodging/Hospitality | Existing | CloEgsld207 | 1 | 0.66016 | 6223.8632 | 0 | GSLD | 20 | 0.57723 | 0.60437 | 0.83705 | 1.097 | 1.2026 | 1.2026 | 1.289 | 1.2891 | 1.2453 | 1.1192 | 0.77553 | 0.85362 | 373.4318 | 0 | 162072.8427 | 0 | 0 | 0 | 1 | 0 | 0 | 1.0077
207 | Building Envelope | Insulation | Floor Insulation | Lodging/Hospitality | New | CloNgsld207 | 1 | 0.66016 | 6223.8632 | 0 | GSLD | 20 | 0.57723 | 0.60437 | 0.83705 | 1.097 | 1.2026 | 1.2026 | 1.289 | 1.2891 | 1.2453 | 1.1192 | 0.77553 | 0.85362 | 373.4318 | 0 | 162072.8427 | 0 | 0 | 0 | 1 | 0 | 0 | 1.0077
207 | Building Envelope | Insulation | Floor Insulation | Miscellaneous | Existing | CmiEgsld207 | 1 | 1.3128 | 3578.7052 | 0 | GSLD | 20 | 0.57723 | 0.60437 | 0.83705 | 1.097 | 1.2026 | 1.2026 | 1.289 | 1.2891 | 1.2453 | 1.1192 | 0.77553 | 0.85362 | 214.7223 | 0 | 47335.4003 | 0 | 0 | 0 | 1 | 0 | 0 | 1.0077
207 | Building Envelope | Insulation | Floor Insulation | Miscellaneous | New | CmiNgsld207 | 1 | 1.3128 | 3578.7052 | 0 | GSLD | 20 | 0.57723 | 0.60437 | 0.83705 | 1.097 | 1.2026 | 1.2026 | 1.289 | 1.2891 | 1.2453 | 1.1192 | 0.77553 | 0.85362 | 214.7223 | 0 | 47335.4003 | 0 | 0 | 0 | 1 | 0 | 0 | 1.0077
207 | Building Envelope | Insulation | Floor Insulation | Offices | Existing | CofEgsld207 | 1 | 1.3128 | 3578.7093 | 0 | GSLD | 20 | 0.57723 | 0.60437 | 0.83705 | 1.097 | 1.2026 | 1.2026 | 1.289 | 1.2891 | 1.2453 | 1.1192 | 0.77553 | 0.85362 | 214.7226 | 0 | 48222.9729 | 0 | 0 | 0 | 1 | 0 | 0 | 1.0077
207 | Building Envelope | Insulation | Floor Insulation | Offices | New | CofNgsld207 | 1 | 1.3128 | 3578.7093 | 0 | GSLD | 20 | 0.57723 | 0.60437 | 0.83705 | 1.097 | 1.2026 | 1.2026 | 1.289 | 1.2891 | 1.2453 | 1.1192 | 0.77553 | 0.85362 | 214.7226 | 0 | 48222.9729 | 0 | 0 | 0 | 1 | 0 | 0 | 1.0077
207 | Building Envelope | Insulation | Floor Insulation | Restaurants | Existing | CreEgsld207 | 1 | 0.52015 | 4203.1584 | 0 | GSLD | 20 | 0.57723 | 0.60437 | 0.83705 | 1.097 | 1.2026 | 1.2026 | 1.289 | 1.2891 | 1.2453 | 1.1192 | 0.77553 | 0.85362 | 252.1895 | 0 | 48297.9792 | 0 | 0 | 0 | 1 | 0 | 0 | 1.0077
207 | Building Envelope | Insulation | Floor Insulation | Restaurants | New | CreNgsld207 | 1 | 0.52015 | 4203.1584 | 0 | GSLD | 20 | 0.57723 | 0.60437 | 0.83705 | 1.097 | 1.2026 | 1.2026 | 1.289 | 1.2891 | 1.2453 | 1.1192 | 0.77553 | 0.85362 | 252.1895 | 0 | 48297.9792 | 0 | 0 | 0 | 1 | 0 | 0 | 1.0077
207 | Building Envelope | Insulation | Floor Insulation | Retail | Existing | CrtEgsld207 | 1 | 1.3128 | 3578.7066 | 0 | GSLD | 20 | 0.57723 | 0.60437 | 0.83705 | 1.097 | 1.2026 | 1.2026 | 1.289 | 1.2891 | 1.2453 | 1.1192 | 0.77553 | 0.85362 | 214.7224 | 0 | 32543.1202 | 0 | 0 | 0 | 1 | 0 | 0 | 1.0077
207 | Building Envelope | Insulation | Floor Insulation | Retail | New | CrtNgsld207 | 1 | 1.3128 | 3578.7066 | 0 | GSLD | 20 | 0.57723 | 0.60437 | 0.83705 | 1.097 | 1.2026 | 1.2026 | 1.289 | 1.2891 | 1.2453 | 1.1192 | 0.77553 | 0.85362 | 214.7224 | 0 | 32543.1202 | 0 | 0 | 0 | 1 | 0 | 0 | 1.0077
207 | Building Envelope | Insulation | Floor Insulation | Schools K-12 | Existing | CscEgsld207 | 1 | 1.3128 | 3578.712 | 0 | GSLD | 20 | 0.57723 | 0.60437 | 0.83705 | 1.097 | 1.2026 | 1.2026 | 1.289 | 1.2891 | 1.2453 | 1.1192 | 0.77553 | 0.85362 | 214.7227 | 0 | 42010.2623 | 0 | 0 | 0 | 1 | 0 | 0 | 1.0077
207 | Building Envelope | Insulation | Floor Insulation | Schools K-12 | New | CscNgsld207 | 1 | 1.3128 | 3578.712 | 0 | GSLD | 20 | 0.57723 | 0.60437 | 0.83705 | 1.097 | 1.2026 | 1.2026 | 1.289 | 1.2891 | 1.2453 | 1.1192 | 0.77553 | 0.85362 | 214.7227 | 0 | 42010.2623 | 0 | 0 | 0 | 1 | 0 | 0 | 1.0077
207 | Building Envelope | Insulation | Floor Insulation | Warehouse | Existing | CwaEgsld207 | 1 | 1.3128 | 3578.7165 | 0 | GSLD | 20 | 0.57723 | 0.60437 | 0.83705 | 1.097 | 1.2026 | 1.2026 | 1.289 | 1.2891 | 1.2453 | 1.1192 | 0.77553 | 0.85362 | 214.723 | 0 | 39347.6713 | 0 | 0 | 0 | 1 | 0 | 0 | 1.0077
207 | Building Envelope | Insulation | Floor Insulation | Warehouse | New | CwaNgsld207 | 1 | 1.3128 | 3578.7165 | 0 | GSLD | 20 | 0.57723 | 0.60437 | 0.83705 | 1.097 | 1.2026 | 1.2026 | 1.289 | 1.2891 | 1.2453 | 1.1192 | 0.77553 | 0.85362 | 214.723 | 0 | 39347.6713 | 0 | 0 | 0 | 1 | 0 | 0 | 1.0077
208 | Building Envelope | Insulation | Roof Insulation | Assembly | Existing | CasEgsld208 | 1 | 1.1544 | 3509.1594 | 0 | GSLD | 30 | 0.57723 | 0.60437 | 0.83705 | 0 | 0 | 0 | 0 | 0 | 0 | 0 | 0.77553 | 0.85362 | 210.5496 | 0 | 20967.1995 | 0 | 0 | 0 | 1 | 0 | 0 | 0.30398
208 | Building Envelope | Insulation | Roof Insulation | Assembly | New | CasNgsld208 | 1 | 1.1544 | 3509.1594 | 0 | GSLD | 30 | 0.57723 | 0.60437 | 0.83705 | 0 | 0 | 0 | 0 | 0 | 0 | 0 | 0.77553 | 0.85362 | 210.5496 | 0 | 20967.1995 | 0 | 0 | 0 | 1 | 0 | 0 | 0.30398
208 | Building Envelope | Insulation | Roof Insulation | College and University | Existing | CcoEgsld208 | 1 | 0.16014 | 5764.5129 | 0 | GSLD | 30 | 0.57723 | 0.60437 | 0.83705 | 0 | 0 | 0 | 0 | 0 | 0 | 0 | 0.77553 | 0.85362 | 345.8708 | 0 | 34442.9401 | 0 | 0 | 0 | 1 | 0 | 0 | 0.30398
208 | Building Envelope | Insulation | Roof Insulation | College and University | New | CcoNgsld208 | 1 | 0.16014 | 5764.5129 | 0 | GSLD | 30 | 0.57723 | 0.60437 | 0.83705 | 0 | 0 | 0 | 0 | 0 | 0 | 0 | 0.77553 | 0.85362 | 345.8708 | 0 | 34442.9401 | 0 | 0 | 0 | 1 | 0 | 0 | 0.30398
208 | Building Envelope | Insulation | Roof Insulation | Data Center | Existing | CdaEgsld208 | 1 | 0.16014 | 5764.5167 | 0 | GSLD | 30 | 0.57723 | 0.60437 | 0.83705 | 0 | 0 | 0 | 0 | 0 | 0 | 0 | 0.77553 | 0.85362 | 345.871 | 0 | 34443.0061 | 0 | 0 | 0 | 1 | 0 | 0 | 0.30398
208 | Building Envelope | Insulation | Roof Insulation | Data Center | New | CdaNgsld208 | 1 | 0.16014 | 5764.5167 | 0 | GSLD | 30 | 0.57723 | 0.60437 | 0.83705 | 0 | 0 | 0 | 0 | 0 | 0 | 0 | 0.77553 | 0.85362 | 345.871 | 0 | 34443.0061 | 0 | 0 | 0 | 1 | 0 | 0 | 0.30398
208 | Building Envelope | Insulation | Roof Insulation | Grocery | Existing | CgrEgsld208 | 1 | 0.45739 | 4121.4933 | 0 | GSLD | 30 | 0.57723 | 0.60437 | 0.83705 | 0 | 0 | 0 | 0 | 0 | 0 | 0 | 0.77553 | 0.85362 | 247.2896 | 0 | 24626.0277 | 0 | 0 | 0 | 1 | 0 | 0 | 0.30398
208 | Building Envelope | Insulation | Roof Insulation | Grocery | New | CgrNgsld208 | 1 | 0.45739 | 4121.4933 | 0 | GSLD | 30 | 0.57723 | 0.60437 | 0.83705 | 0 | 0 | 0 | 0 | 0 | 0 | 0 | 0.77553 | 0.85362 | 247.2896 | 0 | 24626.0277 | 0 | 0 | 0 | 1 | 0 | 0 | 0.30398
208 | Building Envelope | Insulation | Roof Insulation | Healthcare | Existing | CheEgsld208 | 1 | 0.16014 | 5764.5191 | 0 | GSLD | 30 | 0.57723 | 0.60437 | 0.83705 | 0 | 0 | 0 | 0 | 0 | 0 | 0 | 0.77553 | 0.85362 | 345.8711 | 0 | 34443.1199 | 0 | 0 | 0 | 1 | 0 | 0 | 0.30398
208 | Building Envelope | Insulation | Roof Insulation | Healthcare | New | CheNgsld208 | 1 | 0.16014 | 5764.5191 | 0 | GSLD | 30 | 0.57723 | 0.60437 | 0.83705 | 0 | 0 | 0 | 0 | 0 | 0 | 0 | 0.77553 | 0.85362 | 345.8711 | 0 | 34443.1199 | 0 | 0 | 0 | 1 | 0 | 0 | 0.30398
208 | Building Envelope | Insulation | Roof Insulation | Hospitals | Existing | ChoEgsld208 | 1 | 0.16014 | 5764.5188 | 0 | GSLD | 30 | 0.57723 | 0.60437 | 0.83705 | 0 | 0 | 0 | 0 | 0 | 0 | 0 | 0.77553 | 0.85362 | 345.8711 | 0 | 34443.0018 | 0 | 0 | 0 | 1 | 0 | 0 | 0.30398
208 | Building Envelope | Insulation | Roof Insulation | Hospitals | New | ChoNgsld208 | 1 | 0.16014 | 5764.5188 | 0 | GSLD | 30 | 0.57723 | 0.60437 | 0.83705 | 0 | 0 | 0 | 0 | 0 | 0 | 0 | 0.77553 | 0.85362 | 345.8711 | 0 | 34443.0018 | 0 | 0 | 0 | 1 | 0 | 0 | 0.30398
208 | Building Envelope | Insulation | Roof Insulation | Institutional | Existing | CinEgsld208 | 1 | 0.16014 | 5764.5245 | 0 | GSLD | 30 | 0.57723 | 0.60437 | 0.83705 | 0 | 0 | 0 | 0 | 0 | 0 | 0 | 0.77553 | 0.85362 | 345.8715 | 0 | 34443.0266 | 0 | 0 | 0 | 1 | 0 | 0 | 0.30398
208 | Building Envelope | Insulation | Roof Insulation | Institutional | New | CinNgsld208 | 1 | 0.16014 | 5764.5245 | 0 | GSLD | 30 | 0.57723 | 0.60437 | 0.83705 | 0 | 0 | 0 | 0 | 0 | 0 | 0 | 0.77553 | 0.85362 | 345.8715 | 0 | 34443.0266 | 0 | 0 | 0 | 1 | 0 | 0 | 0.30398
208 | Building Envelope | Insulation | Roof Insulation | Lodging/Hospitality | Existing | CloEgsld208 | 1 | 0.58049 | 6102.9127 | 0 | GSLD | 30 | 0.57723 | 0.60437 | 0.83705 | 0 | 0 | 0 | 0 | 0 | 0 | 0 | 0.77553 | 0.85362 | 366.1748 | 0 | 36464.9105 | 0 | 0 | 0 | 1 | 0 | 0 | 0.30398
208 | Building Envelope | Insulation | Roof Insulation | Lodging/Hospitality | New | CloNgsld208 | 1 | 0.58049 | 6102.9127 | 0 | GSLD | 30 | 0.57723 | 0.60437 | 0.83705 | 0 | 0 | 0 | 0 | 0 | 0 | 0 | 0.77553 | 0.85362 | 366.1748 | 0 | 36464.9105 | 0 | 0 | 0 | 1 | 0 | 0 | 0.30398
208 | Building Envelope | Insulation | Roof Insulation | Miscellaneous | Existing | CmiEgsld208 | 1 | 1.1544 | 3509.1594 | 0 | GSLD | 30 | 0.57723 | 0.60437 | 0.83705 | 0 | 0 | 0 | 0 | 0 | 0 | 0 | 0.77553 | 0.85362 | 210.5496 | 0 | 20967.2131 | 0 | 0 | 0 | 1 | 0 | 0 | 0.30398
208 | Building Envelope | Insulation | Roof Insulation | Miscellaneous | New | CmiNgsld208 | 1 | 1.1544 | 3509.1594 | 0 | GSLD | 30 | 0.57723 | 0.60437 | 0.83705 | 0 | 0 | 0 | 0 | 0 | 0 | 0 | 0.77553 | 0.85362 | 210.5496 | 0 | 20967.2131 | 0 | 0 | 0 | 1 | 0 | 0 | 0.30398
208 | Building Envelope | Insulation | Roof Insulation | Offices | Existing | CofEgsld208 | 1 | 1.1544 | 3509.1628 | 0 | GSLD | 30 | 0.57723 | 0.60437 | 0.83705 | 0 | 0 | 0 | 0 | 0 | 0 | 0 | 0.77553 | 0.85362 | 210.5498 | 0 | 20967.2274 | 0 | 0 | 0 | 1 | 0 | 0 | 0.30398
208 | Building Envelope | Insulation | Roof Insulation | Offices | New | CofNgsld208 | 1 | 1.1544 | 3509.1628 | 0 | GSLD | 30 | 0.57723 | 0.60437 | 0.83705 | 0 | 0 | 0 | 0 | 0 | 0 | 0 | 0.77553 | 0.85362 | 210.5498 | 0 | 20967.2274 | 0 | 0 | 0 | 1 | 0 | 0 | 0.30398
208 | Building Envelope | Insulation | Roof Insulation | Restaurants | Existing | CreEgsld208 | 1 | 0.45738 | 4121.4795 | 0 | GSLD | 30 | 0.57723 | 0.60437 | 0.83705 | 0 | 0 | 0 | 0 | 0 | 0 | 0 | 0.77553 | 0.85362 | 247.2888 | 0 | 24625.791 | 0 | 0 | 0 | 1 | 0 | 0 | 0.30398
208 | Building Envelope | Insulation | Roof Insulation | Restaurants | New | CreNgsld208 | 1 | 0.45738 | 4121.4795 | 0 | GSLD | 30 | 0.57723 | 0.60437 | 0.83705 | 0 | 0 | 0 | 0 | 0 | 0 | 0 | 0.77553 | 0.85362 | 247.2888 | 0 | 24625.791 | 0 | 0 | 0 | 1 | 0 | 0 | 0.30398
208 | Building Envelope | Insulation | Roof Insulation | Retail | Existing | CrtEgsld208 | 1 | 1.1544 | 3509.1571 | 0 | GSLD | 30 | 0.57723 | 0.60437 | 0.83705 | 0 | 0 | 0 | 0 | 0 | 0 | 0 | 0.77553 | 0.85362 | 210.5494 | 0 | 20967.2404 | 0 | 0 | 0 | 1 | 0 | 0 | 0.30398
208 | Building Envelope | Insulation | Roof Insulation | Retail | New | CrtNgsld208 | 1 | 1.1544 | 3509.1571 | 0 | GSLD | 30 | 0.57723 | 0.60437 | 0.83705 | 0 | 0 | 0 | 0 | 0 | 0 | 0 | 0.77553 | 0.85362 | 210.5494 | 0 | 20967.2404 | 0 | 0 | 0 | 1 | 0 | 0 | 0.30398
208 | Building Envelope | Insulation | Roof Insulation | Schools K-12 | Existing | CscEgsld208 | 1 | 1.1544 | 3509.1608 | 0 | GSLD | 30 | 0.57723 | 0.60437 | 0.83705 | 0 | 0 | 0 | 0 | 0 | 0 | 0 | 0.77553 | 0.85362 | 210.5496 | 0 | 20967.2317 | 0 | 0 | 0 | 1 | 0 | 0 | 0.30398
208 | Building Envelope | Insulation | Roof Insulation | Schools K-12 | New | CscNgsld208 | 1 | 1.1544 | 3509.1608 | 0 | GSLD | 30 | 0.57723 | 0.60437 | 0.83705 | 0 | 0 | 0 | 0 | 0 | 0 | 0 | 0.77553 | 0.85362 | 210.5496 | 0 | 20967.2317 | 0 | 0 | 0 | 1 | 0 | 0 | 0.30398
208 | Building Envelope | Insulation | Roof Insulation | Warehouse | Existing | CwaEgsld208 | 1 | 1.1544 | 3509.1543 | 0 | GSLD | 30 | 0.57723 | 0.60437 | 0.83705 | 0 | 0 | 0 | 0 | 0 | 0 | 0 | 0.77553 | 0.85362 | 210.5493 | 0 | 20967.2222 | 0 | 0 | 0 | 1 | 0 | 0 | 0.30398
208 | Building Envelope | Insulation | Roof Insulation | Warehouse | New | CwaNgsld208 | 1 | 1.1544 | 3509.1543 | 0 | GSLD | 30 | 0.57723 | 0.60437 | 0.83705 | 0 | 0 | 0 | 0 | 0 | 0 | 0 | 0.77553 | 0.85362 | 210.5493 | 0 | 20967.2222 | 0 | 0 | 0 | 1 | 0 | 0 | 0.30398
209 | Building Envelope | Insulation | Wall Insulation | Assembly | Existing | CasEgsld209 | 1 | 1.0338 | 3456.2527 | 0 | GSLD | 25 | 1 | 1 | 1 | 1 | 1 | 1 | 1 | 1 | 1 | 1 | 1 | 1 | 173.7915 | 0 | 8680.3883 | 0 | 0 | 0 | 1 | 0 | 0 | 1
209 | Building Envelope | Insulation | Wall Insulation | Assembly | New | CasNgsld209 | 1 | 1.0338 | 3456.2527 | 0 | GSLD | 25 | 1 | 1 | 1 | 1 | 1 | 1 | 1 | 1 | 1 | 1 | 1 | 1 | 173.7915 | 0 | 8680.3883 | 0 | 0 | 0 | 1 | 0 | 0 | 1
209 | Building Envelope | Insulation | Wall Insulation | College and University | Existing | CcoEgsld209 | 1 | 0.14342 | 5677.6057 | 0 | GSLD | 25 | 1 | 1 | 1 | 1 | 1 | 1 | 1 | 1 | 1 | 1 | 1 | 1 | 285.4882 | 0 | 18228.3307 | 0 | 0 | 0 | 1 | 0 | 0 | 1
209 | Building Envelope | Insulation | Wall Insulation | College and University | New | CcoNgsld209 | 1 | 0.14342 | 5677.6057 | 0 | GSLD | 25 | 1 | 1 | 1 | 1 | 1 | 1 | 1 | 1 | 1 | 1 | 1 | 1 | 285.4882 | 0 | 18228.3307 | 0 | 0 | 0 | 1 | 0 | 0 | 1
209 | Building Envelope | Insulation | Wall Insulation | Data Center | Existing | CdaEgsld209 | 1 | 0.14342 | 5677.6076 | 0 | GSLD | 25 | 1 | 1 | 1 | 1 | 1 | 1 | 1 | 1 | 1 | 1 | 1 | 1 | 285.4883 | 0 | 43961.4407 | 0 | 0 | 0 | 1 | 0 | 0 | 1
209 | Building Envelope | Insulation | Wall Insulation | Data Center | New | CdaNgsld209 | 1 | 0.14342 | 5677.6076 | 0 | GSLD | 25 | 1 | 1 | 1 | 1 | 1 | 1 | 1 | 1 | 1 | 1 | 1 | 1 | 285.4883 | 0 | 43961.4407 | 0 | 0 | 0 | 1 | 0 | 0 | 1
209 | Building Envelope | Insulation | Wall Insulation | Grocery | Existing | CgrEgsld209 | 1 | 0.40963 | 4059.3467 | 0 | GSLD | 25 | 1 | 1 | 1 | 1 | 1 | 1 | 1 | 1 | 1 | 1 | 1 | 1 | 204.1169 | 0 | 3532.2792 | 0 | 0 | 0 | 1 | 0 | 0 | 1
209 | Building Envelope | Insulation | Wall Insulation | Grocery | New | CgrNgsld209 | 1 | 0.40963 | 4059.3467 | 0 | GSLD | 25 | 1 | 1 | 1 | 1 | 1 | 1 | 1 | 1 | 1 | 1 | 1 | 1 | 204.1169 | 0 | 3532.2792 | 0 | 0 | 0 | 1 | 0 | 0 | 1
209 | Building Envelope | Insulation | Wall Insulation | Healthcare | Existing | CheEgsld209 | 1 | 0.14342 | 5677.6043 | 0 | GSLD | 25 | 1 | 1 | 1 | 1 | 1 | 1 | 1 | 1 | 1 | 1 | 1 | 1 | 285.4881 | 0 | 10719.211 | 0 | 0 | 0 | 1 | 0 | 0 | 1
209 | Building Envelope | Insulation | Wall Insulation | Healthcare | New | CheNgsld209 | 1 | 0.14342 | 5677.6043 | 0 | GSLD | 25 | 1 | 1 | 1 | 1 | 1 | 1 | 1 | 1 | 1 | 1 | 1 | 1 | 285.4881 | 0 | 10719.211 | 0 | 0 | 0 | 1 | 0 | 0 | 1
209 | Building Envelope | Insulation | Wall Insulation | Hospitals | Existing | ChoEgsld209 | 1 | 0.14342 | 5677.607 | 0 | GSLD | 25 | 1 | 1 | 1 | 1 | 1 | 1 | 1 | 1 | 1 | 1 | 1 | 1 | 285.4883 | 0 | 66844.0698 | 0 | 0 | 0 | 1 | 0 | 0 | 1
209 | Building Envelope | Insulation | Wall Insulation | Hospitals | New | ChoNgsld209 | 1 | 0.14342 | 5677.607 | 0 | GSLD | 25 | 1 | 1 | 1 | 1 | 1 | 1 | 1 | 1 | 1 | 1 | 1 | 1 | 285.4883 | 0 | 66844.0698 | 0 | 0 | 0 | 1 | 0 | 0 | 1
209 | Building Envelope | Insulation | Wall Insulation | Institutional | Existing | CinEgsld209 | 1 | 0.14342 | 5677.6057 | 0 | GSLD | 25 | 1 | 1 | 1 | 1 | 1 | 1 | 1 | 1 | 1 | 1 | 1 | 1 | 285.4882 | 0 | 12081.2116 | 0 | 0 | 0 | 1 | 0 | 0 | 1
209 | Building Envelope | Insulation | Wall Insulation | Institutional | New | CinNgsld209 | 1 | 0.14342 | 5677.6057 | 0 | GSLD | 25 | 1 | 1 | 1 | 1 | 1 | 1 | 1 | 1 | 1 | 1 | 1 | 1 | 285.4882 | 0 | 12081.2116 | 0 | 0 | 0 | 1 | 0 | 0 | 1
209 | Building Envelope | Insulation | Wall Insulation | Lodging/Hospitality | Existing | CloEgsld209 | 1 | 0.51987 | 6010.8952 | 0 | GSLD | 25 | 1 | 1 | 1 | 1 | 1 | 1 | 1 | 1 | 1 | 1 | 1 | 1 | 302.2471 | 0 | 35583.6483 | 0 | 0 | 0 | 1 | 0 | 0 | 1
209 | Building Envelope | Insulation | Wall Insulation | Lodging/Hospitality | New | CloNgsld209 | 1 | 0.51987 | 6010.8952 | 0 | GSLD | 25 | 1 | 1 | 1 | 1 | 1 | 1 | 1 | 1 | 1 | 1 | 1 | 1 | 302.2471 | 0 | 35583.6483 | 0 | 0 | 0 | 1 | 0 | 0 | 1
209 | Building Envelope | Insulation | Wall Insulation | Miscellaneous | Existing | CmiEgsld209 | 1 | 1.0338 | 3456.2525 | 0 | GSLD | 25 | 1 | 1 | 1 | 1 | 1 | 1 | 1 | 1 | 1 | 1 | 1 | 1 | 173.7914 | 0 | 12864.923 | 0 | 0 | 0 | 1 | 0 | 0 | 1
209 | Building Envelope | Insulation | Wall Insulation | Miscellaneous | New | CmiNgsld209 | 1 | 1.0338 | 3456.2525 | 0 | GSLD | 25 | 1 | 1 | 1 | 1 | 1 | 1 | 1 | 1 | 1 | 1 | 1 | 1 | 173.7914 | 0 | 12864.923 | 0 | 0 | 0 | 1 | 0 | 0 | 1
209 | Building Envelope | Insulation | Wall Insulation | Offices | Existing | CofEgsld209 | 1 | 1.0338 | 3456.251 | 0 | GSLD | 25 | 1 | 1 | 1 | 1 | 1 | 1 | 1 | 1 | 1 | 1 | 1 | 1 | 173.7914 | 0 | 9402.2426 | 0 | 0 | 0 | 1 | 0 | 0 | 1
209 | Building Envelope | Insulation | Wall Insulation | Offices | New | CofNgsld209 | 1 | 1.0338 | 3456.251 | 0 | GSLD | 25 | 1 | 1 | 1 | 1 | 1 | 1 | 1 | 1 | 1 | 1 | 1 | 1 | 173.7914 | 0 | 9402.2426 | 0 | 0 | 0 | 1 | 0 | 0 | 1
209 | Building Envelope | Insulation | Wall Insulation | Restaurants | Existing | CreEgsld209 | 1 | 0.40963 | 4059.3504 | 0 | GSLD | 25 | 1 | 1 | 1 | 1 | 1 | 1 | 1 | 1 | 1 | 1 | 1 | 1 | 204.1171 | 0 | 5410.8526 | 0 | 0 | 0 | 1 | 0 | 0 | 1
209 | Building Envelope | Insulation | Wall Insulation | Restaurants | New | CreNgsld209 | 1 | 0.40963 | 4059.3504 | 0 | GSLD | 25 | 1 | 1 | 1 | 1 | 1 | 1 | 1 | 1 | 1 | 1 | 1 | 1 | 204.1171 | 0 | 5410.8526 | 0 | 0 | 0 | 1 | 0 | 0 | 1
209 | Building Envelope | Insulation | Wall Insulation | Retail | Existing | CrtEgsld209 | 1 | 1.0338 | 3456.252 | 0 | GSLD | 25 | 1 | 1 | 1 | 1 | 1 | 1 | 1 | 1 | 1 | 1 | 1 | 1 | 173.7914 | 0 | 8862.3292 | 0 | 0 | 0 | 1 | 0 | 0 | 1
209 | Building Envelope | Insulation | Wall Insulation | Retail | New | CrtNgsld209 | 1 | 1.0338 | 3456.252 | 0 | GSLD | 25 | 1 | 1 | 1 | 1 | 1 | 1 | 1 | 1 | 1 | 1 | 1 | 1 | 173.7914 | 0 | 8862.3292 | 0 | 0 | 0 | 1 | 0 | 0 | 1
209 | Building Envelope | Insulation | Wall Insulation | Schools K-12 | Existing | CscEgsld209 | 1 | 1.0338 | 3456.2525 | 0 | GSLD | 25 | 1 | 1 | 1 | 1 | 1 | 1 | 1 | 1 | 1 | 1 | 1 | 1 | 173.7914 | 0 | 11995.1829 | 0 | 0 | 0 | 1 | 0 | 0 | 1
209 | Building Envelope | Insulation | Wall Insulation | Schools K-12 | New | CscNgsld209 | 1 | 1.0338 | 3456.2525 | 0 | GSLD | 25 | 1 | 1 | 1 | 1 | 1 | 1 | 1 | 1 | 1 | 1 | 1 | 1 | 173.7914 | 0 | 11995.1829 | 0 | 0 | 0 | 1 | 0 | 0 | 1
209 | Building Envelope | Insulation | Wall Insulation | Warehouse | Existing | CwaEgsld209 | 1 | 1.0338 | 3456.2527 | 0 | GSLD | 25 | 1 | 1 | 1 | 1 | 1 | 1 | 1 | 1 | 1 | 1 | 1 | 1 | 173.7914 | 0 | 8977.1238 | 0 | 0 | 0 | 1 | 0 | 0 | 1
209 | Building Envelope | Insulation | Wall Insulation | Warehouse | New | CwaNgsld209 | 1 | 1.0338 | 3456.2527 | 0 | GSLD | 25 | 1 | 1 | 1 | 1 | 1 | 1 | 1 | 1 | 1 | 1 | 1 | 1 | 173.7914 | 0 | 8977.1238 | 0 | 0 | 0 | 1 | 0 | 0 | 1
210 | Building Envelope | Roof | Green roof | Assembly | Existing | CasEgsld210 | 1 | 0.87101 | 3384.7778 | 0 | GSLD | 20 | 1 | 1 | 1 | 1 | 1 | 1 | 1 | 1 | 1 | 1 | 1 | 1 | 170.1975 | 0 | 12081.5944 | 0 | 0 | 0 | 1 | 0 | 0 | 1
210 | Building Envelope | Roof | Green roof | Assembly | New | CasNgsld210 | 1 | 0.87101 | 3384.7778 | 0 | GSLD | 20 | 1 | 1 | 1 | 1 | 1 | 1 | 1 | 1 | 1 | 1 | 1 | 1 | 170.1975 | 0 | 12081.5944 | 0 | 0 | 0 | 1 | 0 | 0 | 1
210 | Building Envelope | Roof | Green roof | College and University | Existing | CcoEgsld210 | 1 | 0.1474 | 5698.2891 | 0 | GSLD | 20 | 1 | 1 | 1 | 1 | 1 | 1 | 1 | 1 | 1 | 1 | 1 | 1 | 286.5282 | 0 | 73896.2627 | 0 | 0 | 0 | 1 | 0 | 0 | 1
210 | Building Envelope | Roof | Green roof | College and University | New | CcoNgsld210 | 1 | 0.1474 | 5698.2891 | 0 | GSLD | 20 | 1 | 1 | 1 | 1 | 1 | 1 | 1 | 1 | 1 | 1 | 1 | 1 | 286.5282 | 0 | 73896.2627 | 0 | 0 | 0 | 1 | 0 | 0 | 1
210 | Building Envelope | Roof | Green roof | Data Center | Existing | CdaEgsld210 | 1 | 0.22918 | 6123.3695 | 0 | GSLD | 20 | 1 | 1 | 1 | 1 | 1 | 1 | 1 | 1 | 1 | 1 | 1 | 1 | 307.9026 | 0 | 47513.1415 | 0 | 0 | 0 | 1 | 0 | 0 | 1
210 | Building Envelope | Roof | Green roof | Data Center | New | CdaNgsld210 | 1 | 0.22918 | 6123.3695 | 0 | GSLD | 20 | 1 | 1 | 1 | 1 | 1 | 1 | 1 | 1 | 1 | 1 | 1 | 1 | 307.9026 | 0 | 47513.1415 | 0 | 0 | 0 | 1 | 0 | 0 | 1
210 | Building Envelope | Roof | Green roof | Grocery | Existing | CgrEgsld210 | 1 | 1.8423 | 5923.5382 | 0 | GSLD | 20 | 1 | 1 | 1 | 1 | 1 | 1 | 1 | 1 | 1 | 1 | 1 | 1 | 297.8545 | 0 | 42463.5772 | 0 | 0 | 0 | 1 | 0 | 0 | 1
210 | Building Envelope | Roof | Green roof | Grocery | New | CgrNgsld210 | 1 | 1.8423 | 5923.5382 | 0 | GSLD | 20 | 1 | 1 | 1 | 1 | 1 | 1 | 1 | 1 | 1 | 1 | 1 | 1 | 297.8545 | 0 | 42463.5772 | 0 | 0 | 0 | 1 | 0 | 0 | 1
210 | Building Envelope | Roof | Green roof | Healthcare | Existing | CheEgsld210 | 1 | 0.48089 | 7431.672 | 0 | GSLD | 20 | 1 | 1 | 1 | 1 | 1 | 1 | 1 | 1 | 1 | 1 | 1 | 1 | 373.6883 | 0 | 77844.5982 | 0 | 0 | 0 | 1 | 0 | 0 | 1
210 | Building Envelope | Roof | Green roof | Healthcare | New | CheNgsld210 | 1 | 0.48089 | 7431.672 | 0 | GSLD | 20 | 1 | 1 | 1 | 1 | 1 | 1 | 1 | 1 | 1 | 1 | 1 | 1 | 373.6883 | 0 | 77844.5982 | 0 | 0 | 0 | 1 | 0 | 0 | 1
210 | Building Envelope | Roof | Green roof | Hospitals | Existing | ChoEgsld210 | 1 | 0.11198 | 5514.1558 | 0 | GSLD | 20 | 1 | 1 | 1 | 1 | 1 | 1 | 1 | 1 | 1 | 1 | 1 | 1 | 277.2694 | 0 | 8903.041 | 0 | 0 | 0 | 1 | 0 | 0 | 1
210 | Building Envelope | Roof | Green roof | Hospitals | New | ChoNgsld210 | 1 | 0.11198 | 5514.1558 | 0 | GSLD | 20 | 1 | 1 | 1 | 1 | 1 | 1 | 1 | 1 | 1 | 1 | 1 | 1 | 277.2694 | 0 | 8903.041 | 0 | 0 | 0 | 1 | 0 | 0 | 1
210 | Building Envelope | Roof | Green roof | Institutional | Existing | CinEgsld210 | 1 | 0.28275 | 6401.8129 | 0 | GSLD | 20 | 1 | 1 | 1 | 1 | 1 | 1 | 1 | 1 | 1 | 1 | 1 | 1 | 321.9036 | 0 | 89334.724 | 0 | 0 | 0 | 1 | 0 | 0 | 1
210 | Building Envelope | Roof | Green roof | Institutional | New | CinNgsld210 | 1 | 0.28275 | 6401.8129 | 0 | GSLD | 20 | 1 | 1 | 1 | 1 | 1 | 1 | 1 | 1 | 1 | 1 | 1 | 1 | 321.9036 | 0 | 89334.724 | 0 | 0 | 0 | 1 | 0 | 0 | 1
210 | Building Envelope | Roof | Green roof | Lodging/Hospitality | Existing | CloEgsld210 | 1 | 0.39458 | 5820.681 | 0 | GSLD | 20 | 1 | 1 | 1 | 1 | 1 | 1 | 1 | 1 | 1 | 1 | 1 | 1 | 292.6825 | 0 | 18272.3721 | 0 | 0 | 0 | 1 | 0 | 0 | 1
210 | Building Envelope | Roof | Green roof | Lodging/Hospitality | New | CloNgsld210 | 1 | 0.39458 | 5820.681 | 0 | GSLD | 20 | 1 | 1 | 1 | 1 | 1 | 1 | 1 | 1 | 1 | 1 | 1 | 1 | 292.6825 | 0 | 18272.3721 | 0 | 0 | 0 | 1 | 0 | 0 | 1
210 | Building Envelope | Roof | Green roof | Miscellaneous | Existing | CmiEgsld210 | 1 | 3.8346 | 4685.6328 | 0 | GSLD | 20 | 1 | 1 | 1 | 1 | 1 | 1 | 1 | 1 | 1 | 1 | 1 | 1 | 235.6086 | 0 | 72396.9039 | 0 | 0 | 0 | 1 | 0 | 0 | 1
210 | Building Envelope | Roof | Green roof | Miscellaneous | New | CmiNgsld210 | 1 | 3.8346 | 4685.6328 | 0 | GSLD | 20 | 1 | 1 | 1 | 1 | 1 | 1 | 1 | 1 | 1 | 1 | 1 | 1 | 235.6086 | 0 | 72396.9039 | 0 | 0 | 0 | 1 | 0 | 0 | 1
210 | Building Envelope | Roof | Green roof | Offices | Existing | CofEgsld210 | 1 | 3.4736 | 4527.1967 | 0 | GSLD | 20 | 1 | 1 | 1 | 1 | 1 | 1 | 1 | 1 | 1 | 1 | 1 | 1 | 227.6419 | 0 | 29405.9758 | 0 | 0 | 0 | 1 | 0 | 0 | 1
210 | Building Envelope | Roof | Green roof | Offices | New | CofNgsld210 | 1 | 3.4736 | 4527.1967 | 0 | GSLD | 20 | 1 | 1 | 1 | 1 | 1 | 1 | 1 | 1 | 1 | 1 | 1 | 1 | 227.6419 | 0 | 29405.9758 | 0 | 0 | 0 | 1 | 0 | 0 | 1
210 | Building Envelope | Roof | Green roof | Restaurants | Existing | CreEgsld210 | 1 | 0.98982 | 4814.2726 | 0 | GSLD | 20 | 1 | 1 | 1 | 1 | 1 | 1 | 1 | 1 | 1 | 1 | 1 | 1 | 242.077 | 0 | 13291.7959 | 0 | 0 | 0 | 1 | 0 | 0 | 1
210 | Building Envelope | Roof | Green roof | Restaurants | New | CreNgsld210 | 1 | 0.98982 | 4814.2726 | 0 | GSLD | 20 | 1 | 1 | 1 | 1 | 1 | 1 | 1 | 1 | 1 | 1 | 1 | 1 | 242.077 | 0 | 13291.7959 | 0 | 0 | 0 | 1 | 0 | 0 | 1
210 | Building Envelope | Roof | Green roof | Retail | Existing | CrtEgsld210 | 1 | 2.4285 | 4068.459 | 0 | GSLD | 20 | 1 | 1 | 1 | 1 | 1 | 1 | 1 | 1 | 1 | 1 | 1 | 1 | 204.5751 | 0 | 45277.5424 | 0 | 0 | 0 | 1 | 0 | 0 | 1
210 | Building Envelope | Roof | Green roof | Retail | New | CrtNgsld210 | 1 | 2.4285 | 4068.459 | 0 | GSLD | 20 | 1 | 1 | 1 | 1 | 1 | 1 | 1 | 1 | 1 | 1 | 1 | 1 | 204.5751 | 0 | 45277.5424 | 0 | 0 | 0 | 1 | 0 | 0 | 1
210 | Building Envelope | Roof | Green roof | Schools K-12 | Existing | CscEgsld210 | 1 | 2.1296 | 3937.2257 | 0 | GSLD | 20 | 1 | 1 | 1 | 1 | 1 | 1 | 1 | 1 | 1 | 1 | 1 | 1 | 197.9763 | 0 | 22201.5758 | 0 | 0 | 0 | 1 | 0 | 0 | 1
210 | Building Envelope | Roof | Green roof | Schools K-12 | New | CscNgsld210 | 1 | 2.1296 | 3937.2257 | 0 | GSLD | 20 | 1 | 1 | 1 | 1 | 1 | 1 | 1 | 1 | 1 | 1 | 1 | 1 | 197.9763 | 0 | 22201.5758 | 0 | 0 | 0 | 1 | 0 | 0 | 1
210 | Building Envelope | Roof | Green roof | Warehouse | Existing | CwaEgsld210 | 1 | 3.0012 | 4319.8414 | 0 | GSLD | 20 | 1 | 1 | 1 | 1 | 1 | 1 | 1 | 1 | 1 | 1 | 1 | 1 | 217.2155 | 0 | 117310.2756 | 0 | 0 | 0 | 1 | 0 | 0 | 1
210 | Building Envelope | Roof | Green roof | Warehouse | New | CwaNgsld210 | 1 | 3.0012 | 4319.8414 | 0 | GSLD | 20 | 1 | 1 | 1 | 1 | 1 | 1 | 1 | 1 | 1 | 1 | 1 | 1 | 217.2155 | 0 | 117310.2756 | 0 | 0 | 0 | 1 | 0 | 0 | 1
211 | Building Envelope | Roof | Reflective Roof Treatment | Assembly | Existing | CasEgsld211 | 1 | 0 | 3002.444 | 0 | GSLD | 15 | 1 | 1 | 1 | 1 | 1 | 1 | 1 | 1 | 1 | 1 | 1 | 1 | 180.1466 | 0 | 1231.7694 | 0 | 0 | 0 | 1 | 0 | 0 | 1
211 | Building Envelope | Roof | Reflective Roof Treatment | Assembly | New | CasNgsld211 | 1 | 0 | 3002.444 | 0 | GSLD | 15 | 1 | 1 | 1 | 1 | 1 | 1 | 1 | 1 | 1 | 1 | 1 | 1 | 180.1466 | 0 | 1231.7694 | 0 | 0 | 0 | 1 | 0 | 0 | 1
211 | Building Envelope | Roof | Reflective Roof Treatment | College and University | Existing | CcoEgsld211 | 1 | 0 | 4932.1338 | 0 | GSLD | 15 | 1 | 1 | 1 | 1 | 1 | 1 | 1 | 1 | 1 | 1 | 1 | 1 | 295.928 | 0 | 781.3908 | 0 | 0 | 0 | 1 | 0 | 0 | 1
211 | Building Envelope | Roof | Reflective Roof Treatment | College and University | New | CcoNgsld211 | 1 | 0 | 4932.1338 | 0 | GSLD | 15 | 1 | 1 | 1 | 1 | 1 | 1 | 1 | 1 | 1 | 1 | 1 | 1 | 295.928 | 0 | 781.3908 | 0 | 0 | 0 | 1 | 0 | 0 | 1
211 | Building Envelope | Roof | Reflective Roof Treatment | Data Center | Existing | CdaEgsld211 | 1 | 0 | 4932.1338 | 0 | GSLD | 15 | 1 | 1 | 1 | 1 | 1 | 1 | 1 | 1 | 1 | 1 | 1 | 1 | 295.928 | 0 | 15999.3716 | 0 | 0 | 0 | 1 | 0 | 0 | 1
211 | Building Envelope | Roof | Reflective Roof Treatment | Data Center | New | CdaNgsld211 | 1 | 0 | 4932.1338 | 0 | GSLD | 15 | 1 | 1 | 1 | 1 | 1 | 1 | 1 | 1 | 1 | 1 | 1 | 1 | 295.928 | 0 | 15999.3716 | 0 | 0 | 0 | 1 | 0 | 0 | 1
211 | Building Envelope | Roof | Reflective Roof Treatment | Grocery | Existing | CgrEgsld211 | 1 | 0 | 3526.3542 | 0 | GSLD | 15 | 1 | 1 | 1 | 1 | 1 | 1 | 1 | 1 | 1 | 1 | 1 | 1 | 211.5813 | 0 | 1321.2757 | 0 | 0 | 0 | 1 | 0 | 0 | 1
211 | Building Envelope | Roof | Reflective Roof Treatment | Grocery | New | CgrNgsld211 | 1 | 0 | 3526.3542 | 0 | GSLD | 15 | 1 | 1 | 1 | 1 | 1 | 1 | 1 | 1 | 1 | 1 | 1 | 1 | 211.5813 | 0 | 1321.2757 | 0 | 0 | 0 | 1 | 0 | 0 | 1
211 | Building Envelope | Roof | Reflective Roof Treatment | Healthcare | Existing | CheEgsld211 | 1 | 0 | 4932.1338 | 0 | GSLD | 15 | 1 | 1 | 1 | 1 | 1 | 1 | 1 | 1 | 1 | 1 | 1 | 1 | 295.928 | 0 | 2574.4155 | 0 | 0 | 0 | 1 | 0 | 0 | 1
211 | Building Envelope | Roof | Reflective Roof Treatment | Healthcare | New | CheNgsld211 | 1 | 0 | 4932.1338 | 0 | GSLD | 15 | 1 | 1 | 1 | 1 | 1 | 1 | 1 | 1 | 1 | 1 | 1 | 1 | 295.928 | 0 | 2574.4155 | 0 | 0 | 0 | 1 | 0 | 0 | 1
211 | Building Envelope | Roof | Reflective Roof Treatment | Hospitals | Existing | ChoEgsld211 | 1 | 0 | 4932.1338 | 0 | GSLD | 15 | 1 | 1 | 1 | 1 | 1 | 1 | 1 | 1 | 1 | 1 | 1 | 1 | 295.928 | 0 | 2066.1993 | 0 | 0 | 0 | 1 | 0 | 0 | 1
211 | Building Envelope | Roof | Reflective Roof Treatment | Hospitals | New | ChoNgsld211 | 1 | 0 | 4932.1338 | 0 | GSLD | 15 | 1 | 1 | 1 | 1 | 1 | 1 | 1 | 1 | 1 | 1 | 1 | 1 | 295.928 | 0 | 2066.1993 | 0 | 0 | 0 | 1 | 0 | 0 | 1
211 | Building Envelope | Roof | Reflective Roof Treatment | Institutional | Existing | CinEgsld211 | 1 | 0 | 4932.1338 | 0 | GSLD | 15 | 1 | 1 | 1 | 1 | 1 | 1 | 1 | 1 | 1 | 1 | 1 | 1 | 295.928 | 0 | 2775.2472 | 0 | 0 | 0 | 1 | 0 | 0 | 1
211 | Building Envelope | Roof | Reflective Roof Treatment | Institutional | New | CinNgsld211 | 1 | 0 | 4932.1338 | 0 | GSLD | 15 | 1 | 1 | 1 | 1 | 1 | 1 | 1 | 1 | 1 | 1 | 1 | 1 | 295.928 | 0 | 2775.2472 | 0 | 0 | 0 | 1 | 0 | 0 | 1
211 | Building Envelope | Roof | Reflective Roof Treatment | Lodging/Hospitality | Existing | CloEgsld211 | 1 | 0 | 5221.6594 | 0 | GSLD | 15 | 1 | 1 | 1 | 1 | 1 | 1 | 1 | 1 | 1 | 1 | 1 | 1 | 313.2996 | 0 | 756.7243 | 0 | 0 | 0 | 1 | 0 | 0 | 1
211 | Building Envelope | Roof | Reflective Roof Treatment | Lodging/Hospitality | New | CloNgsld211 | 1 | 0 | 5221.6594 | 0 | GSLD | 15 | 1 | 1 | 1 | 1 | 1 | 1 | 1 | 1 | 1 | 1 | 1 | 1 | 313.2996 | 0 | 756.7243 | 0 | 0 | 0 | 1 | 0 | 0 | 1
211 | Building Envelope | Roof | Reflective Roof Treatment | Miscellaneous | Existing | CmiEgsld211 | 1 | 0 | 3002.444 | 0 | GSLD | 15 | 1 | 1 | 1 | 1 | 1 | 1 | 1 | 1 | 1 | 1 | 1 | 1 | 180.1466 | 0 | 4411.535 | 0 | 0 | 0 | 1 | 0 | 0 | 1
211 | Building Envelope | Roof | Reflective Roof Treatment | Miscellaneous | New | CmiNgsld211 | 1 | 0 | 3002.444 | 0 | GSLD | 15 | 1 | 1 | 1 | 1 | 1 | 1 | 1 | 1 | 1 | 1 | 1 | 1 | 180.1466 | 0 | 4411.535 | 0 | 0 | 0 | 1 | 0 | 0 | 1
211 | Building Envelope | Roof | Reflective Roof Treatment | Offices | Existing | CofEgsld211 | 1 | 0 | 3002.444 | 0 | GSLD | 15 | 1 | 1 | 1 | 1 | 1 | 1 | 1 | 1 | 1 | 1 | 1 | 1 | 180.1466 | 0 | 1611.4121 | 0 | 0 | 0 | 1 | 0 | 0 | 1
211 | Building Envelope | Roof | Reflective Roof Treatment | Offices | New | CofNgsld211 | 1 | 0 | 3002.444 | 0 | GSLD | 15 | 1 | 1 | 1 | 1 | 1 | 1 | 1 | 1 | 1 | 1 | 1 | 1 | 180.1466 | 0 | 1611.4121 | 0 | 0 | 0 | 1 | 0 | 0 | 1
211 | Building Envelope | Roof | Reflective Roof Treatment | Restaurants | Existing | CreEgsld211 | 1 | 0 | 3526.3542 | 0 | GSLD | 15 | 1 | 1 | 1 | 1 | 1 | 1 | 1 | 1 | 1 | 1 | 1 | 1 | 211.5813 | 0 | 2026.5083 | 0 | 0 | 0 | 1 | 0 | 0 | 1
211 | Building Envelope | Roof | Reflective Roof Treatment | Restaurants | New | CreNgsld211 | 1 | 0 | 3526.3542 | 0 | GSLD | 15 | 1 | 1 | 1 | 1 | 1 | 1 | 1 | 1 | 1 | 1 | 1 | 1 | 211.5813 | 0 | 2026.5083 | 0 | 0 | 0 | 1 | 0 | 0 | 1
211 | Building Envelope | Roof | Reflective Roof Treatment | Retail | Existing | CrtEgsld211 | 1 | 0 | 3002.444 | 0 | GSLD | 15 | 1 | 1 | 1 | 1 | 1 | 1 | 1 | 1 | 1 | 1 | 1 | 1 | 180.1466 | 0 | 2763.4153 | 0 | 0 | 0 | 1 | 0 | 0 | 1
211 | Building Envelope | Roof | Reflective Roof Treatment | Retail | New | CrtNgsld211 | 1 | 0 | 3002.444 | 0 | GSLD | 15 | 1 | 1 | 1 | 1 | 1 | 1 | 1 | 1 | 1 | 1 | 1 | 1 | 180.1466 | 0 | 2763.4153 | 0 | 0 | 0 | 1 | 0 | 0 | 1
211 | Building Envelope | Roof | Reflective Roof Treatment | Schools K-12 | Existing | CscEgsld211 | 1 | 0 | 3002.444 | 0 | GSLD | 15 | 1 | 1 | 1 | 1 | 1 | 1 | 1 | 1 | 1 | 1 | 1 | 1 | 180.1466 | 0 | 759.0069 | 0 | 0 | 0 | 1 | 0 | 0 | 1
211 | Building Envelope | Roof | Reflective Roof Treatment | Schools K-12 | New | CscNgsld211 | 1 | 0 | 3002.444 | 0 | GSLD | 15 | 1 | 1 | 1 | 1 | 1 | 1 | 1 | 1 | 1 | 1 | 1 | 1 | 180.1466 | 0 | 759.0069 | 0 | 0 | 0 | 1 | 0 | 0 | 1
211 | Building Envelope | Roof | Reflective Roof Treatment | Warehouse | Existing | CwaEgsld211 | 1 | 0 | 3002.444 | 0 | GSLD | 15 | 1 | 1 | 1 | 1 | 1 | 1 | 1 | 1 | 1 | 1 | 1 | 1 | 180.1466 | 0 | 1737.2484 | 0 | 0 | 0 | 1 | 0 | 0 | 1
211 | Building Envelope | Roof | Reflective Roof Treatment | Warehouse | New | CwaNgsld211 | 1 | 0 | 3002.444 | 0 | GSLD | 15 | 1 | 1 | 1 | 1 | 1 | 1 | 1 | 1 | 1 | 1 | 1 | 1 | 180.1466 | 0 | 1737.2484 | 0 | 0 | 0 | 1 | 0 | 0 | 1
212 | Building Envelope | Sealing | Infiltration Reduction - Air Sealing | Assembly | Existing | CasEgsld212 | 1 | 0.87101 | 3384.7768 | 0 | GSLD | 20 | 0.57723 | 0.60437 | 0.83705 | 1.097 | 1.2026 | 1.2026 | 1.289 | 1.2891 | 1.2453 | 1.1192 | 0.77553 | 0.85362 | 170.1974 | 0 | 1244.6806 | 0 | 0 | 0 | 1 | 0 | 0 | 1.0077
212 | Building Envelope | Sealing | Infiltration Reduction - Air Sealing | Assembly | New | CasNgsld212 | 1 | 0.87101 | 3384.7768 | 0 | GSLD | 20 | 0.57723 | 0.60437 | 0.83705 | 1.097 | 1.2026 | 1.2026 | 1.289 | 1.2891 | 1.2453 | 1.1192 | 0.77553 | 0.85362 | 170.1974 | 0 | 1244.6806 | 0 | 0 | 0 | 1 | 0 | 0 | 1.0077
212 | Building Envelope | Sealing | Infiltration Reduction - Air Sealing | College and University | Existing | CcoEgsld212 | 1 | 0.1474 | 5698.2849 | 0 | GSLD | 20 | 0.57723 | 0.60437 | 0.83705 | 1.097 | 1.2026 | 1.2026 | 1.289 | 1.2891 | 1.2453 | 1.1192 | 0.77553 | 0.85362 | 286.528 | 0 | 7750.041 | 0 | 0 | 0 | 1 | 0 | 0 | 1.0077
212 | Building Envelope | Sealing | Infiltration Reduction - Air Sealing | College and University | New | CcoNgsld212 | 1 | 0.1474 | 5698.2849 | 0 | GSLD | 20 | 0.57723 | 0.60437 | 0.83705 | 1.097 | 1.2026 | 1.2026 | 1.289 | 1.2891 | 1.2453 | 1.1192 | 0.77553 | 0.85362 | 286.528 | 0 | 7750.041 | 0 | 0 | 0 | 1 | 0 | 0 | 1.0077
212 | Building Envelope | Sealing | Infiltration Reduction - Air Sealing | Data Center | Existing | CdaEgsld212 | 1 | 0.22918 | 6123.3688 | 0 | GSLD | 20 | 0.57723 | 0.60437 | 0.83705 | 1.097 | 1.2026 | 1.2026 | 1.289 | 1.2891 | 1.2453 | 1.1192 | 0.77553 | 0.85362 | 307.9026 | 0 | 6527.6573 | 0 | 0 | 0 | 1 | 0 | 0 | 1.0077
212 | Building Envelope | Sealing | Infiltration Reduction - Air Sealing | Data Center | New | CdaNgsld212 | 1 | 0.22918 | 6123.3688 | 0 | GSLD | 20 | 0.57723 | 0.60437 | 0.83705 | 1.097 | 1.2026 | 1.2026 | 1.289 | 1.2891 | 1.2453 | 1.1192 | 0.77553 | 0.85362 | 307.9026 | 0 | 6527.6573 | 0 | 0 | 0 | 1 | 0 | 0 | 1.0077
212 | Building Envelope | Sealing | Infiltration Reduction - Air Sealing | Grocery | Existing | CgrEgsld212 | 1 | 1.8423 | 5923.5599 | 0 | GSLD | 20 | 0.57723 | 0.60437 | 0.83705 | 1.097 | 1.2026 | 1.2026 | 1.289 | 1.2891 | 1.2453 | 1.1192 | 0.77553 | 0.85362 | 297.8555 | 0 | 4114.0027 | 0 | 0 | 0 | 1 | 0 | 0 | 1.0077
212 | Building Envelope | Sealing | Infiltration Reduction - Air Sealing | Grocery | New | CgrNgsld212 | 1 | 1.8423 | 5923.5599 | 0 | GSLD | 20 | 0.57723 | 0.60437 | 0.83705 | 1.097 | 1.2026 | 1.2026 | 1.289 | 1.2891 | 1.2453 | 1.1192 | 0.77553 | 0.85362 | 297.8555 | 0 | 4114.0027 | 0 | 0 | 0 | 1 | 0 | 0 | 1.0077
212 | Building Envelope | Sealing | Infiltration Reduction - Air Sealing | Healthcare | Existing | CheEgsld212 | 1 | 0.48088 | 7431.6589 | 0 | GSLD | 20 | 0.57723 | 0.60437 | 0.83705 | 1.097 | 1.2026 | 1.2026 | 1.289 | 1.2891 | 1.2453 | 1.1192 | 0.77553 | 0.85362 | 373.6876 | 0 | 7739.1302 | 0 | 0 | 0 | 1 | 0 | 0 | 1.0077
212 | Building Envelope | Sealing | Infiltration Reduction - Air Sealing | Healthcare | New | CheNgsld212 | 1 | 0.48088 | 7431.6589 | 0 | GSLD | 20 | 0.57723 | 0.60437 | 0.83705 | 1.097 | 1.2026 | 1.2026 | 1.289 | 1.2891 | 1.2453 | 1.1192 | 0.77553 | 0.85362 | 373.6876 | 0 | 7739.1302 | 0 | 0 | 0 | 1 | 0 | 0 | 1.0077
212 | Building Envelope | Sealing | Infiltration Reduction - Air Sealing | Hospitals | Existing | ChoEgsld212 | 1 | 0.11198 | 5514.1558 | 0 | GSLD | 20 | 0.57723 | 0.60437 | 0.83705 | 1.097 | 1.2026 | 1.2026 | 1.289 | 1.2891 | 1.2453 | 1.1192 | 0.77553 | 0.85362 | 277.2694 | 0 | 1559.4381 | 0 | 0 | 0 | 1 | 0 | 0 | 1.0077
212 | Building Envelope | Sealing | Infiltration Reduction - Air Sealing | Hospitals | New | ChoNgsld212 | 1 | 0.11198 | 5514.1558 | 0 | GSLD | 20 | 0.57723 | 0.60437 | 0.83705 | 1.097 | 1.2026 | 1.2026 | 1.289 | 1.2891 | 1.2453 | 1.1192 | 0.77553 | 0.85362 | 277.2694 | 0 | 1559.4381 | 0 | 0 | 0 | 1 | 0 | 0 | 1.0077
212 | Building Envelope | Sealing | Infiltration Reduction - Air Sealing | Institutional | Existing | CinEgsld212 | 1 | 0.28275 | 6401.8151 | 0 | GSLD | 20 | 0.57723 | 0.60437 | 0.83705 | 1.097 | 1.2026 | 1.2026 | 1.289 | 1.2891 | 1.2453 | 1.1192 | 0.77553 | 0.85362 | 321.9038 | 0 | 8416.9766 | 0 | 0 | 0 | 1 | 0 | 0 | 1.0077
212 | Building Envelope | Sealing | Infiltration Reduction - Air Sealing | Institutional | New | CinNgsld212 | 1 | 0.28275 | 6401.8151 | 0 | GSLD | 20 | 0.57723 | 0.60437 | 0.83705 | 1.097 | 1.2026 | 1.2026 | 1.289 | 1.2891 | 1.2453 | 1.1192 | 0.77553 | 0.85362 | 321.9038 | 0 | 8416.9766 | 0 | 0 | 0 | 1 | 0 | 0 | 1.0077
212 | Building Envelope | Sealing | Infiltration Reduction - Air Sealing | Lodging/Hospitality | Existing | CloEgsld212 | 1 | 0.39458 | 5820.6819 | 0 | GSLD | 20 | 0.57723 | 0.60437 | 0.83705 | 1.097 | 1.2026 | 1.2026 | 1.289 | 1.2891 | 1.2453 | 1.1192 | 0.77553 | 0.85362 | 292.6825 | 0 | 3585.1249 | 0 | 0 | 0 | 1 | 0 | 0 | 1.0077
212 | Building Envelope | Sealing | Infiltration Reduction - Air Sealing | Lodging/Hospitality | New | CloNgsld212 | 1 | 0.39458 | 5820.6819 | 0 | GSLD | 20 | 0.57723 | 0.60437 | 0.83705 | 1.097 | 1.2026 | 1.2026 | 1.289 | 1.2891 | 1.2453 | 1.1192 | 0.77553 | 0.85362 | 292.6825 | 0 | 3585.1249 | 0 | 0 | 0 | 1 | 0 | 0 | 1.0077
212 | Building Envelope | Sealing | Infiltration Reduction - Air Sealing | Miscellaneous | Existing | CmiEgsld212 | 1 | 3.8346 | 4685.6317 | 0 | GSLD | 20 | 0.57723 | 0.60437 | 0.83705 | 1.097 | 1.2026 | 1.2026 | 1.289 | 1.2891 | 1.2453 | 1.1192 | 0.77553 | 0.85362 | 235.6086 | 0 | 7268.903 | 0 | 0 | 0 | 1 | 0 | 0 | 1.0077
212 | Building Envelope | Sealing | Infiltration Reduction - Air Sealing | Miscellaneous | New | CmiNgsld212 | 1 | 3.8346 | 4685.6317 | 0 | GSLD | 20 | 0.57723 | 0.60437 | 0.83705 | 1.097 | 1.2026 | 1.2026 | 1.289 | 1.2891 | 1.2453 | 1.1192 | 0.77553 | 0.85362 | 235.6086 | 0 | 7268.903 | 0 | 0 | 0 | 1 | 0 | 0 | 1.0077
212 | Building Envelope | Sealing | Infiltration Reduction - Air Sealing | Offices | Existing | CofEgsld212 | 1 | 3.4736 | 4527.1967 | 0 | GSLD | 20 | 0.57723 | 0.60437 | 0.83705 | 1.097 | 1.2026 | 1.2026 | 1.289 | 1.2891 | 1.2453 | 1.1192 | 0.77553 | 0.85362 | 227.6419 | 0 | 3099.0391 | 0 | 0 | 0 | 1 | 0 | 0 | 1.0077
212 | Building Envelope | Sealing | Infiltration Reduction - Air Sealing | Offices | New | CofNgsld212 | 1 | 3.4736 | 4527.1967 | 0 | GSLD | 20 | 0.57723 | 0.60437 | 0.83705 | 1.097 | 1.2026 | 1.2026 | 1.289 | 1.2891 | 1.2453 | 1.1192 | 0.77553 | 0.85362 | 227.6419 | 0 | 3099.0391 | 0 | 0 | 0 | 1 | 0 | 0 | 1.0077
212 | Building Envelope | Sealing | Infiltration Reduction - Air Sealing | Restaurants | Existing | CreEgsld212 | 1 | 0.98982 | 4814.2763 | 0 | GSLD | 20 | 0.57723 | 0.60437 | 0.83705 | 1.097 | 1.2026 | 1.2026 | 1.289 | 1.2891 | 1.2453 | 1.1192 | 0.77553 | 0.85362 | 242.0772 | 0 | 1383.1726 | 0 | 0 | 0 | 1 | 0 | 0 | 1.0077
212 | Building Envelope | Sealing | Infiltration Reduction - Air Sealing | Restaurants | New | CreNgsld212 | 1 | 0.98982 | 4814.2763 | 0 | GSLD | 20 | 0.57723 | 0.60437 | 0.83705 | 1.097 | 1.2026 | 1.2026 | 1.289 | 1.2891 | 1.2453 | 1.1192 | 0.77553 | 0.85362 | 242.0772 | 0 | 1383.1726 | 0 | 0 | 0 | 1 | 0 | 0 | 1.0077
212 | Building Envelope | Sealing | Infiltration Reduction - Air Sealing | Retail | Existing | CrtEgsld212 | 1 | 2.4285 | 4068.4611 | 0 | GSLD | 20 | 0.57723 | 0.60437 | 0.83705 | 1.097 | 1.2026 | 1.2026 | 1.289 | 1.2891 | 1.2453 | 1.1192 | 0.77553 | 0.85362 | 204.5752 | 0 | 3172.2704 | 0 | 0 | 0 | 1 | 0 | 0 | 1.0077
212 | Building Envelope | Sealing | Infiltration Reduction - Air Sealing | Retail | New | CrtNgsld212 | 1 | 2.4285 | 4068.4611 | 0 | GSLD | 20 | 0.57723 | 0.60437 | 0.83705 | 1.097 | 1.2026 | 1.2026 | 1.289 | 1.2891 | 1.2453 | 1.1192 | 0.77553 | 0.85362 | 204.5752 | 0 | 3172.2704 | 0 | 0 | 0 | 1 | 0 | 0 | 1.0077
212 | Building Envelope | Sealing | Infiltration Reduction - Air Sealing | Schools K-12 | Existing | CscEgsld212 | 1 | 2.1296 | 3937.225 | 0 | GSLD | 20 | 0.57723 | 0.60437 | 0.83705 | 1.097 | 1.2026 | 1.2026 | 1.289 | 1.2891 | 1.2453 | 1.1192 | 0.77553 | 0.85362 | 197.9763 | 0 | 1979.7183 | 0 | 0 | 0 | 1 | 0 | 0 | 1.0077
212 | Building Envelope | Sealing | Infiltration Reduction - Air Sealing | Schools K-12 | New | CscNgsld212 | 1 | 2.1296 | 3937.225 | 0 | GSLD | 20 | 0.57723 | 0.60437 | 0.83705 | 1.097 | 1.2026 | 1.2026 | 1.289 | 1.2891 | 1.2453 | 1.1192 | 0.77553 | 0.85362 | 197.9763 | 0 | 1979.7183 | 0 | 0 | 0 | 1 | 0 | 0 | 1.0077
212 | Building Envelope | Sealing | Infiltration Reduction - Air Sealing | Warehouse | Existing | CwaEgsld212 | 1 | 3.0012 | 4319.8446 | 0 | GSLD | 20 | 0.57723 | 0.60437 | 0.83705 | 1.097 | 1.2026 | 1.2026 | 1.289 | 1.2891 | 1.2453 | 1.1192 | 0.77553 | 0.85362 | 217.2156 | 0 | 10022.1743 | 0 | 0 | 0 | 1 | 0 | 0 | 1.0077
212 | Building Envelope | Sealing | Infiltration Reduction - Air Sealing | Warehouse | New | CwaNgsld212 | 1 | 3.0012 | 4319.8446 | 0 | GSLD | 20 | 0.57723 | 0.60437 | 0.83705 | 1.097 | 1.2026 | 1.2026 | 1.289 | 1.2891 | 1.2453 | 1.1192 | 0.77553 | 0.85362 | 217.2156 | 0 | 10022.1743 | 0 | 0 | 0 | 1 | 0 | 0 | 1.0077
213 | Building Envelope | Sealing | Warehouse Loading Dock Seals | Assembly | Existing | CasEgsld213 | 1 | 1.1544 | 3509.1542 | 0 | GSLD | 10 | 1 | 1 | 1 | 1 | 1 | 1 | 1 | 1 | 1 | 1 | 1 | 1 | 210.5493 | 0 | 21627.4414 | 0 | 0 | 0 | 1 | 0 | 0 | 1
213 | Building Envelope | Sealing | Warehouse Loading Dock Seals | Assembly | New | CasNgsld213 | 1 | 1.1544 | 3509.1542 | 0 | GSLD | 10 | 1 | 1 | 1 | 1 | 1 | 1 | 1 | 1 | 1 | 1 | 1 | 1 | 210.5493 | 0 | 21627.4414 | 0 | 0 | 0 | 1 | 0 | 0 | 1
213 | Building Envelope | Sealing | Warehouse Loading Dock Seals | College and University | Existing | CcoEgsld213 | 1 | 0.16014 | 5764.5099 | 0 | GSLD | 10 | 1 | 1 | 1 | 1 | 1 | 1 | 1 | 1 | 1 | 1 | 1 | 1 | 345.8706 | 0 | 55594.8548 | 0 | 0 | 0 | 1 | 0 | 0 | 1
213 | Building Envelope | Sealing | Warehouse Loading Dock Seals | College and University | New | CcoNgsld213 | 1 | 0.16014 | 5764.5099 | 0 | GSLD | 10 | 1 | 1 | 1 | 1 | 1 | 1 | 1 | 1 | 1 | 1 | 1 | 1 | 345.8706 | 0 | 55594.8548 | 0 | 0 | 0 | 1 | 0 | 0 | 1
213 | Building Envelope | Sealing | Warehouse Loading Dock Seals | Data Center | Existing | CdaEgsld213 | 1 | 0.16014 | 5764.5099 | 0 | GSLD | 10 | 1 | 1 | 1 | 1 | 1 | 1 | 1 | 1 | 1 | 1 | 1 | 1 | 345.8706 | 0 | 238188.5185 | 0 | 0 | 0 | 1 | 0 | 0 | 1
213 | Building Envelope | Sealing | Warehouse Loading Dock Seals | Data Center | New | CdaNgsld213 | 1 | 0.16014 | 5764.5099 | 0 | GSLD | 10 | 1 | 1 | 1 | 1 | 1 | 1 | 1 | 1 | 1 | 1 | 1 | 1 | 345.8706 | 0 | 238188.5185 | 0 | 0 | 0 | 1 | 0 | 0 | 1
213 | Building Envelope | Sealing | Warehouse Loading Dock Seals | Grocery | Existing | CgrEgsld213 | 1 | 0.45738 | 4121.4826 | 0 | GSLD | 10 | 1 | 1 | 1 | 1 | 1 | 1 | 1 | 1 | 1 | 1 | 1 | 1 | 247.289 | 0 | 4340.3329 | 0 | 0 | 0 | 1 | 0 | 0 | 1
213 | Building Envelope | Sealing | Warehouse Loading Dock Seals | Grocery | New | CgrNgsld213 | 1 | 0.45738 | 4121.4826 | 0 | GSLD | 10 | 1 | 1 | 1 | 1 | 1 | 1 | 1 | 1 | 1 | 1 | 1 | 1 | 247.289 | 0 | 4340.3329 | 0 | 0 | 0 | 1 | 0 | 0 | 1
213 | Building Envelope | Sealing | Warehouse Loading Dock Seals | Healthcare | Existing | CheEgsld213 | 1 | 0.16014 | 5764.5099 | 0 | GSLD | 10 | 1 | 1 | 1 | 1 | 1 | 1 | 1 | 1 | 1 | 1 | 1 | 1 | 345.8706 | 0 | 21726.8891 | 0 | 0 | 0 | 1 | 0 | 0 | 1
213 | Building Envelope | Sealing | Warehouse Loading Dock Seals | Healthcare | New | CheNgsld213 | 1 | 0.16014 | 5764.5099 | 0 | GSLD | 10 | 1 | 1 | 1 | 1 | 1 | 1 | 1 | 1 | 1 | 1 | 1 | 1 | 345.8706 | 0 | 21726.8891 | 0 | 0 | 0 | 1 | 0 | 0 | 1
213 | Building Envelope | Sealing | Warehouse Loading Dock Seals | Hospitals | Existing | ChoEgsld213 | 1 | 0.16014 | 5764.5099 | 0 | GSLD | 10 | 1 | 1 | 1 | 1 | 1 | 1 | 1 | 1 | 1 | 1 | 1 | 1 | 345.8706 | 0 | 429802.5129 | 0 | 0 | 0 | 1 | 0 | 0 | 1
213 | Building Envelope | Sealing | Warehouse Loading Dock Seals | Hospitals | New | ChoNgsld213 | 1 | 0.16014 | 5764.5099 | 0 | GSLD | 10 | 1 | 1 | 1 | 1 | 1 | 1 | 1 | 1 | 1 | 1 | 1 | 1 | 345.8706 | 0 | 429802.5129 | 0 | 0 | 0 | 1 | 0 | 0 | 1
213 | Building Envelope | Sealing | Warehouse Loading Dock Seals | Institutional | Existing | CinEgsld213 | 1 | 0.16014 | 5764.5099 | 0 | GSLD | 10 | 1 | 1 | 1 | 1 | 1 | 1 | 1 | 1 | 1 | 1 | 1 | 1 | 345.8706 | 0 | 28376.463 | 0 | 0 | 0 | 1 | 0 | 0 | 1
213 | Building Envelope | Sealing | Warehouse Loading Dock Seals | Institutional | New | CinNgsld213 | 1 | 0.16014 | 5764.5099 | 0 | GSLD | 10 | 1 | 1 | 1 | 1 | 1 | 1 | 1 | 1 | 1 | 1 | 1 | 1 | 345.8706 | 0 | 28376.463 | 0 | 0 | 0 | 1 | 0 | 0 | 1
213 | Building Envelope | Sealing | Warehouse Loading Dock Seals | Lodging/Hospitality | Existing | CloEgsld213 | 1 | 0.58048 | 6102.8976 | 0 | GSLD | 10 | 1 | 1 | 1 | 1 | 1 | 1 | 1 | 1 | 1 | 1 | 1 | 1 | 366.1739 | 0 | 104819.5045 | 0 | 0 | 0 | 1 | 0 | 0 | 1
213 | Building Envelope | Sealing | Warehouse Loading Dock Seals | Lodging/Hospitality | New | CloNgsld213 | 1 | 0.58048 | 6102.8976 | 0 | GSLD | 10 | 1 | 1 | 1 | 1 | 1 | 1 | 1 | 1 | 1 | 1 | 1 | 1 | 366.1739 | 0 | 104819.5045 | 0 | 0 | 0 | 1 | 0 | 0 | 1
213 | Building Envelope | Sealing | Warehouse Loading Dock Seals | Miscellaneous | Existing | CmiEgsld213 | 1 | 1.1544 | 3509.1542 | 0 | GSLD | 10 | 1 | 1 | 1 | 1 | 1 | 1 | 1 | 1 | 1 | 1 | 1 | 1 | 210.5493 | 0 | 46911.5443 | 0 | 0 | 0 | 1 | 0 | 0 | 1
213 | Building Envelope | Sealing | Warehouse Loading Dock Seals | Miscellaneous | New | CmiNgsld213 | 1 | 1.1544 | 3509.1542 | 0 | GSLD | 10 | 1 | 1 | 1 | 1 | 1 | 1 | 1 | 1 | 1 | 1 | 1 | 1 | 210.5493 | 0 | 46911.5443 | 0 | 0 | 0 | 1 | 0 | 0 | 1
213 | Building Envelope | Sealing | Warehouse Loading Dock Seals | Offices | Existing | CofEgsld213 | 1 | 1.1544 | 3509.1542 | 0 | GSLD | 10 | 1 | 1 | 1 | 1 | 1 | 1 | 1 | 1 | 1 | 1 | 1 | 1 | 210.5493 | 0 | 24595.7488 | 0 | 0 | 0 | 1 | 0 | 0 | 1
213 | Building Envelope | Sealing | Warehouse Loading Dock Seals | Offices | New | CofNgsld213 | 1 | 1.1544 | 3509.1542 | 0 | GSLD | 10 | 1 | 1 | 1 | 1 | 1 | 1 | 1 | 1 | 1 | 1 | 1 | 1 | 210.5493 | 0 | 24595.7488 | 0 | 0 | 0 | 1 | 0 | 0 | 1
213 | Building Envelope | Sealing | Warehouse Loading Dock Seals | Restaurants | Existing | CreEgsld213 | 1 | 0.45738 | 4121.4826 | 0 | GSLD | 10 | 1 | 1 | 1 | 1 | 1 | 1 | 1 | 1 | 1 | 1 | 1 | 1 | 247.289 | 0 | 8132.9938 | 0 | 0 | 0 | 1 | 0 | 0 | 1
213 | Building Envelope | Sealing | Warehouse Loading Dock Seals | Restaurants | New | CreNgsld213 | 1 | 0.45738 | 4121.4826 | 0 | GSLD | 10 | 1 | 1 | 1 | 1 | 1 | 1 | 1 | 1 | 1 | 1 | 1 | 1 | 247.289 | 0 | 8132.9938 | 0 | 0 | 0 | 1 | 0 | 0 | 1
213 | Building Envelope | Sealing | Warehouse Loading Dock Seals | Retail | Existing | CrtEgsld213 | 1 | 1.1544 | 3509.1542 | 0 | GSLD | 10 | 1 | 1 | 1 | 1 | 1 | 1 | 1 | 1 | 1 | 1 | 1 | 1 | 210.5493 | 0 | 32380.8365 | 0 | 0 | 0 | 1 | 0 | 0 | 1
213 | Building Envelope | Sealing | Warehouse Loading Dock Seals | Retail | New | CrtNgsld213 | 1 | 1.1544 | 3509.1542 | 0 | GSLD | 10 | 1 | 1 | 1 | 1 | 1 | 1 | 1 | 1 | 1 | 1 | 1 | 1 | 210.5493 | 0 | 32380.8365 | 0 | 0 | 0 | 1 | 0 | 0 | 1
213 | Building Envelope | Sealing | Warehouse Loading Dock Seals | Schools K-12 | Existing | CscEgsld213 | 1 | 1.1544 | 3509.1542 | 0 | GSLD | 10 | 1 | 1 | 1 | 1 | 1 | 1 | 1 | 1 | 1 | 1 | 1 | 1 | 210.5493 | 0 | 45952.6049 | 0 | 0 | 0 | 1 | 0 | 0 | 1
213 | Building Envelope | Sealing | Warehouse Loading Dock Seals | Schools K-12 | New | CscNgsld213 | 1 | 1.1544 | 3509.1542 | 0 | GSLD | 10 | 1 | 1 | 1 | 1 | 1 | 1 | 1 | 1 | 1 | 1 | 1 | 1 | 210.5493 | 0 | 45952.6049 | 0 | 0 | 0 | 1 | 0 | 0 | 1
213 | Building Envelope | Sealing | Warehouse Loading Dock Seals | Warehouse | Existing | CwaEgsld213 | 1 | 1.1544 | 3509.1542 | 0 | GSLD | 10 | 1 | 1 | 1 | 1 | 1 | 1 | 1 | 1 | 1 | 1 | 1 | 1 | 210.5493 | 0 | 27479.4427 | 0 | 0 | 0 | 1 | 0 | 0 | 1
213 | Building Envelope | Sealing | Warehouse Loading Dock Seals | Warehouse | New | CwaNgsld213 | 1 | 1.1544 | 3509.1542 | 0 | GSLD | 10 | 1 | 1 | 1 | 1 | 1 | 1 | 1 | 1 | 1 | 1 | 1 | 1 | 210.5493 | 0 | 27479.4427 | 0 | 0 | 0 | 1 | 0 | 0 | 1
214 | Building Envelope | Window | Energy Star windows | Assembly | Existing | CasEgsld214 | 1 | 2.8083 | 4235.1706 | 0 | GSLD | 20 | 1 | 1 | 1 | 1 | 1 | 1 | 1 | 1 | 1 | 1 | 1 | 1 | 254.1102 | 0 | 14222.2269 | 0 | 0 | 0 | 1 | 0 | 0 | 1
214 | Building Envelope | Window | Energy Star windows | Assembly | New | CasNgsld214 | 1 | 2.8083 | 4235.1706 | 0 | GSLD | 20 | 1 | 1 | 1 | 1 | 1 | 1 | 1 | 1 | 1 | 1 | 1 | 1 | 254.1102 | 0 | 14222.2269 | 0 | 0 | 0 | 1 | 0 | 0 | 1
214 | Building Envelope | Window | Energy Star windows | College and University | Existing | CcoEgsld214 | 1 | 0.47527 | 7402.5051 | 0 | GSLD | 20 | 1 | 1 | 1 | 1 | 1 | 1 | 1 | 1 | 1 | 1 | 1 | 1 | 444.1503 | 0 | 90843.5081 | 0 | 0 | 0 | 1 | 0 | 0 | 1
214 | Building Envelope | Window | Energy Star windows | College and University | New | CcoNgsld214 | 1 | 0.47527 | 7402.5051 | 0 | GSLD | 20 | 1 | 1 | 1 | 1 | 1 | 1 | 1 | 1 | 1 | 1 | 1 | 1 | 444.1503 | 0 | 90843.5081 | 0 | 0 | 0 | 1 | 0 | 0 | 1
214 | Building Envelope | Window | Energy Star windows | Data Center | Existing | CdaEgsld214 | 1 | 0.73895 | 8773.0237 | 0 | GSLD | 20 | 1 | 1 | 1 | 1 | 1 | 1 | 1 | 1 | 1 | 1 | 1 | 1 | 526.3814 | 0 | 79296.1594 | 0 | 0 | 0 | 1 | 0 | 0 | 1
214 | Building Envelope | Window | Energy Star windows | Data Center | New | CdaNgsld214 | 1 | 0.73895 | 8773.0237 | 0 | GSLD | 20 | 1 | 1 | 1 | 1 | 1 | 1 | 1 | 1 | 1 | 1 | 1 | 1 | 526.3814 | 0 | 79296.1594 | 0 | 0 | 0 | 1 | 0 | 0 | 1
214 | Building Envelope | Window | Energy Star windows | Grocery | Existing | CgrEgsld214 | 1 | 5.9396 | 11254.7961 | 0 | GSLD | 20 | 1 | 1 | 1 | 1 | 1 | 1 | 1 | 1 | 1 | 1 | 1 | 1 | 675.2878 | 0 | 35115.2685 | 0 | 0 | 0 | 1 | 0 | 0 | 1
214 | Building Envelope | Window | Energy Star windows | Grocery | New | CgrNgsld214 | 1 | 5.9396 | 11254.7961 | 0 | GSLD | 20 | 1 | 1 | 1 | 1 | 1 | 1 | 1 | 1 | 1 | 1 | 1 | 1 | 675.2878 | 0 | 35115.2685 | 0 | 0 | 0 | 1 | 0 | 0 | 1
214 | Building Envelope | Window | Energy Star windows | Healthcare | Existing | CheEgsld214 | 1 | 1.5505 | 12991.1246 | 0 | GSLD | 20 | 1 | 1 | 1 | 1 | 1 | 1 | 1 | 1 | 1 | 1 | 1 | 1 | 779.4675 | 0 | 84675.4718 | 0 | 0 | 0 | 1 | 0 | 0 | 1
214 | Building Envelope | Window | Energy Star windows | Healthcare | New | CheNgsld214 | 1 | 1.5505 | 12991.1246 | 0 | GSLD | 20 | 1 | 1 | 1 | 1 | 1 | 1 | 1 | 1 | 1 | 1 | 1 | 1 | 779.4675 | 0 | 84675.4718 | 0 | 0 | 0 | 1 | 0 | 0 | 1
214 | Building Envelope | Window | Energy Star windows | Hospitals | Existing | ChoEgsld214 | 1 | 0.36104 | 6808.736 | 0 | GSLD | 20 | 1 | 1 | 1 | 1 | 1 | 1 | 1 | 1 | 1 | 1 | 1 | 1 | 408.5242 | 0 | 19037.4641 | 0 | 0 | 0 | 1 | 0 | 0 | 1
214 | Building Envelope | Window | Energy Star windows | Hospitals | New | ChoNgsld214 | 1 | 0.36104 | 6808.736 | 0 | GSLD | 20 | 1 | 1 | 1 | 1 | 1 | 1 | 1 | 1 | 1 | 1 | 1 | 1 | 408.5242 | 0 | 19037.4641 | 0 | 0 | 0 | 1 | 0 | 0 | 1
214 | Building Envelope | Window | Energy Star windows | Institutional | Existing | CinEgsld214 | 1 | 0.91163 | 9670.5729 | 0 | GSLD | 20 | 1 | 1 | 1 | 1 | 1 | 1 | 1 | 1 | 1 | 1 | 1 | 1 | 580.2344 | 0 | 94512.3194 | 0 | 0 | 0 | 1 | 0 | 0 | 1
214 | Building Envelope | Window | Energy Star windows | Institutional | New | CinNgsld214 | 1 | 0.91163 | 9670.5729 | 0 | GSLD | 20 | 1 | 1 | 1 | 1 | 1 | 1 | 1 | 1 | 1 | 1 | 1 | 1 | 580.2344 | 0 | 94512.3194 | 0 | 0 | 0 | 1 | 0 | 0 | 1
214 | Building Envelope | Window | Energy Star windows | Lodging/Hospitality | Existing | CloEgsld214 | 1 | 1.2722 | 7153.0621 | 0 | GSLD | 20 | 1 | 1 | 1 | 1 | 1 | 1 | 1 | 1 | 1 | 1 | 1 | 1 | 429.1837 | 0 | 42883.8804 | 0 | 0 | 0 | 1 | 0 | 0 | 1
214 | Building Envelope | Window | Energy Star windows | Lodging/Hospitality | New | CloNgsld214 | 1 | 1.2722 | 7153.0621 | 0 | GSLD | 20 | 1 | 1 | 1 | 1 | 1 | 1 | 1 | 1 | 1 | 1 | 1 | 1 | 429.1837 | 0 | 42883.8804 | 0 | 0 | 0 | 1 | 0 | 0 | 1
214 | Building Envelope | Window | Energy Star windows | Miscellaneous | Existing | CmiEgsld214 | 1 | 12.3638 | 8429.5592 | 0 | GSLD | 20 | 1 | 1 | 1 | 1 | 1 | 1 | 1 | 1 | 1 | 1 | 1 | 1 | 505.7736 | 0 | 86304.1806 | 0 | 0 | 0 | 1 | 0 | 0 | 1
214 | Building Envelope | Window | Energy Star windows | Miscellaneous | New | CmiNgsld214 | 1 | 12.3638 | 8429.5592 | 0 | GSLD | 20 | 1 | 1 | 1 | 1 | 1 | 1 | 1 | 1 | 1 | 1 | 1 | 1 | 505.7736 | 0 | 86304.1806 | 0 | 0 | 0 | 1 | 0 | 0 | 1
214 | Building Envelope | Window | Energy Star windows | Offices | Existing | CofEgsld214 | 1 | 11.1999 | 7918.6684 | 0 | GSLD | 20 | 1 | 1 | 1 | 1 | 1 | 1 | 1 | 1 | 1 | 1 | 1 | 1 | 475.1201 | 0 | 35711.7825 | 0 | 0 | 0 | 1 | 0 | 0 | 1
214 | Building Envelope | Window | Energy Star windows | Offices | New | CofNgsld214 | 1 | 11.1999 | 7918.6684 | 0 | GSLD | 20 | 1 | 1 | 1 | 1 | 1 | 1 | 1 | 1 | 1 | 1 | 1 | 1 | 475.1201 | 0 | 35711.7825 | 0 | 0 | 0 | 1 | 0 | 0 | 1
214 | Building Envelope | Window | Energy Star windows | Restaurants | Existing | CreEgsld214 | 1 | 3.1914 | 7678.9728 | 0 | GSLD | 20 | 1 | 1 | 1 | 1 | 1 | 1 | 1 | 1 | 1 | 1 | 1 | 1 | 460.7384 | 0 | 13765.4342 | 0 | 0 | 0 | 1 | 0 | 0 | 1
214 | Building Envelope | Window | Energy Star windows | Restaurants | New | CreNgsld214 | 1 | 3.1914 | 7678.9728 | 0 | GSLD | 20 | 1 | 1 | 1 | 1 | 1 | 1 | 1 | 1 | 1 | 1 | 1 | 1 | 460.7384 | 0 | 13765.4342 | 0 | 0 | 0 | 1 | 0 | 0 | 1
214 | Building Envelope | Window | Energy Star windows | Retail | Existing | CrtEgsld214 | 1 | 7.8303 | 6439.5638 | 0 | GSLD | 20 | 1 | 1 | 1 | 1 | 1 | 1 | 1 | 1 | 1 | 1 | 1 | 1 | 386.3738 | 0 | 37107.5359 | 0 | 0 | 0 | 1 | 0 | 0 | 1
214 | Building Envelope | Window | Energy Star windows | Retail | New | CrtNgsld214 | 1 | 7.8303 | 6439.5638 | 0 | GSLD | 20 | 1 | 1 | 1 | 1 | 1 | 1 | 1 | 1 | 1 | 1 | 1 | 1 | 386.3738 | 0 | 37107.5359 | 0 | 0 | 0 | 1 | 0 | 0 | 1
214 | Building Envelope | Window | Energy Star windows | Schools K-12 | Existing | CscEgsld214 | 1 | 6.8663 | 6016.4264 | 0 | GSLD | 20 | 1 | 1 | 1 | 1 | 1 | 1 | 1 | 1 | 1 | 1 | 1 | 1 | 360.9856 | 0 | 23488.6907 | 0 | 0 | 0 | 1 | 0 | 0 | 1
214 | Building Envelope | Window | Energy Star windows | Schools K-12 | New | CscNgsld214 | 1 | 6.8663 | 6016.4264 | 0 | GSLD | 20 | 1 | 1 | 1 | 1 | 1 | 1 | 1 | 1 | 1 | 1 | 1 | 1 | 360.9856 | 0 | 23488.6907 | 0 | 0 | 0 | 1 | 0 | 0 | 1
214 | Building Envelope | Window | Energy Star windows | Warehouse | Existing | CwaEgsld214 | 1 | 9.6764 | 7249.9056 | 0 | GSLD | 20 | 1 | 1 | 1 | 1 | 1 | 1 | 1 | 1 | 1 | 1 | 1 | 1 | 434.9943 | 0 | 116242.9532 | 0 | 0 | 0 | 1 | 0 | 0 | 1
214 | Building Envelope | Window | Energy Star windows | Warehouse | New | CwaNgsld214 | 1 | 9.6764 | 7249.9056 | 0 | GSLD | 20 | 1 | 1 | 1 | 1 | 1 | 1 | 1 | 1 | 1 | 1 | 1 | 1 | 434.9943 | 0 | 116242.9532 | 0 | 0 | 0 | 1 | 0 | 0 | 1
215 | Building Envelope | Window | Window shade film | Assembly | Existing | CasEgsld215 | 1 | 0 | 3002.444 | 0 | GSLD | 10 | 1 | 1 | 1 | 1 | 1 | 1 | 1 | 1 | 1 | 1 | 1 | 1 | 180.1466 | 0 | 16740.0266 | 0 | 0 | 0 | 1 | 0 | 0 | 1
215 | Building Envelope | Window | Window shade film | Assembly | New | CasNgsld215 | 1 | 0 | 3002.444 | 0 | GSLD | 10 | 1 | 1 | 1 | 1 | 1 | 1 | 1 | 1 | 1 | 1 | 1 | 1 | 180.1466 | 0 | 16740.0266 | 0 | 0 | 0 | 1 | 0 | 0 | 1
215 | Building Envelope | Window | Window shade film | College and University | Existing | CcoEgsld215 | 1 | 0 | 4932.1338 | 0 | GSLD | 10 | 1 | 1 | 1 | 1 | 1 | 1 | 1 | 1 | 1 | 1 | 1 | 1 | 295.928 | 0 | 36678.6173 | 0 | 0 | 0 | 1 | 0 | 0 | 1
215 | Building Envelope | Window | Window shade film | College and University | New | CcoNgsld215 | 1 | 0 | 4932.1338 | 0 | GSLD | 10 | 1 | 1 | 1 | 1 | 1 | 1 | 1 | 1 | 1 | 1 | 1 | 1 | 295.928 | 0 | 36678.6173 | 0 | 0 | 0 | 1 | 0 | 0 | 1
215 | Building Envelope | Window | Window shade film | Data Center | Existing | CdaEgsld215 | 1 | 0 | 4932.1338 | 0 | GSLD | 10 | 1 | 1 | 1 | 1 | 1 | 1 | 1 | 1 | 1 | 1 | 1 | 1 | 295.928 | 0 | 103018.7496 | 0 | 0 | 0 | 1 | 0 | 0 | 1
215 | Building Envelope | Window | Window shade film | Data Center | New | CdaNgsld215 | 1 | 0 | 4932.1338 | 0 | GSLD | 10 | 1 | 1 | 1 | 1 | 1 | 1 | 1 | 1 | 1 | 1 | 1 | 1 | 295.928 | 0 | 103018.7496 | 0 | 0 | 0 | 1 | 0 | 0 | 1
215 | Building Envelope | Window | Window shade film | Grocery | Existing | CgrEgsld215 | 1 | 0 | 3526.3542 | 0 | GSLD | 10 | 1 | 1 | 1 | 1 | 1 | 1 | 1 | 1 | 1 | 1 | 1 | 1 | 211.5813 | 0 | 6079.2177 | 0 | 0 | 0 | 1 | 0 | 0 | 1
215 | Building Envelope | Window | Window shade film | Grocery | New | CgrNgsld215 | 1 | 0 | 3526.3542 | 0 | GSLD | 10 | 1 | 1 | 1 | 1 | 1 | 1 | 1 | 1 | 1 | 1 | 1 | 1 | 211.5813 | 0 | 6079.2177 | 0 | 0 | 0 | 1 | 0 | 0 | 1
215 | Building Envelope | Window | Window shade film | Healthcare | Existing | CheEgsld215 | 1 | 0 | 4932.1338 | 0 | GSLD | 10 | 1 | 1 | 1 | 1 | 1 | 1 | 1 | 1 | 1 | 1 | 1 | 1 | 295.928 | 0 | 9489.0643 | 0 | 0 | 0 | 1 | 0 | 0 | 1
215 | Building Envelope | Window | Window shade film | Healthcare | New | CheNgsld215 | 1 | 0 | 4932.1338 | 0 | GSLD | 10 | 1 | 1 | 1 | 1 | 1 | 1 | 1 | 1 | 1 | 1 | 1 | 1 | 295.928 | 0 | 9489.0643 | 0 | 0 | 0 | 1 | 0 | 0 | 1
215 | Building Envelope | Window | Window shade film | Hospitals | Existing | ChoEgsld215 | 1 | 0 | 4932.1338 | 0 | GSLD | 10 | 1 | 1 | 1 | 1 | 1 | 1 | 1 | 1 | 1 | 1 | 1 | 1 | 295.928 | 0 | 198169.1066 | 0 | 0 | 0 | 1 | 0 | 0 | 1
215 | Building Envelope | Window | Window shade film | Hospitals | New | ChoNgsld215 | 1 | 0 | 4932.1338 | 0 | GSLD | 10 | 1 | 1 | 1 | 1 | 1 | 1 | 1 | 1 | 1 | 1 | 1 | 1 | 295.928 | 0 | 198169.1066 | 0 | 0 | 0 | 1 | 0 | 0 | 1
215 | Building Envelope | Window | Window shade film | Institutional | Existing | CinEgsld215 | 1 | 0 | 4932.1338 | 0 | GSLD | 10 | 1 | 1 | 1 | 1 | 1 | 1 | 1 | 1 | 1 | 1 | 1 | 1 | 295.928 | 0 | 46812.1084 | 0 | 0 | 0 | 1 | 0 | 0 | 1
215 | Building Envelope | Window | Window shade film | Institutional | New | CinNgsld215 | 1 | 0 | 4932.1338 | 0 | GSLD | 10 | 1 | 1 | 1 | 1 | 1 | 1 | 1 | 1 | 1 | 1 | 1 | 1 | 295.928 | 0 | 46812.1084 | 0 | 0 | 0 | 1 | 0 | 0 | 1
215 | Building Envelope | Window | Window shade film | Lodging/Hospitality | Existing | CloEgsld215 | 1 | 0 | 5221.6594 | 0 | GSLD | 10 | 1 | 1 | 1 | 1 | 1 | 1 | 1 | 1 | 1 | 1 | 1 | 1 | 313.2996 | 0 | 49098.594 | 0 | 0 | 0 | 1 | 0 | 0 | 1
215 | Building Envelope | Window | Window shade film | Lodging/Hospitality | New | CloNgsld215 | 1 | 0 | 5221.6594 | 0 | GSLD | 10 | 1 | 1 | 1 | 1 | 1 | 1 | 1 | 1 | 1 | 1 | 1 | 1 | 313.2996 | 0 | 49098.594 | 0 | 0 | 0 | 1 | 0 | 0 | 1
215 | Building Envelope | Window | Window shade film | Miscellaneous | Existing | CmiEgsld215 | 1 | 0 | 3002.444 | 0 | GSLD | 10 | 1 | 1 | 1 | 1 | 1 | 1 | 1 | 1 | 1 | 1 | 1 | 1 | 180.1466 | 0 | 69238.6003 | 0 | 0 | 0 | 1 | 0 | 0 | 1
215 | Building Envelope | Window | Window shade film | Miscellaneous | New | CmiNgsld215 | 1 | 0 | 3002.444 | 0 | GSLD | 10 | 1 | 1 | 1 | 1 | 1 | 1 | 1 | 1 | 1 | 1 | 1 | 1 | 180.1466 | 0 | 69238.6003 | 0 | 0 | 0 | 1 | 0 | 0 | 1
215 | Building Envelope | Window | Window shade film | Offices | Existing | CofEgsld215 | 1 | 0 | 3002.444 | 0 | GSLD | 10 | 1 | 1 | 1 | 1 | 1 | 1 | 1 | 1 | 1 | 1 | 1 | 1 | 180.1466 | 0 | 19485.6872 | 0 | 0 | 0 | 1 | 0 | 0 | 1
215 | Building Envelope | Window | Window shade film | Offices | New | CofNgsld215 | 1 | 0 | 3002.444 | 0 | GSLD | 10 | 1 | 1 | 1 | 1 | 1 | 1 | 1 | 1 | 1 | 1 | 1 | 1 | 180.1466 | 0 | 19485.6872 | 0 | 0 | 0 | 1 | 0 | 0 | 1
215 | Building Envelope | Window | Window shade film | Restaurants | Existing | CreEgsld215 | 1 | 0 | 3526.3542 | 0 | GSLD | 10 | 1 | 1 | 1 | 1 | 1 | 1 | 1 | 1 | 1 | 1 | 1 | 1 | 211.5813 | 0 | 3925.2918 | 0 | 0 | 0 | 1 | 0 | 0 | 1
215 | Building Envelope | Window | Window shade film | Restaurants | New | CreNgsld215 | 1 | 0 | 3526.3542 | 0 | GSLD | 10 | 1 | 1 | 1 | 1 | 1 | 1 | 1 | 1 | 1 | 1 | 1 | 1 | 211.5813 | 0 | 3925.2918 | 0 | 0 | 0 | 1 | 0 | 0 | 1
215 | Building Envelope | Window | Window shade film | Retail | Existing | CrtEgsld215 | 1 | 0 | 3002.444 | 0 | GSLD | 10 | 1 | 1 | 1 | 1 | 1 | 1 | 1 | 1 | 1 | 1 | 1 | 1 | 180.1466 | 0 | 17796.0677 | 0 | 0 | 0 | 1 | 0 | 0 | 1
215 | Building Envelope | Window | Window shade film | Retail | New | CrtNgsld215 | 1 | 0 | 3002.444 | 0 | GSLD | 10 | 1 | 1 | 1 | 1 | 1 | 1 | 1 | 1 | 1 | 1 | 1 | 1 | 180.1466 | 0 | 17796.0677 | 0 | 0 | 0 | 1 | 0 | 0 | 1
215 | Building Envelope | Window | Window shade film | Schools K-12 | Existing | CscEgsld215 | 1 | 0 | 3002.444 | 0 | GSLD | 10 | 1 | 1 | 1 | 1 | 1 | 1 | 1 | 1 | 1 | 1 | 1 | 1 | 180.1466 | 0 | 30449.2556 | 0 | 0 | 0 | 1 | 0 | 0 | 1
215 | Building Envelope | Window | Window shade film | Schools K-12 | New | CscNgsld215 | 1 | 0 | 3002.444 | 0 | GSLD | 10 | 1 | 1 | 1 | 1 | 1 | 1 | 1 | 1 | 1 | 1 | 1 | 1 | 180.1466 | 0 | 30449.2556 | 0 | 0 | 0 | 1 | 0 | 0 | 1
215 | Building Envelope | Window | Window shade film | Warehouse | Existing | CwaEgsld215 | 1 | 0 | 3002.444 | 0 | GSLD | 10 | 1 | 1 | 1 | 1 | 1 | 1 | 1 | 1 | 1 | 1 | 1 | 1 | 180.1466 | 0 | 66781.181 | 0 | 0 | 0 | 1 | 0 | 0 | 1
215 | Building Envelope | Window | Window shade film | Warehouse | New | CwaNgsld215 | 1 | 0 | 3002.444 | 0 | GSLD | 10 | 1 | 1 | 1 | 1 | 1 | 1 | 1 | 1 | 1 | 1 | 1 | 1 | 180.1466 | 0 | 66781.181 | 0 | 0 | 0 | 1 | 0 | 0 | 1
301 | HVAC | Chiller | Chilled Water Reset | Assembly | Existing | CasEgsld301 | 1 | 0 | 3002.444 | 0 | GSLD | 10 | 1.0063 | 0.98564 | 1.0265 | 1.0441 | 1.0994 | 1.0901 | 1.0679 | 1.0965 | 1.0642 | 1.0547 | 1.0277 | 1.0297 | 150.9725 | 0 | 714.73 | 0 | 0 | 0 | 1 | 0 | 0 | 1.0494
301 | HVAC | Chiller | Chilled Water Reset | Assembly | New | CasNgsld301 | 1 | 0 | 3002.444 | 0 | GSLD | 10 | 1.0063 | 0.98564 | 1.0265 | 1.0441 | 1.0994 | 1.0901 | 1.0679 | 1.0965 | 1.0642 | 1.0547 | 1.0277 | 1.0297 | 150.9725 | 0 | 714.73 | 0 | 0 | 0 | 1 | 0 | 0 | 1.0494
301 | HVAC | Chiller | Chilled Water Reset | College and University | Existing | CcoEgsld301 | 1 | 0 | 4932.1338 | 0 | GSLD | 10 | 1.0063 | 0.98564 | 1.0265 | 1.0441 | 1.0994 | 1.0901 | 1.0679 | 1.0965 | 1.0642 | 1.0547 | 1.0277 | 1.0297 | 248.0035 | 0 | 750.2959 | 0 | 0 | 0 | 1 | 0 | 0 | 1.0494
301 | HVAC | Chiller | Chilled Water Reset | College and University | New | CcoNgsld301 | 1 | 0 | 4932.1338 | 0 | GSLD | 10 | 1.0063 | 0.98564 | 1.0265 | 1.0441 | 1.0994 | 1.0901 | 1.0679 | 1.0965 | 1.0642 | 1.0547 | 1.0277 | 1.0297 | 248.0035 | 0 | 750.2959 | 0 | 0 | 0 | 1 | 0 | 0 | 1.0494
301 | HVAC | Chiller | Chilled Water Reset | Data Center | Existing | CdaEgsld301 | 1 | 0 | 4932.1338 | 0 | GSLD | 10 | 1.0063 | 0.98564 | 1.0265 | 1.0441 | 1.0994 | 1.0901 | 1.0679 | 1.0965 | 1.0642 | 1.0547 | 1.0277 | 1.0297 | 248.0035 | 0 | 175.1243 | 0 | 0 | 0 | 1 | 0 | 0 | 1.0494
301 | HVAC | Chiller | Chilled Water Reset | Data Center | New | CdaNgsld301 | 1 | 0 | 4932.1338 | 0 | GSLD | 10 | 1.0063 | 0.98564 | 1.0265 | 1.0441 | 1.0994 | 1.0901 | 1.0679 | 1.0965 | 1.0642 | 1.0547 | 1.0277 | 1.0297 | 248.0035 | 0 | 175.1243 | 0 | 0 | 0 | 1 | 0 | 0 | 1.0494
301 | HVAC | Chiller | Chilled Water Reset | Grocery | Existing | CgrEgsld301 | 1 | 0 | 3526.3542 | 0 | GSLD | 10 | 1.0063 | 0.98564 | 1.0265 | 1.0441 | 1.0994 | 1.0901 | 1.0679 | 1.0965 | 1.0642 | 1.0547 | 1.0277 | 1.0297 | 177.3164 | 0 | 4912.7954 | 0 | 0 | 0 | 1 | 0 | 0 | 1.0494
301 | HVAC | Chiller | Chilled Water Reset | Grocery | New | CgrNgsld301 | 1 | 0 | 3526.3542 | 0 | GSLD | 10 | 1.0063 | 0.98564 | 1.0265 | 1.0441 | 1.0994 | 1.0901 | 1.0679 | 1.0965 | 1.0642 | 1.0547 | 1.0277 | 1.0297 | 177.3164 | 0 | 4912.7954 | 0 | 0 | 0 | 1 | 0 | 0 | 1.0494
301 | HVAC | Chiller | Chilled Water Reset | Healthcare | Existing | CheEgsld301 | 1 | 0 | 4932.1338 | 0 | GSLD | 10 | 1.0063 | 0.98564 | 1.0265 | 1.0441 | 1.0994 | 1.0901 | 1.0679 | 1.0965 | 1.0642 | 1.0547 | 1.0277 | 1.0297 | 248.0035 | 0 | 1919.8632 | 0 | 0 | 0 | 1 | 0 | 0 | 1.0494
301 | HVAC | Chiller | Chilled Water Reset | Healthcare | New | CheNgsld301 | 1 | 0 | 4932.1338 | 0 | GSLD | 10 | 1.0063 | 0.98564 | 1.0265 | 1.0441 | 1.0994 | 1.0901 | 1.0679 | 1.0965 | 1.0642 | 1.0547 | 1.0277 | 1.0297 | 248.0035 | 0 | 1919.8632 | 0 | 0 | 0 | 1 | 0 | 0 | 1.0494
301 | HVAC | Chiller | Chilled Water Reset | Hospitals | Existing | ChoEgsld301 | 1 | 0 | 4932.1338 | 0 | GSLD | 10 | 1.0063 | 0.98564 | 1.0265 | 1.0441 | 1.0994 | 1.0901 | 1.0679 | 1.0965 | 1.0642 | 1.0547 | 1.0277 | 1.0297 | 248.0035 | 0 | 97.0506 | 0 | 0 | 0 | 1 | 0 | 0 | 1.0494
301 | HVAC | Chiller | Chilled Water Reset | Hospitals | New | ChoNgsld301 | 1 | 0 | 4932.1338 | 0 | GSLD | 10 | 1.0063 | 0.98564 | 1.0265 | 1.0441 | 1.0994 | 1.0901 | 1.0679 | 1.0965 | 1.0642 | 1.0547 | 1.0277 | 1.0297 | 248.0035 | 0 | 97.0506 | 0 | 0 | 0 | 1 | 0 | 0 | 1.0494
301 | HVAC | Chiller | Chilled Water Reset | Institutional | Existing | CinEgsld301 | 1 | 0 | 4932.1338 | 0 | GSLD | 10 | 1.0063 | 0.98564 | 1.0265 | 1.0441 | 1.0994 | 1.0901 | 1.0679 | 1.0965 | 1.0642 | 1.0547 | 1.0277 | 1.0297 | 248.0035 | 0 | 1469.9724 | 0 | 0 | 0 | 1 | 0 | 0 | 1.0494
301 | HVAC | Chiller | Chilled Water Reset | Institutional | New | CinNgsld301 | 1 | 0 | 4932.1338 | 0 | GSLD | 10 | 1.0063 | 0.98564 | 1.0265 | 1.0441 | 1.0994 | 1.0901 | 1.0679 | 1.0965 | 1.0642 | 1.0547 | 1.0277 | 1.0297 | 248.0035 | 0 | 1469.9724 | 0 | 0 | 0 | 1 | 0 | 0 | 1.0494
301 | HVAC | Chiller | Chilled Water Reset | Lodging/Hospitality | Existing | CloEgsld301 | 1 | 0 | 5221.6594 | 0 | GSLD | 10 | 1.0063 | 0.98564 | 1.0265 | 1.0441 | 1.0994 | 1.0901 | 1.0679 | 1.0965 | 1.0642 | 1.0547 | 1.0277 | 1.0297 | 262.5618 | 0 | 446.0388 | 0 | 0 | 0 | 1 | 0 | 0 | 1.0494
301 | HVAC | Chiller | Chilled Water Reset | Lodging/Hospitality | New | CloNgsld301 | 1 | 0 | 5221.6594 | 0 | GSLD | 10 | 1.0063 | 0.98564 | 1.0265 | 1.0441 | 1.0994 | 1.0901 | 1.0679 | 1.0965 | 1.0642 | 1.0547 | 1.0277 | 1.0297 | 262.5618 | 0 | 446.0388 | 0 | 0 | 0 | 1 | 0 | 0 | 1.0494
301 | HVAC | Chiller | Chilled Water Reset | Miscellaneous | Existing | CmiEgsld301 | 1 | 0 | 3002.444 | 0 | GSLD | 10 | 1.0063 | 0.98564 | 1.0265 | 1.0441 | 1.0994 | 1.0901 | 1.0679 | 1.0965 | 1.0642 | 1.0547 | 1.0277 | 1.0297 | 150.9725 | 0 | 329.5095 | 0 | 0 | 0 | 1 | 0 | 0 | 1.0494
301 | HVAC | Chiller | Chilled Water Reset | Miscellaneous | New | CmiNgsld301 | 1 | 0 | 3002.444 | 0 | GSLD | 10 | 1.0063 | 0.98564 | 1.0265 | 1.0441 | 1.0994 | 1.0901 | 1.0679 | 1.0965 | 1.0642 | 1.0547 | 1.0277 | 1.0297 | 150.9725 | 0 | 329.5095 | 0 | 0 | 0 | 1 | 0 | 0 | 1.0494
301 | HVAC | Chiller | Chilled Water Reset | Offices | Existing | CofEgsld301 | 1 | 0 | 3002.444 | 0 | GSLD | 10 | 1.0063 | 0.98564 | 1.0265 | 1.0441 | 1.0994 | 1.0901 | 1.0679 | 1.0965 | 1.0642 | 1.0547 | 1.0277 | 1.0297 | 150.9725 | 0 | 628.4737 | 0 | 0 | 0 | 1 | 0 | 0 | 1.0494
301 | HVAC | Chiller | Chilled Water Reset | Offices | New | CofNgsld301 | 1 | 0 | 3002.444 | 0 | GSLD | 10 | 1.0063 | 0.98564 | 1.0265 | 1.0441 | 1.0994 | 1.0901 | 1.0679 | 1.0965 | 1.0642 | 1.0547 | 1.0277 | 1.0297 | 150.9725 | 0 | 628.4737 | 0 | 0 | 0 | 1 | 0 | 0 | 1.0494
301 | HVAC | Chiller | Chilled Water Reset | Restaurants | Existing | CreEgsld301 | 1 | 0 | 3526.3542 | 0 | GSLD | 10 | 1.0063 | 0.98564 | 1.0265 | 1.0441 | 1.0994 | 1.0901 | 1.0679 | 1.0965 | 1.0642 | 1.0547 | 1.0277 | 1.0297 | 177.3164 | 0 | 2621.7984 | 0 | 0 | 0 | 1 | 0 | 0 | 1.0494
301 | HVAC | Chiller | Chilled Water Reset | Restaurants | New | CreNgsld301 | 1 | 0 | 3526.3542 | 0 | GSLD | 10 | 1.0063 | 0.98564 | 1.0265 | 1.0441 | 1.0994 | 1.0901 | 1.0679 | 1.0965 | 1.0642 | 1.0547 | 1.0277 | 1.0297 | 177.3164 | 0 | 2621.7984 | 0 | 0 | 0 | 1 | 0 | 0 | 1.0494
301 | HVAC | Chiller | Chilled Water Reset | Retail | Existing | CrtEgsld301 | 1 | 0 | 3002.444 | 0 | GSLD | 10 | 1.0063 | 0.98564 | 1.0265 | 1.0441 | 1.0994 | 1.0901 | 1.0679 | 1.0965 | 1.0642 | 1.0547 | 1.0277 | 1.0297 | 150.9725 | 0 | 477.375 | 0 | 0 | 0 | 1 | 0 | 0 | 1.0494
301 | HVAC | Chiller | Chilled Water Reset | Retail | New | CrtNgsld301 | 1 | 0 | 3002.444 | 0 | GSLD | 10 | 1.0063 | 0.98564 | 1.0265 | 1.0441 | 1.0994 | 1.0901 | 1.0679 | 1.0965 | 1.0642 | 1.0547 | 1.0277 | 1.0297 | 150.9725 | 0 | 477.375 | 0 | 0 | 0 | 1 | 0 | 0 | 1.0494
301 | HVAC | Chiller | Chilled Water Reset | Schools K-12 | Existing | CscEgsld301 | 1 | 0 | 3002.444 | 0 | GSLD | 10 | 1.0063 | 0.98564 | 1.0265 | 1.0441 | 1.0994 | 1.0901 | 1.0679 | 1.0965 | 1.0642 | 1.0547 | 1.0277 | 1.0297 | 150.9725 | 0 | 336.3854 | 0 | 0 | 0 | 1 | 0 | 0 | 1.0494
301 | HVAC | Chiller | Chilled Water Reset | Schools K-12 | New | CscNgsld301 | 1 | 0 | 3002.444 | 0 | GSLD | 10 | 1.0063 | 0.98564 | 1.0265 | 1.0441 | 1.0994 | 1.0901 | 1.0679 | 1.0965 | 1.0642 | 1.0547 | 1.0277 | 1.0297 | 150.9725 | 0 | 336.3854 | 0 | 0 | 0 | 1 | 0 | 0 | 1.0494
301 | HVAC | Chiller | Chilled Water Reset | Warehouse | Existing | CwaEgsld301 | 1 | 0 | 3002.444 | 0 | GSLD | 10 | 1.0063 | 0.98564 | 1.0265 | 1.0441 | 1.0994 | 1.0901 | 1.0679 | 1.0965 | 1.0642 | 1.0547 | 1.0277 | 1.0297 | 150.9725 | 0 | 562.5223 | 0 | 0 | 0 | 1 | 0 | 0 | 1.0494
301 | HVAC | Chiller | Chilled Water Reset | Warehouse | New | CwaNgsld301 | 1 | 0 | 3002.444 | 0 | GSLD | 10 | 1.0063 | 0.98564 | 1.0265 | 1.0441 | 1.0994 | 1.0901 | 1.0679 | 1.0965 | 1.0642 | 1.0547 | 1.0277 | 1.0297 | 150.9725 | 0 | 562.5223 | 0 | 0 | 0 | 1 | 0 | 0 | 1.0494
302 | HVAC | Chiller | Chiller maintenance | Assembly | Existing | CasEgsld302 | 1 | 0.0054872 | 873.8203 | 0 | GSLD | 5 | 1.0063 | 0.98564 | 1.0265 | 1.0441 | 1.0994 | 1.0901 | 1.0679 | 1.0965 | 1.0642 | 1.0547 | 1.0277 | 1.0297 | 43.9385 | 0 | 128.2048 | 0 | 0 | 0 | 1 | 0 | 0 | 1.0494
302 | HVAC | Chiller | Chiller maintenance | College and University | Existing | CcoEgsld302 | 1 | 0.0054872 | 873.8203 | 0 | GSLD | 5 | 1.0063 | 0.98564 | 1.0265 | 1.0441 | 1.0994 | 1.0901 | 1.0679 | 1.0965 | 1.0642 | 1.0547 | 1.0277 | 1.0297 | 43.9385 | 0 | 128.2053 | 0 | 0 | 0 | 1 | 0 | 0 | 1.0494
302 | HVAC | Chiller | Chiller maintenance | Data Center | Existing | CdaEgsld302 | 1 | 0.0054872 | 873.8203 | 0 | GSLD | 5 | 1.0063 | 0.98564 | 1.0265 | 1.0441 | 1.0994 | 1.0901 | 1.0679 | 1.0965 | 1.0642 | 1.0547 | 1.0277 | 1.0297 | 43.9385 | 0 | 128.2048 | 0 | 0 | 0 | 1 | 0 | 0 | 1.0494
302 | HVAC | Chiller | Chiller maintenance | Grocery | Existing | CgrEgsld302 | 1 | 0.0054872 | 873.8203 | 0 | GSLD | 5 | 1.0063 | 0.98564 | 1.0265 | 1.0441 | 1.0994 | 1.0901 | 1.0679 | 1.0965 | 1.0642 | 1.0547 | 1.0277 | 1.0297 | 43.9385 | 0 | 128.2051 | 0 | 0 | 0 | 1 | 0 | 0 | 1.0494
302 | HVAC | Chiller | Chiller maintenance | Healthcare | Existing | CheEgsld302 | 1 | 0.0054872 | 873.8203 | 0 | GSLD | 5 | 1.0063 | 0.98564 | 1.0265 | 1.0441 | 1.0994 | 1.0901 | 1.0679 | 1.0965 | 1.0642 | 1.0547 | 1.0277 | 1.0297 | 43.9385 | 0 | 128.2048 | 0 | 0 | 0 | 1 | 0 | 0 | 1.0494
302 | HVAC | Chiller | Chiller maintenance | Hospitals | Existing | ChoEgsld302 | 1 | 0.0054872 | 873.8203 | 0 | GSLD | 5 | 1.0063 | 0.98564 | 1.0265 | 1.0441 | 1.0994 | 1.0901 | 1.0679 | 1.0965 | 1.0642 | 1.0547 | 1.0277 | 1.0297 | 43.9385 | 0 | 128.2051 | 0 | 0 | 0 | 1 | 0 | 0 | 1.0494
302 | HVAC | Chiller | Chiller maintenance | Institutional | Existing | CinEgsld302 | 1 | 0.0054872 | 873.8203 | 0 | GSLD | 5 | 1.0063 | 0.98564 | 1.0265 | 1.0441 | 1.0994 | 1.0901 | 1.0679 | 1.0965 | 1.0642 | 1.0547 | 1.0277 | 1.0297 | 43.9385 | 0 | 128.2066 | 0 | 0 | 0 | 1 | 0 | 0 | 1.0494
302 | HVAC | Chiller | Chiller maintenance | Lodging/Hospitality | Existing | CloEgsld302 | 1 | 0.0054872 | 873.8203 | 0 | GSLD | 5 | 1.0063 | 0.98564 | 1.0265 | 1.0441 | 1.0994 | 1.0901 | 1.0679 | 1.0965 | 1.0642 | 1.0547 | 1.0277 | 1.0297 | 43.9385 | 0 | 128.2051 | 0 | 0 | 0 | 1 | 0 | 0 | 1.0494
302 | HVAC | Chiller | Chiller maintenance | Miscellaneous | Existing | CmiEgsld302 | 1 | 0.0054872 | 873.8203 | 0 | GSLD | 5 | 1.0063 | 0.98564 | 1.0265 | 1.0441 | 1.0994 | 1.0901 | 1.0679 | 1.0965 | 1.0642 | 1.0547 | 1.0277 | 1.0297 | 43.9385 | 0 | 128.2064 | 0 | 0 | 0 | 1 | 0 | 0 | 1.0494
302 | HVAC | Chiller | Chiller maintenance | Offices | Existing | CofEgsld302 | 1 | 0.0054872 | 873.8203 | 0 | GSLD | 5 | 1.0063 | 0.98564 | 1.0265 | 1.0441 | 1.0994 | 1.0901 | 1.0679 | 1.0965 | 1.0642 | 1.0547 | 1.0277 | 1.0297 | 43.9385 | 0 | 128.2055 | 0 | 0 | 0 | 1 | 0 | 0 | 1.0494
302 | HVAC | Chiller | Chiller maintenance | Restaurants | Existing | CreEgsld302 | 1 | 0.0054872 | 873.8203 | 0 | GSLD | 5 | 1.0063 | 0.98564 | 1.0265 | 1.0441 | 1.0994 | 1.0901 | 1.0679 | 1.0965 | 1.0642 | 1.0547 | 1.0277 | 1.0297 | 43.9385 | 0 | 128.2046 | 0 | 0 | 0 | 1 | 0 | 0 | 1.0494
302 | HVAC | Chiller | Chiller maintenance | Retail | Existing | CrtEgsld302 | 1 | 0.0054872 | 873.8203 | 0 | GSLD | 5 | 1.0063 | 0.98564 | 1.0265 | 1.0441 | 1.0994 | 1.0901 | 1.0679 | 1.0965 | 1.0642 | 1.0547 | 1.0277 | 1.0297 | 43.9385 | 0 | 128.2051 | 0 | 0 | 0 | 1 | 0 | 0 | 1.0494
302 | HVAC | Chiller | Chiller maintenance | Schools K-12 | Existing | CscEgsld302 | 1 | 0.0054872 | 873.8203 | 0 | GSLD | 5 | 1.0063 | 0.98564 | 1.0265 | 1.0441 | 1.0994 | 1.0901 | 1.0679 | 1.0965 | 1.0642 | 1.0547 | 1.0277 | 1.0297 | 43.9385 | 0 | 128.2054 | 0 | 0 | 0 | 1 | 0 | 0 | 1.0494
302 | HVAC | Chiller | Chiller maintenance | Warehouse | Existing | CwaEgsld302 | 1 | 0.0054872 | 873.8203 | 0 | GSLD | 5 | 1.0063 | 0.98564 | 1.0265 | 1.0441 | 1.0994 | 1.0901 | 1.0679 | 1.0965 | 1.0642 | 1.0547 | 1.0277 | 1.0297 | 43.9385 | 0 | 128.2047 | 0 | 0 | 0 | 1 | 0 | 0 | 1.0494
303 | HVAC | Chiller | HE Air Cooled Chiller - All Compressor Types - 100 Tons | Assembly | Turnover | CasTgsld303 | 1 | 0 | 3002.444 | 0 | GSLD | 23 | 1 | 1 | 1 | 1 | 1 | 1 | 1 | 1 | 1 | 1 | 1 | 1 | 180.1466 | 0 | 6080.3497 | 0 | 0 | 0 | 1 | 0 | 0 | 1
303 | HVAC | Chiller | HE Air Cooled Chiller - All Compressor Types - 100 Tons | Assembly | New | CasNgsld303 | 1 | 0 | 3002.444 | 0 | GSLD | 23 | 1 | 1 | 1 | 1 | 1 | 1 | 1 | 1 | 1 | 1 | 1 | 1 | 180.1466 | 0 | 6080.3497 | 0 | 0 | 0 | 1 | 0 | 0 | 1
303 | HVAC | Chiller | HE Air Cooled Chiller - All Compressor Types - 100 Tons | College and University | Turnover | CcoTgsld303 | 1 | 0 | 4932.1338 | 0 | GSLD | 23 | 1 | 1 | 1 | 1 | 1 | 1 | 1 | 1 | 1 | 1 | 1 | 1 | 295.928 | 0 | 9002.943 | 0 | 0 | 0 | 1 | 0 | 0 | 1
303 | HVAC | Chiller | HE Air Cooled Chiller - All Compressor Types - 100 Tons | College and University | New | CcoNgsld303 | 1 | 0 | 4932.1338 | 0 | GSLD | 23 | 1 | 1 | 1 | 1 | 1 | 1 | 1 | 1 | 1 | 1 | 1 | 1 | 295.928 | 0 | 9002.943 | 0 | 0 | 0 | 1 | 0 | 0 | 1
303 | HVAC | Chiller | HE Air Cooled Chiller - All Compressor Types - 100 Tons | Data Center | Turnover | CdaTgsld303 | 1 | 0 | 4932.1338 | 0 | GSLD | 23 | 1 | 1 | 1 | 1 | 1 | 1 | 1 | 1 | 1 | 1 | 1 | 1 | 295.928 | 0 | 4844.1022 | 0 | 0 | 0 | 1 | 0 | 0 | 1
303 | HVAC | Chiller | HE Air Cooled Chiller - All Compressor Types - 100 Tons | Data Center | New | CdaNgsld303 | 1 | 0 | 4932.1338 | 0 | GSLD | 23 | 1 | 1 | 1 | 1 | 1 | 1 | 1 | 1 | 1 | 1 | 1 | 1 | 295.928 | 0 | 4844.1022 | 0 | 0 | 0 | 1 | 0 | 0 | 1
303 | HVAC | Chiller | HE Air Cooled Chiller - All Compressor Types - 100 Tons | Grocery | Turnover | CgrTgsld303 | 1 | 0 | 3526.3542 | 0 | GSLD | 23 | 1 | 1 | 1 | 1 | 1 | 1 | 1 | 1 | 1 | 1 | 1 | 1 | 211.5813 | 0 | 12922.7935 | 0 | 0 | 0 | 1 | 0 | 0 | 1
303 | HVAC | Chiller | HE Air Cooled Chiller - All Compressor Types - 100 Tons | Grocery | New | CgrNgsld303 | 1 | 0 | 3526.3542 | 0 | GSLD | 23 | 1 | 1 | 1 | 1 | 1 | 1 | 1 | 1 | 1 | 1 | 1 | 1 | 211.5813 | 0 | 12922.7935 | 0 | 0 | 0 | 1 | 0 | 0 | 1
303 | HVAC | Chiller | HE Air Cooled Chiller - All Compressor Types - 100 Tons | Healthcare | Turnover | CheTgsld303 | 1 | 0 | 4932.1338 | 0 | GSLD | 23 | 1 | 1 | 1 | 1 | 1 | 1 | 1 | 1 | 1 | 1 | 1 | 1 | 295.928 | 0 | 4588.5161 | 0 | 0 | 0 | 1 | 0 | 0 | 1
303 | HVAC | Chiller | HE Air Cooled Chiller - All Compressor Types - 100 Tons | Healthcare | New | CheNgsld303 | 1 | 0 | 4932.1338 | 0 | GSLD | 23 | 1 | 1 | 1 | 1 | 1 | 1 | 1 | 1 | 1 | 1 | 1 | 1 | 295.928 | 0 | 4588.5161 | 0 | 0 | 0 | 1 | 0 | 0 | 1
303 | HVAC | Chiller | HE Air Cooled Chiller - All Compressor Types - 100 Tons | Hospitals | Turnover | ChoTgsld303 | 1 | 0 | 4932.1338 | 0 | GSLD | 23 | 1 | 1 | 1 | 1 | 1 | 1 | 1 | 1 | 1 | 1 | 1 | 1 | 295.928 | 0 | 4844.1022 | 0 | 0 | 0 | 1 | 0 | 0 | 1
303 | HVAC | Chiller | HE Air Cooled Chiller - All Compressor Types - 100 Tons | Hospitals | New | ChoNgsld303 | 1 | 0 | 4932.1338 | 0 | GSLD | 23 | 1 | 1 | 1 | 1 | 1 | 1 | 1 | 1 | 1 | 1 | 1 | 1 | 295.928 | 0 | 4844.1022 | 0 | 0 | 0 | 1 | 0 | 0 | 1
303 | HVAC | Chiller | HE Air Cooled Chiller - All Compressor Types - 100 Tons | Institutional | Turnover | CinTgsld303 | 1 | 0 | 4932.1338 | 0 | GSLD | 23 | 1 | 1 | 1 | 1 | 1 | 1 | 1 | 1 | 1 | 1 | 1 | 1 | 295.928 | 0 | 18476.5729 | 0 | 0 | 0 | 1 | 0 | 0 | 1
303 | HVAC | Chiller | HE Air Cooled Chiller - All Compressor Types - 100 Tons | Institutional | New | CinNgsld303 | 1 | 0 | 4932.1338 | 0 | GSLD | 23 | 1 | 1 | 1 | 1 | 1 | 1 | 1 | 1 | 1 | 1 | 1 | 1 | 295.928 | 0 | 18476.5729 | 0 | 0 | 0 | 1 | 0 | 0 | 1
303 | HVAC | Chiller | HE Air Cooled Chiller - All Compressor Types - 100 Tons | Lodging/Hospitality | Turnover | CloTgsld303 | 1 | 0 | 5221.6594 | 0 | GSLD | 23 | 1 | 1 | 1 | 1 | 1 | 1 | 1 | 1 | 1 | 1 | 1 | 1 | 313.2996 | 0 | 6399.3788 | 0 | 0 | 0 | 1 | 0 | 0 | 1
303 | HVAC | Chiller | HE Air Cooled Chiller - All Compressor Types - 100 Tons | Lodging/Hospitality | New | CloNgsld303 | 1 | 0 | 5221.6594 | 0 | GSLD | 23 | 1 | 1 | 1 | 1 | 1 | 1 | 1 | 1 | 1 | 1 | 1 | 1 | 313.2996 | 0 | 6399.3788 | 0 | 0 | 0 | 1 | 0 | 0 | 1
303 | HVAC | Chiller | HE Air Cooled Chiller - All Compressor Types - 100 Tons | Miscellaneous | Turnover | CmiTgsld303 | 1 | 0 | 3002.444 | 0 | GSLD | 23 | 1 | 1 | 1 | 1 | 1 | 1 | 1 | 1 | 1 | 1 | 1 | 1 | 180.1466 | 0 | 10884.4139 | 0 | 0 | 0 | 1 | 0 | 0 | 1
303 | HVAC | Chiller | HE Air Cooled Chiller - All Compressor Types - 100 Tons | Miscellaneous | New | CmiNgsld303 | 1 | 0 | 3002.444 | 0 | GSLD | 23 | 1 | 1 | 1 | 1 | 1 | 1 | 1 | 1 | 1 | 1 | 1 | 1 | 180.1466 | 0 | 10884.4139 | 0 | 0 | 0 | 1 | 0 | 0 | 1
303 | HVAC | Chiller | HE Air Cooled Chiller - All Compressor Types - 100 Tons | Offices | Turnover | CofTgsld303 | 1 | 0 | 3002.444 | 0 | GSLD | 23 | 1 | 1 | 1 | 1 | 1 | 1 | 1 | 1 | 1 | 1 | 1 | 1 | 180.1466 | 0 | 5401.5076 | 0 | 0 | 0 | 1 | 0 | 0 | 1
303 | HVAC | Chiller | HE Air Cooled Chiller - All Compressor Types - 100 Tons | Offices | New | CofNgsld303 | 1 | 0 | 3002.444 | 0 | GSLD | 23 | 1 | 1 | 1 | 1 | 1 | 1 | 1 | 1 | 1 | 1 | 1 | 1 | 180.1466 | 0 | 5401.5076 | 0 | 0 | 0 | 1 | 0 | 0 | 1
303 | HVAC | Chiller | HE Air Cooled Chiller - All Compressor Types - 100 Tons | Restaurants | Turnover | CreTgsld303 | 1 | 0 | 3526.3542 | 0 | GSLD | 23 | 1 | 1 | 1 | 1 | 1 | 1 | 1 | 1 | 1 | 1 | 1 | 1 | 211.5813 | 0 | 4405.0631 | 0 | 0 | 0 | 1 | 0 | 0 | 1
303 | HVAC | Chiller | HE Air Cooled Chiller - All Compressor Types - 100 Tons | Restaurants | New | CreNgsld303 | 1 | 0 | 3526.3542 | 0 | GSLD | 23 | 1 | 1 | 1 | 1 | 1 | 1 | 1 | 1 | 1 | 1 | 1 | 1 | 211.5813 | 0 | 4405.0631 | 0 | 0 | 0 | 1 | 0 | 0 | 1
303 | HVAC | Chiller | HE Air Cooled Chiller - All Compressor Types - 100 Tons | Retail | Turnover | CrtTgsld303 | 1 | 0 | 3002.444 | 0 | GSLD | 23 | 1 | 1 | 1 | 1 | 1 | 1 | 1 | 1 | 1 | 1 | 1 | 1 | 180.1466 | 0 | 4785.4344 | 0 | 0 | 0 | 1 | 0 | 0 | 1
303 | HVAC | Chiller | HE Air Cooled Chiller - All Compressor Types - 100 Tons | Retail | New | CrtNgsld303 | 1 | 0 | 3002.444 | 0 | GSLD | 23 | 1 | 1 | 1 | 1 | 1 | 1 | 1 | 1 | 1 | 1 | 1 | 1 | 180.1466 | 0 | 4785.4344 | 0 | 0 | 0 | 1 | 0 | 0 | 1
303 | HVAC | Chiller | HE Air Cooled Chiller - All Compressor Types - 100 Tons | Schools K-12 | Turnover | CscTgsld303 | 1 | 0 | 3002.444 | 0 | GSLD | 23 | 1 | 1 | 1 | 1 | 1 | 1 | 1 | 1 | 1 | 1 | 1 | 1 | 180.1466 | 0 | 5504.4227 | 0 | 0 | 0 | 1 | 0 | 0 | 1
303 | HVAC | Chiller | HE Air Cooled Chiller - All Compressor Types - 100 Tons | Schools K-12 | New | CscNgsld303 | 1 | 0 | 3002.444 | 0 | GSLD | 23 | 1 | 1 | 1 | 1 | 1 | 1 | 1 | 1 | 1 | 1 | 1 | 1 | 180.1466 | 0 | 5504.4227 | 0 | 0 | 0 | 1 | 0 | 0 | 1
303 | HVAC | Chiller | HE Air Cooled Chiller - All Compressor Types - 100 Tons | Warehouse | Turnover | CwaTgsld303 | 1 | 0 | 3002.444 | 0 | GSLD | 23 | 1 | 1 | 1 | 1 | 1 | 1 | 1 | 1 | 1 | 1 | 1 | 1 | 180.1466 | 0 | 25090.8781 | 0 | 0 | 0 | 1 | 0 | 0 | 1
303 | HVAC | Chiller | HE Air Cooled Chiller - All Compressor Types - 100 Tons | Warehouse | New | CwaNgsld303 | 1 | 0 | 3002.444 | 0 | GSLD | 23 | 1 | 1 | 1 | 1 | 1 | 1 | 1 | 1 | 1 | 1 | 1 | 1 | 180.1466 | 0 | 25090.8781 | 0 | 0 | 0 | 1 | 0 | 0 | 1
304 | HVAC | Chiller | HE Water Cooled Chiller - Centrifugal Compressor - 200 Tons | Assembly | Turnover | CasTgsld304 | 1 | 0 | 3002.444 | 0 | GSLD | 23 | 1.0063 | 0.98564 | 1.0265 | 1.0441 | 1.0994 | 1.0901 | 1.0679 | 1.0965 | 1.0642 | 1.0547 | 1.0277 | 1.0297 | 180.1466 | 0 | 2234.4262 | 0 | 0 | 0 | 1 | 0 | 0 | 1.0494
304 | HVAC | Chiller | HE Water Cooled Chiller - Centrifugal Compressor - 200 Tons | Assembly | New | CasNgsld304 | 1 | 0 | 3002.444 | 0 | GSLD | 23 | 1.0063 | 0.98564 | 1.0265 | 1.0441 | 1.0994 | 1.0901 | 1.0679 | 1.0965 | 1.0642 | 1.0547 | 1.0277 | 1.0297 | 180.1466 | 0 | 2234.4262 | 0 | 0 | 0 | 1 | 0 | 0 | 1.0494
304 | HVAC | Chiller | HE Water Cooled Chiller - Centrifugal Compressor - 200 Tons | College and University | Turnover | CcoTgsld304 | 1 | 0 | 4932.1338 | 0 | GSLD | 23 | 1.0063 | 0.98564 | 1.0265 | 1.0441 | 1.0994 | 1.0901 | 1.0679 | 1.0965 | 1.0642 | 1.0547 | 1.0277 | 1.0297 | 295.928 | 0 | 3308.4291 | 0 | 0 | 0 | 1 | 0 | 0 | 1.0494
304 | HVAC | Chiller | HE Water Cooled Chiller - Centrifugal Compressor - 200 Tons | College and University | New | CcoNgsld304 | 1 | 0 | 4932.1338 | 0 | GSLD | 23 | 1.0063 | 0.98564 | 1.0265 | 1.0441 | 1.0994 | 1.0901 | 1.0679 | 1.0965 | 1.0642 | 1.0547 | 1.0277 | 1.0297 | 295.928 | 0 | 3308.4291 | 0 | 0 | 0 | 1 | 0 | 0 | 1.0494
304 | HVAC | Chiller | HE Water Cooled Chiller - Centrifugal Compressor - 200 Tons | Data Center | Turnover | CdaTgsld304 | 1 | 0 | 4932.1338 | 0 | GSLD | 23 | 1.0063 | 0.98564 | 1.0265 | 1.0441 | 1.0994 | 1.0901 | 1.0679 | 1.0965 | 1.0642 | 1.0547 | 1.0277 | 1.0297 | 295.928 | 0 | 1780.1259 | 0 | 0 | 0 | 1 | 0 | 0 | 1.0494
304 | HVAC | Chiller | HE Water Cooled Chiller - Centrifugal Compressor - 200 Tons | Data Center | New | CdaNgsld304 | 1 | 0 | 4932.1338 | 0 | GSLD | 23 | 1.0063 | 0.98564 | 1.0265 | 1.0441 | 1.0994 | 1.0901 | 1.0679 | 1.0965 | 1.0642 | 1.0547 | 1.0277 | 1.0297 | 295.928 | 0 | 1780.1259 | 0 | 0 | 0 | 1 | 0 | 0 | 1.0494
304 | HVAC | Chiller | HE Water Cooled Chiller - Centrifugal Compressor - 200 Tons | Grocery | Turnover | CgrTgsld304 | 1 | 0 | 3526.3542 | 0 | GSLD | 23 | 1.0063 | 0.98564 | 1.0265 | 1.0441 | 1.0994 | 1.0901 | 1.0679 | 1.0965 | 1.0642 | 1.0547 | 1.0277 | 1.0297 | 211.5813 | 0 | 4748.9082 | 0 | 0 | 0 | 1 | 0 | 0 | 1.0494
304 | HVAC | Chiller | HE Water Cooled Chiller - Centrifugal Compressor - 200 Tons | Grocery | New | CgrNgsld304 | 1 | 0 | 3526.3542 | 0 | GSLD | 23 | 1.0063 | 0.98564 | 1.0265 | 1.0441 | 1.0994 | 1.0901 | 1.0679 | 1.0965 | 1.0642 | 1.0547 | 1.0277 | 1.0297 | 211.5813 | 0 | 4748.9082 | 0 | 0 | 0 | 1 | 0 | 0 | 1.0494
304 | HVAC | Chiller | HE Water Cooled Chiller - Centrifugal Compressor - 200 Tons | Healthcare | Turnover | CheTgsld304 | 1 | 0 | 4932.1338 | 0 | GSLD | 23 | 1.0063 | 0.98564 | 1.0265 | 1.0441 | 1.0994 | 1.0901 | 1.0679 | 1.0965 | 1.0642 | 1.0547 | 1.0277 | 1.0297 | 295.928 | 0 | 1686.2021 | 0 | 0 | 0 | 1 | 0 | 0 | 1.0494
304 | HVAC | Chiller | HE Water Cooled Chiller - Centrifugal Compressor - 200 Tons | Healthcare | New | CheNgsld304 | 1 | 0 | 4932.1338 | 0 | GSLD | 23 | 1.0063 | 0.98564 | 1.0265 | 1.0441 | 1.0994 | 1.0901 | 1.0679 | 1.0965 | 1.0642 | 1.0547 | 1.0277 | 1.0297 | 295.928 | 0 | 1686.2021 | 0 | 0 | 0 | 1 | 0 | 0 | 1.0494
304 | HVAC | Chiller | HE Water Cooled Chiller - Centrifugal Compressor - 200 Tons | Hospitals | Turnover | ChoTgsld304 | 1 | 0 | 4932.1338 | 0 | GSLD | 23 | 1.0063 | 0.98564 | 1.0265 | 1.0441 | 1.0994 | 1.0901 | 1.0679 | 1.0965 | 1.0642 | 1.0547 | 1.0277 | 1.0297 | 295.928 | 0 | 1780.1259 | 0 | 0 | 0 | 1 | 0 | 0 | 1.0494
304 | HVAC | Chiller | HE Water Cooled Chiller - Centrifugal Compressor - 200 Tons | Hospitals | New | ChoNgsld304 | 1 | 0 | 4932.1338 | 0 | GSLD | 23 | 1.0063 | 0.98564 | 1.0265 | 1.0441 | 1.0994 | 1.0901 | 1.0679 | 1.0965 | 1.0642 | 1.0547 | 1.0277 | 1.0297 | 295.928 | 0 | 1780.1259 | 0 | 0 | 0 | 1 | 0 | 0 | 1.0494
304 | HVAC | Chiller | HE Water Cooled Chiller - Centrifugal Compressor - 200 Tons | Institutional | Turnover | CinTgsld304 | 1 | 0 | 4932.1338 | 0 | GSLD | 23 | 1.0063 | 0.98564 | 1.0265 | 1.0441 | 1.0994 | 1.0901 | 1.0679 | 1.0965 | 1.0642 | 1.0547 | 1.0277 | 1.0297 | 295.928 | 0 | 6789.8239 | 0 | 0 | 0 | 1 | 0 | 0 | 1.0494
304 | HVAC | Chiller | HE Water Cooled Chiller - Centrifugal Compressor - 200 Tons | Institutional | New | CinNgsld304 | 1 | 0 | 4932.1338 | 0 | GSLD | 23 | 1.0063 | 0.98564 | 1.0265 | 1.0441 | 1.0994 | 1.0901 | 1.0679 | 1.0965 | 1.0642 | 1.0547 | 1.0277 | 1.0297 | 295.928 | 0 | 6789.8239 | 0 | 0 | 0 | 1 | 0 | 0 | 1.0494
304 | HVAC | Chiller | HE Water Cooled Chiller - Centrifugal Compressor - 200 Tons | Lodging/Hospitality | Turnover | CloTgsld304 | 1 | 0 | 5221.6594 | 0 | GSLD | 23 | 1.0063 | 0.98564 | 1.0265 | 1.0441 | 1.0994 | 1.0901 | 1.0679 | 1.0965 | 1.0642 | 1.0547 | 1.0277 | 1.0297 | 313.2996 | 0 | 2351.6634 | 0 | 0 | 0 | 1 | 0 | 0 | 1.0494
304 | HVAC | Chiller | HE Water Cooled Chiller - Centrifugal Compressor - 200 Tons | Lodging/Hospitality | New | CloNgsld304 | 1 | 0 | 5221.6594 | 0 | GSLD | 23 | 1.0063 | 0.98564 | 1.0265 | 1.0441 | 1.0994 | 1.0901 | 1.0679 | 1.0965 | 1.0642 | 1.0547 | 1.0277 | 1.0297 | 313.2996 | 0 | 2351.6634 | 0 | 0 | 0 | 1 | 0 | 0 | 1.0494
304 | HVAC | Chiller | HE Water Cooled Chiller - Centrifugal Compressor - 200 Tons | Miscellaneous | Turnover | CmiTgsld304 | 1 | 0 | 3002.444 | 0 | GSLD | 23 | 1.0063 | 0.98564 | 1.0265 | 1.0441 | 1.0994 | 1.0901 | 1.0679 | 1.0965 | 1.0642 | 1.0547 | 1.0277 | 1.0297 | 180.1466 | 0 | 3999.8394 | 0 | 0 | 0 | 1 | 0 | 0 | 1.0494
304 | HVAC | Chiller | HE Water Cooled Chiller - Centrifugal Compressor - 200 Tons | Miscellaneous | New | CmiNgsld304 | 1 | 0 | 3002.444 | 0 | GSLD | 23 | 1.0063 | 0.98564 | 1.0265 | 1.0441 | 1.0994 | 1.0901 | 1.0679 | 1.0965 | 1.0642 | 1.0547 | 1.0277 | 1.0297 | 180.1466 | 0 | 3999.8394 | 0 | 0 | 0 | 1 | 0 | 0 | 1.0494
304 | HVAC | Chiller | HE Water Cooled Chiller - Centrifugal Compressor - 200 Tons | Offices | Turnover | CofTgsld304 | 1 | 0 | 3002.444 | 0 | GSLD | 23 | 1.0063 | 0.98564 | 1.0265 | 1.0441 | 1.0994 | 1.0901 | 1.0679 | 1.0965 | 1.0642 | 1.0547 | 1.0277 | 1.0297 | 180.1466 | 0 | 1984.963 | 0 | 0 | 0 | 1 | 0 | 0 | 1.0494
304 | HVAC | Chiller | HE Water Cooled Chiller - Centrifugal Compressor - 200 Tons | Offices | New | CofNgsld304 | 1 | 0 | 3002.444 | 0 | GSLD | 23 | 1.0063 | 0.98564 | 1.0265 | 1.0441 | 1.0994 | 1.0901 | 1.0679 | 1.0965 | 1.0642 | 1.0547 | 1.0277 | 1.0297 | 180.1466 | 0 | 1984.963 | 0 | 0 | 0 | 1 | 0 | 0 | 1.0494
304 | HVAC | Chiller | HE Water Cooled Chiller - Centrifugal Compressor - 200 Tons | Restaurants | Turnover | CreTgsld304 | 1 | 0 | 3526.3542 | 0 | GSLD | 23 | 1.0063 | 0.98564 | 1.0265 | 1.0441 | 1.0994 | 1.0901 | 1.0679 | 1.0965 | 1.0642 | 1.0547 | 1.0277 | 1.0297 | 211.5813 | 0 | 1618.7858 | 0 | 0 | 0 | 1 | 0 | 0 | 1.0494
304 | HVAC | Chiller | HE Water Cooled Chiller - Centrifugal Compressor - 200 Tons | Restaurants | New | CreNgsld304 | 1 | 0 | 3526.3542 | 0 | GSLD | 23 | 1.0063 | 0.98564 | 1.0265 | 1.0441 | 1.0994 | 1.0901 | 1.0679 | 1.0965 | 1.0642 | 1.0547 | 1.0277 | 1.0297 | 211.5813 | 0 | 1618.7858 | 0 | 0 | 0 | 1 | 0 | 0 | 1.0494
304 | HVAC | Chiller | HE Water Cooled Chiller - Centrifugal Compressor - 200 Tons | Retail | Turnover | CrtTgsld304 | 1 | 0 | 3002.444 | 0 | GSLD | 23 | 1.0063 | 0.98564 | 1.0265 | 1.0441 | 1.0994 | 1.0901 | 1.0679 | 1.0965 | 1.0642 | 1.0547 | 1.0277 | 1.0297 | 180.1466 | 0 | 1758.5664 | 0 | 0 | 0 | 1 | 0 | 0 | 1.0494
304 | HVAC | Chiller | HE Water Cooled Chiller - Centrifugal Compressor - 200 Tons | Retail | New | CrtNgsld304 | 1 | 0 | 3002.444 | 0 | GSLD | 23 | 1.0063 | 0.98564 | 1.0265 | 1.0441 | 1.0994 | 1.0901 | 1.0679 | 1.0965 | 1.0642 | 1.0547 | 1.0277 | 1.0297 | 180.1466 | 0 | 1758.5664 | 0 | 0 | 0 | 1 | 0 | 0 | 1.0494
304 | HVAC | Chiller | HE Water Cooled Chiller - Centrifugal Compressor - 200 Tons | Schools K-12 | Turnover | CscTgsld304 | 1 | 0 | 3002.444 | 0 | GSLD | 23 | 1.0063 | 0.98564 | 1.0265 | 1.0441 | 1.0994 | 1.0901 | 1.0679 | 1.0965 | 1.0642 | 1.0547 | 1.0277 | 1.0297 | 180.1466 | 0 | 2022.7821 | 0 | 0 | 0 | 1 | 0 | 0 | 1.0494
304 | HVAC | Chiller | HE Water Cooled Chiller - Centrifugal Compressor - 200 Tons | Schools K-12 | New | CscNgsld304 | 1 | 0 | 3002.444 | 0 | GSLD | 23 | 1.0063 | 0.98564 | 1.0265 | 1.0441 | 1.0994 | 1.0901 | 1.0679 | 1.0965 | 1.0642 | 1.0547 | 1.0277 | 1.0297 | 180.1466 | 0 | 2022.7821 | 0 | 0 | 0 | 1 | 0 | 0 | 1.0494
304 | HVAC | Chiller | HE Water Cooled Chiller - Centrifugal Compressor - 200 Tons | Warehouse | Turnover | CwaTgsld304 | 1 | 0 | 3002.444 | 0 | GSLD | 23 | 1.0063 | 0.98564 | 1.0265 | 1.0441 | 1.0994 | 1.0901 | 1.0679 | 1.0965 | 1.0642 | 1.0547 | 1.0277 | 1.0297 | 180.1466 | 0 | 9220.4734 | 0 | 0 | 0 | 1 | 0 | 0 | 1.0494
304 | HVAC | Chiller | HE Water Cooled Chiller - Centrifugal Compressor - 200 Tons | Warehouse | New | CwaNgsld304 | 1 | 0 | 3002.444 | 0 | GSLD | 23 | 1.0063 | 0.98564 | 1.0265 | 1.0441 | 1.0994 | 1.0901 | 1.0679 | 1.0965 | 1.0642 | 1.0547 | 1.0277 | 1.0297 | 180.1466 | 0 | 9220.4734 | 0 | 0 | 0 | 1 | 0 | 0 | 1.0494
305 | HVAC | Chiller | HE Water Cooled Chiller - Centrifugal Compressor - 500 Tons | Assembly | Turnover | CasTgsld305 | 1 | 0 | 3002.444 | 0 | GSLD | 23 | 1.0063 | 0.98564 | 1.0265 | 1.0441 | 1.0994 | 1.0901 | 1.0679 | 1.0965 | 1.0642 | 1.0547 | 1.0277 | 1.0297 | 180.1466 | 0 | 1787.9256 | 0 | 0 | 0 | 1 | 0 | 0 | 1.0494
305 | HVAC | Chiller | HE Water Cooled Chiller - Centrifugal Compressor - 500 Tons | Assembly | New | CasNgsld305 | 1 | 0 | 3002.444 | 0 | GSLD | 23 | 1.0063 | 0.98564 | 1.0265 | 1.0441 | 1.0994 | 1.0901 | 1.0679 | 1.0965 | 1.0642 | 1.0547 | 1.0277 | 1.0297 | 180.1466 | 0 | 1787.9256 | 0 | 0 | 0 | 1 | 0 | 0 | 1.0494
305 | HVAC | Chiller | HE Water Cooled Chiller - Centrifugal Compressor - 500 Tons | College and University | Turnover | CcoTgsld305 | 1 | 0 | 4932.1338 | 0 | GSLD | 23 | 1.0063 | 0.98564 | 1.0265 | 1.0441 | 1.0994 | 1.0901 | 1.0679 | 1.0965 | 1.0642 | 1.0547 | 1.0277 | 1.0297 | 295.928 | 0 | 2647.3128 | 0 | 0 | 0 | 1 | 0 | 0 | 1.0494
305 | HVAC | Chiller | HE Water Cooled Chiller - Centrifugal Compressor - 500 Tons | College and University | New | CcoNgsld305 | 1 | 0 | 4932.1338 | 0 | GSLD | 23 | 1.0063 | 0.98564 | 1.0265 | 1.0441 | 1.0994 | 1.0901 | 1.0679 | 1.0965 | 1.0642 | 1.0547 | 1.0277 | 1.0297 | 295.928 | 0 | 2647.3128 | 0 | 0 | 0 | 1 | 0 | 0 | 1.0494
305 | HVAC | Chiller | HE Water Cooled Chiller - Centrifugal Compressor - 500 Tons | Data Center | Turnover | CdaTgsld305 | 1 | 0 | 4932.1338 | 0 | GSLD | 23 | 1.0063 | 0.98564 | 1.0265 | 1.0441 | 1.0994 | 1.0901 | 1.0679 | 1.0965 | 1.0642 | 1.0547 | 1.0277 | 1.0297 | 295.928 | 0 | 1424.4072 | 0 | 0 | 0 | 1 | 0 | 0 | 1.0494
305 | HVAC | Chiller | HE Water Cooled Chiller - Centrifugal Compressor - 500 Tons | Data Center | New | CdaNgsld305 | 1 | 0 | 4932.1338 | 0 | GSLD | 23 | 1.0063 | 0.98564 | 1.0265 | 1.0441 | 1.0994 | 1.0901 | 1.0679 | 1.0965 | 1.0642 | 1.0547 | 1.0277 | 1.0297 | 295.928 | 0 | 1424.4072 | 0 | 0 | 0 | 1 | 0 | 0 | 1.0494
305 | HVAC | Chiller | HE Water Cooled Chiller - Centrifugal Compressor - 500 Tons | Grocery | Turnover | CgrTgsld305 | 1 | 0 | 3526.3542 | 0 | GSLD | 23 | 1.0063 | 0.98564 | 1.0265 | 1.0441 | 1.0994 | 1.0901 | 1.0679 | 1.0965 | 1.0642 | 1.0547 | 1.0277 | 1.0297 | 211.5813 | 0 | 3799.944 | 0 | 0 | 0 | 1 | 0 | 0 | 1.0494
305 | HVAC | Chiller | HE Water Cooled Chiller - Centrifugal Compressor - 500 Tons | Grocery | New | CgrNgsld305 | 1 | 0 | 3526.3542 | 0 | GSLD | 23 | 1.0063 | 0.98564 | 1.0265 | 1.0441 | 1.0994 | 1.0901 | 1.0679 | 1.0965 | 1.0642 | 1.0547 | 1.0277 | 1.0297 | 211.5813 | 0 | 3799.944 | 0 | 0 | 0 | 1 | 0 | 0 | 1.0494
305 | HVAC | Chiller | HE Water Cooled Chiller - Centrifugal Compressor - 500 Tons | Healthcare | Turnover | CheTgsld305 | 1 | 0 | 4932.1338 | 0 | GSLD | 23 | 1.0063 | 0.98564 | 1.0265 | 1.0441 | 1.0994 | 1.0901 | 1.0679 | 1.0965 | 1.0642 | 1.0547 | 1.0277 | 1.0297 | 295.928 | 0 | 1349.252 | 0 | 0 | 0 | 1 | 0 | 0 | 1.0494
305 | HVAC | Chiller | HE Water Cooled Chiller - Centrifugal Compressor - 500 Tons | Healthcare | New | CheNgsld305 | 1 | 0 | 4932.1338 | 0 | GSLD | 23 | 1.0063 | 0.98564 | 1.0265 | 1.0441 | 1.0994 | 1.0901 | 1.0679 | 1.0965 | 1.0642 | 1.0547 | 1.0277 | 1.0297 | 295.928 | 0 | 1349.252 | 0 | 0 | 0 | 1 | 0 | 0 | 1.0494
305 | HVAC | Chiller | HE Water Cooled Chiller - Centrifugal Compressor - 500 Tons | Hospitals | Turnover | ChoTgsld305 | 1 | 0 | 4932.1338 | 0 | GSLD | 23 | 1.0063 | 0.98564 | 1.0265 | 1.0441 | 1.0994 | 1.0901 | 1.0679 | 1.0965 | 1.0642 | 1.0547 | 1.0277 | 1.0297 | 295.928 | 0 | 1424.4072 | 0 | 0 | 0 | 1 | 0 | 0 | 1.0494
305 | HVAC | Chiller | HE Water Cooled Chiller - Centrifugal Compressor - 500 Tons | Hospitals | New | ChoNgsld305 | 1 | 0 | 4932.1338 | 0 | GSLD | 23 | 1.0063 | 0.98564 | 1.0265 | 1.0441 | 1.0994 | 1.0901 | 1.0679 | 1.0965 | 1.0642 | 1.0547 | 1.0277 | 1.0297 | 295.928 | 0 | 1424.4072 | 0 | 0 | 0 | 1 | 0 | 0 | 1.0494
305 | HVAC | Chiller | HE Water Cooled Chiller - Centrifugal Compressor - 500 Tons | Institutional | Turnover | CinTgsld305 | 1 | 0 | 4932.1338 | 0 | GSLD | 23 | 1.0063 | 0.98564 | 1.0265 | 1.0441 | 1.0994 | 1.0901 | 1.0679 | 1.0965 | 1.0642 | 1.0547 | 1.0277 | 1.0297 | 295.928 | 0 | 5433.028 | 0 | 0 | 0 | 1 | 0 | 0 | 1.0494
305 | HVAC | Chiller | HE Water Cooled Chiller - Centrifugal Compressor - 500 Tons | Institutional | New | CinNgsld305 | 1 | 0 | 4932.1338 | 0 | GSLD | 23 | 1.0063 | 0.98564 | 1.0265 | 1.0441 | 1.0994 | 1.0901 | 1.0679 | 1.0965 | 1.0642 | 1.0547 | 1.0277 | 1.0297 | 295.928 | 0 | 5433.028 | 0 | 0 | 0 | 1 | 0 | 0 | 1.0494
305 | HVAC | Chiller | HE Water Cooled Chiller - Centrifugal Compressor - 500 Tons | Lodging/Hospitality | Turnover | CloTgsld305 | 1 | 0 | 5221.6594 | 0 | GSLD | 23 | 1.0063 | 0.98564 | 1.0265 | 1.0441 | 1.0994 | 1.0901 | 1.0679 | 1.0965 | 1.0642 | 1.0547 | 1.0277 | 1.0297 | 313.2996 | 0 | 1881.7356 | 0 | 0 | 0 | 1 | 0 | 0 | 1.0494
305 | HVAC | Chiller | HE Water Cooled Chiller - Centrifugal Compressor - 500 Tons | Lodging/Hospitality | New | CloNgsld305 | 1 | 0 | 5221.6594 | 0 | GSLD | 23 | 1.0063 | 0.98564 | 1.0265 | 1.0441 | 1.0994 | 1.0901 | 1.0679 | 1.0965 | 1.0642 | 1.0547 | 1.0277 | 1.0297 | 313.2996 | 0 | 1881.7356 | 0 | 0 | 0 | 1 | 0 | 0 | 1.0494
305 | HVAC | Chiller | HE Water Cooled Chiller - Centrifugal Compressor - 500 Tons | Miscellaneous | Turnover | CmiTgsld305 | 1 | 0 | 3002.444 | 0 | GSLD | 23 | 1.0063 | 0.98564 | 1.0265 | 1.0441 | 1.0994 | 1.0901 | 1.0679 | 1.0965 | 1.0642 | 1.0547 | 1.0277 | 1.0297 | 180.1466 | 0 | 3200.56 | 0 | 0 | 0 | 1 | 0 | 0 | 1.0494
305 | HVAC | Chiller | HE Water Cooled Chiller - Centrifugal Compressor - 500 Tons | Miscellaneous | New | CmiNgsld305 | 1 | 0 | 3002.444 | 0 | GSLD | 23 | 1.0063 | 0.98564 | 1.0265 | 1.0441 | 1.0994 | 1.0901 | 1.0679 | 1.0965 | 1.0642 | 1.0547 | 1.0277 | 1.0297 | 180.1466 | 0 | 3200.56 | 0 | 0 | 0 | 1 | 0 | 0 | 1.0494
305 | HVAC | Chiller | HE Water Cooled Chiller - Centrifugal Compressor - 500 Tons | Offices | Turnover | CofTgsld305 | 1 | 0 | 3002.444 | 0 | GSLD | 23 | 1.0063 | 0.98564 | 1.0265 | 1.0441 | 1.0994 | 1.0901 | 1.0679 | 1.0965 | 1.0642 | 1.0547 | 1.0277 | 1.0297 | 180.1466 | 0 | 1588.3121 | 0 | 0 | 0 | 1 | 0 | 0 | 1.0494
305 | HVAC | Chiller | HE Water Cooled Chiller - Centrifugal Compressor - 500 Tons | Offices | New | CofNgsld305 | 1 | 0 | 3002.444 | 0 | GSLD | 23 | 1.0063 | 0.98564 | 1.0265 | 1.0441 | 1.0994 | 1.0901 | 1.0679 | 1.0965 | 1.0642 | 1.0547 | 1.0277 | 1.0297 | 180.1466 | 0 | 1588.3121 | 0 | 0 | 0 | 1 | 0 | 0 | 1.0494
305 | HVAC | Chiller | HE Water Cooled Chiller - Centrifugal Compressor - 500 Tons | Restaurants | Turnover | CreTgsld305 | 1 | 0 | 3526.3542 | 0 | GSLD | 23 | 1.0063 | 0.98564 | 1.0265 | 1.0441 | 1.0994 | 1.0901 | 1.0679 | 1.0965 | 1.0642 | 1.0547 | 1.0277 | 1.0297 | 211.5813 | 0 | 1295.3073 | 0 | 0 | 0 | 1 | 0 | 0 | 1.0494
305 | HVAC | Chiller | HE Water Cooled Chiller - Centrifugal Compressor - 500 Tons | Restaurants | New | CreNgsld305 | 1 | 0 | 3526.3542 | 0 | GSLD | 23 | 1.0063 | 0.98564 | 1.0265 | 1.0441 | 1.0994 | 1.0901 | 1.0679 | 1.0965 | 1.0642 | 1.0547 | 1.0277 | 1.0297 | 211.5813 | 0 | 1295.3073 | 0 | 0 | 0 | 1 | 0 | 0 | 1.0494
305 | HVAC | Chiller | HE Water Cooled Chiller - Centrifugal Compressor - 500 Tons | Retail | Turnover | CrtTgsld305 | 1 | 0 | 3002.444 | 0 | GSLD | 23 | 1.0063 | 0.98564 | 1.0265 | 1.0441 | 1.0994 | 1.0901 | 1.0679 | 1.0965 | 1.0642 | 1.0547 | 1.0277 | 1.0297 | 180.1466 | 0 | 1407.1558 | 0 | 0 | 0 | 1 | 0 | 0 | 1.0494
305 | HVAC | Chiller | HE Water Cooled Chiller - Centrifugal Compressor - 500 Tons | Retail | New | CrtNgsld305 | 1 | 0 | 3002.444 | 0 | GSLD | 23 | 1.0063 | 0.98564 | 1.0265 | 1.0441 | 1.0994 | 1.0901 | 1.0679 | 1.0965 | 1.0642 | 1.0547 | 1.0277 | 1.0297 | 180.1466 | 0 | 1407.1558 | 0 | 0 | 0 | 1 | 0 | 0 | 1.0494
305 | HVAC | Chiller | HE Water Cooled Chiller - Centrifugal Compressor - 500 Tons | Schools K-12 | Turnover | CscTgsld305 | 1 | 0 | 3002.444 | 0 | GSLD | 23 | 1.0063 | 0.98564 | 1.0265 | 1.0441 | 1.0994 | 1.0901 | 1.0679 | 1.0965 | 1.0642 | 1.0547 | 1.0277 | 1.0297 | 180.1466 | 0 | 1618.5739 | 0 | 0 | 0 | 1 | 0 | 0 | 1.0494
305 | HVAC | Chiller | HE Water Cooled Chiller - Centrifugal Compressor - 500 Tons | Schools K-12 | New | CscNgsld305 | 1 | 0 | 3002.444 | 0 | GSLD | 23 | 1.0063 | 0.98564 | 1.0265 | 1.0441 | 1.0994 | 1.0901 | 1.0679 | 1.0965 | 1.0642 | 1.0547 | 1.0277 | 1.0297 | 180.1466 | 0 | 1618.5739 | 0 | 0 | 0 | 1 | 0 | 0 | 1.0494
305 | HVAC | Chiller | HE Water Cooled Chiller - Centrifugal Compressor - 500 Tons | Warehouse | Turnover | CwaTgsld305 | 1 | 0 | 3002.444 | 0 | GSLD | 23 | 1.0063 | 0.98564 | 1.0265 | 1.0441 | 1.0994 | 1.0901 | 1.0679 | 1.0965 | 1.0642 | 1.0547 | 1.0277 | 1.0297 | 180.1466 | 0 | 7377.966 | 0 | 0 | 0 | 1 | 0 | 0 | 1.0494
305 | HVAC | Chiller | HE Water Cooled Chiller - Centrifugal Compressor - 500 Tons | Warehouse | New | CwaNgsld305 | 1 | 0 | 3002.444 | 0 | GSLD | 23 | 1.0063 | 0.98564 | 1.0265 | 1.0441 | 1.0994 | 1.0901 | 1.0679 | 1.0965 | 1.0642 | 1.0547 | 1.0277 | 1.0297 | 180.1466 | 0 | 7377.966 | 0 | 0 | 0 | 1 | 0 | 0 | 1.0494
306 | HVAC | Chiller | HE Water Cooled Chiller - Rotary or Screw Compressor - 175 Tons | Assembly | Turnover | CasTgsld306 | 1 | 0 | 3002.444 | 0 | GSLD | 23 | 1.0063 | 0.98564 | 1.0265 | 1.0441 | 1.0994 | 1.0901 | 1.0679 | 1.0965 | 1.0642 | 1.0547 | 1.0277 | 1.0297 | 180.1466 | 0 | 4249.2281 | 0 | 0 | 0 | 1 | 0 | 0 | 1.0494
306 | HVAC | Chiller | HE Water Cooled Chiller - Rotary or Screw Compressor - 175 Tons | Assembly | New | CasNgsld306 | 1 | 0 | 3002.444 | 0 | GSLD | 23 | 1.0063 | 0.98564 | 1.0265 | 1.0441 | 1.0994 | 1.0901 | 1.0679 | 1.0965 | 1.0642 | 1.0547 | 1.0277 | 1.0297 | 180.1466 | 0 | 4249.2281 | 0 | 0 | 0 | 1 | 0 | 0 | 1.0494
306 | HVAC | Chiller | HE Water Cooled Chiller - Rotary or Screw Compressor - 175 Tons | College and University | Turnover | CcoTgsld306 | 1 | 0 | 4932.1338 | 0 | GSLD | 23 | 1.0063 | 0.98564 | 1.0265 | 1.0441 | 1.0994 | 1.0901 | 1.0679 | 1.0965 | 1.0642 | 1.0547 | 1.0277 | 1.0297 | 295.928 | 0 | 6291.669 | 0 | 0 | 0 | 1 | 0 | 0 | 1.0494
306 | HVAC | Chiller | HE Water Cooled Chiller - Rotary or Screw Compressor - 175 Tons | College and University | New | CcoNgsld306 | 1 | 0 | 4932.1338 | 0 | GSLD | 23 | 1.0063 | 0.98564 | 1.0265 | 1.0441 | 1.0994 | 1.0901 | 1.0679 | 1.0965 | 1.0642 | 1.0547 | 1.0277 | 1.0297 | 295.928 | 0 | 6291.669 | 0 | 0 | 0 | 1 | 0 | 0 | 1.0494
306 | HVAC | Chiller | HE Water Cooled Chiller - Rotary or Screw Compressor - 175 Tons | Data Center | Turnover | CdaTgsld306 | 1 | 0 | 4932.1338 | 0 | GSLD | 23 | 1.0063 | 0.98564 | 1.0265 | 1.0441 | 1.0994 | 1.0901 | 1.0679 | 1.0965 | 1.0642 | 1.0547 | 1.0277 | 1.0297 | 295.928 | 0 | 3385.2812 | 0 | 0 | 0 | 1 | 0 | 0 | 1.0494
306 | HVAC | Chiller | HE Water Cooled Chiller - Rotary or Screw Compressor - 175 Tons | Data Center | New | CdaNgsld306 | 1 | 0 | 4932.1338 | 0 | GSLD | 23 | 1.0063 | 0.98564 | 1.0265 | 1.0441 | 1.0994 | 1.0901 | 1.0679 | 1.0965 | 1.0642 | 1.0547 | 1.0277 | 1.0297 | 295.928 | 0 | 3385.2812 | 0 | 0 | 0 | 1 | 0 | 0 | 1.0494
306 | HVAC | Chiller | HE Water Cooled Chiller - Rotary or Screw Compressor - 175 Tons | Grocery | Turnover | CgrTgsld306 | 1 | 0 | 3526.3542 | 0 | GSLD | 23 | 1.0063 | 0.98564 | 1.0265 | 1.0441 | 1.0994 | 1.0901 | 1.0679 | 1.0965 | 1.0642 | 1.0547 | 1.0277 | 1.0297 | 211.5813 | 0 | 9031.0408 | 0 | 0 | 0 | 1 | 0 | 0 | 1.0494
306 | HVAC | Chiller | HE Water Cooled Chiller - Rotary or Screw Compressor - 175 Tons | Grocery | New | CgrNgsld306 | 1 | 0 | 3526.3542 | 0 | GSLD | 23 | 1.0063 | 0.98564 | 1.0265 | 1.0441 | 1.0994 | 1.0901 | 1.0679 | 1.0965 | 1.0642 | 1.0547 | 1.0277 | 1.0297 | 211.5813 | 0 | 9031.0408 | 0 | 0 | 0 | 1 | 0 | 0 | 1.0494
306 | HVAC | Chiller | HE Water Cooled Chiller - Rotary or Screw Compressor - 175 Tons | Healthcare | Turnover | CheTgsld306 | 1 | 0 | 4932.1338 | 0 | GSLD | 23 | 1.0063 | 0.98564 | 1.0265 | 1.0441 | 1.0994 | 1.0901 | 1.0679 | 1.0965 | 1.0642 | 1.0547 | 1.0277 | 1.0297 | 295.928 | 0 | 3206.6655 | 0 | 0 | 0 | 1 | 0 | 0 | 1.0494
306 | HVAC | Chiller | HE Water Cooled Chiller - Rotary or Screw Compressor - 175 Tons | Healthcare | New | CheNgsld306 | 1 | 0 | 4932.1338 | 0 | GSLD | 23 | 1.0063 | 0.98564 | 1.0265 | 1.0441 | 1.0994 | 1.0901 | 1.0679 | 1.0965 | 1.0642 | 1.0547 | 1.0277 | 1.0297 | 295.928 | 0 | 3206.6655 | 0 | 0 | 0 | 1 | 0 | 0 | 1.0494
306 | HVAC | Chiller | HE Water Cooled Chiller - Rotary or Screw Compressor - 175 Tons | Hospitals | Turnover | ChoTgsld306 | 1 | 0 | 4932.1338 | 0 | GSLD | 23 | 1.0063 | 0.98564 | 1.0265 | 1.0441 | 1.0994 | 1.0901 | 1.0679 | 1.0965 | 1.0642 | 1.0547 | 1.0277 | 1.0297 | 295.928 | 0 | 3385.2812 | 0 | 0 | 0 | 1 | 0 | 0 | 1.0494
306 | HVAC | Chiller | HE Water Cooled Chiller - Rotary or Screw Compressor - 175 Tons | Hospitals | New | ChoNgsld306 | 1 | 0 | 4932.1338 | 0 | GSLD | 23 | 1.0063 | 0.98564 | 1.0265 | 1.0441 | 1.0994 | 1.0901 | 1.0679 | 1.0965 | 1.0642 | 1.0547 | 1.0277 | 1.0297 | 295.928 | 0 | 3385.2812 | 0 | 0 | 0 | 1 | 0 | 0 | 1.0494
306 | HVAC | Chiller | HE Water Cooled Chiller - Rotary or Screw Compressor - 175 Tons | Institutional | Turnover | CinTgsld306 | 1 | 0 | 4932.1338 | 0 | GSLD | 23 | 1.0063 | 0.98564 | 1.0265 | 1.0441 | 1.0994 | 1.0901 | 1.0679 | 1.0965 | 1.0642 | 1.0547 | 1.0277 | 1.0297 | 295.928 | 0 | 12912.2684 | 0 | 0 | 0 | 1 | 0 | 0 | 1.0494
306 | HVAC | Chiller | HE Water Cooled Chiller - Rotary or Screw Compressor - 175 Tons | Institutional | New | CinNgsld306 | 1 | 0 | 4932.1338 | 0 | GSLD | 23 | 1.0063 | 0.98564 | 1.0265 | 1.0441 | 1.0994 | 1.0901 | 1.0679 | 1.0965 | 1.0642 | 1.0547 | 1.0277 | 1.0297 | 295.928 | 0 | 12912.2684 | 0 | 0 | 0 | 1 | 0 | 0 | 1.0494
306 | HVAC | Chiller | HE Water Cooled Chiller - Rotary or Screw Compressor - 175 Tons | Lodging/Hospitality | Turnover | CloTgsld306 | 1 | 0 | 5221.6594 | 0 | GSLD | 23 | 1.0063 | 0.98564 | 1.0265 | 1.0441 | 1.0994 | 1.0901 | 1.0679 | 1.0965 | 1.0642 | 1.0547 | 1.0277 | 1.0297 | 313.2996 | 0 | 4472.1792 | 0 | 0 | 0 | 1 | 0 | 0 | 1.0494
306 | HVAC | Chiller | HE Water Cooled Chiller - Rotary or Screw Compressor - 175 Tons | Lodging/Hospitality | New | CloNgsld306 | 1 | 0 | 5221.6594 | 0 | GSLD | 23 | 1.0063 | 0.98564 | 1.0265 | 1.0441 | 1.0994 | 1.0901 | 1.0679 | 1.0965 | 1.0642 | 1.0547 | 1.0277 | 1.0297 | 313.2996 | 0 | 4472.1792 | 0 | 0 | 0 | 1 | 0 | 0 | 1.0494
306 | HVAC | Chiller | HE Water Cooled Chiller - Rotary or Screw Compressor - 175 Tons | Miscellaneous | Turnover | CmiTgsld306 | 1 | 0 | 3002.444 | 0 | GSLD | 23 | 1.0063 | 0.98564 | 1.0265 | 1.0441 | 1.0994 | 1.0901 | 1.0679 | 1.0965 | 1.0642 | 1.0547 | 1.0277 | 1.0297 | 180.1466 | 0 | 7606.53 | 0 | 0 | 0 | 1 | 0 | 0 | 1.0494
306 | HVAC | Chiller | HE Water Cooled Chiller - Rotary or Screw Compressor - 175 Tons | Miscellaneous | New | CmiNgsld306 | 1 | 0 | 3002.444 | 0 | GSLD | 23 | 1.0063 | 0.98564 | 1.0265 | 1.0441 | 1.0994 | 1.0901 | 1.0679 | 1.0965 | 1.0642 | 1.0547 | 1.0277 | 1.0297 | 180.1466 | 0 | 7606.53 | 0 | 0 | 0 | 1 | 0 | 0 | 1.0494
306 | HVAC | Chiller | HE Water Cooled Chiller - Rotary or Screw Compressor - 175 Tons | Offices | Turnover | CofTgsld306 | 1 | 0 | 3002.444 | 0 | GSLD | 23 | 1.0063 | 0.98564 | 1.0265 | 1.0441 | 1.0994 | 1.0901 | 1.0679 | 1.0965 | 1.0642 | 1.0547 | 1.0277 | 1.0297 | 180.1466 | 0 | 3774.8218 | 0 | 0 | 0 | 1 | 0 | 0 | 1.0494
306 | HVAC | Chiller | HE Water Cooled Chiller - Rotary or Screw Compressor - 175 Tons | Offices | New | CofNgsld306 | 1 | 0 | 3002.444 | 0 | GSLD | 23 | 1.0063 | 0.98564 | 1.0265 | 1.0441 | 1.0994 | 1.0901 | 1.0679 | 1.0965 | 1.0642 | 1.0547 | 1.0277 | 1.0297 | 180.1466 | 0 | 3774.8218 | 0 | 0 | 0 | 1 | 0 | 0 | 1.0494
306 | HVAC | Chiller | HE Water Cooled Chiller - Rotary or Screw Compressor - 175 Tons | Restaurants | Turnover | CreTgsld306 | 1 | 0 | 3526.3542 | 0 | GSLD | 23 | 1.0063 | 0.98564 | 1.0265 | 1.0441 | 1.0994 | 1.0901 | 1.0679 | 1.0965 | 1.0642 | 1.0547 | 1.0277 | 1.0297 | 211.5813 | 0 | 3078.4594 | 0 | 0 | 0 | 1 | 0 | 0 | 1.0494
306 | HVAC | Chiller | HE Water Cooled Chiller - Rotary or Screw Compressor - 175 Tons | Restaurants | New | CreNgsld306 | 1 | 0 | 3526.3542 | 0 | GSLD | 23 | 1.0063 | 0.98564 | 1.0265 | 1.0441 | 1.0994 | 1.0901 | 1.0679 | 1.0965 | 1.0642 | 1.0547 | 1.0277 | 1.0297 | 211.5813 | 0 | 3078.4594 | 0 | 0 | 0 | 1 | 0 | 0 | 1.0494
306 | HVAC | Chiller | HE Water Cooled Chiller - Rotary or Screw Compressor - 175 Tons | Retail | Turnover | CrtTgsld306 | 1 | 0 | 3002.444 | 0 | GSLD | 23 | 1.0063 | 0.98564 | 1.0265 | 1.0441 | 1.0994 | 1.0901 | 1.0679 | 1.0965 | 1.0642 | 1.0547 | 1.0277 | 1.0297 | 180.1466 | 0 | 3344.2813 | 0 | 0 | 0 | 1 | 0 | 0 | 1.0494
306 | HVAC | Chiller | HE Water Cooled Chiller - Rotary or Screw Compressor - 175 Tons | Retail | New | CrtNgsld306 | 1 | 0 | 3002.444 | 0 | GSLD | 23 | 1.0063 | 0.98564 | 1.0265 | 1.0441 | 1.0994 | 1.0901 | 1.0679 | 1.0965 | 1.0642 | 1.0547 | 1.0277 | 1.0297 | 180.1466 | 0 | 3344.2813 | 0 | 0 | 0 | 1 | 0 | 0 | 1.0494
306 | HVAC | Chiller | HE Water Cooled Chiller - Rotary or Screw Compressor - 175 Tons | Schools K-12 | Turnover | CscTgsld306 | 1 | 0 | 3002.444 | 0 | GSLD | 23 | 1.0063 | 0.98564 | 1.0265 | 1.0441 | 1.0994 | 1.0901 | 1.0679 | 1.0965 | 1.0642 | 1.0547 | 1.0277 | 1.0297 | 180.1466 | 0 | 3846.7427 | 0 | 0 | 0 | 1 | 0 | 0 | 1.0494
306 | HVAC | Chiller | HE Water Cooled Chiller - Rotary or Screw Compressor - 175 Tons | Schools K-12 | New | CscNgsld306 | 1 | 0 | 3002.444 | 0 | GSLD | 23 | 1.0063 | 0.98564 | 1.0265 | 1.0441 | 1.0994 | 1.0901 | 1.0679 | 1.0965 | 1.0642 | 1.0547 | 1.0277 | 1.0297 | 180.1466 | 0 | 3846.7427 | 0 | 0 | 0 | 1 | 0 | 0 | 1.0494
306 | HVAC | Chiller | HE Water Cooled Chiller - Rotary or Screw Compressor - 175 Tons | Warehouse | Turnover | CwaTgsld306 | 1 | 0 | 3002.444 | 0 | GSLD | 23 | 1.0063 | 0.98564 | 1.0265 | 1.0441 | 1.0994 | 1.0901 | 1.0679 | 1.0965 | 1.0642 | 1.0547 | 1.0277 | 1.0297 | 180.1466 | 0 | 17534.6561 | 0 | 0 | 0 | 1 | 0 | 0 | 1.0494
306 | HVAC | Chiller | HE Water Cooled Chiller - Rotary or Screw Compressor - 175 Tons | Warehouse | New | CwaNgsld306 | 1 | 0 | 3002.444 | 0 | GSLD | 23 | 1.0063 | 0.98564 | 1.0265 | 1.0441 | 1.0994 | 1.0901 | 1.0679 | 1.0965 | 1.0642 | 1.0547 | 1.0277 | 1.0297 | 180.1466 | 0 | 17534.6561 | 0 | 0 | 0 | 1 | 0 | 0 | 1.0494
307 | HVAC | Chiller | HE Water Cooled Chiller - Rotary or Screw Compressor - 50 Tons | Assembly | Turnover | CasTgsld307 | 1 | 0 | 3002.444 | 0 | GSLD | 23 | 1.0063 | 0.98564 | 1.0265 | 1.0441 | 1.0994 | 1.0901 | 1.0679 | 1.0965 | 1.0642 | 1.0547 | 1.0277 | 1.0297 | 180.1466 | 0 | 8607.1265 | 0 | 0 | 0 | 1 | 0 | 0 | 1.0494
307 | HVAC | Chiller | HE Water Cooled Chiller - Rotary or Screw Compressor - 50 Tons | Assembly | New | CasNgsld307 | 1 | 0 | 3002.444 | 0 | GSLD | 23 | 1.0063 | 0.98564 | 1.0265 | 1.0441 | 1.0994 | 1.0901 | 1.0679 | 1.0965 | 1.0642 | 1.0547 | 1.0277 | 1.0297 | 180.1466 | 0 | 8607.1265 | 0 | 0 | 0 | 1 | 0 | 0 | 1.0494
307 | HVAC | Chiller | HE Water Cooled Chiller - Rotary or Screw Compressor - 50 Tons | College and University | Turnover | CcoTgsld307 | 1 | 0 | 4932.1338 | 0 | GSLD | 23 | 1.0063 | 0.98564 | 1.0265 | 1.0441 | 1.0994 | 1.0901 | 1.0679 | 1.0965 | 1.0642 | 1.0547 | 1.0277 | 1.0297 | 295.928 | 0 | 12744.2418 | 0 | 0 | 0 | 1 | 0 | 0 | 1.0494
307 | HVAC | Chiller | HE Water Cooled Chiller - Rotary or Screw Compressor - 50 Tons | College and University | New | CcoNgsld307 | 1 | 0 | 4932.1338 | 0 | GSLD | 23 | 1.0063 | 0.98564 | 1.0265 | 1.0441 | 1.0994 | 1.0901 | 1.0679 | 1.0965 | 1.0642 | 1.0547 | 1.0277 | 1.0297 | 295.928 | 0 | 12744.2418 | 0 | 0 | 0 | 1 | 0 | 0 | 1.0494
307 | HVAC | Chiller | HE Water Cooled Chiller - Rotary or Screw Compressor - 50 Tons | Data Center | Turnover | CdaTgsld307 | 1 | 0 | 4932.1338 | 0 | GSLD | 23 | 1.0063 | 0.98564 | 1.0265 | 1.0441 | 1.0994 | 1.0901 | 1.0679 | 1.0965 | 1.0642 | 1.0547 | 1.0277 | 1.0297 | 295.928 | 0 | 6857.138 | 0 | 0 | 0 | 1 | 0 | 0 | 1.0494
307 | HVAC | Chiller | HE Water Cooled Chiller - Rotary or Screw Compressor - 50 Tons | Data Center | New | CdaNgsld307 | 1 | 0 | 4932.1338 | 0 | GSLD | 23 | 1.0063 | 0.98564 | 1.0265 | 1.0441 | 1.0994 | 1.0901 | 1.0679 | 1.0965 | 1.0642 | 1.0547 | 1.0277 | 1.0297 | 295.928 | 0 | 6857.138 | 0 | 0 | 0 | 1 | 0 | 0 | 1.0494
307 | HVAC | Chiller | HE Water Cooled Chiller - Rotary or Screw Compressor - 50 Tons | Grocery | Turnover | CgrTgsld307 | 1 | 0 | 3526.3542 | 0 | GSLD | 23 | 1.0063 | 0.98564 | 1.0265 | 1.0441 | 1.0994 | 1.0901 | 1.0679 | 1.0965 | 1.0642 | 1.0547 | 1.0277 | 1.0297 | 211.5813 | 0 | 18293.0424 | 0 | 0 | 0 | 1 | 0 | 0 | 1.0494
307 | HVAC | Chiller | HE Water Cooled Chiller - Rotary or Screw Compressor - 50 Tons | Grocery | New | CgrNgsld307 | 1 | 0 | 3526.3542 | 0 | GSLD | 23 | 1.0063 | 0.98564 | 1.0265 | 1.0441 | 1.0994 | 1.0901 | 1.0679 | 1.0965 | 1.0642 | 1.0547 | 1.0277 | 1.0297 | 211.5813 | 0 | 18293.0424 | 0 | 0 | 0 | 1 | 0 | 0 | 1.0494
307 | HVAC | Chiller | HE Water Cooled Chiller - Rotary or Screw Compressor - 50 Tons | Healthcare | Turnover | CheTgsld307 | 1 | 0 | 4932.1338 | 0 | GSLD | 23 | 1.0063 | 0.98564 | 1.0265 | 1.0441 | 1.0994 | 1.0901 | 1.0679 | 1.0965 | 1.0642 | 1.0547 | 1.0277 | 1.0297 | 295.928 | 0 | 6495.3387 | 0 | 0 | 0 | 1 | 0 | 0 | 1.0494
307 | HVAC | Chiller | HE Water Cooled Chiller - Rotary or Screw Compressor - 50 Tons | Healthcare | New | CheNgsld307 | 1 | 0 | 4932.1338 | 0 | GSLD | 23 | 1.0063 | 0.98564 | 1.0265 | 1.0441 | 1.0994 | 1.0901 | 1.0679 | 1.0965 | 1.0642 | 1.0547 | 1.0277 | 1.0297 | 295.928 | 0 | 6495.3387 | 0 | 0 | 0 | 1 | 0 | 0 | 1.0494
307 | HVAC | Chiller | HE Water Cooled Chiller - Rotary or Screw Compressor - 50 Tons | Hospitals | Turnover | ChoTgsld307 | 1 | 0 | 4932.1338 | 0 | GSLD | 23 | 1.0063 | 0.98564 | 1.0265 | 1.0441 | 1.0994 | 1.0901 | 1.0679 | 1.0965 | 1.0642 | 1.0547 | 1.0277 | 1.0297 | 295.928 | 0 | 6857.138 | 0 | 0 | 0 | 1 | 0 | 0 | 1.0494
307 | HVAC | Chiller | HE Water Cooled Chiller - Rotary or Screw Compressor - 50 Tons | Hospitals | New | ChoNgsld307 | 1 | 0 | 4932.1338 | 0 | GSLD | 23 | 1.0063 | 0.98564 | 1.0265 | 1.0441 | 1.0994 | 1.0901 | 1.0679 | 1.0965 | 1.0642 | 1.0547 | 1.0277 | 1.0297 | 295.928 | 0 | 6857.138 | 0 | 0 | 0 | 1 | 0 | 0 | 1.0494
307 | HVAC | Chiller | HE Water Cooled Chiller - Rotary or Screw Compressor - 50 Tons | Institutional | Turnover | CinTgsld307 | 1 | 0 | 4932.1338 | 0 | GSLD | 23 | 1.0063 | 0.98564 | 1.0265 | 1.0441 | 1.0994 | 1.0901 | 1.0679 | 1.0965 | 1.0642 | 1.0547 | 1.0277 | 1.0297 | 295.928 | 0 | 26154.7565 | 0 | 0 | 0 | 1 | 0 | 0 | 1.0494
307 | HVAC | Chiller | HE Water Cooled Chiller - Rotary or Screw Compressor - 50 Tons | Institutional | New | CinNgsld307 | 1 | 0 | 4932.1338 | 0 | GSLD | 23 | 1.0063 | 0.98564 | 1.0265 | 1.0441 | 1.0994 | 1.0901 | 1.0679 | 1.0965 | 1.0642 | 1.0547 | 1.0277 | 1.0297 | 295.928 | 0 | 26154.7565 | 0 | 0 | 0 | 1 | 0 | 0 | 1.0494
307 | HVAC | Chiller | HE Water Cooled Chiller - Rotary or Screw Compressor - 50 Tons | Lodging/Hospitality | Turnover | CloTgsld307 | 1 | 0 | 5221.6594 | 0 | GSLD | 23 | 1.0063 | 0.98564 | 1.0265 | 1.0441 | 1.0994 | 1.0901 | 1.0679 | 1.0965 | 1.0642 | 1.0547 | 1.0277 | 1.0297 | 313.2996 | 0 | 9058.7304 | 0 | 0 | 0 | 1 | 0 | 0 | 1.0494
307 | HVAC | Chiller | HE Water Cooled Chiller - Rotary or Screw Compressor - 50 Tons | Lodging/Hospitality | New | CloNgsld307 | 1 | 0 | 5221.6594 | 0 | GSLD | 23 | 1.0063 | 0.98564 | 1.0265 | 1.0441 | 1.0994 | 1.0901 | 1.0679 | 1.0965 | 1.0642 | 1.0547 | 1.0277 | 1.0297 | 313.2996 | 0 | 9058.7304 | 0 | 0 | 0 | 1 | 0 | 0 | 1.0494
307 | HVAC | Chiller | HE Water Cooled Chiller - Rotary or Screw Compressor - 50 Tons | Miscellaneous | Turnover | CmiTgsld307 | 1 | 0 | 3002.444 | 0 | GSLD | 23 | 1.0063 | 0.98564 | 1.0265 | 1.0441 | 1.0994 | 1.0901 | 1.0679 | 1.0965 | 1.0642 | 1.0547 | 1.0277 | 1.0297 | 180.1466 | 0 | 15407.5902 | 0 | 0 | 0 | 1 | 0 | 0 | 1.0494
307 | HVAC | Chiller | HE Water Cooled Chiller - Rotary or Screw Compressor - 50 Tons | Miscellaneous | New | CmiNgsld307 | 1 | 0 | 3002.444 | 0 | GSLD | 23 | 1.0063 | 0.98564 | 1.0265 | 1.0441 | 1.0994 | 1.0901 | 1.0679 | 1.0965 | 1.0642 | 1.0547 | 1.0277 | 1.0297 | 180.1466 | 0 | 15407.5902 | 0 | 0 | 0 | 1 | 0 | 0 | 1.0494
307 | HVAC | Chiller | HE Water Cooled Chiller - Rotary or Screw Compressor - 50 Tons | Offices | Turnover | CofTgsld307 | 1 | 0 | 3002.444 | 0 | GSLD | 23 | 1.0063 | 0.98564 | 1.0265 | 1.0441 | 1.0994 | 1.0901 | 1.0679 | 1.0965 | 1.0642 | 1.0547 | 1.0277 | 1.0297 | 180.1466 | 0 | 7646.1813 | 0 | 0 | 0 | 1 | 0 | 0 | 1.0494
307 | HVAC | Chiller | HE Water Cooled Chiller - Rotary or Screw Compressor - 50 Tons | Offices | New | CofNgsld307 | 1 | 0 | 3002.444 | 0 | GSLD | 23 | 1.0063 | 0.98564 | 1.0265 | 1.0441 | 1.0994 | 1.0901 | 1.0679 | 1.0965 | 1.0642 | 1.0547 | 1.0277 | 1.0297 | 180.1466 | 0 | 7646.1813 | 0 | 0 | 0 | 1 | 0 | 0 | 1.0494
307 | HVAC | Chiller | HE Water Cooled Chiller - Rotary or Screw Compressor - 50 Tons | Restaurants | Turnover | CreTgsld307 | 1 | 0 | 3526.3542 | 0 | GSLD | 23 | 1.0063 | 0.98564 | 1.0265 | 1.0441 | 1.0994 | 1.0901 | 1.0679 | 1.0965 | 1.0642 | 1.0547 | 1.0277 | 1.0297 | 211.5813 | 0 | 6235.6476 | 0 | 0 | 0 | 1 | 0 | 0 | 1.0494
307 | HVAC | Chiller | HE Water Cooled Chiller - Rotary or Screw Compressor - 50 Tons | Restaurants | New | CreNgsld307 | 1 | 0 | 3526.3542 | 0 | GSLD | 23 | 1.0063 | 0.98564 | 1.0265 | 1.0441 | 1.0994 | 1.0901 | 1.0679 | 1.0965 | 1.0642 | 1.0547 | 1.0277 | 1.0297 | 211.5813 | 0 | 6235.6476 | 0 | 0 | 0 | 1 | 0 | 0 | 1.0494
307 | HVAC | Chiller | HE Water Cooled Chiller - Rotary or Screw Compressor - 50 Tons | Retail | Turnover | CrtTgsld307 | 1 | 0 | 3002.444 | 0 | GSLD | 23 | 1.0063 | 0.98564 | 1.0265 | 1.0441 | 1.0994 | 1.0901 | 1.0679 | 1.0965 | 1.0642 | 1.0547 | 1.0277 | 1.0297 | 180.1466 | 0 | 6774.0896 | 0 | 0 | 0 | 1 | 0 | 0 | 1.0494
307 | HVAC | Chiller | HE Water Cooled Chiller - Rotary or Screw Compressor - 50 Tons | Retail | New | CrtNgsld307 | 1 | 0 | 3002.444 | 0 | GSLD | 23 | 1.0063 | 0.98564 | 1.0265 | 1.0441 | 1.0994 | 1.0901 | 1.0679 | 1.0965 | 1.0642 | 1.0547 | 1.0277 | 1.0297 | 180.1466 | 0 | 6774.0896 | 0 | 0 | 0 | 1 | 0 | 0 | 1.0494
307 | HVAC | Chiller | HE Water Cooled Chiller - Rotary or Screw Compressor - 50 Tons | Schools K-12 | Turnover | CscTgsld307 | 1 | 0 | 3002.444 | 0 | GSLD | 23 | 1.0063 | 0.98564 | 1.0265 | 1.0441 | 1.0994 | 1.0901 | 1.0679 | 1.0965 | 1.0642 | 1.0547 | 1.0277 | 1.0297 | 180.1466 | 0 | 7791.8624 | 0 | 0 | 0 | 1 | 0 | 0 | 1.0494
307 | HVAC | Chiller | HE Water Cooled Chiller - Rotary or Screw Compressor - 50 Tons | Schools K-12 | New | CscNgsld307 | 1 | 0 | 3002.444 | 0 | GSLD | 23 | 1.0063 | 0.98564 | 1.0265 | 1.0441 | 1.0994 | 1.0901 | 1.0679 | 1.0965 | 1.0642 | 1.0547 | 1.0277 | 1.0297 | 180.1466 | 0 | 7791.8624 | 0 | 0 | 0 | 1 | 0 | 0 | 1.0494
307 | HVAC | Chiller | HE Water Cooled Chiller - Rotary or Screw Compressor - 50 Tons | Warehouse | Turnover | CwaTgsld307 | 1 | 0 | 3002.444 | 0 | GSLD | 23 | 1.0063 | 0.98564 | 1.0265 | 1.0441 | 1.0994 | 1.0901 | 1.0679 | 1.0965 | 1.0642 | 1.0547 | 1.0277 | 1.0297 | 180.1466 | 0 | 35517.7452 | 0 | 0 | 0 | 1 | 0 | 0 | 1.0494
307 | HVAC | Chiller | HE Water Cooled Chiller - Rotary or Screw Compressor - 50 Tons | Warehouse | New | CwaNgsld307 | 1 | 0 | 3002.444 | 0 | GSLD | 23 | 1.0063 | 0.98564 | 1.0265 | 1.0441 | 1.0994 | 1.0901 | 1.0679 | 1.0965 | 1.0642 | 1.0547 | 1.0277 | 1.0297 | 180.1466 | 0 | 35517.7452 | 0 | 0 | 0 | 1 | 0 | 0 | 1.0494
308 | HVAC | Chiller | VFD on Cooling Tower Fans | Assembly | Existing | CasEgsld308 | 1 | 0 | 3002.444 | 0 | GSLD | 15 | 1.0063 | 0.98564 | 1.0265 | 1.0441 | 1.0994 | 1.0901 | 1.0679 | 1.0965 | 1.0642 | 1.0547 | 1.0277 | 1.0297 | 150.9725 | 0 | 892.8362 | 0 | 0 | 0 | 1 | 0 | 0 | 1.0494
308 | HVAC | Chiller | VFD on Cooling Tower Fans | Assembly | New | CasNgsld308 | 1 | 0 | 3002.444 | 0 | GSLD | 15 | 1.0063 | 0.98564 | 1.0265 | 1.0441 | 1.0994 | 1.0901 | 1.0679 | 1.0965 | 1.0642 | 1.0547 | 1.0277 | 1.0297 | 150.9725 | 0 | 892.8362 | 0 | 0 | 0 | 1 | 0 | 0 | 1.0494
308 | HVAC | Chiller | VFD on Cooling Tower Fans | College and University | Existing | CcoEgsld308 | 1 | 0 | 4932.1338 | 0 | GSLD | 15 | 1.0063 | 0.98564 | 1.0265 | 1.0441 | 1.0994 | 1.0901 | 1.0679 | 1.0965 | 1.0642 | 1.0547 | 1.0277 | 1.0297 | 248.0035 | 0 | 775.7281 | 0 | 0 | 0 | 1 | 0 | 0 | 1.0494
308 | HVAC | Chiller | VFD on Cooling Tower Fans | College and University | New | CcoNgsld308 | 1 | 0 | 4932.1338 | 0 | GSLD | 15 | 1.0063 | 0.98564 | 1.0265 | 1.0441 | 1.0994 | 1.0901 | 1.0679 | 1.0965 | 1.0642 | 1.0547 | 1.0277 | 1.0297 | 248.0035 | 0 | 775.7281 | 0 | 0 | 0 | 1 | 0 | 0 | 1.0494
308 | HVAC | Chiller | VFD on Cooling Tower Fans | Data Center | Existing | CdaEgsld308 | 1 | 0 | 4932.1338 | 0 | GSLD | 15 | 1.0063 | 0.98564 | 1.0265 | 1.0441 | 1.0994 | 1.0901 | 1.0679 | 1.0965 | 1.0642 | 1.0547 | 1.0277 | 1.0297 | 248.0035 | 0 | 359.9699 | 0 | 0 | 0 | 1 | 0 | 0 | 1.0494
308 | HVAC | Chiller | VFD on Cooling Tower Fans | Data Center | New | CdaNgsld308 | 1 | 0 | 4932.1338 | 0 | GSLD | 15 | 1.0063 | 0.98564 | 1.0265 | 1.0441 | 1.0994 | 1.0901 | 1.0679 | 1.0965 | 1.0642 | 1.0547 | 1.0277 | 1.0297 | 248.0035 | 0 | 359.9699 | 0 | 0 | 0 | 1 | 0 | 0 | 1.0494
308 | HVAC | Chiller | VFD on Cooling Tower Fans | Grocery | Existing | CgrEgsld308 | 1 | 0 | 3526.3542 | 0 | GSLD | 15 | 1.0063 | 0.98564 | 1.0265 | 1.0441 | 1.0994 | 1.0901 | 1.0679 | 1.0965 | 1.0642 | 1.0547 | 1.0277 | 1.0297 | 177.3164 | 0 | 412.1676 | 0 | 0 | 0 | 1 | 0 | 0 | 1.0494
308 | HVAC | Chiller | VFD on Cooling Tower Fans | Grocery | New | CgrNgsld308 | 1 | 0 | 3526.3542 | 0 | GSLD | 15 | 1.0063 | 0.98564 | 1.0265 | 1.0441 | 1.0994 | 1.0901 | 1.0679 | 1.0965 | 1.0642 | 1.0547 | 1.0277 | 1.0297 | 177.3164 | 0 | 412.1676 | 0 | 0 | 0 | 1 | 0 | 0 | 1.0494
308 | HVAC | Chiller | VFD on Cooling Tower Fans | Healthcare | Existing | CheEgsld308 | 1 | 0 | 4932.1338 | 0 | GSLD | 15 | 1.0063 | 0.98564 | 1.0265 | 1.0441 | 1.0994 | 1.0901 | 1.0679 | 1.0965 | 1.0642 | 1.0547 | 1.0277 | 1.0297 | 248.0035 | 0 | 495.4958 | 0 | 0 | 0 | 1 | 0 | 0 | 1.0494
308 | HVAC | Chiller | VFD on Cooling Tower Fans | Healthcare | New | CheNgsld308 | 1 | 0 | 4932.1338 | 0 | GSLD | 15 | 1.0063 | 0.98564 | 1.0265 | 1.0441 | 1.0994 | 1.0901 | 1.0679 | 1.0965 | 1.0642 | 1.0547 | 1.0277 | 1.0297 | 248.0035 | 0 | 495.4958 | 0 | 0 | 0 | 1 | 0 | 0 | 1.0494
308 | HVAC | Chiller | VFD on Cooling Tower Fans | Hospitals | Existing | ChoEgsld308 | 1 | 0 | 4932.1338 | 0 | GSLD | 15 | 1.0063 | 0.98564 | 1.0265 | 1.0441 | 1.0994 | 1.0901 | 1.0679 | 1.0965 | 1.0642 | 1.0547 | 1.0277 | 1.0297 | 248.0035 | 0 | 637.2947 | 0 | 0 | 0 | 1 | 0 | 0 | 1.0494
308 | HVAC | Chiller | VFD on Cooling Tower Fans | Hospitals | New | ChoNgsld308 | 1 | 0 | 4932.1338 | 0 | GSLD | 15 | 1.0063 | 0.98564 | 1.0265 | 1.0441 | 1.0994 | 1.0901 | 1.0679 | 1.0965 | 1.0642 | 1.0547 | 1.0277 | 1.0297 | 248.0035 | 0 | 637.2947 | 0 | 0 | 0 | 1 | 0 | 0 | 1.0494
308 | HVAC | Chiller | VFD on Cooling Tower Fans | Institutional | Existing | CinEgsld308 | 1 | 0 | 4932.1338 | 0 | GSLD | 15 | 1.0063 | 0.98564 | 1.0265 | 1.0441 | 1.0994 | 1.0901 | 1.0679 | 1.0965 | 1.0642 | 1.0547 | 1.0277 | 1.0297 | 248.0035 | 0 | 721.0924 | 0 | 0 | 0 | 1 | 0 | 0 | 1.0494
308 | HVAC | Chiller | VFD on Cooling Tower Fans | Institutional | New | CinNgsld308 | 1 | 0 | 4932.1338 | 0 | GSLD | 15 | 1.0063 | 0.98564 | 1.0265 | 1.0441 | 1.0994 | 1.0901 | 1.0679 | 1.0965 | 1.0642 | 1.0547 | 1.0277 | 1.0297 | 248.0035 | 0 | 721.0924 | 0 | 0 | 0 | 1 | 0 | 0 | 1.0494
308 | HVAC | Chiller | VFD on Cooling Tower Fans | Lodging/Hospitality | Existing | CloEgsld308 | 1 | 0 | 5221.6594 | 0 | GSLD | 15 | 1.0063 | 0.98564 | 1.0265 | 1.0441 | 1.0994 | 1.0901 | 1.0679 | 1.0965 | 1.0642 | 1.0547 | 1.0277 | 1.0297 | 262.5618 | 0 | 536.1238 | 0 | 0 | 0 | 1 | 0 | 0 | 1.0494
308 | HVAC | Chiller | VFD on Cooling Tower Fans | Lodging/Hospitality | New | CloNgsld308 | 1 | 0 | 5221.6594 | 0 | GSLD | 15 | 1.0063 | 0.98564 | 1.0265 | 1.0441 | 1.0994 | 1.0901 | 1.0679 | 1.0965 | 1.0642 | 1.0547 | 1.0277 | 1.0297 | 262.5618 | 0 | 536.1238 | 0 | 0 | 0 | 1 | 0 | 0 | 1.0494
308 | HVAC | Chiller | VFD on Cooling Tower Fans | Miscellaneous | Existing | CmiEgsld308 | 1 | 0 | 3002.444 | 0 | GSLD | 15 | 1.0063 | 0.98564 | 1.0265 | 1.0441 | 1.0994 | 1.0901 | 1.0679 | 1.0965 | 1.0642 | 1.0547 | 1.0277 | 1.0297 | 150.9725 | 0 | 642.6512 | 0 | 0 | 0 | 1 | 0 | 0 | 1.0494
308 | HVAC | Chiller | VFD on Cooling Tower Fans | Miscellaneous | New | CmiNgsld308 | 1 | 0 | 3002.444 | 0 | GSLD | 15 | 1.0063 | 0.98564 | 1.0265 | 1.0441 | 1.0994 | 1.0901 | 1.0679 | 1.0965 | 1.0642 | 1.0547 | 1.0277 | 1.0297 | 150.9725 | 0 | 642.6512 | 0 | 0 | 0 | 1 | 0 | 0 | 1.0494
308 | HVAC | Chiller | VFD on Cooling Tower Fans | Offices | Existing | CofEgsld308 | 1 | 0 | 3002.444 | 0 | GSLD | 15 | 1.0063 | 0.98564 | 1.0265 | 1.0441 | 1.0994 | 1.0901 | 1.0679 | 1.0965 | 1.0642 | 1.0547 | 1.0277 | 1.0297 | 150.9725 | 0 | 317.3413 | 0 | 0 | 0 | 1 | 0 | 0 | 1.0494
308 | HVAC | Chiller | VFD on Cooling Tower Fans | Offices | New | CofNgsld308 | 1 | 0 | 3002.444 | 0 | GSLD | 15 | 1.0063 | 0.98564 | 1.0265 | 1.0441 | 1.0994 | 1.0901 | 1.0679 | 1.0965 | 1.0642 | 1.0547 | 1.0277 | 1.0297 | 150.9725 | 0 | 317.3413 | 0 | 0 | 0 | 1 | 0 | 0 | 1.0494
308 | HVAC | Chiller | VFD on Cooling Tower Fans | Restaurants | Existing | CreEgsld308 | 1 | 0 | 3526.3542 | 0 | GSLD | 15 | 1.0063 | 0.98564 | 1.0265 | 1.0441 | 1.0994 | 1.0901 | 1.0679 | 1.0965 | 1.0642 | 1.0547 | 1.0277 | 1.0297 | 177.3164 | 0 | 978.1168 | 0 | 0 | 0 | 1 | 0 | 0 | 1.0494
308 | HVAC | Chiller | VFD on Cooling Tower Fans | Restaurants | New | CreNgsld308 | 1 | 0 | 3526.3542 | 0 | GSLD | 15 | 1.0063 | 0.98564 | 1.0265 | 1.0441 | 1.0994 | 1.0901 | 1.0679 | 1.0965 | 1.0642 | 1.0547 | 1.0277 | 1.0297 | 177.3164 | 0 | 978.1168 | 0 | 0 | 0 | 1 | 0 | 0 | 1.0494
308 | HVAC | Chiller | VFD on Cooling Tower Fans | Retail | Existing | CrtEgsld308 | 1 | 0 | 3002.444 | 0 | GSLD | 15 | 1.0063 | 0.98564 | 1.0265 | 1.0441 | 1.0994 | 1.0901 | 1.0679 | 1.0965 | 1.0642 | 1.0547 | 1.0277 | 1.0297 | 150.9725 | 0 | 847.13 | 0 | 0 | 0 | 1 | 0 | 0 | 1.0494
308 | HVAC | Chiller | VFD on Cooling Tower Fans | Retail | New | CrtNgsld308 | 1 | 0 | 3002.444 | 0 | GSLD | 15 | 1.0063 | 0.98564 | 1.0265 | 1.0441 | 1.0994 | 1.0901 | 1.0679 | 1.0965 | 1.0642 | 1.0547 | 1.0277 | 1.0297 | 150.9725 | 0 | 847.13 | 0 | 0 | 0 | 1 | 0 | 0 | 1.0494
308 | HVAC | Chiller | VFD on Cooling Tower Fans | Schools K-12 | Existing | CscEgsld308 | 1 | 0 | 3002.444 | 0 | GSLD | 15 | 1.0063 | 0.98564 | 1.0265 | 1.0441 | 1.0994 | 1.0901 | 1.0679 | 1.0965 | 1.0642 | 1.0547 | 1.0277 | 1.0297 | 150.9725 | 0 | 724.6502 | 0 | 0 | 0 | 1 | 0 | 0 | 1.0494
308 | HVAC | Chiller | VFD on Cooling Tower Fans | Schools K-12 | New | CscNgsld308 | 1 | 0 | 3002.444 | 0 | GSLD | 15 | 1.0063 | 0.98564 | 1.0265 | 1.0441 | 1.0994 | 1.0901 | 1.0679 | 1.0965 | 1.0642 | 1.0547 | 1.0277 | 1.0297 | 150.9725 | 0 | 724.6502 | 0 | 0 | 0 | 1 | 0 | 0 | 1.0494
308 | HVAC | Chiller | VFD on Cooling Tower Fans | Warehouse | Existing | CwaEgsld308 | 1 | 0 | 3002.444 | 0 | GSLD | 15 | 1.0063 | 0.98564 | 1.0265 | 1.0441 | 1.0994 | 1.0901 | 1.0679 | 1.0965 | 1.0642 | 1.0547 | 1.0277 | 1.0297 | 150.9725 | 0 | 2492.9873 | 0 | 0 | 0 | 1 | 0 | 0 | 1.0494
308 | HVAC | Chiller | VFD on Cooling Tower Fans | Warehouse | New | CwaNgsld308 | 1 | 0 | 3002.444 | 0 | GSLD | 15 | 1.0063 | 0.98564 | 1.0265 | 1.0441 | 1.0994 | 1.0901 | 1.0679 | 1.0965 | 1.0642 | 1.0547 | 1.0277 | 1.0297 | 150.9725 | 0 | 2492.9873 | 0 | 0 | 0 | 1 | 0 | 0 | 1.0494
309 | HVAC | Chiller | VFD on HVAC Pump | Assembly | Existing | CasEgsld309 | 1 | 15.5506 | 9828.4071 | 0 | GSLD | 15 | 1.0063 | 0.98564 | 1.0265 | 1.0441 | 1.0994 | 1.0901 | 1.0679 | 1.0965 | 1.0642 | 1.0547 | 1.0277 | 1.0297 | 494.2038 | 0 | 5524.5896 | 0 | 0 | 0 | 1 | 0 | 0 | 1.0494
309 | HVAC | Chiller | VFD on HVAC Pump | Assembly | New | CasNgsld309 | 1 | 15.5506 | 9828.4071 | 0 | GSLD | 15 | 1.0063 | 0.98564 | 1.0265 | 1.0441 | 1.0994 | 1.0901 | 1.0679 | 1.0965 | 1.0642 | 1.0547 | 1.0277 | 1.0297 | 494.2038 | 0 | 5524.5896 | 0 | 0 | 0 | 1 | 0 | 0 | 1.0494
309 | HVAC | Chiller | VFD on HVAC Pump | College and University | Existing | CcoEgsld309 | 1 | 1.6352 | 13431.4324 | 0 | GSLD | 15 | 1.0063 | 0.98564 | 1.0265 | 1.0441 | 1.0994 | 1.0901 | 1.0679 | 1.0965 | 1.0642 | 1.0547 | 1.0277 | 1.0297 | 675.3754 | 0 | 4800.0113 | 0 | 0 | 0 | 1 | 0 | 0 | 1.0494
309 | HVAC | Chiller | VFD on HVAC Pump | College and University | New | CcoNgsld309 | 1 | 1.6352 | 13431.4324 | 0 | GSLD | 15 | 1.0063 | 0.98564 | 1.0265 | 1.0441 | 1.0994 | 1.0901 | 1.0679 | 1.0965 | 1.0642 | 1.0547 | 1.0277 | 1.0297 | 675.3754 | 0 | 4800.0113 | 0 | 0 | 0 | 1 | 0 | 0 | 1.0494
309 | HVAC | Chiller | VFD on HVAC Pump | Data Center | Existing | CdaEgsld309 | 1 | 0.94889 | 9864.2677 | 0 | GSLD | 15 | 1.0063 | 0.98564 | 1.0265 | 1.0441 | 1.0994 | 1.0901 | 1.0679 | 1.0965 | 1.0642 | 1.0547 | 1.0277 | 1.0297 | 496.007 | 0 | 2227.3929 | 0 | 0 | 0 | 1 | 0 | 0 | 1.0494
309 | HVAC | Chiller | VFD on HVAC Pump | Data Center | New | CdaNgsld309 | 1 | 0.94889 | 9864.2677 | 0 | GSLD | 15 | 1.0063 | 0.98564 | 1.0265 | 1.0441 | 1.0994 | 1.0901 | 1.0679 | 1.0965 | 1.0642 | 1.0547 | 1.0277 | 1.0297 | 496.007 | 0 | 2227.3929 | 0 | 0 | 0 | 1 | 0 | 0 | 1.0494
309 | HVAC | Chiller | VFD on HVAC Pump | Grocery | Existing | CgrEgsld309 | 1 | 3.6921 | 8330.4348 | 0 | GSLD | 15 | 1.0063 | 0.98564 | 1.0265 | 1.0441 | 1.0994 | 1.0901 | 1.0679 | 1.0965 | 1.0642 | 1.0547 | 1.0277 | 1.0297 | 418.8809 | 0 | 2550.3795 | 0 | 0 | 0 | 1 | 0 | 0 | 1.0494
309 | HVAC | Chiller | VFD on HVAC Pump | Grocery | New | CgrNgsld309 | 1 | 3.6921 | 8330.4348 | 0 | GSLD | 15 | 1.0063 | 0.98564 | 1.0265 | 1.0441 | 1.0994 | 1.0901 | 1.0679 | 1.0965 | 1.0642 | 1.0547 | 1.0277 | 1.0297 | 418.8809 | 0 | 2550.3795 | 0 | 0 | 0 | 1 | 0 | 0 | 1.0494
309 | HVAC | Chiller | VFD on HVAC Pump | Healthcare | Existing | CheEgsld309 | 1 | 1.3061 | 11721.1866 | 0 | GSLD | 15 | 1.0063 | 0.98564 | 1.0265 | 1.0441 | 1.0994 | 1.0901 | 1.0679 | 1.0965 | 1.0642 | 1.0547 | 1.0277 | 1.0297 | 589.3788 | 0 | 3065.993 | 0 | 0 | 0 | 1 | 0 | 0 | 1.0494
309 | HVAC | Chiller | VFD on HVAC Pump | Healthcare | New | CheNgsld309 | 1 | 1.3061 | 11721.1866 | 0 | GSLD | 15 | 1.0063 | 0.98564 | 1.0265 | 1.0441 | 1.0994 | 1.0901 | 1.0679 | 1.0965 | 1.0642 | 1.0547 | 1.0277 | 1.0297 | 589.3788 | 0 | 3065.993 | 0 | 0 | 0 | 1 | 0 | 0 | 1.0494
309 | HVAC | Chiller | VFD on HVAC Pump | Hospitals | Existing | ChoEgsld309 | 1 | 0.56132 | 7849.7308 | 0 | GSLD | 15 | 1.0063 | 0.98564 | 1.0265 | 1.0441 | 1.0994 | 1.0901 | 1.0679 | 1.0965 | 1.0642 | 1.0547 | 1.0277 | 1.0297 | 394.7096 | 0 | 3943.401 | 0 | 0 | 0 | 1 | 0 | 0 | 1.0494
309 | HVAC | Chiller | VFD on HVAC Pump | Hospitals | New | ChoNgsld309 | 1 | 0.56132 | 7849.7308 | 0 | GSLD | 15 | 1.0063 | 0.98564 | 1.0265 | 1.0441 | 1.0994 | 1.0901 | 1.0679 | 1.0965 | 1.0642 | 1.0547 | 1.0277 | 1.0297 | 394.7096 | 0 | 3943.401 | 0 | 0 | 0 | 1 | 0 | 0 | 1.0494
309 | HVAC | Chiller | VFD on HVAC Pump | Institutional | Existing | CinEgsld309 | 1 | 1.0222 | 10245.4682 | 0 | GSLD | 15 | 1.0063 | 0.98564 | 1.0265 | 1.0441 | 1.0994 | 1.0901 | 1.0679 | 1.0965 | 1.0642 | 1.0547 | 1.0277 | 1.0297 | 515.1749 | 0 | 4461.909 | 0 | 0 | 0 | 1 | 0 | 0 | 1.0494
309 | HVAC | Chiller | VFD on HVAC Pump | Institutional | New | CinNgsld309 | 1 | 1.0222 | 10245.4682 | 0 | GSLD | 15 | 1.0063 | 0.98564 | 1.0265 | 1.0441 | 1.0994 | 1.0901 | 1.0679 | 1.0965 | 1.0642 | 1.0547 | 1.0277 | 1.0297 | 515.1749 | 0 | 4461.909 | 0 | 0 | 0 | 1 | 0 | 0 | 1.0494
309 | HVAC | Chiller | VFD on HVAC Pump | Lodging/Hospitality | Existing | CloEgsld309 | 1 | 3.502 | 10538.0901 | 0 | GSLD | 15 | 1.0063 | 0.98564 | 1.0265 | 1.0441 | 1.0994 | 1.0901 | 1.0679 | 1.0965 | 1.0642 | 1.0547 | 1.0277 | 1.0297 | 529.8889 | 0 | 3317.3901 | 0 | 0 | 0 | 1 | 0 | 0 | 1.0494
309 | HVAC | Chiller | VFD on HVAC Pump | Lodging/Hospitality | New | CloNgsld309 | 1 | 3.502 | 10538.0901 | 0 | GSLD | 15 | 1.0063 | 0.98564 | 1.0265 | 1.0441 | 1.0994 | 1.0901 | 1.0679 | 1.0965 | 1.0642 | 1.0547 | 1.0277 | 1.0297 | 529.8889 | 0 | 3317.3901 | 0 | 0 | 0 | 1 | 0 | 0 | 1.0494
309 | HVAC | Chiller | VFD on HVAC Pump | Miscellaneous | Existing | CmiEgsld309 | 1 | 11.5366 | 8066.4712 | 0 | GSLD | 15 | 1.0063 | 0.98564 | 1.0265 | 1.0441 | 1.0994 | 1.0901 | 1.0679 | 1.0965 | 1.0642 | 1.0547 | 1.0277 | 1.0297 | 405.608 | 0 | 3976.5419 | 0 | 0 | 0 | 1 | 0 | 0 | 1.0494
309 | HVAC | Chiller | VFD on HVAC Pump | Miscellaneous | New | CmiNgsld309 | 1 | 11.5366 | 8066.4712 | 0 | GSLD | 15 | 1.0063 | 0.98564 | 1.0265 | 1.0441 | 1.0994 | 1.0901 | 1.0679 | 1.0965 | 1.0642 | 1.0547 | 1.0277 | 1.0297 | 405.608 | 0 | 3976.5419 | 0 | 0 | 0 | 1 | 0 | 0 | 1.0494
309 | HVAC | Chiller | VFD on HVAC Pump | Offices | Existing | CofEgsld309 | 1 | 4.7515 | 5088.1282 | 0 | GSLD | 15 | 1.0063 | 0.98564 | 1.0265 | 1.0441 | 1.0994 | 1.0901 | 1.0679 | 1.0965 | 1.0642 | 1.0547 | 1.0277 | 1.0297 | 255.8474 | 0 | 1963.6197 | 0 | 0 | 0 | 1 | 0 | 0 | 1.0494
309 | HVAC | Chiller | VFD on HVAC Pump | Offices | New | CofNgsld309 | 1 | 4.7515 | 5088.1282 | 0 | GSLD | 15 | 1.0063 | 0.98564 | 1.0265 | 1.0441 | 1.0994 | 1.0901 | 1.0679 | 1.0965 | 1.0642 | 1.0547 | 1.0277 | 1.0297 | 255.8474 | 0 | 1963.6197 | 0 | 0 | 0 | 1 | 0 | 0 | 1.0494
309 | HVAC | Chiller | VFD on HVAC Pump | Restaurants | Existing | CreEgsld309 | 1 | 4.0869 | 8844.1706 | 0 | GSLD | 15 | 1.0063 | 0.98564 | 1.0265 | 1.0441 | 1.0994 | 1.0901 | 1.0679 | 1.0965 | 1.0642 | 1.0547 | 1.0277 | 1.0297 | 444.7132 | 0 | 6052.2862 | 0 | 0 | 0 | 1 | 0 | 0 | 1.0494
309 | HVAC | Chiller | VFD on HVAC Pump | Restaurants | New | CreNgsld309 | 1 | 4.0869 | 8844.1706 | 0 | GSLD | 15 | 1.0063 | 0.98564 | 1.0265 | 1.0441 | 1.0994 | 1.0901 | 1.0679 | 1.0965 | 1.0642 | 1.0547 | 1.0277 | 1.0297 | 444.7132 | 0 | 6052.2862 | 0 | 0 | 0 | 1 | 0 | 0 | 1.0494
309 | HVAC | Chiller | VFD on HVAC Pump | Retail | Existing | CrtEgsld309 | 1 | 13.508 | 8931.8296 | 0 | GSLD | 15 | 1.0063 | 0.98564 | 1.0265 | 1.0441 | 1.0994 | 1.0901 | 1.0679 | 1.0965 | 1.0642 | 1.0547 | 1.0277 | 1.0297 | 449.121 | 0 | 5241.8241 | 0 | 0 | 0 | 1 | 0 | 0 | 1.0494
309 | HVAC | Chiller | VFD on HVAC Pump | Retail | New | CrtNgsld309 | 1 | 13.508 | 8931.8296 | 0 | GSLD | 15 | 1.0063 | 0.98564 | 1.0265 | 1.0441 | 1.0994 | 1.0901 | 1.0679 | 1.0965 | 1.0642 | 1.0547 | 1.0277 | 1.0297 | 449.121 | 0 | 5241.8241 | 0 | 0 | 0 | 1 | 0 | 0 | 1.0494
309 | HVAC | Chiller | VFD on HVAC Pump | Schools K-12 | Existing | CscEgsld309 | 1 | 15.565 | 9834.753 | 0 | GSLD | 15 | 1.0063 | 0.98564 | 1.0265 | 1.0441 | 1.0994 | 1.0901 | 1.0679 | 1.0965 | 1.0642 | 1.0547 | 1.0277 | 1.0297 | 494.5229 | 0 | 4483.9463 | 0 | 0 | 0 | 1 | 0 | 0 | 1.0494
309 | HVAC | Chiller | VFD on HVAC Pump | Schools K-12 | New | CscNgsld309 | 1 | 15.565 | 9834.753 | 0 | GSLD | 15 | 1.0063 | 0.98564 | 1.0265 | 1.0441 | 1.0994 | 1.0901 | 1.0679 | 1.0965 | 1.0642 | 1.0547 | 1.0277 | 1.0297 | 494.5229 | 0 | 4483.9463 | 0 | 0 | 0 | 1 | 0 | 0 | 1.0494
309 | HVAC | Chiller | VFD on HVAC Pump | Warehouse | Existing | CwaEgsld309 | 1 | 40.9155 | 20962.3919 | 0 | GSLD | 15 | 1.0063 | 0.98564 | 1.0265 | 1.0441 | 1.0994 | 1.0901 | 1.0679 | 1.0965 | 1.0642 | 1.0547 | 1.0277 | 1.0297 | 1054.0562 | 0 | 15425.8242 | 0 | 0 | 0 | 1 | 0 | 0 | 1.0494
309 | HVAC | Chiller | VFD on HVAC Pump | Warehouse | New | CwaNgsld309 | 1 | 40.9155 | 20962.3919 | 0 | GSLD | 15 | 1.0063 | 0.98564 | 1.0265 | 1.0441 | 1.0994 | 1.0901 | 1.0679 | 1.0965 | 1.0642 | 1.0547 | 1.0277 | 1.0297 | 1054.0562 | 0 | 15425.8242 | 0 | 0 | 0 | 1 | 0 | 0 | 1.0494
310 | HVAC | Controls | Advanced Rooftop Controller | Assembly | Existing | CasEgsld310 | 1 | 0.7121 | 3545.5611 | 0 | GSLD | 15 | 1 | 1 | 1 | 1 | 1 | 1 | 1 | 1 | 1 | 1 | 1 | 1 | 178.2822 | 0 | 3948.5877 | 0 | 0 | 0 | 1 | 0 | 0 | 1
310 | HVAC | Controls | Advanced Rooftop Controller | Assembly | New | CasNgsld310 | 1 | 0.7121 | 3545.5611 | 0 | GSLD | 15 | 1 | 1 | 1 | 1 | 1 | 1 | 1 | 1 | 1 | 1 | 1 | 1 | 178.2822 | 0 | 3948.5877 | 0 | 0 | 0 | 1 | 0 | 0 | 1
310 | HVAC | Controls | Advanced Rooftop Controller | College and University | Existing | CcoEgsld310 | 1 | 0.7896 | 6851.7404 | 0 | GSLD | 15 | 1 | 1 | 1 | 1 | 1 | 1 | 1 | 1 | 1 | 1 | 1 | 1 | 344.5274 | 0 | 7630.583 | 0 | 0 | 0 | 1 | 0 | 0 | 1
310 | HVAC | Controls | Advanced Rooftop Controller | College and University | New | CcoNgsld310 | 1 | 0.7896 | 6851.7404 | 0 | GSLD | 15 | 1 | 1 | 1 | 1 | 1 | 1 | 1 | 1 | 1 | 1 | 1 | 1 | 344.5274 | 0 | 7630.583 | 0 | 0 | 0 | 1 | 0 | 0 | 1
310 | HVAC | Controls | Advanced Rooftop Controller | Data Center | Existing | CdaEgsld310 | 1 | 0.7896 | 6851.7404 | 0 | GSLD | 15 | 1 | 1 | 1 | 1 | 1 | 1 | 1 | 1 | 1 | 1 | 1 | 1 | 344.5274 | 0 | 7630.583 | 0 | 0 | 0 | 1 | 0 | 0 | 1
310 | HVAC | Controls | Advanced Rooftop Controller | Data Center | New | CdaNgsld310 | 1 | 0.7896 | 6851.7404 | 0 | GSLD | 15 | 1 | 1 | 1 | 1 | 1 | 1 | 1 | 1 | 1 | 1 | 1 | 1 | 344.5274 | 0 | 7630.583 | 0 | 0 | 0 | 1 | 0 | 0 | 1
310 | HVAC | Controls | Advanced Rooftop Controller | Grocery | Existing | CgrEgsld310 | 1 | 0.74481 | 4506.7038 | 0 | GSLD | 15 | 1 | 1 | 1 | 1 | 1 | 1 | 1 | 1 | 1 | 1 | 1 | 1 | 226.6115 | 0 | 5018.9617 | 0 | 0 | 0 | 1 | 0 | 0 | 1
310 | HVAC | Controls | Advanced Rooftop Controller | Grocery | New | CgrNgsld310 | 1 | 0.74481 | 4506.7038 | 0 | GSLD | 15 | 1 | 1 | 1 | 1 | 1 | 1 | 1 | 1 | 1 | 1 | 1 | 1 | 226.6115 | 0 | 5018.9617 | 0 | 0 | 0 | 1 | 0 | 0 | 1
310 | HVAC | Controls | Advanced Rooftop Controller | Healthcare | Existing | CheEgsld310 | 1 | 0.7896 | 6851.7404 | 0 | GSLD | 15 | 1 | 1 | 1 | 1 | 1 | 1 | 1 | 1 | 1 | 1 | 1 | 1 | 344.5274 | 0 | 7630.583 | 0 | 0 | 0 | 1 | 0 | 0 | 1
310 | HVAC | Controls | Advanced Rooftop Controller | Healthcare | New | CheNgsld310 | 1 | 0.7896 | 6851.7404 | 0 | GSLD | 15 | 1 | 1 | 1 | 1 | 1 | 1 | 1 | 1 | 1 | 1 | 1 | 1 | 344.5274 | 0 | 7630.583 | 0 | 0 | 0 | 1 | 0 | 0 | 1
310 | HVAC | Controls | Advanced Rooftop Controller | Hospitals | Existing | ChoEgsld310 | 1 | 0.7896 | 6851.7404 | 0 | GSLD | 15 | 1 | 1 | 1 | 1 | 1 | 1 | 1 | 1 | 1 | 1 | 1 | 1 | 344.5274 | 0 | 7630.583 | 0 | 0 | 0 | 1 | 0 | 0 | 1
310 | HVAC | Controls | Advanced Rooftop Controller | Hospitals | New | ChoNgsld310 | 1 | 0.7896 | 6851.7404 | 0 | GSLD | 15 | 1 | 1 | 1 | 1 | 1 | 1 | 1 | 1 | 1 | 1 | 1 | 1 | 344.5274 | 0 | 7630.583 | 0 | 0 | 0 | 1 | 0 | 0 | 1
310 | HVAC | Controls | Advanced Rooftop Controller | Institutional | Existing | CinEgsld310 | 1 | 0.7896 | 6851.7404 | 0 | GSLD | 15 | 1 | 1 | 1 | 1 | 1 | 1 | 1 | 1 | 1 | 1 | 1 | 1 | 344.5274 | 0 | 7630.5487 | 0 | 0 | 0 | 1 | 0 | 0 | 1
310 | HVAC | Controls | Advanced Rooftop Controller | Institutional | New | CinNgsld310 | 1 | 0.7896 | 6851.7404 | 0 | GSLD | 15 | 1 | 1 | 1 | 1 | 1 | 1 | 1 | 1 | 1 | 1 | 1 | 1 | 344.5274 | 0 | 7630.5487 | 0 | 0 | 0 | 1 | 0 | 0 | 1
310 | HVAC | Controls | Advanced Rooftop Controller | Lodging/Hospitality | Existing | CloEgsld310 | 1 | 0.41054 | 5522.7016 | 0 | GSLD | 15 | 1 | 1 | 1 | 1 | 1 | 1 | 1 | 1 | 1 | 1 | 1 | 1 | 277.6991 | 0 | 6150.4436 | 0 | 0 | 0 | 1 | 0 | 0 | 1
310 | HVAC | Controls | Advanced Rooftop Controller | Lodging/Hospitality | New | CloNgsld310 | 1 | 0.41054 | 5522.7016 | 0 | GSLD | 15 | 1 | 1 | 1 | 1 | 1 | 1 | 1 | 1 | 1 | 1 | 1 | 1 | 277.6991 | 0 | 6150.4436 | 0 | 0 | 0 | 1 | 0 | 0 | 1
310 | HVAC | Controls | Advanced Rooftop Controller | Miscellaneous | Existing | CmiEgsld310 | 1 | 0.7121 | 3545.5611 | 0 | GSLD | 15 | 1 | 1 | 1 | 1 | 1 | 1 | 1 | 1 | 1 | 1 | 1 | 1 | 178.2822 | 0 | 3948.5877 | 0 | 0 | 0 | 1 | 0 | 0 | 1
310 | HVAC | Controls | Advanced Rooftop Controller | Miscellaneous | New | CmiNgsld310 | 1 | 0.7121 | 3545.5611 | 0 | GSLD | 15 | 1 | 1 | 1 | 1 | 1 | 1 | 1 | 1 | 1 | 1 | 1 | 1 | 178.2822 | 0 | 3948.5877 | 0 | 0 | 0 | 1 | 0 | 0 | 1
310 | HVAC | Controls | Advanced Rooftop Controller | Offices | Existing | CofEgsld310 | 1 | 0.7121 | 3545.5611 | 0 | GSLD | 15 | 1 | 1 | 1 | 1 | 1 | 1 | 1 | 1 | 1 | 1 | 1 | 1 | 178.2822 | 0 | 3948.5877 | 0 | 0 | 0 | 1 | 0 | 0 | 1
310 | HVAC | Controls | Advanced Rooftop Controller | Offices | New | CofNgsld310 | 1 | 0.7121 | 3545.5611 | 0 | GSLD | 15 | 1 | 1 | 1 | 1 | 1 | 1 | 1 | 1 | 1 | 1 | 1 | 1 | 178.2822 | 0 | 3948.5877 | 0 | 0 | 0 | 1 | 0 | 0 | 1
310 | HVAC | Controls | Advanced Rooftop Controller | Restaurants | Existing | CreEgsld310 | 1 | 0.74481 | 4506.7038 | 0 | GSLD | 15 | 1 | 1 | 1 | 1 | 1 | 1 | 1 | 1 | 1 | 1 | 1 | 1 | 226.6115 | 0 | 5018.9843 | 0 | 0 | 0 | 1 | 0 | 0 | 1
310 | HVAC | Controls | Advanced Rooftop Controller | Restaurants | New | CreNgsld310 | 1 | 0.74481 | 4506.7038 | 0 | GSLD | 15 | 1 | 1 | 1 | 1 | 1 | 1 | 1 | 1 | 1 | 1 | 1 | 1 | 226.6115 | 0 | 5018.9843 | 0 | 0 | 0 | 1 | 0 | 0 | 1
310 | HVAC | Controls | Advanced Rooftop Controller | Retail | Existing | CrtEgsld310 | 1 | 0.7121 | 3545.5611 | 0 | GSLD | 15 | 1 | 1 | 1 | 1 | 1 | 1 | 1 | 1 | 1 | 1 | 1 | 1 | 178.2822 | 0 | 3948.57 | 0 | 0 | 0 | 1 | 0 | 0 | 1
310 | HVAC | Controls | Advanced Rooftop Controller | Retail | New | CrtNgsld310 | 1 | 0.7121 | 3545.5611 | 0 | GSLD | 15 | 1 | 1 | 1 | 1 | 1 | 1 | 1 | 1 | 1 | 1 | 1 | 1 | 178.2822 | 0 | 3948.57 | 0 | 0 | 0 | 1 | 0 | 0 | 1
310 | HVAC | Controls | Advanced Rooftop Controller | Schools K-12 | Existing | CscEgsld310 | 1 | 0.7121 | 3545.5611 | 0 | GSLD | 15 | 1 | 1 | 1 | 1 | 1 | 1 | 1 | 1 | 1 | 1 | 1 | 1 | 178.2822 | 0 | 3948.5877 | 0 | 0 | 0 | 1 | 0 | 0 | 1
310 | HVAC | Controls | Advanced Rooftop Controller | Schools K-12 | New | CscNgsld310 | 1 | 0.7121 | 3545.5611 | 0 | GSLD | 15 | 1 | 1 | 1 | 1 | 1 | 1 | 1 | 1 | 1 | 1 | 1 | 1 | 178.2822 | 0 | 3948.5877 | 0 | 0 | 0 | 1 | 0 | 0 | 1
310 | HVAC | Controls | Advanced Rooftop Controller | Warehouse | Existing | CwaEgsld310 | 1 | 0.7121 | 3545.5611 | 0 | GSLD | 15 | 1 | 1 | 1 | 1 | 1 | 1 | 1 | 1 | 1 | 1 | 1 | 1 | 178.2822 | 0 | 3948.57 | 0 | 0 | 0 | 1 | 0 | 0 | 1
310 | HVAC | Controls | Advanced Rooftop Controller | Warehouse | New | CwaNgsld310 | 1 | 0.7121 | 3545.5611 | 0 | GSLD | 15 | 1 | 1 | 1 | 1 | 1 | 1 | 1 | 1 | 1 | 1 | 1 | 1 | 178.2822 | 0 | 3948.57 | 0 | 0 | 0 | 1 | 0 | 0 | 1
311 | HVAC | Controls | Facility Commissioning_SC | Assembly | Existing | CasEgsld311 | 1 | 0 | 3002.444 | 0 | GSLD | 10 | 1 | 1 | 1 | 1 | 1 | 1 | 1 | 1 | 1 | 1 | 1 | 1 | 150.9725 | 0 | 3364.1374 | 0 | 0 | 0 | 1 | 0 | 0 | 1
311 | HVAC | Controls | Facility Commissioning_SC | Assembly | New | CasNgsld311 | 1 | 0 | 3002.444 | 0 | GSLD | 10 | 1 | 1 | 1 | 1 | 1 | 1 | 1 | 1 | 1 | 1 | 1 | 1 | 150.9725 | 0 | 3364.1374 | 0 | 0 | 0 | 1 | 0 | 0 | 1
311 | HVAC | Controls | Facility Commissioning_SC | College and University | Existing | CcoEgsld311 | 1 | 0 | 4932.1338 | 0 | GSLD | 10 | 1 | 1 | 1 | 1 | 1 | 1 | 1 | 1 | 1 | 1 | 1 | 1 | 248.0035 | 0 | 14335.6689 | 0 | 0 | 0 | 1 | 0 | 0 | 1
311 | HVAC | Controls | Facility Commissioning_SC | College and University | New | CcoNgsld311 | 1 | 0 | 4932.1338 | 0 | GSLD | 10 | 1 | 1 | 1 | 1 | 1 | 1 | 1 | 1 | 1 | 1 | 1 | 1 | 248.0035 | 0 | 14335.6689 | 0 | 0 | 0 | 1 | 0 | 0 | 1
311 | HVAC | Controls | Facility Commissioning_SC | Data Center | Existing | CdaEgsld311 | 1 | 0 | 4932.1338 | 0 | GSLD | 10 | 1 | 1 | 1 | 1 | 1 | 1 | 1 | 1 | 1 | 1 | 1 | 1 | 248.0035 | 0 | 10839.1669 | 0 | 0 | 0 | 1 | 0 | 0 | 1
311 | HVAC | Controls | Facility Commissioning_SC | Data Center | New | CdaNgsld311 | 1 | 0 | 4932.1338 | 0 | GSLD | 10 | 1 | 1 | 1 | 1 | 1 | 1 | 1 | 1 | 1 | 1 | 1 | 1 | 248.0035 | 0 | 10839.1669 | 0 | 0 | 0 | 1 | 0 | 0 | 1
311 | HVAC | Controls | Facility Commissioning_SC | Grocery | Existing | CgrEgsld311 | 1 | 0 | 3526.3542 | 0 | GSLD | 10 | 1 | 1 | 1 | 1 | 1 | 1 | 1 | 1 | 1 | 1 | 1 | 1 | 177.3164 | 0 | 3673.286 | 0 | 0 | 0 | 1 | 0 | 0 | 1
311 | HVAC | Controls | Facility Commissioning_SC | Grocery | New | CgrNgsld311 | 1 | 0 | 3526.3542 | 0 | GSLD | 10 | 1 | 1 | 1 | 1 | 1 | 1 | 1 | 1 | 1 | 1 | 1 | 1 | 177.3164 | 0 | 3673.286 | 0 | 0 | 0 | 1 | 0 | 0 | 1
311 | HVAC | Controls | Facility Commissioning_SC | Healthcare | Existing | CheEgsld311 | 1 | 0 | 4932.1338 | 0 | GSLD | 10 | 1 | 1 | 1 | 1 | 1 | 1 | 1 | 1 | 1 | 1 | 1 | 1 | 248.0035 | 0 | 7386.2469 | 0 | 0 | 0 | 1 | 0 | 0 | 1
311 | HVAC | Controls | Facility Commissioning_SC | Healthcare | New | CheNgsld311 | 1 | 0 | 4932.1338 | 0 | GSLD | 10 | 1 | 1 | 1 | 1 | 1 | 1 | 1 | 1 | 1 | 1 | 1 | 1 | 248.0035 | 0 | 7386.2469 | 0 | 0 | 0 | 1 | 0 | 0 | 1
311 | HVAC | Controls | Facility Commissioning_SC | Hospitals | Existing | ChoEgsld311 | 1 | 0 | 4932.1338 | 0 | GSLD | 10 | 1 | 1 | 1 | 1 | 1 | 1 | 1 | 1 | 1 | 1 | 1 | 1 | 248.0035 | 0 | 2893.581 | 0 | 0 | 0 | 1 | 0 | 0 | 1
311 | HVAC | Controls | Facility Commissioning_SC | Hospitals | New | ChoNgsld311 | 1 | 0 | 4932.1338 | 0 | GSLD | 10 | 1 | 1 | 1 | 1 | 1 | 1 | 1 | 1 | 1 | 1 | 1 | 1 | 248.0035 | 0 | 2893.581 | 0 | 0 | 0 | 1 | 0 | 0 | 1
311 | HVAC | Controls | Facility Commissioning_SC | Institutional | Existing | CinEgsld311 | 1 | 0 | 4932.1338 | 0 | GSLD | 10 | 1 | 1 | 1 | 1 | 1 | 1 | 1 | 1 | 1 | 1 | 1 | 1 | 248.0035 | 0 | 16876.1668 | 0 | 0 | 0 | 1 | 0 | 0 | 1
311 | HVAC | Controls | Facility Commissioning_SC | Institutional | New | CinNgsld311 | 1 | 0 | 4932.1338 | 0 | GSLD | 10 | 1 | 1 | 1 | 1 | 1 | 1 | 1 | 1 | 1 | 1 | 1 | 1 | 248.0035 | 0 | 16876.1668 | 0 | 0 | 0 | 1 | 0 | 0 | 1
311 | HVAC | Controls | Facility Commissioning_SC | Lodging/Hospitality | Existing | CloEgsld311 | 1 | 0 | 5221.6594 | 0 | GSLD | 10 | 1 | 1 | 1 | 1 | 1 | 1 | 1 | 1 | 1 | 1 | 1 | 1 | 262.5618 | 0 | 7057.4004 | 0 | 0 | 0 | 1 | 0 | 0 | 1
311 | HVAC | Controls | Facility Commissioning_SC | Lodging/Hospitality | New | CloNgsld311 | 1 | 0 | 5221.6594 | 0 | GSLD | 10 | 1 | 1 | 1 | 1 | 1 | 1 | 1 | 1 | 1 | 1 | 1 | 1 | 262.5618 | 0 | 7057.4004 | 0 | 0 | 0 | 1 | 0 | 0 | 1
311 | HVAC | Controls | Facility Commissioning_SC | Miscellaneous | Existing | CmiEgsld311 | 1 | 0 | 3002.444 | 0 | GSLD | 10 | 1 | 1 | 1 | 1 | 1 | 1 | 1 | 1 | 1 | 1 | 1 | 1 | 150.9725 | 0 | 12068.3755 | 0 | 0 | 0 | 1 | 0 | 0 | 1
311 | HVAC | Controls | Facility Commissioning_SC | Miscellaneous | New | CmiNgsld311 | 1 | 0 | 3002.444 | 0 | GSLD | 10 | 1 | 1 | 1 | 1 | 1 | 1 | 1 | 1 | 1 | 1 | 1 | 1 | 150.9725 | 0 | 12068.3755 | 0 | 0 | 0 | 1 | 0 | 0 | 1
311 | HVAC | Controls | Facility Commissioning_SC | Offices | Existing | CofEgsld311 | 1 | 0 | 3002.444 | 0 | GSLD | 10 | 1 | 1 | 1 | 1 | 1 | 1 | 1 | 1 | 1 | 1 | 1 | 1 | 150.9725 | 0 | 4311.2794 | 0 | 0 | 0 | 1 | 0 | 0 | 1
311 | HVAC | Controls | Facility Commissioning_SC | Offices | New | CofNgsld311 | 1 | 0 | 3002.444 | 0 | GSLD | 10 | 1 | 1 | 1 | 1 | 1 | 1 | 1 | 1 | 1 | 1 | 1 | 1 | 150.9725 | 0 | 4311.2794 | 0 | 0 | 0 | 1 | 0 | 0 | 1
311 | HVAC | Controls | Facility Commissioning_SC | Restaurants | Existing | CreEgsld311 | 1 | 0 | 3526.3542 | 0 | GSLD | 10 | 1 | 1 | 1 | 1 | 1 | 1 | 1 | 1 | 1 | 1 | 1 | 1 | 177.3164 | 0 | 2022.743 | 0 | 0 | 0 | 1 | 0 | 0 | 1
311 | HVAC | Controls | Facility Commissioning_SC | Restaurants | New | CreNgsld311 | 1 | 0 | 3526.3542 | 0 | GSLD | 10 | 1 | 1 | 1 | 1 | 1 | 1 | 1 | 1 | 1 | 1 | 1 | 1 | 177.3164 | 0 | 2022.743 | 0 | 0 | 0 | 1 | 0 | 0 | 1
311 | HVAC | Controls | Facility Commissioning_SC | Retail | Existing | CrtEgsld311 | 1 | 0 | 3002.444 | 0 | GSLD | 10 | 1 | 1 | 1 | 1 | 1 | 1 | 1 | 1 | 1 | 1 | 1 | 1 | 150.9725 | 0 | 5096.3783 | 0 | 0 | 0 | 1 | 0 | 0 | 1
311 | HVAC | Controls | Facility Commissioning_SC | Retail | New | CrtNgsld311 | 1 | 0 | 3002.444 | 0 | GSLD | 10 | 1 | 1 | 1 | 1 | 1 | 1 | 1 | 1 | 1 | 1 | 1 | 1 | 150.9725 | 0 | 5096.3783 | 0 | 0 | 0 | 1 | 0 | 0 | 1
311 | HVAC | Controls | Facility Commissioning_SC | Schools K-12 | Existing | CscEgsld311 | 1 | 0 | 3002.444 | 0 | GSLD | 10 | 1 | 1 | 1 | 1 | 1 | 1 | 1 | 1 | 1 | 1 | 1 | 1 | 150.9725 | 0 | 4221.5774 | 0 | 0 | 0 | 1 | 0 | 0 | 1
311 | HVAC | Controls | Facility Commissioning_SC | Schools K-12 | New | CscNgsld311 | 1 | 0 | 3002.444 | 0 | GSLD | 10 | 1 | 1 | 1 | 1 | 1 | 1 | 1 | 1 | 1 | 1 | 1 | 1 | 150.9725 | 0 | 4221.5774 | 0 | 0 | 0 | 1 | 0 | 0 | 1
311 | HVAC | Controls | Facility Commissioning_SC | Warehouse | Existing | CwaEgsld311 | 1 | 0 | 3002.444 | 0 | GSLD | 10 | 1 | 1 | 1 | 1 | 1 | 1 | 1 | 1 | 1 | 1 | 1 | 1 | 150.9725 | 0 | 19675.0989 | 0 | 0 | 0 | 1 | 0 | 0 | 1
311 | HVAC | Controls | Facility Commissioning_SC | Warehouse | New | CwaNgsld311 | 1 | 0 | 3002.444 | 0 | GSLD | 10 | 1 | 1 | 1 | 1 | 1 | 1 | 1 | 1 | 1 | 1 | 1 | 1 | 150.9725 | 0 | 19675.0989 | 0 | 0 | 0 | 1 | 0 | 0 | 1
312 | HVAC | Controls | Facility Commissioning_SH | Assembly | Existing | CasEgsld312 | 0 | 5.7944 | 2543.47 | 0 | GSLD | 10 | 1 | 1 | 1 | 1 | 1 | 1 | 1 | 1 | 1 | 1 | 1 | 1 | 127.8938 | 0 | 2849.8725 | 0 | 0 | 0 | 1 | 0 | 0 | 1
312 | HVAC | Controls | Facility Commissioning_SH | Assembly | New | CasNgsld312 | 0 | 5.7944 | 2543.47 | 0 | GSLD | 10 | 1 | 1 | 1 | 1 | 1 | 1 | 1 | 1 | 1 | 1 | 1 | 1 | 127.8938 | 0 | 2849.8725 | 0 | 0 | 0 | 1 | 0 | 0 | 1
312 | HVAC | Controls | Facility Commissioning_SH | College and University | Existing | CcoEgsld312 | 0 | 0.24023 | 1248.67 | 0 | GSLD | 10 | 1 | 1 | 1 | 1 | 1 | 1 | 1 | 1 | 1 | 1 | 1 | 1 | 62.7871 | 0 | 3629.3662 | 0 | 0 | 0 | 1 | 0 | 0 | 1
312 | HVAC | Controls | Facility Commissioning_SH | College and University | New | CcoNgsld312 | 0 | 0.24023 | 1248.67 | 0 | GSLD | 10 | 1 | 1 | 1 | 1 | 1 | 1 | 1 | 1 | 1 | 1 | 1 | 1 | 62.7871 | 0 | 3629.3662 | 0 | 0 | 0 | 1 | 0 | 0 | 1
312 | HVAC | Controls | Facility Commissioning_SH | Data Center | Existing | CdaEgsld312 | 0 | 1.8333 | 9529.21 | 0 | GSLD | 10 | 1 | 1 | 1 | 1 | 1 | 1 | 1 | 1 | 1 | 1 | 1 | 1 | 479.1592 | 0 | 20941.9901 | 0 | 0 | 0 | 1 | 0 | 0 | 1
312 | HVAC | Controls | Facility Commissioning_SH | Data Center | New | CdaNgsld312 | 0 | 1.8333 | 9529.21 | 0 | GSLD | 10 | 1 | 1 | 1 | 1 | 1 | 1 | 1 | 1 | 1 | 1 | 1 | 1 | 479.1592 | 0 | 20941.9901 | 0 | 0 | 0 | 1 | 0 | 0 | 1
312 | HVAC | Controls | Facility Commissioning_SH | Grocery | Existing | CgrEgsld312 | 0 | 0.84812 | 1103.55 | 0 | GSLD | 10 | 1 | 1 | 1 | 1 | 1 | 1 | 1 | 1 | 1 | 1 | 1 | 1 | 55.49 | 0 | 1149.5314 | 0 | 0 | 0 | 1 | 0 | 0 | 1
312 | HVAC | Controls | Facility Commissioning_SH | Grocery | New | CgrNgsld312 | 0 | 0.84812 | 1103.55 | 0 | GSLD | 10 | 1 | 1 | 1 | 1 | 1 | 1 | 1 | 1 | 1 | 1 | 1 | 1 | 55.49 | 0 | 1149.5314 | 0 | 0 | 0 | 1 | 0 | 0 | 1
312 | HVAC | Controls | Facility Commissioning_SH | Healthcare | Existing | CheEgsld312 | 0 | 0.32859 | 1707.96 | 0 | GSLD | 10 | 1 | 1 | 1 | 1 | 1 | 1 | 1 | 1 | 1 | 1 | 1 | 1 | 85.8817 | 0 | 2557.8005 | 0 | 0 | 0 | 1 | 0 | 0 | 1
312 | HVAC | Controls | Facility Commissioning_SH | Healthcare | New | CheNgsld312 | 0 | 0.32859 | 1707.96 | 0 | GSLD | 10 | 1 | 1 | 1 | 1 | 1 | 1 | 1 | 1 | 1 | 1 | 1 | 1 | 85.8817 | 0 | 2557.8005 | 0 | 0 | 0 | 1 | 0 | 0 | 1
312 | HVAC | Controls | Facility Commissioning_SH | Hospitals | Existing | ChoEgsld312 | 0 | 6.7324 | 34993.58 | 0 | GSLD | 10 | 1 | 1 | 1 | 1 | 1 | 1 | 1 | 1 | 1 | 1 | 1 | 1 | 1759.5892 | 0 | 20530.0099 | 0 | 0 | 0 | 1 | 0 | 0 | 1
312 | HVAC | Controls | Facility Commissioning_SH | Hospitals | New | ChoNgsld312 | 0 | 6.7324 | 34993.58 | 0 | GSLD | 10 | 1 | 1 | 1 | 1 | 1 | 1 | 1 | 1 | 1 | 1 | 1 | 1 | 1759.5892 | 0 | 20530.0099 | 0 | 0 | 0 | 1 | 0 | 0 | 1
312 | HVAC | Controls | Facility Commissioning_SH | Institutional | Existing | CinEgsld312 | 0 | 0.22608 | 1175.09 | 0 | GSLD | 10 | 1 | 1 | 1 | 1 | 1 | 1 | 1 | 1 | 1 | 1 | 1 | 1 | 59.0873 | 0 | 4020.7779 | 0 | 0 | 0 | 1 | 0 | 0 | 1
312 | HVAC | Controls | Facility Commissioning_SH | Institutional | New | CinNgsld312 | 0 | 0.22608 | 1175.09 | 0 | GSLD | 10 | 1 | 1 | 1 | 1 | 1 | 1 | 1 | 1 | 1 | 1 | 1 | 1 | 59.0873 | 0 | 4020.7779 | 0 | 0 | 0 | 1 | 0 | 0 | 1
312 | HVAC | Controls | Facility Commissioning_SH | Lodging/Hospitality | Existing | CloEgsld312 | 0 | 2.426 | 3683.03 | 0 | GSLD | 10 | 1 | 1 | 1 | 1 | 1 | 1 | 1 | 1 | 1 | 1 | 1 | 1 | 185.1945 | 0 | 4977.8461 | 0 | 0 | 0 | 1 | 0 | 0 | 1
312 | HVAC | Controls | Facility Commissioning_SH | Lodging/Hospitality | New | CloNgsld312 | 0 | 2.426 | 3683.03 | 0 | GSLD | 10 | 1 | 1 | 1 | 1 | 1 | 1 | 1 | 1 | 1 | 1 | 1 | 1 | 185.1945 | 0 | 4977.8461 | 0 | 0 | 0 | 1 | 0 | 0 | 1
312 | HVAC | Controls | Facility Commissioning_SH | Miscellaneous | Existing | CmiEgsld312 | 0 | 9.1183 | 4002.51 | 0 | GSLD | 10 | 1 | 1 | 1 | 1 | 1 | 1 | 1 | 1 | 1 | 1 | 1 | 1 | 201.259 | 0 | 16088.1581 | 0 | 0 | 0 | 1 | 0 | 0 | 1
312 | HVAC | Controls | Facility Commissioning_SH | Miscellaneous | New | CmiNgsld312 | 0 | 9.1183 | 4002.51 | 0 | GSLD | 10 | 1 | 1 | 1 | 1 | 1 | 1 | 1 | 1 | 1 | 1 | 1 | 1 | 201.259 | 0 | 16088.1581 | 0 | 0 | 0 | 1 | 0 | 0 | 1
312 | HVAC | Controls | Facility Commissioning_SH | Offices | Existing | CofEgsld312 | 0 | 10.466 | 4594.06 | 0 | GSLD | 10 | 1 | 1 | 1 | 1 | 1 | 1 | 1 | 1 | 1 | 1 | 1 | 1 | 231.004 | 0 | 6596.7179 | 0 | 0 | 0 | 1 | 0 | 0 | 1
312 | HVAC | Controls | Facility Commissioning_SH | Offices | New | CofNgsld312 | 0 | 10.466 | 4594.06 | 0 | GSLD | 10 | 1 | 1 | 1 | 1 | 1 | 1 | 1 | 1 | 1 | 1 | 1 | 1 | 231.004 | 0 | 6596.7179 | 0 | 0 | 0 | 1 | 0 | 0 | 1
312 | HVAC | Controls | Facility Commissioning_SH | Restaurants | Existing | CreEgsld312 | 0 | 2.1783 | 2834.32 | 0 | GSLD | 10 | 1 | 1 | 1 | 1 | 1 | 1 | 1 | 1 | 1 | 1 | 1 | 1 | 142.5187 | 0 | 1625.787 | 0 | 0 | 0 | 1 | 0 | 0 | 1
312 | HVAC | Controls | Facility Commissioning_SH | Restaurants | New | CreNgsld312 | 0 | 2.1783 | 2834.32 | 0 | GSLD | 10 | 1 | 1 | 1 | 1 | 1 | 1 | 1 | 1 | 1 | 1 | 1 | 1 | 142.5187 | 0 | 1625.787 | 0 | 0 | 0 | 1 | 0 | 0 | 1
312 | HVAC | Controls | Facility Commissioning_SH | Retail | Existing | CrtEgsld312 | 0 | 9.2708 | 4069.45 | 0 | GSLD | 10 | 1 | 1 | 1 | 1 | 1 | 1 | 1 | 1 | 1 | 1 | 1 | 1 | 204.625 | 0 | 6907.5249 | 0 | 0 | 0 | 1 | 0 | 0 | 1
312 | HVAC | Controls | Facility Commissioning_SH | Retail | New | CrtNgsld312 | 0 | 9.2708 | 4069.45 | 0 | GSLD | 10 | 1 | 1 | 1 | 1 | 1 | 1 | 1 | 1 | 1 | 1 | 1 | 1 | 204.625 | 0 | 6907.5249 | 0 | 0 | 0 | 1 | 0 | 0 | 1
312 | HVAC | Controls | Facility Commissioning_SH | Schools K-12 | Existing | CscEgsld312 | 0 | 18.226 | 8000.34 | 0 | GSLD | 10 | 1 | 1 | 1 | 1 | 1 | 1 | 1 | 1 | 1 | 1 | 1 | 1 | 402.2827 | 0 | 11248.8541 | 0 | 0 | 0 | 1 | 0 | 0 | 1
312 | HVAC | Controls | Facility Commissioning_SH | Schools K-12 | New | CscNgsld312 | 0 | 18.226 | 8000.34 | 0 | GSLD | 10 | 1 | 1 | 1 | 1 | 1 | 1 | 1 | 1 | 1 | 1 | 1 | 1 | 402.2827 | 0 | 11248.8541 | 0 | 0 | 0 | 1 | 0 | 0 | 1
312 | HVAC | Controls | Facility Commissioning_SH | Warehouse | Existing | CwaEgsld312 | 0 | 3.1037 | 1362.38 | 0 | GSLD | 10 | 1 | 1 | 1 | 1 | 1 | 1 | 1 | 1 | 1 | 1 | 1 | 1 | 68.5048 | 0 | 8927.714 | 0 | 0 | 0 | 1 | 0 | 0 | 1
312 | HVAC | Controls | Facility Commissioning_SH | Warehouse | New | CwaNgsld312 | 0 | 3.1037 | 1362.38 | 0 | GSLD | 10 | 1 | 1 | 1 | 1 | 1 | 1 | 1 | 1 | 1 | 1 | 1 | 1 | 68.5048 | 0 | 8927.714 | 0 | 0 | 0 | 1 | 0 | 0 | 1
313 | HVAC | Controls | Facility Commissioning_VT | Assembly | Existing | CasEgsld313 | 1 | 0.7121 | 3545.5611 | 0 | GSLD | 10 | 1 | 1 | 1 | 1 | 1 | 1 | 1 | 1 | 1 | 1 | 1 | 1 | 178.2822 | 0 | 3972.6818 | 0 | 0 | 0 | 1 | 0 | 0 | 1
313 | HVAC | Controls | Facility Commissioning_VT | Assembly | New | CasNgsld313 | 1 | 0.7121 | 3545.5611 | 0 | GSLD | 10 | 1 | 1 | 1 | 1 | 1 | 1 | 1 | 1 | 1 | 1 | 1 | 1 | 178.2822 | 0 | 3972.6818 | 0 | 0 | 0 | 1 | 0 | 0 | 1
313 | HVAC | Controls | Facility Commissioning_VT | College and University | Existing | CcoEgsld313 | 1 | 0.7896 | 6851.7404 | 0 | GSLD | 10 | 1 | 1 | 1 | 1 | 1 | 1 | 1 | 1 | 1 | 1 | 1 | 1 | 344.5274 | 0 | 19915.1697 | 0 | 0 | 0 | 1 | 0 | 0 | 1
313 | HVAC | Controls | Facility Commissioning_VT | College and University | New | CcoNgsld313 | 1 | 0.7896 | 6851.7404 | 0 | GSLD | 10 | 1 | 1 | 1 | 1 | 1 | 1 | 1 | 1 | 1 | 1 | 1 | 1 | 344.5274 | 0 | 19915.1697 | 0 | 0 | 0 | 1 | 0 | 0 | 1
313 | HVAC | Controls | Facility Commissioning_VT | Data Center | Existing | CdaEgsld313 | 1 | 0.7896 | 6851.7404 | 0 | GSLD | 10 | 1 | 1 | 1 | 1 | 1 | 1 | 1 | 1 | 1 | 1 | 1 | 1 | 344.5274 | 0 | 15057.8149 | 0 | 0 | 0 | 1 | 0 | 0 | 1
313 | HVAC | Controls | Facility Commissioning_VT | Data Center | New | CdaNgsld313 | 1 | 0.7896 | 6851.7404 | 0 | GSLD | 10 | 1 | 1 | 1 | 1 | 1 | 1 | 1 | 1 | 1 | 1 | 1 | 1 | 344.5274 | 0 | 15057.8149 | 0 | 0 | 0 | 1 | 0 | 0 | 1
313 | HVAC | Controls | Facility Commissioning_VT | Grocery | Existing | CgrEgsld313 | 1 | 0.74481 | 4506.7038 | 0 | GSLD | 10 | 1 | 1 | 1 | 1 | 1 | 1 | 1 | 1 | 1 | 1 | 1 | 1 | 226.6115 | 0 | 4694.4836 | 0 | 0 | 0 | 1 | 0 | 0 | 1
313 | HVAC | Controls | Facility Commissioning_VT | Grocery | New | CgrNgsld313 | 1 | 0.74481 | 4506.7038 | 0 | GSLD | 10 | 1 | 1 | 1 | 1 | 1 | 1 | 1 | 1 | 1 | 1 | 1 | 1 | 226.6115 | 0 | 4694.4836 | 0 | 0 | 0 | 1 | 0 | 0 | 1
313 | HVAC | Controls | Facility Commissioning_VT | Healthcare | Existing | CheEgsld313 | 1 | 0.7896 | 6851.7404 | 0 | GSLD | 10 | 1 | 1 | 1 | 1 | 1 | 1 | 1 | 1 | 1 | 1 | 1 | 1 | 344.5274 | 0 | 10261.0044 | 0 | 0 | 0 | 1 | 0 | 0 | 1
313 | HVAC | Controls | Facility Commissioning_VT | Healthcare | New | CheNgsld313 | 1 | 0.7896 | 6851.7404 | 0 | GSLD | 10 | 1 | 1 | 1 | 1 | 1 | 1 | 1 | 1 | 1 | 1 | 1 | 1 | 344.5274 | 0 | 10261.0044 | 0 | 0 | 0 | 1 | 0 | 0 | 1
313 | HVAC | Controls | Facility Commissioning_VT | Hospitals | Existing | ChoEgsld313 | 1 | 0.7896 | 6851.7404 | 0 | GSLD | 10 | 1 | 1 | 1 | 1 | 1 | 1 | 1 | 1 | 1 | 1 | 1 | 1 | 344.5274 | 0 | 4019.7745 | 0 | 0 | 0 | 1 | 0 | 0 | 1
313 | HVAC | Controls | Facility Commissioning_VT | Hospitals | New | ChoNgsld313 | 1 | 0.7896 | 6851.7404 | 0 | GSLD | 10 | 1 | 1 | 1 | 1 | 1 | 1 | 1 | 1 | 1 | 1 | 1 | 1 | 344.5274 | 0 | 4019.7745 | 0 | 0 | 0 | 1 | 0 | 0 | 1
313 | HVAC | Controls | Facility Commissioning_VT | Institutional | Existing | CinEgsld313 | 1 | 0.7896 | 6851.7404 | 0 | GSLD | 10 | 1 | 1 | 1 | 1 | 1 | 1 | 1 | 1 | 1 | 1 | 1 | 1 | 344.5274 | 0 | 23444.4397 | 0 | 0 | 0 | 1 | 0 | 0 | 1
313 | HVAC | Controls | Facility Commissioning_VT | Institutional | New | CinNgsld313 | 1 | 0.7896 | 6851.7404 | 0 | GSLD | 10 | 1 | 1 | 1 | 1 | 1 | 1 | 1 | 1 | 1 | 1 | 1 | 1 | 344.5274 | 0 | 23444.4397 | 0 | 0 | 0 | 1 | 0 | 0 | 1
313 | HVAC | Controls | Facility Commissioning_VT | Lodging/Hospitality | Existing | CloEgsld313 | 1 | 0.41054 | 5522.7016 | 0 | GSLD | 10 | 1 | 1 | 1 | 1 | 1 | 1 | 1 | 1 | 1 | 1 | 1 | 1 | 277.6991 | 0 | 7464.2777 | 0 | 0 | 0 | 1 | 0 | 0 | 1
313 | HVAC | Controls | Facility Commissioning_VT | Lodging/Hospitality | New | CloNgsld313 | 1 | 0.41054 | 5522.7016 | 0 | GSLD | 10 | 1 | 1 | 1 | 1 | 1 | 1 | 1 | 1 | 1 | 1 | 1 | 1 | 277.6991 | 0 | 7464.2777 | 0 | 0 | 0 | 1 | 0 | 0 | 1
313 | HVAC | Controls | Facility Commissioning_VT | Miscellaneous | Existing | CmiEgsld313 | 1 | 0.7121 | 3545.5611 | 0 | GSLD | 10 | 1 | 1 | 1 | 1 | 1 | 1 | 1 | 1 | 1 | 1 | 1 | 1 | 178.2822 | 0 | 14251.4442 | 0 | 0 | 0 | 1 | 0 | 0 | 1
313 | HVAC | Controls | Facility Commissioning_VT | Miscellaneous | New | CmiNgsld313 | 1 | 0.7121 | 3545.5611 | 0 | GSLD | 10 | 1 | 1 | 1 | 1 | 1 | 1 | 1 | 1 | 1 | 1 | 1 | 1 | 178.2822 | 0 | 14251.4442 | 0 | 0 | 0 | 1 | 0 | 0 | 1
313 | HVAC | Controls | Facility Commissioning_VT | Offices | Existing | CofEgsld313 | 1 | 0.7121 | 3545.5611 | 0 | GSLD | 10 | 1 | 1 | 1 | 1 | 1 | 1 | 1 | 1 | 1 | 1 | 1 | 1 | 178.2822 | 0 | 5091.1539 | 0 | 0 | 0 | 1 | 0 | 0 | 1
313 | HVAC | Controls | Facility Commissioning_VT | Offices | New | CofNgsld313 | 1 | 0.7121 | 3545.5611 | 0 | GSLD | 10 | 1 | 1 | 1 | 1 | 1 | 1 | 1 | 1 | 1 | 1 | 1 | 1 | 178.2822 | 0 | 5091.1539 | 0 | 0 | 0 | 1 | 0 | 0 | 1
313 | HVAC | Controls | Facility Commissioning_VT | Restaurants | Existing | CreEgsld313 | 1 | 0.74481 | 4506.7038 | 0 | GSLD | 10 | 1 | 1 | 1 | 1 | 1 | 1 | 1 | 1 | 1 | 1 | 1 | 1 | 226.6115 | 0 | 2585.0788 | 0 | 0 | 0 | 1 | 0 | 0 | 1
313 | HVAC | Controls | Facility Commissioning_VT | Restaurants | New | CreNgsld313 | 1 | 0.74481 | 4506.7038 | 0 | GSLD | 10 | 1 | 1 | 1 | 1 | 1 | 1 | 1 | 1 | 1 | 1 | 1 | 1 | 226.6115 | 0 | 2585.0788 | 0 | 0 | 0 | 1 | 0 | 0 | 1
313 | HVAC | Controls | Facility Commissioning_VT | Retail | Existing | CrtEgsld313 | 1 | 0.7121 | 3545.5611 | 0 | GSLD | 10 | 1 | 1 | 1 | 1 | 1 | 1 | 1 | 1 | 1 | 1 | 1 | 1 | 178.2822 | 0 | 6018.2707 | 0 | 0 | 0 | 1 | 0 | 0 | 1
313 | HVAC | Controls | Facility Commissioning_VT | Retail | New | CrtNgsld313 | 1 | 0.7121 | 3545.5611 | 0 | GSLD | 10 | 1 | 1 | 1 | 1 | 1 | 1 | 1 | 1 | 1 | 1 | 1 | 1 | 178.2822 | 0 | 6018.2707 | 0 | 0 | 0 | 1 | 0 | 0 | 1
313 | HVAC | Controls | Facility Commissioning_VT | Schools K-12 | Existing | CscEgsld313 | 1 | 0.7121 | 3545.5611 | 0 | GSLD | 10 | 1 | 1 | 1 | 1 | 1 | 1 | 1 | 1 | 1 | 1 | 1 | 1 | 178.2822 | 0 | 4985.2256 | 0 | 0 | 0 | 1 | 0 | 0 | 1
313 | HVAC | Controls | Facility Commissioning_VT | Schools K-12 | New | CscNgsld313 | 1 | 0.7121 | 3545.5611 | 0 | GSLD | 10 | 1 | 1 | 1 | 1 | 1 | 1 | 1 | 1 | 1 | 1 | 1 | 1 | 178.2822 | 0 | 4985.2256 | 0 | 0 | 0 | 1 | 0 | 0 | 1
313 | HVAC | Controls | Facility Commissioning_VT | Warehouse | Existing | CwaEgsld313 | 1 | 0.7121 | 3545.5611 | 0 | GSLD | 10 | 1 | 1 | 1 | 1 | 1 | 1 | 1 | 1 | 1 | 1 | 1 | 1 | 178.2822 | 0 | 23234.1606 | 0 | 0 | 0 | 1 | 0 | 0 | 1
313 | HVAC | Controls | Facility Commissioning_VT | Warehouse | New | CwaNgsld313 | 1 | 0.7121 | 3545.5611 | 0 | GSLD | 10 | 1 | 1 | 1 | 1 | 1 | 1 | 1 | 1 | 1 | 1 | 1 | 1 | 178.2822 | 0 | 23234.1606 | 0 | 0 | 0 | 1 | 0 | 0 | 1
314 | HVAC | Controls | Facility Energy Management System_SC | Assembly | Existing | CasEgsld314 | 1 | 0 | 3002.444 | 0 | GSLD | 15 | 1 | 1 | 1 | 1 | 1 | 1 | 1 | 1 | 1 | 1 | 1 | 1 | 150.9725 | 0 | 2385.3611 | 0 | 0 | 0 | 1 | 0 | 0 | 1
314 | HVAC | Controls | Facility Energy Management System_SC | Assembly | New | CasNgsld314 | 1 | 0 | 3002.444 | 0 | GSLD | 15 | 1 | 1 | 1 | 1 | 1 | 1 | 1 | 1 | 1 | 1 | 1 | 1 | 150.9725 | 0 | 2385.3611 | 0 | 0 | 0 | 1 | 0 | 0 | 1
314 | HVAC | Controls | Facility Energy Management System_SC | College and University | Existing | CcoEgsld314 | 1 | 0 | 4932.1338 | 0 | GSLD | 15 | 1 | 1 | 1 | 1 | 1 | 1 | 1 | 1 | 1 | 1 | 1 | 1 | 248.0035 | 0 | 10164.795 | 0 | 0 | 0 | 1 | 0 | 0 | 1
314 | HVAC | Controls | Facility Energy Management System_SC | College and University | New | CcoNgsld314 | 1 | 0 | 4932.1338 | 0 | GSLD | 15 | 1 | 1 | 1 | 1 | 1 | 1 | 1 | 1 | 1 | 1 | 1 | 1 | 248.0035 | 0 | 10164.795 | 0 | 0 | 0 | 1 | 0 | 0 | 1
314 | HVAC | Controls | Facility Energy Management System_SC | Data Center | Existing | CdaEgsld314 | 1 | 0 | 4932.1338 | 0 | GSLD | 15 | 1 | 1 | 1 | 1 | 1 | 1 | 1 | 1 | 1 | 1 | 1 | 1 | 248.0035 | 0 | 7685.574 | 0 | 0 | 0 | 1 | 0 | 0 | 1
314 | HVAC | Controls | Facility Energy Management System_SC | Data Center | New | CdaNgsld314 | 1 | 0 | 4932.1338 | 0 | GSLD | 15 | 1 | 1 | 1 | 1 | 1 | 1 | 1 | 1 | 1 | 1 | 1 | 1 | 248.0035 | 0 | 7685.574 | 0 | 0 | 0 | 1 | 0 | 0 | 1
314 | HVAC | Controls | Facility Energy Management System_SC | Grocery | Existing | CgrEgsld314 | 1 | 0 | 3526.3542 | 0 | GSLD | 15 | 1 | 1 | 1 | 1 | 1 | 1 | 1 | 1 | 1 | 1 | 1 | 1 | 177.3164 | 0 | 2604.5654 | 0 | 0 | 0 | 1 | 0 | 0 | 1
314 | HVAC | Controls | Facility Energy Management System_SC | Grocery | New | CgrNgsld314 | 1 | 0 | 3526.3542 | 0 | GSLD | 15 | 1 | 1 | 1 | 1 | 1 | 1 | 1 | 1 | 1 | 1 | 1 | 1 | 177.3164 | 0 | 2604.5654 | 0 | 0 | 0 | 1 | 0 | 0 | 1
314 | HVAC | Controls | Facility Energy Management System_SC | Healthcare | Existing | CheEgsld314 | 1 | 0 | 4932.1338 | 0 | GSLD | 15 | 1 | 1 | 1 | 1 | 1 | 1 | 1 | 1 | 1 | 1 | 1 | 1 | 248.0035 | 0 | 5237.2577 | 0 | 0 | 0 | 1 | 0 | 0 | 1
314 | HVAC | Controls | Facility Energy Management System_SC | Healthcare | New | CheNgsld314 | 1 | 0 | 4932.1338 | 0 | GSLD | 15 | 1 | 1 | 1 | 1 | 1 | 1 | 1 | 1 | 1 | 1 | 1 | 1 | 248.0035 | 0 | 5237.2577 | 0 | 0 | 0 | 1 | 0 | 0 | 1
314 | HVAC | Controls | Facility Energy Management System_SC | Hospitals | Existing | ChoEgsld314 | 1 | 0 | 4932.1338 | 0 | GSLD | 15 | 1 | 1 | 1 | 1 | 1 | 1 | 1 | 1 | 1 | 1 | 1 | 1 | 248.0035 | 0 | 2051.7106 | 0 | 0 | 0 | 1 | 0 | 0 | 1
314 | HVAC | Controls | Facility Energy Management System_SC | Hospitals | New | ChoNgsld314 | 1 | 0 | 4932.1338 | 0 | GSLD | 15 | 1 | 1 | 1 | 1 | 1 | 1 | 1 | 1 | 1 | 1 | 1 | 1 | 248.0035 | 0 | 2051.7106 | 0 | 0 | 0 | 1 | 0 | 0 | 1
314 | HVAC | Controls | Facility Energy Management System_SC | Institutional | Existing | CinEgsld314 | 1 | 0 | 4932.1338 | 0 | GSLD | 15 | 1 | 1 | 1 | 1 | 1 | 1 | 1 | 1 | 1 | 1 | 1 | 1 | 248.0035 | 0 | 11966.1313 | 0 | 0 | 0 | 1 | 0 | 0 | 1
314 | HVAC | Controls | Facility Energy Management System_SC | Institutional | New | CinNgsld314 | 1 | 0 | 4932.1338 | 0 | GSLD | 15 | 1 | 1 | 1 | 1 | 1 | 1 | 1 | 1 | 1 | 1 | 1 | 1 | 248.0035 | 0 | 11966.1313 | 0 | 0 | 0 | 1 | 0 | 0 | 1
314 | HVAC | Controls | Facility Energy Management System_SC | Lodging/Hospitality | Existing | CloEgsld314 | 1 | 0 | 5221.6594 | 0 | GSLD | 15 | 1 | 1 | 1 | 1 | 1 | 1 | 1 | 1 | 1 | 1 | 1 | 1 | 262.5618 | 0 | 5004.0903 | 0 | 0 | 0 | 1 | 0 | 0 | 1
314 | HVAC | Controls | Facility Energy Management System_SC | Lodging/Hospitality | New | CloNgsld314 | 1 | 0 | 5221.6594 | 0 | GSLD | 15 | 1 | 1 | 1 | 1 | 1 | 1 | 1 | 1 | 1 | 1 | 1 | 1 | 262.5618 | 0 | 5004.0903 | 0 | 0 | 0 | 1 | 0 | 0 | 1
314 | HVAC | Controls | Facility Energy Management System_SC | Miscellaneous | Existing | CmiEgsld314 | 1 | 0 | 3002.444 | 0 | GSLD | 15 | 1 | 1 | 1 | 1 | 1 | 1 | 1 | 1 | 1 | 1 | 1 | 1 | 150.9725 | 0 | 8557.1561 | 0 | 0 | 0 | 1 | 0 | 0 | 1
314 | HVAC | Controls | Facility Energy Management System_SC | Miscellaneous | New | CmiNgsld314 | 1 | 0 | 3002.444 | 0 | GSLD | 15 | 1 | 1 | 1 | 1 | 1 | 1 | 1 | 1 | 1 | 1 | 1 | 1 | 150.9725 | 0 | 8557.1561 | 0 | 0 | 0 | 1 | 0 | 0 | 1
314 | HVAC | Controls | Facility Energy Management System_SC | Offices | Existing | CofEgsld314 | 1 | 0 | 3002.444 | 0 | GSLD | 15 | 1 | 1 | 1 | 1 | 1 | 1 | 1 | 1 | 1 | 1 | 1 | 1 | 150.9725 | 0 | 3056.9384 | 0 | 0 | 0 | 1 | 0 | 0 | 1
314 | HVAC | Controls | Facility Energy Management System_SC | Offices | New | CofNgsld314 | 1 | 0 | 3002.444 | 0 | GSLD | 15 | 1 | 1 | 1 | 1 | 1 | 1 | 1 | 1 | 1 | 1 | 1 | 1 | 150.9725 | 0 | 3056.9384 | 0 | 0 | 0 | 1 | 0 | 0 | 1
314 | HVAC | Controls | Facility Energy Management System_SC | Restaurants | Existing | CreEgsld314 | 1 | 0 | 3526.3542 | 0 | GSLD | 15 | 1 | 1 | 1 | 1 | 1 | 1 | 1 | 1 | 1 | 1 | 1 | 1 | 177.3164 | 0 | 1434.2373 | 0 | 0 | 0 | 1 | 0 | 0 | 1
314 | HVAC | Controls | Facility Energy Management System_SC | Restaurants | New | CreNgsld314 | 1 | 0 | 3526.3542 | 0 | GSLD | 15 | 1 | 1 | 1 | 1 | 1 | 1 | 1 | 1 | 1 | 1 | 1 | 1 | 177.3164 | 0 | 1434.2373 | 0 | 0 | 0 | 1 | 0 | 0 | 1
314 | HVAC | Controls | Facility Energy Management System_SC | Retail | Existing | CrtEgsld314 | 1 | 0 | 3002.444 | 0 | GSLD | 15 | 1 | 1 | 1 | 1 | 1 | 1 | 1 | 1 | 1 | 1 | 1 | 1 | 150.9725 | 0 | 3613.616 | 0 | 0 | 0 | 1 | 0 | 0 | 1
314 | HVAC | Controls | Facility Energy Management System_SC | Retail | New | CrtNgsld314 | 1 | 0 | 3002.444 | 0 | GSLD | 15 | 1 | 1 | 1 | 1 | 1 | 1 | 1 | 1 | 1 | 1 | 1 | 1 | 150.9725 | 0 | 3613.616 | 0 | 0 | 0 | 1 | 0 | 0 | 1
314 | HVAC | Controls | Facility Energy Management System_SC | Schools K-12 | Existing | CscEgsld314 | 1 | 0 | 3002.444 | 0 | GSLD | 15 | 1 | 1 | 1 | 1 | 1 | 1 | 1 | 1 | 1 | 1 | 1 | 1 | 150.9725 | 0 | 2993.3338 | 0 | 0 | 0 | 1 | 0 | 0 | 1
314 | HVAC | Controls | Facility Energy Management System_SC | Schools K-12 | New | CscNgsld314 | 1 | 0 | 3002.444 | 0 | GSLD | 15 | 1 | 1 | 1 | 1 | 1 | 1 | 1 | 1 | 1 | 1 | 1 | 1 | 150.9725 | 0 | 2993.3338 | 0 | 0 | 0 | 1 | 0 | 0 | 1
314 | HVAC | Controls | Facility Energy Management System_SC | Warehouse | Existing | CwaEgsld314 | 1 | 0 | 3002.444 | 0 | GSLD | 15 | 1 | 1 | 1 | 1 | 1 | 1 | 1 | 1 | 1 | 1 | 1 | 1 | 150.9725 | 0 | 13950.7641 | 0 | 0 | 0 | 1 | 0 | 0 | 1
314 | HVAC | Controls | Facility Energy Management System_SC | Warehouse | New | CwaNgsld314 | 1 | 0 | 3002.444 | 0 | GSLD | 15 | 1 | 1 | 1 | 1 | 1 | 1 | 1 | 1 | 1 | 1 | 1 | 1 | 150.9725 | 0 | 13950.7641 | 0 | 0 | 0 | 1 | 0 | 0 | 1
315 | HVAC | Controls | Facility Energy Management System_SH | Assembly | Existing | CasEgsld315 | 0 | 5.4323 | 2384.51 | 0 | GSLD | 15 | 1 | 1 | 1 | 1 | 1 | 1 | 1 | 1 | 1 | 1 | 1 | 1 | 119.9008 | 0 | 1894.4292 | 0 | 0 | 0 | 1 | 0 | 0 | 1
315 | HVAC | Controls | Facility Energy Management System_SH | Assembly | New | CasNgsld315 | 0 | 5.4323 | 2384.51 | 0 | GSLD | 15 | 1 | 1 | 1 | 1 | 1 | 1 | 1 | 1 | 1 | 1 | 1 | 1 | 119.9008 | 0 | 1894.4292 | 0 | 0 | 0 | 1 | 0 | 0 | 1
315 | HVAC | Controls | Facility Energy Management System_SH | College and University | Existing | CcoEgsld315 | 0 | 0.22522 | 1170.62 | 0 | GSLD | 15 | 1 | 1 | 1 | 1 | 1 | 1 | 1 | 1 | 1 | 1 | 1 | 1 | 58.8625 | 0 | 2412.5688 | 0 | 0 | 0 | 1 | 0 | 0 | 1
315 | HVAC | Controls | Facility Energy Management System_SH | College and University | New | CcoNgsld315 | 0 | 0.22522 | 1170.62 | 0 | GSLD | 15 | 1 | 1 | 1 | 1 | 1 | 1 | 1 | 1 | 1 | 1 | 1 | 1 | 58.8625 | 0 | 2412.5688 | 0 | 0 | 0 | 1 | 0 | 0 | 1
315 | HVAC | Controls | Facility Energy Management System_SH | Data Center | Existing | CdaEgsld315 | 0 | 1.7187 | 8933.64 | 0 | GSLD | 15 | 1 | 1 | 1 | 1 | 1 | 1 | 1 | 1 | 1 | 1 | 1 | 1 | 449.212 | 0 | 13920.983 | 0 | 0 | 0 | 1 | 0 | 0 | 1
315 | HVAC | Controls | Facility Energy Management System_SH | Data Center | New | CdaNgsld315 | 0 | 1.7187 | 8933.64 | 0 | GSLD | 15 | 1 | 1 | 1 | 1 | 1 | 1 | 1 | 1 | 1 | 1 | 1 | 1 | 449.212 | 0 | 13920.983 | 0 | 0 | 0 | 1 | 0 | 0 | 1
315 | HVAC | Controls | Facility Energy Management System_SH | Grocery | Existing | CgrEgsld315 | 0 | 0.79512 | 1034.58 | 0 | GSLD | 15 | 1 | 1 | 1 | 1 | 1 | 1 | 1 | 1 | 1 | 1 | 1 | 1 | 52.022 | 0 | 764.1408 | 0 | 0 | 0 | 1 | 0 | 0 | 1
315 | HVAC | Controls | Facility Energy Management System_SH | Grocery | New | CgrNgsld315 | 0 | 0.79512 | 1034.58 | 0 | GSLD | 15 | 1 | 1 | 1 | 1 | 1 | 1 | 1 | 1 | 1 | 1 | 1 | 1 | 52.022 | 0 | 764.1408 | 0 | 0 | 0 | 1 | 0 | 0 | 1
315 | HVAC | Controls | Facility Energy Management System_SH | Healthcare | Existing | CheEgsld315 | 0 | 0.30806 | 1601.21 | 0 | GSLD | 15 | 1 | 1 | 1 | 1 | 1 | 1 | 1 | 1 | 1 | 1 | 1 | 1 | 80.514 | 0 | 1700.268 | 0 | 0 | 0 | 1 | 0 | 0 | 1
315 | HVAC | Controls | Facility Energy Management System_SH | Healthcare | New | CheNgsld315 | 0 | 0.30806 | 1601.21 | 0 | GSLD | 15 | 1 | 1 | 1 | 1 | 1 | 1 | 1 | 1 | 1 | 1 | 1 | 1 | 80.514 | 0 | 1700.268 | 0 | 0 | 0 | 1 | 0 | 0 | 1
315 | HVAC | Controls | Facility Energy Management System_SH | Hospitals | Existing | ChoEgsld315 | 0 | 6.3116 | 32806.48 | 0 | GSLD | 15 | 1 | 1 | 1 | 1 | 1 | 1 | 1 | 1 | 1 | 1 | 1 | 1 | 1649.6148 | 0 | 13647.116 | 0 | 0 | 0 | 1 | 0 | 0 | 1
315 | HVAC | Controls | Facility Energy Management System_SH | Hospitals | New | ChoNgsld315 | 0 | 6.3116 | 32806.48 | 0 | GSLD | 15 | 1 | 1 | 1 | 1 | 1 | 1 | 1 | 1 | 1 | 1 | 1 | 1 | 1649.6148 | 0 | 13647.116 | 0 | 0 | 0 | 1 | 0 | 0 | 1
315 | HVAC | Controls | Facility Energy Management System_SH | Institutional | Existing | CinEgsld315 | 0 | 0.21195 | 1101.65 | 0 | GSLD | 15 | 1 | 1 | 1 | 1 | 1 | 1 | 1 | 1 | 1 | 1 | 1 | 1 | 55.3945 | 0 | 2672.7759 | 0 | 0 | 0 | 1 | 0 | 0 | 1
315 | HVAC | Controls | Facility Energy Management System_SH | Institutional | New | CinNgsld315 | 0 | 0.21195 | 1101.65 | 0 | GSLD | 15 | 1 | 1 | 1 | 1 | 1 | 1 | 1 | 1 | 1 | 1 | 1 | 1 | 55.3945 | 0 | 2672.7759 | 0 | 0 | 0 | 1 | 0 | 0 | 1
315 | HVAC | Controls | Facility Energy Management System_SH | Lodging/Hospitality | Existing | CloEgsld315 | 0 | 2.2744 | 3452.84 | 0 | GSLD | 15 | 1 | 1 | 1 | 1 | 1 | 1 | 1 | 1 | 1 | 1 | 1 | 1 | 173.6198 | 0 | 3308.9717 | 0 | 0 | 0 | 1 | 0 | 0 | 1
315 | HVAC | Controls | Facility Energy Management System_SH | Lodging/Hospitality | New | CloNgsld315 | 0 | 2.2744 | 3452.84 | 0 | GSLD | 15 | 1 | 1 | 1 | 1 | 1 | 1 | 1 | 1 | 1 | 1 | 1 | 1 | 173.6198 | 0 | 3308.9717 | 0 | 0 | 0 | 1 | 0 | 0 | 1
315 | HVAC | Controls | Facility Energy Management System_SH | Miscellaneous | Existing | CmiEgsld315 | 0 | 8.5484 | 3752.35 | 0 | GSLD | 15 | 1 | 1 | 1 | 1 | 1 | 1 | 1 | 1 | 1 | 1 | 1 | 1 | 188.6802 | 0 | 10694.4359 | 0 | 0 | 0 | 1 | 0 | 0 | 1
315 | HVAC | Controls | Facility Energy Management System_SH | Miscellaneous | New | CmiNgsld315 | 0 | 8.5484 | 3752.35 | 0 | GSLD | 15 | 1 | 1 | 1 | 1 | 1 | 1 | 1 | 1 | 1 | 1 | 1 | 1 | 188.6802 | 0 | 10694.4359 | 0 | 0 | 0 | 1 | 0 | 0 | 1
315 | HVAC | Controls | Facility Energy Management System_SH | Offices | Existing | CofEgsld315 | 0 | 9.8118 | 4306.93 | 0 | GSLD | 15 | 1 | 1 | 1 | 1 | 1 | 1 | 1 | 1 | 1 | 1 | 1 | 1 | 216.5662 | 0 | 4385.1009 | 0 | 0 | 0 | 1 | 0 | 0 | 1
315 | HVAC | Controls | Facility Energy Management System_SH | Offices | New | CofNgsld315 | 0 | 9.8118 | 4306.93 | 0 | GSLD | 15 | 1 | 1 | 1 | 1 | 1 | 1 | 1 | 1 | 1 | 1 | 1 | 1 | 216.5662 | 0 | 4385.1009 | 0 | 0 | 0 | 1 | 0 | 0 | 1
315 | HVAC | Controls | Facility Energy Management System_SH | Restaurants | Existing | CreEgsld315 | 0 | 2.0421 | 2657.18 | 0 | GSLD | 15 | 1 | 1 | 1 | 1 | 1 | 1 | 1 | 1 | 1 | 1 | 1 | 1 | 133.6115 | 0 | 1080.7271 | 0 | 0 | 0 | 1 | 0 | 0 | 1
315 | HVAC | Controls | Facility Energy Management System_SH | Restaurants | New | CreNgsld315 | 0 | 2.0421 | 2657.18 | 0 | GSLD | 15 | 1 | 1 | 1 | 1 | 1 | 1 | 1 | 1 | 1 | 1 | 1 | 1 | 133.6115 | 0 | 1080.7271 | 0 | 0 | 0 | 1 | 0 | 0 | 1
315 | HVAC | Controls | Facility Energy Management System_SH | Retail | Existing | CrtEgsld315 | 0 | 8.6914 | 3815.11 | 0 | GSLD | 15 | 1 | 1 | 1 | 1 | 1 | 1 | 1 | 1 | 1 | 1 | 1 | 1 | 191.8359 | 0 | 4591.7069 | 0 | 0 | 0 | 1 | 0 | 0 | 1
315 | HVAC | Controls | Facility Energy Management System_SH | Retail | New | CrtNgsld315 | 0 | 8.6914 | 3815.11 | 0 | GSLD | 15 | 1 | 1 | 1 | 1 | 1 | 1 | 1 | 1 | 1 | 1 | 1 | 1 | 191.8359 | 0 | 4591.7069 | 0 | 0 | 0 | 1 | 0 | 0 | 1
315 | HVAC | Controls | Facility Energy Management System_SH | Schools K-12 | Existing | CscEgsld315 | 0 | 17.0869 | 7500.32 | 0 | GSLD | 15 | 1 | 1 | 1 | 1 | 1 | 1 | 1 | 1 | 1 | 1 | 1 | 1 | 377.1401 | 0 | 7477.562 | 0 | 0 | 0 | 1 | 0 | 0 | 1
315 | HVAC | Controls | Facility Energy Management System_SH | Schools K-12 | New | CscNgsld315 | 0 | 17.0869 | 7500.32 | 0 | GSLD | 15 | 1 | 1 | 1 | 1 | 1 | 1 | 1 | 1 | 1 | 1 | 1 | 1 | 377.1401 | 0 | 7477.562 | 0 | 0 | 0 | 1 | 0 | 0 | 1
315 | HVAC | Controls | Facility Energy Management System_SH | Warehouse | Existing | CwaEgsld315 | 0 | 2.9097 | 1277.23 | 0 | GSLD | 15 | 1 | 1 | 1 | 1 | 1 | 1 | 1 | 1 | 1 | 1 | 1 | 1 | 64.2232 | 0 | 5934.6101 | 0 | 0 | 0 | 1 | 0 | 0 | 1
315 | HVAC | Controls | Facility Energy Management System_SH | Warehouse | New | CwaNgsld315 | 0 | 2.9097 | 1277.23 | 0 | GSLD | 15 | 1 | 1 | 1 | 1 | 1 | 1 | 1 | 1 | 1 | 1 | 1 | 1 | 64.2232 | 0 | 5934.6101 | 0 | 0 | 0 | 1 | 0 | 0 | 1
316 | HVAC | Controls | Facility Energy Management System_VT | Assembly | Existing | CasEgsld316 | 1 | 1 | 8620.6897 | 0 | GSLD | 15 | 1 | 1 | 1 | 1 | 1 | 1 | 1 | 1 | 1 | 1 | 1 | 1 | 433.4759 | 0 | 6848.9064 | 0 | 0 | 0 | 1 | 0 | 0 | 1
316 | HVAC | Controls | Facility Energy Management System_VT | Assembly | New | CasNgsld316 | 1 | 1 | 8620.6897 | 0 | GSLD | 15 | 1 | 1 | 1 | 1 | 1 | 1 | 1 | 1 | 1 | 1 | 1 | 1 | 433.4759 | 0 | 6848.9064 | 0 | 0 | 0 | 1 | 0 | 0 | 1
316 | HVAC | Controls | Facility Energy Management System_VT | College and University | Existing | CcoEgsld316 | 1 | 1 | 8620.6897 | 0 | GSLD | 15 | 1 | 1 | 1 | 1 | 1 | 1 | 1 | 1 | 1 | 1 | 1 | 1 | 433.4759 | 0 | 17766.6595 | 0 | 0 | 0 | 1 | 0 | 0 | 1
316 | HVAC | Controls | Facility Energy Management System_VT | College and University | New | CcoNgsld316 | 1 | 1 | 8620.6897 | 0 | GSLD | 15 | 1 | 1 | 1 | 1 | 1 | 1 | 1 | 1 | 1 | 1 | 1 | 1 | 433.4759 | 0 | 17766.6595 | 0 | 0 | 0 | 1 | 0 | 0 | 1
316 | HVAC | Controls | Facility Energy Management System_VT | Data Center | Existing | CdaEgsld316 | 1 | 0.71038 | 5464.4809 | 0 | GSLD | 15 | 1 | 1 | 1 | 1 | 1 | 1 | 1 | 1 | 1 | 1 | 1 | 1 | 274.7716 | 0 | 8515.112 | 0 | 0 | 0 | 1 | 0 | 0 | 1
316 | HVAC | Controls | Facility Energy Management System_VT | Data Center | New | CdaNgsld316 | 1 | 0.71038 | 5464.4809 | 0 | GSLD | 15 | 1 | 1 | 1 | 1 | 1 | 1 | 1 | 1 | 1 | 1 | 1 | 1 | 274.7716 | 0 | 8515.112 | 0 | 0 | 0 | 1 | 0 | 0 | 1
316 | HVAC | Controls | Facility Energy Management System_VT | Grocery | Existing | CgrEgsld316 | 1 | 0.53409 | 5681.8182 | 0 | GSLD | 15 | 1 | 1 | 1 | 1 | 1 | 1 | 1 | 1 | 1 | 1 | 1 | 1 | 285.7 | 0 | 4196.5912 | 0 | 0 | 0 | 1 | 0 | 0 | 1
316 | HVAC | Controls | Facility Energy Management System_VT | Grocery | New | CgrNgsld316 | 1 | 0.53409 | 5681.8182 | 0 | GSLD | 15 | 1 | 1 | 1 | 1 | 1 | 1 | 1 | 1 | 1 | 1 | 1 | 1 | 285.7 | 0 | 4196.5912 | 0 | 0 | 0 | 1 | 0 | 0 | 1
316 | HVAC | Controls | Facility Energy Management System_VT | Healthcare | Existing | CheEgsld316 | 1 | 0.87755 | 6802.7211 | 0 | GSLD | 15 | 1 | 1 | 1 | 1 | 1 | 1 | 1 | 1 | 1 | 1 | 1 | 1 | 342.0626 | 0 | 7223.5678 | 0 | 0 | 0 | 1 | 0 | 0 | 1
316 | HVAC | Controls | Facility Energy Management System_VT | Healthcare | New | CheNgsld316 | 1 | 0.87755 | 6802.7211 | 0 | GSLD | 15 | 1 | 1 | 1 | 1 | 1 | 1 | 1 | 1 | 1 | 1 | 1 | 1 | 342.0626 | 0 | 7223.5678 | 0 | 0 | 0 | 1 | 0 | 0 | 1
316 | HVAC | Controls | Facility Energy Management System_VT | Hospitals | Existing | ChoEgsld316 | 1 | 1 | 8620.6897 | 0 | GSLD | 15 | 1 | 1 | 1 | 1 | 1 | 1 | 1 | 1 | 1 | 1 | 1 | 1 | 433.4759 | 0 | 3586.1071 | 0 | 0 | 0 | 1 | 0 | 0 | 1
316 | HVAC | Controls | Facility Energy Management System_VT | Hospitals | New | ChoNgsld316 | 1 | 1 | 8620.6897 | 0 | GSLD | 15 | 1 | 1 | 1 | 1 | 1 | 1 | 1 | 1 | 1 | 1 | 1 | 1 | 433.4759 | 0 | 3586.1071 | 0 | 0 | 0 | 1 | 0 | 0 | 1
316 | HVAC | Controls | Facility Energy Management System_VT | Institutional | Existing | CinEgsld316 | 1 | 0.78049 | 6097.561 | 0 | GSLD | 15 | 1 | 1 | 1 | 1 | 1 | 1 | 1 | 1 | 1 | 1 | 1 | 1 | 306.6049 | 0 | 14793.6405 | 0 | 0 | 0 | 1 | 0 | 0 | 1
316 | HVAC | Controls | Facility Energy Management System_VT | Institutional | New | CinNgsld316 | 1 | 0.78049 | 6097.561 | 0 | GSLD | 15 | 1 | 1 | 1 | 1 | 1 | 1 | 1 | 1 | 1 | 1 | 1 | 1 | 306.6049 | 0 | 14793.6405 | 0 | 0 | 0 | 1 | 0 | 0 | 1
316 | HVAC | Controls | Facility Energy Management System_VT | Lodging/Hospitality | Existing | CloEgsld316 | 1 | 0.8209 | 7462.6866 | 0 | GSLD | 15 | 1 | 1 | 1 | 1 | 1 | 1 | 1 | 1 | 1 | 1 | 1 | 1 | 375.2478 | 0 | 7151.7413 | 0 | 0 | 0 | 1 | 0 | 0 | 1
316 | HVAC | Controls | Facility Energy Management System_VT | Lodging/Hospitality | New | CloNgsld316 | 1 | 0.8209 | 7462.6866 | 0 | GSLD | 15 | 1 | 1 | 1 | 1 | 1 | 1 | 1 | 1 | 1 | 1 | 1 | 1 | 375.2478 | 0 | 7151.7413 | 0 | 0 | 0 | 1 | 0 | 0 | 1
316 | HVAC | Controls | Facility Energy Management System_VT | Miscellaneous | Existing | CmiEgsld316 | 1 | 0.71038 | 5464.4809 | 0 | GSLD | 15 | 1 | 1 | 1 | 1 | 1 | 1 | 1 | 1 | 1 | 1 | 1 | 1 | 274.7716 | 0 | 15574.1176 | 0 | 0 | 0 | 1 | 0 | 0 | 1
316 | HVAC | Controls | Facility Energy Management System_VT | Miscellaneous | New | CmiNgsld316 | 1 | 0.71038 | 5464.4809 | 0 | GSLD | 15 | 1 | 1 | 1 | 1 | 1 | 1 | 1 | 1 | 1 | 1 | 1 | 1 | 274.7716 | 0 | 15574.1176 | 0 | 0 | 0 | 1 | 0 | 0 | 1
316 | HVAC | Controls | Facility Energy Management System_VT | Offices | Existing | CofEgsld316 | 1 | 0.71038 | 5464.4809 | 0 | GSLD | 15 | 1 | 1 | 1 | 1 | 1 | 1 | 1 | 1 | 1 | 1 | 1 | 1 | 274.7716 | 0 | 5563.6614 | 0 | 0 | 0 | 1 | 0 | 0 | 1
316 | HVAC | Controls | Facility Energy Management System_VT | Offices | New | CofNgsld316 | 1 | 0.71038 | 5464.4809 | 0 | GSLD | 15 | 1 | 1 | 1 | 1 | 1 | 1 | 1 | 1 | 1 | 1 | 1 | 1 | 274.7716 | 0 | 5563.6614 | 0 | 0 | 0 | 1 | 0 | 0 | 1
316 | HVAC | Controls | Facility Energy Management System_VT | Restaurants | Existing | CreEgsld316 | 1 | 0.76471 | 6535.9477 | 0 | GSLD | 15 | 1 | 1 | 1 | 1 | 1 | 1 | 1 | 1 | 1 | 1 | 1 | 1 | 328.6484 | 0 | 2658.2979 | 0 | 0 | 0 | 1 | 0 | 0 | 1
316 | HVAC | Controls | Facility Energy Management System_VT | Restaurants | New | CreNgsld316 | 1 | 0.76471 | 6535.9477 | 0 | GSLD | 15 | 1 | 1 | 1 | 1 | 1 | 1 | 1 | 1 | 1 | 1 | 1 | 1 | 328.6484 | 0 | 2658.2979 | 0 | 0 | 0 | 1 | 0 | 0 | 1
316 | HVAC | Controls | Facility Energy Management System_VT | Retail | Existing | CrtEgsld316 | 1 | 1 | 8620.6897 | 0 | GSLD | 15 | 1 | 1 | 1 | 1 | 1 | 1 | 1 | 1 | 1 | 1 | 1 | 1 | 433.4759 | 0 | 10375.5016 | 0 | 0 | 0 | 1 | 0 | 0 | 1
316 | HVAC | Controls | Facility Energy Management System_VT | Retail | New | CrtNgsld316 | 1 | 1 | 8620.6897 | 0 | GSLD | 15 | 1 | 1 | 1 | 1 | 1 | 1 | 1 | 1 | 1 | 1 | 1 | 1 | 433.4759 | 0 | 10375.5016 | 0 | 0 | 0 | 1 | 0 | 0 | 1
316 | HVAC | Controls | Facility Energy Management System_VT | Schools K-12 | Existing | CscEgsld316 | 1 | 0.71038 | 5464.4809 | 0 | GSLD | 15 | 1 | 1 | 1 | 1 | 1 | 1 | 1 | 1 | 1 | 1 | 1 | 1 | 274.7716 | 0 | 5447.9002 | 0 | 0 | 0 | 1 | 0 | 0 | 1
316 | HVAC | Controls | Facility Energy Management System_VT | Schools K-12 | New | CscNgsld316 | 1 | 0.71038 | 5464.4809 | 0 | GSLD | 15 | 1 | 1 | 1 | 1 | 1 | 1 | 1 | 1 | 1 | 1 | 1 | 1 | 274.7716 | 0 | 5447.9002 | 0 | 0 | 0 | 1 | 0 | 0 | 1
316 | HVAC | Controls | Facility Energy Management System_VT | Warehouse | Existing | CwaEgsld316 | 1 | 0.71038 | 5464.4809 | 0 | GSLD | 15 | 1 | 1 | 1 | 1 | 1 | 1 | 1 | 1 | 1 | 1 | 1 | 1 | 274.7716 | 0 | 25390.5431 | 0 | 0 | 0 | 1 | 0 | 0 | 1
316 | HVAC | Controls | Facility Energy Management System_VT | Warehouse | New | CwaNgsld316 | 1 | 0.71038 | 5464.4809 | 0 | GSLD | 15 | 1 | 1 | 1 | 1 | 1 | 1 | 1 | 1 | 1 | 1 | 1 | 1 | 274.7716 | 0 | 25390.5431 | 0 | 0 | 0 | 1 | 0 | 0 | 1
317 | HVAC | Controls | Hotel Card Energy Control Systems | Assembly | Existing | CasEgsld317 | 1 | 1.3029 | 3574.3533 | 0 | GSLD | 8 | 1 | 1 | 1 | 1 | 1 | 1 | 1 | 1 | 1 | 1 | 1 | 1 | 214.4612 | 0 | 1281.003 | 0 | 0 | 0 | 1 | 0 | 0 | 1
317 | HVAC | Controls | Hotel Card Energy Control Systems | Assembly | New | CasNgsld317 | 1 | 1.3029 | 3574.3533 | 0 | GSLD | 8 | 1 | 1 | 1 | 1 | 1 | 1 | 1 | 1 | 1 | 1 | 1 | 1 | 214.4612 | 0 | 1281.003 | 0 | 0 | 0 | 1 | 0 | 0 | 1
317 | HVAC | Controls | Hotel Card Energy Control Systems | College and University | Existing | CcoEgsld317 | 1 | 0.18075 | 5871.6129 | 0 | GSLD | 8 | 1 | 1 | 1 | 1 | 1 | 1 | 1 | 1 | 1 | 1 | 1 | 1 | 352.2968 | 0 | 2104.3118 | 0 | 0 | 0 | 1 | 0 | 0 | 1
317 | HVAC | Controls | Hotel Card Energy Control Systems | College and University | New | CcoNgsld317 | 1 | 0.18075 | 5871.6129 | 0 | GSLD | 8 | 1 | 1 | 1 | 1 | 1 | 1 | 1 | 1 | 1 | 1 | 1 | 1 | 352.2968 | 0 | 2104.3118 | 0 | 0 | 0 | 1 | 0 | 0 | 1
317 | HVAC | Controls | Hotel Card Energy Control Systems | Data Center | Existing | CdaEgsld317 | 1 | 0.18075 | 5871.6129 | 0 | GSLD | 8 | 1 | 1 | 1 | 1 | 1 | 1 | 1 | 1 | 1 | 1 | 1 | 1 | 352.2968 | 0 | 2104.3118 | 0 | 0 | 0 | 1 | 0 | 0 | 1
317 | HVAC | Controls | Hotel Card Energy Control Systems | Data Center | New | CdaNgsld317 | 1 | 0.18075 | 5871.6129 | 0 | GSLD | 8 | 1 | 1 | 1 | 1 | 1 | 1 | 1 | 1 | 1 | 1 | 1 | 1 | 352.2968 | 0 | 2104.3118 | 0 | 0 | 0 | 1 | 0 | 0 | 1
317 | HVAC | Controls | Hotel Card Energy Control Systems | Grocery | Existing | CgrEgsld317 | 1 | 0.51623 | 4198.0586 | 0 | GSLD | 8 | 1 | 1 | 1 | 1 | 1 | 1 | 1 | 1 | 1 | 1 | 1 | 1 | 251.8835 | 0 | 1504.5311 | 0 | 0 | 0 | 1 | 0 | 0 | 1
317 | HVAC | Controls | Hotel Card Energy Control Systems | Grocery | New | CgrNgsld317 | 1 | 0.51623 | 4198.0586 | 0 | GSLD | 8 | 1 | 1 | 1 | 1 | 1 | 1 | 1 | 1 | 1 | 1 | 1 | 1 | 251.8835 | 0 | 1504.5311 | 0 | 0 | 0 | 1 | 0 | 0 | 1
317 | HVAC | Controls | Hotel Card Energy Control Systems | Healthcare | Existing | CheEgsld317 | 1 | 0.18075 | 5871.6129 | 0 | GSLD | 8 | 1 | 1 | 1 | 1 | 1 | 1 | 1 | 1 | 1 | 1 | 1 | 1 | 352.2968 | 0 | 2104.3118 | 0 | 0 | 0 | 1 | 0 | 0 | 1
317 | HVAC | Controls | Hotel Card Energy Control Systems | Healthcare | New | CheNgsld317 | 1 | 0.18075 | 5871.6129 | 0 | GSLD | 8 | 1 | 1 | 1 | 1 | 1 | 1 | 1 | 1 | 1 | 1 | 1 | 1 | 352.2968 | 0 | 2104.3118 | 0 | 0 | 0 | 1 | 0 | 0 | 1
317 | HVAC | Controls | Hotel Card Energy Control Systems | Hospitals | Existing | ChoEgsld317 | 1 | 0.18075 | 5871.6129 | 0 | GSLD | 8 | 1 | 1 | 1 | 1 | 1 | 1 | 1 | 1 | 1 | 1 | 1 | 1 | 352.2968 | 0 | 2104.3118 | 0 | 0 | 0 | 1 | 0 | 0 | 1
317 | HVAC | Controls | Hotel Card Energy Control Systems | Hospitals | New | ChoNgsld317 | 1 | 0.18075 | 5871.6129 | 0 | GSLD | 8 | 1 | 1 | 1 | 1 | 1 | 1 | 1 | 1 | 1 | 1 | 1 | 1 | 352.2968 | 0 | 2104.3118 | 0 | 0 | 0 | 1 | 0 | 0 | 1
317 | HVAC | Controls | Hotel Card Energy Control Systems | Institutional | Existing | CinEgsld317 | 1 | 0.18075 | 5871.6129 | 0 | GSLD | 8 | 1 | 1 | 1 | 1 | 1 | 1 | 1 | 1 | 1 | 1 | 1 | 1 | 352.2968 | 0 | 2104.3118 | 0 | 0 | 0 | 1 | 0 | 0 | 1
317 | HVAC | Controls | Hotel Card Energy Control Systems | Institutional | New | CinNgsld317 | 1 | 0.18075 | 5871.6129 | 0 | GSLD | 8 | 1 | 1 | 1 | 1 | 1 | 1 | 1 | 1 | 1 | 1 | 1 | 1 | 352.2968 | 0 | 2104.3118 | 0 | 0 | 0 | 1 | 0 | 0 | 1
317 | HVAC | Controls | Hotel Card Energy Control Systems | Lodging/Hospitality | Existing | CloEgsld317 | 1 | 0.65517 | 6216.2877 | 0 | GSLD | 8 | 1 | 1 | 1 | 1 | 1 | 1 | 1 | 1 | 1 | 1 | 1 | 1 | 372.9773 | 0 | 2227.8389 | 0 | 0 | 0 | 1 | 0 | 0 | 1
317 | HVAC | Controls | Hotel Card Energy Control Systems | Lodging/Hospitality | New | CloNgsld317 | 1 | 0.65517 | 6216.2877 | 0 | GSLD | 8 | 1 | 1 | 1 | 1 | 1 | 1 | 1 | 1 | 1 | 1 | 1 | 1 | 372.9773 | 0 | 2227.8389 | 0 | 0 | 0 | 1 | 0 | 0 | 1
317 | HVAC | Controls | Hotel Card Energy Control Systems | Miscellaneous | Existing | CmiEgsld317 | 1 | 1.3029 | 3574.3533 | 0 | GSLD | 8 | 1 | 1 | 1 | 1 | 1 | 1 | 1 | 1 | 1 | 1 | 1 | 1 | 214.4612 | 0 | 1281.003 | 0 | 0 | 0 | 1 | 0 | 0 | 1
317 | HVAC | Controls | Hotel Card Energy Control Systems | Miscellaneous | New | CmiNgsld317 | 1 | 1.3029 | 3574.3533 | 0 | GSLD | 8 | 1 | 1 | 1 | 1 | 1 | 1 | 1 | 1 | 1 | 1 | 1 | 1 | 214.4612 | 0 | 1281.003 | 0 | 0 | 0 | 1 | 0 | 0 | 1
317 | HVAC | Controls | Hotel Card Energy Control Systems | Offices | Existing | CofEgsld317 | 1 | 1.3029 | 3574.3533 | 0 | GSLD | 8 | 1 | 1 | 1 | 1 | 1 | 1 | 1 | 1 | 1 | 1 | 1 | 1 | 214.4612 | 0 | 1281.003 | 0 | 0 | 0 | 1 | 0 | 0 | 1
317 | HVAC | Controls | Hotel Card Energy Control Systems | Offices | New | CofNgsld317 | 1 | 1.3029 | 3574.3533 | 0 | GSLD | 8 | 1 | 1 | 1 | 1 | 1 | 1 | 1 | 1 | 1 | 1 | 1 | 1 | 214.4612 | 0 | 1281.003 | 0 | 0 | 0 | 1 | 0 | 0 | 1
317 | HVAC | Controls | Hotel Card Energy Control Systems | Restaurants | Existing | CreEgsld317 | 1 | 0.51623 | 4198.0586 | 0 | GSLD | 8 | 1 | 1 | 1 | 1 | 1 | 1 | 1 | 1 | 1 | 1 | 1 | 1 | 251.8835 | 0 | 1504.5311 | 0 | 0 | 0 | 1 | 0 | 0 | 1
317 | HVAC | Controls | Hotel Card Energy Control Systems | Restaurants | New | CreNgsld317 | 1 | 0.51623 | 4198.0586 | 0 | GSLD | 8 | 1 | 1 | 1 | 1 | 1 | 1 | 1 | 1 | 1 | 1 | 1 | 1 | 251.8835 | 0 | 1504.5311 | 0 | 0 | 0 | 1 | 0 | 0 | 1
317 | HVAC | Controls | Hotel Card Energy Control Systems | Retail | Existing | CrtEgsld317 | 1 | 1.3029 | 3574.3533 | 0 | GSLD | 8 | 1 | 1 | 1 | 1 | 1 | 1 | 1 | 1 | 1 | 1 | 1 | 1 | 214.4612 | 0 | 1281.003 | 0 | 0 | 0 | 1 | 0 | 0 | 1
317 | HVAC | Controls | Hotel Card Energy Control Systems | Retail | New | CrtNgsld317 | 1 | 1.3029 | 3574.3533 | 0 | GSLD | 8 | 1 | 1 | 1 | 1 | 1 | 1 | 1 | 1 | 1 | 1 | 1 | 1 | 214.4612 | 0 | 1281.003 | 0 | 0 | 0 | 1 | 0 | 0 | 1
317 | HVAC | Controls | Hotel Card Energy Control Systems | Schools K-12 | Existing | CscEgsld317 | 1 | 1.3029 | 3574.3533 | 0 | GSLD | 8 | 1 | 1 | 1 | 1 | 1 | 1 | 1 | 1 | 1 | 1 | 1 | 1 | 214.4612 | 0 | 1281.003 | 0 | 0 | 0 | 1 | 0 | 0 | 1
317 | HVAC | Controls | Hotel Card Energy Control Systems | Schools K-12 | New | CscNgsld317 | 1 | 1.3029 | 3574.3533 | 0 | GSLD | 8 | 1 | 1 | 1 | 1 | 1 | 1 | 1 | 1 | 1 | 1 | 1 | 1 | 214.4612 | 0 | 1281.003 | 0 | 0 | 0 | 1 | 0 | 0 | 1
317 | HVAC | Controls | Hotel Card Energy Control Systems | Warehouse | Existing | CwaEgsld317 | 1 | 1.3029 | 3574.3533 | 0 | GSLD | 8 | 1 | 1 | 1 | 1 | 1 | 1 | 1 | 1 | 1 | 1 | 1 | 1 | 214.4612 | 0 | 1281.003 | 0 | 0 | 0 | 1 | 0 | 0 | 1
317 | HVAC | Controls | Hotel Card Energy Control Systems | Warehouse | New | CwaNgsld317 | 1 | 1.3029 | 3574.3533 | 0 | GSLD | 8 | 1 | 1 | 1 | 1 | 1 | 1 | 1 | 1 | 1 | 1 | 1 | 1 | 214.4612 | 0 | 1281.003 | 0 | 0 | 0 | 1 | 0 | 0 | 1
318 | HVAC | Controls | Programmable thermostat | Assembly | Existing | CasEgsld318 | 1 | 1.5678 | 3690.6424 | 0 | GSLD | 11 | 1 | 1 | 1 | 1 | 1 | 1 | 1 | 1 | 1 | 1 | 1 | 1 | 221.4385 | 0 | 96.012 | 0 | 0 | 0 | 1 | 0 | 0 | 1
318 | HVAC | Controls | Programmable thermostat | Assembly | New | CasNgsld318 | 1 | 1.5678 | 3690.6424 | 0 | GSLD | 11 | 1 | 1 | 1 | 1 | 1 | 1 | 1 | 1 | 1 | 1 | 1 | 1 | 221.4385 | 0 | 96.012 | 0 | 0 | 0 | 1 | 0 | 0 | 1
318 | HVAC | Controls | Programmable thermostat | College and University | Existing | CcoEgsld318 | 1 | 0.26532 | 6311.2111 | 0 | GSLD | 11 | 1 | 1 | 1 | 1 | 1 | 1 | 1 | 1 | 1 | 1 | 1 | 1 | 378.6727 | 0 | 1494.1353 | 0 | 0 | 0 | 1 | 0 | 0 | 1
318 | HVAC | Controls | Programmable thermostat | College and University | New | CcoNgsld318 | 1 | 0.26532 | 6311.2111 | 0 | GSLD | 11 | 1 | 1 | 1 | 1 | 1 | 1 | 1 | 1 | 1 | 1 | 1 | 1 | 378.6727 | 0 | 1494.1353 | 0 | 0 | 0 | 1 | 0 | 0 | 1
318 | HVAC | Controls | Programmable thermostat | Data Center | Existing | CdaEgsld318 | 1 | 0.41253 | 7076.3533 | 0 | GSLD | 11 | 1 | 1 | 1 | 1 | 1 | 1 | 1 | 1 | 1 | 1 | 1 | 1 | 424.5812 | 0 | 1152.7704 | 0 | 0 | 0 | 1 | 0 | 0 | 1
318 | HVAC | Controls | Programmable thermostat | Data Center | New | CdaNgsld318 | 1 | 0.41253 | 7076.3533 | 0 | GSLD | 11 | 1 | 1 | 1 | 1 | 1 | 1 | 1 | 1 | 1 | 1 | 1 | 1 | 424.5812 | 0 | 1152.7704 | 0 | 0 | 0 | 1 | 0 | 0 | 1
318 | HVAC | Controls | Programmable thermostat | Grocery | Existing | CgrEgsld318 | 1 | 3.3162 | 7841.3243 | 0 | GSLD | 11 | 1 | 1 | 1 | 1 | 1 | 1 | 1 | 1 | 1 | 1 | 1 | 1 | 470.4795 | 0 | 346.8659 | 0 | 0 | 0 | 1 | 0 | 0 | 1
318 | HVAC | Controls | Programmable thermostat | Grocery | New | CgrNgsld318 | 1 | 3.3162 | 7841.3243 | 0 | GSLD | 11 | 1 | 1 | 1 | 1 | 1 | 1 | 1 | 1 | 1 | 1 | 1 | 1 | 470.4795 | 0 | 346.8659 | 0 | 0 | 0 | 1 | 0 | 0 | 1
318 | HVAC | Controls | Programmable thermostat | Healthcare | Existing | CheEgsld318 | 1 | 0.8656 | 9431.3142 | 0 | GSLD | 11 | 1 | 1 | 1 | 1 | 1 | 1 | 1 | 1 | 1 | 1 | 1 | 1 | 565.8789 | 0 | 993.1704 | 0 | 0 | 0 | 1 | 0 | 0 | 1
318 | HVAC | Controls | Programmable thermostat | Healthcare | New | CheNgsld318 | 1 | 0.8656 | 9431.3142 | 0 | GSLD | 11 | 1 | 1 | 1 | 1 | 1 | 1 | 1 | 1 | 1 | 1 | 1 | 1 | 565.8789 | 0 | 993.1704 | 0 | 0 | 0 | 1 | 0 | 0 | 1
318 | HVAC | Controls | Programmable thermostat | Hospitals | Existing | ChoEgsld318 | 1 | 0.20156 | 5979.7739 | 0 | GSLD | 11 | 1 | 1 | 1 | 1 | 1 | 1 | 1 | 1 | 1 | 1 | 1 | 1 | 358.7864 | 0 | 111.5452 | 0 | 0 | 0 | 1 | 0 | 0 | 1
318 | HVAC | Controls | Programmable thermostat | Hospitals | New | ChoNgsld318 | 1 | 0.20156 | 5979.7739 | 0 | GSLD | 11 | 1 | 1 | 1 | 1 | 1 | 1 | 1 | 1 | 1 | 1 | 1 | 1 | 358.7864 | 0 | 111.5452 | 0 | 0 | 0 | 1 | 0 | 0 | 1
318 | HVAC | Controls | Programmable thermostat | Institutional | Existing | CinEgsld318 | 1 | 0.50896 | 7577.6002 | 0 | GSLD | 11 | 1 | 1 | 1 | 1 | 1 | 1 | 1 | 1 | 1 | 1 | 1 | 1 | 454.656 | 0 | 848.7705 | 0 | 0 | 0 | 1 | 0 | 0 | 1
318 | HVAC | Controls | Programmable thermostat | Institutional | New | CinNgsld318 | 1 | 0.50896 | 7577.6002 | 0 | GSLD | 11 | 1 | 1 | 1 | 1 | 1 | 1 | 1 | 1 | 1 | 1 | 1 | 1 | 454.656 | 0 | 848.7705 | 0 | 0 | 0 | 1 | 0 | 0 | 1
318 | HVAC | Controls | Programmable thermostat | Lodging/Hospitality | Existing | CloEgsld318 | 1 | 0.71024 | 6299.894 | 0 | GSLD | 11 | 1 | 1 | 1 | 1 | 1 | 1 | 1 | 1 | 1 | 1 | 1 | 1 | 377.9936 | 0 | 175.3035 | 0 | 0 | 0 | 1 | 0 | 0 | 1
318 | HVAC | Controls | Programmable thermostat | Lodging/Hospitality | New | CloNgsld318 | 1 | 0.71024 | 6299.894 | 0 | GSLD | 11 | 1 | 1 | 1 | 1 | 1 | 1 | 1 | 1 | 1 | 1 | 1 | 1 | 377.9936 | 0 | 175.3035 | 0 | 0 | 0 | 1 | 0 | 0 | 1
318 | HVAC | Controls | Programmable thermostat | Miscellaneous | Existing | CmiEgsld318 | 1 | 6.9023 | 6032.2059 | 0 | GSLD | 11 | 1 | 1 | 1 | 1 | 1 | 1 | 1 | 1 | 1 | 1 | 1 | 1 | 361.9324 | 0 | 3877.962 | 0 | 0 | 0 | 1 | 0 | 0 | 1
318 | HVAC | Controls | Programmable thermostat | Miscellaneous | New | CmiNgsld318 | 1 | 6.9023 | 6032.2059 | 0 | GSLD | 11 | 1 | 1 | 1 | 1 | 1 | 1 | 1 | 1 | 1 | 1 | 1 | 1 | 361.9324 | 0 | 3877.962 | 0 | 0 | 0 | 1 | 0 | 0 | 1
318 | HVAC | Controls | Programmable thermostat | Offices | Existing | CofEgsld318 | 1 | 6.2525 | 5746.9909 | 0 | GSLD | 11 | 1 | 1 | 1 | 1 | 1 | 1 | 1 | 1 | 1 | 1 | 1 | 1 | 344.8195 | 0 | 172.2411 | 0 | 0 | 0 | 1 | 0 | 0 | 1
318 | HVAC | Controls | Programmable thermostat | Offices | New | CofNgsld318 | 1 | 6.2525 | 5746.9909 | 0 | GSLD | 11 | 1 | 1 | 1 | 1 | 1 | 1 | 1 | 1 | 1 | 1 | 1 | 1 | 344.8195 | 0 | 172.2411 | 0 | 0 | 0 | 1 | 0 | 0 | 1
318 | HVAC | Controls | Programmable thermostat | Restaurants | Existing | CreEgsld318 | 1 | 1.7817 | 5844.5888 | 0 | GSLD | 11 | 1 | 1 | 1 | 1 | 1 | 1 | 1 | 1 | 1 | 1 | 1 | 1 | 350.6753 | 0 | 90.698 | 0 | 0 | 0 | 1 | 0 | 0 | 1
318 | HVAC | Controls | Programmable thermostat | Restaurants | New | CreNgsld318 | 1 | 1.7817 | 5844.5888 | 0 | GSLD | 11 | 1 | 1 | 1 | 1 | 1 | 1 | 1 | 1 | 1 | 1 | 1 | 1 | 350.6753 | 0 | 90.698 | 0 | 0 | 0 | 1 | 0 | 0 | 1
318 | HVAC | Controls | Programmable thermostat | Retail | Existing | CrtEgsld318 | 1 | 4.3714 | 4921.2746 | 0 | GSLD | 11 | 1 | 1 | 1 | 1 | 1 | 1 | 1 | 1 | 1 | 1 | 1 | 1 | 295.2765 | 0 | 104.5724 | 0 | 0 | 0 | 1 | 0 | 0 | 1
318 | HVAC | Controls | Programmable thermostat | Retail | New | CrtNgsld318 | 1 | 4.3714 | 4921.2746 | 0 | GSLD | 11 | 1 | 1 | 1 | 1 | 1 | 1 | 1 | 1 | 1 | 1 | 1 | 1 | 295.2765 | 0 | 104.5724 | 0 | 0 | 0 | 1 | 0 | 0 | 1
318 | HVAC | Controls | Programmable thermostat | Schools K-12 | Existing | CscEgsld318 | 1 | 3.8332 | 4685.0525 | 0 | GSLD | 11 | 1 | 1 | 1 | 1 | 1 | 1 | 1 | 1 | 1 | 1 | 1 | 1 | 281.1031 | 0 | 195.903 | 0 | 0 | 0 | 1 | 0 | 0 | 1
318 | HVAC | Controls | Programmable thermostat | Schools K-12 | New | CscNgsld318 | 1 | 3.8332 | 4685.0525 | 0 | GSLD | 11 | 1 | 1 | 1 | 1 | 1 | 1 | 1 | 1 | 1 | 1 | 1 | 1 | 281.1031 | 0 | 195.903 | 0 | 0 | 0 | 1 | 0 | 0 | 1
318 | HVAC | Controls | Programmable thermostat | Warehouse | Existing | CwaEgsld318 | 1 | 5.4021 | 5373.7188 | 0 | GSLD | 11 | 1 | 1 | 1 | 1 | 1 | 1 | 1 | 1 | 1 | 1 | 1 | 1 | 322.4231 | 0 | 501.8256 | 0 | 0 | 0 | 1 | 0 | 0 | 1
318 | HVAC | Controls | Programmable thermostat | Warehouse | New | CwaNgsld318 | 1 | 5.4021 | 5373.7188 | 0 | GSLD | 11 | 1 | 1 | 1 | 1 | 1 | 1 | 1 | 1 | 1 | 1 | 1 | 1 | 322.4231 | 0 | 501.8256 | 0 | 0 | 0 | 1 | 0 | 0 | 1
319 | HVAC | Controls | Smart thermostat | Assembly | Existing | CasEgsld319 | 1 | 0.87101 | 3384.7755 | 0 | GSLD | 11 | 1 | 1 | 1 | 1 | 1 | 1 | 1 | 1 | 1 | 1 | 1 | 1 | 203.0865 | 0 | 989.5317 | 0 | 0 | 0 | 1 | 0 | 0 | 1
319 | HVAC | Controls | Smart thermostat | Assembly | New | CasNgsld319 | 1 | 0.87101 | 3384.7755 | 0 | GSLD | 11 | 1 | 1 | 1 | 1 | 1 | 1 | 1 | 1 | 1 | 1 | 1 | 1 | 203.0865 | 0 | 989.5317 | 0 | 0 | 0 | 1 | 0 | 0 | 1
319 | HVAC | Controls | Smart thermostat | College and University | Existing | CcoEgsld319 | 1 | 0.1474 | 5698.3023 | 0 | GSLD | 11 | 1 | 1 | 1 | 1 | 1 | 1 | 1 | 1 | 1 | 1 | 1 | 1 | 341.8981 | 0 | 15399.1491 | 0 | 0 | 0 | 1 | 0 | 0 | 1
319 | HVAC | Controls | Smart thermostat | College and University | New | CcoNgsld319 | 1 | 0.1474 | 5698.3023 | 0 | GSLD | 11 | 1 | 1 | 1 | 1 | 1 | 1 | 1 | 1 | 1 | 1 | 1 | 1 | 341.8981 | 0 | 15399.1491 | 0 | 0 | 0 | 1 | 0 | 0 | 1
319 | HVAC | Controls | Smart thermostat | Data Center | Existing | CdaEgsld319 | 1 | 0.22918 | 6123.3838 | 0 | GSLD | 11 | 1 | 1 | 1 | 1 | 1 | 1 | 1 | 1 | 1 | 1 | 1 | 1 | 367.403 | 0 | 11880.8667 | 0 | 0 | 0 | 1 | 0 | 0 | 1
319 | HVAC | Controls | Smart thermostat | Data Center | New | CdaNgsld319 | 1 | 0.22918 | 6123.3838 | 0 | GSLD | 11 | 1 | 1 | 1 | 1 | 1 | 1 | 1 | 1 | 1 | 1 | 1 | 1 | 367.403 | 0 | 11880.8667 | 0 | 0 | 0 | 1 | 0 | 0 | 1
319 | HVAC | Controls | Smart thermostat | Grocery | Existing | CgrEgsld319 | 1 | 1.8423 | 5923.5338 | 0 | GSLD | 11 | 1 | 1 | 1 | 1 | 1 | 1 | 1 | 1 | 1 | 1 | 1 | 1 | 355.412 | 0 | 3574.9144 | 0 | 0 | 0 | 1 | 0 | 0 | 1
319 | HVAC | Controls | Smart thermostat | Grocery | New | CgrNgsld319 | 1 | 1.8423 | 5923.5338 | 0 | GSLD | 11 | 1 | 1 | 1 | 1 | 1 | 1 | 1 | 1 | 1 | 1 | 1 | 1 | 355.412 | 0 | 3574.9144 | 0 | 0 | 0 | 1 | 0 | 0 | 1
319 | HVAC | Controls | Smart thermostat | Healthcare | Existing | CheEgsld319 | 1 | 0.48089 | 7431.6857 | 0 | GSLD | 11 | 1 | 1 | 1 | 1 | 1 | 1 | 1 | 1 | 1 | 1 | 1 | 1 | 445.9011 | 0 | 10235.9288 | 0 | 0 | 0 | 1 | 0 | 0 | 1
319 | HVAC | Controls | Smart thermostat | Healthcare | New | CheNgsld319 | 1 | 0.48089 | 7431.6857 | 0 | GSLD | 11 | 1 | 1 | 1 | 1 | 1 | 1 | 1 | 1 | 1 | 1 | 1 | 1 | 445.9011 | 0 | 10235.9288 | 0 | 0 | 0 | 1 | 0 | 0 | 1
319 | HVAC | Controls | Smart thermostat | Hospitals | Existing | ChoEgsld319 | 1 | 0.11198 | 5514.1687 | 0 | GSLD | 11 | 1 | 1 | 1 | 1 | 1 | 1 | 1 | 1 | 1 | 1 | 1 | 1 | 330.8501 | 0 | 1149.6237 | 0 | 0 | 0 | 1 | 0 | 0 | 1
319 | HVAC | Controls | Smart thermostat | Hospitals | New | ChoNgsld319 | 1 | 0.11198 | 5514.1687 | 0 | GSLD | 11 | 1 | 1 | 1 | 1 | 1 | 1 | 1 | 1 | 1 | 1 | 1 | 1 | 330.8501 | 0 | 1149.6237 | 0 | 0 | 0 | 1 | 0 | 0 | 1
319 | HVAC | Controls | Smart thermostat | Institutional | Existing | CinEgsld319 | 1 | 0.28275 | 6401.8208 | 0 | GSLD | 11 | 1 | 1 | 1 | 1 | 1 | 1 | 1 | 1 | 1 | 1 | 1 | 1 | 384.1092 | 0 | 8747.7266 | 0 | 0 | 0 | 1 | 0 | 0 | 1
319 | HVAC | Controls | Smart thermostat | Institutional | New | CinNgsld319 | 1 | 0.28275 | 6401.8208 | 0 | GSLD | 11 | 1 | 1 | 1 | 1 | 1 | 1 | 1 | 1 | 1 | 1 | 1 | 1 | 384.1092 | 0 | 8747.7266 | 0 | 0 | 0 | 1 | 0 | 0 | 1
319 | HVAC | Controls | Smart thermostat | Lodging/Hospitality | Existing | CloEgsld319 | 1 | 0.39458 | 5820.6952 | 0 | GSLD | 11 | 1 | 1 | 1 | 1 | 1 | 1 | 1 | 1 | 1 | 1 | 1 | 1 | 349.2417 | 0 | 1806.7411 | 0 | 0 | 0 | 1 | 0 | 0 | 1
319 | HVAC | Controls | Smart thermostat | Lodging/Hospitality | New | CloNgsld319 | 1 | 0.39458 | 5820.6952 | 0 | GSLD | 11 | 1 | 1 | 1 | 1 | 1 | 1 | 1 | 1 | 1 | 1 | 1 | 1 | 349.2417 | 0 | 1806.7411 | 0 | 0 | 0 | 1 | 0 | 0 | 1
319 | HVAC | Controls | Smart thermostat | Miscellaneous | Existing | CmiEgsld319 | 1 | 3.8346 | 4685.6309 | 0 | GSLD | 11 | 1 | 1 | 1 | 1 | 1 | 1 | 1 | 1 | 1 | 1 | 1 | 1 | 281.1379 | 0 | 39967.451 | 0 | 0 | 0 | 1 | 0 | 0 | 1
319 | HVAC | Controls | Smart thermostat | Miscellaneous | New | CmiNgsld319 | 1 | 3.8346 | 4685.6309 | 0 | GSLD | 11 | 1 | 1 | 1 | 1 | 1 | 1 | 1 | 1 | 1 | 1 | 1 | 1 | 281.1379 | 0 | 39967.451 | 0 | 0 | 0 | 1 | 0 | 0 | 1
319 | HVAC | Controls | Smart thermostat | Offices | Existing | CofEgsld319 | 1 | 3.4736 | 4527.1913 | 0 | GSLD | 11 | 1 | 1 | 1 | 1 | 1 | 1 | 1 | 1 | 1 | 1 | 1 | 1 | 271.6315 | 0 | 1775.1698 | 0 | 0 | 0 | 1 | 0 | 0 | 1
319 | HVAC | Controls | Smart thermostat | Offices | New | CofNgsld319 | 1 | 3.4736 | 4527.1913 | 0 | GSLD | 11 | 1 | 1 | 1 | 1 | 1 | 1 | 1 | 1 | 1 | 1 | 1 | 1 | 271.6315 | 0 | 1775.1698 | 0 | 0 | 0 | 1 | 0 | 0 | 1
319 | HVAC | Controls | Smart thermostat | Restaurants | Existing | CreEgsld319 | 1 | 0.98981 | 4814.2662 | 0 | GSLD | 11 | 1 | 1 | 1 | 1 | 1 | 1 | 1 | 1 | 1 | 1 | 1 | 1 | 288.856 | 0 | 934.7666 | 0 | 0 | 0 | 1 | 0 | 0 | 1
319 | HVAC | Controls | Smart thermostat | Restaurants | New | CreNgsld319 | 1 | 0.98981 | 4814.2662 | 0 | GSLD | 11 | 1 | 1 | 1 | 1 | 1 | 1 | 1 | 1 | 1 | 1 | 1 | 1 | 288.856 | 0 | 934.7666 | 0 | 0 | 0 | 1 | 0 | 0 | 1
319 | HVAC | Controls | Smart thermostat | Retail | Existing | CrtEgsld319 | 1 | 2.4285 | 4068.4521 | 0 | GSLD | 11 | 1 | 1 | 1 | 1 | 1 | 1 | 1 | 1 | 1 | 1 | 1 | 1 | 244.1071 | 0 | 1077.7579 | 0 | 0 | 0 | 1 | 0 | 0 | 1
319 | HVAC | Controls | Smart thermostat | Retail | New | CrtNgsld319 | 1 | 2.4285 | 4068.4521 | 0 | GSLD | 11 | 1 | 1 | 1 | 1 | 1 | 1 | 1 | 1 | 1 | 1 | 1 | 1 | 244.1071 | 0 | 1077.7579 | 0 | 0 | 0 | 1 | 0 | 0 | 1
319 | HVAC | Controls | Smart thermostat | Schools K-12 | Existing | CscEgsld319 | 1 | 2.1296 | 3937.223 | 0 | GSLD | 11 | 1 | 1 | 1 | 1 | 1 | 1 | 1 | 1 | 1 | 1 | 1 | 1 | 236.2334 | 0 | 2019.0408 | 0 | 0 | 0 | 1 | 0 | 0 | 1
319 | HVAC | Controls | Smart thermostat | Schools K-12 | New | CscNgsld319 | 1 | 2.1296 | 3937.223 | 0 | GSLD | 11 | 1 | 1 | 1 | 1 | 1 | 1 | 1 | 1 | 1 | 1 | 1 | 1 | 236.2334 | 0 | 2019.0408 | 0 | 0 | 0 | 1 | 0 | 0 | 1
319 | HVAC | Controls | Smart thermostat | Warehouse | Existing | CwaEgsld319 | 1 | 3.0012 | 4319.8366 | 0 | GSLD | 11 | 1 | 1 | 1 | 1 | 1 | 1 | 1 | 1 | 1 | 1 | 1 | 1 | 259.1902 | 0 | 5171.9747 | 0 | 0 | 0 | 1 | 0 | 0 | 1
319 | HVAC | Controls | Smart thermostat | Warehouse | New | CwaNgsld319 | 1 | 3.0012 | 4319.8366 | 0 | GSLD | 11 | 1 | 1 | 1 | 1 | 1 | 1 | 1 | 1 | 1 | 1 | 1 | 1 | 259.1902 | 0 | 5171.9747 | 0 | 0 | 0 | 1 | 0 | 0 | 1
320 | HVAC | DX | DX Coil Cleaning | Assembly | Existing | CasEgsld320 | 1 | 0 | 3002.444 | 0 | GSLD | 3 | 1.0063 | 0.98564 | 1.0265 | 1.0441 | 1.0994 | 1.0901 | 1.0679 | 1.0965 | 1.0642 | 1.0547 | 1.0277 | 1.0297 | 150.9725 | 0 | 1147.974 | 0 | 0 | 0 | 1 | 0 | 0 | 1.0494
320 | HVAC | DX | DX Coil Cleaning | Assembly | New | CasNgsld320 | 1 | 0 | 3002.444 | 0 | GSLD | 3 | 1.0063 | 0.98564 | 1.0265 | 1.0441 | 1.0994 | 1.0901 | 1.0679 | 1.0965 | 1.0642 | 1.0547 | 1.0277 | 1.0297 | 150.9725 | 0 | 1147.974 | 0 | 0 | 0 | 1 | 0 | 0 | 1.0494
320 | HVAC | DX | DX Coil Cleaning | College and University | Existing | CcoEgsld320 | 1 | 0 | 4932.1338 | 0 | GSLD | 3 | 1.0063 | 0.98564 | 1.0265 | 1.0441 | 1.0994 | 1.0901 | 1.0679 | 1.0965 | 1.0642 | 1.0547 | 1.0277 | 1.0297 | 248.0035 | 0 | 1699.731 | 0 | 0 | 0 | 1 | 0 | 0 | 1.0494
320 | HVAC | DX | DX Coil Cleaning | College and University | New | CcoNgsld320 | 1 | 0 | 4932.1338 | 0 | GSLD | 3 | 1.0063 | 0.98564 | 1.0265 | 1.0441 | 1.0994 | 1.0901 | 1.0679 | 1.0965 | 1.0642 | 1.0547 | 1.0277 | 1.0297 | 248.0035 | 0 | 1699.731 | 0 | 0 | 0 | 1 | 0 | 0 | 1.0494
320 | HVAC | DX | DX Coil Cleaning | Data Center | Existing | CdaEgsld320 | 1 | 0 | 4932.1338 | 0 | GSLD | 3 | 1.0063 | 0.98564 | 1.0265 | 1.0441 | 1.0994 | 1.0901 | 1.0679 | 1.0965 | 1.0642 | 1.0547 | 1.0277 | 1.0297 | 248.0035 | 0 | 914.5517 | 0 | 0 | 0 | 1 | 0 | 0 | 1.0494
320 | HVAC | DX | DX Coil Cleaning | Data Center | New | CdaNgsld320 | 1 | 0 | 4932.1338 | 0 | GSLD | 3 | 1.0063 | 0.98564 | 1.0265 | 1.0441 | 1.0994 | 1.0901 | 1.0679 | 1.0965 | 1.0642 | 1.0547 | 1.0277 | 1.0297 | 248.0035 | 0 | 914.5517 | 0 | 0 | 0 | 1 | 0 | 0 | 1.0494
320 | HVAC | DX | DX Coil Cleaning | Grocery | Existing | CgrEgsld320 | 1 | 0 | 3526.3541 | 0 | GSLD | 3 | 1.0063 | 0.98564 | 1.0265 | 1.0441 | 1.0994 | 1.0901 | 1.0679 | 1.0965 | 1.0642 | 1.0547 | 1.0277 | 1.0297 | 177.3164 | 0 | 2439.8207 | 0 | 0 | 0 | 1 | 0 | 0 | 1.0494
320 | HVAC | DX | DX Coil Cleaning | Grocery | New | CgrNgsld320 | 1 | 0 | 3526.3541 | 0 | GSLD | 3 | 1.0063 | 0.98564 | 1.0265 | 1.0441 | 1.0994 | 1.0901 | 1.0679 | 1.0965 | 1.0642 | 1.0547 | 1.0277 | 1.0297 | 177.3164 | 0 | 2439.8207 | 0 | 0 | 0 | 1 | 0 | 0 | 1.0494
320 | HVAC | DX | DX Coil Cleaning | Healthcare | Existing | CheEgsld320 | 1 | 0 | 4932.1338 | 0 | GSLD | 3 | 1.0063 | 0.98564 | 1.0265 | 1.0441 | 1.0994 | 1.0901 | 1.0679 | 1.0965 | 1.0642 | 1.0547 | 1.0277 | 1.0297 | 248.0035 | 0 | 866.2999 | 0 | 0 | 0 | 1 | 0 | 0 | 1.0494
320 | HVAC | DX | DX Coil Cleaning | Healthcare | New | CheNgsld320 | 1 | 0 | 4932.1338 | 0 | GSLD | 3 | 1.0063 | 0.98564 | 1.0265 | 1.0441 | 1.0994 | 1.0901 | 1.0679 | 1.0965 | 1.0642 | 1.0547 | 1.0277 | 1.0297 | 248.0035 | 0 | 866.2999 | 0 | 0 | 0 | 1 | 0 | 0 | 1.0494
320 | HVAC | DX | DX Coil Cleaning | Hospitals | Existing | ChoEgsld320 | 1 | 0 | 4932.1338 | 0 | GSLD | 3 | 1.0063 | 0.98564 | 1.0265 | 1.0441 | 1.0994 | 1.0901 | 1.0679 | 1.0965 | 1.0642 | 1.0547 | 1.0277 | 1.0297 | 248.0035 | 0 | 914.5517 | 0 | 0 | 0 | 1 | 0 | 0 | 1.0494
320 | HVAC | DX | DX Coil Cleaning | Hospitals | New | ChoNgsld320 | 1 | 0 | 4932.1338 | 0 | GSLD | 3 | 1.0063 | 0.98564 | 1.0265 | 1.0441 | 1.0994 | 1.0901 | 1.0679 | 1.0965 | 1.0642 | 1.0547 | 1.0277 | 1.0297 | 248.0035 | 0 | 914.5517 | 0 | 0 | 0 | 1 | 0 | 0 | 1.0494
320 | HVAC | DX | DX Coil Cleaning | Institutional | Existing | CinEgsld320 | 1 | 0 | 4932.1338 | 0 | GSLD | 3 | 1.0063 | 0.98564 | 1.0265 | 1.0441 | 1.0994 | 1.0901 | 1.0679 | 1.0965 | 1.0642 | 1.0547 | 1.0277 | 1.0297 | 248.0035 | 0 | 3488.307 | 0 | 0 | 0 | 1 | 0 | 0 | 1.0494
320 | HVAC | DX | DX Coil Cleaning | Institutional | New | CinNgsld320 | 1 | 0 | 4932.1338 | 0 | GSLD | 3 | 1.0063 | 0.98564 | 1.0265 | 1.0441 | 1.0994 | 1.0901 | 1.0679 | 1.0965 | 1.0642 | 1.0547 | 1.0277 | 1.0297 | 248.0035 | 0 | 3488.307 | 0 | 0 | 0 | 1 | 0 | 0 | 1.0494
320 | HVAC | DX | DX Coil Cleaning | Lodging/Hospitality | Existing | CloEgsld320 | 1 | 0 | 5221.6594 | 0 | GSLD | 3 | 1.0063 | 0.98564 | 1.0265 | 1.0441 | 1.0994 | 1.0901 | 1.0679 | 1.0965 | 1.0642 | 1.0547 | 1.0277 | 1.0297 | 262.5618 | 0 | 1208.1848 | 0 | 0 | 0 | 1 | 0 | 0 | 1.0494
320 | HVAC | DX | DX Coil Cleaning | Lodging/Hospitality | New | CloNgsld320 | 1 | 0 | 5221.6594 | 0 | GSLD | 3 | 1.0063 | 0.98564 | 1.0265 | 1.0441 | 1.0994 | 1.0901 | 1.0679 | 1.0965 | 1.0642 | 1.0547 | 1.0277 | 1.0297 | 262.5618 | 0 | 1208.1848 | 0 | 0 | 0 | 1 | 0 | 0 | 1.0494
320 | HVAC | DX | DX Coil Cleaning | Miscellaneous | Existing | CmiEgsld320 | 1 | 0 | 3002.444 | 0 | GSLD | 3 | 1.0063 | 0.98564 | 1.0265 | 1.0441 | 1.0994 | 1.0901 | 1.0679 | 1.0965 | 1.0642 | 1.0547 | 1.0277 | 1.0297 | 150.9725 | 0 | 2054.86 | 0 | 0 | 0 | 1 | 0 | 0 | 1.0494
320 | HVAC | DX | DX Coil Cleaning | Miscellaneous | New | CmiNgsld320 | 1 | 0 | 3002.444 | 0 | GSLD | 3 | 1.0063 | 0.98564 | 1.0265 | 1.0441 | 1.0994 | 1.0901 | 1.0679 | 1.0965 | 1.0642 | 1.0547 | 1.0277 | 1.0297 | 150.9725 | 0 | 2054.86 | 0 | 0 | 0 | 1 | 0 | 0 | 1.0494
320 | HVAC | DX | DX Coil Cleaning | Offices | Existing | CofEgsld320 | 1 | 0 | 3002.444 | 0 | GSLD | 3 | 1.0063 | 0.98564 | 1.0265 | 1.0441 | 1.0994 | 1.0901 | 1.0679 | 1.0965 | 1.0642 | 1.0547 | 1.0277 | 1.0297 | 150.9725 | 0 | 1019.7859 | 0 | 0 | 0 | 1 | 0 | 0 | 1.0494
320 | HVAC | DX | DX Coil Cleaning | Offices | New | CofNgsld320 | 1 | 0 | 3002.444 | 0 | GSLD | 3 | 1.0063 | 0.98564 | 1.0265 | 1.0441 | 1.0994 | 1.0901 | 1.0679 | 1.0965 | 1.0642 | 1.0547 | 1.0277 | 1.0297 | 150.9725 | 0 | 1019.7859 | 0 | 0 | 0 | 1 | 0 | 0 | 1.0494
320 | HVAC | DX | DX Coil Cleaning | Restaurants | Existing | CreEgsld320 | 1 | 0 | 3526.3542 | 0 | GSLD | 3 | 1.0063 | 0.98564 | 1.0265 | 1.0441 | 1.0994 | 1.0901 | 1.0679 | 1.0965 | 1.0642 | 1.0547 | 1.0277 | 1.0297 | 177.3164 | 0 | 831.65 | 0 | 0 | 0 | 1 | 0 | 0 | 1.0494
320 | HVAC | DX | DX Coil Cleaning | Restaurants | New | CreNgsld320 | 1 | 0 | 3526.3542 | 0 | GSLD | 3 | 1.0063 | 0.98564 | 1.0265 | 1.0441 | 1.0994 | 1.0901 | 1.0679 | 1.0965 | 1.0642 | 1.0547 | 1.0277 | 1.0297 | 177.3164 | 0 | 831.65 | 0 | 0 | 0 | 1 | 0 | 0 | 1.0494
320 | HVAC | DX | DX Coil Cleaning | Retail | Existing | CrtEgsld320 | 1 | 0 | 3002.444 | 0 | GSLD | 3 | 1.0063 | 0.98564 | 1.0265 | 1.0441 | 1.0994 | 1.0901 | 1.0679 | 1.0965 | 1.0642 | 1.0547 | 1.0277 | 1.0297 | 150.9725 | 0 | 903.4694 | 0 | 0 | 0 | 1 | 0 | 0 | 1.0494
320 | HVAC | DX | DX Coil Cleaning | Retail | New | CrtNgsld320 | 1 | 0 | 3002.444 | 0 | GSLD | 3 | 1.0063 | 0.98564 | 1.0265 | 1.0441 | 1.0994 | 1.0901 | 1.0679 | 1.0965 | 1.0642 | 1.0547 | 1.0277 | 1.0297 | 150.9725 | 0 | 903.4694 | 0 | 0 | 0 | 1 | 0 | 0 | 1.0494
320 | HVAC | DX | DX Coil Cleaning | Schools K-12 | Existing | CscEgsld320 | 1 | 0 | 3002.444 | 0 | GSLD | 3 | 1.0063 | 0.98564 | 1.0265 | 1.0441 | 1.0994 | 1.0901 | 1.0679 | 1.0965 | 1.0642 | 1.0547 | 1.0277 | 1.0297 | 150.9725 | 0 | 1039.2162 | 0 | 0 | 0 | 1 | 0 | 0 | 1.0494
320 | HVAC | DX | DX Coil Cleaning | Schools K-12 | New | CscNgsld320 | 1 | 0 | 3002.444 | 0 | GSLD | 3 | 1.0063 | 0.98564 | 1.0265 | 1.0441 | 1.0994 | 1.0901 | 1.0679 | 1.0965 | 1.0642 | 1.0547 | 1.0277 | 1.0297 | 150.9725 | 0 | 1039.2162 | 0 | 0 | 0 | 1 | 0 | 0 | 1.0494
320 | HVAC | DX | DX Coil Cleaning | Warehouse | Existing | CwaEgsld320 | 1 | 0 | 3002.4439 | 0 | GSLD | 3 | 1.0063 | 0.98564 | 1.0265 | 1.0441 | 1.0994 | 1.0901 | 1.0679 | 1.0965 | 1.0642 | 1.0547 | 1.0277 | 1.0297 | 150.9725 | 0 | 4737.8511 | 0 | 0 | 0 | 1 | 0 | 0 | 1.0494
320 | HVAC | DX | DX Coil Cleaning | Warehouse | New | CwaNgsld320 | 1 | 0 | 3002.4439 | 0 | GSLD | 3 | 1.0063 | 0.98564 | 1.0265 | 1.0441 | 1.0994 | 1.0901 | 1.0679 | 1.0965 | 1.0642 | 1.0547 | 1.0277 | 1.0297 | 150.9725 | 0 | 4737.8511 | 0 | 0 | 0 | 1 | 0 | 0 | 1.0494
321 | HVAC | DX | HE DX 11.25-20.0 Tons Elec Heat | Assembly | Turnover | CasTgsld321 | 1 | 0.12707 | 3058.2215 | 0 | GSLD | 15 | 1 | 1 | 1 | 1 | 1 | 1 | 1 | 1 | 1 | 1 | 1 | 1 | 183.4933 | 0 | 4986.479 | 0 | 0 | 0 | 1 | 0 | 0 | 1
321 | HVAC | DX | HE DX 11.25-20.0 Tons Elec Heat | Assembly | New | CasNgsld321 | 1 | 0.12707 | 3058.2215 | 0 | GSLD | 15 | 1 | 1 | 1 | 1 | 1 | 1 | 1 | 1 | 1 | 1 | 1 | 1 | 183.4933 | 0 | 4986.479 | 0 | 0 | 0 | 1 | 0 | 0 | 1
321 | HVAC | DX | HE DX 11.25-20.0 Tons Elec Heat | College and University | Turnover | CcoTgsld321 | 1 | 0.015889 | 5014.7212 | 0 | GSLD | 15 | 1 | 1 | 1 | 1 | 1 | 1 | 1 | 1 | 1 | 1 | 1 | 1 | 300.8833 | 0 | 7383.2651 | 0 | 0 | 0 | 1 | 0 | 0 | 1
321 | HVAC | DX | HE DX 11.25-20.0 Tons Elec Heat | College and University | New | CcoNgsld321 | 1 | 0.015889 | 5014.7212 | 0 | GSLD | 15 | 1 | 1 | 1 | 1 | 1 | 1 | 1 | 1 | 1 | 1 | 1 | 1 | 300.8833 | 0 | 7383.2651 | 0 | 0 | 0 | 1 | 0 | 0 | 1
321 | HVAC | DX | HE DX 11.25-20.0 Tons Elec Heat | Data Center | Turnover | CdaTgsld321 | 1 | 0.015352 | 5011.9299 | 0 | GSLD | 15 | 1 | 1 | 1 | 1 | 1 | 1 | 1 | 1 | 1 | 1 | 1 | 1 | 300.7158 | 0 | 3972.6198 | 0 | 0 | 0 | 1 | 0 | 0 | 1
321 | HVAC | DX | HE DX 11.25-20.0 Tons Elec Heat | Data Center | New | CdaNgsld321 | 1 | 0.015352 | 5011.9299 | 0 | GSLD | 15 | 1 | 1 | 1 | 1 | 1 | 1 | 1 | 1 | 1 | 1 | 1 | 1 | 300.7158 | 0 | 3972.6198 | 0 | 0 | 0 | 1 | 0 | 0 | 1
321 | HVAC | DX | HE DX 11.25-20.0 Tons Elec Heat | Grocery | Turnover | CgrTgsld321 | 1 | 0.15739 | 3731.1409 | 0 | GSLD | 15 | 1 | 1 | 1 | 1 | 1 | 1 | 1 | 1 | 1 | 1 | 1 | 1 | 223.8685 | 0 | 10597.9934 | 0 | 0 | 0 | 1 | 0 | 0 | 1
321 | HVAC | DX | HE DX 11.25-20.0 Tons Elec Heat | Grocery | New | CgrNgsld321 | 1 | 0.15739 | 3731.1409 | 0 | GSLD | 15 | 1 | 1 | 1 | 1 | 1 | 1 | 1 | 1 | 1 | 1 | 1 | 1 | 223.8685 | 0 | 10597.9934 | 0 | 0 | 0 | 1 | 0 | 0 | 1
321 | HVAC | DX | HE DX 11.25-20.0 Tons Elec Heat | Healthcare | Turnover | CheTgsld321 | 1 | 0.0127 | 4998.1448 | 0 | GSLD | 15 | 1 | 1 | 1 | 1 | 1 | 1 | 1 | 1 | 1 | 1 | 1 | 1 | 299.8887 | 0 | 3763.0288 | 0 | 0 | 0 | 1 | 0 | 0 | 1
321 | HVAC | DX | HE DX 11.25-20.0 Tons Elec Heat | Healthcare | New | CheNgsld321 | 1 | 0.0127 | 4998.1448 | 0 | GSLD | 15 | 1 | 1 | 1 | 1 | 1 | 1 | 1 | 1 | 1 | 1 | 1 | 1 | 299.8887 | 0 | 3763.0288 | 0 | 0 | 0 | 1 | 0 | 0 | 1
321 | HVAC | DX | HE DX 11.25-20.0 Tons Elec Heat | Hospitals | Turnover | ChoTgsld321 | 1 | 0.015352 | 5011.9299 | 0 | GSLD | 15 | 1 | 1 | 1 | 1 | 1 | 1 | 1 | 1 | 1 | 1 | 1 | 1 | 300.7158 | 0 | 3972.6198 | 0 | 0 | 0 | 1 | 0 | 0 | 1
321 | HVAC | DX | HE DX 11.25-20.0 Tons Elec Heat | Hospitals | New | ChoNgsld321 | 1 | 0.015352 | 5011.9299 | 0 | GSLD | 15 | 1 | 1 | 1 | 1 | 1 | 1 | 1 | 1 | 1 | 1 | 1 | 1 | 300.7158 | 0 | 3972.6198 | 0 | 0 | 0 | 1 | 0 | 0 | 1
321 | HVAC | DX | HE DX 11.25-20.0 Tons Elec Heat | Institutional | Turnover | CinTgsld321 | 1 | 0.028173 | 5078.5687 | 0 | GSLD | 15 | 1 | 1 | 1 | 1 | 1 | 1 | 1 | 1 | 1 | 1 | 1 | 1 | 304.7141 | 0 | 15152.4257 | 0 | 0 | 0 | 1 | 0 | 0 | 1
321 | HVAC | DX | HE DX 11.25-20.0 Tons Elec Heat | Institutional | New | CinNgsld321 | 1 | 0.028173 | 5078.5687 | 0 | GSLD | 15 | 1 | 1 | 1 | 1 | 1 | 1 | 1 | 1 | 1 | 1 | 1 | 1 | 304.7141 | 0 | 15152.4257 | 0 | 0 | 0 | 1 | 0 | 0 | 1
321 | HVAC | DX | HE DX 11.25-20.0 Tons Elec Heat | Lodging/Hospitality | Turnover | CloTgsld321 | 1 | 0.040428 | 5283.0342 | 0 | GSLD | 15 | 1 | 1 | 1 | 1 | 1 | 1 | 1 | 1 | 1 | 1 | 1 | 1 | 316.9821 | 0 | 5248.1003 | 0 | 0 | 0 | 1 | 0 | 0 | 1
321 | HVAC | DX | HE DX 11.25-20.0 Tons Elec Heat | Lodging/Hospitality | New | CloNgsld321 | 1 | 0.040428 | 5283.0342 | 0 | GSLD | 15 | 1 | 1 | 1 | 1 | 1 | 1 | 1 | 1 | 1 | 1 | 1 | 1 | 316.9821 | 0 | 5248.1003 | 0 | 0 | 0 | 1 | 0 | 0 | 1
321 | HVAC | DX | HE DX 11.25-20.0 Tons Elec Heat | Miscellaneous | Turnover | CmiTgsld321 | 1 | 0.12408 | 3056.91 | 0 | GSLD | 15 | 1 | 1 | 1 | 1 | 1 | 1 | 1 | 1 | 1 | 1 | 1 | 1 | 183.4146 | 0 | 8926.2462 | 0 | 0 | 0 | 1 | 0 | 0 | 1
321 | HVAC | DX | HE DX 11.25-20.0 Tons Elec Heat | Miscellaneous | New | CmiNgsld321 | 1 | 0.12408 | 3056.91 | 0 | GSLD | 15 | 1 | 1 | 1 | 1 | 1 | 1 | 1 | 1 | 1 | 1 | 1 | 1 | 183.4146 | 0 | 8926.2462 | 0 | 0 | 0 | 1 | 0 | 0 | 1
321 | HVAC | DX | HE DX 11.25-20.0 Tons Elec Heat | Offices | Turnover | CofTgsld321 | 1 | 0.066661 | 3031.7051 | 0 | GSLD | 15 | 1 | 1 | 1 | 1 | 1 | 1 | 1 | 1 | 1 | 1 | 1 | 1 | 181.9023 | 0 | 4429.7467 | 0 | 0 | 0 | 1 | 0 | 0 | 1
321 | HVAC | DX | HE DX 11.25-20.0 Tons Elec Heat | Offices | New | CofNgsld321 | 1 | 0.066661 | 3031.7051 | 0 | GSLD | 15 | 1 | 1 | 1 | 1 | 1 | 1 | 1 | 1 | 1 | 1 | 1 | 1 | 181.9023 | 0 | 4429.7467 | 0 | 0 | 0 | 1 | 0 | 0 | 1
321 | HVAC | DX | HE DX 11.25-20.0 Tons Elec Heat | Restaurants | Turnover | CreTgsld321 | 1 | 0.11435 | 3675.1409 | 0 | GSLD | 15 | 1 | 1 | 1 | 1 | 1 | 1 | 1 | 1 | 1 | 1 | 1 | 1 | 220.5085 | 0 | 3612.5781 | 0 | 0 | 0 | 1 | 0 | 0 | 1
321 | HVAC | DX | HE DX 11.25-20.0 Tons Elec Heat | Restaurants | New | CreNgsld321 | 1 | 0.11435 | 3675.1409 | 0 | GSLD | 15 | 1 | 1 | 1 | 1 | 1 | 1 | 1 | 1 | 1 | 1 | 1 | 1 | 220.5085 | 0 | 3612.5781 | 0 | 0 | 0 | 1 | 0 | 0 | 1
321 | HVAC | DX | HE DX 11.25-20.0 Tons Elec Heat | Retail | Turnover | CrtTgsld321 | 1 | 0.23187 | 3104.2218 | 0 | GSLD | 15 | 1 | 1 | 1 | 1 | 1 | 1 | 1 | 1 | 1 | 1 | 1 | 1 | 186.2533 | 0 | 3924.5154 | 0 | 0 | 0 | 1 | 0 | 0 | 1
321 | HVAC | DX | HE DX 11.25-20.0 Tons Elec Heat | Retail | New | CrtNgsld321 | 1 | 0.23187 | 3104.2218 | 0 | GSLD | 15 | 1 | 1 | 1 | 1 | 1 | 1 | 1 | 1 | 1 | 1 | 1 | 1 | 186.2533 | 0 | 3924.5154 | 0 | 0 | 0 | 1 | 0 | 0 | 1
321 | HVAC | DX | HE DX 11.25-20.0 Tons Elec Heat | Schools K-12 | Turnover | CscTgsld321 | 1 | 0.24577 | 3110.3239 | 0 | GSLD | 15 | 1 | 1 | 1 | 1 | 1 | 1 | 1 | 1 | 1 | 1 | 1 | 1 | 186.6194 | 0 | 4514.1415 | 0 | 0 | 0 | 1 | 0 | 0 | 1
321 | HVAC | DX | HE DX 11.25-20.0 Tons Elec Heat | Schools K-12 | New | CscNgsld321 | 1 | 0.24577 | 3110.3239 | 0 | GSLD | 15 | 1 | 1 | 1 | 1 | 1 | 1 | 1 | 1 | 1 | 1 | 1 | 1 | 186.6194 | 0 | 4514.1415 | 0 | 0 | 0 | 1 | 0 | 0 | 1
321 | HVAC | DX | HE DX 11.25-20.0 Tons Elec Heat | Warehouse | Turnover | CwaTgsld321 | 1 | 0.28603 | 3127.9996 | 0 | GSLD | 15 | 1 | 1 | 1 | 1 | 1 | 1 | 1 | 1 | 1 | 1 | 1 | 1 | 187.68 | 0 | 20576.8778 | 0 | 0 | 0 | 1 | 0 | 0 | 1
321 | HVAC | DX | HE DX 11.25-20.0 Tons Elec Heat | Warehouse | New | CwaNgsld321 | 1 | 0.28603 | 3127.9996 | 0 | GSLD | 15 | 1 | 1 | 1 | 1 | 1 | 1 | 1 | 1 | 1 | 1 | 1 | 1 | 187.68 | 0 | 20576.8778 | 0 | 0 | 0 | 1 | 0 | 0 | 1
322 | HVAC | DX | HE DX 11.25-20.0 Tons Other Heat | Assembly | Turnover | CasTgsld322 | 1 | 0 | 3002.444 | 0 | GSLD | 15 | 1 | 1 | 1 | 1 | 1 | 1 | 1 | 1 | 1 | 1 | 1 | 1 | 180.1466 | 0 | 4986.479 | 0 | 0 | 0 | 1 | 0 | 0 | 1
322 | HVAC | DX | HE DX 11.25-20.0 Tons Other Heat | Assembly | New | CasNgsld322 | 1 | 0 | 3002.444 | 0 | GSLD | 15 | 1 | 1 | 1 | 1 | 1 | 1 | 1 | 1 | 1 | 1 | 1 | 1 | 180.1466 | 0 | 4986.479 | 0 | 0 | 0 | 1 | 0 | 0 | 1
322 | HVAC | DX | HE DX 11.25-20.0 Tons Other Heat | College and University | Turnover | CcoTgsld322 | 1 | 0 | 4932.1338 | 0 | GSLD | 15 | 1 | 1 | 1 | 1 | 1 | 1 | 1 | 1 | 1 | 1 | 1 | 1 | 295.928 | 0 | 7383.2651 | 0 | 0 | 0 | 1 | 0 | 0 | 1
322 | HVAC | DX | HE DX 11.25-20.0 Tons Other Heat | College and University | New | CcoNgsld322 | 1 | 0 | 4932.1338 | 0 | GSLD | 15 | 1 | 1 | 1 | 1 | 1 | 1 | 1 | 1 | 1 | 1 | 1 | 1 | 295.928 | 0 | 7383.2651 | 0 | 0 | 0 | 1 | 0 | 0 | 1
322 | HVAC | DX | HE DX 11.25-20.0 Tons Other Heat | Data Center | Turnover | CdaTgsld322 | 1 | 0 | 4932.1338 | 0 | GSLD | 15 | 1 | 1 | 1 | 1 | 1 | 1 | 1 | 1 | 1 | 1 | 1 | 1 | 295.928 | 0 | 3972.6198 | 0 | 0 | 0 | 1 | 0 | 0 | 1
322 | HVAC | DX | HE DX 11.25-20.0 Tons Other Heat | Data Center | New | CdaNgsld322 | 1 | 0 | 4932.1338 | 0 | GSLD | 15 | 1 | 1 | 1 | 1 | 1 | 1 | 1 | 1 | 1 | 1 | 1 | 1 | 295.928 | 0 | 3972.6198 | 0 | 0 | 0 | 1 | 0 | 0 | 1
322 | HVAC | DX | HE DX 11.25-20.0 Tons Other Heat | Grocery | Turnover | CgrTgsld322 | 1 | 0 | 3526.3542 | 0 | GSLD | 15 | 1 | 1 | 1 | 1 | 1 | 1 | 1 | 1 | 1 | 1 | 1 | 1 | 211.5813 | 0 | 10597.9934 | 0 | 0 | 0 | 1 | 0 | 0 | 1
322 | HVAC | DX | HE DX 11.25-20.0 Tons Other Heat | Grocery | New | CgrNgsld322 | 1 | 0 | 3526.3542 | 0 | GSLD | 15 | 1 | 1 | 1 | 1 | 1 | 1 | 1 | 1 | 1 | 1 | 1 | 1 | 211.5813 | 0 | 10597.9934 | 0 | 0 | 0 | 1 | 0 | 0 | 1
322 | HVAC | DX | HE DX 11.25-20.0 Tons Other Heat | Healthcare | Turnover | CheTgsld322 | 1 | 0 | 4932.1338 | 0 | GSLD | 15 | 1 | 1 | 1 | 1 | 1 | 1 | 1 | 1 | 1 | 1 | 1 | 1 | 295.928 | 0 | 3763.0288 | 0 | 0 | 0 | 1 | 0 | 0 | 1
322 | HVAC | DX | HE DX 11.25-20.0 Tons Other Heat | Healthcare | New | CheNgsld322 | 1 | 0 | 4932.1338 | 0 | GSLD | 15 | 1 | 1 | 1 | 1 | 1 | 1 | 1 | 1 | 1 | 1 | 1 | 1 | 295.928 | 0 | 3763.0288 | 0 | 0 | 0 | 1 | 0 | 0 | 1
322 | HVAC | DX | HE DX 11.25-20.0 Tons Other Heat | Hospitals | Turnover | ChoTgsld322 | 1 | 0 | 4932.1338 | 0 | GSLD | 15 | 1 | 1 | 1 | 1 | 1 | 1 | 1 | 1 | 1 | 1 | 1 | 1 | 295.928 | 0 | 3972.6198 | 0 | 0 | 0 | 1 | 0 | 0 | 1
322 | HVAC | DX | HE DX 11.25-20.0 Tons Other Heat | Hospitals | New | ChoNgsld322 | 1 | 0 | 4932.1338 | 0 | GSLD | 15 | 1 | 1 | 1 | 1 | 1 | 1 | 1 | 1 | 1 | 1 | 1 | 1 | 295.928 | 0 | 3972.6198 | 0 | 0 | 0 | 1 | 0 | 0 | 1
322 | HVAC | DX | HE DX 11.25-20.0 Tons Other Heat | Institutional | Turnover | CinTgsld322 | 1 | 0 | 4932.1338 | 0 | GSLD | 15 | 1 | 1 | 1 | 1 | 1 | 1 | 1 | 1 | 1 | 1 | 1 | 1 | 295.928 | 0 | 15152.4257 | 0 | 0 | 0 | 1 | 0 | 0 | 1
322 | HVAC | DX | HE DX 11.25-20.0 Tons Other Heat | Institutional | New | CinNgsld322 | 1 | 0 | 4932.1338 | 0 | GSLD | 15 | 1 | 1 | 1 | 1 | 1 | 1 | 1 | 1 | 1 | 1 | 1 | 1 | 295.928 | 0 | 15152.4257 | 0 | 0 | 0 | 1 | 0 | 0 | 1
322 | HVAC | DX | HE DX 11.25-20.0 Tons Other Heat | Lodging/Hospitality | Turnover | CloTgsld322 | 1 | 0 | 5221.6594 | 0 | GSLD | 15 | 1 | 1 | 1 | 1 | 1 | 1 | 1 | 1 | 1 | 1 | 1 | 1 | 313.2996 | 0 | 5248.1003 | 0 | 0 | 0 | 1 | 0 | 0 | 1
322 | HVAC | DX | HE DX 11.25-20.0 Tons Other Heat | Lodging/Hospitality | New | CloNgsld322 | 1 | 0 | 5221.6594 | 0 | GSLD | 15 | 1 | 1 | 1 | 1 | 1 | 1 | 1 | 1 | 1 | 1 | 1 | 1 | 313.2996 | 0 | 5248.1003 | 0 | 0 | 0 | 1 | 0 | 0 | 1
322 | HVAC | DX | HE DX 11.25-20.0 Tons Other Heat | Miscellaneous | Turnover | CmiTgsld322 | 1 | 0 | 3002.444 | 0 | GSLD | 15 | 1 | 1 | 1 | 1 | 1 | 1 | 1 | 1 | 1 | 1 | 1 | 1 | 180.1466 | 0 | 8926.2462 | 0 | 0 | 0 | 1 | 0 | 0 | 1
322 | HVAC | DX | HE DX 11.25-20.0 Tons Other Heat | Miscellaneous | New | CmiNgsld322 | 1 | 0 | 3002.444 | 0 | GSLD | 15 | 1 | 1 | 1 | 1 | 1 | 1 | 1 | 1 | 1 | 1 | 1 | 1 | 180.1466 | 0 | 8926.2462 | 0 | 0 | 0 | 1 | 0 | 0 | 1
322 | HVAC | DX | HE DX 11.25-20.0 Tons Other Heat | Offices | Turnover | CofTgsld322 | 1 | 0 | 3002.444 | 0 | GSLD | 15 | 1 | 1 | 1 | 1 | 1 | 1 | 1 | 1 | 1 | 1 | 1 | 1 | 180.1466 | 0 | 4429.7467 | 0 | 0 | 0 | 1 | 0 | 0 | 1
322 | HVAC | DX | HE DX 11.25-20.0 Tons Other Heat | Offices | New | CofNgsld322 | 1 | 0 | 3002.444 | 0 | GSLD | 15 | 1 | 1 | 1 | 1 | 1 | 1 | 1 | 1 | 1 | 1 | 1 | 1 | 180.1466 | 0 | 4429.7467 | 0 | 0 | 0 | 1 | 0 | 0 | 1
322 | HVAC | DX | HE DX 11.25-20.0 Tons Other Heat | Restaurants | Turnover | CreTgsld322 | 1 | 0 | 3526.3542 | 0 | GSLD | 15 | 1 | 1 | 1 | 1 | 1 | 1 | 1 | 1 | 1 | 1 | 1 | 1 | 211.5813 | 0 | 3612.5781 | 0 | 0 | 0 | 1 | 0 | 0 | 1
322 | HVAC | DX | HE DX 11.25-20.0 Tons Other Heat | Restaurants | New | CreNgsld322 | 1 | 0 | 3526.3542 | 0 | GSLD | 15 | 1 | 1 | 1 | 1 | 1 | 1 | 1 | 1 | 1 | 1 | 1 | 1 | 211.5813 | 0 | 3612.5781 | 0 | 0 | 0 | 1 | 0 | 0 | 1
322 | HVAC | DX | HE DX 11.25-20.0 Tons Other Heat | Retail | Turnover | CrtTgsld322 | 1 | 0 | 3002.444 | 0 | GSLD | 15 | 1 | 1 | 1 | 1 | 1 | 1 | 1 | 1 | 1 | 1 | 1 | 1 | 180.1466 | 0 | 3924.5154 | 0 | 0 | 0 | 1 | 0 | 0 | 1
322 | HVAC | DX | HE DX 11.25-20.0 Tons Other Heat | Retail | New | CrtNgsld322 | 1 | 0 | 3002.444 | 0 | GSLD | 15 | 1 | 1 | 1 | 1 | 1 | 1 | 1 | 1 | 1 | 1 | 1 | 1 | 180.1466 | 0 | 3924.5154 | 0 | 0 | 0 | 1 | 0 | 0 | 1
322 | HVAC | DX | HE DX 11.25-20.0 Tons Other Heat | Schools K-12 | Turnover | CscTgsld322 | 1 | 0 | 3002.444 | 0 | GSLD | 15 | 1 | 1 | 1 | 1 | 1 | 1 | 1 | 1 | 1 | 1 | 1 | 1 | 180.1466 | 0 | 4514.1415 | 0 | 0 | 0 | 1 | 0 | 0 | 1
322 | HVAC | DX | HE DX 11.25-20.0 Tons Other Heat | Schools K-12 | New | CscNgsld322 | 1 | 0 | 3002.444 | 0 | GSLD | 15 | 1 | 1 | 1 | 1 | 1 | 1 | 1 | 1 | 1 | 1 | 1 | 1 | 180.1466 | 0 | 4514.1415 | 0 | 0 | 0 | 1 | 0 | 0 | 1
322 | HVAC | DX | HE DX 11.25-20.0 Tons Other Heat | Warehouse | Turnover | CwaTgsld322 | 1 | 0 | 3002.444 | 0 | GSLD | 15 | 1 | 1 | 1 | 1 | 1 | 1 | 1 | 1 | 1 | 1 | 1 | 1 | 180.1466 | 0 | 20576.8778 | 0 | 0 | 0 | 1 | 0 | 0 | 1
322 | HVAC | DX | HE DX 11.25-20.0 Tons Other Heat | Warehouse | New | CwaNgsld322 | 1 | 0 | 3002.444 | 0 | GSLD | 15 | 1 | 1 | 1 | 1 | 1 | 1 | 1 | 1 | 1 | 1 | 1 | 1 | 180.1466 | 0 | 20576.8778 | 0 | 0 | 0 | 1 | 0 | 0 | 1
323 | HVAC | DX | HE DX 5.4-11.25 Tons Elect Heat | Assembly | Turnover | CasTgsld323 | 1 | 0.079388 | 3037.2915 | 0 | GSLD | 15 | 1 | 1 | 1 | 1 | 1 | 1 | 1 | 1 | 1 | 1 | 1 | 1 | 182.2375 | 0 | 3311.1846 | 0 | 0 | 0 | 1 | 0 | 0 | 1
323 | HVAC | DX | HE DX 5.4-11.25 Tons Elect Heat | Assembly | New | CasNgsld323 | 1 | 0.079388 | 3037.2915 | 0 | GSLD | 15 | 1 | 1 | 1 | 1 | 1 | 1 | 1 | 1 | 1 | 1 | 1 | 1 | 182.2375 | 0 | 3311.1846 | 0 | 0 | 0 | 1 | 0 | 0 | 1
323 | HVAC | DX | HE DX 5.4-11.25 Tons Elect Heat | College and University | Turnover | CcoTgsld323 | 1 | 0.0099268 | 4983.7312 | 0 | GSLD | 15 | 1 | 1 | 1 | 1 | 1 | 1 | 1 | 1 | 1 | 1 | 1 | 1 | 299.0239 | 0 | 4902.7423 | 0 | 0 | 0 | 1 | 0 | 0 | 1
323 | HVAC | DX | HE DX 5.4-11.25 Tons Elect Heat | College and University | New | CcoNgsld323 | 1 | 0.0099268 | 4983.7312 | 0 | GSLD | 15 | 1 | 1 | 1 | 1 | 1 | 1 | 1 | 1 | 1 | 1 | 1 | 1 | 299.0239 | 0 | 4902.7423 | 0 | 0 | 0 | 1 | 0 | 0 | 1
323 | HVAC | DX | HE DX 5.4-11.25 Tons Elect Heat | Data Center | Turnover | CdaTgsld323 | 1 | 0.0095924 | 4981.9932 | 0 | GSLD | 15 | 1 | 1 | 1 | 1 | 1 | 1 | 1 | 1 | 1 | 1 | 1 | 1 | 298.9196 | 0 | 2637.957 | 0 | 0 | 0 | 1 | 0 | 0 | 1
323 | HVAC | DX | HE DX 5.4-11.25 Tons Elect Heat | Data Center | New | CdaNgsld323 | 1 | 0.0095924 | 4981.9932 | 0 | GSLD | 15 | 1 | 1 | 1 | 1 | 1 | 1 | 1 | 1 | 1 | 1 | 1 | 1 | 298.9196 | 0 | 2637.957 | 0 | 0 | 0 | 1 | 0 | 0 | 1
323 | HVAC | DX | HE DX 5.4-11.25 Tons Elect Heat | Grocery | Turnover | CgrTgsld323 | 1 | 0.098371 | 3654.3522 | 0 | GSLD | 15 | 1 | 1 | 1 | 1 | 1 | 1 | 1 | 1 | 1 | 1 | 1 | 1 | 219.2611 | 0 | 7037.3802 | 0 | 0 | 0 | 1 | 0 | 0 | 1
323 | HVAC | DX | HE DX 5.4-11.25 Tons Elect Heat | Grocery | New | CgrNgsld323 | 1 | 0.098371 | 3654.3522 | 0 | GSLD | 15 | 1 | 1 | 1 | 1 | 1 | 1 | 1 | 1 | 1 | 1 | 1 | 1 | 219.2611 | 0 | 7037.3802 | 0 | 0 | 0 | 1 | 0 | 0 | 1
323 | HVAC | DX | HE DX 5.4-11.25 Tons Elect Heat | Healthcare | Turnover | CheTgsld323 | 1 | 0.0079364 | 4973.3856 | 0 | GSLD | 15 | 1 | 1 | 1 | 1 | 1 | 1 | 1 | 1 | 1 | 1 | 1 | 1 | 298.4031 | 0 | 2498.7606 | 0 | 0 | 0 | 1 | 0 | 0 | 1
323 | HVAC | DX | HE DX 5.4-11.25 Tons Elect Heat | Healthcare | New | CheNgsld323 | 1 | 0.0079364 | 4973.3856 | 0 | GSLD | 15 | 1 | 1 | 1 | 1 | 1 | 1 | 1 | 1 | 1 | 1 | 1 | 1 | 298.4031 | 0 | 2498.7606 | 0 | 0 | 0 | 1 | 0 | 0 | 1
323 | HVAC | DX | HE DX 5.4-11.25 Tons Elect Heat | Hospitals | Turnover | ChoTgsld323 | 1 | 0.0095924 | 4981.9932 | 0 | GSLD | 15 | 1 | 1 | 1 | 1 | 1 | 1 | 1 | 1 | 1 | 1 | 1 | 1 | 298.9196 | 0 | 2637.957 | 0 | 0 | 0 | 1 | 0 | 0 | 1
323 | HVAC | DX | HE DX 5.4-11.25 Tons Elect Heat | Hospitals | New | ChoNgsld323 | 1 | 0.0095924 | 4981.9932 | 0 | GSLD | 15 | 1 | 1 | 1 | 1 | 1 | 1 | 1 | 1 | 1 | 1 | 1 | 1 | 298.9196 | 0 | 2637.957 | 0 | 0 | 0 | 1 | 0 | 0 | 1
323 | HVAC | DX | HE DX 5.4-11.25 Tons Elect Heat | Institutional | Turnover | CinTgsld323 | 1 | 0.017594 | 5023.5853 | 0 | GSLD | 15 | 1 | 1 | 1 | 1 | 1 | 1 | 1 | 1 | 1 | 1 | 1 | 1 | 301.4151 | 0 | 10061.7128 | 0 | 0 | 0 | 1 | 0 | 0 | 1
323 | HVAC | DX | HE DX 5.4-11.25 Tons Elect Heat | Institutional | New | CinNgsld323 | 1 | 0.017594 | 5023.5853 | 0 | GSLD | 15 | 1 | 1 | 1 | 1 | 1 | 1 | 1 | 1 | 1 | 1 | 1 | 1 | 301.4151 | 0 | 10061.7128 | 0 | 0 | 0 | 1 | 0 | 0 | 1
323 | HVAC | DX | HE DX 5.4-11.25 Tons Elect Heat | Lodging/Hospitality | Turnover | CloTgsld323 | 1 | 0.02528 | 5260.0378 | 0 | GSLD | 15 | 1 | 1 | 1 | 1 | 1 | 1 | 1 | 1 | 1 | 1 | 1 | 1 | 315.6023 | 0 | 3484.9134 | 0 | 0 | 0 | 1 | 0 | 0 | 1
323 | HVAC | DX | HE DX 5.4-11.25 Tons Elect Heat | Lodging/Hospitality | New | CloNgsld323 | 1 | 0.02528 | 5260.0378 | 0 | GSLD | 15 | 1 | 1 | 1 | 1 | 1 | 1 | 1 | 1 | 1 | 1 | 1 | 1 | 315.6023 | 0 | 3484.9134 | 0 | 0 | 0 | 1 | 0 | 0 | 1
323 | HVAC | DX | HE DX 5.4-11.25 Tons Elect Heat | Miscellaneous | Turnover | CmiTgsld323 | 1 | 0.077653 | 3036.5298 | 0 | GSLD | 15 | 1 | 1 | 1 | 1 | 1 | 1 | 1 | 1 | 1 | 1 | 1 | 1 | 182.1918 | 0 | 5927.3051 | 0 | 0 | 0 | 1 | 0 | 0 | 1
323 | HVAC | DX | HE DX 5.4-11.25 Tons Elect Heat | Miscellaneous | New | CmiNgsld323 | 1 | 0.077653 | 3036.5298 | 0 | GSLD | 15 | 1 | 1 | 1 | 1 | 1 | 1 | 1 | 1 | 1 | 1 | 1 | 1 | 182.1918 | 0 | 5927.3051 | 0 | 0 | 0 | 1 | 0 | 0 | 1
323 | HVAC | DX | HE DX 5.4-11.25 Tons Elect Heat | Offices | Turnover | CofTgsld323 | 1 | 0.041673 | 3020.7366 | 0 | GSLD | 15 | 1 | 1 | 1 | 1 | 1 | 1 | 1 | 1 | 1 | 1 | 1 | 1 | 181.2442 | 0 | 2941.4886 | 0 | 0 | 0 | 1 | 0 | 0 | 1
323 | HVAC | DX | HE DX 5.4-11.25 Tons Elect Heat | Offices | New | CofNgsld323 | 1 | 0.041673 | 3020.7366 | 0 | GSLD | 15 | 1 | 1 | 1 | 1 | 1 | 1 | 1 | 1 | 1 | 1 | 1 | 1 | 181.2442 | 0 | 2941.4886 | 0 | 0 | 0 | 1 | 0 | 0 | 1
323 | HVAC | DX | HE DX 5.4-11.25 Tons Elect Heat | Restaurants | Turnover | CreTgsld323 | 1 | 0.071474 | 3619.3541 | 0 | GSLD | 15 | 1 | 1 | 1 | 1 | 1 | 1 | 1 | 1 | 1 | 1 | 1 | 1 | 217.1612 | 0 | 2398.8555 | 0 | 0 | 0 | 1 | 0 | 0 | 1
323 | HVAC | DX | HE DX 5.4-11.25 Tons Elect Heat | Restaurants | New | CreNgsld323 | 1 | 0.071474 | 3619.3541 | 0 | GSLD | 15 | 1 | 1 | 1 | 1 | 1 | 1 | 1 | 1 | 1 | 1 | 1 | 1 | 217.1612 | 0 | 2398.8555 | 0 | 0 | 0 | 1 | 0 | 0 | 1
323 | HVAC | DX | HE DX 5.4-11.25 Tons Elect Heat | Retail | Turnover | CrtTgsld323 | 1 | 0.1449 | 3066.0492 | 0 | GSLD | 15 | 1 | 1 | 1 | 1 | 1 | 1 | 1 | 1 | 1 | 1 | 1 | 1 | 183.963 | 0 | 2606.0119 | 0 | 0 | 0 | 1 | 0 | 0 | 1
323 | HVAC | DX | HE DX 5.4-11.25 Tons Elect Heat | Retail | New | CrtNgsld323 | 1 | 0.1449 | 3066.0492 | 0 | GSLD | 15 | 1 | 1 | 1 | 1 | 1 | 1 | 1 | 1 | 1 | 1 | 1 | 1 | 183.963 | 0 | 2606.0119 | 0 | 0 | 0 | 1 | 0 | 0 | 1
323 | HVAC | DX | HE DX 5.4-11.25 Tons Elect Heat | Schools K-12 | Turnover | CscTgsld323 | 1 | 0.15361 | 3069.8694 | 0 | GSLD | 15 | 1 | 1 | 1 | 1 | 1 | 1 | 1 | 1 | 1 | 1 | 1 | 1 | 184.1922 | 0 | 2997.532 | 0 | 0 | 0 | 1 | 0 | 0 | 1
323 | HVAC | DX | HE DX 5.4-11.25 Tons Elect Heat | Schools K-12 | New | CscNgsld323 | 1 | 0.15361 | 3069.8694 | 0 | GSLD | 15 | 1 | 1 | 1 | 1 | 1 | 1 | 1 | 1 | 1 | 1 | 1 | 1 | 184.1922 | 0 | 2997.532 | 0 | 0 | 0 | 1 | 0 | 0 | 1
323 | HVAC | DX | HE DX 5.4-11.25 Tons Elect Heat | Warehouse | Turnover | CwaTgsld323 | 1 | 0.17901 | 3081.0202 | 0 | GSLD | 15 | 1 | 1 | 1 | 1 | 1 | 1 | 1 | 1 | 1 | 1 | 1 | 1 | 184.8612 | 0 | 13663.9086 | 0 | 0 | 0 | 1 | 0 | 0 | 1
323 | HVAC | DX | HE DX 5.4-11.25 Tons Elect Heat | Warehouse | New | CwaNgsld323 | 1 | 0.17901 | 3081.0202 | 0 | GSLD | 15 | 1 | 1 | 1 | 1 | 1 | 1 | 1 | 1 | 1 | 1 | 1 | 1 | 184.8612 | 0 | 13663.9086 | 0 | 0 | 0 | 1 | 0 | 0 | 1
324 | HVAC | DX | HE DX 5.4-11.25 Tons Other Heat | Assembly | Turnover | CasTgsld324 | 1 | 0 | 3002.444 | 0 | GSLD | 15 | 1 | 1 | 1 | 1 | 1 | 1 | 1 | 1 | 1 | 1 | 1 | 1 | 180.1466 | 0 | 3311.1846 | 0 | 0 | 0 | 1 | 0 | 0 | 1
324 | HVAC | DX | HE DX 5.4-11.25 Tons Other Heat | Assembly | New | CasNgsld324 | 1 | 0 | 3002.444 | 0 | GSLD | 15 | 1 | 1 | 1 | 1 | 1 | 1 | 1 | 1 | 1 | 1 | 1 | 1 | 180.1466 | 0 | 3311.1846 | 0 | 0 | 0 | 1 | 0 | 0 | 1
324 | HVAC | DX | HE DX 5.4-11.25 Tons Other Heat | College and University | Turnover | CcoTgsld324 | 1 | 0 | 4932.1338 | 0 | GSLD | 15 | 1 | 1 | 1 | 1 | 1 | 1 | 1 | 1 | 1 | 1 | 1 | 1 | 295.928 | 0 | 4902.7423 | 0 | 0 | 0 | 1 | 0 | 0 | 1
324 | HVAC | DX | HE DX 5.4-11.25 Tons Other Heat | College and University | New | CcoNgsld324 | 1 | 0 | 4932.1338 | 0 | GSLD | 15 | 1 | 1 | 1 | 1 | 1 | 1 | 1 | 1 | 1 | 1 | 1 | 1 | 295.928 | 0 | 4902.7423 | 0 | 0 | 0 | 1 | 0 | 0 | 1
324 | HVAC | DX | HE DX 5.4-11.25 Tons Other Heat | Data Center | Turnover | CdaTgsld324 | 1 | 0 | 4932.1338 | 0 | GSLD | 15 | 1 | 1 | 1 | 1 | 1 | 1 | 1 | 1 | 1 | 1 | 1 | 1 | 295.928 | 0 | 2637.957 | 0 | 0 | 0 | 1 | 0 | 0 | 1
324 | HVAC | DX | HE DX 5.4-11.25 Tons Other Heat | Data Center | New | CdaNgsld324 | 1 | 0 | 4932.1338 | 0 | GSLD | 15 | 1 | 1 | 1 | 1 | 1 | 1 | 1 | 1 | 1 | 1 | 1 | 1 | 295.928 | 0 | 2637.957 | 0 | 0 | 0 | 1 | 0 | 0 | 1
324 | HVAC | DX | HE DX 5.4-11.25 Tons Other Heat | Grocery | Turnover | CgrTgsld324 | 1 | 0 | 3526.3542 | 0 | GSLD | 15 | 1 | 1 | 1 | 1 | 1 | 1 | 1 | 1 | 1 | 1 | 1 | 1 | 211.5813 | 0 | 7037.3802 | 0 | 0 | 0 | 1 | 0 | 0 | 1
324 | HVAC | DX | HE DX 5.4-11.25 Tons Other Heat | Grocery | New | CgrNgsld324 | 1 | 0 | 3526.3542 | 0 | GSLD | 15 | 1 | 1 | 1 | 1 | 1 | 1 | 1 | 1 | 1 | 1 | 1 | 1 | 211.5813 | 0 | 7037.3802 | 0 | 0 | 0 | 1 | 0 | 0 | 1
324 | HVAC | DX | HE DX 5.4-11.25 Tons Other Heat | Healthcare | Turnover | CheTgsld324 | 1 | 0 | 4932.1338 | 0 | GSLD | 15 | 1 | 1 | 1 | 1 | 1 | 1 | 1 | 1 | 1 | 1 | 1 | 1 | 295.928 | 0 | 2498.7606 | 0 | 0 | 0 | 1 | 0 | 0 | 1
324 | HVAC | DX | HE DX 5.4-11.25 Tons Other Heat | Healthcare | New | CheNgsld324 | 1 | 0 | 4932.1338 | 0 | GSLD | 15 | 1 | 1 | 1 | 1 | 1 | 1 | 1 | 1 | 1 | 1 | 1 | 1 | 295.928 | 0 | 2498.7606 | 0 | 0 | 0 | 1 | 0 | 0 | 1
324 | HVAC | DX | HE DX 5.4-11.25 Tons Other Heat | Hospitals | Turnover | ChoTgsld324 | 1 | 0 | 4932.1338 | 0 | GSLD | 15 | 1 | 1 | 1 | 1 | 1 | 1 | 1 | 1 | 1 | 1 | 1 | 1 | 295.928 | 0 | 2637.957 | 0 | 0 | 0 | 1 | 0 | 0 | 1
324 | HVAC | DX | HE DX 5.4-11.25 Tons Other Heat | Hospitals | New | ChoNgsld324 | 1 | 0 | 4932.1338 | 0 | GSLD | 15 | 1 | 1 | 1 | 1 | 1 | 1 | 1 | 1 | 1 | 1 | 1 | 1 | 295.928 | 0 | 2637.957 | 0 | 0 | 0 | 1 | 0 | 0 | 1
324 | HVAC | DX | HE DX 5.4-11.25 Tons Other Heat | Institutional | Turnover | CinTgsld324 | 1 | 0 | 4932.1338 | 0 | GSLD | 15 | 1 | 1 | 1 | 1 | 1 | 1 | 1 | 1 | 1 | 1 | 1 | 1 | 295.928 | 0 | 10061.7128 | 0 | 0 | 0 | 1 | 0 | 0 | 1
324 | HVAC | DX | HE DX 5.4-11.25 Tons Other Heat | Institutional | New | CinNgsld324 | 1 | 0 | 4932.1338 | 0 | GSLD | 15 | 1 | 1 | 1 | 1 | 1 | 1 | 1 | 1 | 1 | 1 | 1 | 1 | 295.928 | 0 | 10061.7128 | 0 | 0 | 0 | 1 | 0 | 0 | 1
324 | HVAC | DX | HE DX 5.4-11.25 Tons Other Heat | Lodging/Hospitality | Turnover | CloTgsld324 | 1 | 0 | 5221.6595 | 0 | GSLD | 15 | 1 | 1 | 1 | 1 | 1 | 1 | 1 | 1 | 1 | 1 | 1 | 1 | 313.2996 | 0 | 3484.9134 | 0 | 0 | 0 | 1 | 0 | 0 | 1
324 | HVAC | DX | HE DX 5.4-11.25 Tons Other Heat | Lodging/Hospitality | New | CloNgsld324 | 1 | 0 | 5221.6595 | 0 | GSLD | 15 | 1 | 1 | 1 | 1 | 1 | 1 | 1 | 1 | 1 | 1 | 1 | 1 | 313.2996 | 0 | 3484.9134 | 0 | 0 | 0 | 1 | 0 | 0 | 1
324 | HVAC | DX | HE DX 5.4-11.25 Tons Other Heat | Miscellaneous | Turnover | CmiTgsld324 | 1 | 0 | 3002.444 | 0 | GSLD | 15 | 1 | 1 | 1 | 1 | 1 | 1 | 1 | 1 | 1 | 1 | 1 | 1 | 180.1466 | 0 | 5927.3051 | 0 | 0 | 0 | 1 | 0 | 0 | 1
324 | HVAC | DX | HE DX 5.4-11.25 Tons Other Heat | Miscellaneous | New | CmiNgsld324 | 1 | 0 | 3002.444 | 0 | GSLD | 15 | 1 | 1 | 1 | 1 | 1 | 1 | 1 | 1 | 1 | 1 | 1 | 1 | 180.1466 | 0 | 5927.3051 | 0 | 0 | 0 | 1 | 0 | 0 | 1
324 | HVAC | DX | HE DX 5.4-11.25 Tons Other Heat | Offices | Turnover | CofTgsld324 | 1 | 0 | 3002.444 | 0 | GSLD | 15 | 1 | 1 | 1 | 1 | 1 | 1 | 1 | 1 | 1 | 1 | 1 | 1 | 180.1466 | 0 | 2941.4886 | 0 | 0 | 0 | 1 | 0 | 0 | 1
324 | HVAC | DX | HE DX 5.4-11.25 Tons Other Heat | Offices | New | CofNgsld324 | 1 | 0 | 3002.444 | 0 | GSLD | 15 | 1 | 1 | 1 | 1 | 1 | 1 | 1 | 1 | 1 | 1 | 1 | 1 | 180.1466 | 0 | 2941.4886 | 0 | 0 | 0 | 1 | 0 | 0 | 1
324 | HVAC | DX | HE DX 5.4-11.25 Tons Other Heat | Restaurants | Turnover | CreTgsld324 | 1 | 0 | 3526.3542 | 0 | GSLD | 15 | 1 | 1 | 1 | 1 | 1 | 1 | 1 | 1 | 1 | 1 | 1 | 1 | 211.5813 | 0 | 2398.8555 | 0 | 0 | 0 | 1 | 0 | 0 | 1
324 | HVAC | DX | HE DX 5.4-11.25 Tons Other Heat | Restaurants | New | CreNgsld324 | 1 | 0 | 3526.3542 | 0 | GSLD | 15 | 1 | 1 | 1 | 1 | 1 | 1 | 1 | 1 | 1 | 1 | 1 | 1 | 211.5813 | 0 | 2398.8555 | 0 | 0 | 0 | 1 | 0 | 0 | 1
324 | HVAC | DX | HE DX 5.4-11.25 Tons Other Heat | Retail | Turnover | CrtTgsld324 | 1 | 0 | 3002.444 | 0 | GSLD | 15 | 1 | 1 | 1 | 1 | 1 | 1 | 1 | 1 | 1 | 1 | 1 | 1 | 180.1466 | 0 | 2606.0119 | 0 | 0 | 0 | 1 | 0 | 0 | 1
324 | HVAC | DX | HE DX 5.4-11.25 Tons Other Heat | Retail | New | CrtNgsld324 | 1 | 0 | 3002.444 | 0 | GSLD | 15 | 1 | 1 | 1 | 1 | 1 | 1 | 1 | 1 | 1 | 1 | 1 | 1 | 180.1466 | 0 | 2606.0119 | 0 | 0 | 0 | 1 | 0 | 0 | 1
324 | HVAC | DX | HE DX 5.4-11.25 Tons Other Heat | Schools K-12 | Turnover | CscTgsld324 | 1 | 0 | 3002.444 | 0 | GSLD | 15 | 1 | 1 | 1 | 1 | 1 | 1 | 1 | 1 | 1 | 1 | 1 | 1 | 180.1466 | 0 | 2997.532 | 0 | 0 | 0 | 1 | 0 | 0 | 1
324 | HVAC | DX | HE DX 5.4-11.25 Tons Other Heat | Schools K-12 | New | CscNgsld324 | 1 | 0 | 3002.444 | 0 | GSLD | 15 | 1 | 1 | 1 | 1 | 1 | 1 | 1 | 1 | 1 | 1 | 1 | 1 | 180.1466 | 0 | 2997.532 | 0 | 0 | 0 | 1 | 0 | 0 | 1
324 | HVAC | DX | HE DX 5.4-11.25 Tons Other Heat | Warehouse | Turnover | CwaTgsld324 | 1 | 0 | 3002.444 | 0 | GSLD | 15 | 1 | 1 | 1 | 1 | 1 | 1 | 1 | 1 | 1 | 1 | 1 | 1 | 180.1466 | 0 | 13663.9086 | 0 | 0 | 0 | 1 | 0 | 0 | 1
324 | HVAC | DX | HE DX 5.4-11.25 Tons Other Heat | Warehouse | New | CwaNgsld324 | 1 | 0 | 3002.444 | 0 | GSLD | 15 | 1 | 1 | 1 | 1 | 1 | 1 | 1 | 1 | 1 | 1 | 1 | 1 | 180.1466 | 0 | 13663.9086 | 0 | 0 | 0 | 1 | 0 | 0 | 1
325 | HVAC | DX | HE DX Less than 5.4 Tons Elect Heat | Assembly | Turnover | CasTgsld325 | 1 | 0.37956 | 3169.0532 | 0 | GSLD | 15 | 1 | 1 | 1 | 1 | 1 | 1 | 1 | 1 | 1 | 1 | 1 | 1 | 190.1432 | 0 | 2476.8272 | 0 | 0 | 0 | 1 | 0 | 0 | 1
325 | HVAC | DX | HE DX Less than 5.4 Tons Elect Heat | Assembly | New | CasNgsld325 | 1 | 0.37956 | 3169.0532 | 0 | GSLD | 15 | 1 | 1 | 1 | 1 | 1 | 1 | 1 | 1 | 1 | 1 | 1 | 1 | 190.1432 | 0 | 2476.8272 | 0 | 0 | 0 | 1 | 0 | 0 | 1
325 | HVAC | DX | HE DX Less than 5.4 Tons Elect Heat | College and University | Turnover | CcoTgsld325 | 1 | 0.047461 | 5178.8245 | 0 | GSLD | 15 | 1 | 1 | 1 | 1 | 1 | 1 | 1 | 1 | 1 | 1 | 1 | 1 | 310.7295 | 0 | 3667.3262 | 0 | 0 | 0 | 1 | 0 | 0 | 1
325 | HVAC | DX | HE DX Less than 5.4 Tons Elect Heat | College and University | New | CcoNgsld325 | 1 | 0.047461 | 5178.8245 | 0 | GSLD | 15 | 1 | 1 | 1 | 1 | 1 | 1 | 1 | 1 | 1 | 1 | 1 | 1 | 310.7295 | 0 | 3667.3262 | 0 | 0 | 0 | 1 | 0 | 0 | 1
325 | HVAC | DX | HE DX Less than 5.4 Tons Elect Heat | Data Center | Turnover | CdaTgsld325 | 1 | 0.045846 | 5170.4288 | 0 | GSLD | 15 | 1 | 1 | 1 | 1 | 1 | 1 | 1 | 1 | 1 | 1 | 1 | 1 | 310.2257 | 0 | 1973.2391 | 0 | 0 | 0 | 1 | 0 | 0 | 1
325 | HVAC | DX | HE DX Less than 5.4 Tons Elect Heat | Data Center | New | CdaNgsld325 | 1 | 0.045846 | 5170.4288 | 0 | GSLD | 15 | 1 | 1 | 1 | 1 | 1 | 1 | 1 | 1 | 1 | 1 | 1 | 1 | 310.2257 | 0 | 1973.2391 | 0 | 0 | 0 | 1 | 0 | 0 | 1
325 | HVAC | DX | HE DX Less than 5.4 Tons Elect Heat | Grocery | Turnover | CgrTgsld325 | 1 | 0.47003 | 4137.949 | 0 | GSLD | 15 | 1 | 1 | 1 | 1 | 1 | 1 | 1 | 1 | 1 | 1 | 1 | 1 | 248.2769 | 0 | 5264.0549 | 0 | 0 | 0 | 1 | 0 | 0 | 1
325 | HVAC | DX | HE DX Less than 5.4 Tons Elect Heat | Grocery | New | CgrNgsld325 | 1 | 0.47003 | 4137.949 | 0 | GSLD | 15 | 1 | 1 | 1 | 1 | 1 | 1 | 1 | 1 | 1 | 1 | 1 | 1 | 248.2769 | 0 | 5264.0549 | 0 | 0 | 0 | 1 | 0 | 0 | 1
325 | HVAC | DX | HE DX Less than 5.4 Tons Elect Heat | Healthcare | Turnover | CheTgsld325 | 1 | 0.037931 | 5129.2902 | 0 | GSLD | 15 | 1 | 1 | 1 | 1 | 1 | 1 | 1 | 1 | 1 | 1 | 1 | 1 | 307.7574 | 0 | 1869.1189 | 0 | 0 | 0 | 1 | 0 | 0 | 1
325 | HVAC | DX | HE DX Less than 5.4 Tons Elect Heat | Healthcare | New | CheNgsld325 | 1 | 0.037931 | 5129.2902 | 0 | GSLD | 15 | 1 | 1 | 1 | 1 | 1 | 1 | 1 | 1 | 1 | 1 | 1 | 1 | 307.7574 | 0 | 1869.1189 | 0 | 0 | 0 | 1 | 0 | 0 | 1
325 | HVAC | DX | HE DX Less than 5.4 Tons Elect Heat | Hospitals | Turnover | ChoTgsld325 | 1 | 0.045846 | 5170.4288 | 0 | GSLD | 15 | 1 | 1 | 1 | 1 | 1 | 1 | 1 | 1 | 1 | 1 | 1 | 1 | 310.2257 | 0 | 1973.2391 | 0 | 0 | 0 | 1 | 0 | 0 | 1
325 | HVAC | DX | HE DX Less than 5.4 Tons Elect Heat | Hospitals | New | ChoNgsld325 | 1 | 0.045846 | 5170.4288 | 0 | GSLD | 15 | 1 | 1 | 1 | 1 | 1 | 1 | 1 | 1 | 1 | 1 | 1 | 1 | 310.2257 | 0 | 1973.2391 | 0 | 0 | 0 | 1 | 0 | 0 | 1
325 | HVAC | DX | HE DX Less than 5.4 Tons Elect Heat | Institutional | Turnover | CinTgsld325 | 1 | 0.084117 | 5369.3533 | 0 | GSLD | 15 | 1 | 1 | 1 | 1 | 1 | 1 | 1 | 1 | 1 | 1 | 1 | 1 | 322.1612 | 0 | 7526.379 | 0 | 0 | 0 | 1 | 0 | 0 | 1
325 | HVAC | DX | HE DX Less than 5.4 Tons Elect Heat | Institutional | New | CinNgsld325 | 1 | 0.084117 | 5369.3533 | 0 | GSLD | 15 | 1 | 1 | 1 | 1 | 1 | 1 | 1 | 1 | 1 | 1 | 1 | 1 | 322.1612 | 0 | 7526.379 | 0 | 0 | 0 | 1 | 0 | 0 | 1
325 | HVAC | DX | HE DX Less than 5.4 Tons Elect Heat | Lodging/Hospitality | Turnover | CloTgsld325 | 1 | 0.12075 | 5404.9677 | 0 | GSLD | 15 | 1 | 1 | 1 | 1 | 1 | 1 | 1 | 1 | 1 | 1 | 1 | 1 | 324.2981 | 0 | 2606.7505 | 0 | 0 | 0 | 1 | 0 | 0 | 1
325 | HVAC | DX | HE DX Less than 5.4 Tons Elect Heat | Lodging/Hospitality | New | CloNgsld325 | 1 | 0.12075 | 5404.9677 | 0 | GSLD | 15 | 1 | 1 | 1 | 1 | 1 | 1 | 1 | 1 | 1 | 1 | 1 | 1 | 324.2981 | 0 | 2606.7505 | 0 | 0 | 0 | 1 | 0 | 0 | 1
325 | HVAC | DX | HE DX Less than 5.4 Tons Elect Heat | Miscellaneous | Turnover | CmiTgsld325 | 1 | 0.37057 | 3165.106 | 0 | GSLD | 15 | 1 | 1 | 1 | 1 | 1 | 1 | 1 | 1 | 1 | 1 | 1 | 1 | 189.9064 | 0 | 4433.7748 | 0 | 0 | 0 | 1 | 0 | 0 | 1
325 | HVAC | DX | HE DX Less than 5.4 Tons Elect Heat | Miscellaneous | New | CmiNgsld325 | 1 | 0.37057 | 3165.106 | 0 | GSLD | 15 | 1 | 1 | 1 | 1 | 1 | 1 | 1 | 1 | 1 | 1 | 1 | 1 | 189.9064 | 0 | 4433.7748 | 0 | 0 | 0 | 1 | 0 | 0 | 1
325 | HVAC | DX | HE DX Less than 5.4 Tons Elect Heat | Offices | Turnover | CofTgsld325 | 1 | 0.1992 | 3089.8847 | 0 | GSLD | 15 | 1 | 1 | 1 | 1 | 1 | 1 | 1 | 1 | 1 | 1 | 1 | 1 | 185.3931 | 0 | 2200.294 | 0 | 0 | 0 | 1 | 0 | 0 | 1
325 | HVAC | DX | HE DX Less than 5.4 Tons Elect Heat | Offices | New | CofNgsld325 | 1 | 0.1992 | 3089.8847 | 0 | GSLD | 15 | 1 | 1 | 1 | 1 | 1 | 1 | 1 | 1 | 1 | 1 | 1 | 1 | 185.3931 | 0 | 2200.294 | 0 | 0 | 0 | 1 | 0 | 0 | 1
325 | HVAC | DX | HE DX Less than 5.4 Tons Elect Heat | Restaurants | Turnover | CreTgsld325 | 1 | 0.34152 | 3970.7304 | 0 | GSLD | 15 | 1 | 1 | 1 | 1 | 1 | 1 | 1 | 1 | 1 | 1 | 1 | 1 | 238.2438 | 0 | 1794.3801 | 0 | 0 | 0 | 1 | 0 | 0 | 1
325 | HVAC | DX | HE DX Less than 5.4 Tons Elect Heat | Restaurants | New | CreNgsld325 | 1 | 0.34152 | 3970.7304 | 0 | GSLD | 15 | 1 | 1 | 1 | 1 | 1 | 1 | 1 | 1 | 1 | 1 | 1 | 1 | 238.2438 | 0 | 1794.3801 | 0 | 0 | 0 | 1 | 0 | 0 | 1
325 | HVAC | DX | HE DX Less than 5.4 Tons Elect Heat | Retail | Turnover | CrtTgsld325 | 1 | 0.69244 | 3306.3906 | 0 | GSLD | 15 | 1 | 1 | 1 | 1 | 1 | 1 | 1 | 1 | 1 | 1 | 1 | 1 | 198.3834 | 0 | 1949.3298 | 0 | 0 | 0 | 1 | 0 | 0 | 1
325 | HVAC | DX | HE DX Less than 5.4 Tons Elect Heat | Retail | New | CrtNgsld325 | 1 | 0.69244 | 3306.3906 | 0 | GSLD | 15 | 1 | 1 | 1 | 1 | 1 | 1 | 1 | 1 | 1 | 1 | 1 | 1 | 198.3834 | 0 | 1949.3298 | 0 | 0 | 0 | 1 | 0 | 0 | 1
325 | HVAC | DX | HE DX Less than 5.4 Tons Elect Heat | Schools K-12 | Turnover | CscTgsld325 | 1 | 0.73401 | 3324.6381 | 0 | GSLD | 15 | 1 | 1 | 1 | 1 | 1 | 1 | 1 | 1 | 1 | 1 | 1 | 1 | 199.4783 | 0 | 2242.2137 | 0 | 0 | 0 | 1 | 0 | 0 | 1
325 | HVAC | DX | HE DX Less than 5.4 Tons Elect Heat | Schools K-12 | New | CscNgsld325 | 1 | 0.73401 | 3324.6381 | 0 | GSLD | 15 | 1 | 1 | 1 | 1 | 1 | 1 | 1 | 1 | 1 | 1 | 1 | 1 | 199.4783 | 0 | 2242.2137 | 0 | 0 | 0 | 1 | 0 | 0 | 1
325 | HVAC | DX | HE DX Less than 5.4 Tons Elect Heat | Warehouse | Turnover | CwaTgsld325 | 1 | 0.85425 | 3377.4179 | 0 | GSLD | 15 | 1 | 1 | 1 | 1 | 1 | 1 | 1 | 1 | 1 | 1 | 1 | 1 | 202.6451 | 0 | 10220.8868 | 0 | 0 | 0 | 1 | 0 | 0 | 1
325 | HVAC | DX | HE DX Less than 5.4 Tons Elect Heat | Warehouse | New | CwaNgsld325 | 1 | 0.85425 | 3377.4179 | 0 | GSLD | 15 | 1 | 1 | 1 | 1 | 1 | 1 | 1 | 1 | 1 | 1 | 1 | 1 | 202.6451 | 0 | 10220.8868 | 0 | 0 | 0 | 1 | 0 | 0 | 1
326 | HVAC | DX | HE DX Less than 5.4 Tons Other Heat | Assembly | Turnover | CasTgsld326 | 1 | 0 | 3002.444 | 0 | GSLD | 15 | 1 | 1 | 1 | 1 | 1 | 1 | 1 | 1 | 1 | 1 | 1 | 1 | 180.1466 | 0 | 2476.8272 | 0 | 0 | 0 | 1 | 0 | 0 | 1
326 | HVAC | DX | HE DX Less than 5.4 Tons Other Heat | Assembly | New | CasNgsld326 | 1 | 0 | 3002.444 | 0 | GSLD | 15 | 1 | 1 | 1 | 1 | 1 | 1 | 1 | 1 | 1 | 1 | 1 | 1 | 180.1466 | 0 | 2476.8272 | 0 | 0 | 0 | 1 | 0 | 0 | 1
326 | HVAC | DX | HE DX Less than 5.4 Tons Other Heat | College and University | Turnover | CcoTgsld326 | 1 | 0 | 4932.1338 | 0 | GSLD | 15 | 1 | 1 | 1 | 1 | 1 | 1 | 1 | 1 | 1 | 1 | 1 | 1 | 295.928 | 0 | 3667.3262 | 0 | 0 | 0 | 1 | 0 | 0 | 1
326 | HVAC | DX | HE DX Less than 5.4 Tons Other Heat | College and University | New | CcoNgsld326 | 1 | 0 | 4932.1338 | 0 | GSLD | 15 | 1 | 1 | 1 | 1 | 1 | 1 | 1 | 1 | 1 | 1 | 1 | 1 | 295.928 | 0 | 3667.3262 | 0 | 0 | 0 | 1 | 0 | 0 | 1
326 | HVAC | DX | HE DX Less than 5.4 Tons Other Heat | Data Center | Turnover | CdaTgsld326 | 1 | 0 | 4932.1338 | 0 | GSLD | 15 | 1 | 1 | 1 | 1 | 1 | 1 | 1 | 1 | 1 | 1 | 1 | 1 | 295.928 | 0 | 1973.2391 | 0 | 0 | 0 | 1 | 0 | 0 | 1
326 | HVAC | DX | HE DX Less than 5.4 Tons Other Heat | Data Center | New | CdaNgsld326 | 1 | 0 | 4932.1338 | 0 | GSLD | 15 | 1 | 1 | 1 | 1 | 1 | 1 | 1 | 1 | 1 | 1 | 1 | 1 | 295.928 | 0 | 1973.2391 | 0 | 0 | 0 | 1 | 0 | 0 | 1
326 | HVAC | DX | HE DX Less than 5.4 Tons Other Heat | Grocery | Turnover | CgrTgsld326 | 1 | 0 | 3526.3542 | 0 | GSLD | 15 | 1 | 1 | 1 | 1 | 1 | 1 | 1 | 1 | 1 | 1 | 1 | 1 | 211.5813 | 0 | 5264.0549 | 0 | 0 | 0 | 1 | 0 | 0 | 1
326 | HVAC | DX | HE DX Less than 5.4 Tons Other Heat | Grocery | New | CgrNgsld326 | 1 | 0 | 3526.3542 | 0 | GSLD | 15 | 1 | 1 | 1 | 1 | 1 | 1 | 1 | 1 | 1 | 1 | 1 | 1 | 211.5813 | 0 | 5264.0549 | 0 | 0 | 0 | 1 | 0 | 0 | 1
326 | HVAC | DX | HE DX Less than 5.4 Tons Other Heat | Healthcare | Turnover | CheTgsld326 | 1 | 0 | 4932.1338 | 0 | GSLD | 15 | 1 | 1 | 1 | 1 | 1 | 1 | 1 | 1 | 1 | 1 | 1 | 1 | 295.928 | 0 | 1869.1189 | 0 | 0 | 0 | 1 | 0 | 0 | 1
326 | HVAC | DX | HE DX Less than 5.4 Tons Other Heat | Healthcare | New | CheNgsld326 | 1 | 0 | 4932.1338 | 0 | GSLD | 15 | 1 | 1 | 1 | 1 | 1 | 1 | 1 | 1 | 1 | 1 | 1 | 1 | 295.928 | 0 | 1869.1189 | 0 | 0 | 0 | 1 | 0 | 0 | 1
326 | HVAC | DX | HE DX Less than 5.4 Tons Other Heat | Hospitals | Turnover | ChoTgsld326 | 1 | 0 | 4932.1338 | 0 | GSLD | 15 | 1 | 1 | 1 | 1 | 1 | 1 | 1 | 1 | 1 | 1 | 1 | 1 | 295.928 | 0 | 1973.2391 | 0 | 0 | 0 | 1 | 0 | 0 | 1
326 | HVAC | DX | HE DX Less than 5.4 Tons Other Heat | Hospitals | New | ChoNgsld326 | 1 | 0 | 4932.1338 | 0 | GSLD | 15 | 1 | 1 | 1 | 1 | 1 | 1 | 1 | 1 | 1 | 1 | 1 | 1 | 295.928 | 0 | 1973.2391 | 0 | 0 | 0 | 1 | 0 | 0 | 1
326 | HVAC | DX | HE DX Less than 5.4 Tons Other Heat | Institutional | Turnover | CinTgsld326 | 1 | 0 | 4932.1338 | 0 | GSLD | 15 | 1 | 1 | 1 | 1 | 1 | 1 | 1 | 1 | 1 | 1 | 1 | 1 | 295.928 | 0 | 7526.379 | 0 | 0 | 0 | 1 | 0 | 0 | 1
326 | HVAC | DX | HE DX Less than 5.4 Tons Other Heat | Institutional | New | CinNgsld326 | 1 | 0 | 4932.1338 | 0 | GSLD | 15 | 1 | 1 | 1 | 1 | 1 | 1 | 1 | 1 | 1 | 1 | 1 | 1 | 295.928 | 0 | 7526.379 | 0 | 0 | 0 | 1 | 0 | 0 | 1
326 | HVAC | DX | HE DX Less than 5.4 Tons Other Heat | Lodging/Hospitality | Turnover | CloTgsld326 | 1 | 0 | 5221.6595 | 0 | GSLD | 15 | 1 | 1 | 1 | 1 | 1 | 1 | 1 | 1 | 1 | 1 | 1 | 1 | 313.2996 | 0 | 2606.7505 | 0 | 0 | 0 | 1 | 0 | 0 | 1
326 | HVAC | DX | HE DX Less than 5.4 Tons Other Heat | Lodging/Hospitality | New | CloNgsld326 | 1 | 0 | 5221.6595 | 0 | GSLD | 15 | 1 | 1 | 1 | 1 | 1 | 1 | 1 | 1 | 1 | 1 | 1 | 1 | 313.2996 | 0 | 2606.7505 | 0 | 0 | 0 | 1 | 0 | 0 | 1
326 | HVAC | DX | HE DX Less than 5.4 Tons Other Heat | Miscellaneous | Turnover | CmiTgsld326 | 1 | 0 | 3002.444 | 0 | GSLD | 15 | 1 | 1 | 1 | 1 | 1 | 1 | 1 | 1 | 1 | 1 | 1 | 1 | 180.1466 | 0 | 4433.7748 | 0 | 0 | 0 | 1 | 0 | 0 | 1
326 | HVAC | DX | HE DX Less than 5.4 Tons Other Heat | Miscellaneous | New | CmiNgsld326 | 1 | 0 | 3002.444 | 0 | GSLD | 15 | 1 | 1 | 1 | 1 | 1 | 1 | 1 | 1 | 1 | 1 | 1 | 1 | 180.1466 | 0 | 4433.7748 | 0 | 0 | 0 | 1 | 0 | 0 | 1
326 | HVAC | DX | HE DX Less than 5.4 Tons Other Heat | Offices | Turnover | CofTgsld326 | 1 | 0 | 3002.444 | 0 | GSLD | 15 | 1 | 1 | 1 | 1 | 1 | 1 | 1 | 1 | 1 | 1 | 1 | 1 | 180.1466 | 0 | 2200.294 | 0 | 0 | 0 | 1 | 0 | 0 | 1
326 | HVAC | DX | HE DX Less than 5.4 Tons Other Heat | Offices | New | CofNgsld326 | 1 | 0 | 3002.444 | 0 | GSLD | 15 | 1 | 1 | 1 | 1 | 1 | 1 | 1 | 1 | 1 | 1 | 1 | 1 | 180.1466 | 0 | 2200.294 | 0 | 0 | 0 | 1 | 0 | 0 | 1
326 | HVAC | DX | HE DX Less than 5.4 Tons Other Heat | Restaurants | Turnover | CreTgsld326 | 1 | 0 | 3526.3542 | 0 | GSLD | 15 | 1 | 1 | 1 | 1 | 1 | 1 | 1 | 1 | 1 | 1 | 1 | 1 | 211.5813 | 0 | 1794.3801 | 0 | 0 | 0 | 1 | 0 | 0 | 1
326 | HVAC | DX | HE DX Less than 5.4 Tons Other Heat | Restaurants | New | CreNgsld326 | 1 | 0 | 3526.3542 | 0 | GSLD | 15 | 1 | 1 | 1 | 1 | 1 | 1 | 1 | 1 | 1 | 1 | 1 | 1 | 211.5813 | 0 | 1794.3801 | 0 | 0 | 0 | 1 | 0 | 0 | 1
326 | HVAC | DX | HE DX Less than 5.4 Tons Other Heat | Retail | Turnover | CrtTgsld326 | 1 | 0 | 3002.444 | 0 | GSLD | 15 | 1 | 1 | 1 | 1 | 1 | 1 | 1 | 1 | 1 | 1 | 1 | 1 | 180.1466 | 0 | 1949.3298 | 0 | 0 | 0 | 1 | 0 | 0 | 1
326 | HVAC | DX | HE DX Less than 5.4 Tons Other Heat | Retail | New | CrtNgsld326 | 1 | 0 | 3002.444 | 0 | GSLD | 15 | 1 | 1 | 1 | 1 | 1 | 1 | 1 | 1 | 1 | 1 | 1 | 1 | 180.1466 | 0 | 1949.3298 | 0 | 0 | 0 | 1 | 0 | 0 | 1
326 | HVAC | DX | HE DX Less than 5.4 Tons Other Heat | Schools K-12 | Turnover | CscTgsld326 | 1 | 0 | 3002.444 | 0 | GSLD | 15 | 1 | 1 | 1 | 1 | 1 | 1 | 1 | 1 | 1 | 1 | 1 | 1 | 180.1466 | 0 | 2242.2137 | 0 | 0 | 0 | 1 | 0 | 0 | 1
326 | HVAC | DX | HE DX Less than 5.4 Tons Other Heat | Schools K-12 | New | CscNgsld326 | 1 | 0 | 3002.444 | 0 | GSLD | 15 | 1 | 1 | 1 | 1 | 1 | 1 | 1 | 1 | 1 | 1 | 1 | 1 | 180.1466 | 0 | 2242.2137 | 0 | 0 | 0 | 1 | 0 | 0 | 1
326 | HVAC | DX | HE DX Less than 5.4 Tons Other Heat | Warehouse | Turnover | CwaTgsld326 | 1 | 0 | 3002.444 | 0 | GSLD | 15 | 1 | 1 | 1 | 1 | 1 | 1 | 1 | 1 | 1 | 1 | 1 | 1 | 180.1466 | 0 | 10220.8868 | 0 | 0 | 0 | 1 | 0 | 0 | 1
326 | HVAC | DX | HE DX Less than 5.4 Tons Other Heat | Warehouse | New | CwaNgsld326 | 1 | 0 | 3002.444 | 0 | GSLD | 15 | 1 | 1 | 1 | 1 | 1 | 1 | 1 | 1 | 1 | 1 | 1 | 1 | 180.1466 | 0 | 10220.8868 | 0 | 0 | 0 | 1 | 0 | 0 | 1
327 | HVAC | Economizer | Airside Economizer | Assembly | Existing | CasEgsld327 | 1 | 0 | 3002.4418 | 0 | GSLD | 10 | 1 | 1 | 1 | 1 | 1 | 1 | 1 | 1 | 1 | 1 | 1 | 1 | 150.9724 | 0 | 3099.931 | 0 | 0 | 0 | 1 | 0 | 0 | 1
327 | HVAC | Economizer | Airside Economizer | Assembly | New | CasNgsld327 | 1 | 0 | 3002.4418 | 0 | GSLD | 10 | 1 | 1 | 1 | 1 | 1 | 1 | 1 | 1 | 1 | 1 | 1 | 1 | 150.9724 | 0 | 3099.931 | 0 | 0 | 0 | 1 | 0 | 0 | 1
327 | HVAC | Economizer | Airside Economizer | College and University | Existing | CcoEgsld327 | 1 | 0 | 4932.1455 | 0 | GSLD | 10 | 1 | 1 | 1 | 1 | 1 | 1 | 1 | 1 | 1 | 1 | 1 | 1 | 248.0041 | 0 | 12653.4722 | 0 | 0 | 0 | 1 | 0 | 0 | 1
327 | HVAC | Economizer | Airside Economizer | College and University | New | CcoNgsld327 | 1 | 0 | 4932.1455 | 0 | GSLD | 10 | 1 | 1 | 1 | 1 | 1 | 1 | 1 | 1 | 1 | 1 | 1 | 1 | 248.0041 | 0 | 12653.4722 | 0 | 0 | 0 | 1 | 0 | 0 | 1
327 | HVAC | Economizer | Airside Economizer | Data Center | Existing | CdaEgsld327 | 1 | 0 | 4932.1455 | 0 | GSLD | 10 | 1 | 1 | 1 | 1 | 1 | 1 | 1 | 1 | 1 | 1 | 1 | 1 | 248.0041 | 0 | 2577.9743 | 0 | 0 | 0 | 1 | 0 | 0 | 1
327 | HVAC | Economizer | Airside Economizer | Data Center | New | CdaNgsld327 | 1 | 0 | 4932.1455 | 0 | GSLD | 10 | 1 | 1 | 1 | 1 | 1 | 1 | 1 | 1 | 1 | 1 | 1 | 1 | 248.0041 | 0 | 2577.9743 | 0 | 0 | 0 | 1 | 0 | 0 | 1
327 | HVAC | Economizer | Airside Economizer | Grocery | Existing | CgrEgsld327 | 1 | 0 | 3526.3551 | 0 | GSLD | 10 | 1 | 1 | 1 | 1 | 1 | 1 | 1 | 1 | 1 | 1 | 1 | 1 | 177.3164 | 0 | 44796.6653 | 0 | 0 | 0 | 1 | 0 | 0 | 1
327 | HVAC | Economizer | Airside Economizer | Grocery | New | CgrNgsld327 | 1 | 0 | 3526.3551 | 0 | GSLD | 10 | 1 | 1 | 1 | 1 | 1 | 1 | 1 | 1 | 1 | 1 | 1 | 1 | 177.3164 | 0 | 44796.6653 | 0 | 0 | 0 | 1 | 0 | 0 | 1
327 | HVAC | Economizer | Airside Economizer | Healthcare | Existing | CheEgsld327 | 1 | 0 | 4932.1455 | 0 | GSLD | 10 | 1 | 1 | 1 | 1 | 1 | 1 | 1 | 1 | 1 | 1 | 1 | 1 | 248.0041 | 0 | 30180.0774 | 0 | 0 | 0 | 1 | 0 | 0 | 1
327 | HVAC | Economizer | Airside Economizer | Healthcare | New | CheNgsld327 | 1 | 0 | 4932.1455 | 0 | GSLD | 10 | 1 | 1 | 1 | 1 | 1 | 1 | 1 | 1 | 1 | 1 | 1 | 1 | 248.0041 | 0 | 30180.0774 | 0 | 0 | 0 | 1 | 0 | 0 | 1
327 | HVAC | Economizer | Airside Economizer | Hospitals | Existing | ChoEgsld327 | 1 | 0 | 4932.1455 | 0 | GSLD | 10 | 1 | 1 | 1 | 1 | 1 | 1 | 1 | 1 | 1 | 1 | 1 | 1 | 248.0041 | 0 | 342.996 | 0 | 0 | 0 | 1 | 0 | 0 | 1
327 | HVAC | Economizer | Airside Economizer | Hospitals | New | ChoNgsld327 | 1 | 0 | 4932.1455 | 0 | GSLD | 10 | 1 | 1 | 1 | 1 | 1 | 1 | 1 | 1 | 1 | 1 | 1 | 1 | 248.0041 | 0 | 342.996 | 0 | 0 | 0 | 1 | 0 | 0 | 1
327 | HVAC | Economizer | Airside Economizer | Institutional | Existing | CinEgsld327 | 1 | 0 | 4932.1455 | 0 | GSLD | 10 | 1 | 1 | 1 | 1 | 1 | 1 | 1 | 1 | 1 | 1 | 1 | 1 | 248.0041 | 0 | 25792.1876 | 0 | 0 | 0 | 1 | 0 | 0 | 1
327 | HVAC | Economizer | Airside Economizer | Institutional | New | CinNgsld327 | 1 | 0 | 4932.1455 | 0 | GSLD | 10 | 1 | 1 | 1 | 1 | 1 | 1 | 1 | 1 | 1 | 1 | 1 | 1 | 248.0041 | 0 | 25792.1876 | 0 | 0 | 0 | 1 | 0 | 0 | 1
327 | HVAC | Economizer | Airside Economizer | Lodging/Hospitality | Existing | CloEgsld327 | 1 | 0 | 5221.6713 | 0 | GSLD | 10 | 1 | 1 | 1 | 1 | 1 | 1 | 1 | 1 | 1 | 1 | 1 | 1 | 262.5623 | 0 | 3354.0896 | 0 | 0 | 0 | 1 | 0 | 0 | 1
327 | HVAC | Economizer | Airside Economizer | Lodging/Hospitality | New | CloNgsld327 | 1 | 0 | 5221.6713 | 0 | GSLD | 10 | 1 | 1 | 1 | 1 | 1 | 1 | 1 | 1 | 1 | 1 | 1 | 1 | 262.5623 | 0 | 3354.0896 | 0 | 0 | 0 | 1 | 0 | 0 | 1
327 | HVAC | Economizer | Airside Economizer | Miscellaneous | Existing | CmiEgsld327 | 1 | 0 | 3002.4418 | 0 | GSLD | 10 | 1 | 1 | 1 | 1 | 1 | 1 | 1 | 1 | 1 | 1 | 1 | 1 | 150.9724 | 0 | 8672.3616 | 0 | 0 | 0 | 1 | 0 | 0 | 1
327 | HVAC | Economizer | Airside Economizer | Miscellaneous | New | CmiNgsld327 | 1 | 0 | 3002.4418 | 0 | GSLD | 10 | 1 | 1 | 1 | 1 | 1 | 1 | 1 | 1 | 1 | 1 | 1 | 1 | 150.9724 | 0 | 8672.3616 | 0 | 0 | 0 | 1 | 0 | 0 | 1
327 | HVAC | Economizer | Airside Economizer | Offices | Existing | CofEgsld327 | 1 | 0 | 3002.4418 | 0 | GSLD | 10 | 1 | 1 | 1 | 1 | 1 | 1 | 1 | 1 | 1 | 1 | 1 | 1 | 150.9724 | 0 | 6844.4536 | 0 | 0 | 0 | 1 | 0 | 0 | 1
327 | HVAC | Economizer | Airside Economizer | Offices | New | CofNgsld327 | 1 | 0 | 3002.4418 | 0 | GSLD | 10 | 1 | 1 | 1 | 1 | 1 | 1 | 1 | 1 | 1 | 1 | 1 | 1 | 150.9724 | 0 | 6844.4536 | 0 | 0 | 0 | 1 | 0 | 0 | 1
327 | HVAC | Economizer | Airside Economizer | Restaurants | Existing | CreEgsld327 | 1 | 0 | 3526.3551 | 0 | GSLD | 10 | 1 | 1 | 1 | 1 | 1 | 1 | 1 | 1 | 1 | 1 | 1 | 1 | 177.3164 | 0 | 9370.7921 | 0 | 0 | 0 | 1 | 0 | 0 | 1
327 | HVAC | Economizer | Airside Economizer | Restaurants | New | CreNgsld327 | 1 | 0 | 3526.3551 | 0 | GSLD | 10 | 1 | 1 | 1 | 1 | 1 | 1 | 1 | 1 | 1 | 1 | 1 | 1 | 177.3164 | 0 | 9370.7921 | 0 | 0 | 0 | 1 | 0 | 0 | 1
327 | HVAC | Economizer | Airside Economizer | Retail | Existing | CrtEgsld327 | 1 | 0 | 3002.4418 | 0 | GSLD | 10 | 1 | 1 | 1 | 1 | 1 | 1 | 1 | 1 | 1 | 1 | 1 | 1 | 150.9724 | 0 | 5402.1229 | 0 | 0 | 0 | 1 | 0 | 0 | 1
327 | HVAC | Economizer | Airside Economizer | Retail | New | CrtNgsld327 | 1 | 0 | 3002.4418 | 0 | GSLD | 10 | 1 | 1 | 1 | 1 | 1 | 1 | 1 | 1 | 1 | 1 | 1 | 1 | 150.9724 | 0 | 5402.1229 | 0 | 0 | 0 | 1 | 0 | 0 | 1
327 | HVAC | Economizer | Airside Economizer | Schools K-12 | Existing | CscEgsld327 | 1 | 0 | 3002.4418 | 0 | GSLD | 10 | 1 | 1 | 1 | 1 | 1 | 1 | 1 | 1 | 1 | 1 | 1 | 1 | 150.9724 | 0 | 2409.5639 | 0 | 0 | 0 | 1 | 0 | 0 | 1
327 | HVAC | Economizer | Airside Economizer | Schools K-12 | New | CscNgsld327 | 1 | 0 | 3002.4418 | 0 | GSLD | 10 | 1 | 1 | 1 | 1 | 1 | 1 | 1 | 1 | 1 | 1 | 1 | 1 | 150.9724 | 0 | 2409.5639 | 0 | 0 | 0 | 1 | 0 | 0 | 1
327 | HVAC | Economizer | Airside Economizer | Warehouse | Existing | CwaEgsld327 | 1 | 0 | 3002.4418 | 0 | GSLD | 10 | 1 | 1 | 1 | 1 | 1 | 1 | 1 | 1 | 1 | 1 | 1 | 1 | 150.9724 | 0 | 19941.4203 | 0 | 0 | 0 | 1 | 0 | 0 | 1
327 | HVAC | Economizer | Airside Economizer | Warehouse | New | CwaNgsld327 | 1 | 0 | 3002.4418 | 0 | GSLD | 10 | 1 | 1 | 1 | 1 | 1 | 1 | 1 | 1 | 1 | 1 | 1 | 1 | 150.9724 | 0 | 19941.4203 | 0 | 0 | 0 | 1 | 0 | 0 | 1
328 | HVAC | Economizer | Dual Enthalpy Economizer | Assembly | Existing | CasEgsld328 | 1 | 0.7121 | 3545.5611 | 0 | GSLD | 10 | 1 | 1 | 1 | 1 | 1 | 1 | 1 | 1 | 1 | 1 | 1 | 1 | 178.2822 | 0 | 18421.3272 | 0 | 0 | 0 | 1 | 0 | 0 | 1
328 | HVAC | Economizer | Dual Enthalpy Economizer | Assembly | New | CasNgsld328 | 1 | 0.7121 | 3545.5611 | 0 | GSLD | 10 | 1 | 1 | 1 | 1 | 1 | 1 | 1 | 1 | 1 | 1 | 1 | 1 | 178.2822 | 0 | 18421.3272 | 0 | 0 | 0 | 1 | 0 | 0 | 1
328 | HVAC | Economizer | Dual Enthalpy Economizer | College and University | Existing | CcoEgsld328 | 1 | 0.7896 | 6851.7404 | 0 | GSLD | 10 | 1 | 1 | 1 | 1 | 1 | 1 | 1 | 1 | 1 | 1 | 1 | 1 | 344.5274 | 0 | 83650.6589 | 0 | 0 | 0 | 1 | 0 | 0 | 1
328 | HVAC | Economizer | Dual Enthalpy Economizer | College and University | New | CcoNgsld328 | 1 | 0.7896 | 6851.7404 | 0 | GSLD | 10 | 1 | 1 | 1 | 1 | 1 | 1 | 1 | 1 | 1 | 1 | 1 | 1 | 344.5274 | 0 | 83650.6589 | 0 | 0 | 0 | 1 | 0 | 0 | 1
328 | HVAC | Economizer | Dual Enthalpy Economizer | Data Center | Existing | CdaEgsld328 | 1 | 0.7896 | 6851.7404 | 0 | GSLD | 10 | 1 | 1 | 1 | 1 | 1 | 1 | 1 | 1 | 1 | 1 | 1 | 1 | 344.5274 | 0 | 20764.7092 | 0 | 0 | 0 | 1 | 0 | 0 | 1
328 | HVAC | Economizer | Dual Enthalpy Economizer | Data Center | New | CdaNgsld328 | 1 | 0.7896 | 6851.7404 | 0 | GSLD | 10 | 1 | 1 | 1 | 1 | 1 | 1 | 1 | 1 | 1 | 1 | 1 | 1 | 344.5274 | 0 | 20764.7092 | 0 | 0 | 0 | 1 | 0 | 0 | 1
328 | HVAC | Economizer | Dual Enthalpy Economizer | Grocery | Existing | CgrEgsld328 | 1 | 0.74481 | 4506.7038 | 0 | GSLD | 10 | 1 | 1 | 1 | 1 | 1 | 1 | 1 | 1 | 1 | 1 | 1 | 1 | 226.6115 | 0 | 288074.91 | 0 | 0 | 0 | 1 | 0 | 0 | 1
328 | HVAC | Economizer | Dual Enthalpy Economizer | Grocery | New | CgrNgsld328 | 1 | 0.74481 | 4506.7038 | 0 | GSLD | 10 | 1 | 1 | 1 | 1 | 1 | 1 | 1 | 1 | 1 | 1 | 1 | 1 | 226.6115 | 0 | 288074.91 | 0 | 0 | 0 | 1 | 0 | 0 | 1
328 | HVAC | Economizer | Dual Enthalpy Economizer | Healthcare | Existing | CheEgsld328 | 1 | 0.7896 | 6851.7404 | 0 | GSLD | 10 | 1 | 1 | 1 | 1 | 1 | 1 | 1 | 1 | 1 | 1 | 1 | 1 | 344.5274 | 0 | 259122.5932 | 0 | 0 | 0 | 1 | 0 | 0 | 1
328 | HVAC | Economizer | Dual Enthalpy Economizer | Healthcare | New | CheNgsld328 | 1 | 0.7896 | 6851.7404 | 0 | GSLD | 10 | 1 | 1 | 1 | 1 | 1 | 1 | 1 | 1 | 1 | 1 | 1 | 1 | 344.5274 | 0 | 259122.5932 | 0 | 0 | 0 | 1 | 0 | 0 | 1
328 | HVAC | Economizer | Dual Enthalpy Economizer | Hospitals | Existing | ChoEgsld328 | 1 | 0.7896 | 6851.7404 | 0 | GSLD | 10 | 1 | 1 | 1 | 1 | 1 | 1 | 1 | 1 | 1 | 1 | 1 | 1 | 344.5274 | 0 | 2945.1285 | 0 | 0 | 0 | 1 | 0 | 0 | 1
328 | HVAC | Economizer | Dual Enthalpy Economizer | Hospitals | New | ChoNgsld328 | 1 | 0.7896 | 6851.7404 | 0 | GSLD | 10 | 1 | 1 | 1 | 1 | 1 | 1 | 1 | 1 | 1 | 1 | 1 | 1 | 344.5274 | 0 | 2945.1285 | 0 | 0 | 0 | 1 | 0 | 0 | 1
328 | HVAC | Economizer | Dual Enthalpy Economizer | Institutional | Existing | CinEgsld328 | 1 | 0.7896 | 6851.7404 | 0 | GSLD | 10 | 1 | 1 | 1 | 1 | 1 | 1 | 1 | 1 | 1 | 1 | 1 | 1 | 344.5274 | 0 | 207725.2252 | 0 | 0 | 0 | 1 | 0 | 0 | 1
328 | HVAC | Economizer | Dual Enthalpy Economizer | Institutional | New | CinNgsld328 | 1 | 0.7896 | 6851.7404 | 0 | GSLD | 10 | 1 | 1 | 1 | 1 | 1 | 1 | 1 | 1 | 1 | 1 | 1 | 1 | 344.5274 | 0 | 207725.2252 | 0 | 0 | 0 | 1 | 0 | 0 | 1
328 | HVAC | Economizer | Dual Enthalpy Economizer | Lodging/Hospitality | Existing | CloEgsld328 | 1 | 0.41054 | 5522.7016 | 0 | GSLD | 10 | 1 | 1 | 1 | 1 | 1 | 1 | 1 | 1 | 1 | 1 | 1 | 1 | 277.6991 | 0 | 17851.5828 | 0 | 0 | 0 | 1 | 0 | 0 | 1
328 | HVAC | Economizer | Dual Enthalpy Economizer | Lodging/Hospitality | New | CloNgsld328 | 1 | 0.41054 | 5522.7016 | 0 | GSLD | 10 | 1 | 1 | 1 | 1 | 1 | 1 | 1 | 1 | 1 | 1 | 1 | 1 | 277.6991 | 0 | 17851.5828 | 0 | 0 | 0 | 1 | 0 | 0 | 1
328 | HVAC | Economizer | Dual Enthalpy Economizer | Miscellaneous | Existing | CmiEgsld328 | 1 | 0.7121 | 3545.5611 | 0 | GSLD | 10 | 1 | 1 | 1 | 1 | 1 | 1 | 1 | 1 | 1 | 1 | 1 | 1 | 178.2822 | 0 | 54896.4991 | 0 | 0 | 0 | 1 | 0 | 0 | 1
328 | HVAC | Economizer | Dual Enthalpy Economizer | Miscellaneous | New | CmiNgsld328 | 1 | 0.7121 | 3545.5611 | 0 | GSLD | 10 | 1 | 1 | 1 | 1 | 1 | 1 | 1 | 1 | 1 | 1 | 1 | 1 | 178.2822 | 0 | 54896.4991 | 0 | 0 | 0 | 1 | 0 | 0 | 1
328 | HVAC | Economizer | Dual Enthalpy Economizer | Offices | Existing | CofEgsld328 | 1 | 0.7121 | 3545.5611 | 0 | GSLD | 10 | 1 | 1 | 1 | 1 | 1 | 1 | 1 | 1 | 1 | 1 | 1 | 1 | 178.2822 | 0 | 46860.5641 | 0 | 0 | 0 | 1 | 0 | 0 | 1
328 | HVAC | Economizer | Dual Enthalpy Economizer | Offices | New | CofNgsld328 | 1 | 0.7121 | 3545.5611 | 0 | GSLD | 10 | 1 | 1 | 1 | 1 | 1 | 1 | 1 | 1 | 1 | 1 | 1 | 1 | 178.2822 | 0 | 46860.5641 | 0 | 0 | 0 | 1 | 0 | 0 | 1
328 | HVAC | Economizer | Dual Enthalpy Economizer | Restaurants | Existing | CreEgsld328 | 1 | 0.74481 | 4506.7038 | 0 | GSLD | 10 | 1 | 1 | 1 | 1 | 1 | 1 | 1 | 1 | 1 | 1 | 1 | 1 | 226.6115 | 0 | 60919.8919 | 0 | 0 | 0 | 1 | 0 | 0 | 1
328 | HVAC | Economizer | Dual Enthalpy Economizer | Restaurants | New | CreNgsld328 | 1 | 0.74481 | 4506.7038 | 0 | GSLD | 10 | 1 | 1 | 1 | 1 | 1 | 1 | 1 | 1 | 1 | 1 | 1 | 1 | 226.6115 | 0 | 60919.8919 | 0 | 0 | 0 | 1 | 0 | 0 | 1
328 | HVAC | Economizer | Dual Enthalpy Economizer | Retail | Existing | CrtEgsld328 | 1 | 0.7121 | 3545.5611 | 0 | GSLD | 10 | 1 | 1 | 1 | 1 | 1 | 1 | 1 | 1 | 1 | 1 | 1 | 1 | 178.2822 | 0 | 28962.919 | 0 | 0 | 0 | 1 | 0 | 0 | 1
328 | HVAC | Economizer | Dual Enthalpy Economizer | Retail | New | CrtNgsld328 | 1 | 0.7121 | 3545.5611 | 0 | GSLD | 10 | 1 | 1 | 1 | 1 | 1 | 1 | 1 | 1 | 1 | 1 | 1 | 1 | 178.2822 | 0 | 28962.919 | 0 | 0 | 0 | 1 | 0 | 0 | 1
328 | HVAC | Economizer | Dual Enthalpy Economizer | Schools K-12 | Existing | CscEgsld328 | 1 | 0.7121 | 3545.5611 | 0 | GSLD | 10 | 1 | 1 | 1 | 1 | 1 | 1 | 1 | 1 | 1 | 1 | 1 | 1 | 178.2822 | 0 | 13540.7399 | 0 | 0 | 0 | 1 | 0 | 0 | 1
328 | HVAC | Economizer | Dual Enthalpy Economizer | Schools K-12 | New | CscNgsld328 | 1 | 0.7121 | 3545.5611 | 0 | GSLD | 10 | 1 | 1 | 1 | 1 | 1 | 1 | 1 | 1 | 1 | 1 | 1 | 1 | 178.2822 | 0 | 13540.7399 | 0 | 0 | 0 | 1 | 0 | 0 | 1
328 | HVAC | Economizer | Dual Enthalpy Economizer | Warehouse | Existing | CwaEgsld328 | 1 | 0.7121 | 3545.5611 | 0 | GSLD | 10 | 1 | 1 | 1 | 1 | 1 | 1 | 1 | 1 | 1 | 1 | 1 | 1 | 178.2822 | 0 | 90171.1922 | 0 | 0 | 0 | 1 | 0 | 0 | 1
328 | HVAC | Economizer | Dual Enthalpy Economizer | Warehouse | New | CwaNgsld328 | 1 | 0.7121 | 3545.5611 | 0 | GSLD | 10 | 1 | 1 | 1 | 1 | 1 | 1 | 1 | 1 | 1 | 1 | 1 | 1 | 178.2822 | 0 | 90171.1922 | 0 | 0 | 0 | 1 | 0 | 0 | 1
329 | HVAC | Economizer | Waterside Economizer | Assembly | Existing | CasEgsld329 | 1 | 0 | 3002.4418 | 0 | GSLD | 10 | 1 | 1 | 1 | 1 | 1 | 1 | 1 | 1 | 1 | 1 | 1 | 1 | 150.9724 | 0 | 1939.1796 | 0 | 0 | 0 | 1 | 0 | 0 | 1
329 | HVAC | Economizer | Waterside Economizer | Assembly | New | CasNgsld329 | 1 | 0 | 3002.4418 | 0 | GSLD | 10 | 1 | 1 | 1 | 1 | 1 | 1 | 1 | 1 | 1 | 1 | 1 | 1 | 150.9724 | 0 | 1939.1796 | 0 | 0 | 0 | 1 | 0 | 0 | 1
329 | HVAC | Economizer | Waterside Economizer | College and University | Existing | CcoEgsld329 | 1 | 0 | 4932.1455 | 0 | GSLD | 10 | 1 | 1 | 1 | 1 | 1 | 1 | 1 | 1 | 1 | 1 | 1 | 1 | 248.0041 | 0 | 2871.2786 | 0 | 0 | 0 | 1 | 0 | 0 | 1
329 | HVAC | Economizer | Waterside Economizer | College and University | New | CcoNgsld329 | 1 | 0 | 4932.1455 | 0 | GSLD | 10 | 1 | 1 | 1 | 1 | 1 | 1 | 1 | 1 | 1 | 1 | 1 | 1 | 248.0041 | 0 | 2871.2786 | 0 | 0 | 0 | 1 | 0 | 0 | 1
329 | HVAC | Economizer | Waterside Economizer | Data Center | Existing | CdaEgsld329 | 1 | 0 | 4932.1455 | 0 | GSLD | 10 | 1 | 1 | 1 | 1 | 1 | 1 | 1 | 1 | 1 | 1 | 1 | 1 | 248.0041 | 0 | 1544.9137 | 0 | 0 | 0 | 1 | 0 | 0 | 1
329 | HVAC | Economizer | Waterside Economizer | Data Center | New | CdaNgsld329 | 1 | 0 | 4932.1455 | 0 | GSLD | 10 | 1 | 1 | 1 | 1 | 1 | 1 | 1 | 1 | 1 | 1 | 1 | 1 | 248.0041 | 0 | 1544.9137 | 0 | 0 | 0 | 1 | 0 | 0 | 1
329 | HVAC | Economizer | Waterside Economizer | Grocery | Existing | CgrEgsld329 | 1 | 0 | 3526.3551 | 0 | GSLD | 10 | 1 | 1 | 1 | 1 | 1 | 1 | 1 | 1 | 1 | 1 | 1 | 1 | 177.3164 | 0 | 4121.4128 | 0 | 0 | 0 | 1 | 0 | 0 | 1
329 | HVAC | Economizer | Waterside Economizer | Grocery | New | CgrNgsld329 | 1 | 0 | 3526.3551 | 0 | GSLD | 10 | 1 | 1 | 1 | 1 | 1 | 1 | 1 | 1 | 1 | 1 | 1 | 1 | 177.3164 | 0 | 4121.4128 | 0 | 0 | 0 | 1 | 0 | 0 | 1
329 | HVAC | Economizer | Waterside Economizer | Healthcare | Existing | CheEgsld329 | 1 | 0 | 4932.1455 | 0 | GSLD | 10 | 1 | 1 | 1 | 1 | 1 | 1 | 1 | 1 | 1 | 1 | 1 | 1 | 248.0041 | 0 | 1463.4005 | 0 | 0 | 0 | 1 | 0 | 0 | 1
329 | HVAC | Economizer | Waterside Economizer | Healthcare | New | CheNgsld329 | 1 | 0 | 4932.1455 | 0 | GSLD | 10 | 1 | 1 | 1 | 1 | 1 | 1 | 1 | 1 | 1 | 1 | 1 | 1 | 248.0041 | 0 | 1463.4005 | 0 | 0 | 0 | 1 | 0 | 0 | 1
329 | HVAC | Economizer | Waterside Economizer | Hospitals | Existing | ChoEgsld329 | 1 | 0 | 4932.1455 | 0 | GSLD | 10 | 1 | 1 | 1 | 1 | 1 | 1 | 1 | 1 | 1 | 1 | 1 | 1 | 248.0041 | 0 | 1544.9137 | 0 | 0 | 0 | 1 | 0 | 0 | 1
329 | HVAC | Economizer | Waterside Economizer | Hospitals | New | ChoNgsld329 | 1 | 0 | 4932.1455 | 0 | GSLD | 10 | 1 | 1 | 1 | 1 | 1 | 1 | 1 | 1 | 1 | 1 | 1 | 1 | 248.0041 | 0 | 1544.9137 | 0 | 0 | 0 | 1 | 0 | 0 | 1
329 | HVAC | Economizer | Waterside Economizer | Institutional | Existing | CinEgsld329 | 1 | 0 | 4932.1455 | 0 | GSLD | 10 | 1 | 1 | 1 | 1 | 1 | 1 | 1 | 1 | 1 | 1 | 1 | 1 | 248.0041 | 0 | 5892.6718 | 0 | 0 | 0 | 1 | 0 | 0 | 1
329 | HVAC | Economizer | Waterside Economizer | Institutional | New | CinNgsld329 | 1 | 0 | 4932.1455 | 0 | GSLD | 10 | 1 | 1 | 1 | 1 | 1 | 1 | 1 | 1 | 1 | 1 | 1 | 1 | 248.0041 | 0 | 5892.6718 | 0 | 0 | 0 | 1 | 0 | 0 | 1
329 | HVAC | Economizer | Waterside Economizer | Lodging/Hospitality | Existing | CloEgsld329 | 1 | 0 | 5221.6713 | 0 | GSLD | 10 | 1 | 1 | 1 | 1 | 1 | 1 | 1 | 1 | 1 | 1 | 1 | 1 | 262.5623 | 0 | 2040.9324 | 0 | 0 | 0 | 1 | 0 | 0 | 1
329 | HVAC | Economizer | Waterside Economizer | Lodging/Hospitality | New | CloNgsld329 | 1 | 0 | 5221.6713 | 0 | GSLD | 10 | 1 | 1 | 1 | 1 | 1 | 1 | 1 | 1 | 1 | 1 | 1 | 1 | 262.5623 | 0 | 2040.9324 | 0 | 0 | 0 | 1 | 0 | 0 | 1
329 | HVAC | Economizer | Waterside Economizer | Miscellaneous | Existing | CmiEgsld329 | 1 | 0 | 3002.4418 | 0 | GSLD | 10 | 1 | 1 | 1 | 1 | 1 | 1 | 1 | 1 | 1 | 1 | 1 | 1 | 150.9724 | 0 | 3471.3223 | 0 | 0 | 0 | 1 | 0 | 0 | 1
329 | HVAC | Economizer | Waterside Economizer | Miscellaneous | New | CmiNgsld329 | 1 | 0 | 3002.4418 | 0 | GSLD | 10 | 1 | 1 | 1 | 1 | 1 | 1 | 1 | 1 | 1 | 1 | 1 | 1 | 150.9724 | 0 | 3471.3223 | 0 | 0 | 0 | 1 | 0 | 0 | 1
329 | HVAC | Economizer | Waterside Economizer | Offices | Existing | CofEgsld329 | 1 | 0 | 3002.4418 | 0 | GSLD | 10 | 1 | 1 | 1 | 1 | 1 | 1 | 1 | 1 | 1 | 1 | 1 | 1 | 150.9724 | 0 | 1722.6799 | 0 | 0 | 0 | 1 | 0 | 0 | 1
329 | HVAC | Economizer | Waterside Economizer | Offices | New | CofNgsld329 | 1 | 0 | 3002.4418 | 0 | GSLD | 10 | 1 | 1 | 1 | 1 | 1 | 1 | 1 | 1 | 1 | 1 | 1 | 1 | 150.9724 | 0 | 1722.6799 | 0 | 0 | 0 | 1 | 0 | 0 | 1
329 | HVAC | Economizer | Waterside Economizer | Restaurants | Existing | CreEgsld329 | 1 | 0 | 3526.3551 | 0 | GSLD | 10 | 1 | 1 | 1 | 1 | 1 | 1 | 1 | 1 | 1 | 1 | 1 | 1 | 177.3164 | 0 | 1404.8892 | 0 | 0 | 0 | 1 | 0 | 0 | 1
329 | HVAC | Economizer | Waterside Economizer | Restaurants | New | CreNgsld329 | 1 | 0 | 3526.3551 | 0 | GSLD | 10 | 1 | 1 | 1 | 1 | 1 | 1 | 1 | 1 | 1 | 1 | 1 | 1 | 177.3164 | 0 | 1404.8892 | 0 | 0 | 0 | 1 | 0 | 0 | 1
329 | HVAC | Economizer | Waterside Economizer | Retail | Existing | CrtEgsld329 | 1 | 0 | 3002.4418 | 0 | GSLD | 10 | 1 | 1 | 1 | 1 | 1 | 1 | 1 | 1 | 1 | 1 | 1 | 1 | 150.9724 | 0 | 1526.1978 | 0 | 0 | 0 | 1 | 0 | 0 | 1
329 | HVAC | Economizer | Waterside Economizer | Retail | New | CrtNgsld329 | 1 | 0 | 3002.4418 | 0 | GSLD | 10 | 1 | 1 | 1 | 1 | 1 | 1 | 1 | 1 | 1 | 1 | 1 | 1 | 150.9724 | 0 | 1526.1978 | 0 | 0 | 0 | 1 | 0 | 0 | 1
329 | HVAC | Economizer | Waterside Economizer | Schools K-12 | Existing | CscEgsld329 | 1 | 0 | 3002.4418 | 0 | GSLD | 10 | 1 | 1 | 1 | 1 | 1 | 1 | 1 | 1 | 1 | 1 | 1 | 1 | 150.9724 | 0 | 1755.5013 | 0 | 0 | 0 | 1 | 0 | 0 | 1
329 | HVAC | Economizer | Waterside Economizer | Schools K-12 | New | CscNgsld329 | 1 | 0 | 3002.4418 | 0 | GSLD | 10 | 1 | 1 | 1 | 1 | 1 | 1 | 1 | 1 | 1 | 1 | 1 | 1 | 150.9724 | 0 | 1755.5013 | 0 | 0 | 0 | 1 | 0 | 0 | 1
329 | HVAC | Economizer | Waterside Economizer | Warehouse | Existing | CwaEgsld329 | 1 | 0 | 3002.4418 | 0 | GSLD | 10 | 1 | 1 | 1 | 1 | 1 | 1 | 1 | 1 | 1 | 1 | 1 | 1 | 150.9724 | 0 | 8002.1159 | 0 | 0 | 0 | 1 | 0 | 0 | 1
329 | HVAC | Economizer | Waterside Economizer | Warehouse | New | CwaNgsld329 | 1 | 0 | 3002.4418 | 0 | GSLD | 10 | 1 | 1 | 1 | 1 | 1 | 1 | 1 | 1 | 1 | 1 | 1 | 1 | 150.9724 | 0 | 8002.1159 | 0 | 0 | 0 | 1 | 0 | 0 | 1
330 | HVAC | Heating | ECM Motors on Furnaces | Assembly | Existing | CasEgsld330 | 0 | 0.90215 | 396 | 0 | GSLD | 15 | 1 | 1 | 1 | 1 | 1 | 1 | 1 | 1 | 1 | 1 | 1 | 1 | 23.76 | 0 | 313 | 0 | 0 | 0 | 1 | 0 | 0 | 1
330 | HVAC | Heating | ECM Motors on Furnaces | Assembly | New | CasNgsld330 | 0 | 0.90215 | 396 | 0 | GSLD | 15 | 1 | 1 | 1 | 1 | 1 | 1 | 1 | 1 | 1 | 1 | 1 | 1 | 23.76 | 0 | 313 | 0 | 0 | 0 | 1 | 0 | 0 | 1
330 | HVAC | Heating | ECM Motors on Furnaces | College and University | Existing | CcoEgsld330 | 0 | 0.076186 | 396 | 0 | GSLD | 15 | 1 | 1 | 1 | 1 | 1 | 1 | 1 | 1 | 1 | 1 | 1 | 1 | 23.76 | 0 | 313 | 0 | 0 | 0 | 1 | 0 | 0 | 1
330 | HVAC | Heating | ECM Motors on Furnaces | College and University | New | CcoNgsld330 | 0 | 0.076186 | 396 | 0 | GSLD | 15 | 1 | 1 | 1 | 1 | 1 | 1 | 1 | 1 | 1 | 1 | 1 | 1 | 23.76 | 0 | 313 | 0 | 0 | 0 | 1 | 0 | 0 | 1
330 | HVAC | Heating | ECM Motors on Furnaces | Data Center | Existing | CdaEgsld330 | 0 | 0.13679 | 711 | 0 | GSLD | 15 | 1 | 1 | 1 | 1 | 1 | 1 | 1 | 1 | 1 | 1 | 1 | 1 | 42.66 | 0 | 313 | 0 | 0 | 0 | 1 | 0 | 0 | 1
330 | HVAC | Heating | ECM Motors on Furnaces | Data Center | New | CdaNgsld330 | 0 | 0.13679 | 711 | 0 | GSLD | 15 | 1 | 1 | 1 | 1 | 1 | 1 | 1 | 1 | 1 | 1 | 1 | 1 | 42.66 | 0 | 313 | 0 | 0 | 0 | 1 | 0 | 0 | 1
330 | HVAC | Heating | ECM Motors on Furnaces | Grocery | Existing | CgrEgsld330 | 0 | 0.52568 | 684 | 0 | GSLD | 15 | 1 | 1 | 1 | 1 | 1 | 1 | 1 | 1 | 1 | 1 | 1 | 1 | 41.04 | 0 | 313 | 0 | 0 | 0 | 1 | 0 | 0 | 1
330 | HVAC | Heating | ECM Motors on Furnaces | Grocery | New | CgrNgsld330 | 0 | 0.52568 | 684 | 0 | GSLD | 15 | 1 | 1 | 1 | 1 | 1 | 1 | 1 | 1 | 1 | 1 | 1 | 1 | 41.04 | 0 | 313 | 0 | 0 | 0 | 1 | 0 | 0 | 1
330 | HVAC | Heating | ECM Motors on Furnaces | Healthcare | Existing | CheEgsld330 | 0 | 0.11947 | 621 | 0 | GSLD | 15 | 1 | 1 | 1 | 1 | 1 | 1 | 1 | 1 | 1 | 1 | 1 | 1 | 37.26 | 0 | 313 | 0 | 0 | 0 | 1 | 0 | 0 | 1
330 | HVAC | Heating | ECM Motors on Furnaces | Healthcare | New | CheNgsld330 | 0 | 0.11947 | 621 | 0 | GSLD | 15 | 1 | 1 | 1 | 1 | 1 | 1 | 1 | 1 | 1 | 1 | 1 | 1 | 37.26 | 0 | 313 | 0 | 0 | 0 | 1 | 0 | 0 | 1
330 | HVAC | Heating | ECM Motors on Furnaces | Hospitals | Existing | ChoEgsld330 | 0 | 0.13679 | 711 | 0 | GSLD | 15 | 1 | 1 | 1 | 1 | 1 | 1 | 1 | 1 | 1 | 1 | 1 | 1 | 42.66 | 0 | 313 | 0 | 0 | 0 | 1 | 0 | 0 | 1
330 | HVAC | Heating | ECM Motors on Furnaces | Hospitals | New | ChoNgsld330 | 0 | 0.13679 | 711 | 0 | GSLD | 15 | 1 | 1 | 1 | 1 | 1 | 1 | 1 | 1 | 1 | 1 | 1 | 1 | 42.66 | 0 | 313 | 0 | 0 | 0 | 1 | 0 | 0 | 1
330 | HVAC | Heating | ECM Motors on Furnaces | Institutional | Existing | CinEgsld330 | 0 | 0.065797 | 342 | 0 | GSLD | 15 | 1 | 1 | 1 | 1 | 1 | 1 | 1 | 1 | 1 | 1 | 1 | 1 | 20.52 | 0 | 313 | 0 | 0 | 0 | 1 | 0 | 0 | 1
330 | HVAC | Heating | ECM Motors on Furnaces | Institutional | New | CinNgsld330 | 0 | 0.065797 | 342 | 0 | GSLD | 15 | 1 | 1 | 1 | 1 | 1 | 1 | 1 | 1 | 1 | 1 | 1 | 1 | 20.52 | 0 | 313 | 0 | 0 | 0 | 1 | 0 | 0 | 1
330 | HVAC | Heating | ECM Motors on Furnaces | Lodging/Hospitality | Existing | CloEgsld330 | 0 | 0.2727 | 414 | 0 | GSLD | 15 | 1 | 1 | 1 | 1 | 1 | 1 | 1 | 1 | 1 | 1 | 1 | 1 | 24.84 | 0 | 313 | 0 | 0 | 0 | 1 | 0 | 0 | 1
330 | HVAC | Heating | ECM Motors on Furnaces | Lodging/Hospitality | New | CloNgsld330 | 0 | 0.2727 | 414 | 0 | GSLD | 15 | 1 | 1 | 1 | 1 | 1 | 1 | 1 | 1 | 1 | 1 | 1 | 1 | 24.84 | 0 | 313 | 0 | 0 | 0 | 1 | 0 | 0 | 1
330 | HVAC | Heating | ECM Motors on Furnaces | Miscellaneous | Existing | CmiEgsld330 | 0 | 0.49208 | 216 | 0 | GSLD | 15 | 1 | 1 | 1 | 1 | 1 | 1 | 1 | 1 | 1 | 1 | 1 | 1 | 12.96 | 0 | 313 | 0 | 0 | 0 | 1 | 0 | 0 | 1
330 | HVAC | Heating | ECM Motors on Furnaces | Miscellaneous | New | CmiNgsld330 | 0 | 0.49208 | 216 | 0 | GSLD | 15 | 1 | 1 | 1 | 1 | 1 | 1 | 1 | 1 | 1 | 1 | 1 | 1 | 12.96 | 0 | 313 | 0 | 0 | 0 | 1 | 0 | 0 | 1
330 | HVAC | Heating | ECM Motors on Furnaces | Offices | Existing | CofEgsld330 | 0 | 0.53309 | 234 | 0 | GSLD | 15 | 1 | 1 | 1 | 1 | 1 | 1 | 1 | 1 | 1 | 1 | 1 | 1 | 14.04 | 0 | 313 | 0 | 0 | 0 | 1 | 0 | 0 | 1
330 | HVAC | Heating | ECM Motors on Furnaces | Offices | New | CofNgsld330 | 0 | 0.53309 | 234 | 0 | GSLD | 15 | 1 | 1 | 1 | 1 | 1 | 1 | 1 | 1 | 1 | 1 | 1 | 1 | 14.04 | 0 | 313 | 0 | 0 | 0 | 1 | 0 | 0 | 1
330 | HVAC | Heating | ECM Motors on Furnaces | Restaurants | Existing | CreEgsld330 | 0 | 1.1205 | 1458 | 0 | GSLD | 15 | 1 | 1 | 1 | 1 | 1 | 1 | 1 | 1 | 1 | 1 | 1 | 1 | 87.48 | 0 | 313 | 0 | 0 | 0 | 1 | 0 | 0 | 1
330 | HVAC | Heating | ECM Motors on Furnaces | Restaurants | New | CreNgsld330 | 0 | 1.1205 | 1458 | 0 | GSLD | 15 | 1 | 1 | 1 | 1 | 1 | 1 | 1 | 1 | 1 | 1 | 1 | 1 | 87.48 | 0 | 313 | 0 | 0 | 0 | 1 | 0 | 0 | 1
330 | HVAC | Heating | ECM Motors on Furnaces | Retail | Existing | CrtEgsld330 | 0 | 2.0913 | 918 | 0 | GSLD | 15 | 1 | 1 | 1 | 1 | 1 | 1 | 1 | 1 | 1 | 1 | 1 | 1 | 55.08 | 0 | 313 | 0 | 0 | 0 | 1 | 0 | 0 | 1
330 | HVAC | Heating | ECM Motors on Furnaces | Retail | New | CrtNgsld330 | 0 | 2.0913 | 918 | 0 | GSLD | 15 | 1 | 1 | 1 | 1 | 1 | 1 | 1 | 1 | 1 | 1 | 1 | 1 | 55.08 | 0 | 313 | 0 | 0 | 0 | 1 | 0 | 0 | 1
330 | HVAC | Heating | ECM Motors on Furnaces | Schools K-12 | Existing | CscEgsld330 | 0 | 1.9273 | 846 | 0 | GSLD | 15 | 1 | 1 | 1 | 1 | 1 | 1 | 1 | 1 | 1 | 1 | 1 | 1 | 50.76 | 0 | 313 | 0 | 0 | 0 | 1 | 0 | 0 | 1
330 | HVAC | Heating | ECM Motors on Furnaces | Schools K-12 | New | CscNgsld330 | 0 | 1.9273 | 846 | 0 | GSLD | 15 | 1 | 1 | 1 | 1 | 1 | 1 | 1 | 1 | 1 | 1 | 1 | 1 | 50.76 | 0 | 313 | 0 | 0 | 0 | 1 | 0 | 0 | 1
330 | HVAC | Heating | ECM Motors on Furnaces | Warehouse | Existing | CwaEgsld330 | 0 | 0.49208 | 216 | 0 | GSLD | 15 | 1 | 1 | 1 | 1 | 1 | 1 | 1 | 1 | 1 | 1 | 1 | 1 | 12.96 | 0 | 313 | 0 | 0 | 0 | 1 | 0 | 0 | 1
330 | HVAC | Heating | ECM Motors on Furnaces | Warehouse | New | CwaNgsld330 | 0 | 0.49208 | 216 | 0 | GSLD | 15 | 1 | 1 | 1 | 1 | 1 | 1 | 1 | 1 | 1 | 1 | 1 | 1 | 12.96 | 0 | 313 | 0 | 0 | 0 | 1 | 0 | 0 | 1
331 | HVAC | Heating | Geothermal Heat Pump | Assembly | Turnover | CasTgsld331 | 1 | 0.070769 | 3033.5084 | 0 | GSLD | 25 | 1 | 1 | 1 | 1 | 1 | 1 | 1 | 1 | 1 | 1 | 1 | 1 | 182.0105 | 0 | 216185.3657 | 0 | 0 | 0 | 1 | 0 | 0 | 1
331 | HVAC | Heating | Geothermal Heat Pump | Assembly | New | CasNgsld331 | 1 | 0.070769 | 3033.5084 | 0 | GSLD | 25 | 1 | 1 | 1 | 1 | 1 | 1 | 1 | 1 | 1 | 1 | 1 | 1 | 182.0105 | 0 | 216185.3657 | 0 | 0 | 0 | 1 | 0 | 0 | 1
331 | HVAC | Heating | Geothermal Heat Pump | College and University | Turnover | CcoTgsld331 | 1 | 0.0088491 | 4978.1294 | 0 | GSLD | 25 | 1 | 1 | 1 | 1 | 1 | 1 | 1 | 1 | 1 | 1 | 1 | 1 | 298.6878 | 0 | 320095.9609 | 0 | 0 | 0 | 1 | 0 | 0 | 1
331 | HVAC | Heating | Geothermal Heat Pump | College and University | New | CcoNgsld331 | 1 | 0.0088491 | 4978.1294 | 0 | GSLD | 25 | 1 | 1 | 1 | 1 | 1 | 1 | 1 | 1 | 1 | 1 | 1 | 1 | 298.6878 | 0 | 320095.9609 | 0 | 0 | 0 | 1 | 0 | 0 | 1
331 | HVAC | Heating | Geothermal Heat Pump | Data Center | Turnover | CdaTgsld331 | 1 | 0.0085462 | 4976.555 | 0 | GSLD | 25 | 1 | 1 | 1 | 1 | 1 | 1 | 1 | 1 | 1 | 1 | 1 | 1 | 298.5933 | 0 | 172230.9596 | 0 | 0 | 0 | 1 | 0 | 0 | 1
331 | HVAC | Heating | Geothermal Heat Pump | Data Center | New | CdaNgsld331 | 1 | 0.0085462 | 4976.555 | 0 | GSLD | 25 | 1 | 1 | 1 | 1 | 1 | 1 | 1 | 1 | 1 | 1 | 1 | 1 | 298.5933 | 0 | 172230.9596 | 0 | 0 | 0 | 1 | 0 | 0 | 1
331 | HVAC | Heating | Geothermal Heat Pump | Grocery | Turnover | CgrTgsld331 | 1 | 0.087606 | 3640.3446 | 0 | GSLD | 25 | 1 | 1 | 1 | 1 | 1 | 1 | 1 | 1 | 1 | 1 | 1 | 1 | 218.4207 | 0 | 459466.5579 | 0 | 0 | 0 | 1 | 0 | 0 | 1
331 | HVAC | Heating | Geothermal Heat Pump | Grocery | New | CgrNgsld331 | 1 | 0.087606 | 3640.3446 | 0 | GSLD | 25 | 1 | 1 | 1 | 1 | 1 | 1 | 1 | 1 | 1 | 1 | 1 | 1 | 218.4207 | 0 | 459466.5579 | 0 | 0 | 0 | 1 | 0 | 0 | 1
331 | HVAC | Heating | Geothermal Heat Pump | Healthcare | Turnover | CheTgsld331 | 1 | 0.0070719 | 4968.8918 | 0 | GSLD | 25 | 1 | 1 | 1 | 1 | 1 | 1 | 1 | 1 | 1 | 1 | 1 | 1 | 298.1335 | 0 | 163143.392 | 0 | 0 | 0 | 1 | 0 | 0 | 1
331 | HVAC | Heating | Geothermal Heat Pump | Healthcare | New | CheNgsld331 | 1 | 0.0070719 | 4968.8918 | 0 | GSLD | 25 | 1 | 1 | 1 | 1 | 1 | 1 | 1 | 1 | 1 | 1 | 1 | 1 | 298.1335 | 0 | 163143.392 | 0 | 0 | 0 | 1 | 0 | 0 | 1
331 | HVAC | Heating | Geothermal Heat Pump | Hospitals | Turnover | ChoTgsld331 | 1 | 0.0085462 | 4976.555 | 0 | GSLD | 25 | 1 | 1 | 1 | 1 | 1 | 1 | 1 | 1 | 1 | 1 | 1 | 1 | 298.5933 | 0 | 172230.9596 | 0 | 0 | 0 | 1 | 0 | 0 | 1
331 | HVAC | Heating | Geothermal Heat Pump | Hospitals | New | ChoNgsld331 | 1 | 0.0085462 | 4976.555 | 0 | GSLD | 25 | 1 | 1 | 1 | 1 | 1 | 1 | 1 | 1 | 1 | 1 | 1 | 1 | 298.5933 | 0 | 172230.9596 | 0 | 0 | 0 | 1 | 0 | 0 | 1
331 | HVAC | Heating | Geothermal Heat Pump | Institutional | Turnover | CinTgsld331 | 1 | 0.015678 | 5013.6244 | 0 | GSLD | 25 | 1 | 1 | 1 | 1 | 1 | 1 | 1 | 1 | 1 | 1 | 1 | 1 | 300.8175 | 0 | 656935.8961 | 0 | 0 | 0 | 1 | 0 | 0 | 1
331 | HVAC | Heating | Geothermal Heat Pump | Institutional | New | CinNgsld331 | 1 | 0.015678 | 5013.6244 | 0 | GSLD | 25 | 1 | 1 | 1 | 1 | 1 | 1 | 1 | 1 | 1 | 1 | 1 | 1 | 300.8175 | 0 | 656935.8961 | 0 | 0 | 0 | 1 | 0 | 0 | 1
331 | HVAC | Heating | Geothermal Heat Pump | Lodging/Hospitality | Turnover | CloTgsld331 | 1 | 0.022507 | 5255.8279 | 0 | GSLD | 25 | 1 | 1 | 1 | 1 | 1 | 1 | 1 | 1 | 1 | 1 | 1 | 1 | 315.3497 | 0 | 227528.0016 | 0 | 0 | 0 | 1 | 0 | 0 | 1
331 | HVAC | Heating | Geothermal Heat Pump | Lodging/Hospitality | New | CloNgsld331 | 1 | 0.022507 | 5255.8279 | 0 | GSLD | 25 | 1 | 1 | 1 | 1 | 1 | 1 | 1 | 1 | 1 | 1 | 1 | 1 | 315.3497 | 0 | 227528.0016 | 0 | 0 | 0 | 1 | 0 | 0 | 1
331 | HVAC | Heating | Geothermal Heat Pump | Miscellaneous | Turnover | CmiTgsld331 | 1 | 0.069008 | 3032.7353 | 0 | GSLD | 25 | 1 | 1 | 1 | 1 | 1 | 1 | 1 | 1 | 1 | 1 | 1 | 1 | 181.9641 | 0 | 386993.3528 | 0 | 0 | 0 | 1 | 0 | 0 | 1
331 | HVAC | Heating | Geothermal Heat Pump | Miscellaneous | New | CmiNgsld331 | 1 | 0.069008 | 3032.7353 | 0 | GSLD | 25 | 1 | 1 | 1 | 1 | 1 | 1 | 1 | 1 | 1 | 1 | 1 | 1 | 181.9641 | 0 | 386993.3528 | 0 | 0 | 0 | 1 | 0 | 0 | 1
331 | HVAC | Heating | Geothermal Heat Pump | Offices | Turnover | CofTgsld331 | 1 | 0.037127 | 3018.7408 | 0 | GSLD | 25 | 1 | 1 | 1 | 1 | 1 | 1 | 1 | 1 | 1 | 1 | 1 | 1 | 181.1244 | 0 | 192049.3222 | 0 | 0 | 0 | 1 | 0 | 0 | 1
331 | HVAC | Heating | Geothermal Heat Pump | Offices | New | CofNgsld331 | 1 | 0.037127 | 3018.7408 | 0 | GSLD | 25 | 1 | 1 | 1 | 1 | 1 | 1 | 1 | 1 | 1 | 1 | 1 | 1 | 181.1244 | 0 | 192049.3222 | 0 | 0 | 0 | 1 | 0 | 0 | 1
331 | HVAC | Heating | Geothermal Heat Pump | Restaurants | Turnover | CreTgsld331 | 1 | 0.063663 | 3609.19 | 0 | GSLD | 25 | 1 | 1 | 1 | 1 | 1 | 1 | 1 | 1 | 1 | 1 | 1 | 1 | 216.5514 | 0 | 156620.2832 | 0 | 0 | 0 | 1 | 0 | 0 | 1
331 | HVAC | Heating | Geothermal Heat Pump | Restaurants | New | CreNgsld331 | 1 | 0.063663 | 3609.19 | 0 | GSLD | 25 | 1 | 1 | 1 | 1 | 1 | 1 | 1 | 1 | 1 | 1 | 1 | 1 | 216.5514 | 0 | 156620.2832 | 0 | 0 | 0 | 1 | 0 | 0 | 1
331 | HVAC | Heating | Geothermal Heat Pump | Retail | Turnover | CrtTgsld331 | 1 | 0.12906 | 3059.0935 | 0 | GSLD | 25 | 1 | 1 | 1 | 1 | 1 | 1 | 1 | 1 | 1 | 1 | 1 | 1 | 183.5456 | 0 | 170144.2417 | 0 | 0 | 0 | 1 | 0 | 0 | 1
331 | HVAC | Heating | Geothermal Heat Pump | Retail | New | CrtNgsld331 | 1 | 0.12906 | 3059.0935 | 0 | GSLD | 25 | 1 | 1 | 1 | 1 | 1 | 1 | 1 | 1 | 1 | 1 | 1 | 1 | 183.5456 | 0 | 170144.2417 | 0 | 0 | 0 | 1 | 0 | 0 | 1
331 | HVAC | Heating | Geothermal Heat Pump | Schools K-12 | Turnover | CscTgsld331 | 1 | 0.13684 | 3062.5121 | 0 | GSLD | 25 | 1 | 1 | 1 | 1 | 1 | 1 | 1 | 1 | 1 | 1 | 1 | 1 | 183.7507 | 0 | 195707.0804 | 0 | 0 | 0 | 1 | 0 | 0 | 1
331 | HVAC | Heating | Geothermal Heat Pump | Schools K-12 | New | CscNgsld331 | 1 | 0.13684 | 3062.5121 | 0 | GSLD | 25 | 1 | 1 | 1 | 1 | 1 | 1 | 1 | 1 | 1 | 1 | 1 | 1 | 183.7507 | 0 | 195707.0804 | 0 | 0 | 0 | 1 | 0 | 0 | 1
331 | HVAC | Heating | Geothermal Heat Pump | Warehouse | Turnover | CwaTgsld331 | 1 | 0.15908 | 3072.2704 | 0 | GSLD | 25 | 1 | 1 | 1 | 1 | 1 | 1 | 1 | 1 | 1 | 1 | 1 | 1 | 184.3362 | 0 | 892081.8003 | 0 | 0 | 0 | 1 | 0 | 0 | 1
331 | HVAC | Heating | Geothermal Heat Pump | Warehouse | New | CwaNgsld331 | 1 | 0.15908 | 3072.2704 | 0 | GSLD | 25 | 1 | 1 | 1 | 1 | 1 | 1 | 1 | 1 | 1 | 1 | 1 | 1 | 184.3362 | 0 | 892081.8003 | 0 | 0 | 0 | 1 | 0 | 0 | 1
332 | HVAC | Heating | Water source heat pump | Assembly | Turnover | CasTgsld332 | 1 | 0.013491 | 3008.3658 | 0 | GSLD | 15 | 1 | 1 | 1 | 1 | 1 | 1 | 1 | 1 | 1 | 1 | 1 | 1 | 180.5019 | 0 | 931.6017 | 0 | 0 | 0 | 1 | 0 | 0 | 1
332 | HVAC | Heating | Water source heat pump | Assembly | New | CasNgsld332 | 1 | 0.013491 | 3008.3658 | 0 | GSLD | 15 | 1 | 1 | 1 | 1 | 1 | 1 | 1 | 1 | 1 | 1 | 1 | 1 | 180.5019 | 0 | 931.6017 | 0 | 0 | 0 | 1 | 0 | 0 | 1
332 | HVAC | Heating | Water source heat pump | College and University | Turnover | CcoTgsld332 | 1 | 0.0016869 | 4940.9021 | 0 | GSLD | 15 | 1 | 1 | 1 | 1 | 1 | 1 | 1 | 1 | 1 | 1 | 1 | 1 | 296.4541 | 0 | 1379.3995 | 0 | 0 | 0 | 1 | 0 | 0 | 1
332 | HVAC | Heating | Water source heat pump | College and University | New | CcoNgsld332 | 1 | 0.0016869 | 4940.9021 | 0 | GSLD | 15 | 1 | 1 | 1 | 1 | 1 | 1 | 1 | 1 | 1 | 1 | 1 | 1 | 296.4541 | 0 | 1379.3995 | 0 | 0 | 0 | 1 | 0 | 0 | 1
332 | HVAC | Heating | Water source heat pump | Data Center | Turnover | CdaTgsld332 | 1 | 0.0016249 | 4940.5799 | 0 | GSLD | 15 | 1 | 1 | 1 | 1 | 1 | 1 | 1 | 1 | 1 | 1 | 1 | 1 | 296.4348 | 0 | 742.1951 | 0 | 0 | 0 | 1 | 0 | 0 | 1
332 | HVAC | Heating | Water source heat pump | Data Center | New | CdaNgsld332 | 1 | 0.0016249 | 4940.5799 | 0 | GSLD | 15 | 1 | 1 | 1 | 1 | 1 | 1 | 1 | 1 | 1 | 1 | 1 | 1 | 296.4348 | 0 | 742.1951 | 0 | 0 | 0 | 1 | 0 | 0 | 1
332 | HVAC | Heating | Water source heat pump | Grocery | Turnover | CgrTgsld332 | 1 | 0.016656 | 3548.0263 | 0 | GSLD | 15 | 1 | 1 | 1 | 1 | 1 | 1 | 1 | 1 | 1 | 1 | 1 | 1 | 212.8816 | 0 | 1979.9597 | 0 | 0 | 0 | 1 | 0 | 0 | 1
332 | HVAC | Heating | Water source heat pump | Grocery | New | CgrNgsld332 | 1 | 0.016656 | 3548.0263 | 0 | GSLD | 15 | 1 | 1 | 1 | 1 | 1 | 1 | 1 | 1 | 1 | 1 | 1 | 1 | 212.8816 | 0 | 1979.9597 | 0 | 0 | 0 | 1 | 0 | 0 | 1
332 | HVAC | Heating | Water source heat pump | Healthcare | Turnover | CheTgsld332 | 1 | 0.0013463 | 4939.1315 | 0 | GSLD | 15 | 1 | 1 | 1 | 1 | 1 | 1 | 1 | 1 | 1 | 1 | 1 | 1 | 296.3479 | 0 | 703.0334 | 0 | 0 | 0 | 1 | 0 | 0 | 1
332 | HVAC | Heating | Water source heat pump | Healthcare | New | CheNgsld332 | 1 | 0.0013463 | 4939.1315 | 0 | GSLD | 15 | 1 | 1 | 1 | 1 | 1 | 1 | 1 | 1 | 1 | 1 | 1 | 1 | 296.3479 | 0 | 703.0334 | 0 | 0 | 0 | 1 | 0 | 0 | 1
332 | HVAC | Heating | Water source heat pump | Hospitals | Turnover | ChoTgsld332 | 1 | 0.0016249 | 4940.5799 | 0 | GSLD | 15 | 1 | 1 | 1 | 1 | 1 | 1 | 1 | 1 | 1 | 1 | 1 | 1 | 296.4348 | 0 | 742.1951 | 0 | 0 | 0 | 1 | 0 | 0 | 1
332 | HVAC | Heating | Water source heat pump | Hospitals | New | ChoNgsld332 | 1 | 0.0016249 | 4940.5799 | 0 | GSLD | 15 | 1 | 1 | 1 | 1 | 1 | 1 | 1 | 1 | 1 | 1 | 1 | 1 | 296.4348 | 0 | 742.1951 | 0 | 0 | 0 | 1 | 0 | 0 | 1
332 | HVAC | Heating | Water source heat pump | Institutional | Turnover | CinTgsld332 | 1 | 0.0029891 | 4947.6707 | 0 | GSLD | 15 | 1 | 1 | 1 | 1 | 1 | 1 | 1 | 1 | 1 | 1 | 1 | 1 | 296.8602 | 0 | 2830.877 | 0 | 0 | 0 | 1 | 0 | 0 | 1
332 | HVAC | Heating | Water source heat pump | Institutional | New | CinNgsld332 | 1 | 0.0029891 | 4947.6707 | 0 | GSLD | 15 | 1 | 1 | 1 | 1 | 1 | 1 | 1 | 1 | 1 | 1 | 1 | 1 | 296.8602 | 0 | 2830.877 | 0 | 0 | 0 | 1 | 0 | 0 | 1
332 | HVAC | Heating | Water source heat pump | Lodging/Hospitality | Turnover | CloTgsld332 | 1 | 0.0042856 | 5228.1656 | 0 | GSLD | 15 | 1 | 1 | 1 | 1 | 1 | 1 | 1 | 1 | 1 | 1 | 1 | 1 | 313.6899 | 0 | 980.4863 | 0 | 0 | 0 | 1 | 0 | 0 | 1
332 | HVAC | Heating | Water source heat pump | Lodging/Hospitality | New | CloNgsld332 | 1 | 0.0042856 | 5228.1656 | 0 | GSLD | 15 | 1 | 1 | 1 | 1 | 1 | 1 | 1 | 1 | 1 | 1 | 1 | 1 | 313.6899 | 0 | 980.4863 | 0 | 0 | 0 | 1 | 0 | 0 | 1
332 | HVAC | Heating | Water source heat pump | Miscellaneous | Turnover | CmiTgsld332 | 1 | 0.013194 | 3008.2356 | 0 | GSLD | 15 | 1 | 1 | 1 | 1 | 1 | 1 | 1 | 1 | 1 | 1 | 1 | 1 | 180.4941 | 0 | 1667.6797 | 0 | 0 | 0 | 1 | 0 | 0 | 1
332 | HVAC | Heating | Water source heat pump | Miscellaneous | New | CmiNgsld332 | 1 | 0.013194 | 3008.2356 | 0 | GSLD | 15 | 1 | 1 | 1 | 1 | 1 | 1 | 1 | 1 | 1 | 1 | 1 | 1 | 180.4941 | 0 | 1667.6797 | 0 | 0 | 0 | 1 | 0 | 0 | 1
332 | HVAC | Heating | Water source heat pump | Offices | Turnover | CofTgsld332 | 1 | 0.0070739 | 3005.5491 | 0 | GSLD | 15 | 1 | 1 | 1 | 1 | 1 | 1 | 1 | 1 | 1 | 1 | 1 | 1 | 180.3329 | 0 | 827.5967 | 0 | 0 | 0 | 1 | 0 | 0 | 1
332 | HVAC | Heating | Water source heat pump | Offices | New | CofNgsld332 | 1 | 0.0070739 | 3005.5491 | 0 | GSLD | 15 | 1 | 1 | 1 | 1 | 1 | 1 | 1 | 1 | 1 | 1 | 1 | 1 | 180.3329 | 0 | 827.5967 | 0 | 0 | 0 | 1 | 0 | 0 | 1
332 | HVAC | Heating | Water source heat pump | Restaurants | Turnover | CreTgsld332 | 1 | 0.012111 | 3542.1129 | 0 | GSLD | 15 | 1 | 1 | 1 | 1 | 1 | 1 | 1 | 1 | 1 | 1 | 1 | 1 | 212.5268 | 0 | 674.9254 | 0 | 0 | 0 | 1 | 0 | 0 | 1
332 | HVAC | Heating | Water source heat pump | Restaurants | New | CreNgsld332 | 1 | 0.012111 | 3542.1129 | 0 | GSLD | 15 | 1 | 1 | 1 | 1 | 1 | 1 | 1 | 1 | 1 | 1 | 1 | 1 | 212.5268 | 0 | 674.9254 | 0 | 0 | 0 | 1 | 0 | 0 | 1
332 | HVAC | Heating | Water source heat pump | Retail | Turnover | CrtTgsld332 | 1 | 0.02455 | 3013.2204 | 0 | GSLD | 15 | 1 | 1 | 1 | 1 | 1 | 1 | 1 | 1 | 1 | 1 | 1 | 1 | 180.7932 | 0 | 733.2073 | 0 | 0 | 0 | 1 | 0 | 0 | 1
332 | HVAC | Heating | Water source heat pump | Retail | New | CrtNgsld332 | 1 | 0.02455 | 3013.2204 | 0 | GSLD | 15 | 1 | 1 | 1 | 1 | 1 | 1 | 1 | 1 | 1 | 1 | 1 | 1 | 180.7932 | 0 | 733.2073 | 0 | 0 | 0 | 1 | 0 | 0 | 1
332 | HVAC | Heating | Water source heat pump | Schools K-12 | Turnover | CscTgsld332 | 1 | 0.026035 | 3013.872 | 0 | GSLD | 15 | 1 | 1 | 1 | 1 | 1 | 1 | 1 | 1 | 1 | 1 | 1 | 1 | 180.8323 | 0 | 843.3685 | 0 | 0 | 0 | 1 | 0 | 0 | 1
332 | HVAC | Heating | Water source heat pump | Schools K-12 | New | CscNgsld332 | 1 | 0.026035 | 3013.872 | 0 | GSLD | 15 | 1 | 1 | 1 | 1 | 1 | 1 | 1 | 1 | 1 | 1 | 1 | 1 | 180.8323 | 0 | 843.3685 | 0 | 0 | 0 | 1 | 0 | 0 | 1
332 | HVAC | Heating | Water source heat pump | Warehouse | Turnover | CwaTgsld332 | 1 | 0.030415 | 3015.7945 | 0 | GSLD | 15 | 1 | 1 | 1 | 1 | 1 | 1 | 1 | 1 | 1 | 1 | 1 | 1 | 180.9477 | 0 | 3844.244 | 0 | 0 | 0 | 1 | 0 | 0 | 1
332 | HVAC | Heating | Water source heat pump | Warehouse | New | CwaNgsld332 | 1 | 0.030415 | 3015.7945 | 0 | GSLD | 15 | 1 | 1 | 1 | 1 | 1 | 1 | 1 | 1 | 1 | 1 | 1 | 1 | 180.9477 | 0 | 3844.244 | 0 | 0 | 0 | 1 | 0 | 0 | 1
333 | HVAC | Insulation | Commercial Duct Sealing | Assembly | Existing | CasEgsld333 | 1 | 0.87101 | 3384.7769 | 0 | GSLD | 20 | 0.57723 | 0.60437 | 0.83705 | 1.097 | 1.2026 | 1.2026 | 1.289 | 1.2891 | 1.2453 | 1.1192 | 0.77553 | 0.85362 | 170.1974 | 0 | 1249.4567 | 0 | 0 | 0 | 1 | 0 | 0 | 1.0077
333 | HVAC | Insulation | Commercial Duct Sealing | Assembly | New | CasNgsld333 | 1 | 0.87101 | 3384.7769 | 0 | GSLD | 20 | 0.57723 | 0.60437 | 0.83705 | 1.097 | 1.2026 | 1.2026 | 1.289 | 1.2891 | 1.2453 | 1.1192 | 0.77553 | 0.85362 | 170.1974 | 0 | 1249.4567 | 0 | 0 | 0 | 1 | 0 | 0 | 1.0077
333 | HVAC | Insulation | Commercial Duct Sealing | College and University | Existing | CcoEgsld333 | 1 | 0.1474 | 5698.2917 | 0 | GSLD | 20 | 0.57723 | 0.60437 | 0.83705 | 1.097 | 1.2026 | 1.2026 | 1.289 | 1.2891 | 1.2453 | 1.1192 | 0.77553 | 0.85362 | 286.5283 | 0 | 7980.8039 | 0 | 0 | 0 | 1 | 0 | 0 | 1.0077
333 | HVAC | Insulation | Commercial Duct Sealing | College and University | New | CcoNgsld333 | 1 | 0.1474 | 5698.2917 | 0 | GSLD | 20 | 0.57723 | 0.60437 | 0.83705 | 1.097 | 1.2026 | 1.2026 | 1.289 | 1.2891 | 1.2453 | 1.1192 | 0.77553 | 0.85362 | 286.5283 | 0 | 7980.8039 | 0 | 0 | 0 | 1 | 0 | 0 | 1.0077
333 | HVAC | Insulation | Commercial Duct Sealing | Data Center | Existing | CdaEgsld333 | 1 | 0.22918 | 6123.3694 | 0 | GSLD | 20 | 0.57723 | 0.60437 | 0.83705 | 1.097 | 1.2026 | 1.2026 | 1.289 | 1.2891 | 1.2453 | 1.1192 | 0.77553 | 0.85362 | 307.9026 | 0 | 6966.2904 | 0 | 0 | 0 | 1 | 0 | 0 | 1.0077
333 | HVAC | Insulation | Commercial Duct Sealing | Data Center | New | CdaNgsld333 | 1 | 0.22918 | 6123.3694 | 0 | GSLD | 20 | 0.57723 | 0.60437 | 0.83705 | 1.097 | 1.2026 | 1.2026 | 1.289 | 1.2891 | 1.2453 | 1.1192 | 0.77553 | 0.85362 | 307.9026 | 0 | 6966.2904 | 0 | 0 | 0 | 1 | 0 | 0 | 1.0077
333 | HVAC | Insulation | Commercial Duct Sealing | Grocery | Existing | CgrEgsld333 | 1 | 1.8423 | 5923.5406 | 0 | GSLD | 20 | 0.57723 | 0.60437 | 0.83705 | 1.097 | 1.2026 | 1.2026 | 1.289 | 1.2891 | 1.2453 | 1.1192 | 0.77553 | 0.85362 | 297.8546 | 0 | 3085.1834 | 0 | 0 | 0 | 1 | 0 | 0 | 1.0077
333 | HVAC | Insulation | Commercial Duct Sealing | Grocery | New | CgrNgsld333 | 1 | 1.8423 | 5923.5406 | 0 | GSLD | 20 | 0.57723 | 0.60437 | 0.83705 | 1.097 | 1.2026 | 1.2026 | 1.289 | 1.2891 | 1.2453 | 1.1192 | 0.77553 | 0.85362 | 297.8546 | 0 | 3085.1834 | 0 | 0 | 0 | 1 | 0 | 0 | 1.0077
333 | HVAC | Insulation | Commercial Duct Sealing | Healthcare | Existing | CheEgsld333 | 1 | 0.48089 | 7431.685 | 0 | GSLD | 20 | 0.57723 | 0.60437 | 0.83705 | 1.097 | 1.2026 | 1.2026 | 1.289 | 1.2891 | 1.2453 | 1.1192 | 0.77553 | 0.85362 | 373.6889 | 0 | 7439.1194 | 0 | 0 | 0 | 1 | 0 | 0 | 1.0077
333 | HVAC | Insulation | Commercial Duct Sealing | Healthcare | New | CheNgsld333 | 1 | 0.48089 | 7431.685 | 0 | GSLD | 20 | 0.57723 | 0.60437 | 0.83705 | 1.097 | 1.2026 | 1.2026 | 1.289 | 1.2891 | 1.2453 | 1.1192 | 0.77553 | 0.85362 | 373.6889 | 0 | 7439.1194 | 0 | 0 | 0 | 1 | 0 | 0 | 1.0077
333 | HVAC | Insulation | Commercial Duct Sealing | Hospitals | Existing | ChoEgsld333 | 1 | 0.11198 | 5514.1558 | 0 | GSLD | 20 | 0.57723 | 0.60437 | 0.83705 | 1.097 | 1.2026 | 1.2026 | 1.289 | 1.2891 | 1.2453 | 1.1192 | 0.77553 | 0.85362 | 277.2694 | 0 | 1672.4767 | 0 | 0 | 0 | 1 | 0 | 0 | 1.0077
333 | HVAC | Insulation | Commercial Duct Sealing | Hospitals | New | ChoNgsld333 | 1 | 0.11198 | 5514.1558 | 0 | GSLD | 20 | 0.57723 | 0.60437 | 0.83705 | 1.097 | 1.2026 | 1.2026 | 1.289 | 1.2891 | 1.2453 | 1.1192 | 0.77553 | 0.85362 | 277.2694 | 0 | 1672.4767 | 0 | 0 | 0 | 1 | 0 | 0 | 1.0077
333 | HVAC | Insulation | Commercial Duct Sealing | Institutional | Existing | CinEgsld333 | 1 | 0.28275 | 6401.8151 | 0 | GSLD | 20 | 0.57723 | 0.60437 | 0.83705 | 1.097 | 1.2026 | 1.2026 | 1.289 | 1.2891 | 1.2453 | 1.1192 | 0.77553 | 0.85362 | 321.9038 | 0 | 8303.2691 | 0 | 0 | 0 | 1 | 0 | 0 | 1.0077
333 | HVAC | Insulation | Commercial Duct Sealing | Institutional | New | CinNgsld333 | 1 | 0.28275 | 6401.8151 | 0 | GSLD | 20 | 0.57723 | 0.60437 | 0.83705 | 1.097 | 1.2026 | 1.2026 | 1.289 | 1.2891 | 1.2453 | 1.1192 | 0.77553 | 0.85362 | 321.9038 | 0 | 8303.2691 | 0 | 0 | 0 | 1 | 0 | 0 | 1.0077
333 | HVAC | Insulation | Commercial Duct Sealing | Lodging/Hospitality | Existing | CloEgsld333 | 1 | 0.39458 | 5820.682 | 0 | GSLD | 20 | 0.57723 | 0.60437 | 0.83705 | 1.097 | 1.2026 | 1.2026 | 1.289 | 1.2891 | 1.2453 | 1.1192 | 0.77553 | 0.85362 | 292.6825 | 0 | 3767.4312 | 0 | 0 | 0 | 1 | 0 | 0 | 1.0077
333 | HVAC | Insulation | Commercial Duct Sealing | Lodging/Hospitality | New | CloNgsld333 | 1 | 0.39458 | 5820.682 | 0 | GSLD | 20 | 0.57723 | 0.60437 | 0.83705 | 1.097 | 1.2026 | 1.2026 | 1.289 | 1.2891 | 1.2453 | 1.1192 | 0.77553 | 0.85362 | 292.6825 | 0 | 3767.4312 | 0 | 0 | 0 | 1 | 0 | 0 | 1.0077
333 | HVAC | Insulation | Commercial Duct Sealing | Miscellaneous | Existing | CmiEgsld333 | 1 | 3.8346 | 4685.6307 | 0 | GSLD | 20 | 0.57723 | 0.60437 | 0.83705 | 1.097 | 1.2026 | 1.2026 | 1.289 | 1.2891 | 1.2453 | 1.1192 | 0.77553 | 0.85362 | 235.6085 | 0 | 7581.9321 | 0 | 0 | 0 | 1 | 0 | 0 | 1.0077
333 | HVAC | Insulation | Commercial Duct Sealing | Miscellaneous | New | CmiNgsld333 | 1 | 3.8346 | 4685.6307 | 0 | GSLD | 20 | 0.57723 | 0.60437 | 0.83705 | 1.097 | 1.2026 | 1.2026 | 1.289 | 1.2891 | 1.2453 | 1.1192 | 0.77553 | 0.85362 | 235.6085 | 0 | 7581.9321 | 0 | 0 | 0 | 1 | 0 | 0 | 1.0077
333 | HVAC | Insulation | Commercial Duct Sealing | Offices | Existing | CofEgsld333 | 1 | 3.4736 | 4527.1974 | 0 | GSLD | 20 | 0.57723 | 0.60437 | 0.83705 | 1.097 | 1.2026 | 1.2026 | 1.289 | 1.2891 | 1.2453 | 1.1192 | 0.77553 | 0.85362 | 227.642 | 0 | 3137.3487 | 0 | 0 | 0 | 1 | 0 | 0 | 1.0077
333 | HVAC | Insulation | Commercial Duct Sealing | Offices | New | CofNgsld333 | 1 | 3.4736 | 4527.1974 | 0 | GSLD | 20 | 0.57723 | 0.60437 | 0.83705 | 1.097 | 1.2026 | 1.2026 | 1.289 | 1.2891 | 1.2453 | 1.1192 | 0.77553 | 0.85362 | 227.642 | 0 | 3137.3487 | 0 | 0 | 0 | 1 | 0 | 0 | 1.0077
333 | HVAC | Insulation | Commercial Duct Sealing | Restaurants | Existing | CreEgsld333 | 1 | 0.98981 | 4814.2708 | 0 | GSLD | 20 | 0.57723 | 0.60437 | 0.83705 | 1.097 | 1.2026 | 1.2026 | 1.289 | 1.2891 | 1.2453 | 1.1192 | 0.77553 | 0.85362 | 242.0769 | 0 | 1209.3113 | 0 | 0 | 0 | 1 | 0 | 0 | 1.0077
333 | HVAC | Insulation | Commercial Duct Sealing | Restaurants | New | CreNgsld333 | 1 | 0.98981 | 4814.2708 | 0 | GSLD | 20 | 0.57723 | 0.60437 | 0.83705 | 1.097 | 1.2026 | 1.2026 | 1.289 | 1.2891 | 1.2453 | 1.1192 | 0.77553 | 0.85362 | 242.0769 | 0 | 1209.3113 | 0 | 0 | 0 | 1 | 0 | 0 | 1.0077
333 | HVAC | Insulation | Commercial Duct Sealing | Retail | Existing | CrtEgsld333 | 1 | 2.4285 | 4068.4587 | 0 | GSLD | 20 | 0.57723 | 0.60437 | 0.83705 | 1.097 | 1.2026 | 1.2026 | 1.289 | 1.2891 | 1.2453 | 1.1192 | 0.77553 | 0.85362 | 204.5751 | 0 | 3259.9809 | 0 | 0 | 0 | 1 | 0 | 0 | 1.0077
333 | HVAC | Insulation | Commercial Duct Sealing | Retail | New | CrtNgsld333 | 1 | 2.4285 | 4068.4587 | 0 | GSLD | 20 | 0.57723 | 0.60437 | 0.83705 | 1.097 | 1.2026 | 1.2026 | 1.289 | 1.2891 | 1.2453 | 1.1192 | 0.77553 | 0.85362 | 204.5751 | 0 | 3259.9809 | 0 | 0 | 0 | 1 | 0 | 0 | 1.0077
333 | HVAC | Insulation | Commercial Duct Sealing | Schools K-12 | Existing | CscEgsld333 | 1 | 2.1296 | 3937.2259 | 0 | GSLD | 20 | 0.57723 | 0.60437 | 0.83705 | 1.097 | 1.2026 | 1.2026 | 1.289 | 1.2891 | 1.2453 | 1.1192 | 0.77553 | 0.85362 | 197.9763 | 0 | 2063.5352 | 0 | 0 | 0 | 1 | 0 | 0 | 1.0077
333 | HVAC | Insulation | Commercial Duct Sealing | Schools K-12 | New | CscNgsld333 | 1 | 2.1296 | 3937.2259 | 0 | GSLD | 20 | 0.57723 | 0.60437 | 0.83705 | 1.097 | 1.2026 | 1.2026 | 1.289 | 1.2891 | 1.2453 | 1.1192 | 0.77553 | 0.85362 | 197.9763 | 0 | 2063.5352 | 0 | 0 | 0 | 1 | 0 | 0 | 1.0077
333 | HVAC | Insulation | Commercial Duct Sealing | Warehouse | Existing | CwaEgsld333 | 1 | 3.0012 | 4319.836 | 0 | GSLD | 20 | 0.57723 | 0.60437 | 0.83705 | 1.097 | 1.2026 | 1.2026 | 1.289 | 1.2891 | 1.2453 | 1.1192 | 0.77553 | 0.85362 | 217.2152 | 0 | 10212.3735 | 0 | 0 | 0 | 1 | 0 | 0 | 1.0077
333 | HVAC | Insulation | Commercial Duct Sealing | Warehouse | New | CwaNgsld333 | 1 | 3.0012 | 4319.836 | 0 | GSLD | 20 | 0.57723 | 0.60437 | 0.83705 | 1.097 | 1.2026 | 1.2026 | 1.289 | 1.2891 | 1.2453 | 1.1192 | 0.77553 | 0.85362 | 217.2152 | 0 | 10212.3735 | 0 | 0 | 0 | 1 | 0 | 0 | 1.0077
334 | HVAC | Insulation | Duct Insulation | Assembly | Existing | CasEgsld334 | 1 | 0.871 | 3384.7724 | 0 | GSLD | 20 | 1 | 1 | 1 | 1 | 1 | 1 | 1 | 1 | 1 | 1 | 1 | 1 | 170.1972 | 0 | 27737.9011 | 0 | 0 | 0 | 1 | 0 | 0 | 1
334 | HVAC | Insulation | Duct Insulation | Assembly | New | CasNgsld334 | 1 | 0.871 | 3384.7724 | 0 | GSLD | 20 | 1 | 1 | 1 | 1 | 1 | 1 | 1 | 1 | 1 | 1 | 1 | 1 | 170.1972 | 0 | 27737.9011 | 0 | 0 | 0 | 1 | 0 | 0 | 1
334 | HVAC | Insulation | Duct Insulation | College and University | Existing | CcoEgsld334 | 1 | 0.1474 | 5698.2715 | 0 | GSLD | 20 | 1 | 1 | 1 | 1 | 1 | 1 | 1 | 1 | 1 | 1 | 1 | 1 | 286.5273 | 0 | 177172.964 | 0 | 0 | 0 | 1 | 0 | 0 | 1
334 | HVAC | Insulation | Duct Insulation | College and University | New | CcoNgsld334 | 1 | 0.1474 | 5698.2715 | 0 | GSLD | 20 | 1 | 1 | 1 | 1 | 1 | 1 | 1 | 1 | 1 | 1 | 1 | 1 | 286.5273 | 0 | 177172.964 | 0 | 0 | 0 | 1 | 0 | 0 | 1
334 | HVAC | Insulation | Duct Insulation | Data Center | Existing | CdaEgsld334 | 1 | 0.22918 | 6123.3669 | 0 | GSLD | 20 | 1 | 1 | 1 | 1 | 1 | 1 | 1 | 1 | 1 | 1 | 1 | 1 | 307.9025 | 0 | 154651.5414 | 0 | 0 | 0 | 1 | 0 | 0 | 1
334 | HVAC | Insulation | Duct Insulation | Data Center | New | CdaNgsld334 | 1 | 0.22918 | 6123.3669 | 0 | GSLD | 20 | 1 | 1 | 1 | 1 | 1 | 1 | 1 | 1 | 1 | 1 | 1 | 1 | 307.9025 | 0 | 154651.5414 | 0 | 0 | 0 | 1 | 0 | 0 | 1
334 | HVAC | Insulation | Duct Insulation | Grocery | Existing | CgrEgsld334 | 1 | 1.8423 | 5923.4826 | 0 | GSLD | 20 | 1 | 1 | 1 | 1 | 1 | 1 | 1 | 1 | 1 | 1 | 1 | 1 | 297.8517 | 0 | 68491.0713 | 0 | 0 | 0 | 1 | 0 | 0 | 1
334 | HVAC | Insulation | Duct Insulation | Grocery | New | CgrNgsld334 | 1 | 1.8423 | 5923.4826 | 0 | GSLD | 20 | 1 | 1 | 1 | 1 | 1 | 1 | 1 | 1 | 1 | 1 | 1 | 1 | 297.8517 | 0 | 68491.0713 | 0 | 0 | 0 | 1 | 0 | 0 | 1
334 | HVAC | Insulation | Duct Insulation | Healthcare | Existing | CheEgsld334 | 1 | 0.48088 | 7431.6265 | 0 | GSLD | 20 | 1 | 1 | 1 | 1 | 1 | 1 | 1 | 1 | 1 | 1 | 1 | 1 | 373.686 | 0 | 165148.4514 | 0 | 0 | 0 | 1 | 0 | 0 | 1
334 | HVAC | Insulation | Duct Insulation | Healthcare | New | CheNgsld334 | 1 | 0.48088 | 7431.6265 | 0 | GSLD | 20 | 1 | 1 | 1 | 1 | 1 | 1 | 1 | 1 | 1 | 1 | 1 | 1 | 373.686 | 0 | 165148.4514 | 0 | 0 | 0 | 1 | 0 | 0 | 1
334 | HVAC | Insulation | Duct Insulation | Hospitals | Existing | ChoEgsld334 | 1 | 0.11198 | 5514.1561 | 0 | GSLD | 20 | 1 | 1 | 1 | 1 | 1 | 1 | 1 | 1 | 1 | 1 | 1 | 1 | 277.2694 | 0 | 37128.9869 | 0 | 0 | 0 | 1 | 0 | 0 | 1
334 | HVAC | Insulation | Duct Insulation | Hospitals | New | ChoNgsld334 | 1 | 0.11198 | 5514.1561 | 0 | GSLD | 20 | 1 | 1 | 1 | 1 | 1 | 1 | 1 | 1 | 1 | 1 | 1 | 1 | 277.2694 | 0 | 37128.9869 | 0 | 0 | 0 | 1 | 0 | 0 | 1
334 | HVAC | Insulation | Duct Insulation | Institutional | Existing | CinEgsld334 | 1 | 0.28276 | 6401.8485 | 0 | GSLD | 20 | 1 | 1 | 1 | 1 | 1 | 1 | 1 | 1 | 1 | 1 | 1 | 1 | 321.9054 | 0 | 184332.5737 | 0 | 0 | 0 | 1 | 0 | 0 | 1
334 | HVAC | Insulation | Duct Insulation | Institutional | New | CinNgsld334 | 1 | 0.28276 | 6401.8485 | 0 | GSLD | 20 | 1 | 1 | 1 | 1 | 1 | 1 | 1 | 1 | 1 | 1 | 1 | 1 | 321.9054 | 0 | 184332.5737 | 0 | 0 | 0 | 1 | 0 | 0 | 1
334 | HVAC | Insulation | Duct Insulation | Lodging/Hospitality | Existing | CloEgsld334 | 1 | 0.39458 | 5820.6815 | 0 | GSLD | 20 | 1 | 1 | 1 | 1 | 1 | 1 | 1 | 1 | 1 | 1 | 1 | 1 | 292.6825 | 0 | 83636.9028 | 0 | 0 | 0 | 1 | 0 | 0 | 1
334 | HVAC | Insulation | Duct Insulation | Lodging/Hospitality | New | CloNgsld334 | 1 | 0.39458 | 5820.6815 | 0 | GSLD | 20 | 1 | 1 | 1 | 1 | 1 | 1 | 1 | 1 | 1 | 1 | 1 | 1 | 292.6825 | 0 | 83636.9028 | 0 | 0 | 0 | 1 | 0 | 0 | 1
334 | HVAC | Insulation | Duct Insulation | Miscellaneous | Existing | CmiEgsld334 | 1 | 3.8345 | 4685.6226 | 0 | GSLD | 20 | 1 | 1 | 1 | 1 | 1 | 1 | 1 | 1 | 1 | 1 | 1 | 1 | 235.6081 | 0 | 168319.2069 | 0 | 0 | 0 | 1 | 0 | 0 | 1
334 | HVAC | Insulation | Duct Insulation | Miscellaneous | New | CmiNgsld334 | 1 | 3.8345 | 4685.6226 | 0 | GSLD | 20 | 1 | 1 | 1 | 1 | 1 | 1 | 1 | 1 | 1 | 1 | 1 | 1 | 235.6081 | 0 | 168319.2069 | 0 | 0 | 0 | 1 | 0 | 0 | 1
334 | HVAC | Insulation | Duct Insulation | Offices | Existing | CofEgsld334 | 1 | 3.4736 | 4527.2041 | 0 | GSLD | 20 | 1 | 1 | 1 | 1 | 1 | 1 | 1 | 1 | 1 | 1 | 1 | 1 | 227.6423 | 0 | 69649.2448 | 0 | 0 | 0 | 1 | 0 | 0 | 1
334 | HVAC | Insulation | Duct Insulation | Offices | New | CofNgsld334 | 1 | 3.4736 | 4527.2041 | 0 | GSLD | 20 | 1 | 1 | 1 | 1 | 1 | 1 | 1 | 1 | 1 | 1 | 1 | 1 | 227.6423 | 0 | 69649.2448 | 0 | 0 | 0 | 1 | 0 | 0 | 1
334 | HVAC | Insulation | Duct Insulation | Restaurants | Existing | CreEgsld334 | 1 | 0.98981 | 4814.2663 | 0 | GSLD | 20 | 1 | 1 | 1 | 1 | 1 | 1 | 1 | 1 | 1 | 1 | 1 | 1 | 242.0767 | 0 | 26846.6188 | 0 | 0 | 0 | 1 | 0 | 0 | 1
334 | HVAC | Insulation | Duct Insulation | Restaurants | New | CreNgsld334 | 1 | 0.98981 | 4814.2663 | 0 | GSLD | 20 | 1 | 1 | 1 | 1 | 1 | 1 | 1 | 1 | 1 | 1 | 1 | 1 | 242.0767 | 0 | 26846.6188 | 0 | 0 | 0 | 1 | 0 | 0 | 1
334 | HVAC | Insulation | Duct Insulation | Retail | Existing | CrtEgsld334 | 1 | 2.4285 | 4068.454 | 0 | GSLD | 20 | 1 | 1 | 1 | 1 | 1 | 1 | 1 | 1 | 1 | 1 | 1 | 1 | 204.5749 | 0 | 72371.4928 | 0 | 0 | 0 | 1 | 0 | 0 | 1
334 | HVAC | Insulation | Duct Insulation | Retail | New | CrtNgsld334 | 1 | 2.4285 | 4068.454 | 0 | GSLD | 20 | 1 | 1 | 1 | 1 | 1 | 1 | 1 | 1 | 1 | 1 | 1 | 1 | 204.5749 | 0 | 72371.4928 | 0 | 0 | 0 | 1 | 0 | 0 | 1
334 | HVAC | Insulation | Duct Insulation | Schools K-12 | Existing | CscEgsld334 | 1 | 2.1296 | 3937.2223 | 0 | GSLD | 20 | 1 | 1 | 1 | 1 | 1 | 1 | 1 | 1 | 1 | 1 | 1 | 1 | 197.9761 | 0 | 45810.4571 | 0 | 0 | 0 | 1 | 0 | 0 | 1
334 | HVAC | Insulation | Duct Insulation | Schools K-12 | New | CscNgsld334 | 1 | 2.1296 | 3937.2223 | 0 | GSLD | 20 | 1 | 1 | 1 | 1 | 1 | 1 | 1 | 1 | 1 | 1 | 1 | 1 | 197.9761 | 0 | 45810.4571 | 0 | 0 | 0 | 1 | 0 | 0 | 1
334 | HVAC | Insulation | Duct Insulation | Warehouse | Existing | CwaEgsld334 | 1 | 3.0013 | 4319.8618 | 0 | GSLD | 20 | 1 | 1 | 1 | 1 | 1 | 1 | 1 | 1 | 1 | 1 | 1 | 1 | 217.2165 | 0 | 226714.6918 | 0 | 0 | 0 | 1 | 0 | 0 | 1
334 | HVAC | Insulation | Duct Insulation | Warehouse | New | CwaNgsld334 | 1 | 3.0013 | 4319.8618 | 0 | GSLD | 20 | 1 | 1 | 1 | 1 | 1 | 1 | 1 | 1 | 1 | 1 | 1 | 1 | 217.2165 | 0 | 226714.6918 | 0 | 0 | 0 | 1 | 0 | 0 | 1
335 | HVAC | Insulation | Thermal Energy Storage | Assembly | Existing | CasEgsld335 | 1 | 0 | -309.2 | 0 | GSLD | 30 | 0.57723 | 0.60437 | 0.83705 | 1.097 | 1.2026 | 1.2026 | 1.289 | 1.2891 | 1.2453 | 1.1192 | 0.77553 | 0.85362 | 15.5476 | 0 | 2781.66 | 0 | 0 | 0 | 1 | 0 | 0 | 1.0077
335 | HVAC | Insulation | Thermal Energy Storage | Assembly | New | CasNgsld335 | 1 | 0 | -309.2 | 0 | GSLD | 30 | 0.57723 | 0.60437 | 0.83705 | 1.097 | 1.2026 | 1.2026 | 1.289 | 1.2891 | 1.2453 | 1.1192 | 0.77553 | 0.85362 | 15.5476 | 0 | 2781.66 | 0 | 0 | 0 | 1 | 0 | 0 | 1.0077
335 | HVAC | Insulation | Thermal Energy Storage | College and University | Existing | CcoEgsld335 | 1 | 0 | -309.2 | 0 | GSLD | 30 | 0.57723 | 0.60437 | 0.83705 | 1.097 | 1.2026 | 1.2026 | 1.289 | 1.2891 | 1.2453 | 1.1192 | 0.77553 | 0.85362 | 15.5476 | 0 | 2781.66 | 0 | 0 | 0 | 1 | 0 | 0 | 1.0077
335 | HVAC | Insulation | Thermal Energy Storage | College and University | New | CcoNgsld335 | 1 | 0 | -309.2 | 0 | GSLD | 30 | 0.57723 | 0.60437 | 0.83705 | 1.097 | 1.2026 | 1.2026 | 1.289 | 1.2891 | 1.2453 | 1.1192 | 0.77553 | 0.85362 | 15.5476 | 0 | 2781.66 | 0 | 0 | 0 | 1 | 0 | 0 | 1.0077
335 | HVAC | Insulation | Thermal Energy Storage | Data Center | Existing | CdaEgsld335 | 1 | 0 | -309.2 | 0 | GSLD | 30 | 0.57723 | 0.60437 | 0.83705 | 1.097 | 1.2026 | 1.2026 | 1.289 | 1.2891 | 1.2453 | 1.1192 | 0.77553 | 0.85362 | 15.5476 | 0 | 2781.66 | 0 | 0 | 0 | 1 | 0 | 0 | 1.0077
335 | HVAC | Insulation | Thermal Energy Storage | Data Center | New | CdaNgsld335 | 1 | 0 | -309.2 | 0 | GSLD | 30 | 0.57723 | 0.60437 | 0.83705 | 1.097 | 1.2026 | 1.2026 | 1.289 | 1.2891 | 1.2453 | 1.1192 | 0.77553 | 0.85362 | 15.5476 | 0 | 2781.66 | 0 | 0 | 0 | 1 | 0 | 0 | 1.0077
335 | HVAC | Insulation | Thermal Energy Storage | Grocery | Existing | CgrEgsld335 | 1 | 0 | -309.2 | 0 | GSLD | 30 | 0.57723 | 0.60437 | 0.83705 | 1.097 | 1.2026 | 1.2026 | 1.289 | 1.2891 | 1.2453 | 1.1192 | 0.77553 | 0.85362 | 15.5476 | 0 | 2781.66 | 0 | 0 | 0 | 1 | 0 | 0 | 1.0077
335 | HVAC | Insulation | Thermal Energy Storage | Grocery | New | CgrNgsld335 | 1 | 0 | -309.2 | 0 | GSLD | 30 | 0.57723 | 0.60437 | 0.83705 | 1.097 | 1.2026 | 1.2026 | 1.289 | 1.2891 | 1.2453 | 1.1192 | 0.77553 | 0.85362 | 15.5476 | 0 | 2781.66 | 0 | 0 | 0 | 1 | 0 | 0 | 1.0077
335 | HVAC | Insulation | Thermal Energy Storage | Healthcare | Existing | CheEgsld335 | 1 | 0 | -309.2 | 0 | GSLD | 30 | 0.57723 | 0.60437 | 0.83705 | 1.097 | 1.2026 | 1.2026 | 1.289 | 1.2891 | 1.2453 | 1.1192 | 0.77553 | 0.85362 | 15.5476 | 0 | 2781.66 | 0 | 0 | 0 | 1 | 0 | 0 | 1.0077
335 | HVAC | Insulation | Thermal Energy Storage | Healthcare | New | CheNgsld335 | 1 | 0 | -309.2 | 0 | GSLD | 30 | 0.57723 | 0.60437 | 0.83705 | 1.097 | 1.2026 | 1.2026 | 1.289 | 1.2891 | 1.2453 | 1.1192 | 0.77553 | 0.85362 | 15.5476 | 0 | 2781.66 | 0 | 0 | 0 | 1 | 0 | 0 | 1.0077
335 | HVAC | Insulation | Thermal Energy Storage | Hospitals | Existing | ChoEgsld335 | 1 | 0 | -309.2 | 0 | GSLD | 30 | 0.57723 | 0.60437 | 0.83705 | 1.097 | 1.2026 | 1.2026 | 1.289 | 1.2891 | 1.2453 | 1.1192 | 0.77553 | 0.85362 | 15.5476 | 0 | 2781.66 | 0 | 0 | 0 | 1 | 0 | 0 | 1.0077
335 | HVAC | Insulation | Thermal Energy Storage | Hospitals | New | ChoNgsld335 | 1 | 0 | -309.2 | 0 | GSLD | 30 | 0.57723 | 0.60437 | 0.83705 | 1.097 | 1.2026 | 1.2026 | 1.289 | 1.2891 | 1.2453 | 1.1192 | 0.77553 | 0.85362 | 15.5476 | 0 | 2781.66 | 0 | 0 | 0 | 1 | 0 | 0 | 1.0077
335 | HVAC | Insulation | Thermal Energy Storage | Institutional | Existing | CinEgsld335 | 1 | 0 | -309.2 | 0 | GSLD | 30 | 0.57723 | 0.60437 | 0.83705 | 1.097 | 1.2026 | 1.2026 | 1.289 | 1.2891 | 1.2453 | 1.1192 | 0.77553 | 0.85362 | 15.5476 | 0 | 2781.66 | 0 | 0 | 0 | 1 | 0 | 0 | 1.0077
335 | HVAC | Insulation | Thermal Energy Storage | Institutional | New | CinNgsld335 | 1 | 0 | -309.2 | 0 | GSLD | 30 | 0.57723 | 0.60437 | 0.83705 | 1.097 | 1.2026 | 1.2026 | 1.289 | 1.2891 | 1.2453 | 1.1192 | 0.77553 | 0.85362 | 15.5476 | 0 | 2781.66 | 0 | 0 | 0 | 1 | 0 | 0 | 1.0077
335 | HVAC | Insulation | Thermal Energy Storage | Lodging/Hospitality | Existing | CloEgsld335 | 1 | 0 | -309.2 | 0 | GSLD | 30 | 0.57723 | 0.60437 | 0.83705 | 1.097 | 1.2026 | 1.2026 | 1.289 | 1.2891 | 1.2453 | 1.1192 | 0.77553 | 0.85362 | 15.5476 | 0 | 2781.66 | 0 | 0 | 0 | 1 | 0 | 0 | 1.0077
335 | HVAC | Insulation | Thermal Energy Storage | Lodging/Hospitality | New | CloNgsld335 | 1 | 0 | -309.2 | 0 | GSLD | 30 | 0.57723 | 0.60437 | 0.83705 | 1.097 | 1.2026 | 1.2026 | 1.289 | 1.2891 | 1.2453 | 1.1192 | 0.77553 | 0.85362 | 15.5476 | 0 | 2781.66 | 0 | 0 | 0 | 1 | 0 | 0 | 1.0077
335 | HVAC | Insulation | Thermal Energy Storage | Miscellaneous | Existing | CmiEgsld335 | 1 | 0 | -309.2 | 0 | GSLD | 30 | 0.57723 | 0.60437 | 0.83705 | 1.097 | 1.2026 | 1.2026 | 1.289 | 1.2891 | 1.2453 | 1.1192 | 0.77553 | 0.85362 | 15.5476 | 0 | 2781.66 | 0 | 0 | 0 | 1 | 0 | 0 | 1.0077
335 | HVAC | Insulation | Thermal Energy Storage | Miscellaneous | New | CmiNgsld335 | 1 | 0 | -309.2 | 0 | GSLD | 30 | 0.57723 | 0.60437 | 0.83705 | 1.097 | 1.2026 | 1.2026 | 1.289 | 1.2891 | 1.2453 | 1.1192 | 0.77553 | 0.85362 | 15.5476 | 0 | 2781.66 | 0 | 0 | 0 | 1 | 0 | 0 | 1.0077
335 | HVAC | Insulation | Thermal Energy Storage | Offices | Existing | CofEgsld335 | 1 | 0 | -309.2 | 0 | GSLD | 30 | 0.57723 | 0.60437 | 0.83705 | 1.097 | 1.2026 | 1.2026 | 1.289 | 1.2891 | 1.2453 | 1.1192 | 0.77553 | 0.85362 | 15.5476 | 0 | 2781.66 | 0 | 0 | 0 | 1 | 0 | 0 | 1.0077
335 | HVAC | Insulation | Thermal Energy Storage | Offices | New | CofNgsld335 | 1 | 0 | -309.2 | 0 | GSLD | 30 | 0.57723 | 0.60437 | 0.83705 | 1.097 | 1.2026 | 1.2026 | 1.289 | 1.2891 | 1.2453 | 1.1192 | 0.77553 | 0.85362 | 15.5476 | 0 | 2781.66 | 0 | 0 | 0 | 1 | 0 | 0 | 1.0077
335 | HVAC | Insulation | Thermal Energy Storage | Restaurants | Existing | CreEgsld335 | 1 | 0 | -309.2 | 0 | GSLD | 30 | 0.57723 | 0.60437 | 0.83705 | 1.097 | 1.2026 | 1.2026 | 1.289 | 1.2891 | 1.2453 | 1.1192 | 0.77553 | 0.85362 | 15.5476 | 0 | 2781.66 | 0 | 0 | 0 | 1 | 0 | 0 | 1.0077
335 | HVAC | Insulation | Thermal Energy Storage | Restaurants | New | CreNgsld335 | 1 | 0 | -309.2 | 0 | GSLD | 30 | 0.57723 | 0.60437 | 0.83705 | 1.097 | 1.2026 | 1.2026 | 1.289 | 1.2891 | 1.2453 | 1.1192 | 0.77553 | 0.85362 | 15.5476 | 0 | 2781.66 | 0 | 0 | 0 | 1 | 0 | 0 | 1.0077
335 | HVAC | Insulation | Thermal Energy Storage | Retail | Existing | CrtEgsld335 | 1 | 0 | -309.2 | 0 | GSLD | 30 | 0.57723 | 0.60437 | 0.83705 | 1.097 | 1.2026 | 1.2026 | 1.289 | 1.2891 | 1.2453 | 1.1192 | 0.77553 | 0.85362 | 15.5476 | 0 | 2781.66 | 0 | 0 | 0 | 1 | 0 | 0 | 1.0077
335 | HVAC | Insulation | Thermal Energy Storage | Retail | New | CrtNgsld335 | 1 | 0 | -309.2 | 0 | GSLD | 30 | 0.57723 | 0.60437 | 0.83705 | 1.097 | 1.2026 | 1.2026 | 1.289 | 1.2891 | 1.2453 | 1.1192 | 0.77553 | 0.85362 | 15.5476 | 0 | 2781.66 | 0 | 0 | 0 | 1 | 0 | 0 | 1.0077
335 | HVAC | Insulation | Thermal Energy Storage | Schools K-12 | Existing | CscEgsld335 | 1 | 0 | -309.2 | 0 | GSLD | 30 | 0.57723 | 0.60437 | 0.83705 | 1.097 | 1.2026 | 1.2026 | 1.289 | 1.2891 | 1.2453 | 1.1192 | 0.77553 | 0.85362 | 15.5476 | 0 | 2781.66 | 0 | 0 | 0 | 1 | 0 | 0 | 1.0077
335 | HVAC | Insulation | Thermal Energy Storage | Schools K-12 | New | CscNgsld335 | 1 | 0 | -309.2 | 0 | GSLD | 30 | 0.57723 | 0.60437 | 0.83705 | 1.097 | 1.2026 | 1.2026 | 1.289 | 1.2891 | 1.2453 | 1.1192 | 0.77553 | 0.85362 | 15.5476 | 0 | 2781.66 | 0 | 0 | 0 | 1 | 0 | 0 | 1.0077
335 | HVAC | Insulation | Thermal Energy Storage | Warehouse | Existing | CwaEgsld335 | 1 | 0 | -309.2 | 0 | GSLD | 30 | 0.57723 | 0.60437 | 0.83705 | 1.097 | 1.2026 | 1.2026 | 1.289 | 1.2891 | 1.2453 | 1.1192 | 0.77553 | 0.85362 | 15.5476 | 0 | 2781.66 | 0 | 0 | 0 | 1 | 0 | 0 | 1.0077
335 | HVAC | Insulation | Thermal Energy Storage | Warehouse | New | CwaNgsld335 | 1 | 0 | -309.2 | 0 | GSLD | 30 | 0.57723 | 0.60437 | 0.83705 | 1.097 | 1.2026 | 1.2026 | 1.289 | 1.2891 | 1.2453 | 1.1192 | 0.77553 | 0.85362 | 15.5476 | 0 | 2781.66 | 0 | 0 | 0 | 1 | 0 | 0 | 1.0077
336 | HVAC | Mini-Split | Ductless Mini-Split AC | Assembly | Turnover | CasTgsld336 | 1 | 0 | 3002.444 | 0 | GSLD | 18 | 0.57723 | 0.60437 | 0.83705 | 1.097 | 1.2026 | 1.2026 | 1.289 | 1.2891 | 1.2453 | 1.1192 | 0.77553 | 0.85362 | 180.1466 | 0 | 6335.9231 | 0 | 0 | 0 | 1 | 0 | 0 | 1.0077
336 | HVAC | Mini-Split | Ductless Mini-Split AC | Assembly | New | CasNgsld336 | 1 | 0 | 3002.444 | 0 | GSLD | 18 | 0.57723 | 0.60437 | 0.83705 | 1.097 | 1.2026 | 1.2026 | 1.289 | 1.2891 | 1.2453 | 1.1192 | 0.77553 | 0.85362 | 180.1466 | 0 | 6335.9231 | 0 | 0 | 0 | 1 | 0 | 0 | 1.0077
336 | HVAC | Mini-Split | Ductless Mini-Split AC | College and University | Turnover | CcoTgsld336 | 1 | 0 | 4932.1338 | 0 | GSLD | 18 | 0.57723 | 0.60437 | 0.83705 | 1.097 | 1.2026 | 1.2026 | 1.289 | 1.2891 | 1.2453 | 1.1192 | 0.77553 | 0.85362 | 295.928 | 0 | 9381.3526 | 0 | 0 | 0 | 1 | 0 | 0 | 1.0077
336 | HVAC | Mini-Split | Ductless Mini-Split AC | College and University | New | CcoNgsld336 | 1 | 0 | 4932.1338 | 0 | GSLD | 18 | 0.57723 | 0.60437 | 0.83705 | 1.097 | 1.2026 | 1.2026 | 1.289 | 1.2891 | 1.2453 | 1.1192 | 0.77553 | 0.85362 | 295.928 | 0 | 9381.3526 | 0 | 0 | 0 | 1 | 0 | 0 | 1.0077
336 | HVAC | Mini-Split | Ductless Mini-Split AC | Data Center | Turnover | CdaTgsld336 | 1 | 0 | 4932.1338 | 0 | GSLD | 18 | 0.57723 | 0.60437 | 0.83705 | 1.097 | 1.2026 | 1.2026 | 1.289 | 1.2891 | 1.2453 | 1.1192 | 0.77553 | 0.85362 | 295.928 | 0 | 5047.6869 | 0 | 0 | 0 | 1 | 0 | 0 | 1.0077
336 | HVAC | Mini-Split | Ductless Mini-Split AC | Data Center | New | CdaNgsld336 | 1 | 0 | 4932.1338 | 0 | GSLD | 18 | 0.57723 | 0.60437 | 0.83705 | 1.097 | 1.2026 | 1.2026 | 1.289 | 1.2891 | 1.2453 | 1.1192 | 0.77553 | 0.85362 | 295.928 | 0 | 5047.6869 | 0 | 0 | 0 | 1 | 0 | 0 | 1.0077
336 | HVAC | Mini-Split | Ductless Mini-Split AC | Grocery | Turnover | CgrTgsld336 | 1 | 0 | 3526.3542 | 0 | GSLD | 18 | 0.57723 | 0.60437 | 0.83705 | 1.097 | 1.2026 | 1.2026 | 1.289 | 1.2891 | 1.2453 | 1.1192 | 0.77553 | 0.85362 | 211.5813 | 0 | 13465.7917 | 0 | 0 | 0 | 1 | 0 | 0 | 1.0077
336 | HVAC | Mini-Split | Ductless Mini-Split AC | Grocery | New | CgrNgsld336 | 1 | 0 | 3526.3542 | 0 | GSLD | 18 | 0.57723 | 0.60437 | 0.83705 | 1.097 | 1.2026 | 1.2026 | 1.289 | 1.2891 | 1.2453 | 1.1192 | 0.77553 | 0.85362 | 211.5813 | 0 | 13465.7917 | 0 | 0 | 0 | 1 | 0 | 0 | 1.0077
336 | HVAC | Mini-Split | Ductless Mini-Split AC | Healthcare | Turnover | CheTgsld336 | 1 | 0 | 4932.1338 | 0 | GSLD | 18 | 0.57723 | 0.60437 | 0.83705 | 1.097 | 1.2026 | 1.2026 | 1.289 | 1.2891 | 1.2453 | 1.1192 | 0.77553 | 0.85362 | 295.928 | 0 | 4781.3497 | 0 | 0 | 0 | 1 | 0 | 0 | 1.0077
336 | HVAC | Mini-Split | Ductless Mini-Split AC | Healthcare | New | CheNgsld336 | 1 | 0 | 4932.1338 | 0 | GSLD | 18 | 0.57723 | 0.60437 | 0.83705 | 1.097 | 1.2026 | 1.2026 | 1.289 | 1.2891 | 1.2453 | 1.1192 | 0.77553 | 0.85362 | 295.928 | 0 | 4781.3497 | 0 | 0 | 0 | 1 | 0 | 0 | 1.0077
336 | HVAC | Mini-Split | Ductless Mini-Split AC | Hospitals | Turnover | ChoTgsld336 | 1 | 0 | 4932.1338 | 0 | GSLD | 18 | 0.57723 | 0.60437 | 0.83705 | 1.097 | 1.2026 | 1.2026 | 1.289 | 1.2891 | 1.2453 | 1.1192 | 0.77553 | 0.85362 | 295.928 | 0 | 5047.6869 | 0 | 0 | 0 | 1 | 0 | 0 | 1.0077
336 | HVAC | Mini-Split | Ductless Mini-Split AC | Hospitals | New | ChoNgsld336 | 1 | 0 | 4932.1338 | 0 | GSLD | 18 | 0.57723 | 0.60437 | 0.83705 | 1.097 | 1.2026 | 1.2026 | 1.289 | 1.2891 | 1.2453 | 1.1192 | 0.77553 | 0.85362 | 295.928 | 0 | 5047.6869 | 0 | 0 | 0 | 1 | 0 | 0 | 1.0077
336 | HVAC | Mini-Split | Ductless Mini-Split AC | Institutional | Turnover | CinTgsld336 | 1 | 0 | 4932.1338 | 0 | GSLD | 18 | 0.57723 | 0.60437 | 0.83705 | 1.097 | 1.2026 | 1.2026 | 1.289 | 1.2891 | 1.2453 | 1.1192 | 0.77553 | 0.85362 | 295.928 | 0 | 19252.8467 | 0 | 0 | 0 | 1 | 0 | 0 | 1.0077
336 | HVAC | Mini-Split | Ductless Mini-Split AC | Institutional | New | CinNgsld336 | 1 | 0 | 4932.1338 | 0 | GSLD | 18 | 0.57723 | 0.60437 | 0.83705 | 1.097 | 1.2026 | 1.2026 | 1.289 | 1.2891 | 1.2453 | 1.1192 | 0.77553 | 0.85362 | 295.928 | 0 | 19252.8467 | 0 | 0 | 0 | 1 | 0 | 0 | 1.0077
336 | HVAC | Mini-Split | Ductless Mini-Split AC | Lodging/Hospitality | Turnover | CloTgsld336 | 1 | 0 | 5221.6594 | 0 | GSLD | 18 | 0.57723 | 0.60437 | 0.83705 | 1.097 | 1.2026 | 1.2026 | 1.289 | 1.2891 | 1.2453 | 1.1192 | 0.77553 | 0.85362 | 313.2996 | 0 | 6668.3443 | 0 | 0 | 0 | 1 | 0 | 0 | 1.0077
336 | HVAC | Mini-Split | Ductless Mini-Split AC | Lodging/Hospitality | New | CloNgsld336 | 1 | 0 | 5221.6594 | 0 | GSLD | 18 | 0.57723 | 0.60437 | 0.83705 | 1.097 | 1.2026 | 1.2026 | 1.289 | 1.2891 | 1.2453 | 1.1192 | 0.77553 | 0.85362 | 313.2996 | 0 | 6668.3443 | 0 | 0 | 0 | 1 | 0 | 0 | 1.0077
336 | HVAC | Mini-Split | Ductless Mini-Split AC | Miscellaneous | Turnover | CmiTgsld336 | 1 | 0 | 3002.444 | 0 | GSLD | 18 | 0.57723 | 0.60437 | 0.83705 | 1.097 | 1.2026 | 1.2026 | 1.289 | 1.2891 | 1.2453 | 1.1192 | 0.77553 | 0.85362 | 180.1466 | 0 | 11341.9293 | 0 | 0 | 0 | 1 | 0 | 0 | 1.0077
336 | HVAC | Mini-Split | Ductless Mini-Split AC | Miscellaneous | New | CmiNgsld336 | 1 | 0 | 3002.444 | 0 | GSLD | 18 | 0.57723 | 0.60437 | 0.83705 | 1.097 | 1.2026 | 1.2026 | 1.289 | 1.2891 | 1.2453 | 1.1192 | 0.77553 | 0.85362 | 180.1466 | 0 | 11341.9293 | 0 | 0 | 0 | 1 | 0 | 0 | 1.0077
336 | HVAC | Mini-Split | Ductless Mini-Split AC | Offices | Turnover | CofTgsld336 | 1 | 0 | 3002.444 | 0 | GSLD | 18 | 0.57723 | 0.60437 | 0.83705 | 1.097 | 1.2026 | 1.2026 | 1.289 | 1.2891 | 1.2453 | 1.1192 | 0.77553 | 0.85362 | 180.1466 | 0 | 5628.4832 | 0 | 0 | 0 | 1 | 0 | 0 | 1.0077
336 | HVAC | Mini-Split | Ductless Mini-Split AC | Offices | New | CofNgsld336 | 1 | 0 | 3002.444 | 0 | GSLD | 18 | 0.57723 | 0.60437 | 0.83705 | 1.097 | 1.2026 | 1.2026 | 1.289 | 1.2891 | 1.2453 | 1.1192 | 0.77553 | 0.85362 | 180.1466 | 0 | 5628.4832 | 0 | 0 | 0 | 1 | 0 | 0 | 1.0077
336 | HVAC | Mini-Split | Ductless Mini-Split AC | Restaurants | Turnover | CreTgsld336 | 1 | 0 | 3526.3542 | 0 | GSLD | 18 | 0.57723 | 0.60437 | 0.83705 | 1.097 | 1.2026 | 1.2026 | 1.289 | 1.2891 | 1.2453 | 1.1192 | 0.77553 | 0.85362 | 211.5813 | 0 | 4590.1844 | 0 | 0 | 0 | 1 | 0 | 0 | 1.0077
336 | HVAC | Mini-Split | Ductless Mini-Split AC | Restaurants | New | CreNgsld336 | 1 | 0 | 3526.3542 | 0 | GSLD | 18 | 0.57723 | 0.60437 | 0.83705 | 1.097 | 1.2026 | 1.2026 | 1.289 | 1.2891 | 1.2453 | 1.1192 | 0.77553 | 0.85362 | 211.5813 | 0 | 4590.1844 | 0 | 0 | 0 | 1 | 0 | 0 | 1.0077
336 | HVAC | Mini-Split | Ductless Mini-Split AC | Retail | Turnover | CrtTgsld336 | 1 | 0 | 3002.444 | 0 | GSLD | 18 | 0.57723 | 0.60437 | 0.83705 | 1.097 | 1.2026 | 1.2026 | 1.289 | 1.2891 | 1.2453 | 1.1192 | 0.77553 | 0.85362 | 180.1466 | 0 | 4986.5563 | 0 | 0 | 0 | 1 | 0 | 0 | 1.0077
336 | HVAC | Mini-Split | Ductless Mini-Split AC | Retail | New | CrtNgsld336 | 1 | 0 | 3002.444 | 0 | GSLD | 18 | 0.57723 | 0.60437 | 0.83705 | 1.097 | 1.2026 | 1.2026 | 1.289 | 1.2891 | 1.2453 | 1.1192 | 0.77553 | 0.85362 | 180.1466 | 0 | 4986.5563 | 0 | 0 | 0 | 1 | 0 | 0 | 1.0077
336 | HVAC | Mini-Split | Ductless Mini-Split AC | Schools K-12 | Turnover | CscTgsld336 | 1 | 0 | 3002.444 | 0 | GSLD | 18 | 0.57723 | 0.60437 | 0.83705 | 1.097 | 1.2026 | 1.2026 | 1.289 | 1.2891 | 1.2453 | 1.1192 | 0.77553 | 0.85362 | 180.1466 | 0 | 5735.721 | 0 | 0 | 0 | 1 | 0 | 0 | 1.0077
336 | HVAC | Mini-Split | Ductless Mini-Split AC | Schools K-12 | New | CscNgsld336 | 1 | 0 | 3002.444 | 0 | GSLD | 18 | 0.57723 | 0.60437 | 0.83705 | 1.097 | 1.2026 | 1.2026 | 1.289 | 1.2891 | 1.2453 | 1.1192 | 0.77553 | 0.85362 | 180.1466 | 0 | 5735.721 | 0 | 0 | 0 | 1 | 0 | 0 | 1.0077
336 | HVAC | Mini-Split | Ductless Mini-Split AC | Warehouse | Turnover | CwaTgsld336 | 1 | 0 | 3002.444 | 0 | GSLD | 18 | 0.57723 | 0.60437 | 0.83705 | 1.097 | 1.2026 | 1.2026 | 1.289 | 1.2891 | 1.2453 | 1.1192 | 0.77553 | 0.85362 | 180.1466 | 0 | 26146.0006 | 0 | 0 | 0 | 1 | 0 | 0 | 1.0077
336 | HVAC | Mini-Split | Ductless Mini-Split AC | Warehouse | New | CwaNgsld336 | 1 | 0 | 3002.444 | 0 | GSLD | 18 | 0.57723 | 0.60437 | 0.83705 | 1.097 | 1.2026 | 1.2026 | 1.289 | 1.2891 | 1.2453 | 1.1192 | 0.77553 | 0.85362 | 180.1466 | 0 | 26146.0006 | 0 | 0 | 0 | 1 | 0 | 0 | 1.0077
337 | HVAC | Misc | Custom measure - Non-lighting | Assembly | Turnover | CasTgsld337 | 1 | 0.87102 | 3384.7802 | 0 | GSLD | 15 | 1 | 1 | 1 | 1 | 1 | 1 | 1 | 1 | 1 | 1 | 1 | 1 | 203.0868 | 0 | 1286.2168 | 0 | 0 | 0 | 1 | 0 | 0 | 1
337 | HVAC | Misc | Custom measure - Non-lighting | Assembly | New | CasNgsld337 | 1 | 0.87102 | 3384.7802 | 0 | GSLD | 15 | 1 | 1 | 1 | 1 | 1 | 1 | 1 | 1 | 1 | 1 | 1 | 1 | 203.0868 | 0 | 1286.2168 | 0 | 0 | 0 | 1 | 0 | 0 | 1
337 | HVAC | Misc | Custom measure - Non-lighting | College and University | Turnover | CcoTgsld337 | 1 | 0.1474 | 5698.2957 | 0 | GSLD | 15 | 1 | 1 | 1 | 1 | 1 | 1 | 1 | 1 | 1 | 1 | 1 | 1 | 341.8977 | 0 | 2165.363 | 0 | 0 | 0 | 1 | 0 | 0 | 1
337 | HVAC | Misc | Custom measure - Non-lighting | College and University | New | CcoNgsld337 | 1 | 0.1474 | 5698.2957 | 0 | GSLD | 15 | 1 | 1 | 1 | 1 | 1 | 1 | 1 | 1 | 1 | 1 | 1 | 1 | 341.8977 | 0 | 2165.363 | 0 | 0 | 0 | 1 | 0 | 0 | 1
337 | HVAC | Misc | Custom measure - Non-lighting | Data Center | Turnover | CdaTgsld337 | 1 | 0.22918 | 6123.3694 | 0 | GSLD | 15 | 1 | 1 | 1 | 1 | 1 | 1 | 1 | 1 | 1 | 1 | 1 | 1 | 367.4022 | 0 | 2326.8792 | 0 | 0 | 0 | 1 | 0 | 0 | 1
337 | HVAC | Misc | Custom measure - Non-lighting | Data Center | New | CdaNgsld337 | 1 | 0.22918 | 6123.3694 | 0 | GSLD | 15 | 1 | 1 | 1 | 1 | 1 | 1 | 1 | 1 | 1 | 1 | 1 | 1 | 367.4022 | 0 | 2326.8792 | 0 | 0 | 0 | 1 | 0 | 0 | 1
337 | HVAC | Misc | Custom measure - Non-lighting | Grocery | Turnover | CgrTgsld337 | 1 | 1.8423 | 5923.5521 | 0 | GSLD | 15 | 1 | 1 | 1 | 1 | 1 | 1 | 1 | 1 | 1 | 1 | 1 | 1 | 355.4131 | 0 | 2250.9442 | 0 | 0 | 0 | 1 | 0 | 0 | 1
337 | HVAC | Misc | Custom measure - Non-lighting | Grocery | New | CgrNgsld337 | 1 | 1.8423 | 5923.5521 | 0 | GSLD | 15 | 1 | 1 | 1 | 1 | 1 | 1 | 1 | 1 | 1 | 1 | 1 | 1 | 355.4131 | 0 | 2250.9442 | 0 | 0 | 0 | 1 | 0 | 0 | 1
337 | HVAC | Misc | Custom measure - Non-lighting | Healthcare | Turnover | CheTgsld337 | 1 | 0.48089 | 7431.6848 | 0 | GSLD | 15 | 1 | 1 | 1 | 1 | 1 | 1 | 1 | 1 | 1 | 1 | 1 | 1 | 445.9011 | 0 | 2824.0421 | 0 | 0 | 0 | 1 | 0 | 0 | 1
337 | HVAC | Misc | Custom measure - Non-lighting | Healthcare | New | CheNgsld337 | 1 | 0.48089 | 7431.6848 | 0 | GSLD | 15 | 1 | 1 | 1 | 1 | 1 | 1 | 1 | 1 | 1 | 1 | 1 | 1 | 445.9011 | 0 | 2824.0421 | 0 | 0 | 0 | 1 | 0 | 0 | 1
337 | HVAC | Misc | Custom measure - Non-lighting | Hospitals | Turnover | ChoTgsld337 | 1 | 0.11198 | 5514.1556 | 0 | GSLD | 15 | 1 | 1 | 1 | 1 | 1 | 1 | 1 | 1 | 1 | 1 | 1 | 1 | 330.8493 | 0 | 2095.3791 | 0 | 0 | 0 | 1 | 0 | 0 | 1
337 | HVAC | Misc | Custom measure - Non-lighting | Hospitals | New | ChoNgsld337 | 1 | 0.11198 | 5514.1556 | 0 | GSLD | 15 | 1 | 1 | 1 | 1 | 1 | 1 | 1 | 1 | 1 | 1 | 1 | 1 | 330.8493 | 0 | 2095.3791 | 0 | 0 | 0 | 1 | 0 | 0 | 1
337 | HVAC | Misc | Custom measure - Non-lighting | Institutional | Turnover | CinTgsld337 | 1 | 0.28275 | 6401.8285 | 0 | GSLD | 15 | 1 | 1 | 1 | 1 | 1 | 1 | 1 | 1 | 1 | 1 | 1 | 1 | 384.1097 | 0 | 2432.7084 | 0 | 0 | 0 | 1 | 0 | 0 | 1
337 | HVAC | Misc | Custom measure - Non-lighting | Institutional | New | CinNgsld337 | 1 | 0.28275 | 6401.8285 | 0 | GSLD | 15 | 1 | 1 | 1 | 1 | 1 | 1 | 1 | 1 | 1 | 1 | 1 | 1 | 384.1097 | 0 | 2432.7084 | 0 | 0 | 0 | 1 | 0 | 0 | 1
337 | HVAC | Misc | Custom measure - Non-lighting | Lodging/Hospitality | Turnover | CloTgsld337 | 1 | 0.39458 | 5820.6821 | 0 | GSLD | 15 | 1 | 1 | 1 | 1 | 1 | 1 | 1 | 1 | 1 | 1 | 1 | 1 | 349.2409 | 0 | 2211.8586 | 0 | 0 | 0 | 1 | 0 | 0 | 1
337 | HVAC | Misc | Custom measure - Non-lighting | Lodging/Hospitality | New | CloNgsld337 | 1 | 0.39458 | 5820.6821 | 0 | GSLD | 15 | 1 | 1 | 1 | 1 | 1 | 1 | 1 | 1 | 1 | 1 | 1 | 1 | 349.2409 | 0 | 2211.8586 | 0 | 0 | 0 | 1 | 0 | 0 | 1
337 | HVAC | Misc | Custom measure - Non-lighting | Miscellaneous | Turnover | CmiTgsld337 | 1 | 3.8345 | 4685.6256 | 0 | GSLD | 15 | 1 | 1 | 1 | 1 | 1 | 1 | 1 | 1 | 1 | 1 | 1 | 1 | 281.1375 | 0 | 1780.5434 | 0 | 0 | 0 | 1 | 0 | 0 | 1
337 | HVAC | Misc | Custom measure - Non-lighting | Miscellaneous | New | CmiNgsld337 | 1 | 3.8345 | 4685.6256 | 0 | GSLD | 15 | 1 | 1 | 1 | 1 | 1 | 1 | 1 | 1 | 1 | 1 | 1 | 1 | 281.1375 | 0 | 1780.5434 | 0 | 0 | 0 | 1 | 0 | 0 | 1
337 | HVAC | Misc | Custom measure - Non-lighting | Offices | Turnover | CofTgsld337 | 1 | 3.4736 | 4527.1908 | 0 | GSLD | 15 | 1 | 1 | 1 | 1 | 1 | 1 | 1 | 1 | 1 | 1 | 1 | 1 | 271.6314 | 0 | 1720.3372 | 0 | 0 | 0 | 1 | 0 | 0 | 1
337 | HVAC | Misc | Custom measure - Non-lighting | Offices | New | CofNgsld337 | 1 | 3.4736 | 4527.1908 | 0 | GSLD | 15 | 1 | 1 | 1 | 1 | 1 | 1 | 1 | 1 | 1 | 1 | 1 | 1 | 271.6314 | 0 | 1720.3372 | 0 | 0 | 0 | 1 | 0 | 0 | 1
337 | HVAC | Misc | Custom measure - Non-lighting | Restaurants | Turnover | CreTgsld337 | 1 | 0.98982 | 4814.2789 | 0 | GSLD | 15 | 1 | 1 | 1 | 1 | 1 | 1 | 1 | 1 | 1 | 1 | 1 | 1 | 288.8567 | 0 | 1829.4251 | 0 | 0 | 0 | 1 | 0 | 0 | 1
337 | HVAC | Misc | Custom measure - Non-lighting | Restaurants | New | CreNgsld337 | 1 | 0.98982 | 4814.2789 | 0 | GSLD | 15 | 1 | 1 | 1 | 1 | 1 | 1 | 1 | 1 | 1 | 1 | 1 | 1 | 288.8567 | 0 | 1829.4251 | 0 | 0 | 0 | 1 | 0 | 0 | 1
337 | HVAC | Misc | Custom measure - Non-lighting | Retail | Turnover | CrtTgsld337 | 1 | 2.4285 | 4068.4555 | 0 | GSLD | 15 | 1 | 1 | 1 | 1 | 1 | 1 | 1 | 1 | 1 | 1 | 1 | 1 | 244.1073 | 0 | 1546.0143 | 0 | 0 | 0 | 1 | 0 | 0 | 1
337 | HVAC | Misc | Custom measure - Non-lighting | Retail | New | CrtNgsld337 | 1 | 2.4285 | 4068.4555 | 0 | GSLD | 15 | 1 | 1 | 1 | 1 | 1 | 1 | 1 | 1 | 1 | 1 | 1 | 1 | 244.1073 | 0 | 1546.0143 | 0 | 0 | 0 | 1 | 0 | 0 | 1
337 | HVAC | Misc | Custom measure - Non-lighting | Schools K-12 | Turnover | CscTgsld337 | 1 | 2.1296 | 3937.2261 | 0 | GSLD | 15 | 1 | 1 | 1 | 1 | 1 | 1 | 1 | 1 | 1 | 1 | 1 | 1 | 236.2336 | 0 | 1496.1464 | 0 | 0 | 0 | 1 | 0 | 0 | 1
337 | HVAC | Misc | Custom measure - Non-lighting | Schools K-12 | New | CscNgsld337 | 1 | 2.1296 | 3937.2261 | 0 | GSLD | 15 | 1 | 1 | 1 | 1 | 1 | 1 | 1 | 1 | 1 | 1 | 1 | 1 | 236.2336 | 0 | 1496.1464 | 0 | 0 | 0 | 1 | 0 | 0 | 1
337 | HVAC | Misc | Custom measure - Non-lighting | Warehouse | Turnover | CwaTgsld337 | 1 | 3.0012 | 4319.8309 | 0 | GSLD | 15 | 1 | 1 | 1 | 1 | 1 | 1 | 1 | 1 | 1 | 1 | 1 | 1 | 259.1899 | 0 | 1641.5506 | 0 | 0 | 0 | 1 | 0 | 0 | 1
337 | HVAC | Misc | Custom measure - Non-lighting | Warehouse | New | CwaNgsld337 | 1 | 3.0012 | 4319.8309 | 0 | GSLD | 15 | 1 | 1 | 1 | 1 | 1 | 1 | 1 | 1 | 1 | 1 | 1 | 1 | 259.1899 | 0 | 1641.5506 | 0 | 0 | 0 | 1 | 0 | 0 | 1
338 | HVAC | Misc | Dedicated Outside Air System (DOAS) | Assembly | Turnover | CasTgsld338 | 1 | 0.87101 | 3384.7774 | 0 | GSLD | 15 | 1.4643 | 1.391 | 1.4253 | 1.4319 | 1.4238 | 1.3901 | 1.2504 | 1.3782 | 1.4309 | 1.4735 | 1.4117 | 1.4938 | 203.0866 | 0 | 11951.946 | 0 | 0 | 0 | 1 | 0 | 0 | 1.4137
338 | HVAC | Misc | Dedicated Outside Air System (DOAS) | Assembly | New | CasNgsld338 | 1 | 0.87101 | 3384.7774 | 0 | GSLD | 15 | 1.4643 | 1.391 | 1.4253 | 1.4319 | 1.4238 | 1.3901 | 1.2504 | 1.3782 | 1.4309 | 1.4735 | 1.4117 | 1.4938 | 203.0866 | 0 | 11951.946 | 0 | 0 | 0 | 1 | 0 | 0 | 1.4137
338 | HVAC | Misc | Dedicated Outside Air System (DOAS) | College and University | Turnover | CcoTgsld338 | 1 | 0.1474 | 5698.292 | 0 | GSLD | 15 | 1.4643 | 1.391 | 1.4253 | 1.4319 | 1.4238 | 1.3901 | 1.2504 | 1.3782 | 1.4309 | 1.4735 | 1.4117 | 1.4938 | 341.8975 | 0 | 76342.0786 | 0 | 0 | 0 | 1 | 0 | 0 | 1.4137
338 | HVAC | Misc | Dedicated Outside Air System (DOAS) | College and University | New | CcoNgsld338 | 1 | 0.1474 | 5698.292 | 0 | GSLD | 15 | 1.4643 | 1.391 | 1.4253 | 1.4319 | 1.4238 | 1.3901 | 1.2504 | 1.3782 | 1.4309 | 1.4735 | 1.4117 | 1.4938 | 341.8975 | 0 | 76342.0786 | 0 | 0 | 0 | 1 | 0 | 0 | 1.4137
338 | HVAC | Misc | Dedicated Outside Air System (DOAS) | Data Center | Turnover | CdaTgsld338 | 1 | 0.22918 | 6123.3698 | 0 | GSLD | 15 | 1.4643 | 1.391 | 1.4253 | 1.4319 | 1.4238 | 1.3901 | 1.2504 | 1.3782 | 1.4309 | 1.4735 | 1.4117 | 1.4938 | 367.4022 | 0 | 66637.5483 | 0 | 0 | 0 | 1 | 0 | 0 | 1.4137
338 | HVAC | Misc | Dedicated Outside Air System (DOAS) | Data Center | New | CdaNgsld338 | 1 | 0.22918 | 6123.3698 | 0 | GSLD | 15 | 1.4643 | 1.391 | 1.4253 | 1.4319 | 1.4238 | 1.3901 | 1.2504 | 1.3782 | 1.4309 | 1.4735 | 1.4117 | 1.4938 | 367.4022 | 0 | 66637.5483 | 0 | 0 | 0 | 1 | 0 | 0 | 1.4137
338 | HVAC | Misc | Dedicated Outside Air System (DOAS) | Grocery | Turnover | CgrTgsld338 | 1 | 1.8423 | 5923.5188 | 0 | GSLD | 15 | 1.4643 | 1.391 | 1.4253 | 1.4319 | 1.4238 | 1.3901 | 1.2504 | 1.3782 | 1.4309 | 1.4735 | 1.4117 | 1.4938 | 355.4111 | 0 | 29511.8168 | 0 | 0 | 0 | 1 | 0 | 0 | 1.4137
338 | HVAC | Misc | Dedicated Outside Air System (DOAS) | Grocery | New | CgrNgsld338 | 1 | 1.8423 | 5923.5188 | 0 | GSLD | 15 | 1.4643 | 1.391 | 1.4253 | 1.4319 | 1.4238 | 1.3901 | 1.2504 | 1.3782 | 1.4309 | 1.4735 | 1.4117 | 1.4938 | 355.4111 | 0 | 29511.8168 | 0 | 0 | 0 | 1 | 0 | 0 | 1.4137
338 | HVAC | Misc | Dedicated Outside Air System (DOAS) | Healthcare | Turnover | CheTgsld338 | 1 | 0.48089 | 7431.685 | 0 | GSLD | 15 | 1.4643 | 1.391 | 1.4253 | 1.4319 | 1.4238 | 1.3901 | 1.2504 | 1.3782 | 1.4309 | 1.4735 | 1.4117 | 1.4938 | 445.9011 | 0 | 71160.5392 | 0 | 0 | 0 | 1 | 0 | 0 | 1.4137
338 | HVAC | Misc | Dedicated Outside Air System (DOAS) | Healthcare | New | CheNgsld338 | 1 | 0.48089 | 7431.685 | 0 | GSLD | 15 | 1.4643 | 1.391 | 1.4253 | 1.4319 | 1.4238 | 1.3901 | 1.2504 | 1.3782 | 1.4309 | 1.4735 | 1.4117 | 1.4938 | 445.9011 | 0 | 71160.5392 | 0 | 0 | 0 | 1 | 0 | 0 | 1.4137
338 | HVAC | Misc | Dedicated Outside Air System (DOAS) | Hospitals | Turnover | ChoTgsld338 | 1 | 0.11198 | 5514.1557 | 0 | GSLD | 15 | 1.4643 | 1.391 | 1.4253 | 1.4319 | 1.4238 | 1.3901 | 1.2504 | 1.3782 | 1.4309 | 1.4735 | 1.4117 | 1.4938 | 330.8493 | 0 | 15998.4342 | 0 | 0 | 0 | 1 | 0 | 0 | 1.4137
338 | HVAC | Misc | Dedicated Outside Air System (DOAS) | Hospitals | New | ChoNgsld338 | 1 | 0.11198 | 5514.1557 | 0 | GSLD | 15 | 1.4643 | 1.391 | 1.4253 | 1.4319 | 1.4238 | 1.3901 | 1.2504 | 1.3782 | 1.4309 | 1.4735 | 1.4117 | 1.4938 | 330.8493 | 0 | 15998.4342 | 0 | 0 | 0 | 1 | 0 | 0 | 1.4137
338 | HVAC | Misc | Dedicated Outside Air System (DOAS) | Institutional | Turnover | CinTgsld338 | 1 | 0.28275 | 6401.8153 | 0 | GSLD | 15 | 1.4643 | 1.391 | 1.4253 | 1.4319 | 1.4238 | 1.3901 | 1.2504 | 1.3782 | 1.4309 | 1.4735 | 1.4117 | 1.4938 | 384.1089 | 0 | 79426.6077 | 0 | 0 | 0 | 1 | 0 | 0 | 1.4137
338 | HVAC | Misc | Dedicated Outside Air System (DOAS) | Institutional | New | CinNgsld338 | 1 | 0.28275 | 6401.8153 | 0 | GSLD | 15 | 1.4643 | 1.391 | 1.4253 | 1.4319 | 1.4238 | 1.3901 | 1.2504 | 1.3782 | 1.4309 | 1.4735 | 1.4117 | 1.4938 | 384.1089 | 0 | 79426.6077 | 0 | 0 | 0 | 1 | 0 | 0 | 1.4137
338 | HVAC | Misc | Dedicated Outside Air System (DOAS) | Lodging/Hospitality | Turnover | CloTgsld338 | 1 | 0.39458 | 5820.6813 | 0 | GSLD | 15 | 1.4643 | 1.391 | 1.4253 | 1.4319 | 1.4238 | 1.3901 | 1.2504 | 1.3782 | 1.4309 | 1.4735 | 1.4117 | 1.4938 | 349.2409 | 0 | 36038.1711 | 0 | 0 | 0 | 1 | 0 | 0 | 1.4137
338 | HVAC | Misc | Dedicated Outside Air System (DOAS) | Lodging/Hospitality | New | CloNgsld338 | 1 | 0.39458 | 5820.6813 | 0 | GSLD | 15 | 1.4643 | 1.391 | 1.4253 | 1.4319 | 1.4238 | 1.3901 | 1.2504 | 1.3782 | 1.4309 | 1.4735 | 1.4117 | 1.4938 | 349.2409 | 0 | 36038.1711 | 0 | 0 | 0 | 1 | 0 | 0 | 1.4137
338 | HVAC | Misc | Dedicated Outside Air System (DOAS) | Miscellaneous | Turnover | CmiTgsld338 | 1 | 3.8346 | 4685.6322 | 0 | GSLD | 15 | 1.4643 | 1.391 | 1.4253 | 1.4319 | 1.4238 | 1.3901 | 1.2504 | 1.3782 | 1.4309 | 1.4735 | 1.4117 | 1.4938 | 281.1379 | 0 | 72526.5226 | 0 | 0 | 0 | 1 | 0 | 0 | 1.4137
338 | HVAC | Misc | Dedicated Outside Air System (DOAS) | Miscellaneous | New | CmiNgsld338 | 1 | 3.8346 | 4685.6322 | 0 | GSLD | 15 | 1.4643 | 1.391 | 1.4253 | 1.4319 | 1.4238 | 1.3901 | 1.2504 | 1.3782 | 1.4309 | 1.4735 | 1.4117 | 1.4938 | 281.1379 | 0 | 72526.5226 | 0 | 0 | 0 | 1 | 0 | 0 | 1.4137
338 | HVAC | Misc | Dedicated Outside Air System (DOAS) | Offices | Turnover | CofTgsld338 | 1 | 3.4736 | 4527.1954 | 0 | GSLD | 15 | 1.4643 | 1.391 | 1.4253 | 1.4319 | 1.4238 | 1.3901 | 1.2504 | 1.3782 | 1.4309 | 1.4735 | 1.4117 | 1.4938 | 271.6317 | 0 | 30011.0032 | 0 | 0 | 0 | 1 | 0 | 0 | 1.4137
338 | HVAC | Misc | Dedicated Outside Air System (DOAS) | Offices | New | CofNgsld338 | 1 | 3.4736 | 4527.1954 | 0 | GSLD | 15 | 1.4643 | 1.391 | 1.4253 | 1.4319 | 1.4238 | 1.3901 | 1.2504 | 1.3782 | 1.4309 | 1.4735 | 1.4117 | 1.4938 | 271.6317 | 0 | 30011.0032 | 0 | 0 | 0 | 1 | 0 | 0 | 1.4137
338 | HVAC | Misc | Dedicated Outside Air System (DOAS) | Restaurants | Turnover | CreTgsld338 | 1 | 0.98982 | 4814.2727 | 0 | GSLD | 15 | 1.4643 | 1.391 | 1.4253 | 1.4319 | 1.4238 | 1.3901 | 1.2504 | 1.3782 | 1.4309 | 1.4735 | 1.4117 | 1.4938 | 288.8564 | 0 | 11567.9344 | 0 | 0 | 0 | 1 | 0 | 0 | 1.4137
338 | HVAC | Misc | Dedicated Outside Air System (DOAS) | Restaurants | New | CreNgsld338 | 1 | 0.98982 | 4814.2727 | 0 | GSLD | 15 | 1.4643 | 1.391 | 1.4253 | 1.4319 | 1.4238 | 1.3901 | 1.2504 | 1.3782 | 1.4309 | 1.4735 | 1.4117 | 1.4938 | 288.8564 | 0 | 11567.9344 | 0 | 0 | 0 | 1 | 0 | 0 | 1.4137
338 | HVAC | Misc | Dedicated Outside Air System (DOAS) | Retail | Turnover | CrtTgsld338 | 1 | 2.4285 | 4068.4583 | 0 | GSLD | 15 | 1.4643 | 1.391 | 1.4253 | 1.4319 | 1.4238 | 1.3901 | 1.2504 | 1.3782 | 1.4309 | 1.4735 | 1.4117 | 1.4938 | 244.1075 | 0 | 31184.066 | 0 | 0 | 0 | 1 | 0 | 0 | 1.4137
338 | HVAC | Misc | Dedicated Outside Air System (DOAS) | Retail | New | CrtNgsld338 | 1 | 2.4285 | 4068.4583 | 0 | GSLD | 15 | 1.4643 | 1.391 | 1.4253 | 1.4319 | 1.4238 | 1.3901 | 1.2504 | 1.3782 | 1.4309 | 1.4735 | 1.4117 | 1.4938 | 244.1075 | 0 | 31184.066 | 0 | 0 | 0 | 1 | 0 | 0 | 1.4137
338 | HVAC | Misc | Dedicated Outside Air System (DOAS) | Schools K-12 | Turnover | CscTgsld338 | 1 | 2.1296 | 3937.225 | 0 | GSLD | 15 | 1.4643 | 1.391 | 1.4253 | 1.4319 | 1.4238 | 1.3901 | 1.2504 | 1.3782 | 1.4309 | 1.4735 | 1.4117 | 1.4938 | 236.2335 | 0 | 19739.1882 | 0 | 0 | 0 | 1 | 0 | 0 | 1.4137
338 | HVAC | Misc | Dedicated Outside Air System (DOAS) | Schools K-12 | New | CscNgsld338 | 1 | 2.1296 | 3937.225 | 0 | GSLD | 15 | 1.4643 | 1.391 | 1.4253 | 1.4319 | 1.4238 | 1.3901 | 1.2504 | 1.3782 | 1.4309 | 1.4735 | 1.4117 | 1.4938 | 236.2335 | 0 | 19739.1882 | 0 | 0 | 0 | 1 | 0 | 0 | 1.4137
338 | HVAC | Misc | Dedicated Outside Air System (DOAS) | Warehouse | Turnover | CwaTgsld338 | 1 | 3.0012 | 4319.8436 | 0 | GSLD | 15 | 1.4643 | 1.391 | 1.4253 | 1.4319 | 1.4238 | 1.3901 | 1.2504 | 1.3782 | 1.4309 | 1.4735 | 1.4117 | 1.4938 | 259.1906 | 0 | 97688.9345 | 0 | 0 | 0 | 1 | 0 | 0 | 1.4137
338 | HVAC | Misc | Dedicated Outside Air System (DOAS) | Warehouse | New | CwaNgsld338 | 1 | 3.0012 | 4319.8436 | 0 | GSLD | 15 | 1.4643 | 1.391 | 1.4253 | 1.4319 | 1.4238 | 1.3901 | 1.2504 | 1.3782 | 1.4309 | 1.4735 | 1.4117 | 1.4938 | 259.1906 | 0 | 97688.9345 | 0 | 0 | 0 | 1 | 0 | 0 | 1.4137
339 | HVAC | Room | Ductless Mini-Split HP | Assembly | Turnover | CasTgsld339 | 1 | 0.051153 | 3024.8978 | 0 | GSLD | 18 | 0.57723 | 0.60437 | 0.83705 | 1.097 | 1.2026 | 1.2026 | 1.289 | 1.2891 | 1.2453 | 1.1192 | 0.77553 | 0.85362 | 181.4939 | 0 | 6335.9231 | 0 | 0 | 0 | 1 | 0 | 0 | 1.0077
339 | HVAC | Room | Ductless Mini-Split HP | Assembly | New | CasNgsld339 | 1 | 0.051153 | 3024.8978 | 0 | GSLD | 18 | 0.57723 | 0.60437 | 0.83705 | 1.097 | 1.2026 | 1.2026 | 1.289 | 1.2891 | 1.2453 | 1.1192 | 0.77553 | 0.85362 | 181.4939 | 0 | 6335.9231 | 0 | 0 | 0 | 1 | 0 | 0 | 1.0077
339 | HVAC | Room | Ductless Mini-Split HP | College and University | Turnover | CcoTgsld339 | 1 | 0.0063963 | 4965.3803 | 0 | GSLD | 18 | 0.57723 | 0.60437 | 0.83705 | 1.097 | 1.2026 | 1.2026 | 1.289 | 1.2891 | 1.2453 | 1.1192 | 0.77553 | 0.85362 | 297.9228 | 0 | 9381.3526 | 0 | 0 | 0 | 1 | 0 | 0 | 1.0077
339 | HVAC | Room | Ductless Mini-Split HP | College and University | New | CcoNgsld339 | 1 | 0.0063963 | 4965.3803 | 0 | GSLD | 18 | 0.57723 | 0.60437 | 0.83705 | 1.097 | 1.2026 | 1.2026 | 1.289 | 1.2891 | 1.2453 | 1.1192 | 0.77553 | 0.85362 | 297.9228 | 0 | 9381.3526 | 0 | 0 | 0 | 1 | 0 | 0 | 1.0077
339 | HVAC | Room | Ductless Mini-Split HP | Data Center | Turnover | CdaTgsld339 | 1 | 0.0061858 | 4964.286 | 0 | GSLD | 18 | 0.57723 | 0.60437 | 0.83705 | 1.097 | 1.2026 | 1.2026 | 1.289 | 1.2891 | 1.2453 | 1.1192 | 0.77553 | 0.85362 | 297.8572 | 0 | 5047.6869 | 0 | 0 | 0 | 1 | 0 | 0 | 1.0077
339 | HVAC | Room | Ductless Mini-Split HP | Data Center | New | CdaNgsld339 | 1 | 0.0061858 | 4964.286 | 0 | GSLD | 18 | 0.57723 | 0.60437 | 0.83705 | 1.097 | 1.2026 | 1.2026 | 1.289 | 1.2891 | 1.2453 | 1.1192 | 0.77553 | 0.85362 | 297.8572 | 0 | 5047.6869 | 0 | 0 | 0 | 1 | 0 | 0 | 1.0077
339 | HVAC | Room | Ductless Mini-Split HP | Grocery | Turnover | CgrTgsld339 | 1 | 0.063443 | 3608.9038 | 0 | GSLD | 18 | 0.57723 | 0.60437 | 0.83705 | 1.097 | 1.2026 | 1.2026 | 1.289 | 1.2891 | 1.2453 | 1.1192 | 0.77553 | 0.85362 | 216.5342 | 0 | 13465.7917 | 0 | 0 | 0 | 1 | 0 | 0 | 1.0077
339 | HVAC | Room | Ductless Mini-Split HP | Grocery | New | CgrNgsld339 | 1 | 0.063443 | 3608.9038 | 0 | GSLD | 18 | 0.57723 | 0.60437 | 0.83705 | 1.097 | 1.2026 | 1.2026 | 1.289 | 1.2891 | 1.2453 | 1.1192 | 0.77553 | 0.85362 | 216.5342 | 0 | 13465.7917 | 0 | 0 | 0 | 1 | 0 | 0 | 1.0077
339 | HVAC | Room | Ductless Mini-Split HP | Healthcare | Turnover | CheTgsld339 | 1 | 0.0051132 | 4958.711 | 0 | GSLD | 18 | 0.57723 | 0.60437 | 0.83705 | 1.097 | 1.2026 | 1.2026 | 1.289 | 1.2891 | 1.2453 | 1.1192 | 0.77553 | 0.85362 | 297.5227 | 0 | 4781.3497 | 0 | 0 | 0 | 1 | 0 | 0 | 1.0077
339 | HVAC | Room | Ductless Mini-Split HP | Healthcare | New | CheNgsld339 | 1 | 0.0051132 | 4958.711 | 0 | GSLD | 18 | 0.57723 | 0.60437 | 0.83705 | 1.097 | 1.2026 | 1.2026 | 1.289 | 1.2891 | 1.2453 | 1.1192 | 0.77553 | 0.85362 | 297.5227 | 0 | 4781.3497 | 0 | 0 | 0 | 1 | 0 | 0 | 1.0077
339 | HVAC | Room | Ductless Mini-Split HP | Hospitals | Turnover | ChoTgsld339 | 1 | 0.0061858 | 4964.286 | 0 | GSLD | 18 | 0.57723 | 0.60437 | 0.83705 | 1.097 | 1.2026 | 1.2026 | 1.289 | 1.2891 | 1.2453 | 1.1192 | 0.77553 | 0.85362 | 297.8572 | 0 | 5047.6869 | 0 | 0 | 0 | 1 | 0 | 0 | 1.0077
339 | HVAC | Room | Ductless Mini-Split HP | Hospitals | New | ChoNgsld339 | 1 | 0.0061858 | 4964.286 | 0 | GSLD | 18 | 0.57723 | 0.60437 | 0.83705 | 1.097 | 1.2026 | 1.2026 | 1.289 | 1.2891 | 1.2453 | 1.1192 | 0.77553 | 0.85362 | 297.8572 | 0 | 5047.6869 | 0 | 0 | 0 | 1 | 0 | 0 | 1.0077
339 | HVAC | Room | Ductless Mini-Split HP | Institutional | Turnover | CinTgsld339 | 1 | 0.011329 | 4991.0189 | 0 | GSLD | 18 | 0.57723 | 0.60437 | 0.83705 | 1.097 | 1.2026 | 1.2026 | 1.289 | 1.2891 | 1.2453 | 1.1192 | 0.77553 | 0.85362 | 299.4611 | 0 | 19252.8467 | 0 | 0 | 0 | 1 | 0 | 0 | 1.0077
339 | HVAC | Room | Ductless Mini-Split HP | Institutional | New | CinNgsld339 | 1 | 0.011329 | 4991.0189 | 0 | GSLD | 18 | 0.57723 | 0.60437 | 0.83705 | 1.097 | 1.2026 | 1.2026 | 1.289 | 1.2891 | 1.2453 | 1.1192 | 0.77553 | 0.85362 | 299.4611 | 0 | 19252.8467 | 0 | 0 | 0 | 1 | 0 | 0 | 1.0077
339 | HVAC | Room | Ductless Mini-Split HP | Lodging/Hospitality | Turnover | CloTgsld339 | 1 | 0.016297 | 5246.3997 | 0 | GSLD | 18 | 0.57723 | 0.60437 | 0.83705 | 1.097 | 1.2026 | 1.2026 | 1.289 | 1.2891 | 1.2453 | 1.1192 | 0.77553 | 0.85362 | 314.784 | 0 | 6668.3443 | 0 | 0 | 0 | 1 | 0 | 0 | 1.0077
339 | HVAC | Room | Ductless Mini-Split HP | Lodging/Hospitality | New | CloNgsld339 | 1 | 0.016297 | 5246.3997 | 0 | GSLD | 18 | 0.57723 | 0.60437 | 0.83705 | 1.097 | 1.2026 | 1.2026 | 1.289 | 1.2891 | 1.2453 | 1.1192 | 0.77553 | 0.85362 | 314.784 | 0 | 6668.3443 | 0 | 0 | 0 | 1 | 0 | 0 | 1.0077
339 | HVAC | Room | Ductless Mini-Split HP | Miscellaneous | Turnover | CmiTgsld339 | 1 | 0.049994 | 3024.3888 | 0 | GSLD | 18 | 0.57723 | 0.60437 | 0.83705 | 1.097 | 1.2026 | 1.2026 | 1.289 | 1.2891 | 1.2453 | 1.1192 | 0.77553 | 0.85362 | 181.4633 | 0 | 11341.9293 | 0 | 0 | 0 | 1 | 0 | 0 | 1.0077
339 | HVAC | Room | Ductless Mini-Split HP | Miscellaneous | New | CmiNgsld339 | 1 | 0.049994 | 3024.3888 | 0 | GSLD | 18 | 0.57723 | 0.60437 | 0.83705 | 1.097 | 1.2026 | 1.2026 | 1.289 | 1.2891 | 1.2453 | 1.1192 | 0.77553 | 0.85362 | 181.4633 | 0 | 11341.9293 | 0 | 0 | 0 | 1 | 0 | 0 | 1.0077
339 | HVAC | Room | Ductless Mini-Split HP | Offices | Turnover | CofTgsld339 | 1 | 0.026856 | 3014.2324 | 0 | GSLD | 18 | 0.57723 | 0.60437 | 0.83705 | 1.097 | 1.2026 | 1.2026 | 1.289 | 1.2891 | 1.2453 | 1.1192 | 0.77553 | 0.85362 | 180.8539 | 0 | 5628.4832 | 0 | 0 | 0 | 1 | 0 | 0 | 1.0077
339 | HVAC | Room | Ductless Mini-Split HP | Offices | New | CofNgsld339 | 1 | 0.026856 | 3014.2324 | 0 | GSLD | 18 | 0.57723 | 0.60437 | 0.83705 | 1.097 | 1.2026 | 1.2026 | 1.289 | 1.2891 | 1.2453 | 1.1192 | 0.77553 | 0.85362 | 180.8539 | 0 | 5628.4832 | 0 | 0 | 0 | 1 | 0 | 0 | 1.0077
339 | HVAC | Room | Ductless Mini-Split HP | Restaurants | Turnover | CreTgsld339 | 1 | 0.046067 | 3586.2952 | 0 | GSLD | 18 | 0.57723 | 0.60437 | 0.83705 | 1.097 | 1.2026 | 1.2026 | 1.289 | 1.2891 | 1.2453 | 1.1192 | 0.77553 | 0.85362 | 215.1777 | 0 | 4590.1844 | 0 | 0 | 0 | 1 | 0 | 0 | 1.0077
339 | HVAC | Room | Ductless Mini-Split HP | Restaurants | New | CreNgsld339 | 1 | 0.046067 | 3586.2952 | 0 | GSLD | 18 | 0.57723 | 0.60437 | 0.83705 | 1.097 | 1.2026 | 1.2026 | 1.289 | 1.2891 | 1.2453 | 1.1192 | 0.77553 | 0.85362 | 215.1777 | 0 | 4590.1844 | 0 | 0 | 0 | 1 | 0 | 0 | 1.0077
339 | HVAC | Room | Ductless Mini-Split HP | Retail | Turnover | CrtTgsld339 | 1 | 0.093358 | 3043.4239 | 0 | GSLD | 18 | 0.57723 | 0.60437 | 0.83705 | 1.097 | 1.2026 | 1.2026 | 1.289 | 1.2891 | 1.2453 | 1.1192 | 0.77553 | 0.85362 | 182.6054 | 0 | 4986.5563 | 0 | 0 | 0 | 1 | 0 | 0 | 1.0077
339 | HVAC | Room | Ductless Mini-Split HP | Retail | New | CrtNgsld339 | 1 | 0.093358 | 3043.4239 | 0 | GSLD | 18 | 0.57723 | 0.60437 | 0.83705 | 1.097 | 1.2026 | 1.2026 | 1.289 | 1.2891 | 1.2453 | 1.1192 | 0.77553 | 0.85362 | 182.6054 | 0 | 4986.5563 | 0 | 0 | 0 | 1 | 0 | 0 | 1.0077
339 | HVAC | Room | Ductless Mini-Split HP | Schools K-12 | Turnover | CscTgsld339 | 1 | 0.099044 | 3045.9195 | 0 | GSLD | 18 | 0.57723 | 0.60437 | 0.83705 | 1.097 | 1.2026 | 1.2026 | 1.289 | 1.2891 | 1.2453 | 1.1192 | 0.77553 | 0.85362 | 182.7552 | 0 | 5735.721 | 0 | 0 | 0 | 1 | 0 | 0 | 1.0077
339 | HVAC | Room | Ductless Mini-Split HP | Schools K-12 | New | CscNgsld339 | 1 | 0.099044 | 3045.9195 | 0 | GSLD | 18 | 0.57723 | 0.60437 | 0.83705 | 1.097 | 1.2026 | 1.2026 | 1.289 | 1.2891 | 1.2453 | 1.1192 | 0.77553 | 0.85362 | 182.7552 | 0 | 5735.721 | 0 | 0 | 0 | 1 | 0 | 0 | 1.0077
339 | HVAC | Room | Ductless Mini-Split HP | Warehouse | Turnover | CwaTgsld339 | 1 | 0.11525 | 3053.0323 | 0 | GSLD | 18 | 0.57723 | 0.60437 | 0.83705 | 1.097 | 1.2026 | 1.2026 | 1.289 | 1.2891 | 1.2453 | 1.1192 | 0.77553 | 0.85362 | 183.1819 | 0 | 26146.0006 | 0 | 0 | 0 | 1 | 0 | 0 | 1.0077
339 | HVAC | Room | Ductless Mini-Split HP | Warehouse | New | CwaNgsld339 | 1 | 0.11525 | 3053.0323 | 0 | GSLD | 18 | 0.57723 | 0.60437 | 0.83705 | 1.097 | 1.2026 | 1.2026 | 1.289 | 1.2891 | 1.2453 | 1.1192 | 0.77553 | 0.85362 | 183.1819 | 0 | 26146.0006 | 0 | 0 | 0 | 1 | 0 | 0 | 1.0077
340 | HVAC | Room | Energy Star room AC | Assembly | Turnover | CasTgsld340 | 1 | 0 | 3002.444 | 0 | GSLD | 12 | 0.57723 | 0.60437 | 0.83705 | 1.097 | 1.2026 | 1.2026 | 1.289 | 1.2891 | 1.2453 | 1.1192 | 0.77553 | 0.85362 | 180.1466 | 0 | 871.732 | 0 | 0 | 0 | 1 | 0 | 0 | 1.0077
340 | HVAC | Room | Energy Star room AC | Assembly | New | CasNgsld340 | 1 | 0 | 3002.444 | 0 | GSLD | 12 | 0.57723 | 0.60437 | 0.83705 | 1.097 | 1.2026 | 1.2026 | 1.289 | 1.2891 | 1.2453 | 1.1192 | 0.77553 | 0.85362 | 180.1466 | 0 | 871.732 | 0 | 0 | 0 | 1 | 0 | 0 | 1.0077
340 | HVAC | Room | Energy Star room AC | College and University | Turnover | CcoTgsld340 | 1 | 0 | 4932.1338 | 0 | GSLD | 12 | 0.57723 | 0.60437 | 0.83705 | 1.097 | 1.2026 | 1.2026 | 1.289 | 1.2891 | 1.2453 | 1.1192 | 0.77553 | 0.85362 | 295.928 | 0 | 1290.6665 | 0 | 0 | 0 | 1 | 0 | 0 | 1.0077
340 | HVAC | Room | Energy Star room AC | College and University | New | CcoNgsld340 | 1 | 0 | 4932.1338 | 0 | GSLD | 12 | 0.57723 | 0.60437 | 0.83705 | 1.097 | 1.2026 | 1.2026 | 1.289 | 1.2891 | 1.2453 | 1.1192 | 0.77553 | 0.85362 | 295.928 | 0 | 1290.6665 | 0 | 0 | 0 | 1 | 0 | 0 | 1.0077
340 | HVAC | Room | Energy Star room AC | Data Center | Turnover | CdaTgsld340 | 1 | 0 | 4932.1338 | 0 | GSLD | 12 | 0.57723 | 0.60437 | 0.83705 | 1.097 | 1.2026 | 1.2026 | 1.289 | 1.2891 | 1.2453 | 1.1192 | 0.77553 | 0.85362 | 295.928 | 0 | 694.4647 | 0 | 0 | 0 | 1 | 0 | 0 | 1.0077
340 | HVAC | Room | Energy Star room AC | Data Center | New | CdaNgsld340 | 1 | 0 | 4932.1338 | 0 | GSLD | 12 | 0.57723 | 0.60437 | 0.83705 | 1.097 | 1.2026 | 1.2026 | 1.289 | 1.2891 | 1.2453 | 1.1192 | 0.77553 | 0.85362 | 295.928 | 0 | 694.4647 | 0 | 0 | 0 | 1 | 0 | 0 | 1.0077
340 | HVAC | Room | Energy Star room AC | Grocery | Turnover | CgrTgsld340 | 1 | 0 | 3526.3543 | 0 | GSLD | 12 | 0.57723 | 0.60437 | 0.83705 | 1.097 | 1.2026 | 1.2026 | 1.289 | 1.2891 | 1.2453 | 1.1192 | 0.77553 | 0.85362 | 211.5813 | 0 | 1852.7768 | 0 | 0 | 0 | 1 | 0 | 0 | 1.0077
340 | HVAC | Room | Energy Star room AC | Grocery | New | CgrNgsld340 | 1 | 0 | 3526.3543 | 0 | GSLD | 12 | 0.57723 | 0.60437 | 0.83705 | 1.097 | 1.2026 | 1.2026 | 1.289 | 1.2891 | 1.2453 | 1.1192 | 0.77553 | 0.85362 | 211.5813 | 0 | 1852.7768 | 0 | 0 | 0 | 1 | 0 | 0 | 1.0077
340 | HVAC | Room | Energy Star room AC | Healthcare | Turnover | CheTgsld340 | 1 | 0 | 4932.1338 | 0 | GSLD | 12 | 0.57723 | 0.60437 | 0.83705 | 1.097 | 1.2026 | 1.2026 | 1.289 | 1.2891 | 1.2453 | 1.1192 | 0.77553 | 0.85362 | 295.928 | 0 | 657.8417 | 0 | 0 | 0 | 1 | 0 | 0 | 1.0077
340 | HVAC | Room | Energy Star room AC | Healthcare | New | CheNgsld340 | 1 | 0 | 4932.1338 | 0 | GSLD | 12 | 0.57723 | 0.60437 | 0.83705 | 1.097 | 1.2026 | 1.2026 | 1.289 | 1.2891 | 1.2453 | 1.1192 | 0.77553 | 0.85362 | 295.928 | 0 | 657.8417 | 0 | 0 | 0 | 1 | 0 | 0 | 1.0077
340 | HVAC | Room | Energy Star room AC | Hospitals | Turnover | ChoTgsld340 | 1 | 0 | 4932.1338 | 0 | GSLD | 12 | 0.57723 | 0.60437 | 0.83705 | 1.097 | 1.2026 | 1.2026 | 1.289 | 1.2891 | 1.2453 | 1.1192 | 0.77553 | 0.85362 | 295.928 | 0 | 694.4647 | 0 | 0 | 0 | 1 | 0 | 0 | 1.0077
340 | HVAC | Room | Energy Star room AC | Hospitals | New | ChoNgsld340 | 1 | 0 | 4932.1338 | 0 | GSLD | 12 | 0.57723 | 0.60437 | 0.83705 | 1.097 | 1.2026 | 1.2026 | 1.289 | 1.2891 | 1.2453 | 1.1192 | 0.77553 | 0.85362 | 295.928 | 0 | 694.4647 | 0 | 0 | 0 | 1 | 0 | 0 | 1.0077
340 | HVAC | Room | Energy Star room AC | Institutional | Turnover | CinTgsld340 | 1 | 0 | 4932.1339 | 0 | GSLD | 12 | 0.57723 | 0.60437 | 0.83705 | 1.097 | 1.2026 | 1.2026 | 1.289 | 1.2891 | 1.2453 | 1.1192 | 0.77553 | 0.85362 | 295.928 | 0 | 2648.8816 | 0 | 0 | 0 | 1 | 0 | 0 | 1.0077
340 | HVAC | Room | Energy Star room AC | Institutional | New | CinNgsld340 | 1 | 0 | 4932.1339 | 0 | GSLD | 12 | 0.57723 | 0.60437 | 0.83705 | 1.097 | 1.2026 | 1.2026 | 1.289 | 1.2891 | 1.2453 | 1.1192 | 0.77553 | 0.85362 | 295.928 | 0 | 2648.8816 | 0 | 0 | 0 | 1 | 0 | 0 | 1.0077
340 | HVAC | Room | Energy Star room AC | Lodging/Hospitality | Turnover | CloTgsld340 | 1 | 0 | 5221.6594 | 0 | GSLD | 12 | 0.57723 | 0.60437 | 0.83705 | 1.097 | 1.2026 | 1.2026 | 1.289 | 1.2891 | 1.2453 | 1.1192 | 0.77553 | 0.85362 | 313.2996 | 0 | 917.4692 | 0 | 0 | 0 | 1 | 0 | 0 | 1.0077
340 | HVAC | Room | Energy Star room AC | Lodging/Hospitality | New | CloNgsld340 | 1 | 0 | 5221.6594 | 0 | GSLD | 12 | 0.57723 | 0.60437 | 0.83705 | 1.097 | 1.2026 | 1.2026 | 1.289 | 1.2891 | 1.2453 | 1.1192 | 0.77553 | 0.85362 | 313.2996 | 0 | 917.4692 | 0 | 0 | 0 | 1 | 0 | 0 | 1.0077
340 | HVAC | Room | Energy Star room AC | Miscellaneous | Turnover | CmiTgsld340 | 1 | 0 | 3002.444 | 0 | GSLD | 12 | 0.57723 | 0.60437 | 0.83705 | 1.097 | 1.2026 | 1.2026 | 1.289 | 1.2891 | 1.2453 | 1.1192 | 0.77553 | 0.85362 | 180.1466 | 0 | 1560.376 | 0 | 0 | 0 | 1 | 0 | 0 | 1.0077
340 | HVAC | Room | Energy Star room AC | Miscellaneous | New | CmiNgsld340 | 1 | 0 | 3002.444 | 0 | GSLD | 12 | 0.57723 | 0.60437 | 0.83705 | 1.097 | 1.2026 | 1.2026 | 1.289 | 1.2891 | 1.2453 | 1.1192 | 0.77553 | 0.85362 | 180.1466 | 0 | 1560.376 | 0 | 0 | 0 | 1 | 0 | 0 | 1.0077
340 | HVAC | Room | Energy Star room AC | Offices | Turnover | CofTgsld340 | 1 | 0 | 3002.444 | 0 | GSLD | 12 | 0.57723 | 0.60437 | 0.83705 | 1.097 | 1.2026 | 1.2026 | 1.289 | 1.2891 | 1.2453 | 1.1192 | 0.77553 | 0.85362 | 180.1466 | 0 | 774.369 | 0 | 0 | 0 | 1 | 0 | 0 | 1.0077
340 | HVAC | Room | Energy Star room AC | Offices | New | CofNgsld340 | 1 | 0 | 3002.444 | 0 | GSLD | 12 | 0.57723 | 0.60437 | 0.83705 | 1.097 | 1.2026 | 1.2026 | 1.289 | 1.2891 | 1.2453 | 1.1192 | 0.77553 | 0.85362 | 180.1466 | 0 | 774.369 | 0 | 0 | 0 | 1 | 0 | 0 | 1.0077
340 | HVAC | Room | Energy Star room AC | Restaurants | Turnover | CreTgsld340 | 1 | 0 | 3526.3542 | 0 | GSLD | 12 | 0.57723 | 0.60437 | 0.83705 | 1.097 | 1.2026 | 1.2026 | 1.289 | 1.2891 | 1.2453 | 1.1192 | 0.77553 | 0.85362 | 211.5813 | 0 | 631.5423 | 0 | 0 | 0 | 1 | 0 | 0 | 1.0077
340 | HVAC | Room | Energy Star room AC | Restaurants | New | CreNgsld340 | 1 | 0 | 3526.3542 | 0 | GSLD | 12 | 0.57723 | 0.60437 | 0.83705 | 1.097 | 1.2026 | 1.2026 | 1.289 | 1.2891 | 1.2453 | 1.1192 | 0.77553 | 0.85362 | 211.5813 | 0 | 631.5423 | 0 | 0 | 0 | 1 | 0 | 0 | 1.0077
340 | HVAC | Room | Energy Star room AC | Retail | Turnover | CrtTgsld340 | 1 | 0 | 3002.444 | 0 | GSLD | 12 | 0.57723 | 0.60437 | 0.83705 | 1.097 | 1.2026 | 1.2026 | 1.289 | 1.2891 | 1.2453 | 1.1192 | 0.77553 | 0.85362 | 180.1466 | 0 | 686.049 | 0 | 0 | 0 | 1 | 0 | 0 | 1.0077
340 | HVAC | Room | Energy Star room AC | Retail | New | CrtNgsld340 | 1 | 0 | 3002.444 | 0 | GSLD | 12 | 0.57723 | 0.60437 | 0.83705 | 1.097 | 1.2026 | 1.2026 | 1.289 | 1.2891 | 1.2453 | 1.1192 | 0.77553 | 0.85362 | 180.1466 | 0 | 686.049 | 0 | 0 | 0 | 1 | 0 | 0 | 1.0077
340 | HVAC | Room | Energy Star room AC | Schools K-12 | Turnover | CscTgsld340 | 1 | 0 | 3002.444 | 0 | GSLD | 12 | 0.57723 | 0.60437 | 0.83705 | 1.097 | 1.2026 | 1.2026 | 1.289 | 1.2891 | 1.2453 | 1.1192 | 0.77553 | 0.85362 | 180.1466 | 0 | 789.1076 | 0 | 0 | 0 | 1 | 0 | 0 | 1.0077
340 | HVAC | Room | Energy Star room AC | Schools K-12 | New | CscNgsld340 | 1 | 0 | 3002.444 | 0 | GSLD | 12 | 0.57723 | 0.60437 | 0.83705 | 1.097 | 1.2026 | 1.2026 | 1.289 | 1.2891 | 1.2453 | 1.1192 | 0.77553 | 0.85362 | 180.1466 | 0 | 789.1076 | 0 | 0 | 0 | 1 | 0 | 0 | 1.0077
340 | HVAC | Room | Energy Star room AC | Warehouse | Turnover | CwaTgsld340 | 1 | 0 | 3002.444 | 0 | GSLD | 12 | 0.57723 | 0.60437 | 0.83705 | 1.097 | 1.2026 | 1.2026 | 1.289 | 1.2891 | 1.2453 | 1.1192 | 0.77553 | 0.85362 | 180.1466 | 0 | 3597.8617 | 0 | 0 | 0 | 1 | 0 | 0 | 1.0077
340 | HVAC | Room | Energy Star room AC | Warehouse | New | CwaNgsld340 | 1 | 0 | 3002.444 | 0 | GSLD | 12 | 0.57723 | 0.60437 | 0.83705 | 1.097 | 1.2026 | 1.2026 | 1.289 | 1.2891 | 1.2453 | 1.1192 | 0.77553 | 0.85362 | 180.1466 | 0 | 3597.8617 | 0 | 0 | 0 | 1 | 0 | 0 | 1.0077
341 | HVAC | Room | High Efficiency PTAC | Assembly | Turnover | CasTgsld341 | 1 | 0 | 3002.444 | 0 | GSLD | 8 | 0.57723 | 0.60437 | 0.83705 | 1.097 | 1.2026 | 1.2026 | 1.289 | 1.2891 | 1.2453 | 1.1192 | 0.77553 | 0.85362 | 180.1466 | 0 | 636.9269 | 0 | 0 | 0 | 1 | 0 | 0 | 1.0077
341 | HVAC | Room | High Efficiency PTAC | Assembly | New | CasNgsld341 | 1 | 0 | 3002.444 | 0 | GSLD | 8 | 0.57723 | 0.60437 | 0.83705 | 1.097 | 1.2026 | 1.2026 | 1.289 | 1.2891 | 1.2453 | 1.1192 | 0.77553 | 0.85362 | 180.1466 | 0 | 636.9269 | 0 | 0 | 0 | 1 | 0 | 0 | 1.0077
341 | HVAC | Room | High Efficiency PTAC | College and University | Turnover | CcoTgsld341 | 1 | 0 | 4932.1338 | 0 | GSLD | 8 | 0.57723 | 0.60437 | 0.83705 | 1.097 | 1.2026 | 1.2026 | 1.289 | 1.2891 | 1.2453 | 1.1192 | 0.77553 | 0.85362 | 295.928 | 0 | 943.0746 | 0 | 0 | 0 | 1 | 0 | 0 | 1.0077
341 | HVAC | Room | High Efficiency PTAC | College and University | New | CcoNgsld341 | 1 | 0 | 4932.1338 | 0 | GSLD | 8 | 0.57723 | 0.60437 | 0.83705 | 1.097 | 1.2026 | 1.2026 | 1.289 | 1.2891 | 1.2453 | 1.1192 | 0.77553 | 0.85362 | 295.928 | 0 | 943.0746 | 0 | 0 | 0 | 1 | 0 | 0 | 1.0077
341 | HVAC | Room | High Efficiency PTAC | Data Center | Turnover | CdaTgsld341 | 1 | 0 | 4932.1338 | 0 | GSLD | 8 | 0.57723 | 0.60437 | 0.83705 | 1.097 | 1.2026 | 1.2026 | 1.289 | 1.2891 | 1.2453 | 1.1192 | 0.77553 | 0.85362 | 295.928 | 0 | 507.4293 | 0 | 0 | 0 | 1 | 0 | 0 | 1.0077
341 | HVAC | Room | High Efficiency PTAC | Data Center | New | CdaNgsld341 | 1 | 0 | 4932.1338 | 0 | GSLD | 8 | 0.57723 | 0.60437 | 0.83705 | 1.097 | 1.2026 | 1.2026 | 1.289 | 1.2891 | 1.2453 | 1.1192 | 0.77553 | 0.85362 | 295.928 | 0 | 507.4293 | 0 | 0 | 0 | 1 | 0 | 0 | 1.0077
341 | HVAC | Room | High Efficiency PTAC | Grocery | Turnover | CgrTgsld341 | 1 | 0 | 3526.3542 | 0 | GSLD | 8 | 0.57723 | 0.60437 | 0.83705 | 1.097 | 1.2026 | 1.2026 | 1.289 | 1.2891 | 1.2453 | 1.1192 | 0.77553 | 0.85362 | 211.5813 | 0 | 1353.707 | 0 | 0 | 0 | 1 | 0 | 0 | 1.0077
341 | HVAC | Room | High Efficiency PTAC | Grocery | New | CgrNgsld341 | 1 | 0 | 3526.3542 | 0 | GSLD | 8 | 0.57723 | 0.60437 | 0.83705 | 1.097 | 1.2026 | 1.2026 | 1.289 | 1.2891 | 1.2453 | 1.1192 | 0.77553 | 0.85362 | 211.5813 | 0 | 1353.707 | 0 | 0 | 0 | 1 | 0 | 0 | 1.0077
341 | HVAC | Room | High Efficiency PTAC | Healthcare | Turnover | CheTgsld341 | 1 | 0 | 4932.1338 | 0 | GSLD | 8 | 0.57723 | 0.60437 | 0.83705 | 1.097 | 1.2026 | 1.2026 | 1.289 | 1.2891 | 1.2453 | 1.1192 | 0.77553 | 0.85362 | 295.928 | 0 | 480.6603 | 0 | 0 | 0 | 1 | 0 | 0 | 1.0077
341 | HVAC | Room | High Efficiency PTAC | Healthcare | New | CheNgsld341 | 1 | 0 | 4932.1338 | 0 | GSLD | 8 | 0.57723 | 0.60437 | 0.83705 | 1.097 | 1.2026 | 1.2026 | 1.289 | 1.2891 | 1.2453 | 1.1192 | 0.77553 | 0.85362 | 295.928 | 0 | 480.6603 | 0 | 0 | 0 | 1 | 0 | 0 | 1.0077
341 | HVAC | Room | High Efficiency PTAC | Hospitals | Turnover | ChoTgsld341 | 1 | 0 | 4932.1338 | 0 | GSLD | 8 | 0.57723 | 0.60437 | 0.83705 | 1.097 | 1.2026 | 1.2026 | 1.289 | 1.2891 | 1.2453 | 1.1192 | 0.77553 | 0.85362 | 295.928 | 0 | 507.4293 | 0 | 0 | 0 | 1 | 0 | 0 | 1.0077
341 | HVAC | Room | High Efficiency PTAC | Hospitals | New | ChoNgsld341 | 1 | 0 | 4932.1338 | 0 | GSLD | 8 | 0.57723 | 0.60437 | 0.83705 | 1.097 | 1.2026 | 1.2026 | 1.289 | 1.2891 | 1.2453 | 1.1192 | 0.77553 | 0.85362 | 295.928 | 0 | 507.4293 | 0 | 0 | 0 | 1 | 0 | 0 | 1.0077
341 | HVAC | Room | High Efficiency PTAC | Institutional | Turnover | CinTgsld341 | 1 | 0 | 4932.1338 | 0 | GSLD | 8 | 0.57723 | 0.60437 | 0.83705 | 1.097 | 1.2026 | 1.2026 | 1.289 | 1.2891 | 1.2453 | 1.1192 | 0.77553 | 0.85362 | 295.928 | 0 | 1935.4646 | 0 | 0 | 0 | 1 | 0 | 0 | 1.0077
341 | HVAC | Room | High Efficiency PTAC | Institutional | New | CinNgsld341 | 1 | 0 | 4932.1338 | 0 | GSLD | 8 | 0.57723 | 0.60437 | 0.83705 | 1.097 | 1.2026 | 1.2026 | 1.289 | 1.2891 | 1.2453 | 1.1192 | 0.77553 | 0.85362 | 295.928 | 0 | 1935.4646 | 0 | 0 | 0 | 1 | 0 | 0 | 1.0077
341 | HVAC | Room | High Efficiency PTAC | Lodging/Hospitality | Turnover | CloTgsld341 | 1 | 0 | 5221.6595 | 0 | GSLD | 8 | 0.57723 | 0.60437 | 0.83705 | 1.097 | 1.2026 | 1.2026 | 1.289 | 1.2891 | 1.2453 | 1.1192 | 0.77553 | 0.85362 | 313.2996 | 0 | 670.3496 | 0 | 0 | 0 | 1 | 0 | 0 | 1.0077
341 | HVAC | Room | High Efficiency PTAC | Lodging/Hospitality | New | CloNgsld341 | 1 | 0 | 5221.6595 | 0 | GSLD | 8 | 0.57723 | 0.60437 | 0.83705 | 1.097 | 1.2026 | 1.2026 | 1.289 | 1.2891 | 1.2453 | 1.1192 | 0.77553 | 0.85362 | 313.2996 | 0 | 670.3496 | 0 | 0 | 0 | 1 | 0 | 0 | 1.0077
341 | HVAC | Room | High Efficiency PTAC | Miscellaneous | Turnover | CmiTgsld341 | 1 | 0 | 3002.444 | 0 | GSLD | 8 | 0.57723 | 0.60437 | 0.83705 | 1.097 | 1.2026 | 1.2026 | 1.289 | 1.2891 | 1.2453 | 1.1192 | 0.77553 | 0.85362 | 180.1466 | 0 | 1140.1686 | 0 | 0 | 0 | 1 | 0 | 0 | 1.0077
341 | HVAC | Room | High Efficiency PTAC | Miscellaneous | New | CmiNgsld341 | 1 | 0 | 3002.444 | 0 | GSLD | 8 | 0.57723 | 0.60437 | 0.83705 | 1.097 | 1.2026 | 1.2026 | 1.289 | 1.2891 | 1.2453 | 1.1192 | 0.77553 | 0.85362 | 180.1466 | 0 | 1140.1686 | 0 | 0 | 0 | 1 | 0 | 0 | 1.0077
341 | HVAC | Room | High Efficiency PTAC | Offices | Turnover | CofTgsld341 | 1 | 0 | 3002.444 | 0 | GSLD | 8 | 0.57723 | 0.60437 | 0.83705 | 1.097 | 1.2026 | 1.2026 | 1.289 | 1.2891 | 1.2453 | 1.1192 | 0.77553 | 0.85362 | 180.1466 | 0 | 565.8202 | 0 | 0 | 0 | 1 | 0 | 0 | 1.0077
341 | HVAC | Room | High Efficiency PTAC | Offices | New | CofNgsld341 | 1 | 0 | 3002.444 | 0 | GSLD | 8 | 0.57723 | 0.60437 | 0.83705 | 1.097 | 1.2026 | 1.2026 | 1.289 | 1.2891 | 1.2453 | 1.1192 | 0.77553 | 0.85362 | 180.1466 | 0 | 565.8202 | 0 | 0 | 0 | 1 | 0 | 0 | 1.0077
341 | HVAC | Room | High Efficiency PTAC | Restaurants | Turnover | CreTgsld341 | 1 | 0 | 3526.3542 | 0 | GSLD | 8 | 0.57723 | 0.60437 | 0.83705 | 1.097 | 1.2026 | 1.2026 | 1.289 | 1.2891 | 1.2453 | 1.1192 | 0.77553 | 0.85362 | 211.5813 | 0 | 461.443 | 0 | 0 | 0 | 1 | 0 | 0 | 1.0077
341 | HVAC | Room | High Efficiency PTAC | Restaurants | New | CreNgsld341 | 1 | 0 | 3526.3542 | 0 | GSLD | 8 | 0.57723 | 0.60437 | 0.83705 | 1.097 | 1.2026 | 1.2026 | 1.289 | 1.2891 | 1.2453 | 1.1192 | 0.77553 | 0.85362 | 211.5813 | 0 | 461.443 | 0 | 0 | 0 | 1 | 0 | 0 | 1.0077
341 | HVAC | Room | High Efficiency PTAC | Retail | Turnover | CrtTgsld341 | 1 | 0 | 3002.444 | 0 | GSLD | 8 | 0.57723 | 0.60437 | 0.83705 | 1.097 | 1.2026 | 1.2026 | 1.289 | 1.2891 | 1.2453 | 1.1192 | 0.77553 | 0.85362 | 180.1466 | 0 | 501.2817 | 0 | 0 | 0 | 1 | 0 | 0 | 1.0077
341 | HVAC | Room | High Efficiency PTAC | Retail | New | CrtNgsld341 | 1 | 0 | 3002.444 | 0 | GSLD | 8 | 0.57723 | 0.60437 | 0.83705 | 1.097 | 1.2026 | 1.2026 | 1.289 | 1.2891 | 1.2453 | 1.1192 | 0.77553 | 0.85362 | 180.1466 | 0 | 501.2817 | 0 | 0 | 0 | 1 | 0 | 0 | 1.0077
341 | HVAC | Room | High Efficiency PTAC | Schools K-12 | Turnover | CscTgsld341 | 1 | 0 | 3002.444 | 0 | GSLD | 8 | 0.57723 | 0.60437 | 0.83705 | 1.097 | 1.2026 | 1.2026 | 1.289 | 1.2891 | 1.2453 | 1.1192 | 0.77553 | 0.85362 | 180.1466 | 0 | 576.6023 | 0 | 0 | 0 | 1 | 0 | 0 | 1.0077
341 | HVAC | Room | High Efficiency PTAC | Schools K-12 | New | CscNgsld341 | 1 | 0 | 3002.444 | 0 | GSLD | 8 | 0.57723 | 0.60437 | 0.83705 | 1.097 | 1.2026 | 1.2026 | 1.289 | 1.2891 | 1.2453 | 1.1192 | 0.77553 | 0.85362 | 180.1466 | 0 | 576.6023 | 0 | 0 | 0 | 1 | 0 | 0 | 1.0077
341 | HVAC | Room | High Efficiency PTAC | Warehouse | Turnover | CwaTgsld341 | 1 | 0 | 3002.444 | 0 | GSLD | 8 | 0.57723 | 0.60437 | 0.83705 | 1.097 | 1.2026 | 1.2026 | 1.289 | 1.2891 | 1.2453 | 1.1192 | 0.77553 | 0.85362 | 180.1466 | 0 | 2628.361 | 0 | 0 | 0 | 1 | 0 | 0 | 1.0077
341 | HVAC | Room | High Efficiency PTAC | Warehouse | New | CwaNgsld341 | 1 | 0 | 3002.444 | 0 | GSLD | 8 | 0.57723 | 0.60437 | 0.83705 | 1.097 | 1.2026 | 1.2026 | 1.289 | 1.2891 | 1.2453 | 1.1192 | 0.77553 | 0.85362 | 180.1466 | 0 | 2628.361 | 0 | 0 | 0 | 1 | 0 | 0 | 1.0077
342 | HVAC | Room | High Efficiency PTHP | Assembly | Turnover | CasTgsld342 | 1 | 0.2764 | 3123.7683 | 0 | GSLD | 8 | 1.0063 | 0.98564 | 1.0265 | 1.0441 | 1.0994 | 1.0901 | 1.0679 | 1.0965 | 1.0642 | 1.0547 | 1.0277 | 1.0297 | 187.4261 | 0 | 611.3606 | 0 | 0 | 0 | 1 | 0 | 0 | 1.0494
342 | HVAC | Room | High Efficiency PTHP | Assembly | New | CasNgsld342 | 1 | 0.2764 | 3123.7683 | 0 | GSLD | 8 | 1.0063 | 0.98564 | 1.0265 | 1.0441 | 1.0994 | 1.0901 | 1.0679 | 1.0965 | 1.0642 | 1.0547 | 1.0277 | 1.0297 | 187.4261 | 0 | 611.3606 | 0 | 0 | 0 | 1 | 0 | 0 | 1.0494
342 | HVAC | Room | High Efficiency PTHP | College and University | Turnover | CcoTgsld342 | 1 | 0.034561 | 5111.775 | 0 | GSLD | 8 | 1.0063 | 0.98564 | 1.0265 | 1.0441 | 1.0994 | 1.0901 | 1.0679 | 1.0965 | 1.0642 | 1.0547 | 1.0277 | 1.0297 | 306.7065 | 0 | 905.2233 | 0 | 0 | 0 | 1 | 0 | 0 | 1.0494
342 | HVAC | Room | High Efficiency PTHP | College and University | New | CcoNgsld342 | 1 | 0.034561 | 5111.775 | 0 | GSLD | 8 | 1.0063 | 0.98564 | 1.0265 | 1.0441 | 1.0994 | 1.0901 | 1.0679 | 1.0965 | 1.0642 | 1.0547 | 1.0277 | 1.0297 | 306.7065 | 0 | 905.2233 | 0 | 0 | 0 | 1 | 0 | 0 | 1.0494
342 | HVAC | Room | High Efficiency PTHP | Data Center | Turnover | CdaTgsld342 | 1 | 0.033385 | 5105.6641 | 0 | GSLD | 8 | 1.0063 | 0.98564 | 1.0265 | 1.0441 | 1.0994 | 1.0901 | 1.0679 | 1.0965 | 1.0642 | 1.0547 | 1.0277 | 1.0297 | 306.3398 | 0 | 487.0628 | 0 | 0 | 0 | 1 | 0 | 0 | 1.0494
342 | HVAC | Room | High Efficiency PTHP | Data Center | New | CdaNgsld342 | 1 | 0.033385 | 5105.6641 | 0 | GSLD | 8 | 1.0063 | 0.98564 | 1.0265 | 1.0441 | 1.0994 | 1.0901 | 1.0679 | 1.0965 | 1.0642 | 1.0547 | 1.0277 | 1.0297 | 306.3398 | 0 | 487.0628 | 0 | 0 | 0 | 1 | 0 | 0 | 1.0494
342 | HVAC | Room | High Efficiency PTHP | Grocery | Turnover | CgrTgsld342 | 1 | 0.34231 | 3971.7566 | 0 | GSLD | 8 | 1.0063 | 0.98564 | 1.0265 | 1.0441 | 1.0994 | 1.0901 | 1.0679 | 1.0965 | 1.0642 | 1.0547 | 1.0277 | 1.0297 | 238.3054 | 0 | 1299.3422 | 0 | 0 | 0 | 1 | 0 | 0 | 1.0494
342 | HVAC | Room | High Efficiency PTHP | Grocery | New | CgrNgsld342 | 1 | 0.34231 | 3971.7566 | 0 | GSLD | 8 | 1.0063 | 0.98564 | 1.0265 | 1.0441 | 1.0994 | 1.0901 | 1.0679 | 1.0965 | 1.0642 | 1.0547 | 1.0277 | 1.0297 | 238.3054 | 0 | 1299.3422 | 0 | 0 | 0 | 1 | 0 | 0 | 1.0494
342 | HVAC | Room | High Efficiency PTHP | Healthcare | Turnover | CheTgsld342 | 1 | 0.027633 | 5075.766 | 0 | GSLD | 8 | 1.0063 | 0.98564 | 1.0265 | 1.0441 | 1.0994 | 1.0901 | 1.0679 | 1.0965 | 1.0642 | 1.0547 | 1.0277 | 1.0297 | 304.546 | 0 | 461.3682 | 0 | 0 | 0 | 1 | 0 | 0 | 1.0494
342 | HVAC | Room | High Efficiency PTHP | Healthcare | New | CheNgsld342 | 1 | 0.027633 | 5075.766 | 0 | GSLD | 8 | 1.0063 | 0.98564 | 1.0265 | 1.0441 | 1.0994 | 1.0901 | 1.0679 | 1.0965 | 1.0642 | 1.0547 | 1.0277 | 1.0297 | 304.546 | 0 | 461.3682 | 0 | 0 | 0 | 1 | 0 | 0 | 1.0494
342 | HVAC | Room | High Efficiency PTHP | Hospitals | Turnover | ChoTgsld342 | 1 | 0.033385 | 5105.6641 | 0 | GSLD | 8 | 1.0063 | 0.98564 | 1.0265 | 1.0441 | 1.0994 | 1.0901 | 1.0679 | 1.0965 | 1.0642 | 1.0547 | 1.0277 | 1.0297 | 306.3398 | 0 | 487.0628 | 0 | 0 | 0 | 1 | 0 | 0 | 1.0494
342 | HVAC | Room | High Efficiency PTHP | Hospitals | New | ChoNgsld342 | 1 | 0.033385 | 5105.6641 | 0 | GSLD | 8 | 1.0063 | 0.98564 | 1.0265 | 1.0441 | 1.0994 | 1.0901 | 1.0679 | 1.0965 | 1.0642 | 1.0547 | 1.0277 | 1.0297 | 306.3398 | 0 | 487.0628 | 0 | 0 | 0 | 1 | 0 | 0 | 1.0494
342 | HVAC | Room | High Efficiency PTHP | Institutional | Turnover | CinTgsld342 | 1 | 0.061261 | 5250.5544 | 0 | GSLD | 8 | 1.0063 | 0.98564 | 1.0265 | 1.0441 | 1.0994 | 1.0901 | 1.0679 | 1.0965 | 1.0642 | 1.0547 | 1.0277 | 1.0297 | 315.0333 | 0 | 1857.8131 | 0 | 0 | 0 | 1 | 0 | 0 | 1.0494
342 | HVAC | Room | High Efficiency PTHP | Institutional | New | CinNgsld342 | 1 | 0.061261 | 5250.5544 | 0 | GSLD | 8 | 1.0063 | 0.98564 | 1.0265 | 1.0441 | 1.0994 | 1.0901 | 1.0679 | 1.0965 | 1.0642 | 1.0547 | 1.0277 | 1.0297 | 315.0333 | 0 | 1857.8131 | 0 | 0 | 0 | 1 | 0 | 0 | 1.0494
342 | HVAC | Room | High Efficiency PTHP | Lodging/Hospitality | Turnover | CloTgsld342 | 1 | 0.087955 | 5355.1862 | 0 | GSLD | 8 | 1.0063 | 0.98564 | 1.0265 | 1.0441 | 1.0994 | 1.0901 | 1.0679 | 1.0965 | 1.0642 | 1.0547 | 1.0277 | 1.0297 | 321.3112 | 0 | 643.4424 | 0 | 0 | 0 | 1 | 0 | 0 | 1.0494
342 | HVAC | Room | High Efficiency PTHP | Lodging/Hospitality | New | CloNgsld342 | 1 | 0.087955 | 5355.1862 | 0 | GSLD | 8 | 1.0063 | 0.98564 | 1.0265 | 1.0441 | 1.0994 | 1.0901 | 1.0679 | 1.0965 | 1.0642 | 1.0547 | 1.0277 | 1.0297 | 321.3112 | 0 | 643.4424 | 0 | 0 | 0 | 1 | 0 | 0 | 1.0494
342 | HVAC | Room | High Efficiency PTHP | Miscellaneous | Turnover | CmiTgsld342 | 1 | 0.27001 | 3120.9637 | 0 | GSLD | 8 | 1.0063 | 0.98564 | 1.0265 | 1.0441 | 1.0994 | 1.0901 | 1.0679 | 1.0965 | 1.0642 | 1.0547 | 1.0277 | 1.0297 | 187.2578 | 0 | 1094.4201 | 0 | 0 | 0 | 1 | 0 | 0 | 1.0494
342 | HVAC | Room | High Efficiency PTHP | Miscellaneous | New | CmiNgsld342 | 1 | 0.27001 | 3120.9637 | 0 | GSLD | 8 | 1.0063 | 0.98564 | 1.0265 | 1.0441 | 1.0994 | 1.0901 | 1.0679 | 1.0965 | 1.0642 | 1.0547 | 1.0277 | 1.0297 | 187.2578 | 0 | 1094.4201 | 0 | 0 | 0 | 1 | 0 | 0 | 1.0494
342 | HVAC | Room | High Efficiency PTHP | Offices | Turnover | CofTgsld342 | 1 | 0.14512 | 3066.1439 | 0 | GSLD | 8 | 1.0063 | 0.98564 | 1.0265 | 1.0441 | 1.0994 | 1.0901 | 1.0679 | 1.0965 | 1.0642 | 1.0547 | 1.0277 | 1.0297 | 183.9686 | 0 | 543.1125 | 0 | 0 | 0 | 1 | 0 | 0 | 1.0494
342 | HVAC | Room | High Efficiency PTHP | Offices | New | CofNgsld342 | 1 | 0.14512 | 3066.1439 | 0 | GSLD | 8 | 1.0063 | 0.98564 | 1.0265 | 1.0441 | 1.0994 | 1.0901 | 1.0679 | 1.0965 | 1.0642 | 1.0547 | 1.0277 | 1.0297 | 183.9686 | 0 | 543.1125 | 0 | 0 | 0 | 1 | 0 | 0 | 1.0494
342 | HVAC | Room | High Efficiency PTHP | Restaurants | Turnover | CreTgsld342 | 1 | 0.24876 | 3850.0314 | 0 | GSLD | 8 | 1.0063 | 0.98564 | 1.0265 | 1.0441 | 1.0994 | 1.0901 | 1.0679 | 1.0965 | 1.0642 | 1.0547 | 1.0277 | 1.0297 | 231.0019 | 0 | 442.9231 | 0 | 0 | 0 | 1 | 0 | 0 | 1.0494
342 | HVAC | Room | High Efficiency PTHP | Restaurants | New | CreNgsld342 | 1 | 0.24876 | 3850.0314 | 0 | GSLD | 8 | 1.0063 | 0.98564 | 1.0265 | 1.0441 | 1.0994 | 1.0901 | 1.0679 | 1.0965 | 1.0642 | 1.0547 | 1.0277 | 1.0297 | 231.0019 | 0 | 442.9231 | 0 | 0 | 0 | 1 | 0 | 0 | 1.0494
342 | HVAC | Room | High Efficiency PTHP | Retail | Turnover | CrtTgsld342 | 1 | 0.50432 | 3223.8153 | 0 | GSLD | 8 | 1.0063 | 0.98564 | 1.0265 | 1.0441 | 1.0994 | 1.0901 | 1.0679 | 1.0965 | 1.0642 | 1.0547 | 1.0277 | 1.0297 | 193.4289 | 0 | 481.1609 | 0 | 0 | 0 | 1 | 0 | 0 | 1.0494
342 | HVAC | Room | High Efficiency PTHP | Retail | New | CrtNgsld342 | 1 | 0.50432 | 3223.8153 | 0 | GSLD | 8 | 1.0063 | 0.98564 | 1.0265 | 1.0441 | 1.0994 | 1.0901 | 1.0679 | 1.0965 | 1.0642 | 1.0547 | 1.0277 | 1.0297 | 193.4289 | 0 | 481.1609 | 0 | 0 | 0 | 1 | 0 | 0 | 1.0494
342 | HVAC | Room | High Efficiency PTHP | Schools K-12 | Turnover | CscTgsld342 | 1 | 0.53464 | 3237.1272 | 0 | GSLD | 8 | 1.0063 | 0.98564 | 1.0265 | 1.0441 | 1.0994 | 1.0901 | 1.0679 | 1.0965 | 1.0642 | 1.0547 | 1.0277 | 1.0297 | 194.2276 | 0 | 553.4578 | 0 | 0 | 0 | 1 | 0 | 0 | 1.0494
342 | HVAC | Room | High Efficiency PTHP | Schools K-12 | New | CscNgsld342 | 1 | 0.53464 | 3237.1272 | 0 | GSLD | 8 | 1.0063 | 0.98564 | 1.0265 | 1.0441 | 1.0994 | 1.0901 | 1.0679 | 1.0965 | 1.0642 | 1.0547 | 1.0277 | 1.0297 | 194.2276 | 0 | 553.4578 | 0 | 0 | 0 | 1 | 0 | 0 | 1.0494
342 | HVAC | Room | High Efficiency PTHP | Warehouse | Turnover | CwaTgsld342 | 1 | 0.62239 | 3275.6423 | 0 | GSLD | 8 | 1.0063 | 0.98564 | 1.0265 | 1.0441 | 1.0994 | 1.0901 | 1.0679 | 1.0965 | 1.0642 | 1.0547 | 1.0277 | 1.0297 | 196.5385 | 0 | 2522.7335 | 0 | 0 | 0 | 1 | 0 | 0 | 1.0494
342 | HVAC | Room | High Efficiency PTHP | Warehouse | New | CwaNgsld342 | 1 | 0.62239 | 3275.6423 | 0 | GSLD | 8 | 1.0063 | 0.98564 | 1.0265 | 1.0441 | 1.0994 | 1.0901 | 1.0679 | 1.0965 | 1.0642 | 1.0547 | 1.0277 | 1.0297 | 196.5385 | 0 | 2522.7335 | 0 | 0 | 0 | 1 | 0 | 0 | 1.0494
343 | HVAC | Room | Variable Refrigerant Flow (VRF) HVAC Systems | Assembly | Turnover | CasTgsld343 | 1 | 0.2347 | 3105.466 | 0 | GSLD | 15 | 0.57723 | 0.60437 | 0.83705 | 1.097 | 1.2026 | 1.2026 | 1.289 | 1.2891 | 1.2453 | 1.1192 | 0.77553 | 0.85362 | 186.328 | 0 | 3971.7476 | 0 | 0 | 0 | 1 | 0 | 0 | 1.0077
343 | HVAC | Room | Variable Refrigerant Flow (VRF) HVAC Systems | Assembly | New | CasNgsld343 | 1 | 0.2347 | 3105.466 | 0 | GSLD | 15 | 0.57723 | 0.60437 | 0.83705 | 1.097 | 1.2026 | 1.2026 | 1.289 | 1.2891 | 1.2453 | 1.1192 | 0.77553 | 0.85362 | 186.328 | 0 | 3971.7476 | 0 | 0 | 0 | 1 | 0 | 0 | 1.0077
343 | HVAC | Room | Variable Refrigerant Flow (VRF) HVAC Systems | College and University | Turnover | CcoTgsld343 | 1 | 0.029347 | 5084.6747 | 0 | GSLD | 15 | 0.57723 | 0.60437 | 0.83705 | 1.097 | 1.2026 | 1.2026 | 1.289 | 1.2891 | 1.2453 | 1.1192 | 0.77553 | 0.85362 | 305.0805 | 0 | 5880.8159 | 0 | 0 | 0 | 1 | 0 | 0 | 1.0077
343 | HVAC | Room | Variable Refrigerant Flow (VRF) HVAC Systems | College and University | New | CcoNgsld343 | 1 | 0.029347 | 5084.6747 | 0 | GSLD | 15 | 0.57723 | 0.60437 | 0.83705 | 1.097 | 1.2026 | 1.2026 | 1.289 | 1.2891 | 1.2453 | 1.1192 | 0.77553 | 0.85362 | 305.0805 | 0 | 5880.8159 | 0 | 0 | 0 | 1 | 0 | 0 | 1.0077
343 | HVAC | Room | Variable Refrigerant Flow (VRF) HVAC Systems | Data Center | Turnover | CdaTgsld343 | 1 | 0.028352 | 5079.501 | 0 | GSLD | 15 | 0.57723 | 0.60437 | 0.83705 | 1.097 | 1.2026 | 1.2026 | 1.289 | 1.2891 | 1.2453 | 1.1192 | 0.77553 | 0.85362 | 304.7701 | 0 | 3164.2204 | 0 | 0 | 0 | 1 | 0 | 0 | 1.0077
343 | HVAC | Room | Variable Refrigerant Flow (VRF) HVAC Systems | Data Center | New | CdaNgsld343 | 1 | 0.028352 | 5079.501 | 0 | GSLD | 15 | 0.57723 | 0.60437 | 0.83705 | 1.097 | 1.2026 | 1.2026 | 1.289 | 1.2891 | 1.2453 | 1.1192 | 0.77553 | 0.85362 | 304.7701 | 0 | 3164.2204 | 0 | 0 | 0 | 1 | 0 | 0 | 1.0077
343 | HVAC | Room | Variable Refrigerant Flow (VRF) HVAC Systems | Grocery | Turnover | CgrTgsld343 | 1 | 0.29067 | 3904.5595 | 0 | GSLD | 15 | 0.57723 | 0.60437 | 0.83705 | 1.097 | 1.2026 | 1.2026 | 1.289 | 1.2891 | 1.2453 | 1.1192 | 0.77553 | 0.85362 | 234.2736 | 0 | 8441.3368 | 0 | 0 | 0 | 1 | 0 | 0 | 1.0077
343 | HVAC | Room | Variable Refrigerant Flow (VRF) HVAC Systems | Grocery | New | CgrNgsld343 | 1 | 0.29067 | 3904.5595 | 0 | GSLD | 15 | 0.57723 | 0.60437 | 0.83705 | 1.097 | 1.2026 | 1.2026 | 1.289 | 1.2891 | 1.2453 | 1.1192 | 0.77553 | 0.85362 | 234.2736 | 0 | 8441.3368 | 0 | 0 | 0 | 1 | 0 | 0 | 1.0077
343 | HVAC | Room | Variable Refrigerant Flow (VRF) HVAC Systems | Healthcare | Turnover | CheTgsld343 | 1 | 0.023456 | 5054.0541 | 0 | GSLD | 15 | 0.57723 | 0.60437 | 0.83705 | 1.097 | 1.2026 | 1.2026 | 1.289 | 1.2891 | 1.2453 | 1.1192 | 0.77553 | 0.85362 | 303.2432 | 0 | 2997.2698 | 0 | 0 | 0 | 1 | 0 | 0 | 1.0077
343 | HVAC | Room | Variable Refrigerant Flow (VRF) HVAC Systems | Healthcare | New | CheNgsld343 | 1 | 0.023456 | 5054.0541 | 0 | GSLD | 15 | 0.57723 | 0.60437 | 0.83705 | 1.097 | 1.2026 | 1.2026 | 1.289 | 1.2891 | 1.2453 | 1.1192 | 0.77553 | 0.85362 | 303.2432 | 0 | 2997.2698 | 0 | 0 | 0 | 1 | 0 | 0 | 1.0077
343 | HVAC | Room | Variable Refrigerant Flow (VRF) HVAC Systems | Hospitals | Turnover | ChoTgsld343 | 1 | 0.028352 | 5079.501 | 0 | GSLD | 15 | 0.57723 | 0.60437 | 0.83705 | 1.097 | 1.2026 | 1.2026 | 1.289 | 1.2891 | 1.2453 | 1.1192 | 0.77553 | 0.85362 | 304.7701 | 0 | 3164.2204 | 0 | 0 | 0 | 1 | 0 | 0 | 1.0077
343 | HVAC | Room | Variable Refrigerant Flow (VRF) HVAC Systems | Hospitals | New | ChoNgsld343 | 1 | 0.028352 | 5079.501 | 0 | GSLD | 15 | 0.57723 | 0.60437 | 0.83705 | 1.097 | 1.2026 | 1.2026 | 1.289 | 1.2891 | 1.2453 | 1.1192 | 0.77553 | 0.85362 | 304.7701 | 0 | 3164.2204 | 0 | 0 | 0 | 1 | 0 | 0 | 1.0077
343 | HVAC | Room | Variable Refrigerant Flow (VRF) HVAC Systems | Institutional | Turnover | CinTgsld343 | 1 | 0.052014 | 5202.489 | 0 | GSLD | 15 | 0.57723 | 0.60437 | 0.83705 | 1.097 | 1.2026 | 1.2026 | 1.289 | 1.2891 | 1.2453 | 1.1192 | 0.77553 | 0.85362 | 312.1493 | 0 | 12069.0581 | 0 | 0 | 0 | 1 | 0 | 0 | 1.0077
343 | HVAC | Room | Variable Refrigerant Flow (VRF) HVAC Systems | Institutional | New | CinNgsld343 | 1 | 0.052014 | 5202.489 | 0 | GSLD | 15 | 0.57723 | 0.60437 | 0.83705 | 1.097 | 1.2026 | 1.2026 | 1.289 | 1.2891 | 1.2453 | 1.1192 | 0.77553 | 0.85362 | 312.1493 | 0 | 12069.0581 | 0 | 0 | 0 | 1 | 0 | 0 | 1.0077
343 | HVAC | Room | Variable Refrigerant Flow (VRF) HVAC Systems | Lodging/Hospitality | Turnover | CloTgsld343 | 1 | 0.074672 | 5335.0206 | 0 | GSLD | 15 | 0.57723 | 0.60437 | 0.83705 | 1.097 | 1.2026 | 1.2026 | 1.289 | 1.2891 | 1.2453 | 1.1192 | 0.77553 | 0.85362 | 320.1012 | 0 | 4180.1467 | 0 | 0 | 0 | 1 | 0 | 0 | 1.0077
343 | HVAC | Room | Variable Refrigerant Flow (VRF) HVAC Systems | Lodging/Hospitality | New | CloNgsld343 | 1 | 0.074672 | 5335.0206 | 0 | GSLD | 15 | 0.57723 | 0.60437 | 0.83705 | 1.097 | 1.2026 | 1.2026 | 1.289 | 1.2891 | 1.2453 | 1.1192 | 0.77553 | 0.85362 | 320.1012 | 0 | 4180.1467 | 0 | 0 | 0 | 1 | 0 | 0 | 1.0077
343 | HVAC | Room | Variable Refrigerant Flow (VRF) HVAC Systems | Miscellaneous | Turnover | CmiTgsld343 | 1 | 0.22918 | 3103.0449 | 0 | GSLD | 15 | 0.57723 | 0.60437 | 0.83705 | 1.097 | 1.2026 | 1.2026 | 1.289 | 1.2891 | 1.2453 | 1.1192 | 0.77553 | 0.85362 | 186.1827 | 0 | 7109.8198 | 0 | 0 | 0 | 1 | 0 | 0 | 1.0077
343 | HVAC | Room | Variable Refrigerant Flow (VRF) HVAC Systems | Miscellaneous | New | CmiNgsld343 | 1 | 0.22918 | 3103.0449 | 0 | GSLD | 15 | 0.57723 | 0.60437 | 0.83705 | 1.097 | 1.2026 | 1.2026 | 1.289 | 1.2891 | 1.2453 | 1.1192 | 0.77553 | 0.85362 | 186.1827 | 0 | 7109.8198 | 0 | 0 | 0 | 1 | 0 | 0 | 1.0077
343 | HVAC | Room | Variable Refrigerant Flow (VRF) HVAC Systems | Offices | Turnover | CofTgsld343 | 1 | 0.1232 | 3056.5234 | 0 | GSLD | 15 | 0.57723 | 0.60437 | 0.83705 | 1.097 | 1.2026 | 1.2026 | 1.289 | 1.2891 | 1.2453 | 1.1192 | 0.77553 | 0.85362 | 183.3914 | 0 | 3528.3291 | 0 | 0 | 0 | 1 | 0 | 0 | 1.0077
343 | HVAC | Room | Variable Refrigerant Flow (VRF) HVAC Systems | Offices | New | CofNgsld343 | 1 | 0.1232 | 3056.5234 | 0 | GSLD | 15 | 0.57723 | 0.60437 | 0.83705 | 1.097 | 1.2026 | 1.2026 | 1.289 | 1.2891 | 1.2453 | 1.1192 | 0.77553 | 0.85362 | 183.3914 | 0 | 3528.3291 | 0 | 0 | 0 | 1 | 0 | 0 | 1.0077
343 | HVAC | Room | Variable Refrigerant Flow (VRF) HVAC Systems | Restaurants | Turnover | CreTgsld343 | 1 | 0.21119 | 3801.1529 | 0 | GSLD | 15 | 0.57723 | 0.60437 | 0.83705 | 1.097 | 1.2026 | 1.2026 | 1.289 | 1.2891 | 1.2453 | 1.1192 | 0.77553 | 0.85362 | 228.0692 | 0 | 2877.4373 | 0 | 0 | 0 | 1 | 0 | 0 | 1.0077
343 | HVAC | Room | Variable Refrigerant Flow (VRF) HVAC Systems | Restaurants | New | CreNgsld343 | 1 | 0.21119 | 3801.1529 | 0 | GSLD | 15 | 0.57723 | 0.60437 | 0.83705 | 1.097 | 1.2026 | 1.2026 | 1.289 | 1.2891 | 1.2453 | 1.1192 | 0.77553 | 0.85362 | 228.0692 | 0 | 2877.4373 | 0 | 0 | 0 | 1 | 0 | 0 | 1.0077
343 | HVAC | Room | Variable Refrigerant Flow (VRF) HVAC Systems | Retail | Turnover | CrtTgsld343 | 1 | 0.42821 | 3190.4079 | 0 | GSLD | 15 | 0.57723 | 0.60437 | 0.83705 | 1.097 | 1.2026 | 1.2026 | 1.289 | 1.2891 | 1.2453 | 1.1192 | 0.77553 | 0.85362 | 191.4245 | 0 | 3125.8992 | 0 | 0 | 0 | 1 | 0 | 0 | 1.0077
343 | HVAC | Room | Variable Refrigerant Flow (VRF) HVAC Systems | Retail | New | CrtNgsld343 | 1 | 0.42821 | 3190.4079 | 0 | GSLD | 15 | 0.57723 | 0.60437 | 0.83705 | 1.097 | 1.2026 | 1.2026 | 1.289 | 1.2891 | 1.2453 | 1.1192 | 0.77553 | 0.85362 | 191.4245 | 0 | 3125.8992 | 0 | 0 | 0 | 1 | 0 | 0 | 1.0077
343 | HVAC | Room | Variable Refrigerant Flow (VRF) HVAC Systems | Schools K-12 | Turnover | CscTgsld343 | 1 | 0.45392 | 3201.6929 | 0 | GSLD | 15 | 0.57723 | 0.60437 | 0.83705 | 1.097 | 1.2026 | 1.2026 | 1.289 | 1.2891 | 1.2453 | 1.1192 | 0.77553 | 0.85362 | 192.1016 | 0 | 3595.5463 | 0 | 0 | 0 | 1 | 0 | 0 | 1.0077
343 | HVAC | Room | Variable Refrigerant Flow (VRF) HVAC Systems | Schools K-12 | New | CscNgsld343 | 1 | 0.45392 | 3201.6929 | 0 | GSLD | 15 | 0.57723 | 0.60437 | 0.83705 | 1.097 | 1.2026 | 1.2026 | 1.289 | 1.2891 | 1.2453 | 1.1192 | 0.77553 | 0.85362 | 192.1016 | 0 | 3595.5463 | 0 | 0 | 0 | 1 | 0 | 0 | 1.0077
343 | HVAC | Room | Variable Refrigerant Flow (VRF) HVAC Systems | Warehouse | Turnover | CwaTgsld343 | 1 | 0.52832 | 3234.3496 | 0 | GSLD | 15 | 0.57723 | 0.60437 | 0.83705 | 1.097 | 1.2026 | 1.2026 | 1.289 | 1.2891 | 1.2453 | 1.1192 | 0.77553 | 0.85362 | 194.061 | 0 | 16389.5818 | 0 | 0 | 0 | 1 | 0 | 0 | 1.0077
343 | HVAC | Room | Variable Refrigerant Flow (VRF) HVAC Systems | Warehouse | New | CwaNgsld343 | 1 | 0.52832 | 3234.3496 | 0 | GSLD | 15 | 0.57723 | 0.60437 | 0.83705 | 1.097 | 1.2026 | 1.2026 | 1.289 | 1.2891 | 1.2453 | 1.1192 | 0.77553 | 0.85362 | 194.061 | 0 | 16389.5818 | 0 | 0 | 0 | 1 | 0 | 0 | 1.0077
344 | HVAC | Sealing | Air Curtains | Assembly | Existing | CasEgsld344 | 1 | 173.2213 | 79038.3601 | 0 | GSLD | 15 | 0.536 | 0.638 | 0.811 | 0.882 | 1.033 | 1.022 | 1.038 | 1.051 | 1.035 | 1.017 | 0.878 | 0.562 | 4742.3016 | 0 | 3610731.2023 | 0 | 0 | 0 | 1 | 0 | 0 | 0.87525
344 | HVAC | Sealing | Air Curtains | Assembly | New | CasNgsld344 | 1 | 173.2213 | 79038.3601 | 0 | GSLD | 15 | 0.536 | 0.638 | 0.811 | 0.882 | 1.033 | 1.022 | 1.038 | 1.051 | 1.035 | 1.017 | 0.878 | 0.562 | 4742.3016 | 0 | 3610731.2023 | 0 | 0 | 0 | 1 | 0 | 0 | 0.87525
344 | HVAC | Sealing | Air Curtains | College and University | Existing | CcoEgsld344 | 1 | 24.0304 | 129836.8552 | 0 | GSLD | 15 | 0.536 | 0.638 | 0.811 | 0.882 | 1.033 | 1.022 | 1.038 | 1.051 | 1.035 | 1.017 | 0.878 | 0.562 | 7790.2113 | 0 | 5931372.863 | 0 | 0 | 0 | 1 | 0 | 0 | 0.87525
344 | HVAC | Sealing | Air Curtains | College and University | New | CcoNgsld344 | 1 | 24.0304 | 129836.8552 | 0 | GSLD | 15 | 0.536 | 0.638 | 0.811 | 0.882 | 1.033 | 1.022 | 1.038 | 1.051 | 1.035 | 1.017 | 0.878 | 0.562 | 7790.2113 | 0 | 5931372.863 | 0 | 0 | 0 | 1 | 0 | 0 | 0.87525
344 | HVAC | Sealing | Air Curtains | Data Center | Existing | CdaEgsld344 | 1 | 24.0304 | 129836.8552 | 0 | GSLD | 15 | 0.536 | 0.638 | 0.811 | 0.882 | 1.033 | 1.022 | 1.038 | 1.051 | 1.035 | 1.017 | 0.878 | 0.562 | 7790.2113 | 0 | 5931372.863 | 0 | 0 | 0 | 1 | 0 | 0 | 0.87525
344 | HVAC | Sealing | Air Curtains | Data Center | New | CdaNgsld344 | 1 | 24.0304 | 129836.8552 | 0 | GSLD | 15 | 0.536 | 0.638 | 0.811 | 0.882 | 1.033 | 1.022 | 1.038 | 1.051 | 1.035 | 1.017 | 0.878 | 0.562 | 7790.2113 | 0 | 5931372.863 | 0 | 0 | 0 | 1 | 0 | 0 | 0.87525
344 | HVAC | Sealing | Air Curtains | Grocery | Existing | CgrEgsld344 | 1 | 68.6335 | 92830.1636 | 0 | GSLD | 15 | 0.536 | 0.638 | 0.811 | 0.882 | 1.033 | 1.022 | 1.038 | 1.051 | 1.035 | 1.017 | 0.878 | 0.562 | 5569.8098 | 0 | 4240785.9651 | 0 | 0 | 0 | 1 | 0 | 0 | 0.87525
344 | HVAC | Sealing | Air Curtains | Grocery | New | CgrNgsld344 | 1 | 68.6335 | 92830.1636 | 0 | GSLD | 15 | 0.536 | 0.638 | 0.811 | 0.882 | 1.033 | 1.022 | 1.038 | 1.051 | 1.035 | 1.017 | 0.878 | 0.562 | 5569.8098 | 0 | 4240785.9651 | 0 | 0 | 0 | 1 | 0 | 0 | 0.87525
344 | HVAC | Sealing | Air Curtains | Healthcare | Existing | CheEgsld344 | 1 | 24.0304 | 129836.8552 | 0 | GSLD | 15 | 0.536 | 0.638 | 0.811 | 0.882 | 1.033 | 1.022 | 1.038 | 1.051 | 1.035 | 1.017 | 0.878 | 0.562 | 7790.2113 | 0 | 5931372.863 | 0 | 0 | 0 | 1 | 0 | 0 | 0.87525
344 | HVAC | Sealing | Air Curtains | Healthcare | New | CheNgsld344 | 1 | 24.0304 | 129836.8552 | 0 | GSLD | 15 | 0.536 | 0.638 | 0.811 | 0.882 | 1.033 | 1.022 | 1.038 | 1.051 | 1.035 | 1.017 | 0.878 | 0.562 | 7790.2113 | 0 | 5931372.863 | 0 | 0 | 0 | 1 | 0 | 0 | 0.87525
344 | HVAC | Sealing | Air Curtains | Hospitals | Existing | ChoEgsld344 | 1 | 24.0304 | 129836.8552 | 0 | GSLD | 15 | 0.536 | 0.638 | 0.811 | 0.882 | 1.033 | 1.022 | 1.038 | 1.051 | 1.035 | 1.017 | 0.878 | 0.562 | 7790.2113 | 0 | 5931372.863 | 0 | 0 | 0 | 1 | 0 | 0 | 0.87525
344 | HVAC | Sealing | Air Curtains | Hospitals | New | ChoNgsld344 | 1 | 24.0304 | 129836.8552 | 0 | GSLD | 15 | 0.536 | 0.638 | 0.811 | 0.882 | 1.033 | 1.022 | 1.038 | 1.051 | 1.035 | 1.017 | 0.878 | 0.562 | 7790.2113 | 0 | 5931372.863 | 0 | 0 | 0 | 1 | 0 | 0 | 0.87525
344 | HVAC | Sealing | Air Curtains | Institutional | Existing | CinEgsld344 | 1 | 24.0304 | 129836.8552 | 0 | GSLD | 15 | 0.536 | 0.638 | 0.811 | 0.882 | 1.033 | 1.022 | 1.038 | 1.051 | 1.035 | 1.017 | 0.878 | 0.562 | 7790.2113 | 0 | 5931372.863 | 0 | 0 | 0 | 1 | 0 | 0 | 0.87525
344 | HVAC | Sealing | Air Curtains | Institutional | New | CinNgsld344 | 1 | 24.0304 | 129836.8552 | 0 | GSLD | 15 | 0.536 | 0.638 | 0.811 | 0.882 | 1.033 | 1.022 | 1.038 | 1.051 | 1.035 | 1.017 | 0.878 | 0.562 | 7790.2113 | 0 | 5931372.863 | 0 | 0 | 0 | 1 | 0 | 0 | 0.87525
344 | HVAC | Sealing | Air Curtains | Lodging/Hospitality | Existing | CloEgsld344 | 1 | 87.105 | 137458.4429 | 0 | GSLD | 15 | 0.536 | 0.638 | 0.811 | 0.882 | 1.033 | 1.022 | 1.038 | 1.051 | 1.035 | 1.017 | 0.878 | 0.562 | 8247.5066 | 0 | 6279551.9546 | 0 | 0 | 0 | 1 | 0 | 0 | 0.87525
344 | HVAC | Sealing | Air Curtains | Lodging/Hospitality | New | CloNgsld344 | 1 | 87.105 | 137458.4429 | 0 | GSLD | 15 | 0.536 | 0.638 | 0.811 | 0.882 | 1.033 | 1.022 | 1.038 | 1.051 | 1.035 | 1.017 | 0.878 | 0.562 | 8247.5066 | 0 | 6279551.9546 | 0 | 0 | 0 | 1 | 0 | 0 | 0.87525
344 | HVAC | Sealing | Air Curtains | Miscellaneous | Existing | CmiEgsld344 | 1 | 173.2213 | 79038.3601 | 0 | GSLD | 15 | 0.536 | 0.638 | 0.811 | 0.882 | 1.033 | 1.022 | 1.038 | 1.051 | 1.035 | 1.017 | 0.878 | 0.562 | 4742.3016 | 0 | 3610731.2023 | 0 | 0 | 0 | 1 | 0 | 0 | 0.87525
344 | HVAC | Sealing | Air Curtains | Miscellaneous | New | CmiNgsld344 | 1 | 173.2213 | 79038.3601 | 0 | GSLD | 15 | 0.536 | 0.638 | 0.811 | 0.882 | 1.033 | 1.022 | 1.038 | 1.051 | 1.035 | 1.017 | 0.878 | 0.562 | 4742.3016 | 0 | 3610731.2023 | 0 | 0 | 0 | 1 | 0 | 0 | 0.87525
344 | HVAC | Sealing | Air Curtains | Offices | Existing | CofEgsld344 | 1 | 173.2213 | 79038.3601 | 0 | GSLD | 15 | 0.536 | 0.638 | 0.811 | 0.882 | 1.033 | 1.022 | 1.038 | 1.051 | 1.035 | 1.017 | 0.878 | 0.562 | 4742.3016 | 0 | 3610731.2023 | 0 | 0 | 0 | 1 | 0 | 0 | 0.87525
344 | HVAC | Sealing | Air Curtains | Offices | New | CofNgsld344 | 1 | 173.2213 | 79038.3601 | 0 | GSLD | 15 | 0.536 | 0.638 | 0.811 | 0.882 | 1.033 | 1.022 | 1.038 | 1.051 | 1.035 | 1.017 | 0.878 | 0.562 | 4742.3016 | 0 | 3610731.2023 | 0 | 0 | 0 | 1 | 0 | 0 | 0.87525
344 | HVAC | Sealing | Air Curtains | Restaurants | Existing | CreEgsld344 | 1 | 68.6335 | 92830.1636 | 0 | GSLD | 15 | 0.536 | 0.638 | 0.811 | 0.882 | 1.033 | 1.022 | 1.038 | 1.051 | 1.035 | 1.017 | 0.878 | 0.562 | 5569.8098 | 0 | 4240785.9651 | 0 | 0 | 0 | 1 | 0 | 0 | 0.87525
344 | HVAC | Sealing | Air Curtains | Restaurants | New | CreNgsld344 | 1 | 68.6335 | 92830.1636 | 0 | GSLD | 15 | 0.536 | 0.638 | 0.811 | 0.882 | 1.033 | 1.022 | 1.038 | 1.051 | 1.035 | 1.017 | 0.878 | 0.562 | 5569.8098 | 0 | 4240785.9651 | 0 | 0 | 0 | 1 | 0 | 0 | 0.87525
344 | HVAC | Sealing | Air Curtains | Retail | Existing | CrtEgsld344 | 1 | 173.2213 | 79038.3601 | 0 | GSLD | 15 | 0.536 | 0.638 | 0.811 | 0.882 | 1.033 | 1.022 | 1.038 | 1.051 | 1.035 | 1.017 | 0.878 | 0.562 | 4742.3016 | 0 | 3610731.2023 | 0 | 0 | 0 | 1 | 0 | 0 | 0.87525
344 | HVAC | Sealing | Air Curtains | Retail | New | CrtNgsld344 | 1 | 173.2213 | 79038.3601 | 0 | GSLD | 15 | 0.536 | 0.638 | 0.811 | 0.882 | 1.033 | 1.022 | 1.038 | 1.051 | 1.035 | 1.017 | 0.878 | 0.562 | 4742.3016 | 0 | 3610731.2023 | 0 | 0 | 0 | 1 | 0 | 0 | 0.87525
344 | HVAC | Sealing | Air Curtains | Schools K-12 | Existing | CscEgsld344 | 1 | 173.2213 | 79038.3601 | 0 | GSLD | 15 | 0.536 | 0.638 | 0.811 | 0.882 | 1.033 | 1.022 | 1.038 | 1.051 | 1.035 | 1.017 | 0.878 | 0.562 | 4742.3016 | 0 | 3610731.2023 | 0 | 0 | 0 | 1 | 0 | 0 | 0.87525
344 | HVAC | Sealing | Air Curtains | Schools K-12 | New | CscNgsld344 | 1 | 173.2213 | 79038.3601 | 0 | GSLD | 15 | 0.536 | 0.638 | 0.811 | 0.882 | 1.033 | 1.022 | 1.038 | 1.051 | 1.035 | 1.017 | 0.878 | 0.562 | 4742.3016 | 0 | 3610731.2023 | 0 | 0 | 0 | 1 | 0 | 0 | 0.87525
344 | HVAC | Sealing | Air Curtains | Warehouse | Existing | CwaEgsld344 | 1 | 173.2213 | 79038.3601 | 0 | GSLD | 15 | 0.536 | 0.638 | 0.811 | 0.882 | 1.033 | 1.022 | 1.038 | 1.051 | 1.035 | 1.017 | 0.878 | 0.562 | 4742.3016 | 0 | 3610731.2023 | 0 | 0 | 0 | 1 | 0 | 0 | 0.87525
344 | HVAC | Sealing | Air Curtains | Warehouse | New | CwaNgsld344 | 1 | 173.2213 | 79038.3601 | 0 | GSLD | 15 | 0.536 | 0.638 | 0.811 | 0.882 | 1.033 | 1.022 | 1.038 | 1.051 | 1.035 | 1.017 | 0.878 | 0.562 | 4742.3016 | 0 | 3610731.2023 | 0 | 0 | 0 | 1 | 0 | 0 | 0.87525
345 | HVAC | Space Cooling | Data Center Hot Cold Aisle | Data Center | Existing | CdaEgsld345 | 1 | 1.0631 | 9009.009 | 0 | GSLD | 15 | 1 | 1 | 1 | 1 | 1 | 1 | 1 | 1 | 1 | 1 | 1 | 1 | 453.0018 | 0 | 24217.7662 | 0 | 0 | 0 | 1 | 0 | 0 | 1
345 | HVAC | Space Cooling | Data Center Hot Cold Aisle | Data Center | New | CdaNgsld345 | 1 | 1.0631 | 9009.009 | 0 | GSLD | 15 | 1 | 1 | 1 | 1 | 1 | 1 | 1 | 1 | 1 | 1 | 1 | 1 | 453.0018 | 0 | 24217.7662 | 0 | 0 | 0 | 1 | 0 | 0 | 1
346 | HVAC | Space Cooling | High Efficiency Data Center Cooling | Assembly | Turnover | CasTgsld346 | 1 | 0 | 3002.444 | 0 | GSLD | 15 | 1 | 1 | 1 | 1 | 1 | 1 | 1 | 1 | 1 | 1 | 1 | 1 | 180.1466 | 0 | 4863.9593 | 0 | 0 | 0 | 1 | 0 | 0 | 1
346 | HVAC | Space Cooling | High Efficiency Data Center Cooling | Assembly | New | CasNgsld346 | 1 | 0 | 3002.444 | 0 | GSLD | 15 | 1 | 1 | 1 | 1 | 1 | 1 | 1 | 1 | 1 | 1 | 1 | 1 | 180.1466 | 0 | 4863.9593 | 0 | 0 | 0 | 1 | 0 | 0 | 1
346 | HVAC | Space Cooling | High Efficiency Data Center Cooling | College and University | Turnover | CcoTgsld346 | 1 | 0 | 4932.1338 | 0 | GSLD | 15 | 1 | 1 | 1 | 1 | 1 | 1 | 1 | 1 | 1 | 1 | 1 | 1 | 295.928 | 0 | 7990.0568 | 0 | 0 | 0 | 1 | 0 | 0 | 1
346 | HVAC | Space Cooling | High Efficiency Data Center Cooling | College and University | New | CcoNgsld346 | 1 | 0 | 4932.1338 | 0 | GSLD | 15 | 1 | 1 | 1 | 1 | 1 | 1 | 1 | 1 | 1 | 1 | 1 | 1 | 295.928 | 0 | 7990.0568 | 0 | 0 | 0 | 1 | 0 | 0 | 1
346 | HVAC | Space Cooling | High Efficiency Data Center Cooling | Data Center | Turnover | CdaTgsld346 | 1 | 0 | 4932.1338 | 0 | GSLD | 15 | 1 | 1 | 1 | 1 | 1 | 1 | 1 | 1 | 1 | 1 | 1 | 1 | 295.928 | 0 | 7990.0568 | 0 | 0 | 0 | 1 | 0 | 0 | 1
346 | HVAC | Space Cooling | High Efficiency Data Center Cooling | Data Center | New | CdaNgsld346 | 1 | 0 | 4932.1338 | 0 | GSLD | 15 | 1 | 1 | 1 | 1 | 1 | 1 | 1 | 1 | 1 | 1 | 1 | 1 | 295.928 | 0 | 7990.0568 | 0 | 0 | 0 | 1 | 0 | 0 | 1
346 | HVAC | Space Cooling | High Efficiency Data Center Cooling | Grocery | Turnover | CgrTgsld346 | 1 | 0 | 3526.3542 | 0 | GSLD | 15 | 1 | 1 | 1 | 1 | 1 | 1 | 1 | 1 | 1 | 1 | 1 | 1 | 211.5813 | 0 | 5712.6965 | 0 | 0 | 0 | 1 | 0 | 0 | 1
346 | HVAC | Space Cooling | High Efficiency Data Center Cooling | Grocery | New | CgrNgsld346 | 1 | 0 | 3526.3542 | 0 | GSLD | 15 | 1 | 1 | 1 | 1 | 1 | 1 | 1 | 1 | 1 | 1 | 1 | 1 | 211.5813 | 0 | 5712.6965 | 0 | 0 | 0 | 1 | 0 | 0 | 1
346 | HVAC | Space Cooling | High Efficiency Data Center Cooling | Healthcare | Turnover | CheTgsld346 | 1 | 0 | 4932.1338 | 0 | GSLD | 15 | 1 | 1 | 1 | 1 | 1 | 1 | 1 | 1 | 1 | 1 | 1 | 1 | 295.928 | 0 | 7990.0516 | 0 | 0 | 0 | 1 | 0 | 0 | 1
346 | HVAC | Space Cooling | High Efficiency Data Center Cooling | Healthcare | New | CheNgsld346 | 1 | 0 | 4932.1338 | 0 | GSLD | 15 | 1 | 1 | 1 | 1 | 1 | 1 | 1 | 1 | 1 | 1 | 1 | 1 | 295.928 | 0 | 7990.0516 | 0 | 0 | 0 | 1 | 0 | 0 | 1
346 | HVAC | Space Cooling | High Efficiency Data Center Cooling | Hospitals | Turnover | ChoTgsld346 | 1 | 0 | 4932.1338 | 0 | GSLD | 15 | 1 | 1 | 1 | 1 | 1 | 1 | 1 | 1 | 1 | 1 | 1 | 1 | 295.928 | 0 | 7990.0568 | 0 | 0 | 0 | 1 | 0 | 0 | 1
346 | HVAC | Space Cooling | High Efficiency Data Center Cooling | Hospitals | New | ChoNgsld346 | 1 | 0 | 4932.1338 | 0 | GSLD | 15 | 1 | 1 | 1 | 1 | 1 | 1 | 1 | 1 | 1 | 1 | 1 | 1 | 295.928 | 0 | 7990.0568 | 0 | 0 | 0 | 1 | 0 | 0 | 1
346 | HVAC | Space Cooling | High Efficiency Data Center Cooling | Institutional | Turnover | CinTgsld346 | 1 | 0 | 4932.1338 | 0 | GSLD | 15 | 1 | 1 | 1 | 1 | 1 | 1 | 1 | 1 | 1 | 1 | 1 | 1 | 295.928 | 0 | 7990.0559 | 0 | 0 | 0 | 1 | 0 | 0 | 1
346 | HVAC | Space Cooling | High Efficiency Data Center Cooling | Institutional | New | CinNgsld346 | 1 | 0 | 4932.1338 | 0 | GSLD | 15 | 1 | 1 | 1 | 1 | 1 | 1 | 1 | 1 | 1 | 1 | 1 | 1 | 295.928 | 0 | 7990.0559 | 0 | 0 | 0 | 1 | 0 | 0 | 1
346 | HVAC | Space Cooling | High Efficiency Data Center Cooling | Lodging/Hospitality | Turnover | CloTgsld346 | 1 | 0 | 5221.6594 | 0 | GSLD | 15 | 1 | 1 | 1 | 1 | 1 | 1 | 1 | 1 | 1 | 1 | 1 | 1 | 313.2996 | 0 | 8459.0883 | 0 | 0 | 0 | 1 | 0 | 0 | 1
346 | HVAC | Space Cooling | High Efficiency Data Center Cooling | Lodging/Hospitality | New | CloNgsld346 | 1 | 0 | 5221.6594 | 0 | GSLD | 15 | 1 | 1 | 1 | 1 | 1 | 1 | 1 | 1 | 1 | 1 | 1 | 1 | 313.2996 | 0 | 8459.0883 | 0 | 0 | 0 | 1 | 0 | 0 | 1
346 | HVAC | Space Cooling | High Efficiency Data Center Cooling | Miscellaneous | Turnover | CmiTgsld346 | 1 | 0 | 3002.444 | 0 | GSLD | 15 | 1 | 1 | 1 | 1 | 1 | 1 | 1 | 1 | 1 | 1 | 1 | 1 | 180.1466 | 0 | 4863.9593 | 0 | 0 | 0 | 1 | 0 | 0 | 1
346 | HVAC | Space Cooling | High Efficiency Data Center Cooling | Miscellaneous | New | CmiNgsld346 | 1 | 0 | 3002.444 | 0 | GSLD | 15 | 1 | 1 | 1 | 1 | 1 | 1 | 1 | 1 | 1 | 1 | 1 | 1 | 180.1466 | 0 | 4863.9593 | 0 | 0 | 0 | 1 | 0 | 0 | 1
346 | HVAC | Space Cooling | High Efficiency Data Center Cooling | Offices | Turnover | CofTgsld346 | 1 | 0 | 3002.444 | 0 | GSLD | 15 | 1 | 1 | 1 | 1 | 1 | 1 | 1 | 1 | 1 | 1 | 1 | 1 | 180.1466 | 0 | 4863.9593 | 0 | 0 | 0 | 1 | 0 | 0 | 1
346 | HVAC | Space Cooling | High Efficiency Data Center Cooling | Offices | New | CofNgsld346 | 1 | 0 | 3002.444 | 0 | GSLD | 15 | 1 | 1 | 1 | 1 | 1 | 1 | 1 | 1 | 1 | 1 | 1 | 1 | 180.1466 | 0 | 4863.9593 | 0 | 0 | 0 | 1 | 0 | 0 | 1
346 | HVAC | Space Cooling | High Efficiency Data Center Cooling | Restaurants | Turnover | CreTgsld346 | 1 | 0 | 3526.3542 | 0 | GSLD | 15 | 1 | 1 | 1 | 1 | 1 | 1 | 1 | 1 | 1 | 1 | 1 | 1 | 211.5813 | 0 | 5712.6938 | 0 | 0 | 0 | 1 | 0 | 0 | 1
346 | HVAC | Space Cooling | High Efficiency Data Center Cooling | Restaurants | New | CreNgsld346 | 1 | 0 | 3526.3542 | 0 | GSLD | 15 | 1 | 1 | 1 | 1 | 1 | 1 | 1 | 1 | 1 | 1 | 1 | 1 | 211.5813 | 0 | 5712.6938 | 0 | 0 | 0 | 1 | 0 | 0 | 1
346 | HVAC | Space Cooling | High Efficiency Data Center Cooling | Retail | Turnover | CrtTgsld346 | 1 | 0 | 3002.444 | 0 | GSLD | 15 | 1 | 1 | 1 | 1 | 1 | 1 | 1 | 1 | 1 | 1 | 1 | 1 | 180.1466 | 0 | 4863.9593 | 0 | 0 | 0 | 1 | 0 | 0 | 1
346 | HVAC | Space Cooling | High Efficiency Data Center Cooling | Retail | New | CrtNgsld346 | 1 | 0 | 3002.444 | 0 | GSLD | 15 | 1 | 1 | 1 | 1 | 1 | 1 | 1 | 1 | 1 | 1 | 1 | 1 | 180.1466 | 0 | 4863.9593 | 0 | 0 | 0 | 1 | 0 | 0 | 1
346 | HVAC | Space Cooling | High Efficiency Data Center Cooling | Schools K-12 | Turnover | CscTgsld346 | 1 | 0 | 3002.444 | 0 | GSLD | 15 | 1 | 1 | 1 | 1 | 1 | 1 | 1 | 1 | 1 | 1 | 1 | 1 | 180.1466 | 0 | 4863.9593 | 0 | 0 | 0 | 1 | 0 | 0 | 1
346 | HVAC | Space Cooling | High Efficiency Data Center Cooling | Schools K-12 | New | CscNgsld346 | 1 | 0 | 3002.444 | 0 | GSLD | 15 | 1 | 1 | 1 | 1 | 1 | 1 | 1 | 1 | 1 | 1 | 1 | 1 | 180.1466 | 0 | 4863.9593 | 0 | 0 | 0 | 1 | 0 | 0 | 1
346 | HVAC | Space Cooling | High Efficiency Data Center Cooling | Warehouse | Turnover | CwaTgsld346 | 1 | 0 | 3002.444 | 0 | GSLD | 15 | 1 | 1 | 1 | 1 | 1 | 1 | 1 | 1 | 1 | 1 | 1 | 1 | 180.1466 | 0 | 4863.96 | 0 | 0 | 0 | 1 | 0 | 0 | 1
346 | HVAC | Space Cooling | High Efficiency Data Center Cooling | Warehouse | New | CwaNgsld346 | 1 | 0 | 3002.444 | 0 | GSLD | 15 | 1 | 1 | 1 | 1 | 1 | 1 | 1 | 1 | 1 | 1 | 1 | 1 | 180.1466 | 0 | 4863.96 | 0 | 0 | 0 | 1 | 0 | 0 | 1
347 | HVAC | Ventilation | Demand Controlled Ventilation | Assembly | Existing | CasEgsld347 | 1 | 0.7121 | 3545.5611 | 0 | GSLD | 10 | 1 | 1 | 1 | 1 | 1 | 1 | 1 | 1 | 1 | 1 | 1 | 1 | 178.2822 | 0 | 4248.7657 | 0 | 0 | 0 | 1 | 0 | 0 | 1
347 | HVAC | Ventilation | Demand Controlled Ventilation | Assembly | New | CasNgsld347 | 1 | 0.7121 | 3545.5611 | 0 | GSLD | 10 | 1 | 1 | 1 | 1 | 1 | 1 | 1 | 1 | 1 | 1 | 1 | 1 | 178.2822 | 0 | 4248.7657 | 0 | 0 | 0 | 1 | 0 | 0 | 1
347 | HVAC | Ventilation | Demand Controlled Ventilation | College and University | Existing | CcoEgsld347 | 1 | 0.7896 | 6851.7404 | 0 | GSLD | 10 | 1 | 1 | 1 | 1 | 1 | 1 | 1 | 1 | 1 | 1 | 1 | 1 | 344.5274 | 0 | 5642.919 | 0 | 0 | 0 | 1 | 0 | 0 | 1
347 | HVAC | Ventilation | Demand Controlled Ventilation | College and University | New | CcoNgsld347 | 1 | 0.7896 | 6851.7404 | 0 | GSLD | 10 | 1 | 1 | 1 | 1 | 1 | 1 | 1 | 1 | 1 | 1 | 1 | 1 | 344.5274 | 0 | 5642.919 | 0 | 0 | 0 | 1 | 0 | 0 | 1
347 | HVAC | Ventilation | Demand Controlled Ventilation | Data Center | Existing | CdaEgsld347 | 1 | 0.7896 | 6851.7404 | 0 | GSLD | 10 | 1 | 1 | 1 | 1 | 1 | 1 | 1 | 1 | 1 | 1 | 1 | 1 | 344.5274 | 0 | 5642.9149 | 0 | 0 | 0 | 1 | 0 | 0 | 1
347 | HVAC | Ventilation | Demand Controlled Ventilation | Data Center | New | CdaNgsld347 | 1 | 0.7896 | 6851.7404 | 0 | GSLD | 10 | 1 | 1 | 1 | 1 | 1 | 1 | 1 | 1 | 1 | 1 | 1 | 1 | 344.5274 | 0 | 5642.9149 | 0 | 0 | 0 | 1 | 0 | 0 | 1
347 | HVAC | Ventilation | Demand Controlled Ventilation | Grocery | Existing | CgrEgsld347 | 1 | 0.74481 | 4506.7038 | 0 | GSLD | 10 | 1 | 1 | 1 | 1 | 1 | 1 | 1 | 1 | 1 | 1 | 1 | 1 | 226.6115 | 0 | 3711.6018 | 0 | 0 | 0 | 1 | 0 | 0 | 1
347 | HVAC | Ventilation | Demand Controlled Ventilation | Grocery | New | CgrNgsld347 | 1 | 0.74481 | 4506.7038 | 0 | GSLD | 10 | 1 | 1 | 1 | 1 | 1 | 1 | 1 | 1 | 1 | 1 | 1 | 1 | 226.6115 | 0 | 3711.6018 | 0 | 0 | 0 | 1 | 0 | 0 | 1
347 | HVAC | Ventilation | Demand Controlled Ventilation | Healthcare | Existing | CheEgsld347 | 1 | 0.7896 | 6851.7404 | 0 | GSLD | 10 | 1 | 1 | 1 | 1 | 1 | 1 | 1 | 1 | 1 | 1 | 1 | 1 | 344.5274 | 0 | 5642.9145 | 0 | 0 | 0 | 1 | 0 | 0 | 1
347 | HVAC | Ventilation | Demand Controlled Ventilation | Healthcare | New | CheNgsld347 | 1 | 0.7896 | 6851.7404 | 0 | GSLD | 10 | 1 | 1 | 1 | 1 | 1 | 1 | 1 | 1 | 1 | 1 | 1 | 1 | 344.5274 | 0 | 5642.9145 | 0 | 0 | 0 | 1 | 0 | 0 | 1
347 | HVAC | Ventilation | Demand Controlled Ventilation | Hospitals | Existing | ChoEgsld347 | 1 | 0.7896 | 6851.7404 | 0 | GSLD | 10 | 1 | 1 | 1 | 1 | 1 | 1 | 1 | 1 | 1 | 1 | 1 | 1 | 344.5274 | 0 | 5642.9147 | 0 | 0 | 0 | 1 | 0 | 0 | 1
347 | HVAC | Ventilation | Demand Controlled Ventilation | Hospitals | New | ChoNgsld347 | 1 | 0.7896 | 6851.7404 | 0 | GSLD | 10 | 1 | 1 | 1 | 1 | 1 | 1 | 1 | 1 | 1 | 1 | 1 | 1 | 344.5274 | 0 | 5642.9147 | 0 | 0 | 0 | 1 | 0 | 0 | 1
347 | HVAC | Ventilation | Demand Controlled Ventilation | Institutional | Existing | CinEgsld347 | 1 | 0.7896 | 6851.7404 | 0 | GSLD | 10 | 1 | 1 | 1 | 1 | 1 | 1 | 1 | 1 | 1 | 1 | 1 | 1 | 344.5274 | 0 | 8628.1521 | 0 | 0 | 0 | 1 | 0 | 0 | 1
347 | HVAC | Ventilation | Demand Controlled Ventilation | Institutional | New | CinNgsld347 | 1 | 0.7896 | 6851.7404 | 0 | GSLD | 10 | 1 | 1 | 1 | 1 | 1 | 1 | 1 | 1 | 1 | 1 | 1 | 1 | 344.5274 | 0 | 8628.1521 | 0 | 0 | 0 | 1 | 0 | 0 | 1
347 | HVAC | Ventilation | Demand Controlled Ventilation | Lodging/Hospitality | Existing | CloEgsld347 | 1 | 0.41054 | 5522.7016 | 0 | GSLD | 10 | 1 | 1 | 1 | 1 | 1 | 1 | 1 | 1 | 1 | 1 | 1 | 1 | 277.6991 | 0 | 4548.3513 | 0 | 0 | 0 | 1 | 0 | 0 | 1
347 | HVAC | Ventilation | Demand Controlled Ventilation | Lodging/Hospitality | New | CloNgsld347 | 1 | 0.41054 | 5522.7016 | 0 | GSLD | 10 | 1 | 1 | 1 | 1 | 1 | 1 | 1 | 1 | 1 | 1 | 1 | 1 | 277.6991 | 0 | 4548.3513 | 0 | 0 | 0 | 1 | 0 | 0 | 1
347 | HVAC | Ventilation | Demand Controlled Ventilation | Miscellaneous | Existing | CmiEgsld347 | 1 | 0.7121 | 3545.5611 | 0 | GSLD | 10 | 1 | 1 | 1 | 1 | 1 | 1 | 1 | 1 | 1 | 1 | 1 | 1 | 178.2822 | 0 | 4181.324 | 0 | 0 | 0 | 1 | 0 | 0 | 1
347 | HVAC | Ventilation | Demand Controlled Ventilation | Miscellaneous | New | CmiNgsld347 | 1 | 0.7121 | 3545.5611 | 0 | GSLD | 10 | 1 | 1 | 1 | 1 | 1 | 1 | 1 | 1 | 1 | 1 | 1 | 1 | 178.2822 | 0 | 4181.324 | 0 | 0 | 0 | 1 | 0 | 0 | 1
347 | HVAC | Ventilation | Demand Controlled Ventilation | Offices | Existing | CofEgsld347 | 1 | 0.7121 | 3545.5611 | 0 | GSLD | 10 | 1 | 1 | 1 | 1 | 1 | 1 | 1 | 1 | 1 | 1 | 1 | 1 | 178.2822 | 0 | 2920.0322 | 0 | 0 | 0 | 1 | 0 | 0 | 1
347 | HVAC | Ventilation | Demand Controlled Ventilation | Offices | New | CofNgsld347 | 1 | 0.7121 | 3545.5611 | 0 | GSLD | 10 | 1 | 1 | 1 | 1 | 1 | 1 | 1 | 1 | 1 | 1 | 1 | 1 | 178.2822 | 0 | 2920.0322 | 0 | 0 | 0 | 1 | 0 | 0 | 1
347 | HVAC | Ventilation | Demand Controlled Ventilation | Restaurants | Existing | CreEgsld347 | 1 | 0.74481 | 4506.7038 | 0 | GSLD | 10 | 1 | 1 | 1 | 1 | 1 | 1 | 1 | 1 | 1 | 1 | 1 | 1 | 226.6115 | 0 | 3711.6034 | 0 | 0 | 0 | 1 | 0 | 0 | 1
347 | HVAC | Ventilation | Demand Controlled Ventilation | Restaurants | New | CreNgsld347 | 1 | 0.74481 | 4506.7038 | 0 | GSLD | 10 | 1 | 1 | 1 | 1 | 1 | 1 | 1 | 1 | 1 | 1 | 1 | 1 | 226.6115 | 0 | 3711.6034 | 0 | 0 | 0 | 1 | 0 | 0 | 1
347 | HVAC | Ventilation | Demand Controlled Ventilation | Retail | Existing | CrtEgsld347 | 1 | 0.7121 | 3545.5611 | 0 | GSLD | 10 | 1 | 1 | 1 | 1 | 1 | 1 | 1 | 1 | 1 | 1 | 1 | 1 | 178.2822 | 0 | 2920.0318 | 0 | 0 | 0 | 1 | 0 | 0 | 1
347 | HVAC | Ventilation | Demand Controlled Ventilation | Retail | New | CrtNgsld347 | 1 | 0.7121 | 3545.5611 | 0 | GSLD | 10 | 1 | 1 | 1 | 1 | 1 | 1 | 1 | 1 | 1 | 1 | 1 | 1 | 178.2822 | 0 | 2920.0318 | 0 | 0 | 0 | 1 | 0 | 0 | 1
347 | HVAC | Ventilation | Demand Controlled Ventilation | Schools K-12 | Existing | CscEgsld347 | 1 | 0.7121 | 3545.5611 | 0 | GSLD | 10 | 1 | 1 | 1 | 1 | 1 | 1 | 1 | 1 | 1 | 1 | 1 | 1 | 178.2822 | 0 | 2920.0328 | 0 | 0 | 0 | 1 | 0 | 0 | 1
347 | HVAC | Ventilation | Demand Controlled Ventilation | Schools K-12 | New | CscNgsld347 | 1 | 0.7121 | 3545.5611 | 0 | GSLD | 10 | 1 | 1 | 1 | 1 | 1 | 1 | 1 | 1 | 1 | 1 | 1 | 1 | 178.2822 | 0 | 2920.0328 | 0 | 0 | 0 | 1 | 0 | 0 | 1
347 | HVAC | Ventilation | Demand Controlled Ventilation | Warehouse | Existing | CwaEgsld347 | 1 | 0.7121 | 3545.5611 | 0 | GSLD | 10 | 1 | 1 | 1 | 1 | 1 | 1 | 1 | 1 | 1 | 1 | 1 | 1 | 178.2822 | 0 | 10975.9694 | 0 | 0 | 0 | 1 | 0 | 0 | 1
347 | HVAC | Ventilation | Demand Controlled Ventilation | Warehouse | New | CwaNgsld347 | 1 | 0.7121 | 3545.5611 | 0 | GSLD | 10 | 1 | 1 | 1 | 1 | 1 | 1 | 1 | 1 | 1 | 1 | 1 | 1 | 178.2822 | 0 | 10975.9694 | 0 | 0 | 0 | 1 | 0 | 0 | 1
348 | HVAC | Ventilation | Destratification Fans | Assembly | Existing | CasEgsld348 | 0 | 21.8474 | 9589.97 | 0 | GSLD | 10 | 1 | 1 | 1 | 1 | 1 | 1 | 1 | 1 | 1 | 1 | 1 | 1 | 482.2144 | 0 | 6919 | 0 | 0 | 0 | 1 | 0 | 0 | 1
348 | HVAC | Ventilation | Destratification Fans | Assembly | New | CasNgsld348 | 0 | 21.8474 | 9589.97 | 0 | GSLD | 10 | 1 | 1 | 1 | 1 | 1 | 1 | 1 | 1 | 1 | 1 | 1 | 1 | 482.2144 | 0 | 6919 | 0 | 0 | 0 | 1 | 0 | 0 | 1
348 | HVAC | Ventilation | Destratification Fans | College and University | Existing | CcoEgsld348 | 0 | 1.845 | 9589.97 | 0 | GSLD | 10 | 1 | 1 | 1 | 1 | 1 | 1 | 1 | 1 | 1 | 1 | 1 | 1 | 482.2144 | 0 | 6919 | 0 | 0 | 0 | 1 | 0 | 0 | 1
348 | HVAC | Ventilation | Destratification Fans | College and University | New | CcoNgsld348 | 0 | 1.845 | 9589.97 | 0 | GSLD | 10 | 1 | 1 | 1 | 1 | 1 | 1 | 1 | 1 | 1 | 1 | 1 | 1 | 482.2144 | 0 | 6919 | 0 | 0 | 0 | 1 | 0 | 0 | 1
348 | HVAC | Ventilation | Destratification Fans | Data Center | Existing | CdaEgsld348 | 0 | 1.845 | 9589.97 | 0 | GSLD | 10 | 1 | 1 | 1 | 1 | 1 | 1 | 1 | 1 | 1 | 1 | 1 | 1 | 482.2144 | 0 | 6919 | 0 | 0 | 0 | 1 | 0 | 0 | 1
348 | HVAC | Ventilation | Destratification Fans | Data Center | New | CdaNgsld348 | 0 | 1.845 | 9589.97 | 0 | GSLD | 10 | 1 | 1 | 1 | 1 | 1 | 1 | 1 | 1 | 1 | 1 | 1 | 1 | 482.2144 | 0 | 6919 | 0 | 0 | 0 | 1 | 0 | 0 | 1
348 | HVAC | Ventilation | Destratification Fans | Grocery | Existing | CgrEgsld348 | 0 | 7.3703 | 9589.97 | 0 | GSLD | 10 | 1 | 1 | 1 | 1 | 1 | 1 | 1 | 1 | 1 | 1 | 1 | 1 | 482.2144 | 0 | 6919 | 0 | 0 | 0 | 1 | 0 | 0 | 1
348 | HVAC | Ventilation | Destratification Fans | Grocery | New | CgrNgsld348 | 0 | 7.3703 | 9589.97 | 0 | GSLD | 10 | 1 | 1 | 1 | 1 | 1 | 1 | 1 | 1 | 1 | 1 | 1 | 1 | 482.2144 | 0 | 6919 | 0 | 0 | 0 | 1 | 0 | 0 | 1
348 | HVAC | Ventilation | Destratification Fans | Healthcare | Existing | CheEgsld348 | 0 | 1.845 | 9589.97 | 0 | GSLD | 10 | 1 | 1 | 1 | 1 | 1 | 1 | 1 | 1 | 1 | 1 | 1 | 1 | 482.2144 | 0 | 6919 | 0 | 0 | 0 | 1 | 0 | 0 | 1
348 | HVAC | Ventilation | Destratification Fans | Healthcare | New | CheNgsld348 | 0 | 1.845 | 9589.97 | 0 | GSLD | 10 | 1 | 1 | 1 | 1 | 1 | 1 | 1 | 1 | 1 | 1 | 1 | 1 | 482.2144 | 0 | 6919 | 0 | 0 | 0 | 1 | 0 | 0 | 1
348 | HVAC | Ventilation | Destratification Fans | Hospitals | Existing | ChoEgsld348 | 0 | 1.845 | 9589.97 | 0 | GSLD | 10 | 1 | 1 | 1 | 1 | 1 | 1 | 1 | 1 | 1 | 1 | 1 | 1 | 482.2144 | 0 | 6919 | 0 | 0 | 0 | 1 | 0 | 0 | 1
348 | HVAC | Ventilation | Destratification Fans | Hospitals | New | ChoNgsld348 | 0 | 1.845 | 9589.97 | 0 | GSLD | 10 | 1 | 1 | 1 | 1 | 1 | 1 | 1 | 1 | 1 | 1 | 1 | 1 | 482.2144 | 0 | 6919 | 0 | 0 | 0 | 1 | 0 | 0 | 1
348 | HVAC | Ventilation | Destratification Fans | Institutional | Existing | CinEgsld348 | 0 | 1.845 | 9589.97 | 0 | GSLD | 10 | 1 | 1 | 1 | 1 | 1 | 1 | 1 | 1 | 1 | 1 | 1 | 1 | 482.2144 | 0 | 6919 | 0 | 0 | 0 | 1 | 0 | 0 | 1
348 | HVAC | Ventilation | Destratification Fans | Institutional | New | CinNgsld348 | 0 | 1.845 | 9589.97 | 0 | GSLD | 10 | 1 | 1 | 1 | 1 | 1 | 1 | 1 | 1 | 1 | 1 | 1 | 1 | 482.2144 | 0 | 6919 | 0 | 0 | 0 | 1 | 0 | 0 | 1
348 | HVAC | Ventilation | Destratification Fans | Lodging/Hospitality | Existing | CloEgsld348 | 0 | 6.317 | 9589.97 | 0 | GSLD | 10 | 1 | 1 | 1 | 1 | 1 | 1 | 1 | 1 | 1 | 1 | 1 | 1 | 482.2144 | 0 | 6919 | 0 | 0 | 0 | 1 | 0 | 0 | 1
348 | HVAC | Ventilation | Destratification Fans | Lodging/Hospitality | New | CloNgsld348 | 0 | 6.317 | 9589.97 | 0 | GSLD | 10 | 1 | 1 | 1 | 1 | 1 | 1 | 1 | 1 | 1 | 1 | 1 | 1 | 482.2144 | 0 | 6919 | 0 | 0 | 0 | 1 | 0 | 0 | 1
348 | HVAC | Ventilation | Destratification Fans | Miscellaneous | Existing | CmiEgsld348 | 0 | 21.8474 | 9589.97 | 0 | GSLD | 10 | 1 | 1 | 1 | 1 | 1 | 1 | 1 | 1 | 1 | 1 | 1 | 1 | 482.2144 | 0 | 6919 | 0 | 0 | 0 | 1 | 0 | 0 | 1
348 | HVAC | Ventilation | Destratification Fans | Miscellaneous | New | CmiNgsld348 | 0 | 21.8474 | 9589.97 | 0 | GSLD | 10 | 1 | 1 | 1 | 1 | 1 | 1 | 1 | 1 | 1 | 1 | 1 | 1 | 482.2144 | 0 | 6919 | 0 | 0 | 0 | 1 | 0 | 0 | 1
348 | HVAC | Ventilation | Destratification Fans | Offices | Existing | CofEgsld348 | 0 | 21.8474 | 9589.97 | 0 | GSLD | 10 | 1 | 1 | 1 | 1 | 1 | 1 | 1 | 1 | 1 | 1 | 1 | 1 | 482.2144 | 0 | 6919 | 0 | 0 | 0 | 1 | 0 | 0 | 1
348 | HVAC | Ventilation | Destratification Fans | Offices | New | CofNgsld348 | 0 | 21.8474 | 9589.97 | 0 | GSLD | 10 | 1 | 1 | 1 | 1 | 1 | 1 | 1 | 1 | 1 | 1 | 1 | 1 | 482.2144 | 0 | 6919 | 0 | 0 | 0 | 1 | 0 | 0 | 1
348 | HVAC | Ventilation | Destratification Fans | Restaurants | Existing | CreEgsld348 | 0 | 7.3703 | 9589.97 | 0 | GSLD | 10 | 1 | 1 | 1 | 1 | 1 | 1 | 1 | 1 | 1 | 1 | 1 | 1 | 482.2144 | 0 | 6919 | 0 | 0 | 0 | 1 | 0 | 0 | 1
348 | HVAC | Ventilation | Destratification Fans | Restaurants | New | CreNgsld348 | 0 | 7.3703 | 9589.97 | 0 | GSLD | 10 | 1 | 1 | 1 | 1 | 1 | 1 | 1 | 1 | 1 | 1 | 1 | 1 | 482.2144 | 0 | 6919 | 0 | 0 | 0 | 1 | 0 | 0 | 1
348 | HVAC | Ventilation | Destratification Fans | Retail | Existing | CrtEgsld348 | 0 | 21.8474 | 9589.97 | 0 | GSLD | 10 | 1 | 1 | 1 | 1 | 1 | 1 | 1 | 1 | 1 | 1 | 1 | 1 | 482.2144 | 0 | 6919 | 0 | 0 | 0 | 1 | 0 | 0 | 1
348 | HVAC | Ventilation | Destratification Fans | Retail | New | CrtNgsld348 | 0 | 21.8474 | 9589.97 | 0 | GSLD | 10 | 1 | 1 | 1 | 1 | 1 | 1 | 1 | 1 | 1 | 1 | 1 | 1 | 482.2144 | 0 | 6919 | 0 | 0 | 0 | 1 | 0 | 0 | 1
348 | HVAC | Ventilation | Destratification Fans | Schools K-12 | Existing | CscEgsld348 | 0 | 21.8474 | 9589.97 | 0 | GSLD | 10 | 1 | 1 | 1 | 1 | 1 | 1 | 1 | 1 | 1 | 1 | 1 | 1 | 482.2144 | 0 | 6919 | 0 | 0 | 0 | 1 | 0 | 0 | 1
348 | HVAC | Ventilation | Destratification Fans | Schools K-12 | New | CscNgsld348 | 0 | 21.8474 | 9589.97 | 0 | GSLD | 10 | 1 | 1 | 1 | 1 | 1 | 1 | 1 | 1 | 1 | 1 | 1 | 1 | 482.2144 | 0 | 6919 | 0 | 0 | 0 | 1 | 0 | 0 | 1
348 | HVAC | Ventilation | Destratification Fans | Warehouse | Existing | CwaEgsld348 | 0 | 21.8474 | 9589.97 | 0 | GSLD | 10 | 1 | 1 | 1 | 1 | 1 | 1 | 1 | 1 | 1 | 1 | 1 | 1 | 482.2144 | 0 | 6919 | 0 | 0 | 0 | 1 | 0 | 0 | 1
348 | HVAC | Ventilation | Destratification Fans | Warehouse | New | CwaNgsld348 | 0 | 21.8474 | 9589.97 | 0 | GSLD | 10 | 1 | 1 | 1 | 1 | 1 | 1 | 1 | 1 | 1 | 1 | 1 | 1 | 482.2144 | 0 | 6919 | 0 | 0 | 0 | 1 | 0 | 0 | 1
349 | HVAC | Ventilation | Energy Recovery Ventilation System (ERV) | Assembly | Existing | CasEgsld349 | 1 | 0 | 3002.4418 | 0 | GSLD | 15 | 1.4643 | 1.391 | 1.4253 | 1.4319 | 1.4238 | 1.3901 | 1.2504 | 1.3782 | 1.4309 | 1.4735 | 1.4117 | 1.4938 | 150.9724 | 0 | 7457.8027 | 0 | 0 | 0 | 1 | 0 | 0 | 1.4137
349 | HVAC | Ventilation | Energy Recovery Ventilation System (ERV) | Assembly | New | CasNgsld349 | 1 | 0 | 3002.4418 | 0 | GSLD | 15 | 1.4643 | 1.391 | 1.4253 | 1.4319 | 1.4238 | 1.3901 | 1.2504 | 1.3782 | 1.4309 | 1.4735 | 1.4117 | 1.4938 | 150.9724 | 0 | 7457.8027 | 0 | 0 | 0 | 1 | 0 | 0 | 1.4137
349 | HVAC | Ventilation | Energy Recovery Ventilation System (ERV) | College and University | Existing | CcoEgsld349 | 1 | 0 | 4932.1455 | 0 | GSLD | 15 | 1.4643 | 1.391 | 1.4253 | 1.4319 | 1.4238 | 1.3901 | 1.2504 | 1.3782 | 1.4309 | 1.4735 | 1.4117 | 1.4938 | 248.0041 | 0 | 12251.0178 | 0 | 0 | 0 | 1 | 0 | 0 | 1.4137
349 | HVAC | Ventilation | Energy Recovery Ventilation System (ERV) | College and University | New | CcoNgsld349 | 1 | 0 | 4932.1455 | 0 | GSLD | 15 | 1.4643 | 1.391 | 1.4253 | 1.4319 | 1.4238 | 1.3901 | 1.2504 | 1.3782 | 1.4309 | 1.4735 | 1.4117 | 1.4938 | 248.0041 | 0 | 12251.0178 | 0 | 0 | 0 | 1 | 0 | 0 | 1.4137
349 | HVAC | Ventilation | Energy Recovery Ventilation System (ERV) | Data Center | Existing | CdaEgsld349 | 1 | 0 | 4932.1455 | 0 | GSLD | 15 | 1.4643 | 1.391 | 1.4253 | 1.4319 | 1.4238 | 1.3901 | 1.2504 | 1.3782 | 1.4309 | 1.4735 | 1.4117 | 1.4938 | 248.0041 | 0 | 12251.0178 | 0 | 0 | 0 | 1 | 0 | 0 | 1.4137
349 | HVAC | Ventilation | Energy Recovery Ventilation System (ERV) | Data Center | New | CdaNgsld349 | 1 | 0 | 4932.1455 | 0 | GSLD | 15 | 1.4643 | 1.391 | 1.4253 | 1.4319 | 1.4238 | 1.3901 | 1.2504 | 1.3782 | 1.4309 | 1.4735 | 1.4117 | 1.4938 | 248.0041 | 0 | 12251.0178 | 0 | 0 | 0 | 1 | 0 | 0 | 1.4137
349 | HVAC | Ventilation | Energy Recovery Ventilation System (ERV) | Grocery | Existing | CgrEgsld349 | 1 | 0 | 3526.3551 | 0 | GSLD | 15 | 1.4643 | 1.391 | 1.4253 | 1.4319 | 1.4238 | 1.3901 | 1.2504 | 1.3782 | 1.4309 | 1.4735 | 1.4117 | 1.4938 | 177.3164 | 0 | 8759.1575 | 0 | 0 | 0 | 1 | 0 | 0 | 1.4137
349 | HVAC | Ventilation | Energy Recovery Ventilation System (ERV) | Grocery | New | CgrNgsld349 | 1 | 0 | 3526.3551 | 0 | GSLD | 15 | 1.4643 | 1.391 | 1.4253 | 1.4319 | 1.4238 | 1.3901 | 1.2504 | 1.3782 | 1.4309 | 1.4735 | 1.4117 | 1.4938 | 177.3164 | 0 | 8759.1575 | 0 | 0 | 0 | 1 | 0 | 0 | 1.4137
349 | HVAC | Ventilation | Energy Recovery Ventilation System (ERV) | Healthcare | Existing | CheEgsld349 | 1 | 0 | 4932.1455 | 0 | GSLD | 15 | 1.4643 | 1.391 | 1.4253 | 1.4319 | 1.4238 | 1.3901 | 1.2504 | 1.3782 | 1.4309 | 1.4735 | 1.4117 | 1.4938 | 248.0041 | 0 | 12251.0178 | 0 | 0 | 0 | 1 | 0 | 0 | 1.4137
349 | HVAC | Ventilation | Energy Recovery Ventilation System (ERV) | Healthcare | New | CheNgsld349 | 1 | 0 | 4932.1455 | 0 | GSLD | 15 | 1.4643 | 1.391 | 1.4253 | 1.4319 | 1.4238 | 1.3901 | 1.2504 | 1.3782 | 1.4309 | 1.4735 | 1.4117 | 1.4938 | 248.0041 | 0 | 12251.0178 | 0 | 0 | 0 | 1 | 0 | 0 | 1.4137
349 | HVAC | Ventilation | Energy Recovery Ventilation System (ERV) | Hospitals | Existing | ChoEgsld349 | 1 | 0 | 4932.1455 | 0 | GSLD | 15 | 1.4643 | 1.391 | 1.4253 | 1.4319 | 1.4238 | 1.3901 | 1.2504 | 1.3782 | 1.4309 | 1.4735 | 1.4117 | 1.4938 | 248.0041 | 0 | 12251.0178 | 0 | 0 | 0 | 1 | 0 | 0 | 1.4137
349 | HVAC | Ventilation | Energy Recovery Ventilation System (ERV) | Hospitals | New | ChoNgsld349 | 1 | 0 | 4932.1455 | 0 | GSLD | 15 | 1.4643 | 1.391 | 1.4253 | 1.4319 | 1.4238 | 1.3901 | 1.2504 | 1.3782 | 1.4309 | 1.4735 | 1.4117 | 1.4938 | 248.0041 | 0 | 12251.0178 | 0 | 0 | 0 | 1 | 0 | 0 | 1.4137
349 | HVAC | Ventilation | Energy Recovery Ventilation System (ERV) | Institutional | Existing | CinEgsld349 | 1 | 0 | 4932.1455 | 0 | GSLD | 15 | 1.4643 | 1.391 | 1.4253 | 1.4319 | 1.4238 | 1.3901 | 1.2504 | 1.3782 | 1.4309 | 1.4735 | 1.4117 | 1.4938 | 248.0041 | 0 | 12251.0178 | 0 | 0 | 0 | 1 | 0 | 0 | 1.4137
349 | HVAC | Ventilation | Energy Recovery Ventilation System (ERV) | Institutional | New | CinNgsld349 | 1 | 0 | 4932.1455 | 0 | GSLD | 15 | 1.4643 | 1.391 | 1.4253 | 1.4319 | 1.4238 | 1.3901 | 1.2504 | 1.3782 | 1.4309 | 1.4735 | 1.4117 | 1.4938 | 248.0041 | 0 | 12251.0178 | 0 | 0 | 0 | 1 | 0 | 0 | 1.4137
349 | HVAC | Ventilation | Energy Recovery Ventilation System (ERV) | Lodging/Hospitality | Existing | CloEgsld349 | 1 | 0 | 5221.6713 | 0 | GSLD | 15 | 1.4643 | 1.391 | 1.4253 | 1.4319 | 1.4238 | 1.3901 | 1.2504 | 1.3782 | 1.4309 | 1.4735 | 1.4117 | 1.4938 | 262.5623 | 0 | 12970.1745 | 0 | 0 | 0 | 1 | 0 | 0 | 1.4137
349 | HVAC | Ventilation | Energy Recovery Ventilation System (ERV) | Lodging/Hospitality | New | CloNgsld349 | 1 | 0 | 5221.6713 | 0 | GSLD | 15 | 1.4643 | 1.391 | 1.4253 | 1.4319 | 1.4238 | 1.3901 | 1.2504 | 1.3782 | 1.4309 | 1.4735 | 1.4117 | 1.4938 | 262.5623 | 0 | 12970.1745 | 0 | 0 | 0 | 1 | 0 | 0 | 1.4137
349 | HVAC | Ventilation | Energy Recovery Ventilation System (ERV) | Miscellaneous | Existing | CmiEgsld349 | 1 | 0 | 3002.4418 | 0 | GSLD | 15 | 1.4643 | 1.391 | 1.4253 | 1.4319 | 1.4238 | 1.3901 | 1.2504 | 1.3782 | 1.4309 | 1.4735 | 1.4117 | 1.4938 | 150.9724 | 0 | 7457.8027 | 0 | 0 | 0 | 1 | 0 | 0 | 1.4137
349 | HVAC | Ventilation | Energy Recovery Ventilation System (ERV) | Miscellaneous | New | CmiNgsld349 | 1 | 0 | 3002.4418 | 0 | GSLD | 15 | 1.4643 | 1.391 | 1.4253 | 1.4319 | 1.4238 | 1.3901 | 1.2504 | 1.3782 | 1.4309 | 1.4735 | 1.4117 | 1.4938 | 150.9724 | 0 | 7457.8027 | 0 | 0 | 0 | 1 | 0 | 0 | 1.4137
349 | HVAC | Ventilation | Energy Recovery Ventilation System (ERV) | Offices | Existing | CofEgsld349 | 1 | 0 | 3002.4418 | 0 | GSLD | 15 | 1.4643 | 1.391 | 1.4253 | 1.4319 | 1.4238 | 1.3901 | 1.2504 | 1.3782 | 1.4309 | 1.4735 | 1.4117 | 1.4938 | 150.9724 | 0 | 7457.8027 | 0 | 0 | 0 | 1 | 0 | 0 | 1.4137
349 | HVAC | Ventilation | Energy Recovery Ventilation System (ERV) | Offices | New | CofNgsld349 | 1 | 0 | 3002.4418 | 0 | GSLD | 15 | 1.4643 | 1.391 | 1.4253 | 1.4319 | 1.4238 | 1.3901 | 1.2504 | 1.3782 | 1.4309 | 1.4735 | 1.4117 | 1.4938 | 150.9724 | 0 | 7457.8027 | 0 | 0 | 0 | 1 | 0 | 0 | 1.4137
349 | HVAC | Ventilation | Energy Recovery Ventilation System (ERV) | Restaurants | Existing | CreEgsld349 | 1 | 0 | 3526.3551 | 0 | GSLD | 15 | 1.4643 | 1.391 | 1.4253 | 1.4319 | 1.4238 | 1.3901 | 1.2504 | 1.3782 | 1.4309 | 1.4735 | 1.4117 | 1.4938 | 177.3164 | 0 | 8759.1575 | 0 | 0 | 0 | 1 | 0 | 0 | 1.4137
349 | HVAC | Ventilation | Energy Recovery Ventilation System (ERV) | Restaurants | New | CreNgsld349 | 1 | 0 | 3526.3551 | 0 | GSLD | 15 | 1.4643 | 1.391 | 1.4253 | 1.4319 | 1.4238 | 1.3901 | 1.2504 | 1.3782 | 1.4309 | 1.4735 | 1.4117 | 1.4938 | 177.3164 | 0 | 8759.1575 | 0 | 0 | 0 | 1 | 0 | 0 | 1.4137
349 | HVAC | Ventilation | Energy Recovery Ventilation System (ERV) | Retail | Existing | CrtEgsld349 | 1 | 0 | 3002.4418 | 0 | GSLD | 15 | 1.4643 | 1.391 | 1.4253 | 1.4319 | 1.4238 | 1.3901 | 1.2504 | 1.3782 | 1.4309 | 1.4735 | 1.4117 | 1.4938 | 150.9724 | 0 | 7457.8027 | 0 | 0 | 0 | 1 | 0 | 0 | 1.4137
349 | HVAC | Ventilation | Energy Recovery Ventilation System (ERV) | Retail | New | CrtNgsld349 | 1 | 0 | 3002.4418 | 0 | GSLD | 15 | 1.4643 | 1.391 | 1.4253 | 1.4319 | 1.4238 | 1.3901 | 1.2504 | 1.3782 | 1.4309 | 1.4735 | 1.4117 | 1.4938 | 150.9724 | 0 | 7457.8027 | 0 | 0 | 0 | 1 | 0 | 0 | 1.4137
349 | HVAC | Ventilation | Energy Recovery Ventilation System (ERV) | Schools K-12 | Existing | CscEgsld349 | 1 | 0 | 3002.4418 | 0 | GSLD | 15 | 1.4643 | 1.391 | 1.4253 | 1.4319 | 1.4238 | 1.3901 | 1.2504 | 1.3782 | 1.4309 | 1.4735 | 1.4117 | 1.4938 | 150.9724 | 0 | 7457.8027 | 0 | 0 | 0 | 1 | 0 | 0 | 1.4137
349 | HVAC | Ventilation | Energy Recovery Ventilation System (ERV) | Schools K-12 | New | CscNgsld349 | 1 | 0 | 3002.4418 | 0 | GSLD | 15 | 1.4643 | 1.391 | 1.4253 | 1.4319 | 1.4238 | 1.3901 | 1.2504 | 1.3782 | 1.4309 | 1.4735 | 1.4117 | 1.4938 | 150.9724 | 0 | 7457.8027 | 0 | 0 | 0 | 1 | 0 | 0 | 1.4137
349 | HVAC | Ventilation | Energy Recovery Ventilation System (ERV) | Warehouse | Existing | CwaEgsld349 | 1 | 0 | 3002.4418 | 0 | GSLD | 15 | 1.4643 | 1.391 | 1.4253 | 1.4319 | 1.4238 | 1.3901 | 1.2504 | 1.3782 | 1.4309 | 1.4735 | 1.4117 | 1.4938 | 150.9724 | 0 | 7457.8027 | 0 | 0 | 0 | 1 | 0 | 0 | 1.4137
349 | HVAC | Ventilation | Energy Recovery Ventilation System (ERV) | Warehouse | New | CwaNgsld349 | 1 | 0 | 3002.4418 | 0 | GSLD | 15 | 1.4643 | 1.391 | 1.4253 | 1.4319 | 1.4238 | 1.3901 | 1.2504 | 1.3782 | 1.4309 | 1.4735 | 1.4117 | 1.4938 | 150.9724 | 0 | 7457.8027 | 0 | 0 | 0 | 1 | 0 | 0 | 1.4137
350 | HVAC | Ventilation | VAV System | Assembly | Existing | CasEgsld350 | 1 | 0.7121 | 3545.5611 | 0 | GSLD | 10 | 1.4643 | 1.391 | 1.4253 | 1.4319 | 1.4238 | 1.3901 | 1.2504 | 1.3782 | 1.4309 | 1.4735 | 1.4117 | 1.4938 | 178.2822 | 0 | 1351.6227 | 0 | 0 | 0 | 1 | 0 | 0 | 1.4137
350 | HVAC | Ventilation | VAV System | Assembly | New | CasNgsld350 | 1 | 0.7121 | 3545.5611 | 0 | GSLD | 10 | 1.4643 | 1.391 | 1.4253 | 1.4319 | 1.4238 | 1.3901 | 1.2504 | 1.3782 | 1.4309 | 1.4735 | 1.4117 | 1.4938 | 178.2822 | 0 | 1351.6227 | 0 | 0 | 0 | 1 | 0 | 0 | 1.4137
350 | HVAC | Ventilation | VAV System | College and University | Existing | CcoEgsld350 | 1 | 0.7896 | 6851.7404 | 0 | GSLD | 10 | 1.4643 | 1.391 | 1.4253 | 1.4319 | 1.4238 | 1.3901 | 1.2504 | 1.3782 | 1.4309 | 1.4735 | 1.4117 | 1.4938 | 344.5274 | 0 | 2611.9894 | 0 | 0 | 0 | 1 | 0 | 0 | 1.4137
350 | HVAC | Ventilation | VAV System | College and University | New | CcoNgsld350 | 1 | 0.7896 | 6851.7404 | 0 | GSLD | 10 | 1.4643 | 1.391 | 1.4253 | 1.4319 | 1.4238 | 1.3901 | 1.2504 | 1.3782 | 1.4309 | 1.4735 | 1.4117 | 1.4938 | 344.5274 | 0 | 2611.9894 | 0 | 0 | 0 | 1 | 0 | 0 | 1.4137
350 | HVAC | Ventilation | VAV System | Data Center | Existing | CdaEgsld350 | 1 | 0.7896 | 6851.7404 | 0 | GSLD | 10 | 1.4643 | 1.391 | 1.4253 | 1.4319 | 1.4238 | 1.3901 | 1.2504 | 1.3782 | 1.4309 | 1.4735 | 1.4117 | 1.4938 | 344.5274 | 0 | 2611.9894 | 0 | 0 | 0 | 1 | 0 | 0 | 1.4137
350 | HVAC | Ventilation | VAV System | Data Center | New | CdaNgsld350 | 1 | 0.7896 | 6851.7404 | 0 | GSLD | 10 | 1.4643 | 1.391 | 1.4253 | 1.4319 | 1.4238 | 1.3901 | 1.2504 | 1.3782 | 1.4309 | 1.4735 | 1.4117 | 1.4938 | 344.5274 | 0 | 2611.9894 | 0 | 0 | 0 | 1 | 0 | 0 | 1.4137
350 | HVAC | Ventilation | VAV System | Grocery | Existing | CgrEgsld350 | 1 | 0.74481 | 4506.7038 | 0 | GSLD | 10 | 1.4643 | 1.391 | 1.4253 | 1.4319 | 1.4238 | 1.3901 | 1.2504 | 1.3782 | 1.4309 | 1.4735 | 1.4117 | 1.4938 | 226.6115 | 0 | 1718.0252 | 0 | 0 | 0 | 1 | 0 | 0 | 1.4137
350 | HVAC | Ventilation | VAV System | Grocery | New | CgrNgsld350 | 1 | 0.74481 | 4506.7038 | 0 | GSLD | 10 | 1.4643 | 1.391 | 1.4253 | 1.4319 | 1.4238 | 1.3901 | 1.2504 | 1.3782 | 1.4309 | 1.4735 | 1.4117 | 1.4938 | 226.6115 | 0 | 1718.0252 | 0 | 0 | 0 | 1 | 0 | 0 | 1.4137
350 | HVAC | Ventilation | VAV System | Healthcare | Existing | CheEgsld350 | 1 | 0.7896 | 6851.7404 | 0 | GSLD | 10 | 1.4643 | 1.391 | 1.4253 | 1.4319 | 1.4238 | 1.3901 | 1.2504 | 1.3782 | 1.4309 | 1.4735 | 1.4117 | 1.4938 | 344.5274 | 0 | 2611.9894 | 0 | 0 | 0 | 1 | 0 | 0 | 1.4137
350 | HVAC | Ventilation | VAV System | Healthcare | New | CheNgsld350 | 1 | 0.7896 | 6851.7404 | 0 | GSLD | 10 | 1.4643 | 1.391 | 1.4253 | 1.4319 | 1.4238 | 1.3901 | 1.2504 | 1.3782 | 1.4309 | 1.4735 | 1.4117 | 1.4938 | 344.5274 | 0 | 2611.9894 | 0 | 0 | 0 | 1 | 0 | 0 | 1.4137
350 | HVAC | Ventilation | VAV System | Hospitals | Existing | ChoEgsld350 | 1 | 0.7896 | 6851.7404 | 0 | GSLD | 10 | 1.4643 | 1.391 | 1.4253 | 1.4319 | 1.4238 | 1.3901 | 1.2504 | 1.3782 | 1.4309 | 1.4735 | 1.4117 | 1.4938 | 344.5274 | 0 | 2611.9894 | 0 | 0 | 0 | 1 | 0 | 0 | 1.4137
350 | HVAC | Ventilation | VAV System | Hospitals | New | ChoNgsld350 | 1 | 0.7896 | 6851.7404 | 0 | GSLD | 10 | 1.4643 | 1.391 | 1.4253 | 1.4319 | 1.4238 | 1.3901 | 1.2504 | 1.3782 | 1.4309 | 1.4735 | 1.4117 | 1.4938 | 344.5274 | 0 | 2611.9894 | 0 | 0 | 0 | 1 | 0 | 0 | 1.4137
350 | HVAC | Ventilation | VAV System | Institutional | Existing | CinEgsld350 | 1 | 0.7896 | 6851.7404 | 0 | GSLD | 10 | 1.4643 | 1.391 | 1.4253 | 1.4319 | 1.4238 | 1.3901 | 1.2504 | 1.3782 | 1.4309 | 1.4735 | 1.4117 | 1.4938 | 344.5274 | 0 | 2611.9894 | 0 | 0 | 0 | 1 | 0 | 0 | 1.4137
350 | HVAC | Ventilation | VAV System | Institutional | New | CinNgsld350 | 1 | 0.7896 | 6851.7404 | 0 | GSLD | 10 | 1.4643 | 1.391 | 1.4253 | 1.4319 | 1.4238 | 1.3901 | 1.2504 | 1.3782 | 1.4309 | 1.4735 | 1.4117 | 1.4938 | 344.5274 | 0 | 2611.9894 | 0 | 0 | 0 | 1 | 0 | 0 | 1.4137
350 | HVAC | Ventilation | VAV System | Lodging/Hospitality | Existing | CloEgsld350 | 1 | 0.41054 | 5522.7016 | 0 | GSLD | 10 | 1.4643 | 1.391 | 1.4253 | 1.4319 | 1.4238 | 1.3901 | 1.2504 | 1.3782 | 1.4309 | 1.4735 | 1.4117 | 1.4938 | 277.6991 | 0 | 2105.3393 | 0 | 0 | 0 | 1 | 0 | 0 | 1.4137
350 | HVAC | Ventilation | VAV System | Lodging/Hospitality | New | CloNgsld350 | 1 | 0.41054 | 5522.7016 | 0 | GSLD | 10 | 1.4643 | 1.391 | 1.4253 | 1.4319 | 1.4238 | 1.3901 | 1.2504 | 1.3782 | 1.4309 | 1.4735 | 1.4117 | 1.4938 | 277.6991 | 0 | 2105.3393 | 0 | 0 | 0 | 1 | 0 | 0 | 1.4137
350 | HVAC | Ventilation | VAV System | Miscellaneous | Existing | CmiEgsld350 | 1 | 0.7121 | 3545.5611 | 0 | GSLD | 10 | 1.4643 | 1.391 | 1.4253 | 1.4319 | 1.4238 | 1.3901 | 1.2504 | 1.3782 | 1.4309 | 1.4735 | 1.4117 | 1.4938 | 178.2822 | 0 | 1351.6227 | 0 | 0 | 0 | 1 | 0 | 0 | 1.4137
350 | HVAC | Ventilation | VAV System | Miscellaneous | New | CmiNgsld350 | 1 | 0.7121 | 3545.5611 | 0 | GSLD | 10 | 1.4643 | 1.391 | 1.4253 | 1.4319 | 1.4238 | 1.3901 | 1.2504 | 1.3782 | 1.4309 | 1.4735 | 1.4117 | 1.4938 | 178.2822 | 0 | 1351.6227 | 0 | 0 | 0 | 1 | 0 | 0 | 1.4137
350 | HVAC | Ventilation | VAV System | Offices | Existing | CofEgsld350 | 1 | 0.7121 | 3545.5611 | 0 | GSLD | 10 | 1.4643 | 1.391 | 1.4253 | 1.4319 | 1.4238 | 1.3901 | 1.2504 | 1.3782 | 1.4309 | 1.4735 | 1.4117 | 1.4938 | 178.2822 | 0 | 1351.6227 | 0 | 0 | 0 | 1 | 0 | 0 | 1.4137
350 | HVAC | Ventilation | VAV System | Offices | New | CofNgsld350 | 1 | 0.7121 | 3545.5611 | 0 | GSLD | 10 | 1.4643 | 1.391 | 1.4253 | 1.4319 | 1.4238 | 1.3901 | 1.2504 | 1.3782 | 1.4309 | 1.4735 | 1.4117 | 1.4938 | 178.2822 | 0 | 1351.6227 | 0 | 0 | 0 | 1 | 0 | 0 | 1.4137
350 | HVAC | Ventilation | VAV System | Restaurants | Existing | CreEgsld350 | 1 | 0.74481 | 4506.7038 | 0 | GSLD | 10 | 1.4643 | 1.391 | 1.4253 | 1.4319 | 1.4238 | 1.3901 | 1.2504 | 1.3782 | 1.4309 | 1.4735 | 1.4117 | 1.4938 | 226.6115 | 0 | 1718.0252 | 0 | 0 | 0 | 1 | 0 | 0 | 1.4137
350 | HVAC | Ventilation | VAV System | Restaurants | New | CreNgsld350 | 1 | 0.74481 | 4506.7038 | 0 | GSLD | 10 | 1.4643 | 1.391 | 1.4253 | 1.4319 | 1.4238 | 1.3901 | 1.2504 | 1.3782 | 1.4309 | 1.4735 | 1.4117 | 1.4938 | 226.6115 | 0 | 1718.0252 | 0 | 0 | 0 | 1 | 0 | 0 | 1.4137
350 | HVAC | Ventilation | VAV System | Retail | Existing | CrtEgsld350 | 1 | 0.7121 | 3545.5611 | 0 | GSLD | 10 | 1.4643 | 1.391 | 1.4253 | 1.4319 | 1.4238 | 1.3901 | 1.2504 | 1.3782 | 1.4309 | 1.4735 | 1.4117 | 1.4938 | 178.2822 | 0 | 1351.6227 | 0 | 0 | 0 | 1 | 0 | 0 | 1.4137
350 | HVAC | Ventilation | VAV System | Retail | New | CrtNgsld350 | 1 | 0.7121 | 3545.5611 | 0 | GSLD | 10 | 1.4643 | 1.391 | 1.4253 | 1.4319 | 1.4238 | 1.3901 | 1.2504 | 1.3782 | 1.4309 | 1.4735 | 1.4117 | 1.4938 | 178.2822 | 0 | 1351.6227 | 0 | 0 | 0 | 1 | 0 | 0 | 1.4137
350 | HVAC | Ventilation | VAV System | Schools K-12 | Existing | CscEgsld350 | 1 | 0.7121 | 3545.5611 | 0 | GSLD | 10 | 1.4643 | 1.391 | 1.4253 | 1.4319 | 1.4238 | 1.3901 | 1.2504 | 1.3782 | 1.4309 | 1.4735 | 1.4117 | 1.4938 | 178.2822 | 0 | 1351.6227 | 0 | 0 | 0 | 1 | 0 | 0 | 1.4137
350 | HVAC | Ventilation | VAV System | Schools K-12 | New | CscNgsld350 | 1 | 0.7121 | 3545.5611 | 0 | GSLD | 10 | 1.4643 | 1.391 | 1.4253 | 1.4319 | 1.4238 | 1.3901 | 1.2504 | 1.3782 | 1.4309 | 1.4735 | 1.4117 | 1.4938 | 178.2822 | 0 | 1351.6227 | 0 | 0 | 0 | 1 | 0 | 0 | 1.4137
350 | HVAC | Ventilation | VAV System | Warehouse | Existing | CwaEgsld350 | 1 | 0.7121 | 3545.5611 | 0 | GSLD | 10 | 1.4643 | 1.391 | 1.4253 | 1.4319 | 1.4238 | 1.3901 | 1.2504 | 1.3782 | 1.4309 | 1.4735 | 1.4117 | 1.4938 | 178.2822 | 0 | 1351.6227 | 0 | 0 | 0 | 1 | 0 | 0 | 1.4137
350 | HVAC | Ventilation | VAV System | Warehouse | New | CwaNgsld350 | 1 | 0.7121 | 3545.5611 | 0 | GSLD | 10 | 1.4643 | 1.391 | 1.4253 | 1.4319 | 1.4238 | 1.3901 | 1.2504 | 1.3782 | 1.4309 | 1.4735 | 1.4117 | 1.4938 | 178.2822 | 0 | 1351.6227 | 0 | 0 | 0 | 1 | 0 | 0 | 1.4137
401 | Lighting-Exterior | Controls | Bi-Level Lighting Control (Exterior) | Assembly | Existing | CasEgsld401 | 0 | 0.059165 | 622.79 | 0 | GSLD | 8 | 1 | 1 | 1 | 1 | 1 | 1 | 1 | 1 | 1 | 1 | 1 | 1 | 37.3674 | 0 | 400 | 0 | 0 | 0 | 1 | 0 | 0 | 1
401 | Lighting-Exterior | Controls | Bi-Level Lighting Control (Exterior) | Assembly | New | CasNgsld401 | 0 | 0.059165 | 622.79 | 0 | GSLD | 8 | 1 | 1 | 1 | 1 | 1 | 1 | 1 | 1 | 1 | 1 | 1 | 1 | 37.3674 | 0 | 400 | 0 | 0 | 0 | 1 | 0 | 0 | 1
401 | Lighting-Exterior | Controls | Bi-Level Lighting Control (Exterior) | College and University | Existing | CcoEgsld401 | 0 | 0.061656 | 622.79 | 0 | GSLD | 8 | 1 | 1 | 1 | 1 | 1 | 1 | 1 | 1 | 1 | 1 | 1 | 1 | 37.3674 | 0 | 400 | 0 | 0 | 0 | 1 | 0 | 0 | 1
401 | Lighting-Exterior | Controls | Bi-Level Lighting Control (Exterior) | College and University | New | CcoNgsld401 | 0 | 0.061656 | 622.79 | 0 | GSLD | 8 | 1 | 1 | 1 | 1 | 1 | 1 | 1 | 1 | 1 | 1 | 1 | 1 | 37.3674 | 0 | 400 | 0 | 0 | 0 | 1 | 0 | 0 | 1
401 | Lighting-Exterior | Controls | Bi-Level Lighting Control (Exterior) | Data Center | Existing | CdaEgsld401 | 0 | 0.056674 | 622.79 | 0 | GSLD | 8 | 1 | 1 | 1 | 1 | 1 | 1 | 1 | 1 | 1 | 1 | 1 | 1 | 37.3674 | 0 | 400 | 0 | 0 | 0 | 1 | 0 | 0 | 1
401 | Lighting-Exterior | Controls | Bi-Level Lighting Control (Exterior) | Data Center | New | CdaNgsld401 | 0 | 0.056674 | 622.79 | 0 | GSLD | 8 | 1 | 1 | 1 | 1 | 1 | 1 | 1 | 1 | 1 | 1 | 1 | 1 | 37.3674 | 0 | 400 | 0 | 0 | 0 | 1 | 0 | 0 | 1
401 | Lighting-Exterior | Controls | Bi-Level Lighting Control (Exterior) | Grocery | Existing | CgrEgsld401 | 0 | 0.060411 | 622.79 | 0 | GSLD | 8 | 1 | 1 | 1 | 1 | 1 | 1 | 1 | 1 | 1 | 1 | 1 | 1 | 37.3674 | 0 | 400 | 0 | 0 | 0 | 1 | 0 | 0 | 1
401 | Lighting-Exterior | Controls | Bi-Level Lighting Control (Exterior) | Grocery | New | CgrNgsld401 | 0 | 0.060411 | 622.79 | 0 | GSLD | 8 | 1 | 1 | 1 | 1 | 1 | 1 | 1 | 1 | 1 | 1 | 1 | 1 | 37.3674 | 0 | 400 | 0 | 0 | 0 | 1 | 0 | 0 | 1
401 | Lighting-Exterior | Controls | Bi-Level Lighting Control (Exterior) | Healthcare | Existing | CheEgsld401 | 0 | 0.060411 | 622.79 | 0 | GSLD | 8 | 1 | 1 | 1 | 1 | 1 | 1 | 1 | 1 | 1 | 1 | 1 | 1 | 37.3674 | 0 | 400 | 0 | 0 | 0 | 1 | 0 | 0 | 1
401 | Lighting-Exterior | Controls | Bi-Level Lighting Control (Exterior) | Healthcare | New | CheNgsld401 | 0 | 0.060411 | 622.79 | 0 | GSLD | 8 | 1 | 1 | 1 | 1 | 1 | 1 | 1 | 1 | 1 | 1 | 1 | 1 | 37.3674 | 0 | 400 | 0 | 0 | 0 | 1 | 0 | 0 | 1
401 | Lighting-Exterior | Controls | Bi-Level Lighting Control (Exterior) | Hospitals | Existing | ChoEgsld401 | 0 | 0.061656 | 622.79 | 0 | GSLD | 8 | 1 | 1 | 1 | 1 | 1 | 1 | 1 | 1 | 1 | 1 | 1 | 1 | 37.3674 | 0 | 400 | 0 | 0 | 0 | 1 | 0 | 0 | 1
401 | Lighting-Exterior | Controls | Bi-Level Lighting Control (Exterior) | Hospitals | New | ChoNgsld401 | 0 | 0.061656 | 622.79 | 0 | GSLD | 8 | 1 | 1 | 1 | 1 | 1 | 1 | 1 | 1 | 1 | 1 | 1 | 1 | 37.3674 | 0 | 400 | 0 | 0 | 0 | 1 | 0 | 0 | 1
401 | Lighting-Exterior | Controls | Bi-Level Lighting Control (Exterior) | Institutional | Existing | CinEgsld401 | 0 | 0.074735 | 622.79 | 0 | GSLD | 8 | 1 | 1 | 1 | 1 | 1 | 1 | 1 | 1 | 1 | 1 | 1 | 1 | 37.3674 | 0 | 400 | 0 | 0 | 0 | 1 | 0 | 0 | 1
401 | Lighting-Exterior | Controls | Bi-Level Lighting Control (Exterior) | Institutional | New | CinNgsld401 | 0 | 0.074735 | 622.79 | 0 | GSLD | 8 | 1 | 1 | 1 | 1 | 1 | 1 | 1 | 1 | 1 | 1 | 1 | 1 | 37.3674 | 0 | 400 | 0 | 0 | 0 | 1 | 0 | 0 | 1
401 | Lighting-Exterior | Controls | Bi-Level Lighting Control (Exterior) | Lodging/Hospitality | Existing | CloEgsld401 | 0 | 0.054183 | 622.79 | 0 | GSLD | 8 | 1 | 1 | 1 | 1 | 1 | 1 | 1 | 1 | 1 | 1 | 1 | 1 | 37.3674 | 0 | 400 | 0 | 0 | 0 | 1 | 0 | 0 | 1
401 | Lighting-Exterior | Controls | Bi-Level Lighting Control (Exterior) | Lodging/Hospitality | New | CloNgsld401 | 0 | 0.054183 | 622.79 | 0 | GSLD | 8 | 1 | 1 | 1 | 1 | 1 | 1 | 1 | 1 | 1 | 1 | 1 | 1 | 37.3674 | 0 | 400 | 0 | 0 | 0 | 1 | 0 | 0 | 1
401 | Lighting-Exterior | Controls | Bi-Level Lighting Control (Exterior) | Miscellaneous | Existing | CmiEgsld401 | 0 | 0.056674 | 622.79 | 0 | GSLD | 8 | 1 | 1 | 1 | 1 | 1 | 1 | 1 | 1 | 1 | 1 | 1 | 1 | 37.3674 | 0 | 400 | 0 | 0 | 0 | 1 | 0 | 0 | 1
401 | Lighting-Exterior | Controls | Bi-Level Lighting Control (Exterior) | Miscellaneous | New | CmiNgsld401 | 0 | 0.056674 | 622.79 | 0 | GSLD | 8 | 1 | 1 | 1 | 1 | 1 | 1 | 1 | 1 | 1 | 1 | 1 | 1 | 37.3674 | 0 | 400 | 0 | 0 | 0 | 1 | 0 | 0 | 1
401 | Lighting-Exterior | Controls | Bi-Level Lighting Control (Exterior) | Offices | Existing | CofEgsld401 | 0 | 0.056674 | 622.79 | 0 | GSLD | 8 | 1 | 1 | 1 | 1 | 1 | 1 | 1 | 1 | 1 | 1 | 1 | 1 | 37.3674 | 0 | 400 | 0 | 0 | 0 | 1 | 0 | 0 | 1
401 | Lighting-Exterior | Controls | Bi-Level Lighting Control (Exterior) | Offices | New | CofNgsld401 | 0 | 0.056674 | 622.79 | 0 | GSLD | 8 | 1 | 1 | 1 | 1 | 1 | 1 | 1 | 1 | 1 | 1 | 1 | 1 | 37.3674 | 0 | 400 | 0 | 0 | 0 | 1 | 0 | 0 | 1
401 | Lighting-Exterior | Controls | Bi-Level Lighting Control (Exterior) | Restaurants | Existing | CreEgsld401 | 0 | 0.056051 | 622.79 | 0 | GSLD | 8 | 1 | 1 | 1 | 1 | 1 | 1 | 1 | 1 | 1 | 1 | 1 | 1 | 37.3674 | 0 | 400 | 0 | 0 | 0 | 1 | 0 | 0 | 1
401 | Lighting-Exterior | Controls | Bi-Level Lighting Control (Exterior) | Restaurants | New | CreNgsld401 | 0 | 0.056051 | 622.79 | 0 | GSLD | 8 | 1 | 1 | 1 | 1 | 1 | 1 | 1 | 1 | 1 | 1 | 1 | 1 | 37.3674 | 0 | 400 | 0 | 0 | 0 | 1 | 0 | 0 | 1
401 | Lighting-Exterior | Controls | Bi-Level Lighting Control (Exterior) | Retail | Existing | CrtEgsld401 | 0 | 0.059788 | 622.79 | 0 | GSLD | 8 | 1 | 1 | 1 | 1 | 1 | 1 | 1 | 1 | 1 | 1 | 1 | 1 | 37.3674 | 0 | 400 | 0 | 0 | 0 | 1 | 0 | 0 | 1
401 | Lighting-Exterior | Controls | Bi-Level Lighting Control (Exterior) | Retail | New | CrtNgsld401 | 0 | 0.059788 | 622.79 | 0 | GSLD | 8 | 1 | 1 | 1 | 1 | 1 | 1 | 1 | 1 | 1 | 1 | 1 | 1 | 37.3674 | 0 | 400 | 0 | 0 | 0 | 1 | 0 | 0 | 1
401 | Lighting-Exterior | Controls | Bi-Level Lighting Control (Exterior) | Schools K-12 | Existing | CscEgsld401 | 0 | 0.06477 | 622.79 | 0 | GSLD | 8 | 1 | 1 | 1 | 1 | 1 | 1 | 1 | 1 | 1 | 1 | 1 | 1 | 37.3674 | 0 | 400 | 0 | 0 | 0 | 1 | 0 | 0 | 1
401 | Lighting-Exterior | Controls | Bi-Level Lighting Control (Exterior) | Schools K-12 | New | CscNgsld401 | 0 | 0.06477 | 622.79 | 0 | GSLD | 8 | 1 | 1 | 1 | 1 | 1 | 1 | 1 | 1 | 1 | 1 | 1 | 1 | 37.3674 | 0 | 400 | 0 | 0 | 0 | 1 | 0 | 0 | 1
401 | Lighting-Exterior | Controls | Bi-Level Lighting Control (Exterior) | Warehouse | Existing | CwaEgsld401 | 0 | 0.059788 | 622.79 | 0 | GSLD | 8 | 1 | 1 | 1 | 1 | 1 | 1 | 1 | 1 | 1 | 1 | 1 | 1 | 37.3674 | 0 | 400 | 0 | 0 | 0 | 1 | 0 | 0 | 1
401 | Lighting-Exterior | Controls | Bi-Level Lighting Control (Exterior) | Warehouse | New | CwaNgsld401 | 0 | 0.059788 | 622.79 | 0 | GSLD | 8 | 1 | 1 | 1 | 1 | 1 | 1 | 1 | 1 | 1 | 1 | 1 | 1 | 37.3674 | 0 | 400 | 0 | 0 | 0 | 1 | 0 | 0 | 1
402 | Lighting-Exterior | Controls | Outdoor Lighting Controls | Assembly | Existing | CasEgsld402 | 0 | 0.041895 | 441 | 0 | GSLD | 10 | 0.57723 | 0.60437 | 0.83705 | 1.097 | 1.2026 | 1.2026 | 1.289 | 1.2891 | 1.2453 | 1.1192 | 0.77553 | 0.85362 | 26.46 | 0 | 57.62 | 0 | 0 | 0 | 1 | 0 | 0 | 1.0077
402 | Lighting-Exterior | Controls | Outdoor Lighting Controls | Assembly | New | CasNgsld402 | 0 | 0.041895 | 441 | 0 | GSLD | 10 | 0.57723 | 0.60437 | 0.83705 | 1.097 | 1.2026 | 1.2026 | 1.289 | 1.2891 | 1.2453 | 1.1192 | 0.77553 | 0.85362 | 26.46 | 0 | 57.62 | 0 | 0 | 0 | 1 | 0 | 0 | 1.0077
402 | Lighting-Exterior | Controls | Outdoor Lighting Controls | College and University | Existing | CcoEgsld402 | 0 | 0.043659 | 441 | 0 | GSLD | 10 | 0.57723 | 0.60437 | 0.83705 | 1.097 | 1.2026 | 1.2026 | 1.289 | 1.2891 | 1.2453 | 1.1192 | 0.77553 | 0.85362 | 26.46 | 0 | 57.62 | 0 | 0 | 0 | 1 | 0 | 0 | 1.0077
402 | Lighting-Exterior | Controls | Outdoor Lighting Controls | College and University | New | CcoNgsld402 | 0 | 0.043659 | 441 | 0 | GSLD | 10 | 0.57723 | 0.60437 | 0.83705 | 1.097 | 1.2026 | 1.2026 | 1.289 | 1.2891 | 1.2453 | 1.1192 | 0.77553 | 0.85362 | 26.46 | 0 | 57.62 | 0 | 0 | 0 | 1 | 0 | 0 | 1.0077
402 | Lighting-Exterior | Controls | Outdoor Lighting Controls | Data Center | Existing | CdaEgsld402 | 0 | 0.040131 | 441 | 0 | GSLD | 10 | 0.57723 | 0.60437 | 0.83705 | 1.097 | 1.2026 | 1.2026 | 1.289 | 1.2891 | 1.2453 | 1.1192 | 0.77553 | 0.85362 | 26.46 | 0 | 57.62 | 0 | 0 | 0 | 1 | 0 | 0 | 1.0077
402 | Lighting-Exterior | Controls | Outdoor Lighting Controls | Data Center | New | CdaNgsld402 | 0 | 0.040131 | 441 | 0 | GSLD | 10 | 0.57723 | 0.60437 | 0.83705 | 1.097 | 1.2026 | 1.2026 | 1.289 | 1.2891 | 1.2453 | 1.1192 | 0.77553 | 0.85362 | 26.46 | 0 | 57.62 | 0 | 0 | 0 | 1 | 0 | 0 | 1.0077
402 | Lighting-Exterior | Controls | Outdoor Lighting Controls | Grocery | Existing | CgrEgsld402 | 0 | 0.042777 | 441 | 0 | GSLD | 10 | 0.57723 | 0.60437 | 0.83705 | 1.097 | 1.2026 | 1.2026 | 1.289 | 1.2891 | 1.2453 | 1.1192 | 0.77553 | 0.85362 | 26.46 | 0 | 57.62 | 0 | 0 | 0 | 1 | 0 | 0 | 1.0077
402 | Lighting-Exterior | Controls | Outdoor Lighting Controls | Grocery | New | CgrNgsld402 | 0 | 0.042777 | 441 | 0 | GSLD | 10 | 0.57723 | 0.60437 | 0.83705 | 1.097 | 1.2026 | 1.2026 | 1.289 | 1.2891 | 1.2453 | 1.1192 | 0.77553 | 0.85362 | 26.46 | 0 | 57.62 | 0 | 0 | 0 | 1 | 0 | 0 | 1.0077
402 | Lighting-Exterior | Controls | Outdoor Lighting Controls | Healthcare | Existing | CheEgsld402 | 0 | 0.042777 | 441 | 0 | GSLD | 10 | 0.57723 | 0.60437 | 0.83705 | 1.097 | 1.2026 | 1.2026 | 1.289 | 1.2891 | 1.2453 | 1.1192 | 0.77553 | 0.85362 | 26.46 | 0 | 57.62 | 0 | 0 | 0 | 1 | 0 | 0 | 1.0077
402 | Lighting-Exterior | Controls | Outdoor Lighting Controls | Healthcare | New | CheNgsld402 | 0 | 0.042777 | 441 | 0 | GSLD | 10 | 0.57723 | 0.60437 | 0.83705 | 1.097 | 1.2026 | 1.2026 | 1.289 | 1.2891 | 1.2453 | 1.1192 | 0.77553 | 0.85362 | 26.46 | 0 | 57.62 | 0 | 0 | 0 | 1 | 0 | 0 | 1.0077
402 | Lighting-Exterior | Controls | Outdoor Lighting Controls | Hospitals | Existing | ChoEgsld402 | 0 | 0.043659 | 441 | 0 | GSLD | 10 | 0.57723 | 0.60437 | 0.83705 | 1.097 | 1.2026 | 1.2026 | 1.289 | 1.2891 | 1.2453 | 1.1192 | 0.77553 | 0.85362 | 26.46 | 0 | 57.62 | 0 | 0 | 0 | 1 | 0 | 0 | 1.0077
402 | Lighting-Exterior | Controls | Outdoor Lighting Controls | Hospitals | New | ChoNgsld402 | 0 | 0.043659 | 441 | 0 | GSLD | 10 | 0.57723 | 0.60437 | 0.83705 | 1.097 | 1.2026 | 1.2026 | 1.289 | 1.2891 | 1.2453 | 1.1192 | 0.77553 | 0.85362 | 26.46 | 0 | 57.62 | 0 | 0 | 0 | 1 | 0 | 0 | 1.0077
402 | Lighting-Exterior | Controls | Outdoor Lighting Controls | Institutional | Existing | CinEgsld402 | 0 | 0.05292 | 441 | 0 | GSLD | 10 | 0.57723 | 0.60437 | 0.83705 | 1.097 | 1.2026 | 1.2026 | 1.289 | 1.2891 | 1.2453 | 1.1192 | 0.77553 | 0.85362 | 26.46 | 0 | 57.62 | 0 | 0 | 0 | 1 | 0 | 0 | 1.0077
402 | Lighting-Exterior | Controls | Outdoor Lighting Controls | Institutional | New | CinNgsld402 | 0 | 0.05292 | 441 | 0 | GSLD | 10 | 0.57723 | 0.60437 | 0.83705 | 1.097 | 1.2026 | 1.2026 | 1.289 | 1.2891 | 1.2453 | 1.1192 | 0.77553 | 0.85362 | 26.46 | 0 | 57.62 | 0 | 0 | 0 | 1 | 0 | 0 | 1.0077
402 | Lighting-Exterior | Controls | Outdoor Lighting Controls | Lodging/Hospitality | Existing | CloEgsld402 | 0 | 0.038367 | 441 | 0 | GSLD | 10 | 0.57723 | 0.60437 | 0.83705 | 1.097 | 1.2026 | 1.2026 | 1.289 | 1.2891 | 1.2453 | 1.1192 | 0.77553 | 0.85362 | 26.46 | 0 | 57.62 | 0 | 0 | 0 | 1 | 0 | 0 | 1.0077
402 | Lighting-Exterior | Controls | Outdoor Lighting Controls | Lodging/Hospitality | New | CloNgsld402 | 0 | 0.038367 | 441 | 0 | GSLD | 10 | 0.57723 | 0.60437 | 0.83705 | 1.097 | 1.2026 | 1.2026 | 1.289 | 1.2891 | 1.2453 | 1.1192 | 0.77553 | 0.85362 | 26.46 | 0 | 57.62 | 0 | 0 | 0 | 1 | 0 | 0 | 1.0077
402 | Lighting-Exterior | Controls | Outdoor Lighting Controls | Miscellaneous | Existing | CmiEgsld402 | 0 | 0.040131 | 441 | 0 | GSLD | 10 | 0.57723 | 0.60437 | 0.83705 | 1.097 | 1.2026 | 1.2026 | 1.289 | 1.2891 | 1.2453 | 1.1192 | 0.77553 | 0.85362 | 26.46 | 0 | 57.62 | 0 | 0 | 0 | 1 | 0 | 0 | 1.0077
402 | Lighting-Exterior | Controls | Outdoor Lighting Controls | Miscellaneous | New | CmiNgsld402 | 0 | 0.040131 | 441 | 0 | GSLD | 10 | 0.57723 | 0.60437 | 0.83705 | 1.097 | 1.2026 | 1.2026 | 1.289 | 1.2891 | 1.2453 | 1.1192 | 0.77553 | 0.85362 | 26.46 | 0 | 57.62 | 0 | 0 | 0 | 1 | 0 | 0 | 1.0077
402 | Lighting-Exterior | Controls | Outdoor Lighting Controls | Offices | Existing | CofEgsld402 | 0 | 0.040131 | 441 | 0 | GSLD | 10 | 0.57723 | 0.60437 | 0.83705 | 1.097 | 1.2026 | 1.2026 | 1.289 | 1.2891 | 1.2453 | 1.1192 | 0.77553 | 0.85362 | 26.46 | 0 | 57.62 | 0 | 0 | 0 | 1 | 0 | 0 | 1.0077
402 | Lighting-Exterior | Controls | Outdoor Lighting Controls | Offices | New | CofNgsld402 | 0 | 0.040131 | 441 | 0 | GSLD | 10 | 0.57723 | 0.60437 | 0.83705 | 1.097 | 1.2026 | 1.2026 | 1.289 | 1.2891 | 1.2453 | 1.1192 | 0.77553 | 0.85362 | 26.46 | 0 | 57.62 | 0 | 0 | 0 | 1 | 0 | 0 | 1.0077
402 | Lighting-Exterior | Controls | Outdoor Lighting Controls | Restaurants | Existing | CreEgsld402 | 0 | 0.03969 | 441 | 0 | GSLD | 10 | 0.57723 | 0.60437 | 0.83705 | 1.097 | 1.2026 | 1.2026 | 1.289 | 1.2891 | 1.2453 | 1.1192 | 0.77553 | 0.85362 | 26.46 | 0 | 57.62 | 0 | 0 | 0 | 1 | 0 | 0 | 1.0077
402 | Lighting-Exterior | Controls | Outdoor Lighting Controls | Restaurants | New | CreNgsld402 | 0 | 0.03969 | 441 | 0 | GSLD | 10 | 0.57723 | 0.60437 | 0.83705 | 1.097 | 1.2026 | 1.2026 | 1.289 | 1.2891 | 1.2453 | 1.1192 | 0.77553 | 0.85362 | 26.46 | 0 | 57.62 | 0 | 0 | 0 | 1 | 0 | 0 | 1.0077
402 | Lighting-Exterior | Controls | Outdoor Lighting Controls | Retail | Existing | CrtEgsld402 | 0 | 0.042336 | 441 | 0 | GSLD | 10 | 0.57723 | 0.60437 | 0.83705 | 1.097 | 1.2026 | 1.2026 | 1.289 | 1.2891 | 1.2453 | 1.1192 | 0.77553 | 0.85362 | 26.46 | 0 | 57.62 | 0 | 0 | 0 | 1 | 0 | 0 | 1.0077
402 | Lighting-Exterior | Controls | Outdoor Lighting Controls | Retail | New | CrtNgsld402 | 0 | 0.042336 | 441 | 0 | GSLD | 10 | 0.57723 | 0.60437 | 0.83705 | 1.097 | 1.2026 | 1.2026 | 1.289 | 1.2891 | 1.2453 | 1.1192 | 0.77553 | 0.85362 | 26.46 | 0 | 57.62 | 0 | 0 | 0 | 1 | 0 | 0 | 1.0077
402 | Lighting-Exterior | Controls | Outdoor Lighting Controls | Schools K-12 | Existing | CscEgsld402 | 0 | 0.045864 | 441 | 0 | GSLD | 10 | 0.57723 | 0.60437 | 0.83705 | 1.097 | 1.2026 | 1.2026 | 1.289 | 1.2891 | 1.2453 | 1.1192 | 0.77553 | 0.85362 | 26.46 | 0 | 57.62 | 0 | 0 | 0 | 1 | 0 | 0 | 1.0077
402 | Lighting-Exterior | Controls | Outdoor Lighting Controls | Schools K-12 | New | CscNgsld402 | 0 | 0.045864 | 441 | 0 | GSLD | 10 | 0.57723 | 0.60437 | 0.83705 | 1.097 | 1.2026 | 1.2026 | 1.289 | 1.2891 | 1.2453 | 1.1192 | 0.77553 | 0.85362 | 26.46 | 0 | 57.62 | 0 | 0 | 0 | 1 | 0 | 0 | 1.0077
402 | Lighting-Exterior | Controls | Outdoor Lighting Controls | Warehouse | Existing | CwaEgsld402 | 0 | 0.042336 | 441 | 0 | GSLD | 10 | 0.57723 | 0.60437 | 0.83705 | 1.097 | 1.2026 | 1.2026 | 1.289 | 1.2891 | 1.2453 | 1.1192 | 0.77553 | 0.85362 | 26.46 | 0 | 57.62 | 0 | 0 | 0 | 1 | 0 | 0 | 1.0077
402 | Lighting-Exterior | Controls | Outdoor Lighting Controls | Warehouse | New | CwaNgsld402 | 0 | 0.042336 | 441 | 0 | GSLD | 10 | 0.57723 | 0.60437 | 0.83705 | 1.097 | 1.2026 | 1.2026 | 1.289 | 1.2891 | 1.2453 | 1.1192 | 0.77553 | 0.85362 | 26.46 | 0 | 57.62 | 0 | 0 | 0 | 1 | 0 | 0 | 1.0077
403 | Lighting-Exterior | Controls | Outdoor motion sensor | Assembly | Existing | CasEgsld403 | 0 | 0.045805 | 482.16 | 0 | GSLD | 10 | 0.57723 | 0.60437 | 0.83705 | 1.097 | 1.2026 | 1.2026 | 1.289 | 1.2891 | 1.2453 | 1.1192 | 0.77553 | 0.85362 | 28.9296 | 0 | 84 | 0 | 0 | 0 | 1 | 0 | 0 | 1.0077
403 | Lighting-Exterior | Controls | Outdoor motion sensor | Assembly | New | CasNgsld403 | 0 | 0.045805 | 482.16 | 0 | GSLD | 10 | 0.57723 | 0.60437 | 0.83705 | 1.097 | 1.2026 | 1.2026 | 1.289 | 1.2891 | 1.2453 | 1.1192 | 0.77553 | 0.85362 | 28.9296 | 0 | 84 | 0 | 0 | 0 | 1 | 0 | 0 | 1.0077
403 | Lighting-Exterior | Controls | Outdoor motion sensor | College and University | Existing | CcoEgsld403 | 0 | 0.047734 | 482.16 | 0 | GSLD | 10 | 0.57723 | 0.60437 | 0.83705 | 1.097 | 1.2026 | 1.2026 | 1.289 | 1.2891 | 1.2453 | 1.1192 | 0.77553 | 0.85362 | 28.9296 | 0 | 84 | 0 | 0 | 0 | 1 | 0 | 0 | 1.0077
403 | Lighting-Exterior | Controls | Outdoor motion sensor | College and University | New | CcoNgsld403 | 0 | 0.047734 | 482.16 | 0 | GSLD | 10 | 0.57723 | 0.60437 | 0.83705 | 1.097 | 1.2026 | 1.2026 | 1.289 | 1.2891 | 1.2453 | 1.1192 | 0.77553 | 0.85362 | 28.9296 | 0 | 84 | 0 | 0 | 0 | 1 | 0 | 0 | 1.0077
403 | Lighting-Exterior | Controls | Outdoor motion sensor | Data Center | Existing | CdaEgsld403 | 0 | 0.043877 | 482.16 | 0 | GSLD | 10 | 0.57723 | 0.60437 | 0.83705 | 1.097 | 1.2026 | 1.2026 | 1.289 | 1.2891 | 1.2453 | 1.1192 | 0.77553 | 0.85362 | 28.9296 | 0 | 84 | 0 | 0 | 0 | 1 | 0 | 0 | 1.0077
403 | Lighting-Exterior | Controls | Outdoor motion sensor | Data Center | New | CdaNgsld403 | 0 | 0.043877 | 482.16 | 0 | GSLD | 10 | 0.57723 | 0.60437 | 0.83705 | 1.097 | 1.2026 | 1.2026 | 1.289 | 1.2891 | 1.2453 | 1.1192 | 0.77553 | 0.85362 | 28.9296 | 0 | 84 | 0 | 0 | 0 | 1 | 0 | 0 | 1.0077
403 | Lighting-Exterior | Controls | Outdoor motion sensor | Grocery | Existing | CgrEgsld403 | 0 | 0.04677 | 482.16 | 0 | GSLD | 10 | 0.57723 | 0.60437 | 0.83705 | 1.097 | 1.2026 | 1.2026 | 1.289 | 1.2891 | 1.2453 | 1.1192 | 0.77553 | 0.85362 | 28.9296 | 0 | 84 | 0 | 0 | 0 | 1 | 0 | 0 | 1.0077
403 | Lighting-Exterior | Controls | Outdoor motion sensor | Grocery | New | CgrNgsld403 | 0 | 0.04677 | 482.16 | 0 | GSLD | 10 | 0.57723 | 0.60437 | 0.83705 | 1.097 | 1.2026 | 1.2026 | 1.289 | 1.2891 | 1.2453 | 1.1192 | 0.77553 | 0.85362 | 28.9296 | 0 | 84 | 0 | 0 | 0 | 1 | 0 | 0 | 1.0077
403 | Lighting-Exterior | Controls | Outdoor motion sensor | Healthcare | Existing | CheEgsld403 | 0 | 0.04677 | 482.16 | 0 | GSLD | 10 | 0.57723 | 0.60437 | 0.83705 | 1.097 | 1.2026 | 1.2026 | 1.289 | 1.2891 | 1.2453 | 1.1192 | 0.77553 | 0.85362 | 28.9296 | 0 | 84 | 0 | 0 | 0 | 1 | 0 | 0 | 1.0077
403 | Lighting-Exterior | Controls | Outdoor motion sensor | Healthcare | New | CheNgsld403 | 0 | 0.04677 | 482.16 | 0 | GSLD | 10 | 0.57723 | 0.60437 | 0.83705 | 1.097 | 1.2026 | 1.2026 | 1.289 | 1.2891 | 1.2453 | 1.1192 | 0.77553 | 0.85362 | 28.9296 | 0 | 84 | 0 | 0 | 0 | 1 | 0 | 0 | 1.0077
403 | Lighting-Exterior | Controls | Outdoor motion sensor | Hospitals | Existing | ChoEgsld403 | 0 | 0.047734 | 482.16 | 0 | GSLD | 10 | 0.57723 | 0.60437 | 0.83705 | 1.097 | 1.2026 | 1.2026 | 1.289 | 1.2891 | 1.2453 | 1.1192 | 0.77553 | 0.85362 | 28.9296 | 0 | 84 | 0 | 0 | 0 | 1 | 0 | 0 | 1.0077
403 | Lighting-Exterior | Controls | Outdoor motion sensor | Hospitals | New | ChoNgsld403 | 0 | 0.047734 | 482.16 | 0 | GSLD | 10 | 0.57723 | 0.60437 | 0.83705 | 1.097 | 1.2026 | 1.2026 | 1.289 | 1.2891 | 1.2453 | 1.1192 | 0.77553 | 0.85362 | 28.9296 | 0 | 84 | 0 | 0 | 0 | 1 | 0 | 0 | 1.0077
403 | Lighting-Exterior | Controls | Outdoor motion sensor | Institutional | Existing | CinEgsld403 | 0 | 0.057859 | 482.16 | 0 | GSLD | 10 | 0.57723 | 0.60437 | 0.83705 | 1.097 | 1.2026 | 1.2026 | 1.289 | 1.2891 | 1.2453 | 1.1192 | 0.77553 | 0.85362 | 28.9296 | 0 | 84 | 0 | 0 | 0 | 1 | 0 | 0 | 1.0077
403 | Lighting-Exterior | Controls | Outdoor motion sensor | Institutional | New | CinNgsld403 | 0 | 0.057859 | 482.16 | 0 | GSLD | 10 | 0.57723 | 0.60437 | 0.83705 | 1.097 | 1.2026 | 1.2026 | 1.289 | 1.2891 | 1.2453 | 1.1192 | 0.77553 | 0.85362 | 28.9296 | 0 | 84 | 0 | 0 | 0 | 1 | 0 | 0 | 1.0077
403 | Lighting-Exterior | Controls | Outdoor motion sensor | Lodging/Hospitality | Existing | CloEgsld403 | 0 | 0.041948 | 482.16 | 0 | GSLD | 10 | 0.57723 | 0.60437 | 0.83705 | 1.097 | 1.2026 | 1.2026 | 1.289 | 1.2891 | 1.2453 | 1.1192 | 0.77553 | 0.85362 | 28.9296 | 0 | 84 | 0 | 0 | 0 | 1 | 0 | 0 | 1.0077
403 | Lighting-Exterior | Controls | Outdoor motion sensor | Lodging/Hospitality | New | CloNgsld403 | 0 | 0.041948 | 482.16 | 0 | GSLD | 10 | 0.57723 | 0.60437 | 0.83705 | 1.097 | 1.2026 | 1.2026 | 1.289 | 1.2891 | 1.2453 | 1.1192 | 0.77553 | 0.85362 | 28.9296 | 0 | 84 | 0 | 0 | 0 | 1 | 0 | 0 | 1.0077
403 | Lighting-Exterior | Controls | Outdoor motion sensor | Miscellaneous | Existing | CmiEgsld403 | 0 | 0.043877 | 482.16 | 0 | GSLD | 10 | 0.57723 | 0.60437 | 0.83705 | 1.097 | 1.2026 | 1.2026 | 1.289 | 1.2891 | 1.2453 | 1.1192 | 0.77553 | 0.85362 | 28.9296 | 0 | 84 | 0 | 0 | 0 | 1 | 0 | 0 | 1.0077
403 | Lighting-Exterior | Controls | Outdoor motion sensor | Miscellaneous | New | CmiNgsld403 | 0 | 0.043877 | 482.16 | 0 | GSLD | 10 | 0.57723 | 0.60437 | 0.83705 | 1.097 | 1.2026 | 1.2026 | 1.289 | 1.2891 | 1.2453 | 1.1192 | 0.77553 | 0.85362 | 28.9296 | 0 | 84 | 0 | 0 | 0 | 1 | 0 | 0 | 1.0077
403 | Lighting-Exterior | Controls | Outdoor motion sensor | Offices | Existing | CofEgsld403 | 0 | 0.043877 | 482.16 | 0 | GSLD | 10 | 0.57723 | 0.60437 | 0.83705 | 1.097 | 1.2026 | 1.2026 | 1.289 | 1.2891 | 1.2453 | 1.1192 | 0.77553 | 0.85362 | 28.9296 | 0 | 84 | 0 | 0 | 0 | 1 | 0 | 0 | 1.0077
403 | Lighting-Exterior | Controls | Outdoor motion sensor | Offices | New | CofNgsld403 | 0 | 0.043877 | 482.16 | 0 | GSLD | 10 | 0.57723 | 0.60437 | 0.83705 | 1.097 | 1.2026 | 1.2026 | 1.289 | 1.2891 | 1.2453 | 1.1192 | 0.77553 | 0.85362 | 28.9296 | 0 | 84 | 0 | 0 | 0 | 1 | 0 | 0 | 1.0077
403 | Lighting-Exterior | Controls | Outdoor motion sensor | Restaurants | Existing | CreEgsld403 | 0 | 0.043394 | 482.16 | 0 | GSLD | 10 | 0.57723 | 0.60437 | 0.83705 | 1.097 | 1.2026 | 1.2026 | 1.289 | 1.2891 | 1.2453 | 1.1192 | 0.77553 | 0.85362 | 28.9296 | 0 | 84 | 0 | 0 | 0 | 1 | 0 | 0 | 1.0077
403 | Lighting-Exterior | Controls | Outdoor motion sensor | Restaurants | New | CreNgsld403 | 0 | 0.043394 | 482.16 | 0 | GSLD | 10 | 0.57723 | 0.60437 | 0.83705 | 1.097 | 1.2026 | 1.2026 | 1.289 | 1.2891 | 1.2453 | 1.1192 | 0.77553 | 0.85362 | 28.9296 | 0 | 84 | 0 | 0 | 0 | 1 | 0 | 0 | 1.0077
403 | Lighting-Exterior | Controls | Outdoor motion sensor | Retail | Existing | CrtEgsld403 | 0 | 0.046287 | 482.16 | 0 | GSLD | 10 | 0.57723 | 0.60437 | 0.83705 | 1.097 | 1.2026 | 1.2026 | 1.289 | 1.2891 | 1.2453 | 1.1192 | 0.77553 | 0.85362 | 28.9296 | 0 | 84 | 0 | 0 | 0 | 1 | 0 | 0 | 1.0077
403 | Lighting-Exterior | Controls | Outdoor motion sensor | Retail | New | CrtNgsld403 | 0 | 0.046287 | 482.16 | 0 | GSLD | 10 | 0.57723 | 0.60437 | 0.83705 | 1.097 | 1.2026 | 1.2026 | 1.289 | 1.2891 | 1.2453 | 1.1192 | 0.77553 | 0.85362 | 28.9296 | 0 | 84 | 0 | 0 | 0 | 1 | 0 | 0 | 1.0077
403 | Lighting-Exterior | Controls | Outdoor motion sensor | Schools K-12 | Existing | CscEgsld403 | 0 | 0.050145 | 482.16 | 0 | GSLD | 10 | 0.57723 | 0.60437 | 0.83705 | 1.097 | 1.2026 | 1.2026 | 1.289 | 1.2891 | 1.2453 | 1.1192 | 0.77553 | 0.85362 | 28.9296 | 0 | 84 | 0 | 0 | 0 | 1 | 0 | 0 | 1.0077
403 | Lighting-Exterior | Controls | Outdoor motion sensor | Schools K-12 | New | CscNgsld403 | 0 | 0.050145 | 482.16 | 0 | GSLD | 10 | 0.57723 | 0.60437 | 0.83705 | 1.097 | 1.2026 | 1.2026 | 1.289 | 1.2891 | 1.2453 | 1.1192 | 0.77553 | 0.85362 | 28.9296 | 0 | 84 | 0 | 0 | 0 | 1 | 0 | 0 | 1.0077
403 | Lighting-Exterior | Controls | Outdoor motion sensor | Warehouse | Existing | CwaEgsld403 | 0 | 0.046287 | 482.16 | 0 | GSLD | 10 | 0.57723 | 0.60437 | 0.83705 | 1.097 | 1.2026 | 1.2026 | 1.289 | 1.2891 | 1.2453 | 1.1192 | 0.77553 | 0.85362 | 28.9296 | 0 | 84 | 0 | 0 | 0 | 1 | 0 | 0 | 1.0077
403 | Lighting-Exterior | Controls | Outdoor motion sensor | Warehouse | New | CwaNgsld403 | 0 | 0.046287 | 482.16 | 0 | GSLD | 10 | 0.57723 | 0.60437 | 0.83705 | 1.097 | 1.2026 | 1.2026 | 1.289 | 1.2891 | 1.2453 | 1.1192 | 0.77553 | 0.85362 | 28.9296 | 0 | 84 | 0 | 0 | 0 | 1 | 0 | 0 | 1.0077
404 | Lighting-Exterior | LED | LED - 9W Flood_CFL Baseline | Assembly | Turnover | CasTgsld404 | 0 | 0.0019085 | 20.09 | 0 | GSLD | 10 | 0.57723 | 0.60437 | 0.83705 | 1.097 | 1.2026 | 1.2026 | 1.289 | 1.2891 | 1.2453 | 1.1192 | 0.77553 | 0.85362 | 1.2054 | 0 | 0.5 | 0 | 0 | 0 | 1 | 0 | 0 | 1.0077
404 | Lighting-Exterior | LED | LED - 9W Flood_CFL Baseline | Assembly | New | CasNgsld404 | 0 | 0.0019085 | 20.09 | 0 | GSLD | 10 | 0.57723 | 0.60437 | 0.83705 | 1.097 | 1.2026 | 1.2026 | 1.289 | 1.2891 | 1.2453 | 1.1192 | 0.77553 | 0.85362 | 1.2054 | 0 | 0.5 | 0 | 0 | 0 | 1 | 0 | 0 | 1.0077
404 | Lighting-Exterior | LED | LED - 9W Flood_CFL Baseline | College and University | Turnover | CcoTgsld404 | 0 | 0.0019889 | 20.09 | 0 | GSLD | 10 | 0.57723 | 0.60437 | 0.83705 | 1.097 | 1.2026 | 1.2026 | 1.289 | 1.2891 | 1.2453 | 1.1192 | 0.77553 | 0.85362 | 1.2054 | 0 | 0.5 | 0 | 0 | 0 | 1 | 0 | 0 | 1.0077
404 | Lighting-Exterior | LED | LED - 9W Flood_CFL Baseline | College and University | New | CcoNgsld404 | 0 | 0.0019889 | 20.09 | 0 | GSLD | 10 | 0.57723 | 0.60437 | 0.83705 | 1.097 | 1.2026 | 1.2026 | 1.289 | 1.2891 | 1.2453 | 1.1192 | 0.77553 | 0.85362 | 1.2054 | 0 | 0.5 | 0 | 0 | 0 | 1 | 0 | 0 | 1.0077
404 | Lighting-Exterior | LED | LED - 9W Flood_CFL Baseline | Data Center | Turnover | CdaTgsld404 | 0 | 0.0018282 | 20.09 | 0 | GSLD | 10 | 0.57723 | 0.60437 | 0.83705 | 1.097 | 1.2026 | 1.2026 | 1.289 | 1.2891 | 1.2453 | 1.1192 | 0.77553 | 0.85362 | 1.2054 | 0 | 0.5 | 0 | 0 | 0 | 1 | 0 | 0 | 1.0077
404 | Lighting-Exterior | LED | LED - 9W Flood_CFL Baseline | Data Center | New | CdaNgsld404 | 0 | 0.0018282 | 20.09 | 0 | GSLD | 10 | 0.57723 | 0.60437 | 0.83705 | 1.097 | 1.2026 | 1.2026 | 1.289 | 1.2891 | 1.2453 | 1.1192 | 0.77553 | 0.85362 | 1.2054 | 0 | 0.5 | 0 | 0 | 0 | 1 | 0 | 0 | 1.0077
404 | Lighting-Exterior | LED | LED - 9W Flood_CFL Baseline | Grocery | Turnover | CgrTgsld404 | 0 | 0.0019487 | 20.09 | 0 | GSLD | 10 | 0.57723 | 0.60437 | 0.83705 | 1.097 | 1.2026 | 1.2026 | 1.289 | 1.2891 | 1.2453 | 1.1192 | 0.77553 | 0.85362 | 1.2054 | 0 | 0.5 | 0 | 0 | 0 | 1 | 0 | 0 | 1.0077
404 | Lighting-Exterior | LED | LED - 9W Flood_CFL Baseline | Grocery | New | CgrNgsld404 | 0 | 0.0019487 | 20.09 | 0 | GSLD | 10 | 0.57723 | 0.60437 | 0.83705 | 1.097 | 1.2026 | 1.2026 | 1.289 | 1.2891 | 1.2453 | 1.1192 | 0.77553 | 0.85362 | 1.2054 | 0 | 0.5 | 0 | 0 | 0 | 1 | 0 | 0 | 1.0077
404 | Lighting-Exterior | LED | LED - 9W Flood_CFL Baseline | Healthcare | Turnover | CheTgsld404 | 0 | 0.0019487 | 20.09 | 0 | GSLD | 10 | 0.57723 | 0.60437 | 0.83705 | 1.097 | 1.2026 | 1.2026 | 1.289 | 1.2891 | 1.2453 | 1.1192 | 0.77553 | 0.85362 | 1.2054 | 0 | 0.5 | 0 | 0 | 0 | 1 | 0 | 0 | 1.0077
404 | Lighting-Exterior | LED | LED - 9W Flood_CFL Baseline | Healthcare | New | CheNgsld404 | 0 | 0.0019487 | 20.09 | 0 | GSLD | 10 | 0.57723 | 0.60437 | 0.83705 | 1.097 | 1.2026 | 1.2026 | 1.289 | 1.2891 | 1.2453 | 1.1192 | 0.77553 | 0.85362 | 1.2054 | 0 | 0.5 | 0 | 0 | 0 | 1 | 0 | 0 | 1.0077
404 | Lighting-Exterior | LED | LED - 9W Flood_CFL Baseline | Hospitals | Turnover | ChoTgsld404 | 0 | 0.0019889 | 20.09 | 0 | GSLD | 10 | 0.57723 | 0.60437 | 0.83705 | 1.097 | 1.2026 | 1.2026 | 1.289 | 1.2891 | 1.2453 | 1.1192 | 0.77553 | 0.85362 | 1.2054 | 0 | 0.5 | 0 | 0 | 0 | 1 | 0 | 0 | 1.0077
404 | Lighting-Exterior | LED | LED - 9W Flood_CFL Baseline | Hospitals | New | ChoNgsld404 | 0 | 0.0019889 | 20.09 | 0 | GSLD | 10 | 0.57723 | 0.60437 | 0.83705 | 1.097 | 1.2026 | 1.2026 | 1.289 | 1.2891 | 1.2453 | 1.1192 | 0.77553 | 0.85362 | 1.2054 | 0 | 0.5 | 0 | 0 | 0 | 1 | 0 | 0 | 1.0077
404 | Lighting-Exterior | LED | LED - 9W Flood_CFL Baseline | Institutional | Turnover | CinTgsld404 | 0 | 0.0024108 | 20.09 | 0 | GSLD | 10 | 0.57723 | 0.60437 | 0.83705 | 1.097 | 1.2026 | 1.2026 | 1.289 | 1.2891 | 1.2453 | 1.1192 | 0.77553 | 0.85362 | 1.2054 | 0 | 0.5 | 0 | 0 | 0 | 1 | 0 | 0 | 1.0077
404 | Lighting-Exterior | LED | LED - 9W Flood_CFL Baseline | Institutional | New | CinNgsld404 | 0 | 0.0024108 | 20.09 | 0 | GSLD | 10 | 0.57723 | 0.60437 | 0.83705 | 1.097 | 1.2026 | 1.2026 | 1.289 | 1.2891 | 1.2453 | 1.1192 | 0.77553 | 0.85362 | 1.2054 | 0 | 0.5 | 0 | 0 | 0 | 1 | 0 | 0 | 1.0077
404 | Lighting-Exterior | LED | LED - 9W Flood_CFL Baseline | Lodging/Hospitality | Turnover | CloTgsld404 | 0 | 0.0017478 | 20.09 | 0 | GSLD | 10 | 0.57723 | 0.60437 | 0.83705 | 1.097 | 1.2026 | 1.2026 | 1.289 | 1.2891 | 1.2453 | 1.1192 | 0.77553 | 0.85362 | 1.2054 | 0 | 0.5 | 0 | 0 | 0 | 1 | 0 | 0 | 1.0077
404 | Lighting-Exterior | LED | LED - 9W Flood_CFL Baseline | Lodging/Hospitality | New | CloNgsld404 | 0 | 0.0017478 | 20.09 | 0 | GSLD | 10 | 0.57723 | 0.60437 | 0.83705 | 1.097 | 1.2026 | 1.2026 | 1.289 | 1.2891 | 1.2453 | 1.1192 | 0.77553 | 0.85362 | 1.2054 | 0 | 0.5 | 0 | 0 | 0 | 1 | 0 | 0 | 1.0077
404 | Lighting-Exterior | LED | LED - 9W Flood_CFL Baseline | Miscellaneous | Turnover | CmiTgsld404 | 0 | 0.0018282 | 20.09 | 0 | GSLD | 10 | 0.57723 | 0.60437 | 0.83705 | 1.097 | 1.2026 | 1.2026 | 1.289 | 1.2891 | 1.2453 | 1.1192 | 0.77553 | 0.85362 | 1.2054 | 0 | 0.5 | 0 | 0 | 0 | 1 | 0 | 0 | 1.0077
404 | Lighting-Exterior | LED | LED - 9W Flood_CFL Baseline | Miscellaneous | New | CmiNgsld404 | 0 | 0.0018282 | 20.09 | 0 | GSLD | 10 | 0.57723 | 0.60437 | 0.83705 | 1.097 | 1.2026 | 1.2026 | 1.289 | 1.2891 | 1.2453 | 1.1192 | 0.77553 | 0.85362 | 1.2054 | 0 | 0.5 | 0 | 0 | 0 | 1 | 0 | 0 | 1.0077
404 | Lighting-Exterior | LED | LED - 9W Flood_CFL Baseline | Offices | Turnover | CofTgsld404 | 0 | 0.0018282 | 20.09 | 0 | GSLD | 10 | 0.57723 | 0.60437 | 0.83705 | 1.097 | 1.2026 | 1.2026 | 1.289 | 1.2891 | 1.2453 | 1.1192 | 0.77553 | 0.85362 | 1.2054 | 0 | 0.5 | 0 | 0 | 0 | 1 | 0 | 0 | 1.0077
404 | Lighting-Exterior | LED | LED - 9W Flood_CFL Baseline | Offices | New | CofNgsld404 | 0 | 0.0018282 | 20.09 | 0 | GSLD | 10 | 0.57723 | 0.60437 | 0.83705 | 1.097 | 1.2026 | 1.2026 | 1.289 | 1.2891 | 1.2453 | 1.1192 | 0.77553 | 0.85362 | 1.2054 | 0 | 0.5 | 0 | 0 | 0 | 1 | 0 | 0 | 1.0077
404 | Lighting-Exterior | LED | LED - 9W Flood_CFL Baseline | Restaurants | Turnover | CreTgsld404 | 0 | 0.0018081 | 20.09 | 0 | GSLD | 10 | 0.57723 | 0.60437 | 0.83705 | 1.097 | 1.2026 | 1.2026 | 1.289 | 1.2891 | 1.2453 | 1.1192 | 0.77553 | 0.85362 | 1.2054 | 0 | 0.5 | 0 | 0 | 0 | 1 | 0 | 0 | 1.0077
404 | Lighting-Exterior | LED | LED - 9W Flood_CFL Baseline | Restaurants | New | CreNgsld404 | 0 | 0.0018081 | 20.09 | 0 | GSLD | 10 | 0.57723 | 0.60437 | 0.83705 | 1.097 | 1.2026 | 1.2026 | 1.289 | 1.2891 | 1.2453 | 1.1192 | 0.77553 | 0.85362 | 1.2054 | 0 | 0.5 | 0 | 0 | 0 | 1 | 0 | 0 | 1.0077
404 | Lighting-Exterior | LED | LED - 9W Flood_CFL Baseline | Retail | Turnover | CrtTgsld404 | 0 | 0.0019286 | 20.09 | 0 | GSLD | 10 | 0.57723 | 0.60437 | 0.83705 | 1.097 | 1.2026 | 1.2026 | 1.289 | 1.2891 | 1.2453 | 1.1192 | 0.77553 | 0.85362 | 1.2054 | 0 | 0.5 | 0 | 0 | 0 | 1 | 0 | 0 | 1.0077
404 | Lighting-Exterior | LED | LED - 9W Flood_CFL Baseline | Retail | New | CrtNgsld404 | 0 | 0.0019286 | 20.09 | 0 | GSLD | 10 | 0.57723 | 0.60437 | 0.83705 | 1.097 | 1.2026 | 1.2026 | 1.289 | 1.2891 | 1.2453 | 1.1192 | 0.77553 | 0.85362 | 1.2054 | 0 | 0.5 | 0 | 0 | 0 | 1 | 0 | 0 | 1.0077
404 | Lighting-Exterior | LED | LED - 9W Flood_CFL Baseline | Schools K-12 | Turnover | CscTgsld404 | 0 | 0.0020894 | 20.09 | 0 | GSLD | 10 | 0.57723 | 0.60437 | 0.83705 | 1.097 | 1.2026 | 1.2026 | 1.289 | 1.2891 | 1.2453 | 1.1192 | 0.77553 | 0.85362 | 1.2054 | 0 | 0.5 | 0 | 0 | 0 | 1 | 0 | 0 | 1.0077
404 | Lighting-Exterior | LED | LED - 9W Flood_CFL Baseline | Schools K-12 | New | CscNgsld404 | 0 | 0.0020894 | 20.09 | 0 | GSLD | 10 | 0.57723 | 0.60437 | 0.83705 | 1.097 | 1.2026 | 1.2026 | 1.289 | 1.2891 | 1.2453 | 1.1192 | 0.77553 | 0.85362 | 1.2054 | 0 | 0.5 | 0 | 0 | 0 | 1 | 0 | 0 | 1.0077
404 | Lighting-Exterior | LED | LED - 9W Flood_CFL Baseline | Warehouse | Turnover | CwaTgsld404 | 0 | 0.0019286 | 20.09 | 0 | GSLD | 10 | 0.57723 | 0.60437 | 0.83705 | 1.097 | 1.2026 | 1.2026 | 1.289 | 1.2891 | 1.2453 | 1.1192 | 0.77553 | 0.85362 | 1.2054 | 0 | 0.5 | 0 | 0 | 0 | 1 | 0 | 0 | 1.0077
404 | Lighting-Exterior | LED | LED - 9W Flood_CFL Baseline | Warehouse | New | CwaNgsld404 | 0 | 0.0019286 | 20.09 | 0 | GSLD | 10 | 0.57723 | 0.60437 | 0.83705 | 1.097 | 1.2026 | 1.2026 | 1.289 | 1.2891 | 1.2453 | 1.1192 | 0.77553 | 0.85362 | 1.2054 | 0 | 0.5 | 0 | 0 | 0 | 1 | 0 | 0 | 1.0077
405 | Lighting-Exterior | LED | LED Canopy Lighting (Exterior) | Assembly | Turnover | CasTgsld405 | 0 | 0.050271 | 529.17 | 0 | GSLD | 13 | 0.57723 | 0.60437 | 0.83705 | 1.097 | 1.2026 | 1.2026 | 1.289 | 1.2891 | 1.2453 | 1.1192 | 0.77553 | 0.85362 | 31.7502 | 0 | 255 | 0 | 0 | 0 | 1 | 0 | 0 | 1.0077
405 | Lighting-Exterior | LED | LED Canopy Lighting (Exterior) | Assembly | New | CasNgsld405 | 0 | 0.050271 | 529.17 | 0 | GSLD | 13 | 0.57723 | 0.60437 | 0.83705 | 1.097 | 1.2026 | 1.2026 | 1.289 | 1.2891 | 1.2453 | 1.1192 | 0.77553 | 0.85362 | 31.7502 | 0 | 255 | 0 | 0 | 0 | 1 | 0 | 0 | 1.0077
405 | Lighting-Exterior | LED | LED Canopy Lighting (Exterior) | College and University | Turnover | CcoTgsld405 | 0 | 0.052388 | 529.17 | 0 | GSLD | 13 | 0.57723 | 0.60437 | 0.83705 | 1.097 | 1.2026 | 1.2026 | 1.289 | 1.2891 | 1.2453 | 1.1192 | 0.77553 | 0.85362 | 31.7502 | 0 | 255 | 0 | 0 | 0 | 1 | 0 | 0 | 1.0077
405 | Lighting-Exterior | LED | LED Canopy Lighting (Exterior) | College and University | New | CcoNgsld405 | 0 | 0.052388 | 529.17 | 0 | GSLD | 13 | 0.57723 | 0.60437 | 0.83705 | 1.097 | 1.2026 | 1.2026 | 1.289 | 1.2891 | 1.2453 | 1.1192 | 0.77553 | 0.85362 | 31.7502 | 0 | 255 | 0 | 0 | 0 | 1 | 0 | 0 | 1.0077
405 | Lighting-Exterior | LED | LED Canopy Lighting (Exterior) | Data Center | Turnover | CdaTgsld405 | 0 | 0.048154 | 529.17 | 0 | GSLD | 13 | 0.57723 | 0.60437 | 0.83705 | 1.097 | 1.2026 | 1.2026 | 1.289 | 1.2891 | 1.2453 | 1.1192 | 0.77553 | 0.85362 | 31.7502 | 0 | 255 | 0 | 0 | 0 | 1 | 0 | 0 | 1.0077
405 | Lighting-Exterior | LED | LED Canopy Lighting (Exterior) | Data Center | New | CdaNgsld405 | 0 | 0.048154 | 529.17 | 0 | GSLD | 13 | 0.57723 | 0.60437 | 0.83705 | 1.097 | 1.2026 | 1.2026 | 1.289 | 1.2891 | 1.2453 | 1.1192 | 0.77553 | 0.85362 | 31.7502 | 0 | 255 | 0 | 0 | 0 | 1 | 0 | 0 | 1.0077
405 | Lighting-Exterior | LED | LED Canopy Lighting (Exterior) | Grocery | Turnover | CgrTgsld405 | 0 | 0.051329 | 529.17 | 0 | GSLD | 13 | 0.57723 | 0.60437 | 0.83705 | 1.097 | 1.2026 | 1.2026 | 1.289 | 1.2891 | 1.2453 | 1.1192 | 0.77553 | 0.85362 | 31.7502 | 0 | 255 | 0 | 0 | 0 | 1 | 0 | 0 | 1.0077
405 | Lighting-Exterior | LED | LED Canopy Lighting (Exterior) | Grocery | New | CgrNgsld405 | 0 | 0.051329 | 529.17 | 0 | GSLD | 13 | 0.57723 | 0.60437 | 0.83705 | 1.097 | 1.2026 | 1.2026 | 1.289 | 1.2891 | 1.2453 | 1.1192 | 0.77553 | 0.85362 | 31.7502 | 0 | 255 | 0 | 0 | 0 | 1 | 0 | 0 | 1.0077
405 | Lighting-Exterior | LED | LED Canopy Lighting (Exterior) | Healthcare | Turnover | CheTgsld405 | 0 | 0.051329 | 529.17 | 0 | GSLD | 13 | 0.57723 | 0.60437 | 0.83705 | 1.097 | 1.2026 | 1.2026 | 1.289 | 1.2891 | 1.2453 | 1.1192 | 0.77553 | 0.85362 | 31.7502 | 0 | 255 | 0 | 0 | 0 | 1 | 0 | 0 | 1.0077
405 | Lighting-Exterior | LED | LED Canopy Lighting (Exterior) | Healthcare | New | CheNgsld405 | 0 | 0.051329 | 529.17 | 0 | GSLD | 13 | 0.57723 | 0.60437 | 0.83705 | 1.097 | 1.2026 | 1.2026 | 1.289 | 1.2891 | 1.2453 | 1.1192 | 0.77553 | 0.85362 | 31.7502 | 0 | 255 | 0 | 0 | 0 | 1 | 0 | 0 | 1.0077
405 | Lighting-Exterior | LED | LED Canopy Lighting (Exterior) | Hospitals | Turnover | ChoTgsld405 | 0 | 0.052388 | 529.17 | 0 | GSLD | 13 | 0.57723 | 0.60437 | 0.83705 | 1.097 | 1.2026 | 1.2026 | 1.289 | 1.2891 | 1.2453 | 1.1192 | 0.77553 | 0.85362 | 31.7502 | 0 | 255 | 0 | 0 | 0 | 1 | 0 | 0 | 1.0077
405 | Lighting-Exterior | LED | LED Canopy Lighting (Exterior) | Hospitals | New | ChoNgsld405 | 0 | 0.052388 | 529.17 | 0 | GSLD | 13 | 0.57723 | 0.60437 | 0.83705 | 1.097 | 1.2026 | 1.2026 | 1.289 | 1.2891 | 1.2453 | 1.1192 | 0.77553 | 0.85362 | 31.7502 | 0 | 255 | 0 | 0 | 0 | 1 | 0 | 0 | 1.0077
405 | Lighting-Exterior | LED | LED Canopy Lighting (Exterior) | Institutional | Turnover | CinTgsld405 | 0 | 0.0635 | 529.17 | 0 | GSLD | 13 | 0.57723 | 0.60437 | 0.83705 | 1.097 | 1.2026 | 1.2026 | 1.289 | 1.2891 | 1.2453 | 1.1192 | 0.77553 | 0.85362 | 31.7502 | 0 | 255 | 0 | 0 | 0 | 1 | 0 | 0 | 1.0077
405 | Lighting-Exterior | LED | LED Canopy Lighting (Exterior) | Institutional | New | CinNgsld405 | 0 | 0.0635 | 529.17 | 0 | GSLD | 13 | 0.57723 | 0.60437 | 0.83705 | 1.097 | 1.2026 | 1.2026 | 1.289 | 1.2891 | 1.2453 | 1.1192 | 0.77553 | 0.85362 | 31.7502 | 0 | 255 | 0 | 0 | 0 | 1 | 0 | 0 | 1.0077
405 | Lighting-Exterior | LED | LED Canopy Lighting (Exterior) | Lodging/Hospitality | Turnover | CloTgsld405 | 0 | 0.046038 | 529.17 | 0 | GSLD | 13 | 0.57723 | 0.60437 | 0.83705 | 1.097 | 1.2026 | 1.2026 | 1.289 | 1.2891 | 1.2453 | 1.1192 | 0.77553 | 0.85362 | 31.7502 | 0 | 255 | 0 | 0 | 0 | 1 | 0 | 0 | 1.0077
405 | Lighting-Exterior | LED | LED Canopy Lighting (Exterior) | Lodging/Hospitality | New | CloNgsld405 | 0 | 0.046038 | 529.17 | 0 | GSLD | 13 | 0.57723 | 0.60437 | 0.83705 | 1.097 | 1.2026 | 1.2026 | 1.289 | 1.2891 | 1.2453 | 1.1192 | 0.77553 | 0.85362 | 31.7502 | 0 | 255 | 0 | 0 | 0 | 1 | 0 | 0 | 1.0077
405 | Lighting-Exterior | LED | LED Canopy Lighting (Exterior) | Miscellaneous | Turnover | CmiTgsld405 | 0 | 0.048154 | 529.17 | 0 | GSLD | 13 | 0.57723 | 0.60437 | 0.83705 | 1.097 | 1.2026 | 1.2026 | 1.289 | 1.2891 | 1.2453 | 1.1192 | 0.77553 | 0.85362 | 31.7502 | 0 | 255 | 0 | 0 | 0 | 1 | 0 | 0 | 1.0077
405 | Lighting-Exterior | LED | LED Canopy Lighting (Exterior) | Miscellaneous | New | CmiNgsld405 | 0 | 0.048154 | 529.17 | 0 | GSLD | 13 | 0.57723 | 0.60437 | 0.83705 | 1.097 | 1.2026 | 1.2026 | 1.289 | 1.2891 | 1.2453 | 1.1192 | 0.77553 | 0.85362 | 31.7502 | 0 | 255 | 0 | 0 | 0 | 1 | 0 | 0 | 1.0077
405 | Lighting-Exterior | LED | LED Canopy Lighting (Exterior) | Offices | Turnover | CofTgsld405 | 0 | 0.048154 | 529.17 | 0 | GSLD | 13 | 0.57723 | 0.60437 | 0.83705 | 1.097 | 1.2026 | 1.2026 | 1.289 | 1.2891 | 1.2453 | 1.1192 | 0.77553 | 0.85362 | 31.7502 | 0 | 255 | 0 | 0 | 0 | 1 | 0 | 0 | 1.0077
405 | Lighting-Exterior | LED | LED Canopy Lighting (Exterior) | Offices | New | CofNgsld405 | 0 | 0.048154 | 529.17 | 0 | GSLD | 13 | 0.57723 | 0.60437 | 0.83705 | 1.097 | 1.2026 | 1.2026 | 1.289 | 1.2891 | 1.2453 | 1.1192 | 0.77553 | 0.85362 | 31.7502 | 0 | 255 | 0 | 0 | 0 | 1 | 0 | 0 | 1.0077
405 | Lighting-Exterior | LED | LED Canopy Lighting (Exterior) | Restaurants | Turnover | CreTgsld405 | 0 | 0.047625 | 529.17 | 0 | GSLD | 13 | 0.57723 | 0.60437 | 0.83705 | 1.097 | 1.2026 | 1.2026 | 1.289 | 1.2891 | 1.2453 | 1.1192 | 0.77553 | 0.85362 | 31.7502 | 0 | 255 | 0 | 0 | 0 | 1 | 0 | 0 | 1.0077
405 | Lighting-Exterior | LED | LED Canopy Lighting (Exterior) | Restaurants | New | CreNgsld405 | 0 | 0.047625 | 529.17 | 0 | GSLD | 13 | 0.57723 | 0.60437 | 0.83705 | 1.097 | 1.2026 | 1.2026 | 1.289 | 1.2891 | 1.2453 | 1.1192 | 0.77553 | 0.85362 | 31.7502 | 0 | 255 | 0 | 0 | 0 | 1 | 0 | 0 | 1.0077
405 | Lighting-Exterior | LED | LED Canopy Lighting (Exterior) | Retail | Turnover | CrtTgsld405 | 0 | 0.0508 | 529.17 | 0 | GSLD | 13 | 0.57723 | 0.60437 | 0.83705 | 1.097 | 1.2026 | 1.2026 | 1.289 | 1.2891 | 1.2453 | 1.1192 | 0.77553 | 0.85362 | 31.7502 | 0 | 255 | 0 | 0 | 0 | 1 | 0 | 0 | 1.0077
405 | Lighting-Exterior | LED | LED Canopy Lighting (Exterior) | Retail | New | CrtNgsld405 | 0 | 0.0508 | 529.17 | 0 | GSLD | 13 | 0.57723 | 0.60437 | 0.83705 | 1.097 | 1.2026 | 1.2026 | 1.289 | 1.2891 | 1.2453 | 1.1192 | 0.77553 | 0.85362 | 31.7502 | 0 | 255 | 0 | 0 | 0 | 1 | 0 | 0 | 1.0077
405 | Lighting-Exterior | LED | LED Canopy Lighting (Exterior) | Schools K-12 | Turnover | CscTgsld405 | 0 | 0.055034 | 529.17 | 0 | GSLD | 13 | 0.57723 | 0.60437 | 0.83705 | 1.097 | 1.2026 | 1.2026 | 1.289 | 1.2891 | 1.2453 | 1.1192 | 0.77553 | 0.85362 | 31.7502 | 0 | 255 | 0 | 0 | 0 | 1 | 0 | 0 | 1.0077
405 | Lighting-Exterior | LED | LED Canopy Lighting (Exterior) | Schools K-12 | New | CscNgsld405 | 0 | 0.055034 | 529.17 | 0 | GSLD | 13 | 0.57723 | 0.60437 | 0.83705 | 1.097 | 1.2026 | 1.2026 | 1.289 | 1.2891 | 1.2453 | 1.1192 | 0.77553 | 0.85362 | 31.7502 | 0 | 255 | 0 | 0 | 0 | 1 | 0 | 0 | 1.0077
405 | Lighting-Exterior | LED | LED Canopy Lighting (Exterior) | Warehouse | Turnover | CwaTgsld405 | 0 | 0.0508 | 529.17 | 0 | GSLD | 13 | 0.57723 | 0.60437 | 0.83705 | 1.097 | 1.2026 | 1.2026 | 1.289 | 1.2891 | 1.2453 | 1.1192 | 0.77553 | 0.85362 | 31.7502 | 0 | 255 | 0 | 0 | 0 | 1 | 0 | 0 | 1.0077
405 | Lighting-Exterior | LED | LED Canopy Lighting (Exterior) | Warehouse | New | CwaNgsld405 | 0 | 0.0508 | 529.17 | 0 | GSLD | 13 | 0.57723 | 0.60437 | 0.83705 | 1.097 | 1.2026 | 1.2026 | 1.289 | 1.2891 | 1.2453 | 1.1192 | 0.77553 | 0.85362 | 31.7502 | 0 | 255 | 0 | 0 | 0 | 1 | 0 | 0 | 1.0077
406 | Lighting-Exterior | LED | LED Display Lighting (Exterior) | Assembly | Turnover | CasTgsld406 | 0 | 0.35881 | 3776.92 | 0 | GSLD | 11 | 0.57723 | 0.60437 | 0.83705 | 1.097 | 1.2026 | 1.2026 | 1.289 | 1.2891 | 1.2453 | 1.1192 | 0.77553 | 0.85362 | 226.6152 | 0 | 2274.8 | 0 | 0 | 0 | 1 | 0 | 0 | 1.0077
406 | Lighting-Exterior | LED | LED Display Lighting (Exterior) | Assembly | New | CasNgsld406 | 0 | 0.35881 | 3776.92 | 0 | GSLD | 11 | 0.57723 | 0.60437 | 0.83705 | 1.097 | 1.2026 | 1.2026 | 1.289 | 1.2891 | 1.2453 | 1.1192 | 0.77553 | 0.85362 | 226.6152 | 0 | 2274.8 | 0 | 0 | 0 | 1 | 0 | 0 | 1.0077
406 | Lighting-Exterior | LED | LED Display Lighting (Exterior) | College and University | Turnover | CcoTgsld406 | 0 | 0.37392 | 3776.92 | 0 | GSLD | 11 | 0.57723 | 0.60437 | 0.83705 | 1.097 | 1.2026 | 1.2026 | 1.289 | 1.2891 | 1.2453 | 1.1192 | 0.77553 | 0.85362 | 226.6152 | 0 | 2274.8 | 0 | 0 | 0 | 1 | 0 | 0 | 1.0077
406 | Lighting-Exterior | LED | LED Display Lighting (Exterior) | College and University | New | CcoNgsld406 | 0 | 0.37392 | 3776.92 | 0 | GSLD | 11 | 0.57723 | 0.60437 | 0.83705 | 1.097 | 1.2026 | 1.2026 | 1.289 | 1.2891 | 1.2453 | 1.1192 | 0.77553 | 0.85362 | 226.6152 | 0 | 2274.8 | 0 | 0 | 0 | 1 | 0 | 0 | 1.0077
406 | Lighting-Exterior | LED | LED Display Lighting (Exterior) | Data Center | Turnover | CdaTgsld406 | 0 | 0.3437 | 3776.92 | 0 | GSLD | 11 | 0.57723 | 0.60437 | 0.83705 | 1.097 | 1.2026 | 1.2026 | 1.289 | 1.2891 | 1.2453 | 1.1192 | 0.77553 | 0.85362 | 226.6152 | 0 | 2274.8 | 0 | 0 | 0 | 1 | 0 | 0 | 1.0077
406 | Lighting-Exterior | LED | LED Display Lighting (Exterior) | Data Center | New | CdaNgsld406 | 0 | 0.3437 | 3776.92 | 0 | GSLD | 11 | 0.57723 | 0.60437 | 0.83705 | 1.097 | 1.2026 | 1.2026 | 1.289 | 1.2891 | 1.2453 | 1.1192 | 0.77553 | 0.85362 | 226.6152 | 0 | 2274.8 | 0 | 0 | 0 | 1 | 0 | 0 | 1.0077
406 | Lighting-Exterior | LED | LED Display Lighting (Exterior) | Grocery | Turnover | CgrTgsld406 | 0 | 0.36636 | 3776.92 | 0 | GSLD | 11 | 0.57723 | 0.60437 | 0.83705 | 1.097 | 1.2026 | 1.2026 | 1.289 | 1.2891 | 1.2453 | 1.1192 | 0.77553 | 0.85362 | 226.6152 | 0 | 2274.8 | 0 | 0 | 0 | 1 | 0 | 0 | 1.0077
406 | Lighting-Exterior | LED | LED Display Lighting (Exterior) | Grocery | New | CgrNgsld406 | 0 | 0.36636 | 3776.92 | 0 | GSLD | 11 | 0.57723 | 0.60437 | 0.83705 | 1.097 | 1.2026 | 1.2026 | 1.289 | 1.2891 | 1.2453 | 1.1192 | 0.77553 | 0.85362 | 226.6152 | 0 | 2274.8 | 0 | 0 | 0 | 1 | 0 | 0 | 1.0077
406 | Lighting-Exterior | LED | LED Display Lighting (Exterior) | Healthcare | Turnover | CheTgsld406 | 0 | 0.36636 | 3776.92 | 0 | GSLD | 11 | 0.57723 | 0.60437 | 0.83705 | 1.097 | 1.2026 | 1.2026 | 1.289 | 1.2891 | 1.2453 | 1.1192 | 0.77553 | 0.85362 | 226.6152 | 0 | 2274.8 | 0 | 0 | 0 | 1 | 0 | 0 | 1.0077
406 | Lighting-Exterior | LED | LED Display Lighting (Exterior) | Healthcare | New | CheNgsld406 | 0 | 0.36636 | 3776.92 | 0 | GSLD | 11 | 0.57723 | 0.60437 | 0.83705 | 1.097 | 1.2026 | 1.2026 | 1.289 | 1.2891 | 1.2453 | 1.1192 | 0.77553 | 0.85362 | 226.6152 | 0 | 2274.8 | 0 | 0 | 0 | 1 | 0 | 0 | 1.0077
406 | Lighting-Exterior | LED | LED Display Lighting (Exterior) | Hospitals | Turnover | ChoTgsld406 | 0 | 0.37392 | 3776.92 | 0 | GSLD | 11 | 0.57723 | 0.60437 | 0.83705 | 1.097 | 1.2026 | 1.2026 | 1.289 | 1.2891 | 1.2453 | 1.1192 | 0.77553 | 0.85362 | 226.6152 | 0 | 2274.8 | 0 | 0 | 0 | 1 | 0 | 0 | 1.0077
406 | Lighting-Exterior | LED | LED Display Lighting (Exterior) | Hospitals | New | ChoNgsld406 | 0 | 0.37392 | 3776.92 | 0 | GSLD | 11 | 0.57723 | 0.60437 | 0.83705 | 1.097 | 1.2026 | 1.2026 | 1.289 | 1.2891 | 1.2453 | 1.1192 | 0.77553 | 0.85362 | 226.6152 | 0 | 2274.8 | 0 | 0 | 0 | 1 | 0 | 0 | 1.0077
406 | Lighting-Exterior | LED | LED Display Lighting (Exterior) | Institutional | Turnover | CinTgsld406 | 0 | 0.45323 | 3776.92 | 0 | GSLD | 11 | 0.57723 | 0.60437 | 0.83705 | 1.097 | 1.2026 | 1.2026 | 1.289 | 1.2891 | 1.2453 | 1.1192 | 0.77553 | 0.85362 | 226.6152 | 0 | 2274.8 | 0 | 0 | 0 | 1 | 0 | 0 | 1.0077
406 | Lighting-Exterior | LED | LED Display Lighting (Exterior) | Institutional | New | CinNgsld406 | 0 | 0.45323 | 3776.92 | 0 | GSLD | 11 | 0.57723 | 0.60437 | 0.83705 | 1.097 | 1.2026 | 1.2026 | 1.289 | 1.2891 | 1.2453 | 1.1192 | 0.77553 | 0.85362 | 226.6152 | 0 | 2274.8 | 0 | 0 | 0 | 1 | 0 | 0 | 1.0077
406 | Lighting-Exterior | LED | LED Display Lighting (Exterior) | Lodging/Hospitality | Turnover | CloTgsld406 | 0 | 0.32859 | 3776.92 | 0 | GSLD | 11 | 0.57723 | 0.60437 | 0.83705 | 1.097 | 1.2026 | 1.2026 | 1.289 | 1.2891 | 1.2453 | 1.1192 | 0.77553 | 0.85362 | 226.6152 | 0 | 2274.8 | 0 | 0 | 0 | 1 | 0 | 0 | 1.0077
406 | Lighting-Exterior | LED | LED Display Lighting (Exterior) | Lodging/Hospitality | New | CloNgsld406 | 0 | 0.32859 | 3776.92 | 0 | GSLD | 11 | 0.57723 | 0.60437 | 0.83705 | 1.097 | 1.2026 | 1.2026 | 1.289 | 1.2891 | 1.2453 | 1.1192 | 0.77553 | 0.85362 | 226.6152 | 0 | 2274.8 | 0 | 0 | 0 | 1 | 0 | 0 | 1.0077
406 | Lighting-Exterior | LED | LED Display Lighting (Exterior) | Miscellaneous | Turnover | CmiTgsld406 | 0 | 0.3437 | 3776.92 | 0 | GSLD | 11 | 0.57723 | 0.60437 | 0.83705 | 1.097 | 1.2026 | 1.2026 | 1.289 | 1.2891 | 1.2453 | 1.1192 | 0.77553 | 0.85362 | 226.6152 | 0 | 2274.8 | 0 | 0 | 0 | 1 | 0 | 0 | 1.0077
406 | Lighting-Exterior | LED | LED Display Lighting (Exterior) | Miscellaneous | New | CmiNgsld406 | 0 | 0.3437 | 3776.92 | 0 | GSLD | 11 | 0.57723 | 0.60437 | 0.83705 | 1.097 | 1.2026 | 1.2026 | 1.289 | 1.2891 | 1.2453 | 1.1192 | 0.77553 | 0.85362 | 226.6152 | 0 | 2274.8 | 0 | 0 | 0 | 1 | 0 | 0 | 1.0077
406 | Lighting-Exterior | LED | LED Display Lighting (Exterior) | Offices | Turnover | CofTgsld406 | 0 | 0.3437 | 3776.92 | 0 | GSLD | 11 | 0.57723 | 0.60437 | 0.83705 | 1.097 | 1.2026 | 1.2026 | 1.289 | 1.2891 | 1.2453 | 1.1192 | 0.77553 | 0.85362 | 226.6152 | 0 | 2274.8 | 0 | 0 | 0 | 1 | 0 | 0 | 1.0077
406 | Lighting-Exterior | LED | LED Display Lighting (Exterior) | Offices | New | CofNgsld406 | 0 | 0.3437 | 3776.92 | 0 | GSLD | 11 | 0.57723 | 0.60437 | 0.83705 | 1.097 | 1.2026 | 1.2026 | 1.289 | 1.2891 | 1.2453 | 1.1192 | 0.77553 | 0.85362 | 226.6152 | 0 | 2274.8 | 0 | 0 | 0 | 1 | 0 | 0 | 1.0077
406 | Lighting-Exterior | LED | LED Display Lighting (Exterior) | Restaurants | Turnover | CreTgsld406 | 0 | 0.33992 | 3776.92 | 0 | GSLD | 11 | 0.57723 | 0.60437 | 0.83705 | 1.097 | 1.2026 | 1.2026 | 1.289 | 1.2891 | 1.2453 | 1.1192 | 0.77553 | 0.85362 | 226.6152 | 0 | 2274.8 | 0 | 0 | 0 | 1 | 0 | 0 | 1.0077
406 | Lighting-Exterior | LED | LED Display Lighting (Exterior) | Restaurants | New | CreNgsld406 | 0 | 0.33992 | 3776.92 | 0 | GSLD | 11 | 0.57723 | 0.60437 | 0.83705 | 1.097 | 1.2026 | 1.2026 | 1.289 | 1.2891 | 1.2453 | 1.1192 | 0.77553 | 0.85362 | 226.6152 | 0 | 2274.8 | 0 | 0 | 0 | 1 | 0 | 0 | 1.0077
406 | Lighting-Exterior | LED | LED Display Lighting (Exterior) | Retail | Turnover | CrtTgsld406 | 0 | 0.36258 | 3776.92 | 0 | GSLD | 11 | 0.57723 | 0.60437 | 0.83705 | 1.097 | 1.2026 | 1.2026 | 1.289 | 1.2891 | 1.2453 | 1.1192 | 0.77553 | 0.85362 | 226.6152 | 0 | 2274.8 | 0 | 0 | 0 | 1 | 0 | 0 | 1.0077
406 | Lighting-Exterior | LED | LED Display Lighting (Exterior) | Retail | New | CrtNgsld406 | 0 | 0.36258 | 3776.92 | 0 | GSLD | 11 | 0.57723 | 0.60437 | 0.83705 | 1.097 | 1.2026 | 1.2026 | 1.289 | 1.2891 | 1.2453 | 1.1192 | 0.77553 | 0.85362 | 226.6152 | 0 | 2274.8 | 0 | 0 | 0 | 1 | 0 | 0 | 1.0077
406 | Lighting-Exterior | LED | LED Display Lighting (Exterior) | Schools K-12 | Turnover | CscTgsld406 | 0 | 0.3928 | 3776.92 | 0 | GSLD | 11 | 0.57723 | 0.60437 | 0.83705 | 1.097 | 1.2026 | 1.2026 | 1.289 | 1.2891 | 1.2453 | 1.1192 | 0.77553 | 0.85362 | 226.6152 | 0 | 2274.8 | 0 | 0 | 0 | 1 | 0 | 0 | 1.0077
406 | Lighting-Exterior | LED | LED Display Lighting (Exterior) | Schools K-12 | New | CscNgsld406 | 0 | 0.3928 | 3776.92 | 0 | GSLD | 11 | 0.57723 | 0.60437 | 0.83705 | 1.097 | 1.2026 | 1.2026 | 1.289 | 1.2891 | 1.2453 | 1.1192 | 0.77553 | 0.85362 | 226.6152 | 0 | 2274.8 | 0 | 0 | 0 | 1 | 0 | 0 | 1.0077
406 | Lighting-Exterior | LED | LED Display Lighting (Exterior) | Warehouse | Turnover | CwaTgsld406 | 0 | 0.36258 | 3776.92 | 0 | GSLD | 11 | 0.57723 | 0.60437 | 0.83705 | 1.097 | 1.2026 | 1.2026 | 1.289 | 1.2891 | 1.2453 | 1.1192 | 0.77553 | 0.85362 | 226.6152 | 0 | 2274.8 | 0 | 0 | 0 | 1 | 0 | 0 | 1.0077
406 | Lighting-Exterior | LED | LED Display Lighting (Exterior) | Warehouse | New | CwaNgsld406 | 0 | 0.36258 | 3776.92 | 0 | GSLD | 11 | 0.57723 | 0.60437 | 0.83705 | 1.097 | 1.2026 | 1.2026 | 1.289 | 1.2891 | 1.2453 | 1.1192 | 0.77553 | 0.85362 | 226.6152 | 0 | 2274.8 | 0 | 0 | 0 | 1 | 0 | 0 | 1.0077
407 | Lighting-Exterior | LED | LED Exterior Wall Packs | Assembly | Turnover | CasTgsld407 | 0 | 0.053439 | 562.52 | 0 | GSLD | 15 | 0.57723 | 0.60437 | 0.83705 | 1.097 | 1.2026 | 1.2026 | 1.289 | 1.2891 | 1.2453 | 1.1192 | 0.77553 | 0.85362 | 33.7512 | 0 | 169 | 0 | 0 | 0 | 1 | 0 | 0 | 1.0077
407 | Lighting-Exterior | LED | LED Exterior Wall Packs | Assembly | New | CasNgsld407 | 0 | 0.053439 | 562.52 | 0 | GSLD | 15 | 0.57723 | 0.60437 | 0.83705 | 1.097 | 1.2026 | 1.2026 | 1.289 | 1.2891 | 1.2453 | 1.1192 | 0.77553 | 0.85362 | 33.7512 | 0 | 169 | 0 | 0 | 0 | 1 | 0 | 0 | 1.0077
407 | Lighting-Exterior | LED | LED Exterior Wall Packs | College and University | Turnover | CcoTgsld407 | 0 | 0.055689 | 562.52 | 0 | GSLD | 15 | 0.57723 | 0.60437 | 0.83705 | 1.097 | 1.2026 | 1.2026 | 1.289 | 1.2891 | 1.2453 | 1.1192 | 0.77553 | 0.85362 | 33.7512 | 0 | 169 | 0 | 0 | 0 | 1 | 0 | 0 | 1.0077
407 | Lighting-Exterior | LED | LED Exterior Wall Packs | College and University | New | CcoNgsld407 | 0 | 0.055689 | 562.52 | 0 | GSLD | 15 | 0.57723 | 0.60437 | 0.83705 | 1.097 | 1.2026 | 1.2026 | 1.289 | 1.2891 | 1.2453 | 1.1192 | 0.77553 | 0.85362 | 33.7512 | 0 | 169 | 0 | 0 | 0 | 1 | 0 | 0 | 1.0077
407 | Lighting-Exterior | LED | LED Exterior Wall Packs | Data Center | Turnover | CdaTgsld407 | 0 | 0.051189 | 562.52 | 0 | GSLD | 15 | 0.57723 | 0.60437 | 0.83705 | 1.097 | 1.2026 | 1.2026 | 1.289 | 1.2891 | 1.2453 | 1.1192 | 0.77553 | 0.85362 | 33.7512 | 0 | 169 | 0 | 0 | 0 | 1 | 0 | 0 | 1.0077
407 | Lighting-Exterior | LED | LED Exterior Wall Packs | Data Center | New | CdaNgsld407 | 0 | 0.051189 | 562.52 | 0 | GSLD | 15 | 0.57723 | 0.60437 | 0.83705 | 1.097 | 1.2026 | 1.2026 | 1.289 | 1.2891 | 1.2453 | 1.1192 | 0.77553 | 0.85362 | 33.7512 | 0 | 169 | 0 | 0 | 0 | 1 | 0 | 0 | 1.0077
407 | Lighting-Exterior | LED | LED Exterior Wall Packs | Grocery | Turnover | CgrTgsld407 | 0 | 0.054564 | 562.52 | 0 | GSLD | 15 | 0.57723 | 0.60437 | 0.83705 | 1.097 | 1.2026 | 1.2026 | 1.289 | 1.2891 | 1.2453 | 1.1192 | 0.77553 | 0.85362 | 33.7512 | 0 | 169 | 0 | 0 | 0 | 1 | 0 | 0 | 1.0077
407 | Lighting-Exterior | LED | LED Exterior Wall Packs | Grocery | New | CgrNgsld407 | 0 | 0.054564 | 562.52 | 0 | GSLD | 15 | 0.57723 | 0.60437 | 0.83705 | 1.097 | 1.2026 | 1.2026 | 1.289 | 1.2891 | 1.2453 | 1.1192 | 0.77553 | 0.85362 | 33.7512 | 0 | 169 | 0 | 0 | 0 | 1 | 0 | 0 | 1.0077
407 | Lighting-Exterior | LED | LED Exterior Wall Packs | Healthcare | Turnover | CheTgsld407 | 0 | 0.054564 | 562.52 | 0 | GSLD | 15 | 0.57723 | 0.60437 | 0.83705 | 1.097 | 1.2026 | 1.2026 | 1.289 | 1.2891 | 1.2453 | 1.1192 | 0.77553 | 0.85362 | 33.7512 | 0 | 169 | 0 | 0 | 0 | 1 | 0 | 0 | 1.0077
407 | Lighting-Exterior | LED | LED Exterior Wall Packs | Healthcare | New | CheNgsld407 | 0 | 0.054564 | 562.52 | 0 | GSLD | 15 | 0.57723 | 0.60437 | 0.83705 | 1.097 | 1.2026 | 1.2026 | 1.289 | 1.2891 | 1.2453 | 1.1192 | 0.77553 | 0.85362 | 33.7512 | 0 | 169 | 0 | 0 | 0 | 1 | 0 | 0 | 1.0077
407 | Lighting-Exterior | LED | LED Exterior Wall Packs | Hospitals | Turnover | ChoTgsld407 | 0 | 0.055689 | 562.52 | 0 | GSLD | 15 | 0.57723 | 0.60437 | 0.83705 | 1.097 | 1.2026 | 1.2026 | 1.289 | 1.2891 | 1.2453 | 1.1192 | 0.77553 | 0.85362 | 33.7512 | 0 | 169 | 0 | 0 | 0 | 1 | 0 | 0 | 1.0077
407 | Lighting-Exterior | LED | LED Exterior Wall Packs | Hospitals | New | ChoNgsld407 | 0 | 0.055689 | 562.52 | 0 | GSLD | 15 | 0.57723 | 0.60437 | 0.83705 | 1.097 | 1.2026 | 1.2026 | 1.289 | 1.2891 | 1.2453 | 1.1192 | 0.77553 | 0.85362 | 33.7512 | 0 | 169 | 0 | 0 | 0 | 1 | 0 | 0 | 1.0077
407 | Lighting-Exterior | LED | LED Exterior Wall Packs | Institutional | Turnover | CinTgsld407 | 0 | 0.067502 | 562.52 | 0 | GSLD | 15 | 0.57723 | 0.60437 | 0.83705 | 1.097 | 1.2026 | 1.2026 | 1.289 | 1.2891 | 1.2453 | 1.1192 | 0.77553 | 0.85362 | 33.7512 | 0 | 169 | 0 | 0 | 0 | 1 | 0 | 0 | 1.0077
407 | Lighting-Exterior | LED | LED Exterior Wall Packs | Institutional | New | CinNgsld407 | 0 | 0.067502 | 562.52 | 0 | GSLD | 15 | 0.57723 | 0.60437 | 0.83705 | 1.097 | 1.2026 | 1.2026 | 1.289 | 1.2891 | 1.2453 | 1.1192 | 0.77553 | 0.85362 | 33.7512 | 0 | 169 | 0 | 0 | 0 | 1 | 0 | 0 | 1.0077
407 | Lighting-Exterior | LED | LED Exterior Wall Packs | Lodging/Hospitality | Turnover | CloTgsld407 | 0 | 0.048939 | 562.52 | 0 | GSLD | 15 | 0.57723 | 0.60437 | 0.83705 | 1.097 | 1.2026 | 1.2026 | 1.289 | 1.2891 | 1.2453 | 1.1192 | 0.77553 | 0.85362 | 33.7512 | 0 | 169 | 0 | 0 | 0 | 1 | 0 | 0 | 1.0077
407 | Lighting-Exterior | LED | LED Exterior Wall Packs | Lodging/Hospitality | New | CloNgsld407 | 0 | 0.048939 | 562.52 | 0 | GSLD | 15 | 0.57723 | 0.60437 | 0.83705 | 1.097 | 1.2026 | 1.2026 | 1.289 | 1.2891 | 1.2453 | 1.1192 | 0.77553 | 0.85362 | 33.7512 | 0 | 169 | 0 | 0 | 0 | 1 | 0 | 0 | 1.0077
407 | Lighting-Exterior | LED | LED Exterior Wall Packs | Miscellaneous | Turnover | CmiTgsld407 | 0 | 0.051189 | 562.52 | 0 | GSLD | 15 | 0.57723 | 0.60437 | 0.83705 | 1.097 | 1.2026 | 1.2026 | 1.289 | 1.2891 | 1.2453 | 1.1192 | 0.77553 | 0.85362 | 33.7512 | 0 | 169 | 0 | 0 | 0 | 1 | 0 | 0 | 1.0077
407 | Lighting-Exterior | LED | LED Exterior Wall Packs | Miscellaneous | New | CmiNgsld407 | 0 | 0.051189 | 562.52 | 0 | GSLD | 15 | 0.57723 | 0.60437 | 0.83705 | 1.097 | 1.2026 | 1.2026 | 1.289 | 1.2891 | 1.2453 | 1.1192 | 0.77553 | 0.85362 | 33.7512 | 0 | 169 | 0 | 0 | 0 | 1 | 0 | 0 | 1.0077
407 | Lighting-Exterior | LED | LED Exterior Wall Packs | Offices | Turnover | CofTgsld407 | 0 | 0.051189 | 562.52 | 0 | GSLD | 15 | 0.57723 | 0.60437 | 0.83705 | 1.097 | 1.2026 | 1.2026 | 1.289 | 1.2891 | 1.2453 | 1.1192 | 0.77553 | 0.85362 | 33.7512 | 0 | 169 | 0 | 0 | 0 | 1 | 0 | 0 | 1.0077
407 | Lighting-Exterior | LED | LED Exterior Wall Packs | Offices | New | CofNgsld407 | 0 | 0.051189 | 562.52 | 0 | GSLD | 15 | 0.57723 | 0.60437 | 0.83705 | 1.097 | 1.2026 | 1.2026 | 1.289 | 1.2891 | 1.2453 | 1.1192 | 0.77553 | 0.85362 | 33.7512 | 0 | 169 | 0 | 0 | 0 | 1 | 0 | 0 | 1.0077
407 | Lighting-Exterior | LED | LED Exterior Wall Packs | Restaurants | Turnover | CreTgsld407 | 0 | 0.050627 | 562.52 | 0 | GSLD | 15 | 0.57723 | 0.60437 | 0.83705 | 1.097 | 1.2026 | 1.2026 | 1.289 | 1.2891 | 1.2453 | 1.1192 | 0.77553 | 0.85362 | 33.7512 | 0 | 169 | 0 | 0 | 0 | 1 | 0 | 0 | 1.0077
407 | Lighting-Exterior | LED | LED Exterior Wall Packs | Restaurants | New | CreNgsld407 | 0 | 0.050627 | 562.52 | 0 | GSLD | 15 | 0.57723 | 0.60437 | 0.83705 | 1.097 | 1.2026 | 1.2026 | 1.289 | 1.2891 | 1.2453 | 1.1192 | 0.77553 | 0.85362 | 33.7512 | 0 | 169 | 0 | 0 | 0 | 1 | 0 | 0 | 1.0077
407 | Lighting-Exterior | LED | LED Exterior Wall Packs | Retail | Turnover | CrtTgsld407 | 0 | 0.054002 | 562.52 | 0 | GSLD | 15 | 0.57723 | 0.60437 | 0.83705 | 1.097 | 1.2026 | 1.2026 | 1.289 | 1.2891 | 1.2453 | 1.1192 | 0.77553 | 0.85362 | 33.7512 | 0 | 169 | 0 | 0 | 0 | 1 | 0 | 0 | 1.0077
407 | Lighting-Exterior | LED | LED Exterior Wall Packs | Retail | New | CrtNgsld407 | 0 | 0.054002 | 562.52 | 0 | GSLD | 15 | 0.57723 | 0.60437 | 0.83705 | 1.097 | 1.2026 | 1.2026 | 1.289 | 1.2891 | 1.2453 | 1.1192 | 0.77553 | 0.85362 | 33.7512 | 0 | 169 | 0 | 0 | 0 | 1 | 0 | 0 | 1.0077
407 | Lighting-Exterior | LED | LED Exterior Wall Packs | Schools K-12 | Turnover | CscTgsld407 | 0 | 0.058502 | 562.52 | 0 | GSLD | 15 | 0.57723 | 0.60437 | 0.83705 | 1.097 | 1.2026 | 1.2026 | 1.289 | 1.2891 | 1.2453 | 1.1192 | 0.77553 | 0.85362 | 33.7512 | 0 | 169 | 0 | 0 | 0 | 1 | 0 | 0 | 1.0077
407 | Lighting-Exterior | LED | LED Exterior Wall Packs | Schools K-12 | New | CscNgsld407 | 0 | 0.058502 | 562.52 | 0 | GSLD | 15 | 0.57723 | 0.60437 | 0.83705 | 1.097 | 1.2026 | 1.2026 | 1.289 | 1.2891 | 1.2453 | 1.1192 | 0.77553 | 0.85362 | 33.7512 | 0 | 169 | 0 | 0 | 0 | 1 | 0 | 0 | 1.0077
407 | Lighting-Exterior | LED | LED Exterior Wall Packs | Warehouse | Turnover | CwaTgsld407 | 0 | 0.054002 | 562.52 | 0 | GSLD | 15 | 0.57723 | 0.60437 | 0.83705 | 1.097 | 1.2026 | 1.2026 | 1.289 | 1.2891 | 1.2453 | 1.1192 | 0.77553 | 0.85362 | 33.7512 | 0 | 169 | 0 | 0 | 0 | 1 | 0 | 0 | 1.0077
407 | Lighting-Exterior | LED | LED Exterior Wall Packs | Warehouse | New | CwaNgsld407 | 0 | 0.054002 | 562.52 | 0 | GSLD | 15 | 0.57723 | 0.60437 | 0.83705 | 1.097 | 1.2026 | 1.2026 | 1.289 | 1.2891 | 1.2453 | 1.1192 | 0.77553 | 0.85362 | 33.7512 | 0 | 169 | 0 | 0 | 0 | 1 | 0 | 0 | 1.0077
408 | Lighting-Exterior | LED | LED Parking Lighting | Assembly | Turnover | CasTgsld408 | 0 | 0.058146 | 612.06 | 0 | GSLD | 15 | 1 | 1 | 1 | 1 | 1 | 1 | 1 | 1 | 1 | 1 | 1 | 1 | 36.7236 | 0 | 255 | 0 | 0 | 0 | 1 | 0 | 0 | 1
408 | Lighting-Exterior | LED | LED Parking Lighting | Assembly | New | CasNgsld408 | 0 | 0.058146 | 612.06 | 0 | GSLD | 15 | 1 | 1 | 1 | 1 | 1 | 1 | 1 | 1 | 1 | 1 | 1 | 1 | 36.7236 | 0 | 255 | 0 | 0 | 0 | 1 | 0 | 0 | 1
408 | Lighting-Exterior | LED | LED Parking Lighting | College and University | Turnover | CcoTgsld408 | 0 | 0.060594 | 612.06 | 0 | GSLD | 15 | 1 | 1 | 1 | 1 | 1 | 1 | 1 | 1 | 1 | 1 | 1 | 1 | 36.7236 | 0 | 255 | 0 | 0 | 0 | 1 | 0 | 0 | 1
408 | Lighting-Exterior | LED | LED Parking Lighting | College and University | New | CcoNgsld408 | 0 | 0.060594 | 612.06 | 0 | GSLD | 15 | 1 | 1 | 1 | 1 | 1 | 1 | 1 | 1 | 1 | 1 | 1 | 1 | 36.7236 | 0 | 255 | 0 | 0 | 0 | 1 | 0 | 0 | 1
408 | Lighting-Exterior | LED | LED Parking Lighting | Data Center | Turnover | CdaTgsld408 | 0 | 0.055697 | 612.06 | 0 | GSLD | 15 | 1 | 1 | 1 | 1 | 1 | 1 | 1 | 1 | 1 | 1 | 1 | 1 | 36.7236 | 0 | 255 | 0 | 0 | 0 | 1 | 0 | 0 | 1
408 | Lighting-Exterior | LED | LED Parking Lighting | Data Center | New | CdaNgsld408 | 0 | 0.055697 | 612.06 | 0 | GSLD | 15 | 1 | 1 | 1 | 1 | 1 | 1 | 1 | 1 | 1 | 1 | 1 | 1 | 36.7236 | 0 | 255 | 0 | 0 | 0 | 1 | 0 | 0 | 1
408 | Lighting-Exterior | LED | LED Parking Lighting | Grocery | Turnover | CgrTgsld408 | 0 | 0.05937 | 612.06 | 0 | GSLD | 15 | 1 | 1 | 1 | 1 | 1 | 1 | 1 | 1 | 1 | 1 | 1 | 1 | 36.7236 | 0 | 255 | 0 | 0 | 0 | 1 | 0 | 0 | 1
408 | Lighting-Exterior | LED | LED Parking Lighting | Grocery | New | CgrNgsld408 | 0 | 0.05937 | 612.06 | 0 | GSLD | 15 | 1 | 1 | 1 | 1 | 1 | 1 | 1 | 1 | 1 | 1 | 1 | 1 | 36.7236 | 0 | 255 | 0 | 0 | 0 | 1 | 0 | 0 | 1
408 | Lighting-Exterior | LED | LED Parking Lighting | Healthcare | Turnover | CheTgsld408 | 0 | 0.05937 | 612.06 | 0 | GSLD | 15 | 1 | 1 | 1 | 1 | 1 | 1 | 1 | 1 | 1 | 1 | 1 | 1 | 36.7236 | 0 | 255 | 0 | 0 | 0 | 1 | 0 | 0 | 1
408 | Lighting-Exterior | LED | LED Parking Lighting | Healthcare | New | CheNgsld408 | 0 | 0.05937 | 612.06 | 0 | GSLD | 15 | 1 | 1 | 1 | 1 | 1 | 1 | 1 | 1 | 1 | 1 | 1 | 1 | 36.7236 | 0 | 255 | 0 | 0 | 0 | 1 | 0 | 0 | 1
408 | Lighting-Exterior | LED | LED Parking Lighting | Hospitals | Turnover | ChoTgsld408 | 0 | 0.060594 | 612.06 | 0 | GSLD | 15 | 1 | 1 | 1 | 1 | 1 | 1 | 1 | 1 | 1 | 1 | 1 | 1 | 36.7236 | 0 | 255 | 0 | 0 | 0 | 1 | 0 | 0 | 1
408 | Lighting-Exterior | LED | LED Parking Lighting | Hospitals | New | ChoNgsld408 | 0 | 0.060594 | 612.06 | 0 | GSLD | 15 | 1 | 1 | 1 | 1 | 1 | 1 | 1 | 1 | 1 | 1 | 1 | 1 | 36.7236 | 0 | 255 | 0 | 0 | 0 | 1 | 0 | 0 | 1
408 | Lighting-Exterior | LED | LED Parking Lighting | Institutional | Turnover | CinTgsld408 | 0 | 0.073447 | 612.06 | 0 | GSLD | 15 | 1 | 1 | 1 | 1 | 1 | 1 | 1 | 1 | 1 | 1 | 1 | 1 | 36.7236 | 0 | 255 | 0 | 0 | 0 | 1 | 0 | 0 | 1
408 | Lighting-Exterior | LED | LED Parking Lighting | Institutional | New | CinNgsld408 | 0 | 0.073447 | 612.06 | 0 | GSLD | 15 | 1 | 1 | 1 | 1 | 1 | 1 | 1 | 1 | 1 | 1 | 1 | 1 | 36.7236 | 0 | 255 | 0 | 0 | 0 | 1 | 0 | 0 | 1
408 | Lighting-Exterior | LED | LED Parking Lighting | Lodging/Hospitality | Turnover | CloTgsld408 | 0 | 0.053249 | 612.06 | 0 | GSLD | 15 | 1 | 1 | 1 | 1 | 1 | 1 | 1 | 1 | 1 | 1 | 1 | 1 | 36.7236 | 0 | 255 | 0 | 0 | 0 | 1 | 0 | 0 | 1
408 | Lighting-Exterior | LED | LED Parking Lighting | Lodging/Hospitality | New | CloNgsld408 | 0 | 0.053249 | 612.06 | 0 | GSLD | 15 | 1 | 1 | 1 | 1 | 1 | 1 | 1 | 1 | 1 | 1 | 1 | 1 | 36.7236 | 0 | 255 | 0 | 0 | 0 | 1 | 0 | 0 | 1
408 | Lighting-Exterior | LED | LED Parking Lighting | Miscellaneous | Turnover | CmiTgsld408 | 0 | 0.055697 | 612.06 | 0 | GSLD | 15 | 1 | 1 | 1 | 1 | 1 | 1 | 1 | 1 | 1 | 1 | 1 | 1 | 36.7236 | 0 | 255 | 0 | 0 | 0 | 1 | 0 | 0 | 1
408 | Lighting-Exterior | LED | LED Parking Lighting | Miscellaneous | New | CmiNgsld408 | 0 | 0.055697 | 612.06 | 0 | GSLD | 15 | 1 | 1 | 1 | 1 | 1 | 1 | 1 | 1 | 1 | 1 | 1 | 1 | 36.7236 | 0 | 255 | 0 | 0 | 0 | 1 | 0 | 0 | 1
408 | Lighting-Exterior | LED | LED Parking Lighting | Offices | Turnover | CofTgsld408 | 0 | 0.055697 | 612.06 | 0 | GSLD | 15 | 1 | 1 | 1 | 1 | 1 | 1 | 1 | 1 | 1 | 1 | 1 | 1 | 36.7236 | 0 | 255 | 0 | 0 | 0 | 1 | 0 | 0 | 1
408 | Lighting-Exterior | LED | LED Parking Lighting | Offices | New | CofNgsld408 | 0 | 0.055697 | 612.06 | 0 | GSLD | 15 | 1 | 1 | 1 | 1 | 1 | 1 | 1 | 1 | 1 | 1 | 1 | 1 | 36.7236 | 0 | 255 | 0 | 0 | 0 | 1 | 0 | 0 | 1
408 | Lighting-Exterior | LED | LED Parking Lighting | Restaurants | Turnover | CreTgsld408 | 0 | 0.055085 | 612.06 | 0 | GSLD | 15 | 1 | 1 | 1 | 1 | 1 | 1 | 1 | 1 | 1 | 1 | 1 | 1 | 36.7236 | 0 | 255 | 0 | 0 | 0 | 1 | 0 | 0 | 1
408 | Lighting-Exterior | LED | LED Parking Lighting | Restaurants | New | CreNgsld408 | 0 | 0.055085 | 612.06 | 0 | GSLD | 15 | 1 | 1 | 1 | 1 | 1 | 1 | 1 | 1 | 1 | 1 | 1 | 1 | 36.7236 | 0 | 255 | 0 | 0 | 0 | 1 | 0 | 0 | 1
408 | Lighting-Exterior | LED | LED Parking Lighting | Retail | Turnover | CrtTgsld408 | 0 | 0.058758 | 612.06 | 0 | GSLD | 15 | 1 | 1 | 1 | 1 | 1 | 1 | 1 | 1 | 1 | 1 | 1 | 1 | 36.7236 | 0 | 255 | 0 | 0 | 0 | 1 | 0 | 0 | 1
408 | Lighting-Exterior | LED | LED Parking Lighting | Retail | New | CrtNgsld408 | 0 | 0.058758 | 612.06 | 0 | GSLD | 15 | 1 | 1 | 1 | 1 | 1 | 1 | 1 | 1 | 1 | 1 | 1 | 1 | 36.7236 | 0 | 255 | 0 | 0 | 0 | 1 | 0 | 0 | 1
408 | Lighting-Exterior | LED | LED Parking Lighting | Schools K-12 | Turnover | CscTgsld408 | 0 | 0.063654 | 612.06 | 0 | GSLD | 15 | 1 | 1 | 1 | 1 | 1 | 1 | 1 | 1 | 1 | 1 | 1 | 1 | 36.7236 | 0 | 255 | 0 | 0 | 0 | 1 | 0 | 0 | 1
408 | Lighting-Exterior | LED | LED Parking Lighting | Schools K-12 | New | CscNgsld408 | 0 | 0.063654 | 612.06 | 0 | GSLD | 15 | 1 | 1 | 1 | 1 | 1 | 1 | 1 | 1 | 1 | 1 | 1 | 1 | 36.7236 | 0 | 255 | 0 | 0 | 0 | 1 | 0 | 0 | 1
408 | Lighting-Exterior | LED | LED Parking Lighting | Warehouse | Turnover | CwaTgsld408 | 0 | 0.058758 | 612.06 | 0 | GSLD | 15 | 1 | 1 | 1 | 1 | 1 | 1 | 1 | 1 | 1 | 1 | 1 | 1 | 36.7236 | 0 | 255 | 0 | 0 | 0 | 1 | 0 | 0 | 1
408 | Lighting-Exterior | LED | LED Parking Lighting | Warehouse | New | CwaNgsld408 | 0 | 0.058758 | 612.06 | 0 | GSLD | 15 | 1 | 1 | 1 | 1 | 1 | 1 | 1 | 1 | 1 | 1 | 1 | 1 | 36.7236 | 0 | 255 | 0 | 0 | 0 | 1 | 0 | 0 | 1
501 | Lighting-Interior | Controls | Auto Off Time Switch | Assembly | Existing | CasEgsld501 | 1 | 0.48503 | 5988.024 | 0 | GSLD | 10 | 1.0063 | 0.98564 | 1.0265 | 1.0441 | 1.0994 | 1.0901 | 1.0679 | 1.0965 | 1.0642 | 1.0547 | 1.0277 | 1.0297 | 359.2814 | 0 | 5334.2897 | 0 | 0 | 0 | 1 | 0 | 0 | 1.0494
501 | Lighting-Interior | Controls | Auto Off Time Switch | Assembly | New | CasNgsld501 | 1 | 0.48503 | 5988.024 | 0 | GSLD | 10 | 1.0063 | 0.98564 | 1.0265 | 1.0441 | 1.0994 | 1.0901 | 1.0679 | 1.0965 | 1.0642 | 1.0547 | 1.0277 | 1.0297 | 359.2814 | 0 | 5334.2897 | 0 | 0 | 0 | 1 | 0 | 0 | 1.0494
501 | Lighting-Interior | Controls | Auto Off Time Switch | College and University | Existing | CcoEgsld501 | 1 | 0.77586 | 8620.6897 | 0 | GSLD | 10 | 1.0063 | 0.98564 | 1.0265 | 1.0441 | 1.0994 | 1.0901 | 1.0679 | 1.0965 | 1.0642 | 1.0547 | 1.0277 | 1.0297 | 517.2414 | 0 | 5663.5786 | 0 | 0 | 0 | 1 | 0 | 0 | 1.0494
501 | Lighting-Interior | Controls | Auto Off Time Switch | College and University | New | CcoNgsld501 | 1 | 0.77586 | 8620.6897 | 0 | GSLD | 10 | 1.0063 | 0.98564 | 1.0265 | 1.0441 | 1.0994 | 1.0901 | 1.0679 | 1.0965 | 1.0642 | 1.0547 | 1.0277 | 1.0297 | 517.2414 | 0 | 5663.5786 | 0 | 0 | 0 | 1 | 0 | 0 | 1.0494
501 | Lighting-Interior | Controls | Auto Off Time Switch | Data Center | Existing | CdaEgsld501 | 1 | 1.114 | 8771.9298 | 0 | GSLD | 10 | 1.0063 | 0.98564 | 1.0265 | 1.0441 | 1.0994 | 1.0901 | 1.0679 | 1.0965 | 1.0642 | 1.0547 | 1.0277 | 1.0297 | 526.3158 | 0 | 5516.1988 | 0 | 0 | 0 | 1 | 0 | 0 | 1.0494
501 | Lighting-Interior | Controls | Auto Off Time Switch | Data Center | New | CdaNgsld501 | 1 | 1.114 | 8771.9298 | 0 | GSLD | 10 | 1.0063 | 0.98564 | 1.0265 | 1.0441 | 1.0994 | 1.0901 | 1.0679 | 1.0965 | 1.0642 | 1.0547 | 1.0277 | 1.0297 | 526.3158 | 0 | 5516.1988 | 0 | 0 | 0 | 1 | 0 | 0 | 1.0494
501 | Lighting-Interior | Controls | Auto Off Time Switch | Grocery | Existing | CgrEgsld501 | 1 | 0.44706 | 5882.3529 | 0 | GSLD | 10 | 1.0063 | 0.98564 | 1.0265 | 1.0441 | 1.0994 | 1.0901 | 1.0679 | 1.0965 | 1.0642 | 1.0547 | 1.0277 | 1.0297 | 352.9412 | 0 | 2003.4101 | 0 | 0 | 0 | 1 | 0 | 0 | 1.0494
501 | Lighting-Interior | Controls | Auto Off Time Switch | Grocery | New | CgrNgsld501 | 1 | 0.44706 | 5882.3529 | 0 | GSLD | 10 | 1.0063 | 0.98564 | 1.0265 | 1.0441 | 1.0994 | 1.0901 | 1.0679 | 1.0965 | 1.0642 | 1.0547 | 1.0277 | 1.0297 | 352.9412 | 0 | 2003.4101 | 0 | 0 | 0 | 1 | 0 | 0 | 1.0494
501 | Lighting-Interior | Controls | Auto Off Time Switch | Healthcare | Existing | CheEgsld501 | 1 | 0.8255 | 6711.4094 | 0 | GSLD | 10 | 1.0063 | 0.98564 | 1.0265 | 1.0441 | 1.0994 | 1.0901 | 1.0679 | 1.0965 | 1.0642 | 1.0547 | 1.0277 | 1.0297 | 402.6846 | 0 | 4657.948 | 0 | 0 | 0 | 1 | 0 | 0 | 1.0494
501 | Lighting-Interior | Controls | Auto Off Time Switch | Healthcare | New | CheNgsld501 | 1 | 0.8255 | 6711.4094 | 0 | GSLD | 10 | 1.0063 | 0.98564 | 1.0265 | 1.0441 | 1.0994 | 1.0901 | 1.0679 | 1.0965 | 1.0642 | 1.0547 | 1.0277 | 1.0297 | 402.6846 | 0 | 4657.948 | 0 | 0 | 0 | 1 | 0 | 0 | 1.0494
501 | Lighting-Interior | Controls | Auto Off Time Switch | Hospitals | Existing | ChoEgsld501 | 1 | 0.77586 | 8620.6897 | 0 | GSLD | 10 | 1.0063 | 0.98564 | 1.0265 | 1.0441 | 1.0994 | 1.0901 | 1.0679 | 1.0965 | 1.0642 | 1.0547 | 1.0277 | 1.0297 | 517.2414 | 0 | 3535.5359 | 0 | 0 | 0 | 1 | 0 | 0 | 1.0494
501 | Lighting-Interior | Controls | Auto Off Time Switch | Hospitals | New | ChoNgsld501 | 1 | 0.77586 | 8620.6897 | 0 | GSLD | 10 | 1.0063 | 0.98564 | 1.0265 | 1.0441 | 1.0994 | 1.0901 | 1.0679 | 1.0965 | 1.0642 | 1.0547 | 1.0277 | 1.0297 | 517.2414 | 0 | 3535.5359 | 0 | 0 | 0 | 1 | 0 | 0 | 1.0494
501 | Lighting-Interior | Controls | Auto Off Time Switch | Institutional | Existing | CinEgsld501 | 1 | 1.3619 | 9523.8095 | 0 | GSLD | 10 | 1.0063 | 0.98564 | 1.0265 | 1.0441 | 1.0994 | 1.0901 | 1.0679 | 1.0965 | 1.0642 | 1.0547 | 1.0277 | 1.0297 | 571.4286 | 0 | 6446.1268 | 0 | 0 | 0 | 1 | 0 | 0 | 1.0494
501 | Lighting-Interior | Controls | Auto Off Time Switch | Institutional | New | CinNgsld501 | 1 | 1.3619 | 9523.8095 | 0 | GSLD | 10 | 1.0063 | 0.98564 | 1.0265 | 1.0441 | 1.0994 | 1.0901 | 1.0679 | 1.0965 | 1.0642 | 1.0547 | 1.0277 | 1.0297 | 571.4286 | 0 | 6446.1268 | 0 | 0 | 0 | 1 | 0 | 0 | 1.0494
501 | Lighting-Interior | Controls | Auto Off Time Switch | Lodging/Hospitality | Existing | CloEgsld501 | 1 | 1.4146 | 12195.122 | 0 | GSLD | 10 | 1.0063 | 0.98564 | 1.0265 | 1.0441 | 1.0994 | 1.0901 | 1.0679 | 1.0965 | 1.0642 | 1.0547 | 1.0277 | 1.0297 | 731.7073 | 0 | 5918.7395 | 0 | 0 | 0 | 1 | 0 | 0 | 1.0494
501 | Lighting-Interior | Controls | Auto Off Time Switch | Lodging/Hospitality | New | CloNgsld501 | 1 | 1.4146 | 12195.122 | 0 | GSLD | 10 | 1.0063 | 0.98564 | 1.0265 | 1.0441 | 1.0994 | 1.0901 | 1.0679 | 1.0965 | 1.0642 | 1.0547 | 1.0277 | 1.0297 | 731.7073 | 0 | 5918.7395 | 0 | 0 | 0 | 1 | 0 | 0 | 1.0494
501 | Lighting-Interior | Controls | Auto Off Time Switch | Miscellaneous | Existing | CmiEgsld501 | 1 | 1.114 | 8771.9298 | 0 | GSLD | 10 | 1.0063 | 0.98564 | 1.0265 | 1.0441 | 1.0994 | 1.0901 | 1.0679 | 1.0965 | 1.0642 | 1.0547 | 1.0277 | 1.0297 | 526.3158 | 0 | 5019.244 | 0 | 0 | 0 | 1 | 0 | 0 | 1.0494
501 | Lighting-Interior | Controls | Auto Off Time Switch | Miscellaneous | New | CmiNgsld501 | 1 | 1.114 | 8771.9298 | 0 | GSLD | 10 | 1.0063 | 0.98564 | 1.0265 | 1.0441 | 1.0994 | 1.0901 | 1.0679 | 1.0965 | 1.0642 | 1.0547 | 1.0277 | 1.0297 | 526.3158 | 0 | 5019.244 | 0 | 0 | 0 | 1 | 0 | 0 | 1.0494
501 | Lighting-Interior | Controls | Auto Off Time Switch | Offices | Existing | CofEgsld501 | 1 | 1.114 | 8771.9298 | 0 | GSLD | 10 | 1.0063 | 0.98564 | 1.0265 | 1.0441 | 1.0994 | 1.0901 | 1.0679 | 1.0965 | 1.0642 | 1.0547 | 1.0277 | 1.0297 | 526.3158 | 0 | 5511.7741 | 0 | 0 | 0 | 1 | 0 | 0 | 1.0494
501 | Lighting-Interior | Controls | Auto Off Time Switch | Offices | New | CofNgsld501 | 1 | 1.114 | 8771.9298 | 0 | GSLD | 10 | 1.0063 | 0.98564 | 1.0265 | 1.0441 | 1.0994 | 1.0901 | 1.0679 | 1.0965 | 1.0642 | 1.0547 | 1.0277 | 1.0297 | 526.3158 | 0 | 5511.7741 | 0 | 0 | 0 | 1 | 0 | 0 | 1.0494
501 | Lighting-Interior | Controls | Auto Off Time Switch | Restaurants | Existing | CreEgsld501 | 1 | 0.58 | 6666.6667 | 0 | GSLD | 10 | 1.0063 | 0.98564 | 1.0265 | 1.0441 | 1.0994 | 1.0901 | 1.0679 | 1.0965 | 1.0642 | 1.0547 | 1.0277 | 1.0297 | 400 | 0 | 2968.2961 | 0 | 0 | 0 | 1 | 0 | 0 | 1.0494
501 | Lighting-Interior | Controls | Auto Off Time Switch | Restaurants | New | CreNgsld501 | 1 | 0.58 | 6666.6667 | 0 | GSLD | 10 | 1.0063 | 0.98564 | 1.0265 | 1.0441 | 1.0994 | 1.0901 | 1.0679 | 1.0965 | 1.0642 | 1.0547 | 1.0277 | 1.0297 | 400 | 0 | 2968.2961 | 0 | 0 | 0 | 1 | 0 | 0 | 1.0494
501 | Lighting-Interior | Controls | Auto Off Time Switch | Retail | Existing | CrtEgsld501 | 1 | 0.46429 | 5952.381 | 0 | GSLD | 10 | 1.0063 | 0.98564 | 1.0265 | 1.0441 | 1.0994 | 1.0901 | 1.0679 | 1.0965 | 1.0642 | 1.0547 | 1.0277 | 1.0297 | 357.1429 | 0 | 3813.5483 | 0 | 0 | 0 | 1 | 0 | 0 | 1.0494
501 | Lighting-Interior | Controls | Auto Off Time Switch | Retail | New | CrtNgsld501 | 1 | 0.46429 | 5952.381 | 0 | GSLD | 10 | 1.0063 | 0.98564 | 1.0265 | 1.0441 | 1.0994 | 1.0901 | 1.0679 | 1.0965 | 1.0642 | 1.0547 | 1.0277 | 1.0297 | 357.1429 | 0 | 3813.5483 | 0 | 0 | 0 | 1 | 0 | 0 | 1.0494
501 | Lighting-Interior | Controls | Auto Off Time Switch | Schools K-12 | Existing | CscEgsld501 | 1 | 1.1226 | 9433.9623 | 0 | GSLD | 10 | 1.0063 | 0.98564 | 1.0265 | 1.0441 | 1.0994 | 1.0901 | 1.0679 | 1.0965 | 1.0642 | 1.0547 | 1.0277 | 1.0297 | 566.0377 | 0 | 7983.3674 | 0 | 0 | 0 | 1 | 0 | 0 | 1.0494
501 | Lighting-Interior | Controls | Auto Off Time Switch | Schools K-12 | New | CscNgsld501 | 1 | 1.1226 | 9433.9623 | 0 | GSLD | 10 | 1.0063 | 0.98564 | 1.0265 | 1.0441 | 1.0994 | 1.0901 | 1.0679 | 1.0965 | 1.0642 | 1.0547 | 1.0277 | 1.0297 | 566.0377 | 0 | 7983.3674 | 0 | 0 | 0 | 1 | 0 | 0 | 1.0494
501 | Lighting-Interior | Controls | Auto Off Time Switch | Warehouse | Existing | CwaEgsld501 | 1 | 0.71429 | 5952.381 | 0 | GSLD | 10 | 1.0063 | 0.98564 | 1.0265 | 1.0441 | 1.0994 | 1.0901 | 1.0679 | 1.0965 | 1.0642 | 1.0547 | 1.0277 | 1.0297 | 357.1429 | 0 | 3833.4051 | 0 | 0 | 0 | 1 | 0 | 0 | 1.0494
501 | Lighting-Interior | Controls | Auto Off Time Switch | Warehouse | New | CwaNgsld501 | 1 | 0.71429 | 5952.381 | 0 | GSLD | 10 | 1.0063 | 0.98564 | 1.0265 | 1.0441 | 1.0994 | 1.0901 | 1.0679 | 1.0965 | 1.0642 | 1.0547 | 1.0277 | 1.0297 | 357.1429 | 0 | 3833.4051 | 0 | 0 | 0 | 1 | 0 | 0 | 1.0494
502 | Lighting-Interior | Controls | Bi-Level Lighting Control (Interior) | Assembly | Existing | CasEgsld502 | 1 | 0.48503 | 5988.024 | 0 | GSLD | 8 | 1.0063 | 0.98564 | 1.0265 | 1.0441 | 1.0994 | 1.0901 | 1.0679 | 1.0965 | 1.0642 | 1.0547 | 1.0277 | 1.0297 | 301.097 | 0 | 9709.3592 | 0 | 0 | 0 | 1 | 0 | 0 | 1.0494
502 | Lighting-Interior | Controls | Bi-Level Lighting Control (Interior) | Assembly | New | CasNgsld502 | 1 | 0.48503 | 5988.024 | 0 | GSLD | 8 | 1.0063 | 0.98564 | 1.0265 | 1.0441 | 1.0994 | 1.0901 | 1.0679 | 1.0965 | 1.0642 | 1.0547 | 1.0277 | 1.0297 | 301.097 | 0 | 9709.3592 | 0 | 0 | 0 | 1 | 0 | 0 | 1.0494
502 | Lighting-Interior | Controls | Bi-Level Lighting Control (Interior) | College and University | Existing | CcoEgsld502 | 1 | 0.77586 | 8620.6897 | 0 | GSLD | 8 | 1.0063 | 0.98564 | 1.0265 | 1.0441 | 1.0994 | 1.0901 | 1.0679 | 1.0965 | 1.0642 | 1.0547 | 1.0277 | 1.0297 | 433.4759 | 0 | 10308.6308 | 0 | 0 | 0 | 1 | 0 | 0 | 1.0494
502 | Lighting-Interior | Controls | Bi-Level Lighting Control (Interior) | College and University | New | CcoNgsld502 | 1 | 0.77586 | 8620.6897 | 0 | GSLD | 8 | 1.0063 | 0.98564 | 1.0265 | 1.0441 | 1.0994 | 1.0901 | 1.0679 | 1.0965 | 1.0642 | 1.0547 | 1.0277 | 1.0297 | 433.4759 | 0 | 10308.6308 | 0 | 0 | 0 | 1 | 0 | 0 | 1.0494
502 | Lighting-Interior | Controls | Bi-Level Lighting Control (Interior) | Data Center | Existing | CdaEgsld502 | 1 | 1.114 | 8771.9298 | 0 | GSLD | 8 | 1.0063 | 0.98564 | 1.0265 | 1.0441 | 1.0994 | 1.0901 | 1.0679 | 1.0965 | 1.0642 | 1.0547 | 1.0277 | 1.0297 | 441.0807 | 0 | 10040.3796 | 0 | 0 | 0 | 1 | 0 | 0 | 1.0494
502 | Lighting-Interior | Controls | Bi-Level Lighting Control (Interior) | Data Center | New | CdaNgsld502 | 1 | 1.114 | 8771.9298 | 0 | GSLD | 8 | 1.0063 | 0.98564 | 1.0265 | 1.0441 | 1.0994 | 1.0901 | 1.0679 | 1.0965 | 1.0642 | 1.0547 | 1.0277 | 1.0297 | 441.0807 | 0 | 10040.3796 | 0 | 0 | 0 | 1 | 0 | 0 | 1.0494
502 | Lighting-Interior | Controls | Bi-Level Lighting Control (Interior) | Grocery | Existing | CgrEgsld502 | 1 | 0.44706 | 5882.3529 | 0 | GSLD | 8 | 1.0063 | 0.98564 | 1.0265 | 1.0441 | 1.0994 | 1.0901 | 1.0679 | 1.0965 | 1.0642 | 1.0547 | 1.0277 | 1.0297 | 295.7835 | 0 | 3646.5638 | 0 | 0 | 0 | 1 | 0 | 0 | 1.0494
502 | Lighting-Interior | Controls | Bi-Level Lighting Control (Interior) | Grocery | New | CgrNgsld502 | 1 | 0.44706 | 5882.3529 | 0 | GSLD | 8 | 1.0063 | 0.98564 | 1.0265 | 1.0441 | 1.0994 | 1.0901 | 1.0679 | 1.0965 | 1.0642 | 1.0547 | 1.0277 | 1.0297 | 295.7835 | 0 | 3646.5638 | 0 | 0 | 0 | 1 | 0 | 0 | 1.0494
502 | Lighting-Interior | Controls | Bi-Level Lighting Control (Interior) | Healthcare | Existing | CheEgsld502 | 1 | 0.8255 | 6711.4094 | 0 | GSLD | 8 | 1.0063 | 0.98564 | 1.0265 | 1.0441 | 1.0994 | 1.0901 | 1.0679 | 1.0965 | 1.0642 | 1.0547 | 1.0277 | 1.0297 | 337.4711 | 0 | 8478.2966 | 0 | 0 | 0 | 1 | 0 | 0 | 1.0494
502 | Lighting-Interior | Controls | Bi-Level Lighting Control (Interior) | Healthcare | New | CheNgsld502 | 1 | 0.8255 | 6711.4094 | 0 | GSLD | 8 | 1.0063 | 0.98564 | 1.0265 | 1.0441 | 1.0994 | 1.0901 | 1.0679 | 1.0965 | 1.0642 | 1.0547 | 1.0277 | 1.0297 | 337.4711 | 0 | 8478.2966 | 0 | 0 | 0 | 1 | 0 | 0 | 1.0494
502 | Lighting-Interior | Controls | Bi-Level Lighting Control (Interior) | Hospitals | Existing | ChoEgsld502 | 1 | 0.77586 | 8620.6897 | 0 | GSLD | 8 | 1.0063 | 0.98564 | 1.0265 | 1.0441 | 1.0994 | 1.0901 | 1.0679 | 1.0965 | 1.0642 | 1.0547 | 1.0277 | 1.0297 | 433.4759 | 0 | 6435.3062 | 0 | 0 | 0 | 1 | 0 | 0 | 1.0494
502 | Lighting-Interior | Controls | Bi-Level Lighting Control (Interior) | Hospitals | New | ChoNgsld502 | 1 | 0.77586 | 8620.6897 | 0 | GSLD | 8 | 1.0063 | 0.98564 | 1.0265 | 1.0441 | 1.0994 | 1.0901 | 1.0679 | 1.0965 | 1.0642 | 1.0547 | 1.0277 | 1.0297 | 433.4759 | 0 | 6435.3062 | 0 | 0 | 0 | 1 | 0 | 0 | 1.0494
502 | Lighting-Interior | Controls | Bi-Level Lighting Control (Interior) | Institutional | Existing | CinEgsld502 | 1 | 1.3619 | 9523.8095 | 0 | GSLD | 8 | 1.0063 | 0.98564 | 1.0265 | 1.0441 | 1.0994 | 1.0901 | 1.0679 | 1.0965 | 1.0642 | 1.0547 | 1.0277 | 1.0297 | 478.8876 | 0 | 11733.1011 | 0 | 0 | 0 | 1 | 0 | 0 | 1.0494
502 | Lighting-Interior | Controls | Bi-Level Lighting Control (Interior) | Institutional | New | CinNgsld502 | 1 | 1.3619 | 9523.8095 | 0 | GSLD | 8 | 1.0063 | 0.98564 | 1.0265 | 1.0441 | 1.0994 | 1.0901 | 1.0679 | 1.0965 | 1.0642 | 1.0547 | 1.0277 | 1.0297 | 478.8876 | 0 | 11733.1011 | 0 | 0 | 0 | 1 | 0 | 0 | 1.0494
502 | Lighting-Interior | Controls | Bi-Level Lighting Control (Interior) | Lodging/Hospitality | Existing | CloEgsld502 | 1 | 1.4146 | 12195.122 | 0 | GSLD | 8 | 1.0063 | 0.98564 | 1.0265 | 1.0441 | 1.0994 | 1.0901 | 1.0679 | 1.0965 | 1.0642 | 1.0547 | 1.0277 | 1.0297 | 613.2098 | 0 | 10773.1621 | 0 | 0 | 0 | 1 | 0 | 0 | 1.0494
502 | Lighting-Interior | Controls | Bi-Level Lighting Control (Interior) | Lodging/Hospitality | New | CloNgsld502 | 1 | 1.4146 | 12195.122 | 0 | GSLD | 8 | 1.0063 | 0.98564 | 1.0265 | 1.0441 | 1.0994 | 1.0901 | 1.0679 | 1.0965 | 1.0642 | 1.0547 | 1.0277 | 1.0297 | 613.2098 | 0 | 10773.1621 | 0 | 0 | 0 | 1 | 0 | 0 | 1.0494
502 | Lighting-Interior | Controls | Bi-Level Lighting Control (Interior) | Miscellaneous | Existing | CmiEgsld502 | 1 | 1.114 | 8771.9298 | 0 | GSLD | 8 | 1.0063 | 0.98564 | 1.0265 | 1.0441 | 1.0994 | 1.0901 | 1.0679 | 1.0965 | 1.0642 | 1.0547 | 1.0277 | 1.0297 | 441.0807 | 0 | 9135.848 | 0 | 0 | 0 | 1 | 0 | 0 | 1.0494
502 | Lighting-Interior | Controls | Bi-Level Lighting Control (Interior) | Miscellaneous | New | CmiNgsld502 | 1 | 1.114 | 8771.9298 | 0 | GSLD | 8 | 1.0063 | 0.98564 | 1.0265 | 1.0441 | 1.0994 | 1.0901 | 1.0679 | 1.0965 | 1.0642 | 1.0547 | 1.0277 | 1.0297 | 441.0807 | 0 | 9135.848 | 0 | 0 | 0 | 1 | 0 | 0 | 1.0494
502 | Lighting-Interior | Controls | Bi-Level Lighting Control (Interior) | Offices | Existing | CofEgsld502 | 1 | 1.114 | 8771.9298 | 0 | GSLD | 8 | 1.0063 | 0.98564 | 1.0265 | 1.0441 | 1.0994 | 1.0901 | 1.0679 | 1.0965 | 1.0642 | 1.0547 | 1.0277 | 1.0297 | 441.0807 | 0 | 10032.4124 | 0 | 0 | 0 | 1 | 0 | 0 | 1.0494
502 | Lighting-Interior | Controls | Bi-Level Lighting Control (Interior) | Offices | New | CofNgsld502 | 1 | 1.114 | 8771.9298 | 0 | GSLD | 8 | 1.0063 | 0.98564 | 1.0265 | 1.0441 | 1.0994 | 1.0901 | 1.0679 | 1.0965 | 1.0642 | 1.0547 | 1.0277 | 1.0297 | 441.0807 | 0 | 10032.4124 | 0 | 0 | 0 | 1 | 0 | 0 | 1.0494
502 | Lighting-Interior | Controls | Bi-Level Lighting Control (Interior) | Restaurants | Existing | CreEgsld502 | 1 | 0.58 | 6666.6667 | 0 | GSLD | 8 | 1.0063 | 0.98564 | 1.0265 | 1.0441 | 1.0994 | 1.0901 | 1.0679 | 1.0965 | 1.0642 | 1.0547 | 1.0277 | 1.0297 | 335.2213 | 0 | 5402.8285 | 0 | 0 | 0 | 1 | 0 | 0 | 1.0494
502 | Lighting-Interior | Controls | Bi-Level Lighting Control (Interior) | Restaurants | New | CreNgsld502 | 1 | 0.58 | 6666.6667 | 0 | GSLD | 8 | 1.0063 | 0.98564 | 1.0265 | 1.0441 | 1.0994 | 1.0901 | 1.0679 | 1.0965 | 1.0642 | 1.0547 | 1.0277 | 1.0297 | 335.2213 | 0 | 5402.8285 | 0 | 0 | 0 | 1 | 0 | 0 | 1.0494
502 | Lighting-Interior | Controls | Bi-Level Lighting Control (Interior) | Retail | Existing | CrtEgsld502 | 1 | 0.46429 | 5952.381 | 0 | GSLD | 8 | 1.0063 | 0.98564 | 1.0265 | 1.0441 | 1.0994 | 1.0901 | 1.0679 | 1.0965 | 1.0642 | 1.0547 | 1.0277 | 1.0297 | 299.3048 | 0 | 6941.3385 | 0 | 0 | 0 | 1 | 0 | 0 | 1.0494
502 | Lighting-Interior | Controls | Bi-Level Lighting Control (Interior) | Retail | New | CrtNgsld502 | 1 | 0.46429 | 5952.381 | 0 | GSLD | 8 | 1.0063 | 0.98564 | 1.0265 | 1.0441 | 1.0994 | 1.0901 | 1.0679 | 1.0965 | 1.0642 | 1.0547 | 1.0277 | 1.0297 | 299.3048 | 0 | 6941.3385 | 0 | 0 | 0 | 1 | 0 | 0 | 1.0494
502 | Lighting-Interior | Controls | Bi-Level Lighting Control (Interior) | Schools K-12 | Existing | CscEgsld502 | 1 | 1.1226 | 9433.9623 | 0 | GSLD | 8 | 1.0063 | 0.98564 | 1.0265 | 1.0441 | 1.0994 | 1.0901 | 1.0679 | 1.0965 | 1.0642 | 1.0547 | 1.0277 | 1.0297 | 474.3698 | 0 | 14530.9845 | 0 | 0 | 0 | 1 | 0 | 0 | 1.0494
502 | Lighting-Interior | Controls | Bi-Level Lighting Control (Interior) | Schools K-12 | New | CscNgsld502 | 1 | 1.1226 | 9433.9623 | 0 | GSLD | 8 | 1.0063 | 0.98564 | 1.0265 | 1.0441 | 1.0994 | 1.0901 | 1.0679 | 1.0965 | 1.0642 | 1.0547 | 1.0277 | 1.0297 | 474.3698 | 0 | 14530.9845 | 0 | 0 | 0 | 1 | 0 | 0 | 1.0494
502 | Lighting-Interior | Controls | Bi-Level Lighting Control (Interior) | Warehouse | Existing | CwaEgsld502 | 1 | 0.71429 | 5952.381 | 0 | GSLD | 8 | 1.0063 | 0.98564 | 1.0265 | 1.0441 | 1.0994 | 1.0901 | 1.0679 | 1.0965 | 1.0642 | 1.0547 | 1.0277 | 1.0297 | 299.3048 | 0 | 6977.4197 | 0 | 0 | 0 | 1 | 0 | 0 | 1.0494
502 | Lighting-Interior | Controls | Bi-Level Lighting Control (Interior) | Warehouse | New | CwaNgsld502 | 1 | 0.71429 | 5952.381 | 0 | GSLD | 8 | 1.0063 | 0.98564 | 1.0265 | 1.0441 | 1.0994 | 1.0901 | 1.0679 | 1.0965 | 1.0642 | 1.0547 | 1.0277 | 1.0297 | 299.3048 | 0 | 6977.4197 | 0 | 0 | 0 | 1 | 0 | 0 | 1.0494
503 | Lighting-Interior | Controls | Indoor daylight sensor | Assembly | Existing | CasEgsld503 | 1 | 0.48503 | 5988.024 | 0 | GSLD | 10 | 1.0063 | 0.98564 | 1.0265 | 1.0441 | 1.0994 | 1.0901 | 1.0679 | 1.0965 | 1.0642 | 1.0547 | 1.0277 | 1.0297 | 359.2814 | 0 | 826.896 | 0 | 0 | 0 | 1 | 0 | 0 | 1.0494
503 | Lighting-Interior | Controls | Indoor daylight sensor | Assembly | New | CasNgsld503 | 1 | 0.48503 | 5988.024 | 0 | GSLD | 10 | 1.0063 | 0.98564 | 1.0265 | 1.0441 | 1.0994 | 1.0901 | 1.0679 | 1.0965 | 1.0642 | 1.0547 | 1.0277 | 1.0297 | 359.2814 | 0 | 826.896 | 0 | 0 | 0 | 1 | 0 | 0 | 1.0494
503 | Lighting-Interior | Controls | Indoor daylight sensor | College and University | Existing | CcoEgsld503 | 1 | 0.77586 | 8620.6897 | 0 | GSLD | 10 | 1.0063 | 0.98564 | 1.0265 | 1.0441 | 1.0994 | 1.0901 | 1.0679 | 1.0965 | 1.0642 | 1.0547 | 1.0277 | 1.0297 | 517.2414 | 0 | 877.9408 | 0 | 0 | 0 | 1 | 0 | 0 | 1.0494
503 | Lighting-Interior | Controls | Indoor daylight sensor | College and University | New | CcoNgsld503 | 1 | 0.77586 | 8620.6897 | 0 | GSLD | 10 | 1.0063 | 0.98564 | 1.0265 | 1.0441 | 1.0994 | 1.0901 | 1.0679 | 1.0965 | 1.0642 | 1.0547 | 1.0277 | 1.0297 | 517.2414 | 0 | 877.9408 | 0 | 0 | 0 | 1 | 0 | 0 | 1.0494
503 | Lighting-Interior | Controls | Indoor daylight sensor | Data Center | Existing | CdaEgsld503 | 1 | 1.114 | 8771.9298 | 0 | GSLD | 10 | 1.0063 | 0.98564 | 1.0265 | 1.0441 | 1.0994 | 1.0901 | 1.0679 | 1.0965 | 1.0642 | 1.0547 | 1.0277 | 1.0297 | 526.3158 | 0 | 855.0947 | 0 | 0 | 0 | 1 | 0 | 0 | 1.0494
503 | Lighting-Interior | Controls | Indoor daylight sensor | Data Center | New | CdaNgsld503 | 1 | 1.114 | 8771.9298 | 0 | GSLD | 10 | 1.0063 | 0.98564 | 1.0265 | 1.0441 | 1.0994 | 1.0901 | 1.0679 | 1.0965 | 1.0642 | 1.0547 | 1.0277 | 1.0297 | 526.3158 | 0 | 855.0947 | 0 | 0 | 0 | 1 | 0 | 0 | 1.0494
503 | Lighting-Interior | Controls | Indoor daylight sensor | Grocery | Existing | CgrEgsld503 | 1 | 0.44706 | 5882.3529 | 0 | GSLD | 10 | 1.0063 | 0.98564 | 1.0265 | 1.0441 | 1.0994 | 1.0901 | 1.0679 | 1.0965 | 1.0642 | 1.0547 | 1.0277 | 1.0297 | 352.9412 | 0 | 310.559 | 0 | 0 | 0 | 1 | 0 | 0 | 1.0494
503 | Lighting-Interior | Controls | Indoor daylight sensor | Grocery | New | CgrNgsld503 | 1 | 0.44706 | 5882.3529 | 0 | GSLD | 10 | 1.0063 | 0.98564 | 1.0265 | 1.0441 | 1.0994 | 1.0901 | 1.0679 | 1.0965 | 1.0642 | 1.0547 | 1.0277 | 1.0297 | 352.9412 | 0 | 310.559 | 0 | 0 | 0 | 1 | 0 | 0 | 1.0494
503 | Lighting-Interior | Controls | Indoor daylight sensor | Healthcare | Existing | CheEgsld503 | 1 | 0.8255 | 6711.4094 | 0 | GSLD | 10 | 1.0063 | 0.98564 | 1.0265 | 1.0441 | 1.0994 | 1.0901 | 1.0679 | 1.0965 | 1.0642 | 1.0547 | 1.0277 | 1.0297 | 402.6846 | 0 | 722.0527 | 0 | 0 | 0 | 1 | 0 | 0 | 1.0494
503 | Lighting-Interior | Controls | Indoor daylight sensor | Healthcare | New | CheNgsld503 | 1 | 0.8255 | 6711.4094 | 0 | GSLD | 10 | 1.0063 | 0.98564 | 1.0265 | 1.0441 | 1.0994 | 1.0901 | 1.0679 | 1.0965 | 1.0642 | 1.0547 | 1.0277 | 1.0297 | 402.6846 | 0 | 722.0527 | 0 | 0 | 0 | 1 | 0 | 0 | 1.0494
503 | Lighting-Interior | Controls | Indoor daylight sensor | Hospitals | Existing | ChoEgsld503 | 1 | 0.77586 | 8620.6897 | 0 | GSLD | 10 | 1.0063 | 0.98564 | 1.0265 | 1.0441 | 1.0994 | 1.0901 | 1.0679 | 1.0965 | 1.0642 | 1.0547 | 1.0277 | 1.0297 | 517.2414 | 0 | 548.0618 | 0 | 0 | 0 | 1 | 0 | 0 | 1.0494
503 | Lighting-Interior | Controls | Indoor daylight sensor | Hospitals | New | ChoNgsld503 | 1 | 0.77586 | 8620.6897 | 0 | GSLD | 10 | 1.0063 | 0.98564 | 1.0265 | 1.0441 | 1.0994 | 1.0901 | 1.0679 | 1.0965 | 1.0642 | 1.0547 | 1.0277 | 1.0297 | 517.2414 | 0 | 548.0618 | 0 | 0 | 0 | 1 | 0 | 0 | 1.0494
503 | Lighting-Interior | Controls | Indoor daylight sensor | Institutional | Existing | CinEgsld503 | 1 | 1.3619 | 9523.8095 | 0 | GSLD | 10 | 1.0063 | 0.98564 | 1.0265 | 1.0441 | 1.0994 | 1.0901 | 1.0679 | 1.0965 | 1.0642 | 1.0547 | 1.0277 | 1.0297 | 571.4286 | 0 | 999.2476 | 0 | 0 | 0 | 1 | 0 | 0 | 1.0494
503 | Lighting-Interior | Controls | Indoor daylight sensor | Institutional | New | CinNgsld503 | 1 | 1.3619 | 9523.8095 | 0 | GSLD | 10 | 1.0063 | 0.98564 | 1.0265 | 1.0441 | 1.0994 | 1.0901 | 1.0679 | 1.0965 | 1.0642 | 1.0547 | 1.0277 | 1.0297 | 571.4286 | 0 | 999.2476 | 0 | 0 | 0 | 1 | 0 | 0 | 1.0494
503 | Lighting-Interior | Controls | Indoor daylight sensor | Lodging/Hospitality | Existing | CloEgsld503 | 1 | 1.4146 | 12195.122 | 0 | GSLD | 10 | 1.0063 | 0.98564 | 1.0265 | 1.0441 | 1.0994 | 1.0901 | 1.0679 | 1.0965 | 1.0642 | 1.0547 | 1.0277 | 1.0297 | 731.7073 | 0 | 917.4946 | 0 | 0 | 0 | 1 | 0 | 0 | 1.0494
503 | Lighting-Interior | Controls | Indoor daylight sensor | Lodging/Hospitality | New | CloNgsld503 | 1 | 1.4146 | 12195.122 | 0 | GSLD | 10 | 1.0063 | 0.98564 | 1.0265 | 1.0441 | 1.0994 | 1.0901 | 1.0679 | 1.0965 | 1.0642 | 1.0547 | 1.0277 | 1.0297 | 731.7073 | 0 | 917.4946 | 0 | 0 | 0 | 1 | 0 | 0 | 1.0494
503 | Lighting-Interior | Controls | Indoor daylight sensor | Miscellaneous | Existing | CmiEgsld503 | 1 | 1.114 | 8771.9298 | 0 | GSLD | 10 | 1.0063 | 0.98564 | 1.0265 | 1.0441 | 1.0994 | 1.0901 | 1.0679 | 1.0965 | 1.0642 | 1.0547 | 1.0277 | 1.0297 | 526.3158 | 0 | 778.0591 | 0 | 0 | 0 | 1 | 0 | 0 | 1.0494
503 | Lighting-Interior | Controls | Indoor daylight sensor | Miscellaneous | New | CmiNgsld503 | 1 | 1.114 | 8771.9298 | 0 | GSLD | 10 | 1.0063 | 0.98564 | 1.0265 | 1.0441 | 1.0994 | 1.0901 | 1.0679 | 1.0965 | 1.0642 | 1.0547 | 1.0277 | 1.0297 | 526.3158 | 0 | 778.0591 | 0 | 0 | 0 | 1 | 0 | 0 | 1.0494
503 | Lighting-Interior | Controls | Indoor daylight sensor | Offices | Existing | CofEgsld503 | 1 | 1.114 | 8771.9298 | 0 | GSLD | 10 | 1.0063 | 0.98564 | 1.0265 | 1.0441 | 1.0994 | 1.0901 | 1.0679 | 1.0965 | 1.0642 | 1.0547 | 1.0277 | 1.0297 | 526.3158 | 0 | 854.4087 | 0 | 0 | 0 | 1 | 0 | 0 | 1.0494
503 | Lighting-Interior | Controls | Indoor daylight sensor | Offices | New | CofNgsld503 | 1 | 1.114 | 8771.9298 | 0 | GSLD | 10 | 1.0063 | 0.98564 | 1.0265 | 1.0441 | 1.0994 | 1.0901 | 1.0679 | 1.0965 | 1.0642 | 1.0547 | 1.0277 | 1.0297 | 526.3158 | 0 | 854.4087 | 0 | 0 | 0 | 1 | 0 | 0 | 1.0494
503 | Lighting-Interior | Controls | Indoor daylight sensor | Restaurants | Existing | CreEgsld503 | 1 | 0.58 | 6666.6667 | 0 | GSLD | 10 | 1.0063 | 0.98564 | 1.0265 | 1.0441 | 1.0994 | 1.0901 | 1.0679 | 1.0965 | 1.0642 | 1.0547 | 1.0277 | 1.0297 | 400 | 0 | 460.131 | 0 | 0 | 0 | 1 | 0 | 0 | 1.0494
503 | Lighting-Interior | Controls | Indoor daylight sensor | Restaurants | New | CreNgsld503 | 1 | 0.58 | 6666.6667 | 0 | GSLD | 10 | 1.0063 | 0.98564 | 1.0265 | 1.0441 | 1.0994 | 1.0901 | 1.0679 | 1.0965 | 1.0642 | 1.0547 | 1.0277 | 1.0297 | 400 | 0 | 460.131 | 0 | 0 | 0 | 1 | 0 | 0 | 1.0494
503 | Lighting-Interior | Controls | Indoor daylight sensor | Retail | Existing | CrtEgsld503 | 1 | 0.46429 | 5952.381 | 0 | GSLD | 10 | 1.0063 | 0.98564 | 1.0265 | 1.0441 | 1.0994 | 1.0901 | 1.0679 | 1.0965 | 1.0642 | 1.0547 | 1.0277 | 1.0297 | 357.1429 | 0 | 591.1579 | 0 | 0 | 0 | 1 | 0 | 0 | 1.0494
503 | Lighting-Interior | Controls | Indoor daylight sensor | Retail | New | CrtNgsld503 | 1 | 0.46429 | 5952.381 | 0 | GSLD | 10 | 1.0063 | 0.98564 | 1.0265 | 1.0441 | 1.0994 | 1.0901 | 1.0679 | 1.0965 | 1.0642 | 1.0547 | 1.0277 | 1.0297 | 357.1429 | 0 | 591.1579 | 0 | 0 | 0 | 1 | 0 | 0 | 1.0494
503 | Lighting-Interior | Controls | Indoor daylight sensor | Schools K-12 | Existing | CscEgsld503 | 1 | 1.1226 | 9433.9623 | 0 | GSLD | 10 | 1.0063 | 0.98564 | 1.0265 | 1.0441 | 1.0994 | 1.0901 | 1.0679 | 1.0965 | 1.0642 | 1.0547 | 1.0277 | 1.0297 | 566.0377 | 0 | 1237.5433 | 0 | 0 | 0 | 1 | 0 | 0 | 1.0494
503 | Lighting-Interior | Controls | Indoor daylight sensor | Schools K-12 | New | CscNgsld503 | 1 | 1.1226 | 9433.9623 | 0 | GSLD | 10 | 1.0063 | 0.98564 | 1.0265 | 1.0441 | 1.0994 | 1.0901 | 1.0679 | 1.0965 | 1.0642 | 1.0547 | 1.0277 | 1.0297 | 566.0377 | 0 | 1237.5433 | 0 | 0 | 0 | 1 | 0 | 0 | 1.0494
503 | Lighting-Interior | Controls | Indoor daylight sensor | Warehouse | Existing | CwaEgsld503 | 1 | 0.71429 | 5952.381 | 0 | GSLD | 10 | 1.0063 | 0.98564 | 1.0265 | 1.0441 | 1.0994 | 1.0901 | 1.0679 | 1.0965 | 1.0642 | 1.0547 | 1.0277 | 1.0297 | 357.1429 | 0 | 594.2361 | 0 | 0 | 0 | 1 | 0 | 0 | 1.0494
503 | Lighting-Interior | Controls | Indoor daylight sensor | Warehouse | New | CwaNgsld503 | 1 | 0.71429 | 5952.381 | 0 | GSLD | 10 | 1.0063 | 0.98564 | 1.0265 | 1.0441 | 1.0994 | 1.0901 | 1.0679 | 1.0965 | 1.0642 | 1.0547 | 1.0277 | 1.0297 | 357.1429 | 0 | 594.2361 | 0 | 0 | 0 | 1 | 0 | 0 | 1.0494
504 | Lighting-Interior | Controls | Networked Lighting Controls | Assembly | Existing | CasEgsld504 | 1 | 0.48503 | 5988.024 | 0 | GSLD | 15 | 1 | 1 | 1 | 1 | 1 | 1 | 1 | 1 | 1 | 1 | 1 | 1 | 301.097 | 0 | 93824.7775 | 0 | 0 | 0 | 1 | 0 | 0 | 1
504 | Lighting-Interior | Controls | Networked Lighting Controls | Assembly | New | CasNgsld504 | 1 | 0.48503 | 5988.024 | 0 | GSLD | 15 | 1 | 1 | 1 | 1 | 1 | 1 | 1 | 1 | 1 | 1 | 1 | 1 | 301.097 | 0 | 93824.7775 | 0 | 0 | 0 | 1 | 0 | 0 | 1
504 | Lighting-Interior | Controls | Networked Lighting Controls | College and University | Existing | CcoEgsld504 | 1 | 0.77586 | 8620.6897 | 0 | GSLD | 15 | 1 | 1 | 1 | 1 | 1 | 1 | 1 | 1 | 1 | 1 | 1 | 1 | 433.4759 | 0 | 155883.8976 | 0 | 0 | 0 | 1 | 0 | 0 | 1
504 | Lighting-Interior | Controls | Networked Lighting Controls | College and University | New | CcoNgsld504 | 1 | 0.77586 | 8620.6897 | 0 | GSLD | 15 | 1 | 1 | 1 | 1 | 1 | 1 | 1 | 1 | 1 | 1 | 1 | 1 | 433.4759 | 0 | 155883.8976 | 0 | 0 | 0 | 1 | 0 | 0 | 1
504 | Lighting-Interior | Controls | Networked Lighting Controls | Data Center | Existing | CdaEgsld504 | 1 | 1.114 | 8771.9298 | 0 | GSLD | 15 | 1 | 1 | 1 | 1 | 1 | 1 | 1 | 1 | 1 | 1 | 1 | 1 | 441.0807 | 0 | 650483.5374 | 0 | 0 | 0 | 1 | 0 | 0 | 1
504 | Lighting-Interior | Controls | Networked Lighting Controls | Data Center | New | CdaNgsld504 | 1 | 1.114 | 8771.9298 | 0 | GSLD | 15 | 1 | 1 | 1 | 1 | 1 | 1 | 1 | 1 | 1 | 1 | 1 | 1 | 441.0807 | 0 | 650483.5374 | 0 | 0 | 0 | 1 | 0 | 0 | 1
504 | Lighting-Interior | Controls | Networked Lighting Controls | Grocery | Existing | CgrEgsld504 | 1 | 0.44706 | 5882.3529 | 0 | GSLD | 15 | 1 | 1 | 1 | 1 | 1 | 1 | 1 | 1 | 1 | 1 | 1 | 1 | 295.7835 | 0 | 6021.0905 | 0 | 0 | 0 | 1 | 0 | 0 | 1
504 | Lighting-Interior | Controls | Networked Lighting Controls | Grocery | New | CgrNgsld504 | 1 | 0.44706 | 5882.3529 | 0 | GSLD | 15 | 1 | 1 | 1 | 1 | 1 | 1 | 1 | 1 | 1 | 1 | 1 | 1 | 295.7835 | 0 | 6021.0905 | 0 | 0 | 0 | 1 | 0 | 0 | 1
504 | Lighting-Interior | Controls | Networked Lighting Controls | Healthcare | Existing | CheEgsld504 | 1 | 0.8255 | 6711.4094 | 0 | GSLD | 15 | 1 | 1 | 1 | 1 | 1 | 1 | 1 | 1 | 1 | 1 | 1 | 1 | 337.4711 | 0 | 50103.4056 | 0 | 0 | 0 | 1 | 0 | 0 | 1
504 | Lighting-Interior | Controls | Networked Lighting Controls | Healthcare | New | CheNgsld504 | 1 | 0.8255 | 6711.4094 | 0 | GSLD | 15 | 1 | 1 | 1 | 1 | 1 | 1 | 1 | 1 | 1 | 1 | 1 | 1 | 337.4711 | 0 | 50103.4056 | 0 | 0 | 0 | 1 | 0 | 0 | 1
504 | Lighting-Interior | Controls | Networked Lighting Controls | Hospitals | Existing | ChoEgsld504 | 1 | 0.77586 | 8620.6897 | 0 | GSLD | 15 | 1 | 1 | 1 | 1 | 1 | 1 | 1 | 1 | 1 | 1 | 1 | 1 | 433.4759 | 0 | 752315.1382 | 0 | 0 | 0 | 1 | 0 | 0 | 1
504 | Lighting-Interior | Controls | Networked Lighting Controls | Hospitals | New | ChoNgsld504 | 1 | 0.77586 | 8620.6897 | 0 | GSLD | 15 | 1 | 1 | 1 | 1 | 1 | 1 | 1 | 1 | 1 | 1 | 1 | 1 | 433.4759 | 0 | 752315.1382 | 0 | 0 | 0 | 1 | 0 | 0 | 1
504 | Lighting-Interior | Controls | Networked Lighting Controls | Institutional | Existing | CinEgsld504 | 1 | 1.3619 | 9523.8095 | 0 | GSLD | 15 | 1 | 1 | 1 | 1 | 1 | 1 | 1 | 1 | 1 | 1 | 1 | 1 | 478.8876 | 0 | 90559.197 | 0 | 0 | 0 | 1 | 0 | 0 | 1
504 | Lighting-Interior | Controls | Networked Lighting Controls | Institutional | New | CinNgsld504 | 1 | 1.3619 | 9523.8095 | 0 | GSLD | 15 | 1 | 1 | 1 | 1 | 1 | 1 | 1 | 1 | 1 | 1 | 1 | 1 | 478.8876 | 0 | 90559.197 | 0 | 0 | 0 | 1 | 0 | 0 | 1
504 | Lighting-Interior | Controls | Networked Lighting Controls | Lodging/Hospitality | Existing | CloEgsld504 | 1 | 1.4146 | 12195.122 | 0 | GSLD | 15 | 1 | 1 | 1 | 1 | 1 | 1 | 1 | 1 | 1 | 1 | 1 | 1 | 613.2098 | 0 | 290117.0082 | 0 | 0 | 0 | 1 | 0 | 0 | 1
504 | Lighting-Interior | Controls | Networked Lighting Controls | Lodging/Hospitality | New | CloNgsld504 | 1 | 1.4146 | 12195.122 | 0 | GSLD | 15 | 1 | 1 | 1 | 1 | 1 | 1 | 1 | 1 | 1 | 1 | 1 | 1 | 613.2098 | 0 | 290117.0082 | 0 | 0 | 0 | 1 | 0 | 0 | 1
504 | Lighting-Interior | Controls | Networked Lighting Controls | Miscellaneous | Existing | CmiEgsld504 | 1 | 1.114 | 8771.9298 | 0 | GSLD | 15 | 1 | 1 | 1 | 1 | 1 | 1 | 1 | 1 | 1 | 1 | 1 | 1 | 441.0807 | 0 | 191493.2126 | 0 | 0 | 0 | 1 | 0 | 0 | 1
504 | Lighting-Interior | Controls | Networked Lighting Controls | Miscellaneous | New | CmiNgsld504 | 1 | 1.114 | 8771.9298 | 0 | GSLD | 15 | 1 | 1 | 1 | 1 | 1 | 1 | 1 | 1 | 1 | 1 | 1 | 1 | 441.0807 | 0 | 191493.2126 | 0 | 0 | 0 | 1 | 0 | 0 | 1
504 | Lighting-Interior | Controls | Networked Lighting Controls | Offices | Existing | CofEgsld504 | 1 | 1.114 | 8771.9298 | 0 | GSLD | 15 | 1 | 1 | 1 | 1 | 1 | 1 | 1 | 1 | 1 | 1 | 1 | 1 | 441.0807 | 0 | 110252.2057 | 0 | 0 | 0 | 1 | 0 | 0 | 1
504 | Lighting-Interior | Controls | Networked Lighting Controls | Offices | New | CofNgsld504 | 1 | 1.114 | 8771.9298 | 0 | GSLD | 15 | 1 | 1 | 1 | 1 | 1 | 1 | 1 | 1 | 1 | 1 | 1 | 1 | 441.0807 | 0 | 110252.2057 | 0 | 0 | 0 | 1 | 0 | 0 | 1
504 | Lighting-Interior | Controls | Networked Lighting Controls | Restaurants | Existing | CreEgsld504 | 1 | 0.58 | 6666.6667 | 0 | GSLD | 15 | 1 | 1 | 1 | 1 | 1 | 1 | 1 | 1 | 1 | 1 | 1 | 1 | 335.2213 | 0 | 16716.3671 | 0 | 0 | 0 | 1 | 0 | 0 | 1
504 | Lighting-Interior | Controls | Networked Lighting Controls | Restaurants | New | CreNgsld504 | 1 | 0.58 | 6666.6667 | 0 | GSLD | 15 | 1 | 1 | 1 | 1 | 1 | 1 | 1 | 1 | 1 | 1 | 1 | 1 | 335.2213 | 0 | 16716.3671 | 0 | 0 | 0 | 1 | 0 | 0 | 1
504 | Lighting-Interior | Controls | Networked Lighting Controls | Retail | Existing | CrtEgsld504 | 1 | 0.46429 | 5952.381 | 0 | GSLD | 15 | 1 | 1 | 1 | 1 | 1 | 1 | 1 | 1 | 1 | 1 | 1 | 1 | 299.3048 | 0 | 100427.4843 | 0 | 0 | 0 | 1 | 0 | 0 | 1
504 | Lighting-Interior | Controls | Networked Lighting Controls | Retail | New | CrtNgsld504 | 1 | 0.46429 | 5952.381 | 0 | GSLD | 15 | 1 | 1 | 1 | 1 | 1 | 1 | 1 | 1 | 1 | 1 | 1 | 1 | 299.3048 | 0 | 100427.4843 | 0 | 0 | 0 | 1 | 0 | 0 | 1
504 | Lighting-Interior | Controls | Networked Lighting Controls | Schools K-12 | Existing | CscEgsld504 | 1 | 1.1226 | 9433.9623 | 0 | GSLD | 15 | 1 | 1 | 1 | 1 | 1 | 1 | 1 | 1 | 1 | 1 | 1 | 1 | 474.3698 | 0 | 298354.0231 | 0 | 0 | 0 | 1 | 0 | 0 | 1
504 | Lighting-Interior | Controls | Networked Lighting Controls | Schools K-12 | New | CscNgsld504 | 1 | 1.1226 | 9433.9623 | 0 | GSLD | 15 | 1 | 1 | 1 | 1 | 1 | 1 | 1 | 1 | 1 | 1 | 1 | 1 | 474.3698 | 0 | 298354.0231 | 0 | 0 | 0 | 1 | 0 | 0 | 1
504 | Lighting-Interior | Controls | Networked Lighting Controls | Warehouse | Existing | CwaEgsld504 | 1 | 0.71429 | 5952.381 | 0 | GSLD | 15 | 1 | 1 | 1 | 1 | 1 | 1 | 1 | 1 | 1 | 1 | 1 | 1 | 299.3048 | 0 | 85669.831 | 0 | 0 | 0 | 1 | 0 | 0 | 1
504 | Lighting-Interior | Controls | Networked Lighting Controls | Warehouse | New | CwaNgsld504 | 1 | 0.71429 | 5952.381 | 0 | GSLD | 15 | 1 | 1 | 1 | 1 | 1 | 1 | 1 | 1 | 1 | 1 | 1 | 1 | 299.3048 | 0 | 85669.831 | 0 | 0 | 0 | 1 | 0 | 0 | 1
505 | Lighting-Interior | Controls | Occupancy Sensors, Ceiling Mounted | Assembly | Existing | CasEgsld505 | 1 | 0.48503 | 5988.024 | 0 | GSLD | 10 | 1 | 1 | 1 | 1 | 1 | 1 | 1 | 1 | 1 | 1 | 1 | 1 | 359.2814 | 0 | 2440.1538 | 0 | 0 | 0 | 1 | 0 | 0 | 1
505 | Lighting-Interior | Controls | Occupancy Sensors, Ceiling Mounted | Assembly | New | CasNgsld505 | 1 | 0.48503 | 5988.024 | 0 | GSLD | 10 | 1 | 1 | 1 | 1 | 1 | 1 | 1 | 1 | 1 | 1 | 1 | 1 | 359.2814 | 0 | 2440.1538 | 0 | 0 | 0 | 1 | 0 | 0 | 1
505 | Lighting-Interior | Controls | Occupancy Sensors, Ceiling Mounted | College and University | Existing | CcoEgsld505 | 1 | 0.77586 | 8620.6897 | 0 | GSLD | 10 | 1 | 1 | 1 | 1 | 1 | 1 | 1 | 1 | 1 | 1 | 1 | 1 | 517.2414 | 0 | 2590.786 | 0 | 0 | 0 | 1 | 0 | 0 | 1
505 | Lighting-Interior | Controls | Occupancy Sensors, Ceiling Mounted | College and University | New | CcoNgsld505 | 1 | 0.77586 | 8620.6897 | 0 | GSLD | 10 | 1 | 1 | 1 | 1 | 1 | 1 | 1 | 1 | 1 | 1 | 1 | 1 | 517.2414 | 0 | 2590.786 | 0 | 0 | 0 | 1 | 0 | 0 | 1
505 | Lighting-Interior | Controls | Occupancy Sensors, Ceiling Mounted | Data Center | Existing | CdaEgsld505 | 1 | 1.114 | 8771.9298 | 0 | GSLD | 10 | 1 | 1 | 1 | 1 | 1 | 1 | 1 | 1 | 1 | 1 | 1 | 1 | 526.3158 | 0 | 2523.3676 | 0 | 0 | 0 | 1 | 0 | 0 | 1
505 | Lighting-Interior | Controls | Occupancy Sensors, Ceiling Mounted | Data Center | New | CdaNgsld505 | 1 | 1.114 | 8771.9298 | 0 | GSLD | 10 | 1 | 1 | 1 | 1 | 1 | 1 | 1 | 1 | 1 | 1 | 1 | 1 | 526.3158 | 0 | 2523.3676 | 0 | 0 | 0 | 1 | 0 | 0 | 1
505 | Lighting-Interior | Controls | Occupancy Sensors, Ceiling Mounted | Grocery | Existing | CgrEgsld505 | 1 | 0.44706 | 5882.3529 | 0 | GSLD | 10 | 1 | 1 | 1 | 1 | 1 | 1 | 1 | 1 | 1 | 1 | 1 | 1 | 352.9412 | 0 | 916.4535 | 0 | 0 | 0 | 1 | 0 | 0 | 1
505 | Lighting-Interior | Controls | Occupancy Sensors, Ceiling Mounted | Grocery | New | CgrNgsld505 | 1 | 0.44706 | 5882.3529 | 0 | GSLD | 10 | 1 | 1 | 1 | 1 | 1 | 1 | 1 | 1 | 1 | 1 | 1 | 1 | 352.9412 | 0 | 916.4535 | 0 | 0 | 0 | 1 | 0 | 0 | 1
505 | Lighting-Interior | Controls | Occupancy Sensors, Ceiling Mounted | Healthcare | Existing | CheEgsld505 | 1 | 0.8255 | 6711.4094 | 0 | GSLD | 10 | 1 | 1 | 1 | 1 | 1 | 1 | 1 | 1 | 1 | 1 | 1 | 1 | 402.6846 | 0 | 2130.7635 | 0 | 0 | 0 | 1 | 0 | 0 | 1
505 | Lighting-Interior | Controls | Occupancy Sensors, Ceiling Mounted | Healthcare | New | CheNgsld505 | 1 | 0.8255 | 6711.4094 | 0 | GSLD | 10 | 1 | 1 | 1 | 1 | 1 | 1 | 1 | 1 | 1 | 1 | 1 | 1 | 402.6846 | 0 | 2130.7635 | 0 | 0 | 0 | 1 | 0 | 0 | 1
505 | Lighting-Interior | Controls | Occupancy Sensors, Ceiling Mounted | Hospitals | Existing | ChoEgsld505 | 1 | 0.77586 | 8620.6897 | 0 | GSLD | 10 | 1 | 1 | 1 | 1 | 1 | 1 | 1 | 1 | 1 | 1 | 1 | 1 | 517.2414 | 0 | 1617.3196 | 0 | 0 | 0 | 1 | 0 | 0 | 1
505 | Lighting-Interior | Controls | Occupancy Sensors, Ceiling Mounted | Hospitals | New | ChoNgsld505 | 1 | 0.77586 | 8620.6897 | 0 | GSLD | 10 | 1 | 1 | 1 | 1 | 1 | 1 | 1 | 1 | 1 | 1 | 1 | 1 | 517.2414 | 0 | 1617.3196 | 0 | 0 | 0 | 1 | 0 | 0 | 1
505 | Lighting-Interior | Controls | Occupancy Sensors, Ceiling Mounted | Institutional | Existing | CinEgsld505 | 1 | 1.3619 | 9523.8095 | 0 | GSLD | 10 | 1 | 1 | 1 | 1 | 1 | 1 | 1 | 1 | 1 | 1 | 1 | 1 | 571.4286 | 0 | 2948.7601 | 0 | 0 | 0 | 1 | 0 | 0 | 1
505 | Lighting-Interior | Controls | Occupancy Sensors, Ceiling Mounted | Institutional | New | CinNgsld505 | 1 | 1.3619 | 9523.8095 | 0 | GSLD | 10 | 1 | 1 | 1 | 1 | 1 | 1 | 1 | 1 | 1 | 1 | 1 | 1 | 571.4286 | 0 | 2948.7601 | 0 | 0 | 0 | 1 | 0 | 0 | 1
505 | Lighting-Interior | Controls | Occupancy Sensors, Ceiling Mounted | Lodging/Hospitality | Existing | CloEgsld505 | 1 | 1.4146 | 12195.122 | 0 | GSLD | 10 | 1 | 1 | 1 | 1 | 1 | 1 | 1 | 1 | 1 | 1 | 1 | 1 | 731.7073 | 0 | 2707.5085 | 0 | 0 | 0 | 1 | 0 | 0 | 1
505 | Lighting-Interior | Controls | Occupancy Sensors, Ceiling Mounted | Lodging/Hospitality | New | CloNgsld505 | 1 | 1.4146 | 12195.122 | 0 | GSLD | 10 | 1 | 1 | 1 | 1 | 1 | 1 | 1 | 1 | 1 | 1 | 1 | 1 | 731.7073 | 0 | 2707.5085 | 0 | 0 | 0 | 1 | 0 | 0 | 1
505 | Lighting-Interior | Controls | Occupancy Sensors, Ceiling Mounted | Miscellaneous | Existing | CmiEgsld505 | 1 | 1.114 | 8771.9298 | 0 | GSLD | 10 | 1 | 1 | 1 | 1 | 1 | 1 | 1 | 1 | 1 | 1 | 1 | 1 | 526.3158 | 0 | 2296.0371 | 0 | 0 | 0 | 1 | 0 | 0 | 1
505 | Lighting-Interior | Controls | Occupancy Sensors, Ceiling Mounted | Miscellaneous | New | CmiNgsld505 | 1 | 1.114 | 8771.9298 | 0 | GSLD | 10 | 1 | 1 | 1 | 1 | 1 | 1 | 1 | 1 | 1 | 1 | 1 | 1 | 526.3158 | 0 | 2296.0371 | 0 | 0 | 0 | 1 | 0 | 0 | 1
505 | Lighting-Interior | Controls | Occupancy Sensors, Ceiling Mounted | Offices | Existing | CofEgsld505 | 1 | 1.114 | 8771.9298 | 0 | GSLD | 10 | 1 | 1 | 1 | 1 | 1 | 1 | 1 | 1 | 1 | 1 | 1 | 1 | 526.3158 | 0 | 2521.3435 | 0 | 0 | 0 | 1 | 0 | 0 | 1
505 | Lighting-Interior | Controls | Occupancy Sensors, Ceiling Mounted | Offices | New | CofNgsld505 | 1 | 1.114 | 8771.9298 | 0 | GSLD | 10 | 1 | 1 | 1 | 1 | 1 | 1 | 1 | 1 | 1 | 1 | 1 | 1 | 526.3158 | 0 | 2521.3435 | 0 | 0 | 0 | 1 | 0 | 0 | 1
505 | Lighting-Interior | Controls | Occupancy Sensors, Ceiling Mounted | Restaurants | Existing | CreEgsld505 | 1 | 0.58 | 6666.6667 | 0 | GSLD | 10 | 1 | 1 | 1 | 1 | 1 | 1 | 1 | 1 | 1 | 1 | 1 | 1 | 400 | 0 | 1357.8376 | 0 | 0 | 0 | 1 | 0 | 0 | 1
505 | Lighting-Interior | Controls | Occupancy Sensors, Ceiling Mounted | Restaurants | New | CreNgsld505 | 1 | 0.58 | 6666.6667 | 0 | GSLD | 10 | 1 | 1 | 1 | 1 | 1 | 1 | 1 | 1 | 1 | 1 | 1 | 1 | 400 | 0 | 1357.8376 | 0 | 0 | 0 | 1 | 0 | 0 | 1
505 | Lighting-Interior | Controls | Occupancy Sensors, Ceiling Mounted | Retail | Existing | CrtEgsld505 | 1 | 0.46429 | 5952.381 | 0 | GSLD | 10 | 1 | 1 | 1 | 1 | 1 | 1 | 1 | 1 | 1 | 1 | 1 | 1 | 357.1429 | 0 | 1744.4955 | 0 | 0 | 0 | 1 | 0 | 0 | 1
505 | Lighting-Interior | Controls | Occupancy Sensors, Ceiling Mounted | Retail | New | CrtNgsld505 | 1 | 0.46429 | 5952.381 | 0 | GSLD | 10 | 1 | 1 | 1 | 1 | 1 | 1 | 1 | 1 | 1 | 1 | 1 | 1 | 357.1429 | 0 | 1744.4955 | 0 | 0 | 0 | 1 | 0 | 0 | 1
505 | Lighting-Interior | Controls | Occupancy Sensors, Ceiling Mounted | Schools K-12 | Existing | CscEgsld505 | 1 | 1.1226 | 9433.9623 | 0 | GSLD | 10 | 1 | 1 | 1 | 1 | 1 | 1 | 1 | 1 | 1 | 1 | 1 | 1 | 566.0377 | 0 | 3651.9659 | 0 | 0 | 0 | 1 | 0 | 0 | 1
505 | Lighting-Interior | Controls | Occupancy Sensors, Ceiling Mounted | Schools K-12 | New | CscNgsld505 | 1 | 1.1226 | 9433.9623 | 0 | GSLD | 10 | 1 | 1 | 1 | 1 | 1 | 1 | 1 | 1 | 1 | 1 | 1 | 1 | 566.0377 | 0 | 3651.9659 | 0 | 0 | 0 | 1 | 0 | 0 | 1
505 | Lighting-Interior | Controls | Occupancy Sensors, Ceiling Mounted | Warehouse | Existing | CwaEgsld505 | 1 | 0.71429 | 5952.381 | 0 | GSLD | 10 | 1 | 1 | 1 | 1 | 1 | 1 | 1 | 1 | 1 | 1 | 1 | 1 | 357.1429 | 0 | 1753.5789 | 0 | 0 | 0 | 1 | 0 | 0 | 1
505 | Lighting-Interior | Controls | Occupancy Sensors, Ceiling Mounted | Warehouse | New | CwaNgsld505 | 1 | 0.71429 | 5952.381 | 0 | GSLD | 10 | 1 | 1 | 1 | 1 | 1 | 1 | 1 | 1 | 1 | 1 | 1 | 1 | 357.1429 | 0 | 1753.5789 | 0 | 0 | 0 | 1 | 0 | 0 | 1
506 | Lighting-Interior | Controls | Occupancy Sensors, Switch Mounted | Assembly | Existing | CasEgsld506 | 1 | 0.48503 | 5988.024 | 0 | GSLD | 10 | 1 | 1 | 1 | 1 | 1 | 1 | 1 | 1 | 1 | 1 | 1 | 1 | 359.2814 | 0 | 1070.452 | 0 | 0 | 0 | 1 | 0 | 0 | 1
506 | Lighting-Interior | Controls | Occupancy Sensors, Switch Mounted | Assembly | New | CasNgsld506 | 1 | 0.48503 | 5988.024 | 0 | GSLD | 10 | 1 | 1 | 1 | 1 | 1 | 1 | 1 | 1 | 1 | 1 | 1 | 1 | 359.2814 | 0 | 1070.452 | 0 | 0 | 0 | 1 | 0 | 0 | 1
506 | Lighting-Interior | Controls | Occupancy Sensors, Switch Mounted | College and University | Existing | CcoEgsld506 | 1 | 0.77586 | 8620.6897 | 0 | GSLD | 10 | 1 | 1 | 1 | 1 | 1 | 1 | 1 | 1 | 1 | 1 | 1 | 1 | 517.2414 | 0 | 1136.5316 | 0 | 0 | 0 | 1 | 0 | 0 | 1
506 | Lighting-Interior | Controls | Occupancy Sensors, Switch Mounted | College and University | New | CcoNgsld506 | 1 | 0.77586 | 8620.6897 | 0 | GSLD | 10 | 1 | 1 | 1 | 1 | 1 | 1 | 1 | 1 | 1 | 1 | 1 | 1 | 517.2414 | 0 | 1136.5316 | 0 | 0 | 0 | 1 | 0 | 0 | 1
506 | Lighting-Interior | Controls | Occupancy Sensors, Switch Mounted | Data Center | Existing | CdaEgsld506 | 1 | 1.114 | 8771.9298 | 0 | GSLD | 10 | 1 | 1 | 1 | 1 | 1 | 1 | 1 | 1 | 1 | 1 | 1 | 1 | 526.3158 | 0 | 1106.9564 | 0 | 0 | 0 | 1 | 0 | 0 | 1
506 | Lighting-Interior | Controls | Occupancy Sensors, Switch Mounted | Data Center | New | CdaNgsld506 | 1 | 1.114 | 8771.9298 | 0 | GSLD | 10 | 1 | 1 | 1 | 1 | 1 | 1 | 1 | 1 | 1 | 1 | 1 | 1 | 526.3158 | 0 | 1106.9564 | 0 | 0 | 0 | 1 | 0 | 0 | 1
506 | Lighting-Interior | Controls | Occupancy Sensors, Switch Mounted | Grocery | Existing | CgrEgsld506 | 1 | 0.44706 | 5882.3529 | 0 | GSLD | 10 | 1 | 1 | 1 | 1 | 1 | 1 | 1 | 1 | 1 | 1 | 1 | 1 | 352.9412 | 0 | 402.0318 | 0 | 0 | 0 | 1 | 0 | 0 | 1
506 | Lighting-Interior | Controls | Occupancy Sensors, Switch Mounted | Grocery | New | CgrNgsld506 | 1 | 0.44706 | 5882.3529 | 0 | GSLD | 10 | 1 | 1 | 1 | 1 | 1 | 1 | 1 | 1 | 1 | 1 | 1 | 1 | 352.9412 | 0 | 402.0318 | 0 | 0 | 0 | 1 | 0 | 0 | 1
506 | Lighting-Interior | Controls | Occupancy Sensors, Switch Mounted | Healthcare | Existing | CheEgsld506 | 1 | 0.8255 | 6711.4094 | 0 | GSLD | 10 | 1 | 1 | 1 | 1 | 1 | 1 | 1 | 1 | 1 | 1 | 1 | 1 | 402.6846 | 0 | 934.7279 | 0 | 0 | 0 | 1 | 0 | 0 | 1
506 | Lighting-Interior | Controls | Occupancy Sensors, Switch Mounted | Healthcare | New | CheNgsld506 | 1 | 0.8255 | 6711.4094 | 0 | GSLD | 10 | 1 | 1 | 1 | 1 | 1 | 1 | 1 | 1 | 1 | 1 | 1 | 1 | 402.6846 | 0 | 934.7279 | 0 | 0 | 0 | 1 | 0 | 0 | 1
506 | Lighting-Interior | Controls | Occupancy Sensors, Switch Mounted | Hospitals | Existing | ChoEgsld506 | 1 | 0.77586 | 8620.6897 | 0 | GSLD | 10 | 1 | 1 | 1 | 1 | 1 | 1 | 1 | 1 | 1 | 1 | 1 | 1 | 517.2414 | 0 | 709.4893 | 0 | 0 | 0 | 1 | 0 | 0 | 1
506 | Lighting-Interior | Controls | Occupancy Sensors, Switch Mounted | Hospitals | New | ChoNgsld506 | 1 | 0.77586 | 8620.6897 | 0 | GSLD | 10 | 1 | 1 | 1 | 1 | 1 | 1 | 1 | 1 | 1 | 1 | 1 | 1 | 517.2414 | 0 | 709.4893 | 0 | 0 | 0 | 1 | 0 | 0 | 1
506 | Lighting-Interior | Controls | Occupancy Sensors, Switch Mounted | Institutional | Existing | CinEgsld506 | 1 | 1.3619 | 9523.8095 | 0 | GSLD | 10 | 1 | 1 | 1 | 1 | 1 | 1 | 1 | 1 | 1 | 1 | 1 | 1 | 571.4286 | 0 | 1293.5685 | 0 | 0 | 0 | 1 | 0 | 0 | 1
506 | Lighting-Interior | Controls | Occupancy Sensors, Switch Mounted | Institutional | New | CinNgsld506 | 1 | 1.3619 | 9523.8095 | 0 | GSLD | 10 | 1 | 1 | 1 | 1 | 1 | 1 | 1 | 1 | 1 | 1 | 1 | 1 | 571.4286 | 0 | 1293.5685 | 0 | 0 | 0 | 1 | 0 | 0 | 1
506 | Lighting-Interior | Controls | Occupancy Sensors, Switch Mounted | Lodging/Hospitality | Existing | CloEgsld506 | 1 | 1.4146 | 12195.122 | 0 | GSLD | 10 | 1 | 1 | 1 | 1 | 1 | 1 | 1 | 1 | 1 | 1 | 1 | 1 | 731.7073 | 0 | 1187.7357 | 0 | 0 | 0 | 1 | 0 | 0 | 1
506 | Lighting-Interior | Controls | Occupancy Sensors, Switch Mounted | Lodging/Hospitality | New | CloNgsld506 | 1 | 1.4146 | 12195.122 | 0 | GSLD | 10 | 1 | 1 | 1 | 1 | 1 | 1 | 1 | 1 | 1 | 1 | 1 | 1 | 731.7073 | 0 | 1187.7357 | 0 | 0 | 0 | 1 | 0 | 0 | 1
506 | Lighting-Interior | Controls | Occupancy Sensors, Switch Mounted | Miscellaneous | Existing | CmiEgsld506 | 1 | 1.114 | 8771.9298 | 0 | GSLD | 10 | 1 | 1 | 1 | 1 | 1 | 1 | 1 | 1 | 1 | 1 | 1 | 1 | 526.3158 | 0 | 1007.2306 | 0 | 0 | 0 | 1 | 0 | 0 | 1
506 | Lighting-Interior | Controls | Occupancy Sensors, Switch Mounted | Miscellaneous | New | CmiNgsld506 | 1 | 1.114 | 8771.9298 | 0 | GSLD | 10 | 1 | 1 | 1 | 1 | 1 | 1 | 1 | 1 | 1 | 1 | 1 | 1 | 526.3158 | 0 | 1007.2306 | 0 | 0 | 0 | 1 | 0 | 0 | 1
506 | Lighting-Interior | Controls | Occupancy Sensors, Switch Mounted | Offices | Existing | CofEgsld506 | 1 | 1.114 | 8771.9298 | 0 | GSLD | 10 | 1 | 1 | 1 | 1 | 1 | 1 | 1 | 1 | 1 | 1 | 1 | 1 | 526.3158 | 0 | 1106.0684 | 0 | 0 | 0 | 1 | 0 | 0 | 1
506 | Lighting-Interior | Controls | Occupancy Sensors, Switch Mounted | Offices | New | CofNgsld506 | 1 | 1.114 | 8771.9298 | 0 | GSLD | 10 | 1 | 1 | 1 | 1 | 1 | 1 | 1 | 1 | 1 | 1 | 1 | 1 | 526.3158 | 0 | 1106.0684 | 0 | 0 | 0 | 1 | 0 | 0 | 1
506 | Lighting-Interior | Controls | Occupancy Sensors, Switch Mounted | Restaurants | Existing | CreEgsld506 | 1 | 0.58 | 6666.6667 | 0 | GSLD | 10 | 1 | 1 | 1 | 1 | 1 | 1 | 1 | 1 | 1 | 1 | 1 | 1 | 400 | 0 | 595.6591 | 0 | 0 | 0 | 1 | 0 | 0 | 1
506 | Lighting-Interior | Controls | Occupancy Sensors, Switch Mounted | Restaurants | New | CreNgsld506 | 1 | 0.58 | 6666.6667 | 0 | GSLD | 10 | 1 | 1 | 1 | 1 | 1 | 1 | 1 | 1 | 1 | 1 | 1 | 1 | 400 | 0 | 595.6591 | 0 | 0 | 0 | 1 | 0 | 0 | 1
506 | Lighting-Interior | Controls | Occupancy Sensors, Switch Mounted | Retail | Existing | CrtEgsld506 | 1 | 0.46429 | 5952.381 | 0 | GSLD | 10 | 1 | 1 | 1 | 1 | 1 | 1 | 1 | 1 | 1 | 1 | 1 | 1 | 357.1429 | 0 | 765.2791 | 0 | 0 | 0 | 1 | 0 | 0 | 1
506 | Lighting-Interior | Controls | Occupancy Sensors, Switch Mounted | Retail | New | CrtNgsld506 | 1 | 0.46429 | 5952.381 | 0 | GSLD | 10 | 1 | 1 | 1 | 1 | 1 | 1 | 1 | 1 | 1 | 1 | 1 | 1 | 357.1429 | 0 | 765.2791 | 0 | 0 | 0 | 1 | 0 | 0 | 1
506 | Lighting-Interior | Controls | Occupancy Sensors, Switch Mounted | Schools K-12 | Existing | CscEgsld506 | 1 | 1.1226 | 9433.9623 | 0 | GSLD | 10 | 1 | 1 | 1 | 1 | 1 | 1 | 1 | 1 | 1 | 1 | 1 | 1 | 566.0377 | 0 | 1602.0523 | 0 | 0 | 0 | 1 | 0 | 0 | 1
506 | Lighting-Interior | Controls | Occupancy Sensors, Switch Mounted | Schools K-12 | New | CscNgsld506 | 1 | 1.1226 | 9433.9623 | 0 | GSLD | 10 | 1 | 1 | 1 | 1 | 1 | 1 | 1 | 1 | 1 | 1 | 1 | 1 | 566.0377 | 0 | 1602.0523 | 0 | 0 | 0 | 1 | 0 | 0 | 1
506 | Lighting-Interior | Controls | Occupancy Sensors, Switch Mounted | Warehouse | Existing | CwaEgsld506 | 1 | 0.71429 | 5952.381 | 0 | GSLD | 10 | 1 | 1 | 1 | 1 | 1 | 1 | 1 | 1 | 1 | 1 | 1 | 1 | 357.1429 | 0 | 769.2638 | 0 | 0 | 0 | 1 | 0 | 0 | 1
506 | Lighting-Interior | Controls | Occupancy Sensors, Switch Mounted | Warehouse | New | CwaNgsld506 | 1 | 0.71429 | 5952.381 | 0 | GSLD | 10 | 1 | 1 | 1 | 1 | 1 | 1 | 1 | 1 | 1 | 1 | 1 | 1 | 357.1429 | 0 | 769.2638 | 0 | 0 | 0 | 1 | 0 | 0 | 1
507 | Lighting-Interior | Controls | Time Clock Control | Assembly | Existing | CasEgsld507 | 1 | 0.48503 | 5988.024 | 0 | GSLD | 8 | 1 | 1 | 1 | 1 | 1 | 1 | 1 | 1 | 1 | 1 | 1 | 1 | 359.2814 | 0 | 491.8139 | 0 | 0 | 0 | 1 | 0 | 0 | 1
507 | Lighting-Interior | Controls | Time Clock Control | Assembly | New | CasNgsld507 | 1 | 0.48503 | 5988.024 | 0 | GSLD | 8 | 1 | 1 | 1 | 1 | 1 | 1 | 1 | 1 | 1 | 1 | 1 | 1 | 359.2814 | 0 | 491.8139 | 0 | 0 | 0 | 1 | 0 | 0 | 1
507 | Lighting-Interior | Controls | Time Clock Control | College and University | Existing | CcoEgsld507 | 1 | 0.77586 | 8620.6897 | 0 | GSLD | 8 | 1 | 1 | 1 | 1 | 1 | 1 | 1 | 1 | 1 | 1 | 1 | 1 | 517.2414 | 0 | 522.1739 | 0 | 0 | 0 | 1 | 0 | 0 | 1
507 | Lighting-Interior | Controls | Time Clock Control | College and University | New | CcoNgsld507 | 1 | 0.77586 | 8620.6897 | 0 | GSLD | 8 | 1 | 1 | 1 | 1 | 1 | 1 | 1 | 1 | 1 | 1 | 1 | 1 | 517.2414 | 0 | 522.1739 | 0 | 0 | 0 | 1 | 0 | 0 | 1
507 | Lighting-Interior | Controls | Time Clock Control | Data Center | Existing | CdaEgsld507 | 1 | 1.114 | 8771.9298 | 0 | GSLD | 8 | 1 | 1 | 1 | 1 | 1 | 1 | 1 | 1 | 1 | 1 | 1 | 1 | 526.3158 | 0 | 508.5857 | 0 | 0 | 0 | 1 | 0 | 0 | 1
507 | Lighting-Interior | Controls | Time Clock Control | Data Center | New | CdaNgsld507 | 1 | 1.114 | 8771.9298 | 0 | GSLD | 8 | 1 | 1 | 1 | 1 | 1 | 1 | 1 | 1 | 1 | 1 | 1 | 1 | 526.3158 | 0 | 508.5857 | 0 | 0 | 0 | 1 | 0 | 0 | 1
507 | Lighting-Interior | Controls | Time Clock Control | Grocery | Existing | CgrEgsld507 | 1 | 0.44706 | 5882.3529 | 0 | GSLD | 8 | 1 | 1 | 1 | 1 | 1 | 1 | 1 | 1 | 1 | 1 | 1 | 1 | 352.9412 | 0 | 184.7116 | 0 | 0 | 0 | 1 | 0 | 0 | 1
507 | Lighting-Interior | Controls | Time Clock Control | Grocery | New | CgrNgsld507 | 1 | 0.44706 | 5882.3529 | 0 | GSLD | 8 | 1 | 1 | 1 | 1 | 1 | 1 | 1 | 1 | 1 | 1 | 1 | 1 | 352.9412 | 0 | 184.7116 | 0 | 0 | 0 | 1 | 0 | 0 | 1
507 | Lighting-Interior | Controls | Time Clock Control | Healthcare | Existing | CheEgsld507 | 1 | 0.8255 | 6711.4094 | 0 | GSLD | 8 | 1 | 1 | 1 | 1 | 1 | 1 | 1 | 1 | 1 | 1 | 1 | 1 | 402.6846 | 0 | 429.4562 | 0 | 0 | 0 | 1 | 0 | 0 | 1
507 | Lighting-Interior | Controls | Time Clock Control | Healthcare | New | CheNgsld507 | 1 | 0.8255 | 6711.4094 | 0 | GSLD | 8 | 1 | 1 | 1 | 1 | 1 | 1 | 1 | 1 | 1 | 1 | 1 | 1 | 402.6846 | 0 | 429.4562 | 0 | 0 | 0 | 1 | 0 | 0 | 1
507 | Lighting-Interior | Controls | Time Clock Control | Hospitals | Existing | ChoEgsld507 | 1 | 0.77586 | 8620.6897 | 0 | GSLD | 8 | 1 | 1 | 1 | 1 | 1 | 1 | 1 | 1 | 1 | 1 | 1 | 1 | 517.2414 | 0 | 325.9714 | 0 | 0 | 0 | 1 | 0 | 0 | 1
507 | Lighting-Interior | Controls | Time Clock Control | Hospitals | New | ChoNgsld507 | 1 | 0.77586 | 8620.6897 | 0 | GSLD | 8 | 1 | 1 | 1 | 1 | 1 | 1 | 1 | 1 | 1 | 1 | 1 | 1 | 517.2414 | 0 | 325.9714 | 0 | 0 | 0 | 1 | 0 | 0 | 1
507 | Lighting-Interior | Controls | Time Clock Control | Institutional | Existing | CinEgsld507 | 1 | 1.3619 | 9523.8095 | 0 | GSLD | 8 | 1 | 1 | 1 | 1 | 1 | 1 | 1 | 1 | 1 | 1 | 1 | 1 | 571.4286 | 0 | 594.3238 | 0 | 0 | 0 | 1 | 0 | 0 | 1
507 | Lighting-Interior | Controls | Time Clock Control | Institutional | New | CinNgsld507 | 1 | 1.3619 | 9523.8095 | 0 | GSLD | 8 | 1 | 1 | 1 | 1 | 1 | 1 | 1 | 1 | 1 | 1 | 1 | 1 | 571.4286 | 0 | 594.3238 | 0 | 0 | 0 | 1 | 0 | 0 | 1
507 | Lighting-Interior | Controls | Time Clock Control | Lodging/Hospitality | Existing | CloEgsld507 | 1 | 1.4146 | 12195.122 | 0 | GSLD | 8 | 1 | 1 | 1 | 1 | 1 | 1 | 1 | 1 | 1 | 1 | 1 | 1 | 731.7073 | 0 | 545.6994 | 0 | 0 | 0 | 1 | 0 | 0 | 1
507 | Lighting-Interior | Controls | Time Clock Control | Lodging/Hospitality | New | CloNgsld507 | 1 | 1.4146 | 12195.122 | 0 | GSLD | 8 | 1 | 1 | 1 | 1 | 1 | 1 | 1 | 1 | 1 | 1 | 1 | 1 | 731.7073 | 0 | 545.6994 | 0 | 0 | 0 | 1 | 0 | 0 | 1
507 | Lighting-Interior | Controls | Time Clock Control | Miscellaneous | Existing | CmiEgsld507 | 1 | 1.114 | 8771.9298 | 0 | GSLD | 8 | 1 | 1 | 1 | 1 | 1 | 1 | 1 | 1 | 1 | 1 | 1 | 1 | 526.3158 | 0 | 462.7672 | 0 | 0 | 0 | 1 | 0 | 0 | 1
507 | Lighting-Interior | Controls | Time Clock Control | Miscellaneous | New | CmiNgsld507 | 1 | 1.114 | 8771.9298 | 0 | GSLD | 8 | 1 | 1 | 1 | 1 | 1 | 1 | 1 | 1 | 1 | 1 | 1 | 1 | 526.3158 | 0 | 462.7672 | 0 | 0 | 0 | 1 | 0 | 0 | 1
507 | Lighting-Interior | Controls | Time Clock Control | Offices | Existing | CofEgsld507 | 1 | 1.114 | 8771.9298 | 0 | GSLD | 8 | 1 | 1 | 1 | 1 | 1 | 1 | 1 | 1 | 1 | 1 | 1 | 1 | 526.3158 | 0 | 508.1778 | 0 | 0 | 0 | 1 | 0 | 0 | 1
507 | Lighting-Interior | Controls | Time Clock Control | Offices | New | CofNgsld507 | 1 | 1.114 | 8771.9298 | 0 | GSLD | 8 | 1 | 1 | 1 | 1 | 1 | 1 | 1 | 1 | 1 | 1 | 1 | 1 | 526.3158 | 0 | 508.1778 | 0 | 0 | 0 | 1 | 0 | 0 | 1
507 | Lighting-Interior | Controls | Time Clock Control | Restaurants | Existing | CreEgsld507 | 1 | 0.58 | 6666.6667 | 0 | GSLD | 8 | 1 | 1 | 1 | 1 | 1 | 1 | 1 | 1 | 1 | 1 | 1 | 1 | 400 | 0 | 273.6727 | 0 | 0 | 0 | 1 | 0 | 0 | 1
507 | Lighting-Interior | Controls | Time Clock Control | Restaurants | New | CreNgsld507 | 1 | 0.58 | 6666.6667 | 0 | GSLD | 8 | 1 | 1 | 1 | 1 | 1 | 1 | 1 | 1 | 1 | 1 | 1 | 1 | 400 | 0 | 273.6727 | 0 | 0 | 0 | 1 | 0 | 0 | 1
507 | Lighting-Interior | Controls | Time Clock Control | Retail | Existing | CrtEgsld507 | 1 | 0.46429 | 5952.381 | 0 | GSLD | 8 | 1 | 1 | 1 | 1 | 1 | 1 | 1 | 1 | 1 | 1 | 1 | 1 | 357.1429 | 0 | 351.6037 | 0 | 0 | 0 | 1 | 0 | 0 | 1
507 | Lighting-Interior | Controls | Time Clock Control | Retail | New | CrtNgsld507 | 1 | 0.46429 | 5952.381 | 0 | GSLD | 8 | 1 | 1 | 1 | 1 | 1 | 1 | 1 | 1 | 1 | 1 | 1 | 1 | 357.1429 | 0 | 351.6037 | 0 | 0 | 0 | 1 | 0 | 0 | 1
507 | Lighting-Interior | Controls | Time Clock Control | Schools K-12 | Existing | CscEgsld507 | 1 | 1.1226 | 9433.9623 | 0 | GSLD | 8 | 1 | 1 | 1 | 1 | 1 | 1 | 1 | 1 | 1 | 1 | 1 | 1 | 566.0377 | 0 | 736.0552 | 0 | 0 | 0 | 1 | 0 | 0 | 1
507 | Lighting-Interior | Controls | Time Clock Control | Schools K-12 | New | CscNgsld507 | 1 | 1.1226 | 9433.9623 | 0 | GSLD | 8 | 1 | 1 | 1 | 1 | 1 | 1 | 1 | 1 | 1 | 1 | 1 | 1 | 566.0377 | 0 | 736.0552 | 0 | 0 | 0 | 1 | 0 | 0 | 1
507 | Lighting-Interior | Controls | Time Clock Control | Warehouse | Existing | CwaEgsld507 | 1 | 0.71429 | 5952.381 | 0 | GSLD | 8 | 1 | 1 | 1 | 1 | 1 | 1 | 1 | 1 | 1 | 1 | 1 | 1 | 357.1429 | 0 | 353.4345 | 0 | 0 | 0 | 1 | 0 | 0 | 1
507 | Lighting-Interior | Controls | Time Clock Control | Warehouse | New | CwaNgsld507 | 1 | 0.71429 | 5952.381 | 0 | GSLD | 8 | 1 | 1 | 1 | 1 | 1 | 1 | 1 | 1 | 1 | 1 | 1 | 1 | 357.1429 | 0 | 353.4345 | 0 | 0 | 0 | 1 | 0 | 0 | 1
508 | Lighting-Interior | LED | Energy Star LED Directional Lamp | Assembly | Turnover | CasTgsld508 | 1 | 0.48503 | 5988.024 | 0 | GSLD | 5 | 1 | 1 | 1 | 1 | 1 | 1 | 1 | 1 | 1 | 1 | 1 | 1 | 359.2814 | 0 | 92.7614 | 0 | 0 | 0 | 1 | 0 | 0 | 1
508 | Lighting-Interior | LED | Energy Star LED Directional Lamp | Assembly | New | CasNgsld508 | 1 | 0.48503 | 5988.024 | 0 | GSLD | 5 | 1 | 1 | 1 | 1 | 1 | 1 | 1 | 1 | 1 | 1 | 1 | 1 | 359.2814 | 0 | 92.7614 | 0 | 0 | 0 | 1 | 0 | 0 | 1
508 | Lighting-Interior | LED | Energy Star LED Directional Lamp | College and University | Turnover | CcoTgsld508 | 1 | 0.77586 | 8620.6897 | 0 | GSLD | 5 | 1 | 1 | 1 | 1 | 1 | 1 | 1 | 1 | 1 | 1 | 1 | 1 | 517.2414 | 0 | 98.4891 | 0 | 0 | 0 | 1 | 0 | 0 | 1
508 | Lighting-Interior | LED | Energy Star LED Directional Lamp | College and University | New | CcoNgsld508 | 1 | 0.77586 | 8620.6897 | 0 | GSLD | 5 | 1 | 1 | 1 | 1 | 1 | 1 | 1 | 1 | 1 | 1 | 1 | 1 | 517.2414 | 0 | 98.4891 | 0 | 0 | 0 | 1 | 0 | 0 | 1
508 | Lighting-Interior | LED | Energy Star LED Directional Lamp | Data Center | Turnover | CdaTgsld508 | 1 | 1.114 | 8771.9298 | 0 | GSLD | 5 | 1 | 1 | 1 | 1 | 1 | 1 | 1 | 1 | 1 | 1 | 1 | 1 | 526.3158 | 0 | 95.9236 | 0 | 0 | 0 | 1 | 0 | 0 | 1
508 | Lighting-Interior | LED | Energy Star LED Directional Lamp | Data Center | New | CdaNgsld508 | 1 | 1.114 | 8771.9298 | 0 | GSLD | 5 | 1 | 1 | 1 | 1 | 1 | 1 | 1 | 1 | 1 | 1 | 1 | 1 | 526.3158 | 0 | 95.9236 | 0 | 0 | 0 | 1 | 0 | 0 | 1
508 | Lighting-Interior | LED | Energy Star LED Directional Lamp | Grocery | Turnover | CgrTgsld508 | 1 | 0.44706 | 5882.3529 | 0 | GSLD | 5 | 1 | 1 | 1 | 1 | 1 | 1 | 1 | 1 | 1 | 1 | 1 | 1 | 352.9412 | 0 | 34.8384 | 0 | 0 | 0 | 1 | 0 | 0 | 1
508 | Lighting-Interior | LED | Energy Star LED Directional Lamp | Grocery | New | CgrNgsld508 | 1 | 0.44706 | 5882.3529 | 0 | GSLD | 5 | 1 | 1 | 1 | 1 | 1 | 1 | 1 | 1 | 1 | 1 | 1 | 1 | 352.9412 | 0 | 34.8384 | 0 | 0 | 0 | 1 | 0 | 0 | 1
508 | Lighting-Interior | LED | Energy Star LED Directional Lamp | Healthcare | Turnover | CheTgsld508 | 1 | 0.8255 | 6711.4094 | 0 | GSLD | 5 | 1 | 1 | 1 | 1 | 1 | 1 | 1 | 1 | 1 | 1 | 1 | 1 | 402.6846 | 0 | 80.9981 | 0 | 0 | 0 | 1 | 0 | 0 | 1
508 | Lighting-Interior | LED | Energy Star LED Directional Lamp | Healthcare | New | CheNgsld508 | 1 | 0.8255 | 6711.4094 | 0 | GSLD | 5 | 1 | 1 | 1 | 1 | 1 | 1 | 1 | 1 | 1 | 1 | 1 | 1 | 402.6846 | 0 | 80.9981 | 0 | 0 | 0 | 1 | 0 | 0 | 1
508 | Lighting-Interior | LED | Energy Star LED Directional Lamp | Hospitals | Turnover | ChoTgsld508 | 1 | 0.77586 | 8620.6897 | 0 | GSLD | 5 | 1 | 1 | 1 | 1 | 1 | 1 | 1 | 1 | 1 | 1 | 1 | 1 | 517.2414 | 0 | 61.4808 | 0 | 0 | 0 | 1 | 0 | 0 | 1
508 | Lighting-Interior | LED | Energy Star LED Directional Lamp | Hospitals | New | ChoNgsld508 | 1 | 0.77586 | 8620.6897 | 0 | GSLD | 5 | 1 | 1 | 1 | 1 | 1 | 1 | 1 | 1 | 1 | 1 | 1 | 1 | 517.2414 | 0 | 61.4808 | 0 | 0 | 0 | 1 | 0 | 0 | 1
508 | Lighting-Interior | LED | Energy Star LED Directional Lamp | Institutional | Turnover | CinTgsld508 | 1 | 1.3619 | 9523.8095 | 0 | GSLD | 5 | 1 | 1 | 1 | 1 | 1 | 1 | 1 | 1 | 1 | 1 | 1 | 1 | 571.4286 | 0 | 112.0991 | 0 | 0 | 0 | 1 | 0 | 0 | 1
508 | Lighting-Interior | LED | Energy Star LED Directional Lamp | Institutional | New | CinNgsld508 | 1 | 1.3619 | 9523.8095 | 0 | GSLD | 5 | 1 | 1 | 1 | 1 | 1 | 1 | 1 | 1 | 1 | 1 | 1 | 1 | 571.4286 | 0 | 112.0991 | 0 | 0 | 0 | 1 | 0 | 0 | 1
508 | Lighting-Interior | LED | Energy Star LED Directional Lamp | Lodging/Hospitality | Turnover | CloTgsld508 | 1 | 1.4146 | 12195.122 | 0 | GSLD | 5 | 1 | 1 | 1 | 1 | 1 | 1 | 1 | 1 | 1 | 1 | 1 | 1 | 731.7073 | 0 | 102.9226 | 0 | 0 | 0 | 1 | 0 | 0 | 1
508 | Lighting-Interior | LED | Energy Star LED Directional Lamp | Lodging/Hospitality | New | CloNgsld508 | 1 | 1.4146 | 12195.122 | 0 | GSLD | 5 | 1 | 1 | 1 | 1 | 1 | 1 | 1 | 1 | 1 | 1 | 1 | 1 | 731.7073 | 0 | 102.9226 | 0 | 0 | 0 | 1 | 0 | 0 | 1
508 | Lighting-Interior | LED | Energy Star LED Directional Lamp | Miscellaneous | Turnover | CmiTgsld508 | 1 | 1.114 | 8771.9298 | 0 | GSLD | 5 | 1 | 1 | 1 | 1 | 1 | 1 | 1 | 1 | 1 | 1 | 1 | 1 | 526.3158 | 0 | 87.2829 | 0 | 0 | 0 | 1 | 0 | 0 | 1
508 | Lighting-Interior | LED | Energy Star LED Directional Lamp | Miscellaneous | New | CmiNgsld508 | 1 | 1.114 | 8771.9298 | 0 | GSLD | 5 | 1 | 1 | 1 | 1 | 1 | 1 | 1 | 1 | 1 | 1 | 1 | 1 | 526.3158 | 0 | 87.2829 | 0 | 0 | 0 | 1 | 0 | 0 | 1
508 | Lighting-Interior | LED | Energy Star LED Directional Lamp | Offices | Turnover | CofTgsld508 | 1 | 1.114 | 8771.9298 | 0 | GSLD | 5 | 1 | 1 | 1 | 1 | 1 | 1 | 1 | 1 | 1 | 1 | 1 | 1 | 526.3158 | 0 | 95.8434 | 0 | 0 | 0 | 1 | 0 | 0 | 1
508 | Lighting-Interior | LED | Energy Star LED Directional Lamp | Offices | New | CofNgsld508 | 1 | 1.114 | 8771.9298 | 0 | GSLD | 5 | 1 | 1 | 1 | 1 | 1 | 1 | 1 | 1 | 1 | 1 | 1 | 1 | 526.3158 | 0 | 95.8434 | 0 | 0 | 0 | 1 | 0 | 0 | 1
508 | Lighting-Interior | LED | Energy Star LED Directional Lamp | Restaurants | Turnover | CreTgsld508 | 1 | 0.58 | 6666.6667 | 0 | GSLD | 5 | 1 | 1 | 1 | 1 | 1 | 1 | 1 | 1 | 1 | 1 | 1 | 1 | 400 | 0 | 51.616 | 0 | 0 | 0 | 1 | 0 | 0 | 1
508 | Lighting-Interior | LED | Energy Star LED Directional Lamp | Restaurants | New | CreNgsld508 | 1 | 0.58 | 6666.6667 | 0 | GSLD | 5 | 1 | 1 | 1 | 1 | 1 | 1 | 1 | 1 | 1 | 1 | 1 | 1 | 400 | 0 | 51.616 | 0 | 0 | 0 | 1 | 0 | 0 | 1
508 | Lighting-Interior | LED | Energy Star LED Directional Lamp | Retail | Turnover | CrtTgsld508 | 1 | 0.46429 | 5952.381 | 0 | GSLD | 5 | 1 | 1 | 1 | 1 | 1 | 1 | 1 | 1 | 1 | 1 | 1 | 1 | 357.1429 | 0 | 66.3153 | 0 | 0 | 0 | 1 | 0 | 0 | 1
508 | Lighting-Interior | LED | Energy Star LED Directional Lamp | Retail | New | CrtNgsld508 | 1 | 0.46429 | 5952.381 | 0 | GSLD | 5 | 1 | 1 | 1 | 1 | 1 | 1 | 1 | 1 | 1 | 1 | 1 | 1 | 357.1429 | 0 | 66.3153 | 0 | 0 | 0 | 1 | 0 | 0 | 1
508 | Lighting-Interior | LED | Energy Star LED Directional Lamp | Schools K-12 | Turnover | CscTgsld508 | 1 | 1.1226 | 9433.9623 | 0 | GSLD | 5 | 1 | 1 | 1 | 1 | 1 | 1 | 1 | 1 | 1 | 1 | 1 | 1 | 566.0377 | 0 | 138.8308 | 0 | 0 | 0 | 1 | 0 | 0 | 1
508 | Lighting-Interior | LED | Energy Star LED Directional Lamp | Schools K-12 | New | CscNgsld508 | 1 | 1.1226 | 9433.9623 | 0 | GSLD | 5 | 1 | 1 | 1 | 1 | 1 | 1 | 1 | 1 | 1 | 1 | 1 | 1 | 566.0377 | 0 | 138.8308 | 0 | 0 | 0 | 1 | 0 | 0 | 1
508 | Lighting-Interior | LED | Energy Star LED Directional Lamp | Warehouse | Turnover | CwaTgsld508 | 1 | 0.71429 | 5952.381 | 0 | GSLD | 5 | 1 | 1 | 1 | 1 | 1 | 1 | 1 | 1 | 1 | 1 | 1 | 1 | 357.1429 | 0 | 66.6604 | 0 | 0 | 0 | 1 | 0 | 0 | 1
508 | Lighting-Interior | LED | Energy Star LED Directional Lamp | Warehouse | New | CwaNgsld508 | 1 | 0.71429 | 5952.381 | 0 | GSLD | 5 | 1 | 1 | 1 | 1 | 1 | 1 | 1 | 1 | 1 | 1 | 1 | 1 | 357.1429 | 0 | 66.6604 | 0 | 0 | 0 | 1 | 0 | 0 | 1
509 | Lighting-Interior | LED | LED - 14W_CFL Baseline | Assembly | Turnover | CasTgsld509 | 1 | 0.48503 | 5988.024 | 0 | GSLD | 10 | 0.57723 | 0.60437 | 0.83705 | 1.097 | 1.2026 | 1.2026 | 1.289 | 1.2891 | 1.2453 | 1.1192 | 0.77553 | 0.85362 | 359.2814 | 0 | 219.4432 | 0 | 0 | 0 | 1 | 0 | 0 | 1.0077
509 | Lighting-Interior | LED | LED - 14W_CFL Baseline | Assembly | New | CasNgsld509 | 1 | 0.48503 | 5988.024 | 0 | GSLD | 10 | 0.57723 | 0.60437 | 0.83705 | 1.097 | 1.2026 | 1.2026 | 1.289 | 1.2891 | 1.2453 | 1.1192 | 0.77553 | 0.85362 | 359.2814 | 0 | 219.4432 | 0 | 0 | 0 | 1 | 0 | 0 | 1.0077
509 | Lighting-Interior | LED | LED - 14W_CFL Baseline | College and University | Turnover | CcoTgsld509 | 1 | 0.77586 | 8620.6897 | 0 | GSLD | 10 | 0.57723 | 0.60437 | 0.83705 | 1.097 | 1.2026 | 1.2026 | 1.289 | 1.2891 | 1.2453 | 1.1192 | 0.77553 | 0.85362 | 517.2414 | 0 | 232.9916 | 0 | 0 | 0 | 1 | 0 | 0 | 1.0077
509 | Lighting-Interior | LED | LED - 14W_CFL Baseline | College and University | New | CcoNgsld509 | 1 | 0.77586 | 8620.6897 | 0 | GSLD | 10 | 0.57723 | 0.60437 | 0.83705 | 1.097 | 1.2026 | 1.2026 | 1.289 | 1.2891 | 1.2453 | 1.1192 | 0.77553 | 0.85362 | 517.2414 | 0 | 232.9916 | 0 | 0 | 0 | 1 | 0 | 0 | 1.0077
509 | Lighting-Interior | LED | LED - 14W_CFL Baseline | Data Center | Turnover | CdaTgsld509 | 1 | 1.114 | 8771.9298 | 0 | GSLD | 10 | 0.57723 | 0.60437 | 0.83705 | 1.097 | 1.2026 | 1.2026 | 1.289 | 1.2891 | 1.2453 | 1.1192 | 0.77553 | 0.85362 | 526.3158 | 0 | 226.9277 | 0 | 0 | 0 | 1 | 0 | 0 | 1.0077
509 | Lighting-Interior | LED | LED - 14W_CFL Baseline | Data Center | New | CdaNgsld509 | 1 | 1.114 | 8771.9298 | 0 | GSLD | 10 | 0.57723 | 0.60437 | 0.83705 | 1.097 | 1.2026 | 1.2026 | 1.289 | 1.2891 | 1.2453 | 1.1192 | 0.77553 | 0.85362 | 526.3158 | 0 | 226.9277 | 0 | 0 | 0 | 1 | 0 | 0 | 1.0077
509 | Lighting-Interior | LED | LED - 14W_CFL Baseline | Grocery | Turnover | CgrTgsld509 | 1 | 0.44706 | 5882.3529 | 0 | GSLD | 10 | 0.57723 | 0.60437 | 0.83705 | 1.097 | 1.2026 | 1.2026 | 1.289 | 1.2891 | 1.2453 | 1.1192 | 0.77553 | 0.85362 | 352.9412 | 0 | 82.4098 | 0 | 0 | 0 | 1 | 0 | 0 | 1.0077
509 | Lighting-Interior | LED | LED - 14W_CFL Baseline | Grocery | New | CgrNgsld509 | 1 | 0.44706 | 5882.3529 | 0 | GSLD | 10 | 0.57723 | 0.60437 | 0.83705 | 1.097 | 1.2026 | 1.2026 | 1.289 | 1.2891 | 1.2453 | 1.1192 | 0.77553 | 0.85362 | 352.9412 | 0 | 82.4098 | 0 | 0 | 0 | 1 | 0 | 0 | 1.0077
509 | Lighting-Interior | LED | LED - 14W_CFL Baseline | Healthcare | Turnover | CheTgsld509 | 1 | 0.8255 | 6711.4094 | 0 | GSLD | 10 | 0.57723 | 0.60437 | 0.83705 | 1.097 | 1.2026 | 1.2026 | 1.289 | 1.2891 | 1.2453 | 1.1192 | 0.77553 | 0.85362 | 402.6846 | 0 | 191.5658 | 0 | 0 | 0 | 1 | 0 | 0 | 1.0077
509 | Lighting-Interior | LED | LED - 14W_CFL Baseline | Healthcare | New | CheNgsld509 | 1 | 0.8255 | 6711.4094 | 0 | GSLD | 10 | 0.57723 | 0.60437 | 0.83705 | 1.097 | 1.2026 | 1.2026 | 1.289 | 1.2891 | 1.2453 | 1.1192 | 0.77553 | 0.85362 | 402.6846 | 0 | 191.5658 | 0 | 0 | 0 | 1 | 0 | 0 | 1.0077
509 | Lighting-Interior | LED | LED - 14W_CFL Baseline | Hospitals | Turnover | ChoTgsld509 | 1 | 0.77586 | 8620.6897 | 0 | GSLD | 10 | 0.57723 | 0.60437 | 0.83705 | 1.097 | 1.2026 | 1.2026 | 1.289 | 1.2891 | 1.2453 | 1.1192 | 0.77553 | 0.85362 | 517.2414 | 0 | 145.4334 | 0 | 0 | 0 | 1 | 0 | 0 | 1.0077
509 | Lighting-Interior | LED | LED - 14W_CFL Baseline | Hospitals | New | ChoNgsld509 | 1 | 0.77586 | 8620.6897 | 0 | GSLD | 10 | 0.57723 | 0.60437 | 0.83705 | 1.097 | 1.2026 | 1.2026 | 1.289 | 1.2891 | 1.2453 | 1.1192 | 0.77553 | 0.85362 | 517.2414 | 0 | 145.4334 | 0 | 0 | 0 | 1 | 0 | 0 | 1.0077
509 | Lighting-Interior | LED | LED - 14W_CFL Baseline | Institutional | Turnover | CinTgsld509 | 1 | 1.3619 | 9523.8095 | 0 | GSLD | 10 | 0.57723 | 0.60437 | 0.83705 | 1.097 | 1.2026 | 1.2026 | 1.289 | 1.2891 | 1.2453 | 1.1192 | 0.77553 | 0.85362 | 571.4286 | 0 | 265.1429 | 0 | 0 | 0 | 1 | 0 | 0 | 1.0077
509 | Lighting-Interior | LED | LED - 14W_CFL Baseline | Institutional | New | CinNgsld509 | 1 | 1.3619 | 9523.8095 | 0 | GSLD | 10 | 0.57723 | 0.60437 | 0.83705 | 1.097 | 1.2026 | 1.2026 | 1.289 | 1.2891 | 1.2453 | 1.1192 | 0.77553 | 0.85362 | 571.4286 | 0 | 265.1429 | 0 | 0 | 0 | 1 | 0 | 0 | 1.0077
509 | Lighting-Interior | LED | LED - 14W_CFL Baseline | Lodging/Hospitality | Turnover | CloTgsld509 | 1 | 1.4146 | 12195.122 | 0 | GSLD | 10 | 0.57723 | 0.60437 | 0.83705 | 1.097 | 1.2026 | 1.2026 | 1.289 | 1.2891 | 1.2453 | 1.1192 | 0.77553 | 0.85362 | 731.7073 | 0 | 243.4547 | 0 | 0 | 0 | 1 | 0 | 0 | 1.0077
509 | Lighting-Interior | LED | LED - 14W_CFL Baseline | Lodging/Hospitality | New | CloNgsld509 | 1 | 1.4146 | 12195.122 | 0 | GSLD | 10 | 0.57723 | 0.60437 | 0.83705 | 1.097 | 1.2026 | 1.2026 | 1.289 | 1.2891 | 1.2453 | 1.1192 | 0.77553 | 0.85362 | 731.7073 | 0 | 243.4547 | 0 | 0 | 0 | 1 | 0 | 0 | 1.0077
509 | Lighting-Interior | LED | LED - 14W_CFL Baseline | Miscellaneous | Turnover | CmiTgsld509 | 1 | 1.114 | 8771.9298 | 0 | GSLD | 10 | 0.57723 | 0.60437 | 0.83705 | 1.097 | 1.2026 | 1.2026 | 1.289 | 1.2891 | 1.2453 | 1.1192 | 0.77553 | 0.85362 | 526.3158 | 0 | 206.4821 | 0 | 0 | 0 | 1 | 0 | 0 | 1.0077
509 | Lighting-Interior | LED | LED - 14W_CFL Baseline | Miscellaneous | New | CmiNgsld509 | 1 | 1.114 | 8771.9298 | 0 | GSLD | 10 | 0.57723 | 0.60437 | 0.83705 | 1.097 | 1.2026 | 1.2026 | 1.289 | 1.2891 | 1.2453 | 1.1192 | 0.77553 | 0.85362 | 526.3158 | 0 | 206.4821 | 0 | 0 | 0 | 1 | 0 | 0 | 1.0077
509 | Lighting-Interior | LED | LED - 14W_CFL Baseline | Offices | Turnover | CofTgsld509 | 1 | 1.114 | 8771.9298 | 0 | GSLD | 10 | 0.57723 | 0.60437 | 0.83705 | 1.097 | 1.2026 | 1.2026 | 1.289 | 1.2891 | 1.2453 | 1.1192 | 0.77553 | 0.85362 | 526.3158 | 0 | 226.7255 | 0 | 0 | 0 | 1 | 0 | 0 | 1.0077
509 | Lighting-Interior | LED | LED - 14W_CFL Baseline | Offices | New | CofNgsld509 | 1 | 1.114 | 8771.9298 | 0 | GSLD | 10 | 0.57723 | 0.60437 | 0.83705 | 1.097 | 1.2026 | 1.2026 | 1.289 | 1.2891 | 1.2453 | 1.1192 | 0.77553 | 0.85362 | 526.3158 | 0 | 226.7255 | 0 | 0 | 0 | 1 | 0 | 0 | 1.0077
509 | Lighting-Interior | LED | LED - 14W_CFL Baseline | Restaurants | Turnover | CreTgsld509 | 1 | 0.58 | 6666.6667 | 0 | GSLD | 10 | 0.57723 | 0.60437 | 0.83705 | 1.097 | 1.2026 | 1.2026 | 1.289 | 1.2891 | 1.2453 | 1.1192 | 0.77553 | 0.85362 | 400 | 0 | 122.1053 | 0 | 0 | 0 | 1 | 0 | 0 | 1.0077
509 | Lighting-Interior | LED | LED - 14W_CFL Baseline | Restaurants | New | CreNgsld509 | 1 | 0.58 | 6666.6667 | 0 | GSLD | 10 | 0.57723 | 0.60437 | 0.83705 | 1.097 | 1.2026 | 1.2026 | 1.289 | 1.2891 | 1.2453 | 1.1192 | 0.77553 | 0.85362 | 400 | 0 | 122.1053 | 0 | 0 | 0 | 1 | 0 | 0 | 1.0077
509 | Lighting-Interior | LED | LED - 14W_CFL Baseline | Retail | Turnover | CrtTgsld509 | 1 | 0.46429 | 5952.381 | 0 | GSLD | 10 | 0.57723 | 0.60437 | 0.83705 | 1.097 | 1.2026 | 1.2026 | 1.289 | 1.2891 | 1.2453 | 1.1192 | 0.77553 | 0.85362 | 357.1429 | 0 | 156.8789 | 0 | 0 | 0 | 1 | 0 | 0 | 1.0077
509 | Lighting-Interior | LED | LED - 14W_CFL Baseline | Retail | New | CrtNgsld509 | 1 | 0.46429 | 5952.381 | 0 | GSLD | 10 | 0.57723 | 0.60437 | 0.83705 | 1.097 | 1.2026 | 1.2026 | 1.289 | 1.2891 | 1.2453 | 1.1192 | 0.77553 | 0.85362 | 357.1429 | 0 | 156.8789 | 0 | 0 | 0 | 1 | 0 | 0 | 1.0077
509 | Lighting-Interior | LED | LED - 14W_CFL Baseline | Schools K-12 | Turnover | CscTgsld509 | 1 | 1.1226 | 9433.9623 | 0 | GSLD | 10 | 0.57723 | 0.60437 | 0.83705 | 1.097 | 1.2026 | 1.2026 | 1.289 | 1.2891 | 1.2453 | 1.1192 | 0.77553 | 0.85362 | 566.0377 | 0 | 328.4333 | 0 | 0 | 0 | 1 | 0 | 0 | 1.0077
509 | Lighting-Interior | LED | LED - 14W_CFL Baseline | Schools K-12 | New | CscNgsld509 | 1 | 1.1226 | 9433.9623 | 0 | GSLD | 10 | 0.57723 | 0.60437 | 0.83705 | 1.097 | 1.2026 | 1.2026 | 1.289 | 1.2891 | 1.2453 | 1.1192 | 0.77553 | 0.85362 | 566.0377 | 0 | 328.4333 | 0 | 0 | 0 | 1 | 0 | 0 | 1.0077
509 | Lighting-Interior | LED | LED - 14W_CFL Baseline | Warehouse | Turnover | CwaTgsld509 | 1 | 0.71429 | 5952.381 | 0 | GSLD | 10 | 0.57723 | 0.60437 | 0.83705 | 1.097 | 1.2026 | 1.2026 | 1.289 | 1.2891 | 1.2453 | 1.1192 | 0.77553 | 0.85362 | 357.1429 | 0 | 157.691 | 0 | 0 | 0 | 1 | 0 | 0 | 1.0077
509 | Lighting-Interior | LED | LED - 14W_CFL Baseline | Warehouse | New | CwaNgsld509 | 1 | 0.71429 | 5952.381 | 0 | GSLD | 10 | 0.57723 | 0.60437 | 0.83705 | 1.097 | 1.2026 | 1.2026 | 1.289 | 1.2891 | 1.2453 | 1.1192 | 0.77553 | 0.85362 | 357.1429 | 0 | 157.691 | 0 | 0 | 0 | 1 | 0 | 0 | 1.0077
510 | Lighting-Interior | LED | LED Display Lighting (Interior) | Assembly | Turnover | CasTgsld510 | 1 | 0.48503 | 5988.024 | 0 | GSLD | 11 | 1 | 1 | 1 | 1 | 1 | 1 | 1 | 1 | 1 | 1 | 1 | 1 | 359.2814 | 0 | 8285.1734 | 0 | 0 | 0 | 1 | 0 | 0 | 1
510 | Lighting-Interior | LED | LED Display Lighting (Interior) | Assembly | New | CasNgsld510 | 1 | 0.48503 | 5988.024 | 0 | GSLD | 11 | 1 | 1 | 1 | 1 | 1 | 1 | 1 | 1 | 1 | 1 | 1 | 1 | 359.2814 | 0 | 8285.1734 | 0 | 0 | 0 | 1 | 0 | 0 | 1
510 | Lighting-Interior | LED | LED Display Lighting (Interior) | College and University | Turnover | CcoTgsld510 | 1 | 0.77586 | 8620.6897 | 0 | GSLD | 11 | 1 | 1 | 1 | 1 | 1 | 1 | 1 | 1 | 1 | 1 | 1 | 1 | 517.2414 | 0 | 8796.6221 | 0 | 0 | 0 | 1 | 0 | 0 | 1
510 | Lighting-Interior | LED | LED Display Lighting (Interior) | College and University | New | CcoNgsld510 | 1 | 0.77586 | 8620.6897 | 0 | GSLD | 11 | 1 | 1 | 1 | 1 | 1 | 1 | 1 | 1 | 1 | 1 | 1 | 1 | 517.2414 | 0 | 8796.6221 | 0 | 0 | 0 | 1 | 0 | 0 | 1
510 | Lighting-Interior | LED | LED Display Lighting (Interior) | Data Center | Turnover | CdaTgsld510 | 1 | 1.114 | 8771.9298 | 0 | GSLD | 11 | 1 | 1 | 1 | 1 | 1 | 1 | 1 | 1 | 1 | 1 | 1 | 1 | 526.3158 | 0 | 8567.7131 | 0 | 0 | 0 | 1 | 0 | 0 | 1
510 | Lighting-Interior | LED | LED Display Lighting (Interior) | Data Center | New | CdaNgsld510 | 1 | 1.114 | 8771.9298 | 0 | GSLD | 11 | 1 | 1 | 1 | 1 | 1 | 1 | 1 | 1 | 1 | 1 | 1 | 1 | 526.3158 | 0 | 8567.7131 | 0 | 0 | 0 | 1 | 0 | 0 | 1
510 | Lighting-Interior | LED | LED Display Lighting (Interior) | Grocery | Turnover | CgrTgsld510 | 1 | 0.44706 | 5882.3529 | 0 | GSLD | 11 | 1 | 1 | 1 | 1 | 1 | 1 | 1 | 1 | 1 | 1 | 1 | 1 | 352.9412 | 0 | 3111.6795 | 0 | 0 | 0 | 1 | 0 | 0 | 1
510 | Lighting-Interior | LED | LED Display Lighting (Interior) | Grocery | New | CgrNgsld510 | 1 | 0.44706 | 5882.3529 | 0 | GSLD | 11 | 1 | 1 | 1 | 1 | 1 | 1 | 1 | 1 | 1 | 1 | 1 | 1 | 352.9412 | 0 | 3111.6795 | 0 | 0 | 0 | 1 | 0 | 0 | 1
510 | Lighting-Interior | LED | LED Display Lighting (Interior) | Healthcare | Turnover | CheTgsld510 | 1 | 0.8255 | 6711.4094 | 0 | GSLD | 11 | 1 | 1 | 1 | 1 | 1 | 1 | 1 | 1 | 1 | 1 | 1 | 1 | 402.6846 | 0 | 7234.6853 | 0 | 0 | 0 | 1 | 0 | 0 | 1
510 | Lighting-Interior | LED | LED Display Lighting (Interior) | Healthcare | New | CheNgsld510 | 1 | 0.8255 | 6711.4094 | 0 | GSLD | 11 | 1 | 1 | 1 | 1 | 1 | 1 | 1 | 1 | 1 | 1 | 1 | 1 | 402.6846 | 0 | 7234.6853 | 0 | 0 | 0 | 1 | 0 | 0 | 1
510 | Lighting-Interior | LED | LED Display Lighting (Interior) | Hospitals | Turnover | ChoTgsld510 | 1 | 0.77586 | 8620.6897 | 0 | GSLD | 11 | 1 | 1 | 1 | 1 | 1 | 1 | 1 | 1 | 1 | 1 | 1 | 1 | 517.2414 | 0 | 5491.3643 | 0 | 0 | 0 | 1 | 0 | 0 | 1
510 | Lighting-Interior | LED | LED Display Lighting (Interior) | Hospitals | New | ChoNgsld510 | 1 | 0.77586 | 8620.6897 | 0 | GSLD | 11 | 1 | 1 | 1 | 1 | 1 | 1 | 1 | 1 | 1 | 1 | 1 | 1 | 517.2414 | 0 | 5491.3643 | 0 | 0 | 0 | 1 | 0 | 0 | 1
510 | Lighting-Interior | LED | LED Display Lighting (Interior) | Institutional | Turnover | CinTgsld510 | 1 | 1.3619 | 9523.8095 | 0 | GSLD | 11 | 1 | 1 | 1 | 1 | 1 | 1 | 1 | 1 | 1 | 1 | 1 | 1 | 571.4286 | 0 | 10012.0693 | 0 | 0 | 0 | 1 | 0 | 0 | 1
510 | Lighting-Interior | LED | LED Display Lighting (Interior) | Institutional | New | CinNgsld510 | 1 | 1.3619 | 9523.8095 | 0 | GSLD | 11 | 1 | 1 | 1 | 1 | 1 | 1 | 1 | 1 | 1 | 1 | 1 | 1 | 571.4286 | 0 | 10012.0693 | 0 | 0 | 0 | 1 | 0 | 0 | 1
510 | Lighting-Interior | LED | LED Display Lighting (Interior) | Lodging/Hospitality | Turnover | CloTgsld510 | 1 | 1.4146 | 12195.122 | 0 | GSLD | 11 | 1 | 1 | 1 | 1 | 1 | 1 | 1 | 1 | 1 | 1 | 1 | 1 | 731.7073 | 0 | 9192.9358 | 0 | 0 | 0 | 1 | 0 | 0 | 1
510 | Lighting-Interior | LED | LED Display Lighting (Interior) | Lodging/Hospitality | New | CloNgsld510 | 1 | 1.4146 | 12195.122 | 0 | GSLD | 11 | 1 | 1 | 1 | 1 | 1 | 1 | 1 | 1 | 1 | 1 | 1 | 1 | 731.7073 | 0 | 9192.9358 | 0 | 0 | 0 | 1 | 0 | 0 | 1
510 | Lighting-Interior | LED | LED Display Lighting (Interior) | Miscellaneous | Turnover | CmiTgsld510 | 1 | 1.114 | 8771.9298 | 0 | GSLD | 11 | 1 | 1 | 1 | 1 | 1 | 1 | 1 | 1 | 1 | 1 | 1 | 1 | 526.3158 | 0 | 7795.8471 | 0 | 0 | 0 | 1 | 0 | 0 | 1
510 | Lighting-Interior | LED | LED Display Lighting (Interior) | Miscellaneous | New | CmiNgsld510 | 1 | 1.114 | 8771.9298 | 0 | GSLD | 11 | 1 | 1 | 1 | 1 | 1 | 1 | 1 | 1 | 1 | 1 | 1 | 1 | 526.3158 | 0 | 7795.8471 | 0 | 0 | 0 | 1 | 0 | 0 | 1
510 | Lighting-Interior | LED | LED Display Lighting (Interior) | Offices | Turnover | CofTgsld510 | 1 | 1.114 | 8771.9298 | 0 | GSLD | 11 | 1 | 1 | 1 | 1 | 1 | 1 | 1 | 1 | 1 | 1 | 1 | 1 | 526.3158 | 0 | 8560.8406 | 0 | 0 | 0 | 1 | 0 | 0 | 1
510 | Lighting-Interior | LED | LED Display Lighting (Interior) | Offices | New | CofNgsld510 | 1 | 1.114 | 8771.9298 | 0 | GSLD | 11 | 1 | 1 | 1 | 1 | 1 | 1 | 1 | 1 | 1 | 1 | 1 | 1 | 526.3158 | 0 | 8560.8406 | 0 | 0 | 0 | 1 | 0 | 0 | 1
510 | Lighting-Interior | LED | LED Display Lighting (Interior) | Restaurants | Turnover | CreTgsld510 | 1 | 0.58 | 6666.6667 | 0 | GSLD | 11 | 1 | 1 | 1 | 1 | 1 | 1 | 1 | 1 | 1 | 1 | 1 | 1 | 400 | 0 | 4610.3322 | 0 | 0 | 0 | 1 | 0 | 0 | 1
510 | Lighting-Interior | LED | LED Display Lighting (Interior) | Restaurants | New | CreNgsld510 | 1 | 0.58 | 6666.6667 | 0 | GSLD | 11 | 1 | 1 | 1 | 1 | 1 | 1 | 1 | 1 | 1 | 1 | 1 | 1 | 400 | 0 | 4610.3322 | 0 | 0 | 0 | 1 | 0 | 0 | 1
510 | Lighting-Interior | LED | LED Display Lighting (Interior) | Retail | Turnover | CrtTgsld510 | 1 | 0.46429 | 5952.381 | 0 | GSLD | 11 | 1 | 1 | 1 | 1 | 1 | 1 | 1 | 1 | 1 | 1 | 1 | 1 | 357.1429 | 0 | 5923.1708 | 0 | 0 | 0 | 1 | 0 | 0 | 1
510 | Lighting-Interior | LED | LED Display Lighting (Interior) | Retail | New | CrtNgsld510 | 1 | 0.46429 | 5952.381 | 0 | GSLD | 11 | 1 | 1 | 1 | 1 | 1 | 1 | 1 | 1 | 1 | 1 | 1 | 1 | 357.1429 | 0 | 5923.1708 | 0 | 0 | 0 | 1 | 0 | 0 | 1
510 | Lighting-Interior | LED | LED Display Lighting (Interior) | Schools K-12 | Turnover | CscTgsld510 | 1 | 1.1226 | 9433.9623 | 0 | GSLD | 11 | 1 | 1 | 1 | 1 | 1 | 1 | 1 | 1 | 1 | 1 | 1 | 1 | 566.0377 | 0 | 12399.6983 | 0 | 0 | 0 | 1 | 0 | 0 | 1
510 | Lighting-Interior | LED | LED Display Lighting (Interior) | Schools K-12 | New | CscNgsld510 | 1 | 1.1226 | 9433.9623 | 0 | GSLD | 11 | 1 | 1 | 1 | 1 | 1 | 1 | 1 | 1 | 1 | 1 | 1 | 1 | 566.0377 | 0 | 12399.6983 | 0 | 0 | 0 | 1 | 0 | 0 | 1
510 | Lighting-Interior | LED | LED Display Lighting (Interior) | Warehouse | Turnover | CwaTgsld510 | 1 | 0.71429 | 5952.381 | 0 | GSLD | 11 | 1 | 1 | 1 | 1 | 1 | 1 | 1 | 1 | 1 | 1 | 1 | 1 | 357.1429 | 0 | 5954.0122 | 0 | 0 | 0 | 1 | 0 | 0 | 1
510 | Lighting-Interior | LED | LED Display Lighting (Interior) | Warehouse | New | CwaNgsld510 | 1 | 0.71429 | 5952.381 | 0 | GSLD | 11 | 1 | 1 | 1 | 1 | 1 | 1 | 1 | 1 | 1 | 1 | 1 | 1 | 357.1429 | 0 | 5954.0122 | 0 | 0 | 0 | 1 | 0 | 0 | 1
511 | Lighting-Interior | LED | LED Exit Sign | Assembly | Turnover | CasTgsld511 | 1 | 0.48503 | 5988.024 | 0 | GSLD | 15 | 1 | 1 | 1 | 1 | 1 | 1 | 1 | 1 | 1 | 1 | 1 | 1 | 359.2814 | 0 | 5714.5982 | 0 | 0 | 0 | 1 | 0 | 0 | 1
511 | Lighting-Interior | LED | LED Exit Sign | Assembly | New | CasNgsld511 | 1 | 0.48503 | 5988.024 | 0 | GSLD | 15 | 1 | 1 | 1 | 1 | 1 | 1 | 1 | 1 | 1 | 1 | 1 | 1 | 359.2814 | 0 | 5714.5982 | 0 | 0 | 0 | 1 | 0 | 0 | 1
511 | Lighting-Interior | LED | LED Exit Sign | College and University | Turnover | CcoTgsld511 | 1 | 0.77586 | 8620.6897 | 0 | GSLD | 15 | 1 | 1 | 1 | 1 | 1 | 1 | 1 | 1 | 1 | 1 | 1 | 1 | 517.2414 | 0 | 8227.0509 | 0 | 0 | 0 | 1 | 0 | 0 | 1
511 | Lighting-Interior | LED | LED Exit Sign | College and University | New | CcoNgsld511 | 1 | 0.77586 | 8620.6897 | 0 | GSLD | 15 | 1 | 1 | 1 | 1 | 1 | 1 | 1 | 1 | 1 | 1 | 1 | 1 | 517.2414 | 0 | 8227.0509 | 0 | 0 | 0 | 1 | 0 | 0 | 1
511 | Lighting-Interior | LED | LED Exit Sign | Data Center | Turnover | CdaTgsld511 | 1 | 1.114 | 8771.9298 | 0 | GSLD | 15 | 1 | 1 | 1 | 1 | 1 | 1 | 1 | 1 | 1 | 1 | 1 | 1 | 526.3158 | 0 | 8371.3851 | 0 | 0 | 0 | 1 | 0 | 0 | 1
511 | Lighting-Interior | LED | LED Exit Sign | Data Center | New | CdaNgsld511 | 1 | 1.114 | 8771.9298 | 0 | GSLD | 15 | 1 | 1 | 1 | 1 | 1 | 1 | 1 | 1 | 1 | 1 | 1 | 1 | 526.3158 | 0 | 8371.3851 | 0 | 0 | 0 | 1 | 0 | 0 | 1
511 | Lighting-Interior | LED | LED Exit Sign | Grocery | Turnover | CgrTgsld511 | 1 | 0.44706 | 5882.3529 | 0 | GSLD | 15 | 1 | 1 | 1 | 1 | 1 | 1 | 1 | 1 | 1 | 1 | 1 | 1 | 352.9412 | 0 | 5613.7524 | 0 | 0 | 0 | 1 | 0 | 0 | 1
511 | Lighting-Interior | LED | LED Exit Sign | Grocery | New | CgrNgsld511 | 1 | 0.44706 | 5882.3529 | 0 | GSLD | 15 | 1 | 1 | 1 | 1 | 1 | 1 | 1 | 1 | 1 | 1 | 1 | 1 | 352.9412 | 0 | 5613.7524 | 0 | 0 | 0 | 1 | 0 | 0 | 1
511 | Lighting-Interior | LED | LED Exit Sign | Healthcare | Turnover | CheTgsld511 | 1 | 0.8255 | 6711.4094 | 0 | GSLD | 15 | 1 | 1 | 1 | 1 | 1 | 1 | 1 | 1 | 1 | 1 | 1 | 1 | 402.6846 | 0 | 6404.9523 | 0 | 0 | 0 | 1 | 0 | 0 | 1
511 | Lighting-Interior | LED | LED Exit Sign | Healthcare | New | CheNgsld511 | 1 | 0.8255 | 6711.4094 | 0 | GSLD | 15 | 1 | 1 | 1 | 1 | 1 | 1 | 1 | 1 | 1 | 1 | 1 | 1 | 402.6846 | 0 | 6404.9523 | 0 | 0 | 0 | 1 | 0 | 0 | 1
511 | Lighting-Interior | LED | LED Exit Sign | Hospitals | Turnover | ChoTgsld511 | 1 | 0.77586 | 8620.6897 | 0 | GSLD | 15 | 1 | 1 | 1 | 1 | 1 | 1 | 1 | 1 | 1 | 1 | 1 | 1 | 517.2414 | 0 | 8227.0509 | 0 | 0 | 0 | 1 | 0 | 0 | 1
511 | Lighting-Interior | LED | LED Exit Sign | Hospitals | New | ChoNgsld511 | 1 | 0.77586 | 8620.6897 | 0 | GSLD | 15 | 1 | 1 | 1 | 1 | 1 | 1 | 1 | 1 | 1 | 1 | 1 | 1 | 517.2414 | 0 | 8227.0509 | 0 | 0 | 0 | 1 | 0 | 0 | 1
511 | Lighting-Interior | LED | LED Exit Sign | Institutional | Turnover | CinTgsld511 | 1 | 1.3619 | 9523.8095 | 0 | GSLD | 15 | 1 | 1 | 1 | 1 | 1 | 1 | 1 | 1 | 1 | 1 | 1 | 1 | 571.4286 | 0 | 9088.9324 | 0 | 0 | 0 | 1 | 0 | 0 | 1
511 | Lighting-Interior | LED | LED Exit Sign | Institutional | New | CinNgsld511 | 1 | 1.3619 | 9523.8095 | 0 | GSLD | 15 | 1 | 1 | 1 | 1 | 1 | 1 | 1 | 1 | 1 | 1 | 1 | 1 | 571.4286 | 0 | 9088.9324 | 0 | 0 | 0 | 1 | 0 | 0 | 1
511 | Lighting-Interior | LED | LED Exit Sign | Lodging/Hospitality | Turnover | CloTgsld511 | 1 | 1.4146 | 12195.122 | 0 | GSLD | 15 | 1 | 1 | 1 | 1 | 1 | 1 | 1 | 1 | 1 | 1 | 1 | 1 | 731.7073 | 0 | 11638.2671 | 0 | 0 | 0 | 1 | 0 | 0 | 1
511 | Lighting-Interior | LED | LED Exit Sign | Lodging/Hospitality | New | CloNgsld511 | 1 | 1.4146 | 12195.122 | 0 | GSLD | 15 | 1 | 1 | 1 | 1 | 1 | 1 | 1 | 1 | 1 | 1 | 1 | 1 | 731.7073 | 0 | 11638.2671 | 0 | 0 | 0 | 1 | 0 | 0 | 1
511 | Lighting-Interior | LED | LED Exit Sign | Miscellaneous | Turnover | CmiTgsld511 | 1 | 1.114 | 8771.9298 | 0 | GSLD | 15 | 1 | 1 | 1 | 1 | 1 | 1 | 1 | 1 | 1 | 1 | 1 | 1 | 526.3158 | 0 | 8371.3851 | 0 | 0 | 0 | 1 | 0 | 0 | 1
511 | Lighting-Interior | LED | LED Exit Sign | Miscellaneous | New | CmiNgsld511 | 1 | 1.114 | 8771.9298 | 0 | GSLD | 15 | 1 | 1 | 1 | 1 | 1 | 1 | 1 | 1 | 1 | 1 | 1 | 1 | 526.3158 | 0 | 8371.3851 | 0 | 0 | 0 | 1 | 0 | 0 | 1
511 | Lighting-Interior | LED | LED Exit Sign | Offices | Turnover | CofTgsld511 | 1 | 1.114 | 8771.9298 | 0 | GSLD | 15 | 1 | 1 | 1 | 1 | 1 | 1 | 1 | 1 | 1 | 1 | 1 | 1 | 526.3158 | 0 | 8371.3851 | 0 | 0 | 0 | 1 | 0 | 0 | 1
511 | Lighting-Interior | LED | LED Exit Sign | Offices | New | CofNgsld511 | 1 | 1.114 | 8771.9298 | 0 | GSLD | 15 | 1 | 1 | 1 | 1 | 1 | 1 | 1 | 1 | 1 | 1 | 1 | 1 | 526.3158 | 0 | 8371.3851 | 0 | 0 | 0 | 1 | 0 | 0 | 1
511 | Lighting-Interior | LED | LED Exit Sign | Restaurants | Turnover | CreTgsld511 | 1 | 0.58 | 6666.6667 | 0 | GSLD | 15 | 1 | 1 | 1 | 1 | 1 | 1 | 1 | 1 | 1 | 1 | 1 | 1 | 400 | 0 | 6362.2527 | 0 | 0 | 0 | 1 | 0 | 0 | 1
511 | Lighting-Interior | LED | LED Exit Sign | Restaurants | New | CreNgsld511 | 1 | 0.58 | 6666.6667 | 0 | GSLD | 15 | 1 | 1 | 1 | 1 | 1 | 1 | 1 | 1 | 1 | 1 | 1 | 1 | 400 | 0 | 6362.2527 | 0 | 0 | 0 | 1 | 0 | 0 | 1
511 | Lighting-Interior | LED | LED Exit Sign | Retail | Turnover | CrtTgsld511 | 1 | 0.46429 | 5952.381 | 0 | GSLD | 15 | 1 | 1 | 1 | 1 | 1 | 1 | 1 | 1 | 1 | 1 | 1 | 1 | 357.1429 | 0 | 5680.5827 | 0 | 0 | 0 | 1 | 0 | 0 | 1
511 | Lighting-Interior | LED | LED Exit Sign | Retail | New | CrtNgsld511 | 1 | 0.46429 | 5952.381 | 0 | GSLD | 15 | 1 | 1 | 1 | 1 | 1 | 1 | 1 | 1 | 1 | 1 | 1 | 1 | 357.1429 | 0 | 5680.5827 | 0 | 0 | 0 | 1 | 0 | 0 | 1
511 | Lighting-Interior | LED | LED Exit Sign | Schools K-12 | Turnover | CscTgsld511 | 1 | 1.1226 | 9433.9623 | 0 | GSLD | 15 | 1 | 1 | 1 | 1 | 1 | 1 | 1 | 1 | 1 | 1 | 1 | 1 | 566.0377 | 0 | 9003.1877 | 0 | 0 | 0 | 1 | 0 | 0 | 1
511 | Lighting-Interior | LED | LED Exit Sign | Schools K-12 | New | CscNgsld511 | 1 | 1.1226 | 9433.9623 | 0 | GSLD | 15 | 1 | 1 | 1 | 1 | 1 | 1 | 1 | 1 | 1 | 1 | 1 | 1 | 566.0377 | 0 | 9003.1877 | 0 | 0 | 0 | 1 | 0 | 0 | 1
511 | Lighting-Interior | LED | LED Exit Sign | Warehouse | Turnover | CwaTgsld511 | 1 | 0.71429 | 5952.381 | 0 | GSLD | 15 | 1 | 1 | 1 | 1 | 1 | 1 | 1 | 1 | 1 | 1 | 1 | 1 | 357.1429 | 0 | 5680.5827 | 0 | 0 | 0 | 1 | 0 | 0 | 1
511 | Lighting-Interior | LED | LED Exit Sign | Warehouse | New | CwaNgsld511 | 1 | 0.71429 | 5952.381 | 0 | GSLD | 15 | 1 | 1 | 1 | 1 | 1 | 1 | 1 | 1 | 1 | 1 | 1 | 1 | 357.1429 | 0 | 5680.5827 | 0 | 0 | 0 | 1 | 0 | 0 | 1
512 | Lighting-Interior | LED | LED High Bay_HID Baseline | Assembly | Turnover | CasTgsld512 | 1 | 0.48503 | 5988.024 | 0 | GSLD | 15 | 0.57723 | 0.60437 | 0.83705 | 1.097 | 1.2026 | 1.2026 | 1.289 | 1.2891 | 1.2453 | 1.1192 | 0.77553 | 0.85362 | 359.2814 | 0 | 1574.8697 | 0 | 0 | 0 | 1 | 0 | 0 | 1.0077
512 | Lighting-Interior | LED | LED High Bay_HID Baseline | Assembly | New | CasNgsld512 | 1 | 0.48503 | 5988.024 | 0 | GSLD | 15 | 0.57723 | 0.60437 | 0.83705 | 1.097 | 1.2026 | 1.2026 | 1.289 | 1.2891 | 1.2453 | 1.1192 | 0.77553 | 0.85362 | 359.2814 | 0 | 1574.8697 | 0 | 0 | 0 | 1 | 0 | 0 | 1.0077
512 | Lighting-Interior | LED | LED High Bay_HID Baseline | College and University | Turnover | CcoTgsld512 | 1 | 0.77586 | 8620.6897 | 0 | GSLD | 15 | 0.57723 | 0.60437 | 0.83705 | 1.097 | 1.2026 | 1.2026 | 1.289 | 1.2891 | 1.2453 | 1.1192 | 0.77553 | 0.85362 | 517.2414 | 0 | 1672.0702 | 0 | 0 | 0 | 1 | 0 | 0 | 1.0077
512 | Lighting-Interior | LED | LED High Bay_HID Baseline | College and University | New | CcoNgsld512 | 1 | 0.77586 | 8620.6897 | 0 | GSLD | 15 | 0.57723 | 0.60437 | 0.83705 | 1.097 | 1.2026 | 1.2026 | 1.289 | 1.2891 | 1.2453 | 1.1192 | 0.77553 | 0.85362 | 517.2414 | 0 | 1672.0702 | 0 | 0 | 0 | 1 | 0 | 0 | 1.0077
512 | Lighting-Interior | LED | LED High Bay_HID Baseline | Data Center | Turnover | CdaTgsld512 | 1 | 1.114 | 8771.9298 | 0 | GSLD | 15 | 0.57723 | 0.60437 | 0.83705 | 1.097 | 1.2026 | 1.2026 | 1.289 | 1.2891 | 1.2453 | 1.1192 | 0.77553 | 0.85362 | 526.3158 | 0 | 1628.5593 | 0 | 0 | 0 | 1 | 0 | 0 | 1.0077
512 | Lighting-Interior | LED | LED High Bay_HID Baseline | Data Center | New | CdaNgsld512 | 1 | 1.114 | 8771.9298 | 0 | GSLD | 15 | 0.57723 | 0.60437 | 0.83705 | 1.097 | 1.2026 | 1.2026 | 1.289 | 1.2891 | 1.2453 | 1.1192 | 0.77553 | 0.85362 | 526.3158 | 0 | 1628.5593 | 0 | 0 | 0 | 1 | 0 | 0 | 1.0077
512 | Lighting-Interior | LED | LED High Bay_HID Baseline | Grocery | Turnover | CgrTgsld512 | 1 | 0.44706 | 5882.3529 | 0 | GSLD | 15 | 0.57723 | 0.60437 | 0.83705 | 1.097 | 1.2026 | 1.2026 | 1.289 | 1.2891 | 1.2453 | 1.1192 | 0.77553 | 0.85362 | 352.9412 | 0 | 591.4735 | 0 | 0 | 0 | 1 | 0 | 0 | 1.0077
512 | Lighting-Interior | LED | LED High Bay_HID Baseline | Grocery | New | CgrNgsld512 | 1 | 0.44706 | 5882.3529 | 0 | GSLD | 15 | 0.57723 | 0.60437 | 0.83705 | 1.097 | 1.2026 | 1.2026 | 1.289 | 1.2891 | 1.2453 | 1.1192 | 0.77553 | 0.85362 | 352.9412 | 0 | 591.4735 | 0 | 0 | 0 | 1 | 0 | 0 | 1.0077
512 | Lighting-Interior | LED | LED High Bay_HID Baseline | Healthcare | Turnover | CheTgsld512 | 1 | 0.8255 | 6711.4094 | 0 | GSLD | 15 | 0.57723 | 0.60437 | 0.83705 | 1.097 | 1.2026 | 1.2026 | 1.289 | 1.2891 | 1.2453 | 1.1192 | 0.77553 | 0.85362 | 402.6846 | 0 | 1375.1786 | 0 | 0 | 0 | 1 | 0 | 0 | 1.0077
512 | Lighting-Interior | LED | LED High Bay_HID Baseline | Healthcare | New | CheNgsld512 | 1 | 0.8255 | 6711.4094 | 0 | GSLD | 15 | 0.57723 | 0.60437 | 0.83705 | 1.097 | 1.2026 | 1.2026 | 1.289 | 1.2891 | 1.2453 | 1.1192 | 0.77553 | 0.85362 | 402.6846 | 0 | 1375.1786 | 0 | 0 | 0 | 1 | 0 | 0 | 1.0077
512 | Lighting-Interior | LED | LED High Bay_HID Baseline | Hospitals | Turnover | ChoTgsld512 | 1 | 0.77586 | 8620.6897 | 0 | GSLD | 15 | 0.57723 | 0.60437 | 0.83705 | 1.097 | 1.2026 | 1.2026 | 1.289 | 1.2891 | 1.2453 | 1.1192 | 0.77553 | 0.85362 | 517.2414 | 0 | 1043.8082 | 0 | 0 | 0 | 1 | 0 | 0 | 1.0077
512 | Lighting-Interior | LED | LED High Bay_HID Baseline | Hospitals | New | ChoNgsld512 | 1 | 0.77586 | 8620.6897 | 0 | GSLD | 15 | 0.57723 | 0.60437 | 0.83705 | 1.097 | 1.2026 | 1.2026 | 1.289 | 1.2891 | 1.2453 | 1.1192 | 0.77553 | 0.85362 | 517.2414 | 0 | 1043.8082 | 0 | 0 | 0 | 1 | 0 | 0 | 1.0077
512 | Lighting-Interior | LED | LED High Bay_HID Baseline | Institutional | Turnover | CinTgsld512 | 1 | 1.3619 | 9523.8095 | 0 | GSLD | 15 | 0.57723 | 0.60437 | 0.83705 | 1.097 | 1.2026 | 1.2026 | 1.289 | 1.2891 | 1.2453 | 1.1192 | 0.77553 | 0.85362 | 571.4286 | 0 | 1903.1033 | 0 | 0 | 0 | 1 | 0 | 0 | 1.0077
512 | Lighting-Interior | LED | LED High Bay_HID Baseline | Institutional | New | CinNgsld512 | 1 | 1.3619 | 9523.8095 | 0 | GSLD | 15 | 0.57723 | 0.60437 | 0.83705 | 1.097 | 1.2026 | 1.2026 | 1.289 | 1.2891 | 1.2453 | 1.1192 | 0.77553 | 0.85362 | 571.4286 | 0 | 1903.1033 | 0 | 0 | 0 | 1 | 0 | 0 | 1.0077
512 | Lighting-Interior | LED | LED High Bay_HID Baseline | Lodging/Hospitality | Turnover | CloTgsld512 | 1 | 1.4146 | 12195.122 | 0 | GSLD | 15 | 0.57723 | 0.60437 | 0.83705 | 1.097 | 1.2026 | 1.2026 | 1.289 | 1.2891 | 1.2453 | 1.1192 | 0.77553 | 0.85362 | 731.7073 | 0 | 1747.4039 | 0 | 0 | 0 | 1 | 0 | 0 | 1.0077
512 | Lighting-Interior | LED | LED High Bay_HID Baseline | Lodging/Hospitality | New | CloNgsld512 | 1 | 1.4146 | 12195.122 | 0 | GSLD | 15 | 0.57723 | 0.60437 | 0.83705 | 1.097 | 1.2026 | 1.2026 | 1.289 | 1.2891 | 1.2453 | 1.1192 | 0.77553 | 0.85362 | 731.7073 | 0 | 1747.4039 | 0 | 0 | 0 | 1 | 0 | 0 | 1.0077
512 | Lighting-Interior | LED | LED High Bay_HID Baseline | Miscellaneous | Turnover | CmiTgsld512 | 1 | 1.114 | 8771.9298 | 0 | GSLD | 15 | 0.57723 | 0.60437 | 0.83705 | 1.097 | 1.2026 | 1.2026 | 1.289 | 1.2891 | 1.2453 | 1.1192 | 0.77553 | 0.85362 | 526.3158 | 0 | 1481.8428 | 0 | 0 | 0 | 1 | 0 | 0 | 1.0077
512 | Lighting-Interior | LED | LED High Bay_HID Baseline | Miscellaneous | New | CmiNgsld512 | 1 | 1.114 | 8771.9298 | 0 | GSLD | 15 | 0.57723 | 0.60437 | 0.83705 | 1.097 | 1.2026 | 1.2026 | 1.289 | 1.2891 | 1.2453 | 1.1192 | 0.77553 | 0.85362 | 526.3158 | 0 | 1481.8428 | 0 | 0 | 0 | 1 | 0 | 0 | 1.0077
512 | Lighting-Interior | LED | LED High Bay_HID Baseline | Offices | Turnover | CofTgsld512 | 1 | 1.114 | 8771.9298 | 0 | GSLD | 15 | 0.57723 | 0.60437 | 0.83705 | 1.097 | 1.2026 | 1.2026 | 1.289 | 1.2891 | 1.2453 | 1.1192 | 0.77553 | 0.85362 | 526.3158 | 0 | 1627.2597 | 0 | 0 | 0 | 1 | 0 | 0 | 1.0077
512 | Lighting-Interior | LED | LED High Bay_HID Baseline | Offices | New | CofNgsld512 | 1 | 1.114 | 8771.9298 | 0 | GSLD | 15 | 0.57723 | 0.60437 | 0.83705 | 1.097 | 1.2026 | 1.2026 | 1.289 | 1.2891 | 1.2453 | 1.1192 | 0.77553 | 0.85362 | 526.3158 | 0 | 1627.2597 | 0 | 0 | 0 | 1 | 0 | 0 | 1.0077
512 | Lighting-Interior | LED | LED High Bay_HID Baseline | Restaurants | Turnover | CreTgsld512 | 1 | 0.58 | 6666.6667 | 0 | GSLD | 15 | 0.57723 | 0.60437 | 0.83705 | 1.097 | 1.2026 | 1.2026 | 1.289 | 1.2891 | 1.2453 | 1.1192 | 0.77553 | 0.85362 | 400 | 0 | 876.3427 | 0 | 0 | 0 | 1 | 0 | 0 | 1.0077
512 | Lighting-Interior | LED | LED High Bay_HID Baseline | Restaurants | New | CreNgsld512 | 1 | 0.58 | 6666.6667 | 0 | GSLD | 15 | 0.57723 | 0.60437 | 0.83705 | 1.097 | 1.2026 | 1.2026 | 1.289 | 1.2891 | 1.2453 | 1.1192 | 0.77553 | 0.85362 | 400 | 0 | 876.3427 | 0 | 0 | 0 | 1 | 0 | 0 | 1.0077
512 | Lighting-Interior | LED | LED High Bay_HID Baseline | Retail | Turnover | CrtTgsld512 | 1 | 0.46429 | 5952.381 | 0 | GSLD | 15 | 0.57723 | 0.60437 | 0.83705 | 1.097 | 1.2026 | 1.2026 | 1.289 | 1.2891 | 1.2453 | 1.1192 | 0.77553 | 0.85362 | 357.1429 | 0 | 1125.8915 | 0 | 0 | 0 | 1 | 0 | 0 | 1.0077
512 | Lighting-Interior | LED | LED High Bay_HID Baseline | Retail | New | CrtNgsld512 | 1 | 0.46429 | 5952.381 | 0 | GSLD | 15 | 0.57723 | 0.60437 | 0.83705 | 1.097 | 1.2026 | 1.2026 | 1.289 | 1.2891 | 1.2453 | 1.1192 | 0.77553 | 0.85362 | 357.1429 | 0 | 1125.8915 | 0 | 0 | 0 | 1 | 0 | 0 | 1.0077
512 | Lighting-Interior | LED | LED High Bay_HID Baseline | Schools K-12 | Turnover | CscTgsld512 | 1 | 1.1226 | 9433.9623 | 0 | GSLD | 15 | 0.57723 | 0.60437 | 0.83705 | 1.097 | 1.2026 | 1.2026 | 1.289 | 1.2891 | 1.2453 | 1.1192 | 0.77553 | 0.85362 | 566.0377 | 0 | 2356.9434 | 0 | 0 | 0 | 1 | 0 | 0 | 1.0077
512 | Lighting-Interior | LED | LED High Bay_HID Baseline | Schools K-12 | New | CscNgsld512 | 1 | 1.1226 | 9433.9623 | 0 | GSLD | 15 | 0.57723 | 0.60437 | 0.83705 | 1.097 | 1.2026 | 1.2026 | 1.289 | 1.2891 | 1.2453 | 1.1192 | 0.77553 | 0.85362 | 566.0377 | 0 | 2356.9434 | 0 | 0 | 0 | 1 | 0 | 0 | 1.0077
512 | Lighting-Interior | LED | LED High Bay_HID Baseline | Warehouse | Turnover | CwaTgsld512 | 1 | 0.71429 | 5952.381 | 0 | GSLD | 15 | 0.57723 | 0.60437 | 0.83705 | 1.097 | 1.2026 | 1.2026 | 1.289 | 1.2891 | 1.2453 | 1.1192 | 0.77553 | 0.85362 | 357.1429 | 0 | 1131.7516 | 0 | 0 | 0 | 1 | 0 | 0 | 1.0077
512 | Lighting-Interior | LED | LED High Bay_HID Baseline | Warehouse | New | CwaNgsld512 | 1 | 0.71429 | 5952.381 | 0 | GSLD | 15 | 0.57723 | 0.60437 | 0.83705 | 1.097 | 1.2026 | 1.2026 | 1.289 | 1.2891 | 1.2453 | 1.1192 | 0.77553 | 0.85362 | 357.1429 | 0 | 1131.7516 | 0 | 0 | 0 | 1 | 0 | 0 | 1.0077
513 | Lighting-Interior | LED | LED High Bay_LF Baseline | Assembly | Turnover | CasTgsld513 | 1 | 0.48503 | 5988.024 | 0 | GSLD | 15 | 0.57723 | 0.60437 | 0.83705 | 1.097 | 1.2026 | 1.2026 | 1.289 | 1.2891 | 1.2453 | 1.1192 | 0.77553 | 0.85362 | 359.2814 | 0 | 2638.4155 | 0 | 0 | 0 | 1 | 0 | 0 | 1.0077
513 | Lighting-Interior | LED | LED High Bay_LF Baseline | Assembly | New | CasNgsld513 | 1 | 0.48503 | 5988.024 | 0 | GSLD | 15 | 0.57723 | 0.60437 | 0.83705 | 1.097 | 1.2026 | 1.2026 | 1.289 | 1.2891 | 1.2453 | 1.1192 | 0.77553 | 0.85362 | 359.2814 | 0 | 2638.4155 | 0 | 0 | 0 | 1 | 0 | 0 | 1.0077
513 | Lighting-Interior | LED | LED High Bay_LF Baseline | College and University | Turnover | CcoTgsld513 | 1 | 0.77586 | 8620.6897 | 0 | GSLD | 15 | 0.57723 | 0.60437 | 0.83705 | 1.097 | 1.2026 | 1.2026 | 1.289 | 1.2891 | 1.2453 | 1.1192 | 0.77553 | 0.85362 | 517.2414 | 0 | 2801.2625 | 0 | 0 | 0 | 1 | 0 | 0 | 1.0077
513 | Lighting-Interior | LED | LED High Bay_LF Baseline | College and University | New | CcoNgsld513 | 1 | 0.77586 | 8620.6897 | 0 | GSLD | 15 | 0.57723 | 0.60437 | 0.83705 | 1.097 | 1.2026 | 1.2026 | 1.289 | 1.2891 | 1.2453 | 1.1192 | 0.77553 | 0.85362 | 517.2414 | 0 | 2801.2625 | 0 | 0 | 0 | 1 | 0 | 0 | 1.0077
513 | Lighting-Interior | LED | LED High Bay_LF Baseline | Data Center | Turnover | CdaTgsld513 | 1 | 1.114 | 8771.9298 | 0 | GSLD | 15 | 0.57723 | 0.60437 | 0.83705 | 1.097 | 1.2026 | 1.2026 | 1.289 | 1.2891 | 1.2453 | 1.1192 | 0.77553 | 0.85362 | 526.3158 | 0 | 2728.3674 | 0 | 0 | 0 | 1 | 0 | 0 | 1.0077
513 | Lighting-Interior | LED | LED High Bay_LF Baseline | Data Center | New | CdaNgsld513 | 1 | 1.114 | 8771.9298 | 0 | GSLD | 15 | 0.57723 | 0.60437 | 0.83705 | 1.097 | 1.2026 | 1.2026 | 1.289 | 1.2891 | 1.2453 | 1.1192 | 0.77553 | 0.85362 | 526.3158 | 0 | 2728.3674 | 0 | 0 | 0 | 1 | 0 | 0 | 1.0077
513 | Lighting-Interior | LED | LED High Bay_LF Baseline | Grocery | Turnover | CgrTgsld513 | 1 | 0.44706 | 5882.3529 | 0 | GSLD | 15 | 0.57723 | 0.60437 | 0.83705 | 1.097 | 1.2026 | 1.2026 | 1.289 | 1.2891 | 1.2453 | 1.1192 | 0.77553 | 0.85362 | 352.9412 | 0 | 990.9102 | 0 | 0 | 0 | 1 | 0 | 0 | 1.0077
513 | Lighting-Interior | LED | LED High Bay_LF Baseline | Grocery | New | CgrNgsld513 | 1 | 0.44706 | 5882.3529 | 0 | GSLD | 15 | 0.57723 | 0.60437 | 0.83705 | 1.097 | 1.2026 | 1.2026 | 1.289 | 1.2891 | 1.2453 | 1.1192 | 0.77553 | 0.85362 | 352.9412 | 0 | 990.9102 | 0 | 0 | 0 | 1 | 0 | 0 | 1.0077
513 | Lighting-Interior | LED | LED High Bay_LF Baseline | Healthcare | Turnover | CheTgsld513 | 1 | 0.8255 | 6711.4094 | 0 | GSLD | 15 | 0.57723 | 0.60437 | 0.83705 | 1.097 | 1.2026 | 1.2026 | 1.289 | 1.2891 | 1.2453 | 1.1192 | 0.77553 | 0.85362 | 402.6846 | 0 | 2303.8936 | 0 | 0 | 0 | 1 | 0 | 0 | 1.0077
513 | Lighting-Interior | LED | LED High Bay_LF Baseline | Healthcare | New | CheNgsld513 | 1 | 0.8255 | 6711.4094 | 0 | GSLD | 15 | 0.57723 | 0.60437 | 0.83705 | 1.097 | 1.2026 | 1.2026 | 1.289 | 1.2891 | 1.2453 | 1.1192 | 0.77553 | 0.85362 | 402.6846 | 0 | 2303.8936 | 0 | 0 | 0 | 1 | 0 | 0 | 1.0077
513 | Lighting-Interior | LED | LED High Bay_LF Baseline | Hospitals | Turnover | ChoTgsld513 | 1 | 0.77586 | 8620.6897 | 0 | GSLD | 15 | 0.57723 | 0.60437 | 0.83705 | 1.097 | 1.2026 | 1.2026 | 1.289 | 1.2891 | 1.2453 | 1.1192 | 0.77553 | 0.85362 | 517.2414 | 0 | 1748.7177 | 0 | 0 | 0 | 1 | 0 | 0 | 1.0077
513 | Lighting-Interior | LED | LED High Bay_LF Baseline | Hospitals | New | ChoNgsld513 | 1 | 0.77586 | 8620.6897 | 0 | GSLD | 15 | 0.57723 | 0.60437 | 0.83705 | 1.097 | 1.2026 | 1.2026 | 1.289 | 1.2891 | 1.2453 | 1.1192 | 0.77553 | 0.85362 | 517.2414 | 0 | 1748.7177 | 0 | 0 | 0 | 1 | 0 | 0 | 1.0077
513 | Lighting-Interior | LED | LED High Bay_LF Baseline | Institutional | Turnover | CinTgsld513 | 1 | 1.3619 | 9523.8095 | 0 | GSLD | 15 | 0.57723 | 0.60437 | 0.83705 | 1.097 | 1.2026 | 1.2026 | 1.289 | 1.2891 | 1.2453 | 1.1192 | 0.77553 | 0.85362 | 571.4286 | 0 | 3188.3183 | 0 | 0 | 0 | 1 | 0 | 0 | 1.0077
513 | Lighting-Interior | LED | LED High Bay_LF Baseline | Institutional | New | CinNgsld513 | 1 | 1.3619 | 9523.8095 | 0 | GSLD | 15 | 0.57723 | 0.60437 | 0.83705 | 1.097 | 1.2026 | 1.2026 | 1.289 | 1.2891 | 1.2453 | 1.1192 | 0.77553 | 0.85362 | 571.4286 | 0 | 3188.3183 | 0 | 0 | 0 | 1 | 0 | 0 | 1.0077
513 | Lighting-Interior | LED | LED High Bay_LF Baseline | Lodging/Hospitality | Turnover | CloTgsld513 | 1 | 1.4146 | 12195.122 | 0 | GSLD | 15 | 0.57723 | 0.60437 | 0.83705 | 1.097 | 1.2026 | 1.2026 | 1.289 | 1.2891 | 1.2453 | 1.1192 | 0.77553 | 0.85362 | 731.7073 | 0 | 2927.4704 | 0 | 0 | 0 | 1 | 0 | 0 | 1.0077
513 | Lighting-Interior | LED | LED High Bay_LF Baseline | Lodging/Hospitality | New | CloNgsld513 | 1 | 1.4146 | 12195.122 | 0 | GSLD | 15 | 0.57723 | 0.60437 | 0.83705 | 1.097 | 1.2026 | 1.2026 | 1.289 | 1.2891 | 1.2453 | 1.1192 | 0.77553 | 0.85362 | 731.7073 | 0 | 2927.4704 | 0 | 0 | 0 | 1 | 0 | 0 | 1.0077
513 | Lighting-Interior | LED | LED High Bay_LF Baseline | Miscellaneous | Turnover | CmiTgsld513 | 1 | 1.114 | 8771.9298 | 0 | GSLD | 15 | 0.57723 | 0.60437 | 0.83705 | 1.097 | 1.2026 | 1.2026 | 1.289 | 1.2891 | 1.2453 | 1.1192 | 0.77553 | 0.85362 | 526.3158 | 0 | 2482.5693 | 0 | 0 | 0 | 1 | 0 | 0 | 1.0077
513 | Lighting-Interior | LED | LED High Bay_LF Baseline | Miscellaneous | New | CmiNgsld513 | 1 | 1.114 | 8771.9298 | 0 | GSLD | 15 | 0.57723 | 0.60437 | 0.83705 | 1.097 | 1.2026 | 1.2026 | 1.289 | 1.2891 | 1.2453 | 1.1192 | 0.77553 | 0.85362 | 526.3158 | 0 | 2482.5693 | 0 | 0 | 0 | 1 | 0 | 0 | 1.0077
513 | Lighting-Interior | LED | LED High Bay_LF Baseline | Offices | Turnover | CofTgsld513 | 1 | 1.114 | 8771.9298 | 0 | GSLD | 15 | 0.57723 | 0.60437 | 0.83705 | 1.097 | 1.2026 | 1.2026 | 1.289 | 1.2891 | 1.2453 | 1.1192 | 0.77553 | 0.85362 | 526.3158 | 0 | 2726.1883 | 0 | 0 | 0 | 1 | 0 | 0 | 1.0077
513 | Lighting-Interior | LED | LED High Bay_LF Baseline | Offices | New | CofNgsld513 | 1 | 1.114 | 8771.9298 | 0 | GSLD | 15 | 0.57723 | 0.60437 | 0.83705 | 1.097 | 1.2026 | 1.2026 | 1.289 | 1.2891 | 1.2453 | 1.1192 | 0.77553 | 0.85362 | 526.3158 | 0 | 2726.1883 | 0 | 0 | 0 | 1 | 0 | 0 | 1.0077
513 | Lighting-Interior | LED | LED High Bay_LF Baseline | Restaurants | Turnover | CreTgsld513 | 1 | 0.58 | 6666.6667 | 0 | GSLD | 15 | 0.57723 | 0.60437 | 0.83705 | 1.097 | 1.2026 | 1.2026 | 1.289 | 1.2891 | 1.2453 | 1.1192 | 0.77553 | 0.85362 | 400 | 0 | 1468.1578 | 0 | 0 | 0 | 1 | 0 | 0 | 1.0077
513 | Lighting-Interior | LED | LED High Bay_LF Baseline | Restaurants | New | CreNgsld513 | 1 | 0.58 | 6666.6667 | 0 | GSLD | 15 | 0.57723 | 0.60437 | 0.83705 | 1.097 | 1.2026 | 1.2026 | 1.289 | 1.2891 | 1.2453 | 1.1192 | 0.77553 | 0.85362 | 400 | 0 | 1468.1578 | 0 | 0 | 0 | 1 | 0 | 0 | 1.0077
513 | Lighting-Interior | LED | LED High Bay_LF Baseline | Retail | Turnover | CrtTgsld513 | 1 | 0.46429 | 5952.381 | 0 | GSLD | 15 | 0.57723 | 0.60437 | 0.83705 | 1.097 | 1.2026 | 1.2026 | 1.289 | 1.2891 | 1.2453 | 1.1192 | 0.77553 | 0.85362 | 357.1429 | 0 | 1886.2326 | 0 | 0 | 0 | 1 | 0 | 0 | 1.0077
513 | Lighting-Interior | LED | LED High Bay_LF Baseline | Retail | New | CrtNgsld513 | 1 | 0.46429 | 5952.381 | 0 | GSLD | 15 | 0.57723 | 0.60437 | 0.83705 | 1.097 | 1.2026 | 1.2026 | 1.289 | 1.2891 | 1.2453 | 1.1192 | 0.77553 | 0.85362 | 357.1429 | 0 | 1886.2326 | 0 | 0 | 0 | 1 | 0 | 0 | 1.0077
513 | Lighting-Interior | LED | LED High Bay_LF Baseline | Schools K-12 | Turnover | CscTgsld513 | 1 | 1.1226 | 9433.9623 | 0 | GSLD | 15 | 0.57723 | 0.60437 | 0.83705 | 1.097 | 1.2026 | 1.2026 | 1.289 | 1.2891 | 1.2453 | 1.1192 | 0.77553 | 0.85362 | 566.0377 | 0 | 3948.649 | 0 | 0 | 0 | 1 | 0 | 0 | 1.0077
513 | Lighting-Interior | LED | LED High Bay_LF Baseline | Schools K-12 | New | CscNgsld513 | 1 | 1.1226 | 9433.9623 | 0 | GSLD | 15 | 0.57723 | 0.60437 | 0.83705 | 1.097 | 1.2026 | 1.2026 | 1.289 | 1.2891 | 1.2453 | 1.1192 | 0.77553 | 0.85362 | 566.0377 | 0 | 3948.649 | 0 | 0 | 0 | 1 | 0 | 0 | 1.0077
513 | Lighting-Interior | LED | LED High Bay_LF Baseline | Warehouse | Turnover | CwaTgsld513 | 1 | 0.71429 | 5952.381 | 0 | GSLD | 15 | 0.57723 | 0.60437 | 0.83705 | 1.097 | 1.2026 | 1.2026 | 1.289 | 1.2891 | 1.2453 | 1.1192 | 0.77553 | 0.85362 | 357.1429 | 0 | 1896.0338 | 0 | 0 | 0 | 1 | 0 | 0 | 1.0077
513 | Lighting-Interior | LED | LED High Bay_LF Baseline | Warehouse | New | CwaNgsld513 | 1 | 0.71429 | 5952.381 | 0 | GSLD | 15 | 0.57723 | 0.60437 | 0.83705 | 1.097 | 1.2026 | 1.2026 | 1.289 | 1.2891 | 1.2453 | 1.1192 | 0.77553 | 0.85362 | 357.1429 | 0 | 1896.0338 | 0 | 0 | 0 | 1 | 0 | 0 | 1.0077
514 | Lighting-Interior | LED | LED Linear - Fixture Replacement | Assembly | Turnover | CasTgsld514 | 1 | 0.48503 | 5988.024 | 0 | GSLD | 15 | 0.57723 | 0.60437 | 0.83705 | 1.097 | 1.2026 | 1.2026 | 1.289 | 1.2891 | 1.2453 | 1.1192 | 0.77553 | 0.85362 | 359.2814 | 0 | 4348.6928 | 0 | 0 | 0 | 1 | 0 | 0 | 1.0077
514 | Lighting-Interior | LED | LED Linear - Fixture Replacement | Assembly | New | CasNgsld514 | 1 | 0.48503 | 5988.024 | 0 | GSLD | 15 | 0.57723 | 0.60437 | 0.83705 | 1.097 | 1.2026 | 1.2026 | 1.289 | 1.2891 | 1.2453 | 1.1192 | 0.77553 | 0.85362 | 359.2814 | 0 | 4348.6928 | 0 | 0 | 0 | 1 | 0 | 0 | 1.0077
514 | Lighting-Interior | LED | LED Linear - Fixture Replacement | College and University | Turnover | CcoTgsld514 | 1 | 0.77586 | 8620.6897 | 0 | GSLD | 15 | 0.57723 | 0.60437 | 0.83705 | 1.097 | 1.2026 | 1.2026 | 1.289 | 1.2891 | 1.2453 | 1.1192 | 0.77553 | 0.85362 | 517.2414 | 0 | 5200.7346 | 0 | 0 | 0 | 1 | 0 | 0 | 1.0077
514 | Lighting-Interior | LED | LED Linear - Fixture Replacement | College and University | New | CcoNgsld514 | 1 | 0.77586 | 8620.6897 | 0 | GSLD | 15 | 0.57723 | 0.60437 | 0.83705 | 1.097 | 1.2026 | 1.2026 | 1.289 | 1.2891 | 1.2453 | 1.1192 | 0.77553 | 0.85362 | 517.2414 | 0 | 5200.7346 | 0 | 0 | 0 | 1 | 0 | 0 | 1.0077
514 | Lighting-Interior | LED | LED Linear - Fixture Replacement | Data Center | Turnover | CdaTgsld514 | 1 | 1.114 | 8771.9298 | 0 | GSLD | 15 | 0.57723 | 0.60437 | 0.83705 | 1.097 | 1.2026 | 1.2026 | 1.289 | 1.2891 | 1.2453 | 1.1192 | 0.77553 | 0.85362 | 526.3158 | 0 | 4688.3341 | 0 | 0 | 0 | 1 | 0 | 0 | 1.0077
514 | Lighting-Interior | LED | LED Linear - Fixture Replacement | Data Center | New | CdaNgsld514 | 1 | 1.114 | 8771.9298 | 0 | GSLD | 15 | 0.57723 | 0.60437 | 0.83705 | 1.097 | 1.2026 | 1.2026 | 1.289 | 1.2891 | 1.2453 | 1.1192 | 0.77553 | 0.85362 | 526.3158 | 0 | 4688.3341 | 0 | 0 | 0 | 1 | 0 | 0 | 1.0077
514 | Lighting-Interior | LED | LED Linear - Fixture Replacement | Grocery | Turnover | CgrTgsld514 | 1 | 0.44706 | 5882.3529 | 0 | GSLD | 15 | 0.57723 | 0.60437 | 0.83705 | 1.097 | 1.2026 | 1.2026 | 1.289 | 1.2891 | 1.2453 | 1.1192 | 0.77553 | 0.85362 | 352.9412 | 0 | 1684.8206 | 0 | 0 | 0 | 1 | 0 | 0 | 1.0077
514 | Lighting-Interior | LED | LED Linear - Fixture Replacement | Grocery | New | CgrNgsld514 | 1 | 0.44706 | 5882.3529 | 0 | GSLD | 15 | 0.57723 | 0.60437 | 0.83705 | 1.097 | 1.2026 | 1.2026 | 1.289 | 1.2891 | 1.2453 | 1.1192 | 0.77553 | 0.85362 | 352.9412 | 0 | 1684.8206 | 0 | 0 | 0 | 1 | 0 | 0 | 1.0077
514 | Lighting-Interior | LED | LED Linear - Fixture Replacement | Healthcare | Turnover | CheTgsld514 | 1 | 0.8255 | 6711.4094 | 0 | GSLD | 15 | 0.57723 | 0.60437 | 0.83705 | 1.097 | 1.2026 | 1.2026 | 1.289 | 1.2891 | 1.2453 | 1.1192 | 0.77553 | 0.85362 | 402.6846 | 0 | 4044.8673 | 0 | 0 | 0 | 1 | 0 | 0 | 1.0077
514 | Lighting-Interior | LED | LED Linear - Fixture Replacement | Healthcare | New | CheNgsld514 | 1 | 0.8255 | 6711.4094 | 0 | GSLD | 15 | 0.57723 | 0.60437 | 0.83705 | 1.097 | 1.2026 | 1.2026 | 1.289 | 1.2891 | 1.2453 | 1.1192 | 0.77553 | 0.85362 | 402.6846 | 0 | 4044.8673 | 0 | 0 | 0 | 1 | 0 | 0 | 1.0077
514 | Lighting-Interior | LED | LED Linear - Fixture Replacement | Hospitals | Turnover | ChoTgsld514 | 1 | 0.77586 | 8620.6897 | 0 | GSLD | 15 | 0.57723 | 0.60437 | 0.83705 | 1.097 | 1.2026 | 1.2026 | 1.289 | 1.2891 | 1.2453 | 1.1192 | 0.77553 | 0.85362 | 517.2414 | 0 | 3070.213 | 0 | 0 | 0 | 1 | 0 | 0 | 1.0077
514 | Lighting-Interior | LED | LED Linear - Fixture Replacement | Hospitals | New | ChoNgsld514 | 1 | 0.77586 | 8620.6897 | 0 | GSLD | 15 | 0.57723 | 0.60437 | 0.83705 | 1.097 | 1.2026 | 1.2026 | 1.289 | 1.2891 | 1.2453 | 1.1192 | 0.77553 | 0.85362 | 517.2414 | 0 | 3070.213 | 0 | 0 | 0 | 1 | 0 | 0 | 1.0077
514 | Lighting-Interior | LED | LED Linear - Fixture Replacement | Institutional | Turnover | CinTgsld514 | 1 | 1.3619 | 9523.8095 | 0 | GSLD | 15 | 0.57723 | 0.60437 | 0.83705 | 1.097 | 1.2026 | 1.2026 | 1.289 | 1.2891 | 1.2453 | 1.1192 | 0.77553 | 0.85362 | 571.4286 | 0 | 5852.0569 | 0 | 0 | 0 | 1 | 0 | 0 | 1.0077
514 | Lighting-Interior | LED | LED Linear - Fixture Replacement | Institutional | New | CinNgsld514 | 1 | 1.3619 | 9523.8095 | 0 | GSLD | 15 | 0.57723 | 0.60437 | 0.83705 | 1.097 | 1.2026 | 1.2026 | 1.289 | 1.2891 | 1.2453 | 1.1192 | 0.77553 | 0.85362 | 571.4286 | 0 | 5852.0569 | 0 | 0 | 0 | 1 | 0 | 0 | 1.0077
514 | Lighting-Interior | LED | LED Linear - Fixture Replacement | Lodging/Hospitality | Turnover | CloTgsld514 | 1 | 1.4146 | 12195.122 | 0 | GSLD | 15 | 0.57723 | 0.60437 | 0.83705 | 1.097 | 1.2026 | 1.2026 | 1.289 | 1.2891 | 1.2453 | 1.1192 | 0.77553 | 0.85362 | 731.7073 | 0 | 5563.0809 | 0 | 0 | 0 | 1 | 0 | 0 | 1.0077
514 | Lighting-Interior | LED | LED Linear - Fixture Replacement | Lodging/Hospitality | New | CloNgsld514 | 1 | 1.4146 | 12195.122 | 0 | GSLD | 15 | 0.57723 | 0.60437 | 0.83705 | 1.097 | 1.2026 | 1.2026 | 1.289 | 1.2891 | 1.2453 | 1.1192 | 0.77553 | 0.85362 | 731.7073 | 0 | 5563.0809 | 0 | 0 | 0 | 1 | 0 | 0 | 1.0077
514 | Lighting-Interior | LED | LED Linear - Fixture Replacement | Miscellaneous | Turnover | CmiTgsld514 | 1 | 1.114 | 8771.9298 | 0 | GSLD | 15 | 0.57723 | 0.60437 | 0.83705 | 1.097 | 1.2026 | 1.2026 | 1.289 | 1.2891 | 1.2453 | 1.1192 | 0.77553 | 0.85362 | 526.3158 | 0 | 4265.9033 | 0 | 0 | 0 | 1 | 0 | 0 | 1.0077
514 | Lighting-Interior | LED | LED Linear - Fixture Replacement | Miscellaneous | New | CmiNgsld514 | 1 | 1.114 | 8771.9298 | 0 | GSLD | 15 | 0.57723 | 0.60437 | 0.83705 | 1.097 | 1.2026 | 1.2026 | 1.289 | 1.2891 | 1.2453 | 1.1192 | 0.77553 | 0.85362 | 526.3158 | 0 | 4265.9033 | 0 | 0 | 0 | 1 | 0 | 0 | 1.0077
514 | Lighting-Interior | LED | LED Linear - Fixture Replacement | Offices | Turnover | CofTgsld514 | 1 | 1.114 | 8771.9298 | 0 | GSLD | 15 | 0.57723 | 0.60437 | 0.83705 | 1.097 | 1.2026 | 1.2026 | 1.289 | 1.2891 | 1.2453 | 1.1192 | 0.77553 | 0.85362 | 526.3158 | 0 | 5180.5203 | 0 | 0 | 0 | 1 | 0 | 0 | 1.0077
514 | Lighting-Interior | LED | LED Linear - Fixture Replacement | Offices | New | CofNgsld514 | 1 | 1.114 | 8771.9298 | 0 | GSLD | 15 | 0.57723 | 0.60437 | 0.83705 | 1.097 | 1.2026 | 1.2026 | 1.289 | 1.2891 | 1.2453 | 1.1192 | 0.77553 | 0.85362 | 526.3158 | 0 | 5180.5203 | 0 | 0 | 0 | 1 | 0 | 0 | 1.0077
514 | Lighting-Interior | LED | LED Linear - Fixture Replacement | Restaurants | Turnover | CreTgsld514 | 1 | 0.58 | 6666.6667 | 0 | GSLD | 15 | 0.57723 | 0.60437 | 0.83705 | 1.097 | 1.2026 | 1.2026 | 1.289 | 1.2891 | 1.2453 | 1.1192 | 0.77553 | 0.85362 | 400 | 0 | 2496.2241 | 0 | 0 | 0 | 1 | 0 | 0 | 1.0077
514 | Lighting-Interior | LED | LED Linear - Fixture Replacement | Restaurants | New | CreNgsld514 | 1 | 0.58 | 6666.6667 | 0 | GSLD | 15 | 0.57723 | 0.60437 | 0.83705 | 1.097 | 1.2026 | 1.2026 | 1.289 | 1.2891 | 1.2453 | 1.1192 | 0.77553 | 0.85362 | 400 | 0 | 2496.2241 | 0 | 0 | 0 | 1 | 0 | 0 | 1.0077
514 | Lighting-Interior | LED | LED Linear - Fixture Replacement | Retail | Turnover | CrtTgsld514 | 1 | 0.46429 | 5952.381 | 0 | GSLD | 15 | 0.57723 | 0.60437 | 0.83705 | 1.097 | 1.2026 | 1.2026 | 1.289 | 1.2891 | 1.2453 | 1.1192 | 0.77553 | 0.85362 | 357.1429 | 0 | 3207.1411 | 0 | 0 | 0 | 1 | 0 | 0 | 1.0077
514 | Lighting-Interior | LED | LED Linear - Fixture Replacement | Retail | New | CrtNgsld514 | 1 | 0.46429 | 5952.381 | 0 | GSLD | 15 | 0.57723 | 0.60437 | 0.83705 | 1.097 | 1.2026 | 1.2026 | 1.289 | 1.2891 | 1.2453 | 1.1192 | 0.77553 | 0.85362 | 357.1429 | 0 | 3207.1411 | 0 | 0 | 0 | 1 | 0 | 0 | 1.0077
514 | Lighting-Interior | LED | LED Linear - Fixture Replacement | Schools K-12 | Turnover | CscTgsld514 | 1 | 1.1226 | 9433.9623 | 0 | GSLD | 15 | 0.57723 | 0.60437 | 0.83705 | 1.097 | 1.2026 | 1.2026 | 1.289 | 1.2891 | 1.2453 | 1.1192 | 0.77553 | 0.85362 | 566.0377 | 0 | 7684.1144 | 0 | 0 | 0 | 1 | 0 | 0 | 1.0077
514 | Lighting-Interior | LED | LED Linear - Fixture Replacement | Schools K-12 | New | CscNgsld514 | 1 | 1.1226 | 9433.9623 | 0 | GSLD | 15 | 0.57723 | 0.60437 | 0.83705 | 1.097 | 1.2026 | 1.2026 | 1.289 | 1.2891 | 1.2453 | 1.1192 | 0.77553 | 0.85362 | 566.0377 | 0 | 7684.1144 | 0 | 0 | 0 | 1 | 0 | 0 | 1.0077
514 | Lighting-Interior | LED | LED Linear - Fixture Replacement | Warehouse | Turnover | CwaTgsld514 | 1 | 0.71429 | 5952.381 | 0 | GSLD | 15 | 0.57723 | 0.60437 | 0.83705 | 1.097 | 1.2026 | 1.2026 | 1.289 | 1.2891 | 1.2453 | 1.1192 | 0.77553 | 0.85362 | 357.1429 | 0 | 3561.2424 | 0 | 0 | 0 | 1 | 0 | 0 | 1.0077
514 | Lighting-Interior | LED | LED Linear - Fixture Replacement | Warehouse | New | CwaNgsld514 | 1 | 0.71429 | 5952.381 | 0 | GSLD | 15 | 0.57723 | 0.60437 | 0.83705 | 1.097 | 1.2026 | 1.2026 | 1.289 | 1.2891 | 1.2453 | 1.1192 | 0.77553 | 0.85362 | 357.1429 | 0 | 3561.2424 | 0 | 0 | 0 | 1 | 0 | 0 | 1.0077
515 | Lighting-Interior | LED | LED Linear - Lamp Replacement | Assembly | Turnover | CasTgsld515 | 1 | 0.48503 | 5988.024 | 0 | GSLD | 12 | 1.4643 | 1.391 | 1.4253 | 1.4319 | 1.4238 | 1.3901 | 1.2504 | 1.3782 | 1.4309 | 1.4735 | 1.4117 | 1.4938 | 359.2814 | 0 | 1186.9877 | 0 | 0 | 0 | 1 | 0 | 0 | 1.4137
515 | Lighting-Interior | LED | LED Linear - Lamp Replacement | Assembly | New | CasNgsld515 | 1 | 0.48503 | 5988.024 | 0 | GSLD | 12 | 1.4643 | 1.391 | 1.4253 | 1.4319 | 1.4238 | 1.3901 | 1.2504 | 1.3782 | 1.4309 | 1.4735 | 1.4117 | 1.4938 | 359.2814 | 0 | 1186.9877 | 0 | 0 | 0 | 1 | 0 | 0 | 1.4137
515 | Lighting-Interior | LED | LED Linear - Lamp Replacement | College and University | Turnover | CcoTgsld515 | 1 | 0.77586 | 8620.6897 | 0 | GSLD | 12 | 1.4643 | 1.391 | 1.4253 | 1.4319 | 1.4238 | 1.3901 | 1.2504 | 1.3782 | 1.4309 | 1.4735 | 1.4117 | 1.4938 | 517.2414 | 0 | 1260.1897 | 0 | 0 | 0 | 1 | 0 | 0 | 1.4137
515 | Lighting-Interior | LED | LED Linear - Lamp Replacement | College and University | New | CcoNgsld515 | 1 | 0.77586 | 8620.6897 | 0 | GSLD | 12 | 1.4643 | 1.391 | 1.4253 | 1.4319 | 1.4238 | 1.3901 | 1.2504 | 1.3782 | 1.4309 | 1.4735 | 1.4117 | 1.4938 | 517.2414 | 0 | 1260.1897 | 0 | 0 | 0 | 1 | 0 | 0 | 1.4137
515 | Lighting-Interior | LED | LED Linear - Lamp Replacement | Data Center | Turnover | CdaTgsld515 | 1 | 1.114 | 8771.9298 | 0 | GSLD | 12 | 1.4643 | 1.391 | 1.4253 | 1.4319 | 1.4238 | 1.3901 | 1.2504 | 1.3782 | 1.4309 | 1.4735 | 1.4117 | 1.4938 | 526.3158 | 0 | 1227.7188 | 0 | 0 | 0 | 1 | 0 | 0 | 1.4137
515 | Lighting-Interior | LED | LED Linear - Lamp Replacement | Data Center | New | CdaNgsld515 | 1 | 1.114 | 8771.9298 | 0 | GSLD | 12 | 1.4643 | 1.391 | 1.4253 | 1.4319 | 1.4238 | 1.3901 | 1.2504 | 1.3782 | 1.4309 | 1.4735 | 1.4117 | 1.4938 | 526.3158 | 0 | 1227.7188 | 0 | 0 | 0 | 1 | 0 | 0 | 1.4137
515 | Lighting-Interior | LED | LED Linear - Lamp Replacement | Grocery | Turnover | CgrTgsld515 | 1 | 0.44706 | 5882.3529 | 0 | GSLD | 12 | 1.4643 | 1.391 | 1.4253 | 1.4319 | 1.4238 | 1.3901 | 1.2504 | 1.3782 | 1.4309 | 1.4735 | 1.4117 | 1.4938 | 352.9412 | 0 | 445.802 | 0 | 0 | 0 | 1 | 0 | 0 | 1.4137
515 | Lighting-Interior | LED | LED Linear - Lamp Replacement | Grocery | New | CgrNgsld515 | 1 | 0.44706 | 5882.3529 | 0 | GSLD | 12 | 1.4643 | 1.391 | 1.4253 | 1.4319 | 1.4238 | 1.3901 | 1.2504 | 1.3782 | 1.4309 | 1.4735 | 1.4117 | 1.4938 | 352.9412 | 0 | 445.802 | 0 | 0 | 0 | 1 | 0 | 0 | 1.4137
515 | Lighting-Interior | LED | LED Linear - Lamp Replacement | Healthcare | Turnover | CheTgsld515 | 1 | 0.8255 | 6711.4094 | 0 | GSLD | 12 | 1.4643 | 1.391 | 1.4253 | 1.4319 | 1.4238 | 1.3901 | 1.2504 | 1.3782 | 1.4309 | 1.4735 | 1.4117 | 1.4938 | 402.6846 | 0 | 1036.3751 | 0 | 0 | 0 | 1 | 0 | 0 | 1.4137
515 | Lighting-Interior | LED | LED Linear - Lamp Replacement | Healthcare | New | CheNgsld515 | 1 | 0.8255 | 6711.4094 | 0 | GSLD | 12 | 1.4643 | 1.391 | 1.4253 | 1.4319 | 1.4238 | 1.3901 | 1.2504 | 1.3782 | 1.4309 | 1.4735 | 1.4117 | 1.4938 | 402.6846 | 0 | 1036.3751 | 0 | 0 | 0 | 1 | 0 | 0 | 1.4137
515 | Lighting-Interior | LED | LED Linear - Lamp Replacement | Hospitals | Turnover | ChoTgsld515 | 1 | 0.77586 | 8620.6897 | 0 | GSLD | 12 | 1.4643 | 1.391 | 1.4253 | 1.4319 | 1.4238 | 1.3901 | 1.2504 | 1.3782 | 1.4309 | 1.4735 | 1.4117 | 1.4938 | 517.2414 | 0 | 786.7699 | 0 | 0 | 0 | 1 | 0 | 0 | 1.4137
515 | Lighting-Interior | LED | LED Linear - Lamp Replacement | Hospitals | New | ChoNgsld515 | 1 | 0.77586 | 8620.6897 | 0 | GSLD | 12 | 1.4643 | 1.391 | 1.4253 | 1.4319 | 1.4238 | 1.3901 | 1.2504 | 1.3782 | 1.4309 | 1.4735 | 1.4117 | 1.4938 | 517.2414 | 0 | 786.7699 | 0 | 0 | 0 | 1 | 0 | 0 | 1.4137
515 | Lighting-Interior | LED | LED Linear - Lamp Replacement | Institutional | Turnover | CinTgsld515 | 1 | 1.3619 | 9523.8095 | 0 | GSLD | 12 | 1.4643 | 1.391 | 1.4253 | 1.4319 | 1.4238 | 1.3901 | 1.2504 | 1.3782 | 1.4309 | 1.4735 | 1.4117 | 1.4938 | 571.4286 | 0 | 1434.6024 | 0 | 0 | 0 | 1 | 0 | 0 | 1.4137
515 | Lighting-Interior | LED | LED Linear - Lamp Replacement | Institutional | New | CinNgsld515 | 1 | 1.3619 | 9523.8095 | 0 | GSLD | 12 | 1.4643 | 1.391 | 1.4253 | 1.4319 | 1.4238 | 1.3901 | 1.2504 | 1.3782 | 1.4309 | 1.4735 | 1.4117 | 1.4938 | 571.4286 | 0 | 1434.6024 | 0 | 0 | 0 | 1 | 0 | 0 | 1.4137
515 | Lighting-Interior | LED | LED Linear - Lamp Replacement | Lodging/Hospitality | Turnover | CloTgsld515 | 1 | 1.4146 | 12195.122 | 0 | GSLD | 12 | 1.4643 | 1.391 | 1.4253 | 1.4319 | 1.4238 | 1.3901 | 1.2504 | 1.3782 | 1.4309 | 1.4735 | 1.4117 | 1.4938 | 731.7073 | 0 | 1317.0543 | 0 | 0 | 0 | 1 | 0 | 0 | 1.4137
515 | Lighting-Interior | LED | LED Linear - Lamp Replacement | Lodging/Hospitality | New | CloNgsld515 | 1 | 1.4146 | 12195.122 | 0 | GSLD | 12 | 1.4643 | 1.391 | 1.4253 | 1.4319 | 1.4238 | 1.3901 | 1.2504 | 1.3782 | 1.4309 | 1.4735 | 1.4117 | 1.4938 | 731.7073 | 0 | 1317.0543 | 0 | 0 | 0 | 1 | 0 | 0 | 1.4137
515 | Lighting-Interior | LED | LED Linear - Lamp Replacement | Miscellaneous | Turnover | CmiTgsld515 | 1 | 1.114 | 8771.9298 | 0 | GSLD | 12 | 1.4643 | 1.391 | 1.4253 | 1.4319 | 1.4238 | 1.3901 | 1.2504 | 1.3782 | 1.4309 | 1.4735 | 1.4117 | 1.4938 | 526.3158 | 0 | 1116.9724 | 0 | 0 | 0 | 1 | 0 | 0 | 1.4137
515 | Lighting-Interior | LED | LED Linear - Lamp Replacement | Miscellaneous | New | CmiNgsld515 | 1 | 1.114 | 8771.9298 | 0 | GSLD | 12 | 1.4643 | 1.391 | 1.4253 | 1.4319 | 1.4238 | 1.3901 | 1.2504 | 1.3782 | 1.4309 | 1.4735 | 1.4117 | 1.4938 | 526.3158 | 0 | 1116.9724 | 0 | 0 | 0 | 1 | 0 | 0 | 1.4137
515 | Lighting-Interior | LED | LED Linear - Lamp Replacement | Offices | Turnover | CofTgsld515 | 1 | 1.114 | 8771.9298 | 0 | GSLD | 12 | 1.4643 | 1.391 | 1.4253 | 1.4319 | 1.4238 | 1.3901 | 1.2504 | 1.3782 | 1.4309 | 1.4735 | 1.4117 | 1.4938 | 526.3158 | 0 | 1226.4904 | 0 | 0 | 0 | 1 | 0 | 0 | 1.4137
515 | Lighting-Interior | LED | LED Linear - Lamp Replacement | Offices | New | CofNgsld515 | 1 | 1.114 | 8771.9298 | 0 | GSLD | 12 | 1.4643 | 1.391 | 1.4253 | 1.4319 | 1.4238 | 1.3901 | 1.2504 | 1.3782 | 1.4309 | 1.4735 | 1.4117 | 1.4938 | 526.3158 | 0 | 1226.4904 | 0 | 0 | 0 | 1 | 0 | 0 | 1.4137
515 | Lighting-Interior | LED | LED Linear - Lamp Replacement | Restaurants | Turnover | CreTgsld515 | 1 | 0.58 | 6666.6667 | 0 | GSLD | 12 | 1.4643 | 1.391 | 1.4253 | 1.4319 | 1.4238 | 1.3901 | 1.2504 | 1.3782 | 1.4309 | 1.4735 | 1.4117 | 1.4938 | 400 | 0 | 660.5223 | 0 | 0 | 0 | 1 | 0 | 0 | 1.4137
515 | Lighting-Interior | LED | LED Linear - Lamp Replacement | Restaurants | New | CreNgsld515 | 1 | 0.58 | 6666.6667 | 0 | GSLD | 12 | 1.4643 | 1.391 | 1.4253 | 1.4319 | 1.4238 | 1.3901 | 1.2504 | 1.3782 | 1.4309 | 1.4735 | 1.4117 | 1.4938 | 400 | 0 | 660.5223 | 0 | 0 | 0 | 1 | 0 | 0 | 1.4137
515 | Lighting-Interior | LED | LED Linear - Lamp Replacement | Retail | Turnover | CrtTgsld515 | 1 | 0.46429 | 5952.381 | 0 | GSLD | 12 | 1.4643 | 1.391 | 1.4253 | 1.4319 | 1.4238 | 1.3901 | 1.2504 | 1.3782 | 1.4309 | 1.4735 | 1.4117 | 1.4938 | 357.1429 | 0 | 848.6052 | 0 | 0 | 0 | 1 | 0 | 0 | 1.4137
515 | Lighting-Interior | LED | LED Linear - Lamp Replacement | Retail | New | CrtNgsld515 | 1 | 0.46429 | 5952.381 | 0 | GSLD | 12 | 1.4643 | 1.391 | 1.4253 | 1.4319 | 1.4238 | 1.3901 | 1.2504 | 1.3782 | 1.4309 | 1.4735 | 1.4117 | 1.4938 | 357.1429 | 0 | 848.6052 | 0 | 0 | 0 | 1 | 0 | 0 | 1.4137
515 | Lighting-Interior | LED | LED Linear - Lamp Replacement | Schools K-12 | Turnover | CscTgsld515 | 1 | 1.1226 | 9433.9623 | 0 | GSLD | 12 | 1.4643 | 1.391 | 1.4253 | 1.4319 | 1.4238 | 1.3901 | 1.2504 | 1.3782 | 1.4309 | 1.4735 | 1.4117 | 1.4938 | 566.0377 | 0 | 1776.2159 | 0 | 0 | 0 | 1 | 0 | 0 | 1.4137
515 | Lighting-Interior | LED | LED Linear - Lamp Replacement | Schools K-12 | New | CscNgsld515 | 1 | 1.1226 | 9433.9623 | 0 | GSLD | 12 | 1.4643 | 1.391 | 1.4253 | 1.4319 | 1.4238 | 1.3901 | 1.2504 | 1.3782 | 1.4309 | 1.4735 | 1.4117 | 1.4938 | 566.0377 | 0 | 1776.2159 | 0 | 0 | 0 | 1 | 0 | 0 | 1.4137
515 | Lighting-Interior | LED | LED Linear - Lamp Replacement | Warehouse | Turnover | CwaTgsld515 | 1 | 0.71429 | 5952.381 | 0 | GSLD | 12 | 1.4643 | 1.391 | 1.4253 | 1.4319 | 1.4238 | 1.3901 | 1.2504 | 1.3782 | 1.4309 | 1.4735 | 1.4117 | 1.4938 | 357.1429 | 0 | 852.9559 | 0 | 0 | 0 | 1 | 0 | 0 | 1.4137
515 | Lighting-Interior | LED | LED Linear - Lamp Replacement | Warehouse | New | CwaNgsld515 | 1 | 0.71429 | 5952.381 | 0 | GSLD | 12 | 1.4643 | 1.391 | 1.4253 | 1.4319 | 1.4238 | 1.3901 | 1.2504 | 1.3782 | 1.4309 | 1.4735 | 1.4117 | 1.4938 | 357.1429 | 0 | 852.9559 | 0 | 0 | 0 | 1 | 0 | 0 | 1.4137
516 | Lighting-Interior | Misc | Efficient New Construction Lighting | Assembly | New | CasNgsld516 | 1 | 0.48503 | 5988.024 | 0 | GSLD | 15 | 0.57723 | 0.60437 | 0.83705 | 1.097 | 1.2026 | 1.2026 | 1.289 | 1.2891 | 1.2453 | 1.1192 | 0.77553 | 0.85362 | 359.2814 | 0 | 11727.8574 | 0 | 0 | 0 | 1 | 0 | 0 | 1.0077
516 | Lighting-Interior | Misc | Efficient New Construction Lighting | College and University | New | CcoNgsld516 | 1 | 0.77586 | 8620.6897 | 0 | GSLD | 15 | 0.57723 | 0.60437 | 0.83705 | 1.097 | 1.2026 | 1.2026 | 1.289 | 1.2891 | 1.2453 | 1.1192 | 0.77553 | 0.85362 | 517.2414 | 0 | 18447.1678 | 0 | 0 | 0 | 1 | 0 | 0 | 1.0077
516 | Lighting-Interior | Misc | Efficient New Construction Lighting | Data Center | New | CdaNgsld516 | 1 | 1.114 | 8771.9298 | 0 | GSLD | 15 | 0.57723 | 0.60437 | 0.83705 | 1.097 | 1.2026 | 1.2026 | 1.289 | 1.2891 | 1.2453 | 1.1192 | 0.77553 | 0.85362 | 526.3158 | 0 | 18421.9939 | 0 | 0 | 0 | 1 | 0 | 0 | 1.0077
516 | Lighting-Interior | Misc | Efficient New Construction Lighting | Grocery | New | CgrNgsld516 | 1 | 0.44706 | 5882.3529 | 0 | GSLD | 15 | 0.57723 | 0.60437 | 0.83705 | 1.097 | 1.2026 | 1.2026 | 1.289 | 1.2891 | 1.2453 | 1.1192 | 0.77553 | 0.85362 | 352.9412 | 0 | 4986.4034 | 0 | 0 | 0 | 1 | 0 | 0 | 1.0077
516 | Lighting-Interior | Misc | Efficient New Construction Lighting | Healthcare | New | CheNgsld516 | 1 | 0.8255 | 6711.4094 | 0 | GSLD | 15 | 0.57723 | 0.60437 | 0.83705 | 1.097 | 1.2026 | 1.2026 | 1.289 | 1.2891 | 1.2453 | 1.1192 | 0.77553 | 0.85362 | 402.6846 | 0 | 14986.6586 | 0 | 0 | 0 | 1 | 0 | 0 | 1.0077
516 | Lighting-Interior | Misc | Efficient New Construction Lighting | Hospitals | New | ChoNgsld516 | 1 | 0.77586 | 8620.6897 | 0 | GSLD | 15 | 0.57723 | 0.60437 | 0.83705 | 1.097 | 1.2026 | 1.2026 | 1.289 | 1.2891 | 1.2453 | 1.1192 | 0.77553 | 0.85362 | 517.2414 | 0 | 8883.6162 | 0 | 0 | 0 | 1 | 0 | 0 | 1.0077
516 | Lighting-Interior | Misc | Efficient New Construction Lighting | Institutional | New | CinNgsld516 | 1 | 1.3619 | 9523.8095 | 0 | GSLD | 15 | 0.57723 | 0.60437 | 0.83705 | 1.097 | 1.2026 | 1.2026 | 1.289 | 1.2891 | 1.2453 | 1.1192 | 0.77553 | 0.85362 | 571.4286 | 0 | 18092.3531 | 0 | 0 | 0 | 1 | 0 | 0 | 1.0077
516 | Lighting-Interior | Misc | Efficient New Construction Lighting | Lodging/Hospitality | New | CloNgsld516 | 1 | 1.4146 | 12195.122 | 0 | GSLD | 15 | 0.57723 | 0.60437 | 0.83705 | 1.097 | 1.2026 | 1.2026 | 1.289 | 1.2891 | 1.2453 | 1.1192 | 0.77553 | 0.85362 | 731.7073 | 0 | 20820.527 | 0 | 0 | 0 | 1 | 0 | 0 | 1.0077
516 | Lighting-Interior | Misc | Efficient New Construction Lighting | Miscellaneous | New | CmiNgsld516 | 1 | 1.114 | 8771.9298 | 0 | GSLD | 15 | 0.57723 | 0.60437 | 0.83705 | 1.097 | 1.2026 | 1.2026 | 1.289 | 1.2891 | 1.2453 | 1.1192 | 0.77553 | 0.85362 | 526.3158 | 0 | 14713.6256 | 0 | 0 | 0 | 1 | 0 | 0 | 1.0077
516 | Lighting-Interior | Misc | Efficient New Construction Lighting | Offices | New | CofNgsld516 | 1 | 1.114 | 8771.9298 | 0 | GSLD | 15 | 0.57723 | 0.60437 | 0.83705 | 1.097 | 1.2026 | 1.2026 | 1.289 | 1.2891 | 1.2453 | 1.1192 | 0.77553 | 0.85362 | 526.3158 | 0 | 18407.2165 | 0 | 0 | 0 | 1 | 0 | 0 | 1.0077
516 | Lighting-Interior | Misc | Efficient New Construction Lighting | Restaurants | New | CreNgsld516 | 1 | 0.58 | 6666.6667 | 0 | GSLD | 15 | 0.57723 | 0.60437 | 0.83705 | 1.097 | 1.2026 | 1.2026 | 1.289 | 1.2891 | 1.2453 | 1.1192 | 0.77553 | 0.85362 | 400 | 0 | 8701.375 | 0 | 0 | 0 | 1 | 0 | 0 | 1.0077
516 | Lighting-Interior | Misc | Efficient New Construction Lighting | Retail | New | CrtNgsld516 | 1 | 0.46429 | 5952.381 | 0 | GSLD | 15 | 0.57723 | 0.60437 | 0.83705 | 1.097 | 1.2026 | 1.2026 | 1.289 | 1.2891 | 1.2453 | 1.1192 | 0.77553 | 0.85362 | 357.1429 | 0 | 9491.7694 | 0 | 0 | 0 | 1 | 0 | 0 | 1.0077
516 | Lighting-Interior | Misc | Efficient New Construction Lighting | Schools K-12 | New | CscNgsld516 | 1 | 1.1226 | 9433.9623 | 0 | GSLD | 15 | 0.57723 | 0.60437 | 0.83705 | 1.097 | 1.2026 | 1.2026 | 1.289 | 1.2891 | 1.2453 | 1.1192 | 0.77553 | 0.85362 | 566.0377 | 0 | 26003.078 | 0 | 0 | 0 | 1 | 0 | 0 | 1.0077
516 | Lighting-Interior | Misc | Efficient New Construction Lighting | Warehouse | New | CwaNgsld516 | 1 | 0.71429 | 5952.381 | 0 | GSLD | 15 | 0.57723 | 0.60437 | 0.83705 | 1.097 | 1.2026 | 1.2026 | 1.289 | 1.2891 | 1.2453 | 1.1192 | 0.77553 | 0.85362 | 357.1429 | 0 | 21070.1339 | 0 | 0 | 0 | 1 | 0 | 0 | 1.0077
517 | Lighting-Interior | Misc | Light Tube | Assembly | Turnover | CasTgsld517 | 1 | 0.48503 | 5988.024 | 0 | GSLD | 10 | 1 | 1 | 1 | 1 | 1 | 1 | 1 | 1 | 1 | 1 | 1 | 1 | 359.2814 | 0 | 12883.9311 | 0 | 0 | 0 | 1 | 0 | 0 | 1
517 | Lighting-Interior | Misc | Light Tube | Assembly | New | CasNgsld517 | 1 | 0.48503 | 5988.024 | 0 | GSLD | 10 | 1 | 1 | 1 | 1 | 1 | 1 | 1 | 1 | 1 | 1 | 1 | 1 | 359.2814 | 0 | 12883.9311 | 0 | 0 | 0 | 1 | 0 | 0 | 1
517 | Lighting-Interior | Misc | Light Tube | College and University | Turnover | CcoTgsld517 | 1 | 0.77586 | 8620.6897 | 0 | GSLD | 10 | 1 | 1 | 1 | 1 | 1 | 1 | 1 | 1 | 1 | 1 | 1 | 1 | 517.2414 | 0 | 20636.1935 | 0 | 0 | 0 | 1 | 0 | 0 | 1
517 | Lighting-Interior | Misc | Light Tube | College and University | New | CcoNgsld517 | 1 | 0.77586 | 8620.6897 | 0 | GSLD | 10 | 1 | 1 | 1 | 1 | 1 | 1 | 1 | 1 | 1 | 1 | 1 | 1 | 517.2414 | 0 | 20636.1935 | 0 | 0 | 0 | 1 | 0 | 0 | 1
517 | Lighting-Interior | Misc | Light Tube | Data Center | Turnover | CdaTgsld517 | 1 | 1.114 | 8771.9298 | 0 | GSLD | 10 | 1 | 1 | 1 | 1 | 1 | 1 | 1 | 1 | 1 | 1 | 1 | 1 | 526.3158 | 0 | 18873.8289 | 0 | 0 | 0 | 1 | 0 | 0 | 1
517 | Lighting-Interior | Misc | Light Tube | Data Center | New | CdaNgsld517 | 1 | 1.114 | 8771.9298 | 0 | GSLD | 10 | 1 | 1 | 1 | 1 | 1 | 1 | 1 | 1 | 1 | 1 | 1 | 1 | 526.3158 | 0 | 18873.8289 | 0 | 0 | 0 | 1 | 0 | 0 | 1
517 | Lighting-Interior | Misc | Light Tube | Grocery | Turnover | CgrTgsld517 | 1 | 0.44706 | 5882.3529 | 0 | GSLD | 10 | 1 | 1 | 1 | 1 | 1 | 1 | 1 | 1 | 1 | 1 | 1 | 1 | 352.9412 | 0 | 12656.5676 | 0 | 0 | 0 | 1 | 0 | 0 | 1
517 | Lighting-Interior | Misc | Light Tube | Grocery | New | CgrNgsld517 | 1 | 0.44706 | 5882.3529 | 0 | GSLD | 10 | 1 | 1 | 1 | 1 | 1 | 1 | 1 | 1 | 1 | 1 | 1 | 1 | 352.9412 | 0 | 12656.5676 | 0 | 0 | 0 | 1 | 0 | 0 | 1
517 | Lighting-Interior | Misc | Light Tube | Healthcare | Turnover | CheTgsld517 | 1 | 0.8255 | 6711.4094 | 0 | GSLD | 10 | 1 | 1 | 1 | 1 | 1 | 1 | 1 | 1 | 1 | 1 | 1 | 1 | 402.6846 | 0 | 14440.3792 | 0 | 0 | 0 | 1 | 0 | 0 | 1
517 | Lighting-Interior | Misc | Light Tube | Healthcare | New | CheNgsld517 | 1 | 0.8255 | 6711.4094 | 0 | GSLD | 10 | 1 | 1 | 1 | 1 | 1 | 1 | 1 | 1 | 1 | 1 | 1 | 1 | 402.6846 | 0 | 14440.3792 | 0 | 0 | 0 | 1 | 0 | 0 | 1
517 | Lighting-Interior | Misc | Light Tube | Hospitals | Turnover | ChoTgsld517 | 1 | 0.77586 | 8620.6897 | 0 | GSLD | 10 | 1 | 1 | 1 | 1 | 1 | 1 | 1 | 1 | 1 | 1 | 1 | 1 | 517.2414 | 0 | 18548.4181 | 0 | 0 | 0 | 1 | 0 | 0 | 1
517 | Lighting-Interior | Misc | Light Tube | Hospitals | New | ChoNgsld517 | 1 | 0.77586 | 8620.6897 | 0 | GSLD | 10 | 1 | 1 | 1 | 1 | 1 | 1 | 1 | 1 | 1 | 1 | 1 | 1 | 517.2414 | 0 | 18548.4181 | 0 | 0 | 0 | 1 | 0 | 0 | 1
517 | Lighting-Interior | Misc | Light Tube | Institutional | Turnover | CinTgsld517 | 1 | 1.3619 | 9523.8095 | 0 | GSLD | 10 | 1 | 1 | 1 | 1 | 1 | 1 | 1 | 1 | 1 | 1 | 1 | 1 | 571.4286 | 0 | 27231.0406 | 0 | 0 | 0 | 1 | 0 | 0 | 1
517 | Lighting-Interior | Misc | Light Tube | Institutional | New | CinNgsld517 | 1 | 1.3619 | 9523.8095 | 0 | GSLD | 10 | 1 | 1 | 1 | 1 | 1 | 1 | 1 | 1 | 1 | 1 | 1 | 1 | 571.4286 | 0 | 27231.0406 | 0 | 0 | 0 | 1 | 0 | 0 | 1
517 | Lighting-Interior | Misc | Light Tube | Lodging/Hospitality | Turnover | CloTgsld517 | 1 | 1.4146 | 12195.122 | 0 | GSLD | 10 | 1 | 1 | 1 | 1 | 1 | 1 | 1 | 1 | 1 | 1 | 1 | 1 | 731.7073 | 0 | 26239.2256 | 0 | 0 | 0 | 1 | 0 | 0 | 1
517 | Lighting-Interior | Misc | Light Tube | Lodging/Hospitality | New | CloNgsld517 | 1 | 1.4146 | 12195.122 | 0 | GSLD | 10 | 1 | 1 | 1 | 1 | 1 | 1 | 1 | 1 | 1 | 1 | 1 | 1 | 731.7073 | 0 | 26239.2256 | 0 | 0 | 0 | 1 | 0 | 0 | 1
517 | Lighting-Interior | Misc | Light Tube | Miscellaneous | Turnover | CmiTgsld517 | 1 | 1.114 | 8771.9298 | 0 | GSLD | 10 | 1 | 1 | 1 | 1 | 1 | 1 | 1 | 1 | 1 | 1 | 1 | 1 | 526.3158 | 0 | 20064.9773 | 0 | 0 | 0 | 1 | 0 | 0 | 1
517 | Lighting-Interior | Misc | Light Tube | Miscellaneous | New | CmiNgsld517 | 1 | 1.114 | 8771.9298 | 0 | GSLD | 10 | 1 | 1 | 1 | 1 | 1 | 1 | 1 | 1 | 1 | 1 | 1 | 1 | 526.3158 | 0 | 20064.9773 | 0 | 0 | 0 | 1 | 0 | 0 | 1
517 | Lighting-Interior | Misc | Light Tube | Offices | Turnover | CofTgsld517 | 1 | 1.114 | 8771.9298 | 0 | GSLD | 10 | 1 | 1 | 1 | 1 | 1 | 1 | 1 | 1 | 1 | 1 | 1 | 1 | 526.3158 | 0 | 18873.8289 | 0 | 0 | 0 | 1 | 0 | 0 | 1
517 | Lighting-Interior | Misc | Light Tube | Offices | New | CofNgsld517 | 1 | 1.114 | 8771.9298 | 0 | GSLD | 10 | 1 | 1 | 1 | 1 | 1 | 1 | 1 | 1 | 1 | 1 | 1 | 1 | 526.3158 | 0 | 18873.8289 | 0 | 0 | 0 | 1 | 0 | 0 | 1
517 | Lighting-Interior | Misc | Light Tube | Restaurants | Turnover | CreTgsld517 | 1 | 0.58 | 6666.6667 | 0 | GSLD | 10 | 1 | 1 | 1 | 1 | 1 | 1 | 1 | 1 | 1 | 1 | 1 | 1 | 400 | 0 | 14344.11 | 0 | 0 | 0 | 1 | 0 | 0 | 1
517 | Lighting-Interior | Misc | Light Tube | Restaurants | New | CreNgsld517 | 1 | 0.58 | 6666.6667 | 0 | GSLD | 10 | 1 | 1 | 1 | 1 | 1 | 1 | 1 | 1 | 1 | 1 | 1 | 1 | 400 | 0 | 14344.11 | 0 | 0 | 0 | 1 | 0 | 0 | 1
517 | Lighting-Interior | Misc | Light Tube | Retail | Turnover | CrtTgsld517 | 1 | 0.46429 | 5952.381 | 0 | GSLD | 10 | 1 | 1 | 1 | 1 | 1 | 1 | 1 | 1 | 1 | 1 | 1 | 1 | 357.1429 | 0 | 12807.2411 | 0 | 0 | 0 | 1 | 0 | 0 | 1
517 | Lighting-Interior | Misc | Light Tube | Retail | New | CrtNgsld517 | 1 | 0.46429 | 5952.381 | 0 | GSLD | 10 | 1 | 1 | 1 | 1 | 1 | 1 | 1 | 1 | 1 | 1 | 1 | 1 | 357.1429 | 0 | 12807.2411 | 0 | 0 | 0 | 1 | 0 | 0 | 1
517 | Lighting-Interior | Misc | Light Tube | Schools K-12 | Turnover | CscTgsld517 | 1 | 1.1226 | 9433.9623 | 0 | GSLD | 10 | 1 | 1 | 1 | 1 | 1 | 1 | 1 | 1 | 1 | 1 | 1 | 1 | 566.0377 | 0 | 20298.2689 | 0 | 0 | 0 | 1 | 0 | 0 | 1
517 | Lighting-Interior | Misc | Light Tube | Schools K-12 | New | CscNgsld517 | 1 | 1.1226 | 9433.9623 | 0 | GSLD | 10 | 1 | 1 | 1 | 1 | 1 | 1 | 1 | 1 | 1 | 1 | 1 | 1 | 566.0377 | 0 | 20298.2689 | 0 | 0 | 0 | 1 | 0 | 0 | 1
517 | Lighting-Interior | Misc | Light Tube | Warehouse | Turnover | CwaTgsld517 | 1 | 0.71429 | 5952.381 | 0 | GSLD | 10 | 1 | 1 | 1 | 1 | 1 | 1 | 1 | 1 | 1 | 1 | 1 | 1 | 357.1429 | 0 | 20423.2804 | 0 | 0 | 0 | 1 | 0 | 0 | 1
517 | Lighting-Interior | Misc | Light Tube | Warehouse | New | CwaNgsld517 | 1 | 0.71429 | 5952.381 | 0 | GSLD | 10 | 1 | 1 | 1 | 1 | 1 | 1 | 1 | 1 | 1 | 1 | 1 | 1 | 357.1429 | 0 | 20423.2804 | 0 | 0 | 0 | 1 | 0 | 0 | 1
601 | Motors | Belts | Efficient Motor Belts | Assembly | Turnover | CasTgsld601 | 1 | 0.43275 | 5847.9532 | 0 | GSLD | 4 | 1 | 1 | 1 | 1 | 1 | 1 | 1 | 1 | 1 | 1 | 1 | 1 | 350.8772 | 0 | 5252.5721 | 0 | 0 | 0 | 1 | 0 | 0 | 1
601 | Motors | Belts | Efficient Motor Belts | Assembly | New | CasNgsld601 | 1 | 0.43275 | 5847.9532 | 0 | GSLD | 4 | 1 | 1 | 1 | 1 | 1 | 1 | 1 | 1 | 1 | 1 | 1 | 1 | 350.8772 | 0 | 5252.5721 | 0 | 0 | 0 | 1 | 0 | 0 | 1
601 | Motors | Belts | Efficient Motor Belts | College and University | Turnover | CcoTgsld601 | 1 | 1.0099 | 9900.9901 | 0 | GSLD | 4 | 1 | 1 | 1 | 1 | 1 | 1 | 1 | 1 | 1 | 1 | 1 | 1 | 594.0594 | 0 | 8892.9687 | 0 | 0 | 0 | 1 | 0 | 0 | 1
601 | Motors | Belts | Efficient Motor Belts | College and University | New | CcoNgsld601 | 1 | 1.0099 | 9900.9901 | 0 | GSLD | 4 | 1 | 1 | 1 | 1 | 1 | 1 | 1 | 1 | 1 | 1 | 1 | 1 | 594.0594 | 0 | 8892.9687 | 0 | 0 | 0 | 1 | 0 | 0 | 1
601 | Motors | Belts | Efficient Motor Belts | Data Center | Turnover | CdaTgsld601 | 1 | 1.0631 | 9009.009 | 0 | GSLD | 4 | 1 | 1 | 1 | 1 | 1 | 1 | 1 | 1 | 1 | 1 | 1 | 1 | 540.5405 | 0 | 8091.8003 | 0 | 0 | 0 | 1 | 0 | 0 | 1
601 | Motors | Belts | Efficient Motor Belts | Data Center | New | CdaNgsld601 | 1 | 1.0631 | 9009.009 | 0 | GSLD | 4 | 1 | 1 | 1 | 1 | 1 | 1 | 1 | 1 | 1 | 1 | 1 | 1 | 540.5405 | 0 | 8091.8003 | 0 | 0 | 0 | 1 | 0 | 0 | 1
601 | Motors | Belts | Efficient Motor Belts | Grocery | Turnover | CgrTgsld601 | 1 | 0.6 | 7407.4074 | 0 | GSLD | 4 | 1 | 1 | 1 | 1 | 1 | 1 | 1 | 1 | 1 | 1 | 1 | 1 | 444.4444 | 0 | 6653.2581 | 0 | 0 | 0 | 1 | 0 | 0 | 1
601 | Motors | Belts | Efficient Motor Belts | Grocery | New | CgrNgsld601 | 1 | 0.6 | 7407.4074 | 0 | GSLD | 4 | 1 | 1 | 1 | 1 | 1 | 1 | 1 | 1 | 1 | 1 | 1 | 1 | 444.4444 | 0 | 6653.2581 | 0 | 0 | 0 | 1 | 0 | 0 | 1
601 | Motors | Belts | Efficient Motor Belts | Healthcare | Turnover | CheTgsld601 | 1 | 1.0347 | 6944.4444 | 0 | GSLD | 4 | 1 | 1 | 1 | 1 | 1 | 1 | 1 | 1 | 1 | 1 | 1 | 1 | 416.6667 | 0 | 6237.4294 | 0 | 0 | 0 | 1 | 0 | 0 | 1
601 | Motors | Belts | Efficient Motor Belts | Healthcare | New | CheNgsld601 | 1 | 1.0347 | 6944.4444 | 0 | GSLD | 4 | 1 | 1 | 1 | 1 | 1 | 1 | 1 | 1 | 1 | 1 | 1 | 1 | 416.6667 | 0 | 6237.4294 | 0 | 0 | 0 | 1 | 0 | 0 | 1
601 | Motors | Belts | Efficient Motor Belts | Hospitals | Turnover | ChoTgsld601 | 1 | 1.0099 | 9900.9901 | 0 | GSLD | 4 | 1 | 1 | 1 | 1 | 1 | 1 | 1 | 1 | 1 | 1 | 1 | 1 | 594.0594 | 0 | 8892.9687 | 0 | 0 | 0 | 1 | 0 | 0 | 1
601 | Motors | Belts | Efficient Motor Belts | Hospitals | New | ChoNgsld601 | 1 | 1.0099 | 9900.9901 | 0 | GSLD | 4 | 1 | 1 | 1 | 1 | 1 | 1 | 1 | 1 | 1 | 1 | 1 | 1 | 594.0594 | 0 | 8892.9687 | 0 | 0 | 0 | 1 | 0 | 0 | 1
601 | Motors | Belts | Efficient Motor Belts | Institutional | Turnover | CinTgsld601 | 1 | 1.0811 | 9009.009 | 0 | GSLD | 4 | 1 | 1 | 1 | 1 | 1 | 1 | 1 | 1 | 1 | 1 | 1 | 1 | 540.5405 | 0 | 8091.8003 | 0 | 0 | 0 | 1 | 0 | 0 | 1
601 | Motors | Belts | Efficient Motor Belts | Institutional | New | CinNgsld601 | 1 | 1.0811 | 9009.009 | 0 | GSLD | 4 | 1 | 1 | 1 | 1 | 1 | 1 | 1 | 1 | 1 | 1 | 1 | 1 | 540.5405 | 0 | 8091.8003 | 0 | 0 | 0 | 1 | 0 | 0 | 1
601 | Motors | Belts | Efficient Motor Belts | Lodging/Hospitality | Turnover | CloTgsld601 | 1 | 1.1682 | 9345.7944 | 0 | GSLD | 4 | 1 | 1 | 1 | 1 | 1 | 1 | 1 | 1 | 1 | 1 | 1 | 1 | 560.7477 | 0 | 8394.2975 | 0 | 0 | 0 | 1 | 0 | 0 | 1
601 | Motors | Belts | Efficient Motor Belts | Lodging/Hospitality | New | CloNgsld601 | 1 | 1.1682 | 9345.7944 | 0 | GSLD | 4 | 1 | 1 | 1 | 1 | 1 | 1 | 1 | 1 | 1 | 1 | 1 | 1 | 560.7477 | 0 | 8394.2975 | 0 | 0 | 0 | 1 | 0 | 0 | 1
601 | Motors | Belts | Efficient Motor Belts | Miscellaneous | Turnover | CmiTgsld601 | 1 | 1.0631 | 9009.009 | 0 | GSLD | 4 | 1 | 1 | 1 | 1 | 1 | 1 | 1 | 1 | 1 | 1 | 1 | 1 | 540.5405 | 0 | 8091.8003 | 0 | 0 | 0 | 1 | 0 | 0 | 1
601 | Motors | Belts | Efficient Motor Belts | Miscellaneous | New | CmiNgsld601 | 1 | 1.0631 | 9009.009 | 0 | GSLD | 4 | 1 | 1 | 1 | 1 | 1 | 1 | 1 | 1 | 1 | 1 | 1 | 1 | 540.5405 | 0 | 8091.8003 | 0 | 0 | 0 | 1 | 0 | 0 | 1
601 | Motors | Belts | Efficient Motor Belts | Offices | Turnover | CofTgsld601 | 1 | 1.0631 | 9009.009 | 0 | GSLD | 4 | 1 | 1 | 1 | 1 | 1 | 1 | 1 | 1 | 1 | 1 | 1 | 1 | 540.5405 | 0 | 8091.8003 | 0 | 0 | 0 | 1 | 0 | 0 | 1
601 | Motors | Belts | Efficient Motor Belts | Offices | New | CofNgsld601 | 1 | 1.0631 | 9009.009 | 0 | GSLD | 4 | 1 | 1 | 1 | 1 | 1 | 1 | 1 | 1 | 1 | 1 | 1 | 1 | 540.5405 | 0 | 8091.8003 | 0 | 0 | 0 | 1 | 0 | 0 | 1
601 | Motors | Belts | Efficient Motor Belts | Restaurants | Turnover | CreTgsld601 | 1 | 0.37313 | 7462.6866 | 0 | GSLD | 4 | 1 | 1 | 1 | 1 | 1 | 1 | 1 | 1 | 1 | 1 | 1 | 1 | 447.7612 | 0 | 6702.9092 | 0 | 0 | 0 | 1 | 0 | 0 | 1
601 | Motors | Belts | Efficient Motor Belts | Restaurants | New | CreNgsld601 | 1 | 0.37313 | 7462.6866 | 0 | GSLD | 4 | 1 | 1 | 1 | 1 | 1 | 1 | 1 | 1 | 1 | 1 | 1 | 1 | 447.7612 | 0 | 6702.9092 | 0 | 0 | 0 | 1 | 0 | 0 | 1
601 | Motors | Belts | Efficient Motor Belts | Retail | Turnover | CrtTgsld601 | 1 | 0.55245 | 6993.007 | 0 | GSLD | 4 | 1 | 1 | 1 | 1 | 1 | 1 | 1 | 1 | 1 | 1 | 1 | 1 | 419.5804 | 0 | 6281.0478 | 0 | 0 | 0 | 1 | 0 | 0 | 1
601 | Motors | Belts | Efficient Motor Belts | Retail | New | CrtNgsld601 | 1 | 0.55245 | 6993.007 | 0 | GSLD | 4 | 1 | 1 | 1 | 1 | 1 | 1 | 1 | 1 | 1 | 1 | 1 | 1 | 419.5804 | 0 | 6281.0478 | 0 | 0 | 0 | 1 | 0 | 0 | 1
601 | Motors | Belts | Efficient Motor Belts | Schools K-12 | Turnover | CscTgsld601 | 1 | 1.0388 | 9708.7379 | 0 | GSLD | 4 | 1 | 1 | 1 | 1 | 1 | 1 | 1 | 1 | 1 | 1 | 1 | 1 | 582.5243 | 0 | 8720.2897 | 0 | 0 | 0 | 1 | 0 | 0 | 1
601 | Motors | Belts | Efficient Motor Belts | Schools K-12 | New | CscNgsld601 | 1 | 1.0388 | 9708.7379 | 0 | GSLD | 4 | 1 | 1 | 1 | 1 | 1 | 1 | 1 | 1 | 1 | 1 | 1 | 1 | 582.5243 | 0 | 8720.2897 | 0 | 0 | 0 | 1 | 0 | 0 | 1
601 | Motors | Belts | Efficient Motor Belts | Warehouse | Turnover | CwaTgsld601 | 1 | 0.72549 | 6535.9477 | 0 | GSLD | 4 | 1 | 1 | 1 | 1 | 1 | 1 | 1 | 1 | 1 | 1 | 1 | 1 | 392.1569 | 0 | 5870.5218 | 0 | 0 | 0 | 1 | 0 | 0 | 1
601 | Motors | Belts | Efficient Motor Belts | Warehouse | New | CwaNgsld601 | 1 | 0.72549 | 6535.9477 | 0 | GSLD | 4 | 1 | 1 | 1 | 1 | 1 | 1 | 1 | 1 | 1 | 1 | 1 | 1 | 392.1569 | 0 | 5870.5218 | 0 | 0 | 0 | 1 | 0 | 0 | 1
602 | Motors | Controls | CO Sensors for Parking Garage Exhaust | Assembly | Existing | CasEgsld602 | 1 | 0.43275 | 5847.9532 | 0 | GSLD | 5 | 1 | 1 | 1 | 1 | 1 | 1 | 1 | 1 | 1 | 1 | 1 | 1 | 350.8772 | 0 | 3003.5242 | 0 | 0 | 0 | 1 | 0 | 0 | 1
602 | Motors | Controls | CO Sensors for Parking Garage Exhaust | Assembly | New | CasNgsld602 | 1 | 0.43275 | 5847.9532 | 0 | GSLD | 5 | 1 | 1 | 1 | 1 | 1 | 1 | 1 | 1 | 1 | 1 | 1 | 1 | 350.8772 | 0 | 3003.5242 | 0 | 0 | 0 | 1 | 0 | 0 | 1
602 | Motors | Controls | CO Sensors for Parking Garage Exhaust | College and University | Existing | CcoEgsld602 | 1 | 1.0099 | 9900.9901 | 0 | GSLD | 5 | 1 | 1 | 1 | 1 | 1 | 1 | 1 | 1 | 1 | 1 | 1 | 1 | 594.0594 | 0 | 5085.1746 | 0 | 0 | 0 | 1 | 0 | 0 | 1
602 | Motors | Controls | CO Sensors for Parking Garage Exhaust | College and University | New | CcoNgsld602 | 1 | 1.0099 | 9900.9901 | 0 | GSLD | 5 | 1 | 1 | 1 | 1 | 1 | 1 | 1 | 1 | 1 | 1 | 1 | 1 | 594.0594 | 0 | 5085.1746 | 0 | 0 | 0 | 1 | 0 | 0 | 1
602 | Motors | Controls | CO Sensors for Parking Garage Exhaust | Data Center | Existing | CdaEgsld602 | 1 | 1.0631 | 9009.009 | 0 | GSLD | 5 | 1 | 1 | 1 | 1 | 1 | 1 | 1 | 1 | 1 | 1 | 1 | 1 | 540.5405 | 0 | 4627.0507 | 0 | 0 | 0 | 1 | 0 | 0 | 1
602 | Motors | Controls | CO Sensors for Parking Garage Exhaust | Data Center | New | CdaNgsld602 | 1 | 1.0631 | 9009.009 | 0 | GSLD | 5 | 1 | 1 | 1 | 1 | 1 | 1 | 1 | 1 | 1 | 1 | 1 | 1 | 540.5405 | 0 | 4627.0507 | 0 | 0 | 0 | 1 | 0 | 0 | 1
602 | Motors | Controls | CO Sensors for Parking Garage Exhaust | Grocery | Existing | CgrEgsld602 | 1 | 0.6 | 7407.4074 | 0 | GSLD | 5 | 1 | 1 | 1 | 1 | 1 | 1 | 1 | 1 | 1 | 1 | 1 | 1 | 444.4444 | 0 | 3804.4639 | 0 | 0 | 0 | 1 | 0 | 0 | 1
602 | Motors | Controls | CO Sensors for Parking Garage Exhaust | Grocery | New | CgrNgsld602 | 1 | 0.6 | 7407.4074 | 0 | GSLD | 5 | 1 | 1 | 1 | 1 | 1 | 1 | 1 | 1 | 1 | 1 | 1 | 1 | 444.4444 | 0 | 3804.4639 | 0 | 0 | 0 | 1 | 0 | 0 | 1
602 | Motors | Controls | CO Sensors for Parking Garage Exhaust | Healthcare | Existing | CheEgsld602 | 1 | 1.0347 | 6944.4444 | 0 | GSLD | 5 | 1 | 1 | 1 | 1 | 1 | 1 | 1 | 1 | 1 | 1 | 1 | 1 | 416.6667 | 0 | 3566.685 | 0 | 0 | 0 | 1 | 0 | 0 | 1
602 | Motors | Controls | CO Sensors for Parking Garage Exhaust | Healthcare | New | CheNgsld602 | 1 | 1.0347 | 6944.4444 | 0 | GSLD | 5 | 1 | 1 | 1 | 1 | 1 | 1 | 1 | 1 | 1 | 1 | 1 | 1 | 416.6667 | 0 | 3566.685 | 0 | 0 | 0 | 1 | 0 | 0 | 1
602 | Motors | Controls | CO Sensors for Parking Garage Exhaust | Hospitals | Existing | ChoEgsld602 | 1 | 1.0099 | 9900.9901 | 0 | GSLD | 5 | 1 | 1 | 1 | 1 | 1 | 1 | 1 | 1 | 1 | 1 | 1 | 1 | 594.0594 | 0 | 5085.1746 | 0 | 0 | 0 | 1 | 0 | 0 | 1
602 | Motors | Controls | CO Sensors for Parking Garage Exhaust | Hospitals | New | ChoNgsld602 | 1 | 1.0099 | 9900.9901 | 0 | GSLD | 5 | 1 | 1 | 1 | 1 | 1 | 1 | 1 | 1 | 1 | 1 | 1 | 1 | 594.0594 | 0 | 5085.1746 | 0 | 0 | 0 | 1 | 0 | 0 | 1
602 | Motors | Controls | CO Sensors for Parking Garage Exhaust | Institutional | Existing | CinEgsld602 | 1 | 1.0811 | 9009.009 | 0 | GSLD | 5 | 1 | 1 | 1 | 1 | 1 | 1 | 1 | 1 | 1 | 1 | 1 | 1 | 540.5405 | 0 | 4627.0507 | 0 | 0 | 0 | 1 | 0 | 0 | 1
602 | Motors | Controls | CO Sensors for Parking Garage Exhaust | Institutional | New | CinNgsld602 | 1 | 1.0811 | 9009.009 | 0 | GSLD | 5 | 1 | 1 | 1 | 1 | 1 | 1 | 1 | 1 | 1 | 1 | 1 | 1 | 540.5405 | 0 | 4627.0507 | 0 | 0 | 0 | 1 | 0 | 0 | 1
602 | Motors | Controls | CO Sensors for Parking Garage Exhaust | Lodging/Hospitality | Existing | CloEgsld602 | 1 | 1.1682 | 9345.7944 | 0 | GSLD | 5 | 1 | 1 | 1 | 1 | 1 | 1 | 1 | 1 | 1 | 1 | 1 | 1 | 560.7477 | 0 | 4800.0246 | 0 | 0 | 0 | 1 | 0 | 0 | 1
602 | Motors | Controls | CO Sensors for Parking Garage Exhaust | Lodging/Hospitality | New | CloNgsld602 | 1 | 1.1682 | 9345.7944 | 0 | GSLD | 5 | 1 | 1 | 1 | 1 | 1 | 1 | 1 | 1 | 1 | 1 | 1 | 1 | 560.7477 | 0 | 4800.0246 | 0 | 0 | 0 | 1 | 0 | 0 | 1
602 | Motors | Controls | CO Sensors for Parking Garage Exhaust | Miscellaneous | Existing | CmiEgsld602 | 1 | 1.0631 | 9009.009 | 0 | GSLD | 5 | 1 | 1 | 1 | 1 | 1 | 1 | 1 | 1 | 1 | 1 | 1 | 1 | 540.5405 | 0 | 4627.0507 | 0 | 0 | 0 | 1 | 0 | 0 | 1
602 | Motors | Controls | CO Sensors for Parking Garage Exhaust | Miscellaneous | New | CmiNgsld602 | 1 | 1.0631 | 9009.009 | 0 | GSLD | 5 | 1 | 1 | 1 | 1 | 1 | 1 | 1 | 1 | 1 | 1 | 1 | 1 | 540.5405 | 0 | 4627.0507 | 0 | 0 | 0 | 1 | 0 | 0 | 1
602 | Motors | Controls | CO Sensors for Parking Garage Exhaust | Offices | Existing | CofEgsld602 | 1 | 1.0631 | 9009.009 | 0 | GSLD | 5 | 1 | 1 | 1 | 1 | 1 | 1 | 1 | 1 | 1 | 1 | 1 | 1 | 540.5405 | 0 | 4627.0507 | 0 | 0 | 0 | 1 | 0 | 0 | 1
602 | Motors | Controls | CO Sensors for Parking Garage Exhaust | Offices | New | CofNgsld602 | 1 | 1.0631 | 9009.009 | 0 | GSLD | 5 | 1 | 1 | 1 | 1 | 1 | 1 | 1 | 1 | 1 | 1 | 1 | 1 | 540.5405 | 0 | 4627.0507 | 0 | 0 | 0 | 1 | 0 | 0 | 1
602 | Motors | Controls | CO Sensors for Parking Garage Exhaust | Restaurants | Existing | CreEgsld602 | 1 | 0.37313 | 7462.6866 | 0 | GSLD | 5 | 1 | 1 | 1 | 1 | 1 | 1 | 1 | 1 | 1 | 1 | 1 | 1 | 447.7612 | 0 | 3832.8555 | 0 | 0 | 0 | 1 | 0 | 0 | 1
602 | Motors | Controls | CO Sensors for Parking Garage Exhaust | Restaurants | New | CreNgsld602 | 1 | 0.37313 | 7462.6866 | 0 | GSLD | 5 | 1 | 1 | 1 | 1 | 1 | 1 | 1 | 1 | 1 | 1 | 1 | 1 | 447.7612 | 0 | 3832.8555 | 0 | 0 | 0 | 1 | 0 | 0 | 1
602 | Motors | Controls | CO Sensors for Parking Garage Exhaust | Retail | Existing | CrtEgsld602 | 1 | 0.55245 | 6993.007 | 0 | GSLD | 5 | 1 | 1 | 1 | 1 | 1 | 1 | 1 | 1 | 1 | 1 | 1 | 1 | 419.5804 | 0 | 3591.6268 | 0 | 0 | 0 | 1 | 0 | 0 | 1
602 | Motors | Controls | CO Sensors for Parking Garage Exhaust | Retail | New | CrtNgsld602 | 1 | 0.55245 | 6993.007 | 0 | GSLD | 5 | 1 | 1 | 1 | 1 | 1 | 1 | 1 | 1 | 1 | 1 | 1 | 1 | 419.5804 | 0 | 3591.6268 | 0 | 0 | 0 | 1 | 0 | 0 | 1
602 | Motors | Controls | CO Sensors for Parking Garage Exhaust | Schools K-12 | Existing | CscEgsld602 | 1 | 1.0388 | 9708.7379 | 0 | GSLD | 5 | 1 | 1 | 1 | 1 | 1 | 1 | 1 | 1 | 1 | 1 | 1 | 1 | 582.5243 | 0 | 4986.4333 | 0 | 0 | 0 | 1 | 0 | 0 | 1
602 | Motors | Controls | CO Sensors for Parking Garage Exhaust | Schools K-12 | New | CscNgsld602 | 1 | 1.0388 | 9708.7379 | 0 | GSLD | 5 | 1 | 1 | 1 | 1 | 1 | 1 | 1 | 1 | 1 | 1 | 1 | 1 | 582.5243 | 0 | 4986.4333 | 0 | 0 | 0 | 1 | 0 | 0 | 1
602 | Motors | Controls | CO Sensors for Parking Garage Exhaust | Warehouse | Existing | CwaEgsld602 | 1 | 0.72549 | 6535.9477 | 0 | GSLD | 5 | 1 | 1 | 1 | 1 | 1 | 1 | 1 | 1 | 1 | 1 | 1 | 1 | 392.1569 | 0 | 3356.88 | 0 | 0 | 0 | 1 | 0 | 0 | 1
602 | Motors | Controls | CO Sensors for Parking Garage Exhaust | Warehouse | New | CwaNgsld602 | 1 | 0.72549 | 6535.9477 | 0 | GSLD | 5 | 1 | 1 | 1 | 1 | 1 | 1 | 1 | 1 | 1 | 1 | 1 | 1 | 392.1569 | 0 | 3356.88 | 0 | 0 | 0 | 1 | 0 | 0 | 1
603 | Motors | Controls | Escalator Motor Efficiency Controller | Assembly | Existing | CasEgsld603 | 1 | 0.43275 | 5847.9532 | 0 | GSLD | 15 | 1 | 1 | 1 | 1 | 1 | 1 | 1 | 1 | 1 | 1 | 1 | 1 | 350.8772 | 0 | 1635.8674 | 0 | 0 | 0 | 1 | 0 | 0 | 1
603 | Motors | Controls | Escalator Motor Efficiency Controller | Assembly | New | CasNgsld603 | 1 | 0.43275 | 5847.9532 | 0 | GSLD | 15 | 1 | 1 | 1 | 1 | 1 | 1 | 1 | 1 | 1 | 1 | 1 | 1 | 350.8772 | 0 | 1635.8674 | 0 | 0 | 0 | 1 | 0 | 0 | 1
603 | Motors | Controls | Escalator Motor Efficiency Controller | College and University | Existing | CcoEgsld603 | 1 | 1.0099 | 9900.9901 | 0 | GSLD | 15 | 1 | 1 | 1 | 1 | 1 | 1 | 1 | 1 | 1 | 1 | 1 | 1 | 594.0594 | 0 | 2769.637 | 0 | 0 | 0 | 1 | 0 | 0 | 1
603 | Motors | Controls | Escalator Motor Efficiency Controller | College and University | New | CcoNgsld603 | 1 | 1.0099 | 9900.9901 | 0 | GSLD | 15 | 1 | 1 | 1 | 1 | 1 | 1 | 1 | 1 | 1 | 1 | 1 | 1 | 594.0594 | 0 | 2769.637 | 0 | 0 | 0 | 1 | 0 | 0 | 1
603 | Motors | Controls | Escalator Motor Efficiency Controller | Data Center | Existing | CdaEgsld603 | 1 | 1.0631 | 9009.009 | 0 | GSLD | 15 | 1 | 1 | 1 | 1 | 1 | 1 | 1 | 1 | 1 | 1 | 1 | 1 | 540.5405 | 0 | 2520.1201 | 0 | 0 | 0 | 1 | 0 | 0 | 1
603 | Motors | Controls | Escalator Motor Efficiency Controller | Data Center | New | CdaNgsld603 | 1 | 1.0631 | 9009.009 | 0 | GSLD | 15 | 1 | 1 | 1 | 1 | 1 | 1 | 1 | 1 | 1 | 1 | 1 | 1 | 540.5405 | 0 | 2520.1201 | 0 | 0 | 0 | 1 | 0 | 0 | 1
603 | Motors | Controls | Escalator Motor Efficiency Controller | Grocery | Existing | CgrEgsld603 | 1 | 0.6 | 7407.4074 | 0 | GSLD | 15 | 1 | 1 | 1 | 1 | 1 | 1 | 1 | 1 | 1 | 1 | 1 | 1 | 444.4444 | 0 | 2072.0988 | 0 | 0 | 0 | 1 | 0 | 0 | 1
603 | Motors | Controls | Escalator Motor Efficiency Controller | Grocery | New | CgrNgsld603 | 1 | 0.6 | 7407.4074 | 0 | GSLD | 15 | 1 | 1 | 1 | 1 | 1 | 1 | 1 | 1 | 1 | 1 | 1 | 1 | 444.4444 | 0 | 2072.0988 | 0 | 0 | 0 | 1 | 0 | 0 | 1
603 | Motors | Controls | Escalator Motor Efficiency Controller | Healthcare | Existing | CheEgsld603 | 1 | 1.0347 | 6944.4444 | 0 | GSLD | 15 | 1 | 1 | 1 | 1 | 1 | 1 | 1 | 1 | 1 | 1 | 1 | 1 | 416.6667 | 0 | 1942.5926 | 0 | 0 | 0 | 1 | 0 | 0 | 1
603 | Motors | Controls | Escalator Motor Efficiency Controller | Healthcare | New | CheNgsld603 | 1 | 1.0347 | 6944.4444 | 0 | GSLD | 15 | 1 | 1 | 1 | 1 | 1 | 1 | 1 | 1 | 1 | 1 | 1 | 1 | 416.6667 | 0 | 1942.5926 | 0 | 0 | 0 | 1 | 0 | 0 | 1
603 | Motors | Controls | Escalator Motor Efficiency Controller | Hospitals | Existing | ChoEgsld603 | 1 | 1.0099 | 9900.9901 | 0 | GSLD | 15 | 1 | 1 | 1 | 1 | 1 | 1 | 1 | 1 | 1 | 1 | 1 | 1 | 594.0594 | 0 | 2769.637 | 0 | 0 | 0 | 1 | 0 | 0 | 1
603 | Motors | Controls | Escalator Motor Efficiency Controller | Hospitals | New | ChoNgsld603 | 1 | 1.0099 | 9900.9901 | 0 | GSLD | 15 | 1 | 1 | 1 | 1 | 1 | 1 | 1 | 1 | 1 | 1 | 1 | 1 | 594.0594 | 0 | 2769.637 | 0 | 0 | 0 | 1 | 0 | 0 | 1
603 | Motors | Controls | Escalator Motor Efficiency Controller | Institutional | Existing | CinEgsld603 | 1 | 1.0811 | 9009.009 | 0 | GSLD | 15 | 1 | 1 | 1 | 1 | 1 | 1 | 1 | 1 | 1 | 1 | 1 | 1 | 540.5405 | 0 | 2520.1201 | 0 | 0 | 0 | 1 | 0 | 0 | 1
603 | Motors | Controls | Escalator Motor Efficiency Controller | Institutional | New | CinNgsld603 | 1 | 1.0811 | 9009.009 | 0 | GSLD | 15 | 1 | 1 | 1 | 1 | 1 | 1 | 1 | 1 | 1 | 1 | 1 | 1 | 540.5405 | 0 | 2520.1201 | 0 | 0 | 0 | 1 | 0 | 0 | 1
603 | Motors | Controls | Escalator Motor Efficiency Controller | Lodging/Hospitality | Existing | CloEgsld603 | 1 | 1.1682 | 9345.7944 | 0 | GSLD | 15 | 1 | 1 | 1 | 1 | 1 | 1 | 1 | 1 | 1 | 1 | 1 | 1 | 560.7477 | 0 | 2614.3302 | 0 | 0 | 0 | 1 | 0 | 0 | 1
603 | Motors | Controls | Escalator Motor Efficiency Controller | Lodging/Hospitality | New | CloNgsld603 | 1 | 1.1682 | 9345.7944 | 0 | GSLD | 15 | 1 | 1 | 1 | 1 | 1 | 1 | 1 | 1 | 1 | 1 | 1 | 1 | 560.7477 | 0 | 2614.3302 | 0 | 0 | 0 | 1 | 0 | 0 | 1
603 | Motors | Controls | Escalator Motor Efficiency Controller | Miscellaneous | Existing | CmiEgsld603 | 1 | 1.0631 | 9009.009 | 0 | GSLD | 15 | 1 | 1 | 1 | 1 | 1 | 1 | 1 | 1 | 1 | 1 | 1 | 1 | 540.5405 | 0 | 2520.1201 | 0 | 0 | 0 | 1 | 0 | 0 | 1
603 | Motors | Controls | Escalator Motor Efficiency Controller | Miscellaneous | New | CmiNgsld603 | 1 | 1.0631 | 9009.009 | 0 | GSLD | 15 | 1 | 1 | 1 | 1 | 1 | 1 | 1 | 1 | 1 | 1 | 1 | 1 | 540.5405 | 0 | 2520.1201 | 0 | 0 | 0 | 1 | 0 | 0 | 1
603 | Motors | Controls | Escalator Motor Efficiency Controller | Offices | Existing | CofEgsld603 | 1 | 1.0631 | 9009.009 | 0 | GSLD | 15 | 1 | 1 | 1 | 1 | 1 | 1 | 1 | 1 | 1 | 1 | 1 | 1 | 540.5405 | 0 | 2520.1201 | 0 | 0 | 0 | 1 | 0 | 0 | 1
603 | Motors | Controls | Escalator Motor Efficiency Controller | Offices | New | CofNgsld603 | 1 | 1.0631 | 9009.009 | 0 | GSLD | 15 | 1 | 1 | 1 | 1 | 1 | 1 | 1 | 1 | 1 | 1 | 1 | 1 | 540.5405 | 0 | 2520.1201 | 0 | 0 | 0 | 1 | 0 | 0 | 1
603 | Motors | Controls | Escalator Motor Efficiency Controller | Restaurants | Existing | CreEgsld603 | 1 | 0.37313 | 7462.6866 | 0 | GSLD | 15 | 1 | 1 | 1 | 1 | 1 | 1 | 1 | 1 | 1 | 1 | 1 | 1 | 447.7612 | 0 | 2087.5622 | 0 | 0 | 0 | 1 | 0 | 0 | 1
603 | Motors | Controls | Escalator Motor Efficiency Controller | Restaurants | New | CreNgsld603 | 1 | 0.37313 | 7462.6866 | 0 | GSLD | 15 | 1 | 1 | 1 | 1 | 1 | 1 | 1 | 1 | 1 | 1 | 1 | 1 | 447.7612 | 0 | 2087.5622 | 0 | 0 | 0 | 1 | 0 | 0 | 1
603 | Motors | Controls | Escalator Motor Efficiency Controller | Retail | Existing | CrtEgsld603 | 1 | 0.55245 | 6993.007 | 0 | GSLD | 15 | 1 | 1 | 1 | 1 | 1 | 1 | 1 | 1 | 1 | 1 | 1 | 1 | 419.5804 | 0 | 1956.1772 | 0 | 0 | 0 | 1 | 0 | 0 | 1
603 | Motors | Controls | Escalator Motor Efficiency Controller | Retail | New | CrtNgsld603 | 1 | 0.55245 | 6993.007 | 0 | GSLD | 15 | 1 | 1 | 1 | 1 | 1 | 1 | 1 | 1 | 1 | 1 | 1 | 1 | 419.5804 | 0 | 1956.1772 | 0 | 0 | 0 | 1 | 0 | 0 | 1
603 | Motors | Controls | Escalator Motor Efficiency Controller | Schools K-12 | Existing | CscEgsld603 | 1 | 1.0388 | 9708.7379 | 0 | GSLD | 15 | 1 | 1 | 1 | 1 | 1 | 1 | 1 | 1 | 1 | 1 | 1 | 1 | 582.5243 | 0 | 2715.8576 | 0 | 0 | 0 | 1 | 0 | 0 | 1
603 | Motors | Controls | Escalator Motor Efficiency Controller | Schools K-12 | New | CscNgsld603 | 1 | 1.0388 | 9708.7379 | 0 | GSLD | 15 | 1 | 1 | 1 | 1 | 1 | 1 | 1 | 1 | 1 | 1 | 1 | 1 | 582.5243 | 0 | 2715.8576 | 0 | 0 | 0 | 1 | 0 | 0 | 1
603 | Motors | Controls | Escalator Motor Efficiency Controller | Warehouse | Existing | CwaEgsld603 | 1 | 0.72549 | 6535.9477 | 0 | GSLD | 15 | 1 | 1 | 1 | 1 | 1 | 1 | 1 | 1 | 1 | 1 | 1 | 1 | 392.1569 | 0 | 1828.3224 | 0 | 0 | 0 | 1 | 0 | 0 | 1
603 | Motors | Controls | Escalator Motor Efficiency Controller | Warehouse | New | CwaNgsld603 | 1 | 0.72549 | 6535.9477 | 0 | GSLD | 15 | 1 | 1 | 1 | 1 | 1 | 1 | 1 | 1 | 1 | 1 | 1 | 1 | 392.1569 | 0 | 1828.3224 | 0 | 0 | 0 | 1 | 0 | 0 | 1
604 | Motors | Fans | 1.5HP Open Drip-Proof(ODP) Motor | Assembly | Turnover | CasTgsld604 | 1 | 1 | 8620.6897 | 0 | GSLD | 15 | 1 | 1 | 1 | 1 | 1 | 1 | 1 | 1 | 1 | 1 | 1 | 1 | 517.2414 | 0 | 244433.3022 | 0 | 0 | 0 | 1 | 0 | 0 | 1
604 | Motors | Fans | 1.5HP Open Drip-Proof(ODP) Motor | Assembly | New | CasNgsld604 | 1 | 1 | 8620.6897 | 0 | GSLD | 15 | 1 | 1 | 1 | 1 | 1 | 1 | 1 | 1 | 1 | 1 | 1 | 1 | 517.2414 | 0 | 244433.3022 | 0 | 0 | 0 | 1 | 0 | 0 | 1
604 | Motors | Fans | 1.5HP Open Drip-Proof(ODP) Motor | College and University | Turnover | CcoTgsld604 | 1 | 1 | 8620.6897 | 0 | GSLD | 15 | 1 | 1 | 1 | 1 | 1 | 1 | 1 | 1 | 1 | 1 | 1 | 1 | 517.2414 | 0 | 244433.3022 | 0 | 0 | 0 | 1 | 0 | 0 | 1
604 | Motors | Fans | 1.5HP Open Drip-Proof(ODP) Motor | College and University | New | CcoNgsld604 | 1 | 1 | 8620.6897 | 0 | GSLD | 15 | 1 | 1 | 1 | 1 | 1 | 1 | 1 | 1 | 1 | 1 | 1 | 1 | 517.2414 | 0 | 244433.3022 | 0 | 0 | 0 | 1 | 0 | 0 | 1
604 | Motors | Fans | 1.5HP Open Drip-Proof(ODP) Motor | Data Center | Turnover | CdaTgsld604 | 1 | 0.71038 | 5464.4809 | 0 | GSLD | 15 | 1 | 1 | 1 | 1 | 1 | 1 | 1 | 1 | 1 | 1 | 1 | 1 | 327.8689 | 0 | 154941.3282 | 0 | 0 | 0 | 1 | 0 | 0 | 1
604 | Motors | Fans | 1.5HP Open Drip-Proof(ODP) Motor | Data Center | New | CdaNgsld604 | 1 | 0.71038 | 5464.4809 | 0 | GSLD | 15 | 1 | 1 | 1 | 1 | 1 | 1 | 1 | 1 | 1 | 1 | 1 | 1 | 327.8689 | 0 | 154941.3282 | 0 | 0 | 0 | 1 | 0 | 0 | 1
604 | Motors | Fans | 1.5HP Open Drip-Proof(ODP) Motor | Grocery | Turnover | CgrTgsld604 | 1 | 0.53409 | 5681.8182 | 0 | GSLD | 15 | 1 | 1 | 1 | 1 | 1 | 1 | 1 | 1 | 1 | 1 | 1 | 1 | 340.9091 | 0 | 161103.7673 | 0 | 0 | 0 | 1 | 0 | 0 | 1
604 | Motors | Fans | 1.5HP Open Drip-Proof(ODP) Motor | Grocery | New | CgrNgsld604 | 1 | 0.53409 | 5681.8182 | 0 | GSLD | 15 | 1 | 1 | 1 | 1 | 1 | 1 | 1 | 1 | 1 | 1 | 1 | 1 | 340.9091 | 0 | 161103.7673 | 0 | 0 | 0 | 1 | 0 | 0 | 1
604 | Motors | Fans | 1.5HP Open Drip-Proof(ODP) Motor | Healthcare | Turnover | CheTgsld604 | 1 | 0.87755 | 6802.7211 | 0 | GSLD | 15 | 1 | 1 | 1 | 1 | 1 | 1 | 1 | 1 | 1 | 1 | 1 | 1 | 408.1633 | 0 | 192886.1432 | 0 | 0 | 0 | 1 | 0 | 0 | 1
604 | Motors | Fans | 1.5HP Open Drip-Proof(ODP) Motor | Healthcare | New | CheNgsld604 | 1 | 0.87755 | 6802.7211 | 0 | GSLD | 15 | 1 | 1 | 1 | 1 | 1 | 1 | 1 | 1 | 1 | 1 | 1 | 1 | 408.1633 | 0 | 192886.1432 | 0 | 0 | 0 | 1 | 0 | 0 | 1
604 | Motors | Fans | 1.5HP Open Drip-Proof(ODP) Motor | Hospitals | Turnover | ChoTgsld604 | 1 | 1 | 8620.6897 | 0 | GSLD | 15 | 1 | 1 | 1 | 1 | 1 | 1 | 1 | 1 | 1 | 1 | 1 | 1 | 517.2414 | 0 | 244433.3022 | 0 | 0 | 0 | 1 | 0 | 0 | 1
604 | Motors | Fans | 1.5HP Open Drip-Proof(ODP) Motor | Hospitals | New | ChoNgsld604 | 1 | 1 | 8620.6897 | 0 | GSLD | 15 | 1 | 1 | 1 | 1 | 1 | 1 | 1 | 1 | 1 | 1 | 1 | 1 | 517.2414 | 0 | 244433.3022 | 0 | 0 | 0 | 1 | 0 | 0 | 1
604 | Motors | Fans | 1.5HP Open Drip-Proof(ODP) Motor | Institutional | Turnover | CinTgsld604 | 1 | 0.78049 | 6097.561 | 0 | GSLD | 15 | 1 | 1 | 1 | 1 | 1 | 1 | 1 | 1 | 1 | 1 | 1 | 1 | 365.8537 | 0 | 172891.8479 | 0 | 0 | 0 | 1 | 0 | 0 | 1
604 | Motors | Fans | 1.5HP Open Drip-Proof(ODP) Motor | Institutional | New | CinNgsld604 | 1 | 0.78049 | 6097.561 | 0 | GSLD | 15 | 1 | 1 | 1 | 1 | 1 | 1 | 1 | 1 | 1 | 1 | 1 | 1 | 365.8537 | 0 | 172891.8479 | 0 | 0 | 0 | 1 | 0 | 0 | 1
604 | Motors | Fans | 1.5HP Open Drip-Proof(ODP) Motor | Lodging/Hospitality | Turnover | CloTgsld604 | 1 | 0.8209 | 7462.6866 | 0 | GSLD | 15 | 1 | 1 | 1 | 1 | 1 | 1 | 1 | 1 | 1 | 1 | 1 | 1 | 447.7612 | 0 | 211598.978 | 0 | 0 | 0 | 1 | 0 | 0 | 1
604 | Motors | Fans | 1.5HP Open Drip-Proof(ODP) Motor | Lodging/Hospitality | New | CloNgsld604 | 1 | 0.8209 | 7462.6866 | 0 | GSLD | 15 | 1 | 1 | 1 | 1 | 1 | 1 | 1 | 1 | 1 | 1 | 1 | 1 | 447.7612 | 0 | 211598.978 | 0 | 0 | 0 | 1 | 0 | 0 | 1
604 | Motors | Fans | 1.5HP Open Drip-Proof(ODP) Motor | Miscellaneous | Turnover | CmiTgsld604 | 1 | 0.71038 | 5464.4809 | 0 | GSLD | 15 | 1 | 1 | 1 | 1 | 1 | 1 | 1 | 1 | 1 | 1 | 1 | 1 | 327.8689 | 0 | 154941.3282 | 0 | 0 | 0 | 1 | 0 | 0 | 1
604 | Motors | Fans | 1.5HP Open Drip-Proof(ODP) Motor | Miscellaneous | New | CmiNgsld604 | 1 | 0.71038 | 5464.4809 | 0 | GSLD | 15 | 1 | 1 | 1 | 1 | 1 | 1 | 1 | 1 | 1 | 1 | 1 | 1 | 327.8689 | 0 | 154941.3282 | 0 | 0 | 0 | 1 | 0 | 0 | 1
604 | Motors | Fans | 1.5HP Open Drip-Proof(ODP) Motor | Offices | Turnover | CofTgsld604 | 1 | 0.71038 | 5464.4809 | 0 | GSLD | 15 | 1 | 1 | 1 | 1 | 1 | 1 | 1 | 1 | 1 | 1 | 1 | 1 | 327.8689 | 0 | 154941.3282 | 0 | 0 | 0 | 1 | 0 | 0 | 1
604 | Motors | Fans | 1.5HP Open Drip-Proof(ODP) Motor | Offices | New | CofNgsld604 | 1 | 0.71038 | 5464.4809 | 0 | GSLD | 15 | 1 | 1 | 1 | 1 | 1 | 1 | 1 | 1 | 1 | 1 | 1 | 1 | 327.8689 | 0 | 154941.3282 | 0 | 0 | 0 | 1 | 0 | 0 | 1
604 | Motors | Fans | 1.5HP Open Drip-Proof(ODP) Motor | Restaurants | Turnover | CreTgsld604 | 1 | 0.76471 | 6535.9477 | 0 | GSLD | 15 | 1 | 1 | 1 | 1 | 1 | 1 | 1 | 1 | 1 | 1 | 1 | 1 | 392.1569 | 0 | 185321.9807 | 0 | 0 | 0 | 1 | 0 | 0 | 1
604 | Motors | Fans | 1.5HP Open Drip-Proof(ODP) Motor | Restaurants | New | CreNgsld604 | 1 | 0.76471 | 6535.9477 | 0 | GSLD | 15 | 1 | 1 | 1 | 1 | 1 | 1 | 1 | 1 | 1 | 1 | 1 | 1 | 392.1569 | 0 | 185321.9807 | 0 | 0 | 0 | 1 | 0 | 0 | 1
604 | Motors | Fans | 1.5HP Open Drip-Proof(ODP) Motor | Retail | Turnover | CrtTgsld604 | 1 | 1 | 8620.6897 | 0 | GSLD | 15 | 1 | 1 | 1 | 1 | 1 | 1 | 1 | 1 | 1 | 1 | 1 | 1 | 517.2414 | 0 | 244433.3022 | 0 | 0 | 0 | 1 | 0 | 0 | 1
604 | Motors | Fans | 1.5HP Open Drip-Proof(ODP) Motor | Retail | New | CrtNgsld604 | 1 | 1 | 8620.6897 | 0 | GSLD | 15 | 1 | 1 | 1 | 1 | 1 | 1 | 1 | 1 | 1 | 1 | 1 | 1 | 517.2414 | 0 | 244433.3022 | 0 | 0 | 0 | 1 | 0 | 0 | 1
604 | Motors | Fans | 1.5HP Open Drip-Proof(ODP) Motor | Schools K-12 | Turnover | CscTgsld604 | 1 | 0.71038 | 5464.4809 | 0 | GSLD | 15 | 1 | 1 | 1 | 1 | 1 | 1 | 1 | 1 | 1 | 1 | 1 | 1 | 327.8689 | 0 | 154941.3282 | 0 | 0 | 0 | 1 | 0 | 0 | 1
604 | Motors | Fans | 1.5HP Open Drip-Proof(ODP) Motor | Schools K-12 | New | CscNgsld604 | 1 | 0.71038 | 5464.4809 | 0 | GSLD | 15 | 1 | 1 | 1 | 1 | 1 | 1 | 1 | 1 | 1 | 1 | 1 | 1 | 327.8689 | 0 | 154941.3282 | 0 | 0 | 0 | 1 | 0 | 0 | 1
604 | Motors | Fans | 1.5HP Open Drip-Proof(ODP) Motor | Warehouse | Turnover | CwaTgsld604 | 1 | 0.71038 | 5464.4809 | 0 | GSLD | 15 | 1 | 1 | 1 | 1 | 1 | 1 | 1 | 1 | 1 | 1 | 1 | 1 | 327.8689 | 0 | 154941.3282 | 0 | 0 | 0 | 1 | 0 | 0 | 1
604 | Motors | Fans | 1.5HP Open Drip-Proof(ODP) Motor | Warehouse | New | CwaNgsld604 | 1 | 0.71038 | 5464.4809 | 0 | GSLD | 15 | 1 | 1 | 1 | 1 | 1 | 1 | 1 | 1 | 1 | 1 | 1 | 1 | 327.8689 | 0 | 154941.3282 | 0 | 0 | 0 | 1 | 0 | 0 | 1
605 | Motors | Fans | 10HP Open Drip-Proof(ODP) Motor | Assembly | Turnover | CasTgsld605 | 1 | 1 | 8620.6897 | 0 | GSLD | 15 | 1 | 1 | 1 | 1 | 1 | 1 | 1 | 1 | 1 | 1 | 1 | 1 | 517.2414 | 0 | 57297.8024 | 0 | 0 | 0 | 1 | 0 | 0 | 1
605 | Motors | Fans | 10HP Open Drip-Proof(ODP) Motor | Assembly | New | CasNgsld605 | 1 | 1 | 8620.6897 | 0 | GSLD | 15 | 1 | 1 | 1 | 1 | 1 | 1 | 1 | 1 | 1 | 1 | 1 | 1 | 517.2414 | 0 | 57297.8024 | 0 | 0 | 0 | 1 | 0 | 0 | 1
605 | Motors | Fans | 10HP Open Drip-Proof(ODP) Motor | College and University | Turnover | CcoTgsld605 | 1 | 1 | 8620.6897 | 0 | GSLD | 15 | 1 | 1 | 1 | 1 | 1 | 1 | 1 | 1 | 1 | 1 | 1 | 1 | 517.2414 | 0 | 57297.8024 | 0 | 0 | 0 | 1 | 0 | 0 | 1
605 | Motors | Fans | 10HP Open Drip-Proof(ODP) Motor | College and University | New | CcoNgsld605 | 1 | 1 | 8620.6897 | 0 | GSLD | 15 | 1 | 1 | 1 | 1 | 1 | 1 | 1 | 1 | 1 | 1 | 1 | 1 | 517.2414 | 0 | 57297.8024 | 0 | 0 | 0 | 1 | 0 | 0 | 1
605 | Motors | Fans | 10HP Open Drip-Proof(ODP) Motor | Data Center | Turnover | CdaTgsld605 | 1 | 0.71038 | 5464.4809 | 0 | GSLD | 15 | 1 | 1 | 1 | 1 | 1 | 1 | 1 | 1 | 1 | 1 | 1 | 1 | 327.8689 | 0 | 36319.9185 | 0 | 0 | 0 | 1 | 0 | 0 | 1
605 | Motors | Fans | 10HP Open Drip-Proof(ODP) Motor | Data Center | New | CdaNgsld605 | 1 | 0.71038 | 5464.4809 | 0 | GSLD | 15 | 1 | 1 | 1 | 1 | 1 | 1 | 1 | 1 | 1 | 1 | 1 | 1 | 327.8689 | 0 | 36319.9185 | 0 | 0 | 0 | 1 | 0 | 0 | 1
605 | Motors | Fans | 10HP Open Drip-Proof(ODP) Motor | Grocery | Turnover | CgrTgsld605 | 1 | 0.53409 | 5681.8182 | 0 | GSLD | 15 | 1 | 1 | 1 | 1 | 1 | 1 | 1 | 1 | 1 | 1 | 1 | 1 | 340.9091 | 0 | 37764.4607 | 0 | 0 | 0 | 1 | 0 | 0 | 1
605 | Motors | Fans | 10HP Open Drip-Proof(ODP) Motor | Grocery | New | CgrNgsld605 | 1 | 0.53409 | 5681.8182 | 0 | GSLD | 15 | 1 | 1 | 1 | 1 | 1 | 1 | 1 | 1 | 1 | 1 | 1 | 1 | 340.9091 | 0 | 37764.4607 | 0 | 0 | 0 | 1 | 0 | 0 | 1
605 | Motors | Fans | 10HP Open Drip-Proof(ODP) Motor | Healthcare | Turnover | CheTgsld605 | 1 | 0.87755 | 6802.7211 | 0 | GSLD | 15 | 1 | 1 | 1 | 1 | 1 | 1 | 1 | 1 | 1 | 1 | 1 | 1 | 408.1633 | 0 | 45214.5924 | 0 | 0 | 0 | 1 | 0 | 0 | 1
605 | Motors | Fans | 10HP Open Drip-Proof(ODP) Motor | Healthcare | New | CheNgsld605 | 1 | 0.87755 | 6802.7211 | 0 | GSLD | 15 | 1 | 1 | 1 | 1 | 1 | 1 | 1 | 1 | 1 | 1 | 1 | 1 | 408.1633 | 0 | 45214.5924 | 0 | 0 | 0 | 1 | 0 | 0 | 1
605 | Motors | Fans | 10HP Open Drip-Proof(ODP) Motor | Hospitals | Turnover | ChoTgsld605 | 1 | 1 | 8620.6897 | 0 | GSLD | 15 | 1 | 1 | 1 | 1 | 1 | 1 | 1 | 1 | 1 | 1 | 1 | 1 | 517.2414 | 0 | 57297.8024 | 0 | 0 | 0 | 1 | 0 | 0 | 1
605 | Motors | Fans | 10HP Open Drip-Proof(ODP) Motor | Hospitals | New | ChoNgsld605 | 1 | 1 | 8620.6897 | 0 | GSLD | 15 | 1 | 1 | 1 | 1 | 1 | 1 | 1 | 1 | 1 | 1 | 1 | 1 | 517.2414 | 0 | 57297.8024 | 0 | 0 | 0 | 1 | 0 | 0 | 1
605 | Motors | Fans | 10HP Open Drip-Proof(ODP) Motor | Institutional | Turnover | CinTgsld605 | 1 | 0.78049 | 6097.561 | 0 | GSLD | 15 | 1 | 1 | 1 | 1 | 1 | 1 | 1 | 1 | 1 | 1 | 1 | 1 | 365.8537 | 0 | 40527.7139 | 0 | 0 | 0 | 1 | 0 | 0 | 1
605 | Motors | Fans | 10HP Open Drip-Proof(ODP) Motor | Institutional | New | CinNgsld605 | 1 | 0.78049 | 6097.561 | 0 | GSLD | 15 | 1 | 1 | 1 | 1 | 1 | 1 | 1 | 1 | 1 | 1 | 1 | 1 | 365.8537 | 0 | 40527.7139 | 0 | 0 | 0 | 1 | 0 | 0 | 1
605 | Motors | Fans | 10HP Open Drip-Proof(ODP) Motor | Lodging/Hospitality | Turnover | CloTgsld605 | 1 | 0.8209 | 7462.6866 | 0 | GSLD | 15 | 1 | 1 | 1 | 1 | 1 | 1 | 1 | 1 | 1 | 1 | 1 | 1 | 447.7612 | 0 | 49601.0827 | 0 | 0 | 0 | 1 | 0 | 0 | 1
605 | Motors | Fans | 10HP Open Drip-Proof(ODP) Motor | Lodging/Hospitality | New | CloNgsld605 | 1 | 0.8209 | 7462.6866 | 0 | GSLD | 15 | 1 | 1 | 1 | 1 | 1 | 1 | 1 | 1 | 1 | 1 | 1 | 1 | 447.7612 | 0 | 49601.0827 | 0 | 0 | 0 | 1 | 0 | 0 | 1
605 | Motors | Fans | 10HP Open Drip-Proof(ODP) Motor | Miscellaneous | Turnover | CmiTgsld605 | 1 | 0.71038 | 5464.4809 | 0 | GSLD | 15 | 1 | 1 | 1 | 1 | 1 | 1 | 1 | 1 | 1 | 1 | 1 | 1 | 327.8689 | 0 | 36319.9185 | 0 | 0 | 0 | 1 | 0 | 0 | 1
605 | Motors | Fans | 10HP Open Drip-Proof(ODP) Motor | Miscellaneous | New | CmiNgsld605 | 1 | 0.71038 | 5464.4809 | 0 | GSLD | 15 | 1 | 1 | 1 | 1 | 1 | 1 | 1 | 1 | 1 | 1 | 1 | 1 | 327.8689 | 0 | 36319.9185 | 0 | 0 | 0 | 1 | 0 | 0 | 1
605 | Motors | Fans | 10HP Open Drip-Proof(ODP) Motor | Offices | Turnover | CofTgsld605 | 1 | 0.71038 | 5464.4809 | 0 | GSLD | 15 | 1 | 1 | 1 | 1 | 1 | 1 | 1 | 1 | 1 | 1 | 1 | 1 | 327.8689 | 0 | 36319.9185 | 0 | 0 | 0 | 1 | 0 | 0 | 1
605 | Motors | Fans | 10HP Open Drip-Proof(ODP) Motor | Offices | New | CofNgsld605 | 1 | 0.71038 | 5464.4809 | 0 | GSLD | 15 | 1 | 1 | 1 | 1 | 1 | 1 | 1 | 1 | 1 | 1 | 1 | 1 | 327.8689 | 0 | 36319.9185 | 0 | 0 | 0 | 1 | 0 | 0 | 1
605 | Motors | Fans | 10HP Open Drip-Proof(ODP) Motor | Restaurants | Turnover | CreTgsld605 | 1 | 0.76471 | 6535.9477 | 0 | GSLD | 15 | 1 | 1 | 1 | 1 | 1 | 1 | 1 | 1 | 1 | 1 | 1 | 1 | 392.1569 | 0 | 43441.4711 | 0 | 0 | 0 | 1 | 0 | 0 | 1
605 | Motors | Fans | 10HP Open Drip-Proof(ODP) Motor | Restaurants | New | CreNgsld605 | 1 | 0.76471 | 6535.9477 | 0 | GSLD | 15 | 1 | 1 | 1 | 1 | 1 | 1 | 1 | 1 | 1 | 1 | 1 | 1 | 392.1569 | 0 | 43441.4711 | 0 | 0 | 0 | 1 | 0 | 0 | 1
605 | Motors | Fans | 10HP Open Drip-Proof(ODP) Motor | Retail | Turnover | CrtTgsld605 | 1 | 1 | 8620.6897 | 0 | GSLD | 15 | 1 | 1 | 1 | 1 | 1 | 1 | 1 | 1 | 1 | 1 | 1 | 1 | 517.2414 | 0 | 57297.8024 | 0 | 0 | 0 | 1 | 0 | 0 | 1
605 | Motors | Fans | 10HP Open Drip-Proof(ODP) Motor | Retail | New | CrtNgsld605 | 1 | 1 | 8620.6897 | 0 | GSLD | 15 | 1 | 1 | 1 | 1 | 1 | 1 | 1 | 1 | 1 | 1 | 1 | 1 | 517.2414 | 0 | 57297.8024 | 0 | 0 | 0 | 1 | 0 | 0 | 1
605 | Motors | Fans | 10HP Open Drip-Proof(ODP) Motor | Schools K-12 | Turnover | CscTgsld605 | 1 | 0.71038 | 5464.4809 | 0 | GSLD | 15 | 1 | 1 | 1 | 1 | 1 | 1 | 1 | 1 | 1 | 1 | 1 | 1 | 327.8689 | 0 | 36319.9185 | 0 | 0 | 0 | 1 | 0 | 0 | 1
605 | Motors | Fans | 10HP Open Drip-Proof(ODP) Motor | Schools K-12 | New | CscNgsld605 | 1 | 0.71038 | 5464.4809 | 0 | GSLD | 15 | 1 | 1 | 1 | 1 | 1 | 1 | 1 | 1 | 1 | 1 | 1 | 1 | 327.8689 | 0 | 36319.9185 | 0 | 0 | 0 | 1 | 0 | 0 | 1
605 | Motors | Fans | 10HP Open Drip-Proof(ODP) Motor | Warehouse | Turnover | CwaTgsld605 | 1 | 0.71038 | 5464.4809 | 0 | GSLD | 15 | 1 | 1 | 1 | 1 | 1 | 1 | 1 | 1 | 1 | 1 | 1 | 1 | 327.8689 | 0 | 36319.9185 | 0 | 0 | 0 | 1 | 0 | 0 | 1
605 | Motors | Fans | 10HP Open Drip-Proof(ODP) Motor | Warehouse | New | CwaNgsld605 | 1 | 0.71038 | 5464.4809 | 0 | GSLD | 15 | 1 | 1 | 1 | 1 | 1 | 1 | 1 | 1 | 1 | 1 | 1 | 1 | 327.8689 | 0 | 36319.9185 | 0 | 0 | 0 | 1 | 0 | 0 | 1
606 | Motors | Fans | 20HP Open Drip-Proof (ODP) Motor | Assembly | Turnover | CasTgsld606 | 1 | 1 | 8620.6897 | 0 | GSLD | 15 | 1 | 1 | 1 | 1 | 1 | 1 | 1 | 1 | 1 | 1 | 1 | 1 | 517.2414 | 0 | 81549.731 | 0 | 0 | 0 | 1 | 0 | 0 | 1
606 | Motors | Fans | 20HP Open Drip-Proof (ODP) Motor | Assembly | New | CasNgsld606 | 1 | 1 | 8620.6897 | 0 | GSLD | 15 | 1 | 1 | 1 | 1 | 1 | 1 | 1 | 1 | 1 | 1 | 1 | 1 | 517.2414 | 0 | 81549.731 | 0 | 0 | 0 | 1 | 0 | 0 | 1
606 | Motors | Fans | 20HP Open Drip-Proof (ODP) Motor | College and University | Turnover | CcoTgsld606 | 1 | 1 | 8620.6897 | 0 | GSLD | 15 | 1 | 1 | 1 | 1 | 1 | 1 | 1 | 1 | 1 | 1 | 1 | 1 | 517.2414 | 0 | 81549.731 | 0 | 0 | 0 | 1 | 0 | 0 | 1
606 | Motors | Fans | 20HP Open Drip-Proof (ODP) Motor | College and University | New | CcoNgsld606 | 1 | 1 | 8620.6897 | 0 | GSLD | 15 | 1 | 1 | 1 | 1 | 1 | 1 | 1 | 1 | 1 | 1 | 1 | 1 | 517.2414 | 0 | 81549.731 | 0 | 0 | 0 | 1 | 0 | 0 | 1
606 | Motors | Fans | 20HP Open Drip-Proof (ODP) Motor | Data Center | Turnover | CdaTgsld606 | 1 | 0.71038 | 5464.4809 | 0 | GSLD | 15 | 1 | 1 | 1 | 1 | 1 | 1 | 1 | 1 | 1 | 1 | 1 | 1 | 327.8689 | 0 | 51692.7257 | 0 | 0 | 0 | 1 | 0 | 0 | 1
606 | Motors | Fans | 20HP Open Drip-Proof (ODP) Motor | Data Center | New | CdaNgsld606 | 1 | 0.71038 | 5464.4809 | 0 | GSLD | 15 | 1 | 1 | 1 | 1 | 1 | 1 | 1 | 1 | 1 | 1 | 1 | 1 | 327.8689 | 0 | 51692.7257 | 0 | 0 | 0 | 1 | 0 | 0 | 1
606 | Motors | Fans | 20HP Open Drip-Proof (ODP) Motor | Grocery | Turnover | CgrTgsld606 | 1 | 0.53409 | 5681.8182 | 0 | GSLD | 15 | 1 | 1 | 1 | 1 | 1 | 1 | 1 | 1 | 1 | 1 | 1 | 1 | 340.9091 | 0 | 53748.6864 | 0 | 0 | 0 | 1 | 0 | 0 | 1
606 | Motors | Fans | 20HP Open Drip-Proof (ODP) Motor | Grocery | New | CgrNgsld606 | 1 | 0.53409 | 5681.8182 | 0 | GSLD | 15 | 1 | 1 | 1 | 1 | 1 | 1 | 1 | 1 | 1 | 1 | 1 | 1 | 340.9091 | 0 | 53748.6864 | 0 | 0 | 0 | 1 | 0 | 0 | 1
606 | Motors | Fans | 20HP Open Drip-Proof (ODP) Motor | Healthcare | Turnover | CheTgsld606 | 1 | 0.87755 | 6802.7211 | 0 | GSLD | 15 | 1 | 1 | 1 | 1 | 1 | 1 | 1 | 1 | 1 | 1 | 1 | 1 | 408.1633 | 0 | 64352.1687 | 0 | 0 | 0 | 1 | 0 | 0 | 1
606 | Motors | Fans | 20HP Open Drip-Proof (ODP) Motor | Healthcare | New | CheNgsld606 | 1 | 0.87755 | 6802.7211 | 0 | GSLD | 15 | 1 | 1 | 1 | 1 | 1 | 1 | 1 | 1 | 1 | 1 | 1 | 1 | 408.1633 | 0 | 64352.1687 | 0 | 0 | 0 | 1 | 0 | 0 | 1
606 | Motors | Fans | 20HP Open Drip-Proof (ODP) Motor | Hospitals | Turnover | ChoTgsld606 | 1 | 1 | 8620.6897 | 0 | GSLD | 15 | 1 | 1 | 1 | 1 | 1 | 1 | 1 | 1 | 1 | 1 | 1 | 1 | 517.2414 | 0 | 81549.731 | 0 | 0 | 0 | 1 | 0 | 0 | 1
606 | Motors | Fans | 20HP Open Drip-Proof (ODP) Motor | Hospitals | New | ChoNgsld606 | 1 | 1 | 8620.6897 | 0 | GSLD | 15 | 1 | 1 | 1 | 1 | 1 | 1 | 1 | 1 | 1 | 1 | 1 | 1 | 517.2414 | 0 | 81549.731 | 0 | 0 | 0 | 1 | 0 | 0 | 1
606 | Motors | Fans | 20HP Open Drip-Proof (ODP) Motor | Institutional | Turnover | CinTgsld606 | 1 | 0.78049 | 6097.561 | 0 | GSLD | 15 | 1 | 1 | 1 | 1 | 1 | 1 | 1 | 1 | 1 | 1 | 1 | 1 | 365.8537 | 0 | 57681.5171 | 0 | 0 | 0 | 1 | 0 | 0 | 1
606 | Motors | Fans | 20HP Open Drip-Proof (ODP) Motor | Institutional | New | CinNgsld606 | 1 | 0.78049 | 6097.561 | 0 | GSLD | 15 | 1 | 1 | 1 | 1 | 1 | 1 | 1 | 1 | 1 | 1 | 1 | 1 | 365.8537 | 0 | 57681.5171 | 0 | 0 | 0 | 1 | 0 | 0 | 1
606 | Motors | Fans | 20HP Open Drip-Proof (ODP) Motor | Lodging/Hospitality | Turnover | CloTgsld606 | 1 | 0.8209 | 7462.6866 | 0 | GSLD | 15 | 1 | 1 | 1 | 1 | 1 | 1 | 1 | 1 | 1 | 1 | 1 | 1 | 447.7612 | 0 | 70595.2895 | 0 | 0 | 0 | 1 | 0 | 0 | 1
606 | Motors | Fans | 20HP Open Drip-Proof (ODP) Motor | Lodging/Hospitality | New | CloNgsld606 | 1 | 0.8209 | 7462.6866 | 0 | GSLD | 15 | 1 | 1 | 1 | 1 | 1 | 1 | 1 | 1 | 1 | 1 | 1 | 1 | 447.7612 | 0 | 70595.2895 | 0 | 0 | 0 | 1 | 0 | 0 | 1
606 | Motors | Fans | 20HP Open Drip-Proof (ODP) Motor | Miscellaneous | Turnover | CmiTgsld606 | 1 | 0.71038 | 5464.4809 | 0 | GSLD | 15 | 1 | 1 | 1 | 1 | 1 | 1 | 1 | 1 | 1 | 1 | 1 | 1 | 327.8689 | 0 | 51692.7257 | 0 | 0 | 0 | 1 | 0 | 0 | 1
606 | Motors | Fans | 20HP Open Drip-Proof (ODP) Motor | Miscellaneous | New | CmiNgsld606 | 1 | 0.71038 | 5464.4809 | 0 | GSLD | 15 | 1 | 1 | 1 | 1 | 1 | 1 | 1 | 1 | 1 | 1 | 1 | 1 | 327.8689 | 0 | 51692.7257 | 0 | 0 | 0 | 1 | 0 | 0 | 1
606 | Motors | Fans | 20HP Open Drip-Proof (ODP) Motor | Offices | Turnover | CofTgsld606 | 1 | 0.71038 | 5464.4809 | 0 | GSLD | 15 | 1 | 1 | 1 | 1 | 1 | 1 | 1 | 1 | 1 | 1 | 1 | 1 | 327.8689 | 0 | 51692.7257 | 0 | 0 | 0 | 1 | 0 | 0 | 1
606 | Motors | Fans | 20HP Open Drip-Proof (ODP) Motor | Offices | New | CofNgsld606 | 1 | 0.71038 | 5464.4809 | 0 | GSLD | 15 | 1 | 1 | 1 | 1 | 1 | 1 | 1 | 1 | 1 | 1 | 1 | 1 | 327.8689 | 0 | 51692.7257 | 0 | 0 | 0 | 1 | 0 | 0 | 1
606 | Motors | Fans | 20HP Open Drip-Proof (ODP) Motor | Restaurants | Turnover | CreTgsld606 | 1 | 0.76471 | 6535.9477 | 0 | GSLD | 15 | 1 | 1 | 1 | 1 | 1 | 1 | 1 | 1 | 1 | 1 | 1 | 1 | 392.1569 | 0 | 61828.5542 | 0 | 0 | 0 | 1 | 0 | 0 | 1
606 | Motors | Fans | 20HP Open Drip-Proof (ODP) Motor | Restaurants | New | CreNgsld606 | 1 | 0.76471 | 6535.9477 | 0 | GSLD | 15 | 1 | 1 | 1 | 1 | 1 | 1 | 1 | 1 | 1 | 1 | 1 | 1 | 392.1569 | 0 | 61828.5542 | 0 | 0 | 0 | 1 | 0 | 0 | 1
606 | Motors | Fans | 20HP Open Drip-Proof (ODP) Motor | Retail | Turnover | CrtTgsld606 | 1 | 1 | 8620.6897 | 0 | GSLD | 15 | 1 | 1 | 1 | 1 | 1 | 1 | 1 | 1 | 1 | 1 | 1 | 1 | 517.2414 | 0 | 81549.731 | 0 | 0 | 0 | 1 | 0 | 0 | 1
606 | Motors | Fans | 20HP Open Drip-Proof (ODP) Motor | Retail | New | CrtNgsld606 | 1 | 1 | 8620.6897 | 0 | GSLD | 15 | 1 | 1 | 1 | 1 | 1 | 1 | 1 | 1 | 1 | 1 | 1 | 1 | 517.2414 | 0 | 81549.731 | 0 | 0 | 0 | 1 | 0 | 0 | 1
606 | Motors | Fans | 20HP Open Drip-Proof (ODP) Motor | Schools K-12 | Turnover | CscTgsld606 | 1 | 0.71038 | 5464.4809 | 0 | GSLD | 15 | 1 | 1 | 1 | 1 | 1 | 1 | 1 | 1 | 1 | 1 | 1 | 1 | 327.8689 | 0 | 51692.7257 | 0 | 0 | 0 | 1 | 0 | 0 | 1
606 | Motors | Fans | 20HP Open Drip-Proof (ODP) Motor | Schools K-12 | New | CscNgsld606 | 1 | 0.71038 | 5464.4809 | 0 | GSLD | 15 | 1 | 1 | 1 | 1 | 1 | 1 | 1 | 1 | 1 | 1 | 1 | 1 | 327.8689 | 0 | 51692.7257 | 0 | 0 | 0 | 1 | 0 | 0 | 1
606 | Motors | Fans | 20HP Open Drip-Proof (ODP) Motor | Warehouse | Turnover | CwaTgsld606 | 1 | 0.71038 | 5464.4809 | 0 | GSLD | 15 | 1 | 1 | 1 | 1 | 1 | 1 | 1 | 1 | 1 | 1 | 1 | 1 | 327.8689 | 0 | 51692.7257 | 0 | 0 | 0 | 1 | 0 | 0 | 1
606 | Motors | Fans | 20HP Open Drip-Proof (ODP) Motor | Warehouse | New | CwaNgsld606 | 1 | 0.71038 | 5464.4809 | 0 | GSLD | 15 | 1 | 1 | 1 | 1 | 1 | 1 | 1 | 1 | 1 | 1 | 1 | 1 | 327.8689 | 0 | 51692.7257 | 0 | 0 | 0 | 1 | 0 | 0 | 1
607 | Motors | Fans | High Speed Fans | Assembly | Turnover | CasTgsld607 | 1 | 1 | 8620.6897 | 0 | GSLD | 7 | 1 | 1 | 1 | 1 | 1 | 1 | 1 | 1 | 1 | 1 | 1 | 1 | 517.2414 | 0 | 2610.481 | 0 | 0 | 0 | 1 | 0 | 0 | 1
607 | Motors | Fans | High Speed Fans | Assembly | New | CasNgsld607 | 1 | 1 | 8620.6897 | 0 | GSLD | 7 | 1 | 1 | 1 | 1 | 1 | 1 | 1 | 1 | 1 | 1 | 1 | 1 | 517.2414 | 0 | 2610.481 | 0 | 0 | 0 | 1 | 0 | 0 | 1
607 | Motors | Fans | High Speed Fans | College and University | Turnover | CcoTgsld607 | 1 | 1 | 8620.6897 | 0 | GSLD | 7 | 1 | 1 | 1 | 1 | 1 | 1 | 1 | 1 | 1 | 1 | 1 | 1 | 517.2414 | 0 | 2610.481 | 0 | 0 | 0 | 1 | 0 | 0 | 1
607 | Motors | Fans | High Speed Fans | College and University | New | CcoNgsld607 | 1 | 1 | 8620.6897 | 0 | GSLD | 7 | 1 | 1 | 1 | 1 | 1 | 1 | 1 | 1 | 1 | 1 | 1 | 1 | 517.2414 | 0 | 2610.481 | 0 | 0 | 0 | 1 | 0 | 0 | 1
607 | Motors | Fans | High Speed Fans | Data Center | Turnover | CdaTgsld607 | 1 | 0.71038 | 5464.4809 | 0 | GSLD | 7 | 1 | 1 | 1 | 1 | 1 | 1 | 1 | 1 | 1 | 1 | 1 | 1 | 327.8689 | 0 | 1654.7311 | 0 | 0 | 0 | 1 | 0 | 0 | 1
607 | Motors | Fans | High Speed Fans | Data Center | New | CdaNgsld607 | 1 | 0.71038 | 5464.4809 | 0 | GSLD | 7 | 1 | 1 | 1 | 1 | 1 | 1 | 1 | 1 | 1 | 1 | 1 | 1 | 327.8689 | 0 | 1654.7311 | 0 | 0 | 0 | 1 | 0 | 0 | 1
607 | Motors | Fans | High Speed Fans | Grocery | Turnover | CgrTgsld607 | 1 | 0.53409 | 5681.8182 | 0 | GSLD | 7 | 1 | 1 | 1 | 1 | 1 | 1 | 1 | 1 | 1 | 1 | 1 | 1 | 340.9091 | 0 | 1720.5443 | 0 | 0 | 0 | 1 | 0 | 0 | 1
607 | Motors | Fans | High Speed Fans | Grocery | New | CgrNgsld607 | 1 | 0.53409 | 5681.8182 | 0 | GSLD | 7 | 1 | 1 | 1 | 1 | 1 | 1 | 1 | 1 | 1 | 1 | 1 | 1 | 340.9091 | 0 | 1720.5443 | 0 | 0 | 0 | 1 | 0 | 0 | 1
607 | Motors | Fans | High Speed Fans | Healthcare | Turnover | CheTgsld607 | 1 | 0.87755 | 6802.7211 | 0 | GSLD | 7 | 1 | 1 | 1 | 1 | 1 | 1 | 1 | 1 | 1 | 1 | 1 | 1 | 408.1633 | 0 | 2059.9714 | 0 | 0 | 0 | 1 | 0 | 0 | 1
607 | Motors | Fans | High Speed Fans | Healthcare | New | CheNgsld607 | 1 | 0.87755 | 6802.7211 | 0 | GSLD | 7 | 1 | 1 | 1 | 1 | 1 | 1 | 1 | 1 | 1 | 1 | 1 | 1 | 408.1633 | 0 | 2059.9714 | 0 | 0 | 0 | 1 | 0 | 0 | 1
607 | Motors | Fans | High Speed Fans | Hospitals | Turnover | ChoTgsld607 | 1 | 1 | 8620.6897 | 0 | GSLD | 7 | 1 | 1 | 1 | 1 | 1 | 1 | 1 | 1 | 1 | 1 | 1 | 1 | 517.2414 | 0 | 2610.481 | 0 | 0 | 0 | 1 | 0 | 0 | 1
607 | Motors | Fans | High Speed Fans | Hospitals | New | ChoNgsld607 | 1 | 1 | 8620.6897 | 0 | GSLD | 7 | 1 | 1 | 1 | 1 | 1 | 1 | 1 | 1 | 1 | 1 | 1 | 1 | 517.2414 | 0 | 2610.481 | 0 | 0 | 0 | 1 | 0 | 0 | 1
607 | Motors | Fans | High Speed Fans | Institutional | Turnover | CinTgsld607 | 1 | 0.78049 | 6097.561 | 0 | GSLD | 7 | 1 | 1 | 1 | 1 | 1 | 1 | 1 | 1 | 1 | 1 | 1 | 1 | 365.8537 | 0 | 1846.4378 | 0 | 0 | 0 | 1 | 0 | 0 | 1
607 | Motors | Fans | High Speed Fans | Institutional | New | CinNgsld607 | 1 | 0.78049 | 6097.561 | 0 | GSLD | 7 | 1 | 1 | 1 | 1 | 1 | 1 | 1 | 1 | 1 | 1 | 1 | 1 | 365.8537 | 0 | 1846.4378 | 0 | 0 | 0 | 1 | 0 | 0 | 1
607 | Motors | Fans | High Speed Fans | Lodging/Hospitality | Turnover | CloTgsld607 | 1 | 0.8209 | 7462.6866 | 0 | GSLD | 7 | 1 | 1 | 1 | 1 | 1 | 1 | 1 | 1 | 1 | 1 | 1 | 1 | 447.7612 | 0 | 2259.8194 | 0 | 0 | 0 | 1 | 0 | 0 | 1
607 | Motors | Fans | High Speed Fans | Lodging/Hospitality | New | CloNgsld607 | 1 | 0.8209 | 7462.6866 | 0 | GSLD | 7 | 1 | 1 | 1 | 1 | 1 | 1 | 1 | 1 | 1 | 1 | 1 | 1 | 447.7612 | 0 | 2259.8194 | 0 | 0 | 0 | 1 | 0 | 0 | 1
607 | Motors | Fans | High Speed Fans | Miscellaneous | Turnover | CmiTgsld607 | 1 | 0.71038 | 5464.4809 | 0 | GSLD | 7 | 1 | 1 | 1 | 1 | 1 | 1 | 1 | 1 | 1 | 1 | 1 | 1 | 327.8689 | 0 | 1654.7311 | 0 | 0 | 0 | 1 | 0 | 0 | 1
607 | Motors | Fans | High Speed Fans | Miscellaneous | New | CmiNgsld607 | 1 | 0.71038 | 5464.4809 | 0 | GSLD | 7 | 1 | 1 | 1 | 1 | 1 | 1 | 1 | 1 | 1 | 1 | 1 | 1 | 327.8689 | 0 | 1654.7311 | 0 | 0 | 0 | 1 | 0 | 0 | 1
607 | Motors | Fans | High Speed Fans | Offices | Turnover | CofTgsld607 | 1 | 0.71038 | 5464.4809 | 0 | GSLD | 7 | 1 | 1 | 1 | 1 | 1 | 1 | 1 | 1 | 1 | 1 | 1 | 1 | 327.8689 | 0 | 1654.7311 | 0 | 0 | 0 | 1 | 0 | 0 | 1
607 | Motors | Fans | High Speed Fans | Offices | New | CofNgsld607 | 1 | 0.71038 | 5464.4809 | 0 | GSLD | 7 | 1 | 1 | 1 | 1 | 1 | 1 | 1 | 1 | 1 | 1 | 1 | 1 | 327.8689 | 0 | 1654.7311 | 0 | 0 | 0 | 1 | 0 | 0 | 1
607 | Motors | Fans | High Speed Fans | Restaurants | Turnover | CreTgsld607 | 1 | 0.76471 | 6535.9477 | 0 | GSLD | 7 | 1 | 1 | 1 | 1 | 1 | 1 | 1 | 1 | 1 | 1 | 1 | 1 | 392.1569 | 0 | 1979.1882 | 0 | 0 | 0 | 1 | 0 | 0 | 1
607 | Motors | Fans | High Speed Fans | Restaurants | New | CreNgsld607 | 1 | 0.76471 | 6535.9477 | 0 | GSLD | 7 | 1 | 1 | 1 | 1 | 1 | 1 | 1 | 1 | 1 | 1 | 1 | 1 | 392.1569 | 0 | 1979.1882 | 0 | 0 | 0 | 1 | 0 | 0 | 1
607 | Motors | Fans | High Speed Fans | Retail | Turnover | CrtTgsld607 | 1 | 1 | 8620.6897 | 0 | GSLD | 7 | 1 | 1 | 1 | 1 | 1 | 1 | 1 | 1 | 1 | 1 | 1 | 1 | 517.2414 | 0 | 2610.481 | 0 | 0 | 0 | 1 | 0 | 0 | 1
607 | Motors | Fans | High Speed Fans | Retail | New | CrtNgsld607 | 1 | 1 | 8620.6897 | 0 | GSLD | 7 | 1 | 1 | 1 | 1 | 1 | 1 | 1 | 1 | 1 | 1 | 1 | 1 | 517.2414 | 0 | 2610.481 | 0 | 0 | 0 | 1 | 0 | 0 | 1
607 | Motors | Fans | High Speed Fans | Schools K-12 | Turnover | CscTgsld607 | 1 | 0.71038 | 5464.4809 | 0 | GSLD | 7 | 1 | 1 | 1 | 1 | 1 | 1 | 1 | 1 | 1 | 1 | 1 | 1 | 327.8689 | 0 | 1654.7311 | 0 | 0 | 0 | 1 | 0 | 0 | 1
607 | Motors | Fans | High Speed Fans | Schools K-12 | New | CscNgsld607 | 1 | 0.71038 | 5464.4809 | 0 | GSLD | 7 | 1 | 1 | 1 | 1 | 1 | 1 | 1 | 1 | 1 | 1 | 1 | 1 | 327.8689 | 0 | 1654.7311 | 0 | 0 | 0 | 1 | 0 | 0 | 1
607 | Motors | Fans | High Speed Fans | Warehouse | Turnover | CwaTgsld607 | 1 | 0.71038 | 5464.4809 | 0 | GSLD | 7 | 1 | 1 | 1 | 1 | 1 | 1 | 1 | 1 | 1 | 1 | 1 | 1 | 327.8689 | 0 | 1654.7311 | 0 | 0 | 0 | 1 | 0 | 0 | 1
607 | Motors | Fans | High Speed Fans | Warehouse | New | CwaNgsld607 | 1 | 0.71038 | 5464.4809 | 0 | GSLD | 7 | 1 | 1 | 1 | 1 | 1 | 1 | 1 | 1 | 1 | 1 | 1 | 1 | 327.8689 | 0 | 1654.7311 | 0 | 0 | 0 | 1 | 0 | 0 | 1
608 | Motors | Misc | Regenerative Drive Elevator Motor | Assembly | Turnover | CasTgsld608 | 1 | 0.43275 | 5847.9532 | 0 | GSLD | 15 | 1 | 1 | 1 | 1 | 1 | 1 | 1 | 1 | 1 | 1 | 1 | 1 | 350.8772 | 0 | 28324.4611 | 0 | 0 | 0 | 1 | 0 | 0 | 1
608 | Motors | Misc | Regenerative Drive Elevator Motor | Assembly | New | CasNgsld608 | 1 | 0.43275 | 5847.9532 | 0 | GSLD | 15 | 1 | 1 | 1 | 1 | 1 | 1 | 1 | 1 | 1 | 1 | 1 | 1 | 350.8772 | 0 | 28324.4611 | 0 | 0 | 0 | 1 | 0 | 0 | 1
608 | Motors | Misc | Regenerative Drive Elevator Motor | College and University | Turnover | CcoTgsld608 | 1 | 1.0099 | 9900.9901 | 0 | GSLD | 15 | 1 | 1 | 1 | 1 | 1 | 1 | 1 | 1 | 1 | 1 | 1 | 1 | 594.0594 | 0 | 47955.2758 | 0 | 0 | 0 | 1 | 0 | 0 | 1
608 | Motors | Misc | Regenerative Drive Elevator Motor | College and University | New | CcoNgsld608 | 1 | 1.0099 | 9900.9901 | 0 | GSLD | 15 | 1 | 1 | 1 | 1 | 1 | 1 | 1 | 1 | 1 | 1 | 1 | 1 | 594.0594 | 0 | 47955.2758 | 0 | 0 | 0 | 1 | 0 | 0 | 1
608 | Motors | Misc | Regenerative Drive Elevator Motor | Data Center | Turnover | CdaTgsld608 | 1 | 1.0631 | 9009.009 | 0 | GSLD | 15 | 1 | 1 | 1 | 1 | 1 | 1 | 1 | 1 | 1 | 1 | 1 | 1 | 540.5405 | 0 | 43634.9806 | 0 | 0 | 0 | 1 | 0 | 0 | 1
608 | Motors | Misc | Regenerative Drive Elevator Motor | Data Center | New | CdaNgsld608 | 1 | 1.0631 | 9009.009 | 0 | GSLD | 15 | 1 | 1 | 1 | 1 | 1 | 1 | 1 | 1 | 1 | 1 | 1 | 1 | 540.5405 | 0 | 43634.9806 | 0 | 0 | 0 | 1 | 0 | 0 | 1
608 | Motors | Misc | Regenerative Drive Elevator Motor | Grocery | Turnover | CgrTgsld608 | 1 | 0.6 | 7407.4074 | 0 | GSLD | 15 | 1 | 1 | 1 | 1 | 1 | 1 | 1 | 1 | 1 | 1 | 1 | 1 | 444.4444 | 0 | 35877.6508 | 0 | 0 | 0 | 1 | 0 | 0 | 1
608 | Motors | Misc | Regenerative Drive Elevator Motor | Grocery | New | CgrNgsld608 | 1 | 0.6 | 7407.4074 | 0 | GSLD | 15 | 1 | 1 | 1 | 1 | 1 | 1 | 1 | 1 | 1 | 1 | 1 | 1 | 444.4444 | 0 | 35877.6508 | 0 | 0 | 0 | 1 | 0 | 0 | 1
608 | Motors | Misc | Regenerative Drive Elevator Motor | Healthcare | Turnover | CheTgsld608 | 1 | 1.0347 | 6944.4444 | 0 | GSLD | 15 | 1 | 1 | 1 | 1 | 1 | 1 | 1 | 1 | 1 | 1 | 1 | 1 | 416.6667 | 0 | 33635.2976 | 0 | 0 | 0 | 1 | 0 | 0 | 1
608 | Motors | Misc | Regenerative Drive Elevator Motor | Healthcare | New | CheNgsld608 | 1 | 1.0347 | 6944.4444 | 0 | GSLD | 15 | 1 | 1 | 1 | 1 | 1 | 1 | 1 | 1 | 1 | 1 | 1 | 1 | 416.6667 | 0 | 33635.2976 | 0 | 0 | 0 | 1 | 0 | 0 | 1
608 | Motors | Misc | Regenerative Drive Elevator Motor | Hospitals | Turnover | ChoTgsld608 | 1 | 1.0099 | 9900.9901 | 0 | GSLD | 15 | 1 | 1 | 1 | 1 | 1 | 1 | 1 | 1 | 1 | 1 | 1 | 1 | 594.0594 | 0 | 47955.2758 | 0 | 0 | 0 | 1 | 0 | 0 | 1
608 | Motors | Misc | Regenerative Drive Elevator Motor | Hospitals | New | ChoNgsld608 | 1 | 1.0099 | 9900.9901 | 0 | GSLD | 15 | 1 | 1 | 1 | 1 | 1 | 1 | 1 | 1 | 1 | 1 | 1 | 1 | 594.0594 | 0 | 47955.2758 | 0 | 0 | 0 | 1 | 0 | 0 | 1
608 | Motors | Misc | Regenerative Drive Elevator Motor | Institutional | Turnover | CinTgsld608 | 1 | 1.0811 | 9009.009 | 0 | GSLD | 15 | 1 | 1 | 1 | 1 | 1 | 1 | 1 | 1 | 1 | 1 | 1 | 1 | 540.5405 | 0 | 43634.9806 | 0 | 0 | 0 | 1 | 0 | 0 | 1
608 | Motors | Misc | Regenerative Drive Elevator Motor | Institutional | New | CinNgsld608 | 1 | 1.0811 | 9009.009 | 0 | GSLD | 15 | 1 | 1 | 1 | 1 | 1 | 1 | 1 | 1 | 1 | 1 | 1 | 1 | 540.5405 | 0 | 43634.9806 | 0 | 0 | 0 | 1 | 0 | 0 | 1
608 | Motors | Misc | Regenerative Drive Elevator Motor | Lodging/Hospitality | Turnover | CloTgsld608 | 1 | 1.1682 | 9345.7944 | 0 | GSLD | 15 | 1 | 1 | 1 | 1 | 1 | 1 | 1 | 1 | 1 | 1 | 1 | 1 | 560.7477 | 0 | 45266.1949 | 0 | 0 | 0 | 1 | 0 | 0 | 1
608 | Motors | Misc | Regenerative Drive Elevator Motor | Lodging/Hospitality | New | CloNgsld608 | 1 | 1.1682 | 9345.7944 | 0 | GSLD | 15 | 1 | 1 | 1 | 1 | 1 | 1 | 1 | 1 | 1 | 1 | 1 | 1 | 560.7477 | 0 | 45266.1949 | 0 | 0 | 0 | 1 | 0 | 0 | 1
608 | Motors | Misc | Regenerative Drive Elevator Motor | Miscellaneous | Turnover | CmiTgsld608 | 1 | 1.0631 | 9009.009 | 0 | GSLD | 15 | 1 | 1 | 1 | 1 | 1 | 1 | 1 | 1 | 1 | 1 | 1 | 1 | 540.5405 | 0 | 43634.9806 | 0 | 0 | 0 | 1 | 0 | 0 | 1
608 | Motors | Misc | Regenerative Drive Elevator Motor | Miscellaneous | New | CmiNgsld608 | 1 | 1.0631 | 9009.009 | 0 | GSLD | 15 | 1 | 1 | 1 | 1 | 1 | 1 | 1 | 1 | 1 | 1 | 1 | 1 | 540.5405 | 0 | 43634.9806 | 0 | 0 | 0 | 1 | 0 | 0 | 1
608 | Motors | Misc | Regenerative Drive Elevator Motor | Offices | Turnover | CofTgsld608 | 1 | 1.0631 | 9009.009 | 0 | GSLD | 15 | 1 | 1 | 1 | 1 | 1 | 1 | 1 | 1 | 1 | 1 | 1 | 1 | 540.5405 | 0 | 43634.9806 | 0 | 0 | 0 | 1 | 0 | 0 | 1
608 | Motors | Misc | Regenerative Drive Elevator Motor | Offices | New | CofNgsld608 | 1 | 1.0631 | 9009.009 | 0 | GSLD | 15 | 1 | 1 | 1 | 1 | 1 | 1 | 1 | 1 | 1 | 1 | 1 | 1 | 540.5405 | 0 | 43634.9806 | 0 | 0 | 0 | 1 | 0 | 0 | 1
608 | Motors | Misc | Regenerative Drive Elevator Motor | Restaurants | Turnover | CreTgsld608 | 1 | 0.37313 | 7462.6866 | 0 | GSLD | 15 | 1 | 1 | 1 | 1 | 1 | 1 | 1 | 1 | 1 | 1 | 1 | 1 | 447.7612 | 0 | 36145.3944 | 0 | 0 | 0 | 1 | 0 | 0 | 1
608 | Motors | Misc | Regenerative Drive Elevator Motor | Restaurants | New | CreNgsld608 | 1 | 0.37313 | 7462.6866 | 0 | GSLD | 15 | 1 | 1 | 1 | 1 | 1 | 1 | 1 | 1 | 1 | 1 | 1 | 1 | 447.7612 | 0 | 36145.3944 | 0 | 0 | 0 | 1 | 0 | 0 | 1
608 | Motors | Misc | Regenerative Drive Elevator Motor | Retail | Turnover | CrtTgsld608 | 1 | 0.55245 | 6993.007 | 0 | GSLD | 15 | 1 | 1 | 1 | 1 | 1 | 1 | 1 | 1 | 1 | 1 | 1 | 1 | 419.5804 | 0 | 33870.5095 | 0 | 0 | 0 | 1 | 0 | 0 | 1
608 | Motors | Misc | Regenerative Drive Elevator Motor | Retail | New | CrtNgsld608 | 1 | 0.55245 | 6993.007 | 0 | GSLD | 15 | 1 | 1 | 1 | 1 | 1 | 1 | 1 | 1 | 1 | 1 | 1 | 1 | 419.5804 | 0 | 33870.5095 | 0 | 0 | 0 | 1 | 0 | 0 | 1
608 | Motors | Misc | Regenerative Drive Elevator Motor | Schools K-12 | Turnover | CscTgsld608 | 1 | 1.0388 | 9708.7379 | 0 | GSLD | 15 | 1 | 1 | 1 | 1 | 1 | 1 | 1 | 1 | 1 | 1 | 1 | 1 | 582.5243 | 0 | 47024.1054 | 0 | 0 | 0 | 1 | 0 | 0 | 1
608 | Motors | Misc | Regenerative Drive Elevator Motor | Schools K-12 | New | CscNgsld608 | 1 | 1.0388 | 9708.7379 | 0 | GSLD | 15 | 1 | 1 | 1 | 1 | 1 | 1 | 1 | 1 | 1 | 1 | 1 | 1 | 582.5243 | 0 | 47024.1054 | 0 | 0 | 0 | 1 | 0 | 0 | 1
608 | Motors | Misc | Regenerative Drive Elevator Motor | Warehouse | Turnover | CwaTgsld608 | 1 | 0.72549 | 6535.9477 | 0 | GSLD | 15 | 1 | 1 | 1 | 1 | 1 | 1 | 1 | 1 | 1 | 1 | 1 | 1 | 392.1569 | 0 | 31656.7507 | 0 | 0 | 0 | 1 | 0 | 0 | 1
608 | Motors | Misc | Regenerative Drive Elevator Motor | Warehouse | New | CwaNgsld608 | 1 | 0.72549 | 6535.9477 | 0 | GSLD | 15 | 1 | 1 | 1 | 1 | 1 | 1 | 1 | 1 | 1 | 1 | 1 | 1 | 392.1569 | 0 | 31656.7507 | 0 | 0 | 0 | 1 | 0 | 0 | 1
609 | Motors | Solar | Solar Powered Pool Pump | Assembly | Turnover | CasTgsld609 | 1 | 0.43275 | 5847.9532 | 0 | GSLD | 15 | 1 | 1 | 1 | 1 | 1 | 1 | 1 | 1 | 1 | 1 | 1 | 1 | 350.8772 | 0 | 35157.9584 | 0 | 0 | 0 | 1 | 0 | 0 | 1
609 | Motors | Solar | Solar Powered Pool Pump | Assembly | New | CasNgsld609 | 1 | 0.43275 | 5847.9532 | 0 | GSLD | 15 | 1 | 1 | 1 | 1 | 1 | 1 | 1 | 1 | 1 | 1 | 1 | 1 | 350.8772 | 0 | 35157.9584 | 0 | 0 | 0 | 1 | 0 | 0 | 1
609 | Motors | Solar | Solar Powered Pool Pump | College and University | Turnover | CcoTgsld609 | 1 | 1.0099 | 9900.9901 | 0 | GSLD | 15 | 1 | 1 | 1 | 1 | 1 | 1 | 1 | 1 | 1 | 1 | 1 | 1 | 594.0594 | 0 | 59524.8602 | 0 | 0 | 0 | 1 | 0 | 0 | 1
609 | Motors | Solar | Solar Powered Pool Pump | College and University | New | CcoNgsld609 | 1 | 1.0099 | 9900.9901 | 0 | GSLD | 15 | 1 | 1 | 1 | 1 | 1 | 1 | 1 | 1 | 1 | 1 | 1 | 1 | 594.0594 | 0 | 59524.8602 | 0 | 0 | 0 | 1 | 0 | 0 | 1
609 | Motors | Solar | Solar Powered Pool Pump | Data Center | Turnover | CdaTgsld609 | 1 | 1.0631 | 9009.009 | 0 | GSLD | 15 | 1 | 1 | 1 | 1 | 1 | 1 | 1 | 1 | 1 | 1 | 1 | 1 | 540.5405 | 0 | 54162.2602 | 0 | 0 | 0 | 1 | 0 | 0 | 1
609 | Motors | Solar | Solar Powered Pool Pump | Data Center | New | CdaNgsld609 | 1 | 1.0631 | 9009.009 | 0 | GSLD | 15 | 1 | 1 | 1 | 1 | 1 | 1 | 1 | 1 | 1 | 1 | 1 | 1 | 540.5405 | 0 | 54162.2602 | 0 | 0 | 0 | 1 | 0 | 0 | 1
609 | Motors | Solar | Solar Powered Pool Pump | Grocery | Turnover | CgrTgsld609 | 1 | 0.6 | 7407.4074 | 0 | GSLD | 15 | 1 | 1 | 1 | 1 | 1 | 1 | 1 | 1 | 1 | 1 | 1 | 1 | 444.4444 | 0 | 44533.4139 | 0 | 0 | 0 | 1 | 0 | 0 | 1
609 | Motors | Solar | Solar Powered Pool Pump | Grocery | New | CgrNgsld609 | 1 | 0.6 | 7407.4074 | 0 | GSLD | 15 | 1 | 1 | 1 | 1 | 1 | 1 | 1 | 1 | 1 | 1 | 1 | 1 | 444.4444 | 0 | 44533.4139 | 0 | 0 | 0 | 1 | 0 | 0 | 1
609 | Motors | Solar | Solar Powered Pool Pump | Healthcare | Turnover | CheTgsld609 | 1 | 1.0347 | 6944.4444 | 0 | GSLD | 15 | 1 | 1 | 1 | 1 | 1 | 1 | 1 | 1 | 1 | 1 | 1 | 1 | 416.6667 | 0 | 41750.0756 | 0 | 0 | 0 | 1 | 0 | 0 | 1
609 | Motors | Solar | Solar Powered Pool Pump | Healthcare | New | CheNgsld609 | 1 | 1.0347 | 6944.4444 | 0 | GSLD | 15 | 1 | 1 | 1 | 1 | 1 | 1 | 1 | 1 | 1 | 1 | 1 | 1 | 416.6667 | 0 | 41750.0756 | 0 | 0 | 0 | 1 | 0 | 0 | 1
609 | Motors | Solar | Solar Powered Pool Pump | Hospitals | Turnover | ChoTgsld609 | 1 | 1.0099 | 9900.9901 | 0 | GSLD | 15 | 1 | 1 | 1 | 1 | 1 | 1 | 1 | 1 | 1 | 1 | 1 | 1 | 594.0594 | 0 | 59524.8602 | 0 | 0 | 0 | 1 | 0 | 0 | 1
609 | Motors | Solar | Solar Powered Pool Pump | Hospitals | New | ChoNgsld609 | 1 | 1.0099 | 9900.9901 | 0 | GSLD | 15 | 1 | 1 | 1 | 1 | 1 | 1 | 1 | 1 | 1 | 1 | 1 | 1 | 594.0594 | 0 | 59524.8602 | 0 | 0 | 0 | 1 | 0 | 0 | 1
609 | Motors | Solar | Solar Powered Pool Pump | Institutional | Turnover | CinTgsld609 | 1 | 1.0811 | 9009.009 | 0 | GSLD | 15 | 1 | 1 | 1 | 1 | 1 | 1 | 1 | 1 | 1 | 1 | 1 | 1 | 540.5405 | 0 | 54162.2602 | 0 | 0 | 0 | 1 | 0 | 0 | 1
609 | Motors | Solar | Solar Powered Pool Pump | Institutional | New | CinNgsld609 | 1 | 1.0811 | 9009.009 | 0 | GSLD | 15 | 1 | 1 | 1 | 1 | 1 | 1 | 1 | 1 | 1 | 1 | 1 | 1 | 540.5405 | 0 | 54162.2602 | 0 | 0 | 0 | 1 | 0 | 0 | 1
609 | Motors | Solar | Solar Powered Pool Pump | Lodging/Hospitality | Turnover | CloTgsld609 | 1 | 1.1682 | 9345.7944 | 0 | GSLD | 15 | 1 | 1 | 1 | 1 | 1 | 1 | 1 | 1 | 1 | 1 | 1 | 1 | 560.7477 | 0 | 56187.0176 | 0 | 0 | 0 | 1 | 0 | 0 | 1
609 | Motors | Solar | Solar Powered Pool Pump | Lodging/Hospitality | New | CloNgsld609 | 1 | 1.1682 | 9345.7944 | 0 | GSLD | 15 | 1 | 1 | 1 | 1 | 1 | 1 | 1 | 1 | 1 | 1 | 1 | 1 | 560.7477 | 0 | 56187.0176 | 0 | 0 | 0 | 1 | 0 | 0 | 1
609 | Motors | Solar | Solar Powered Pool Pump | Miscellaneous | Turnover | CmiTgsld609 | 1 | 1.0631 | 9009.009 | 0 | GSLD | 15 | 1 | 1 | 1 | 1 | 1 | 1 | 1 | 1 | 1 | 1 | 1 | 1 | 540.5405 | 0 | 54162.2602 | 0 | 0 | 0 | 1 | 0 | 0 | 1
609 | Motors | Solar | Solar Powered Pool Pump | Miscellaneous | New | CmiNgsld609 | 1 | 1.0631 | 9009.009 | 0 | GSLD | 15 | 1 | 1 | 1 | 1 | 1 | 1 | 1 | 1 | 1 | 1 | 1 | 1 | 540.5405 | 0 | 54162.2602 | 0 | 0 | 0 | 1 | 0 | 0 | 1
609 | Motors | Solar | Solar Powered Pool Pump | Offices | Turnover | CofTgsld609 | 1 | 1.0631 | 9009.009 | 0 | GSLD | 15 | 1 | 1 | 1 | 1 | 1 | 1 | 1 | 1 | 1 | 1 | 1 | 1 | 540.5405 | 0 | 54162.2602 | 0 | 0 | 0 | 1 | 0 | 0 | 1
609 | Motors | Solar | Solar Powered Pool Pump | Offices | New | CofNgsld609 | 1 | 1.0631 | 9009.009 | 0 | GSLD | 15 | 1 | 1 | 1 | 1 | 1 | 1 | 1 | 1 | 1 | 1 | 1 | 1 | 540.5405 | 0 | 54162.2602 | 0 | 0 | 0 | 1 | 0 | 0 | 1
609 | Motors | Solar | Solar Powered Pool Pump | Restaurants | Turnover | CreTgsld609 | 1 | 0.37313 | 7462.6866 | 0 | GSLD | 15 | 1 | 1 | 1 | 1 | 1 | 1 | 1 | 1 | 1 | 1 | 1 | 1 | 447.7612 | 0 | 44865.7528 | 0 | 0 | 0 | 1 | 0 | 0 | 1
609 | Motors | Solar | Solar Powered Pool Pump | Restaurants | New | CreNgsld609 | 1 | 0.37313 | 7462.6866 | 0 | GSLD | 15 | 1 | 1 | 1 | 1 | 1 | 1 | 1 | 1 | 1 | 1 | 1 | 1 | 447.7612 | 0 | 44865.7528 | 0 | 0 | 0 | 1 | 0 | 0 | 1
609 | Motors | Solar | Solar Powered Pool Pump | Retail | Turnover | CrtTgsld609 | 1 | 0.55245 | 6993.007 | 0 | GSLD | 15 | 1 | 1 | 1 | 1 | 1 | 1 | 1 | 1 | 1 | 1 | 1 | 1 | 419.5804 | 0 | 42042.0341 | 0 | 0 | 0 | 1 | 0 | 0 | 1
609 | Motors | Solar | Solar Powered Pool Pump | Retail | New | CrtNgsld609 | 1 | 0.55245 | 6993.007 | 0 | GSLD | 15 | 1 | 1 | 1 | 1 | 1 | 1 | 1 | 1 | 1 | 1 | 1 | 1 | 419.5804 | 0 | 42042.0341 | 0 | 0 | 0 | 1 | 0 | 0 | 1
609 | Motors | Solar | Solar Powered Pool Pump | Schools K-12 | Turnover | CscTgsld609 | 1 | 1.0388 | 9708.7379 | 0 | GSLD | 15 | 1 | 1 | 1 | 1 | 1 | 1 | 1 | 1 | 1 | 1 | 1 | 1 | 582.5243 | 0 | 58369.0377 | 0 | 0 | 0 | 1 | 0 | 0 | 1
609 | Motors | Solar | Solar Powered Pool Pump | Schools K-12 | New | CscNgsld609 | 1 | 1.0388 | 9708.7379 | 0 | GSLD | 15 | 1 | 1 | 1 | 1 | 1 | 1 | 1 | 1 | 1 | 1 | 1 | 1 | 582.5243 | 0 | 58369.0377 | 0 | 0 | 0 | 1 | 0 | 0 | 1
609 | Motors | Solar | Solar Powered Pool Pump | Warehouse | Turnover | CwaTgsld609 | 1 | 0.72549 | 6535.9477 | 0 | GSLD | 15 | 1 | 1 | 1 | 1 | 1 | 1 | 1 | 1 | 1 | 1 | 1 | 1 | 392.1569 | 0 | 39294.1888 | 0 | 0 | 0 | 1 | 0 | 0 | 1
609 | Motors | Solar | Solar Powered Pool Pump | Warehouse | New | CwaNgsld609 | 1 | 0.72549 | 6535.9477 | 0 | GSLD | 15 | 1 | 1 | 1 | 1 | 1 | 1 | 1 | 1 | 1 | 1 | 1 | 1 | 392.1569 | 0 | 39294.1888 | 0 | 0 | 0 | 1 | 0 | 0 | 1
701 | Power Management | Storage | Efficient Battery Charger | Assembly | Turnover | CasTgsld701 | 1 | 0.43275 | 5847.9532 | 0 | GSLD | 15 | 1 | 1 | 1 | 1 | 1 | 1 | 1 | 1 | 1 | 1 | 1 | 1 | 350.8772 | 0 | 2168.2281 | 0 | 0 | 0 | 1 | 0 | 0 | 1
701 | Power Management | Storage | Efficient Battery Charger | Assembly | New | CasNgsld701 | 1 | 0.43275 | 5847.9532 | 0 | GSLD | 15 | 1 | 1 | 1 | 1 | 1 | 1 | 1 | 1 | 1 | 1 | 1 | 1 | 350.8772 | 0 | 2168.2281 | 0 | 0 | 0 | 1 | 0 | 0 | 1
701 | Power Management | Storage | Efficient Battery Charger | College and University | Turnover | CcoTgsld701 | 1 | 1.0099 | 9900.9901 | 0 | GSLD | 15 | 1 | 1 | 1 | 1 | 1 | 1 | 1 | 1 | 1 | 1 | 1 | 1 | 594.0594 | 0 | 3670.9604 | 0 | 0 | 0 | 1 | 0 | 0 | 1
701 | Power Management | Storage | Efficient Battery Charger | College and University | New | CcoNgsld701 | 1 | 1.0099 | 9900.9901 | 0 | GSLD | 15 | 1 | 1 | 1 | 1 | 1 | 1 | 1 | 1 | 1 | 1 | 1 | 1 | 594.0594 | 0 | 3670.9604 | 0 | 0 | 0 | 1 | 0 | 0 | 1
701 | Power Management | Storage | Efficient Battery Charger | Data Center | Turnover | CdaTgsld701 | 1 | 1.0631 | 9009.009 | 0 | GSLD | 15 | 1 | 1 | 1 | 1 | 1 | 1 | 1 | 1 | 1 | 1 | 1 | 1 | 540.5405 | 0 | 3340.2433 | 0 | 0 | 0 | 1 | 0 | 0 | 1
701 | Power Management | Storage | Efficient Battery Charger | Data Center | New | CdaNgsld701 | 1 | 1.0631 | 9009.009 | 0 | GSLD | 15 | 1 | 1 | 1 | 1 | 1 | 1 | 1 | 1 | 1 | 1 | 1 | 1 | 540.5405 | 0 | 3340.2433 | 0 | 0 | 0 | 1 | 0 | 0 | 1
701 | Power Management | Storage | Efficient Battery Charger | Grocery | Turnover | CgrTgsld701 | 1 | 0.6 | 7407.4074 | 0 | GSLD | 15 | 1 | 1 | 1 | 1 | 1 | 1 | 1 | 1 | 1 | 1 | 1 | 1 | 444.4444 | 0 | 2746.4222 | 0 | 0 | 0 | 1 | 0 | 0 | 1
701 | Power Management | Storage | Efficient Battery Charger | Grocery | New | CgrNgsld701 | 1 | 0.6 | 7407.4074 | 0 | GSLD | 15 | 1 | 1 | 1 | 1 | 1 | 1 | 1 | 1 | 1 | 1 | 1 | 1 | 444.4444 | 0 | 2746.4222 | 0 | 0 | 0 | 1 | 0 | 0 | 1
701 | Power Management | Storage | Efficient Battery Charger | Healthcare | Turnover | CheTgsld701 | 1 | 1.0347 | 6944.4444 | 0 | GSLD | 15 | 1 | 1 | 1 | 1 | 1 | 1 | 1 | 1 | 1 | 1 | 1 | 1 | 416.6667 | 0 | 2574.7708 | 0 | 0 | 0 | 1 | 0 | 0 | 1
701 | Power Management | Storage | Efficient Battery Charger | Healthcare | New | CheNgsld701 | 1 | 1.0347 | 6944.4444 | 0 | GSLD | 15 | 1 | 1 | 1 | 1 | 1 | 1 | 1 | 1 | 1 | 1 | 1 | 1 | 416.6667 | 0 | 2574.7708 | 0 | 0 | 0 | 1 | 0 | 0 | 1
701 | Power Management | Storage | Efficient Battery Charger | Hospitals | Turnover | ChoTgsld701 | 1 | 1.0099 | 9900.9901 | 0 | GSLD | 15 | 1 | 1 | 1 | 1 | 1 | 1 | 1 | 1 | 1 | 1 | 1 | 1 | 594.0594 | 0 | 3670.9604 | 0 | 0 | 0 | 1 | 0 | 0 | 1
701 | Power Management | Storage | Efficient Battery Charger | Hospitals | New | ChoNgsld701 | 1 | 1.0099 | 9900.9901 | 0 | GSLD | 15 | 1 | 1 | 1 | 1 | 1 | 1 | 1 | 1 | 1 | 1 | 1 | 1 | 594.0594 | 0 | 3670.9604 | 0 | 0 | 0 | 1 | 0 | 0 | 1
701 | Power Management | Storage | Efficient Battery Charger | Institutional | Turnover | CinTgsld701 | 1 | 1.0811 | 9009.009 | 0 | GSLD | 15 | 1 | 1 | 1 | 1 | 1 | 1 | 1 | 1 | 1 | 1 | 1 | 1 | 540.5405 | 0 | 3340.2433 | 0 | 0 | 0 | 1 | 0 | 0 | 1
701 | Power Management | Storage | Efficient Battery Charger | Institutional | New | CinNgsld701 | 1 | 1.0811 | 9009.009 | 0 | GSLD | 15 | 1 | 1 | 1 | 1 | 1 | 1 | 1 | 1 | 1 | 1 | 1 | 1 | 540.5405 | 0 | 3340.2433 | 0 | 0 | 0 | 1 | 0 | 0 | 1
701 | Power Management | Storage | Efficient Battery Charger | Lodging/Hospitality | Turnover | CloTgsld701 | 1 | 1.1682 | 9345.7944 | 0 | GSLD | 15 | 1 | 1 | 1 | 1 | 1 | 1 | 1 | 1 | 1 | 1 | 1 | 1 | 560.7477 | 0 | 3465.1122 | 0 | 0 | 0 | 1 | 0 | 0 | 1
701 | Power Management | Storage | Efficient Battery Charger | Lodging/Hospitality | New | CloNgsld701 | 1 | 1.1682 | 9345.7944 | 0 | GSLD | 15 | 1 | 1 | 1 | 1 | 1 | 1 | 1 | 1 | 1 | 1 | 1 | 1 | 560.7477 | 0 | 3465.1122 | 0 | 0 | 0 | 1 | 0 | 0 | 1
701 | Power Management | Storage | Efficient Battery Charger | Miscellaneous | Turnover | CmiTgsld701 | 1 | 1.0631 | 9009.009 | 0 | GSLD | 15 | 1 | 1 | 1 | 1 | 1 | 1 | 1 | 1 | 1 | 1 | 1 | 1 | 540.5405 | 0 | 3340.2433 | 0 | 0 | 0 | 1 | 0 | 0 | 1
701 | Power Management | Storage | Efficient Battery Charger | Miscellaneous | New | CmiNgsld701 | 1 | 1.0631 | 9009.009 | 0 | GSLD | 15 | 1 | 1 | 1 | 1 | 1 | 1 | 1 | 1 | 1 | 1 | 1 | 1 | 540.5405 | 0 | 3340.2433 | 0 | 0 | 0 | 1 | 0 | 0 | 1
701 | Power Management | Storage | Efficient Battery Charger | Offices | Turnover | CofTgsld701 | 1 | 1.0631 | 9009.009 | 0 | GSLD | 15 | 1 | 1 | 1 | 1 | 1 | 1 | 1 | 1 | 1 | 1 | 1 | 1 | 540.5405 | 0 | 3340.2433 | 0 | 0 | 0 | 1 | 0 | 0 | 1
701 | Power Management | Storage | Efficient Battery Charger | Offices | New | CofNgsld701 | 1 | 1.0631 | 9009.009 | 0 | GSLD | 15 | 1 | 1 | 1 | 1 | 1 | 1 | 1 | 1 | 1 | 1 | 1 | 1 | 540.5405 | 0 | 3340.2433 | 0 | 0 | 0 | 1 | 0 | 0 | 1
701 | Power Management | Storage | Efficient Battery Charger | Restaurants | Turnover | CreTgsld701 | 1 | 0.37313 | 7462.6866 | 0 | GSLD | 15 | 1 | 1 | 1 | 1 | 1 | 1 | 1 | 1 | 1 | 1 | 1 | 1 | 447.7612 | 0 | 2766.9179 | 0 | 0 | 0 | 1 | 0 | 0 | 1
701 | Power Management | Storage | Efficient Battery Charger | Restaurants | New | CreNgsld701 | 1 | 0.37313 | 7462.6866 | 0 | GSLD | 15 | 1 | 1 | 1 | 1 | 1 | 1 | 1 | 1 | 1 | 1 | 1 | 1 | 447.7612 | 0 | 2766.9179 | 0 | 0 | 0 | 1 | 0 | 0 | 1
701 | Power Management | Storage | Efficient Battery Charger | Retail | Turnover | CrtTgsld701 | 1 | 0.55245 | 6993.007 | 0 | GSLD | 15 | 1 | 1 | 1 | 1 | 1 | 1 | 1 | 1 | 1 | 1 | 1 | 1 | 419.5804 | 0 | 2592.7762 | 0 | 0 | 0 | 1 | 0 | 0 | 1
701 | Power Management | Storage | Efficient Battery Charger | Retail | New | CrtNgsld701 | 1 | 0.55245 | 6993.007 | 0 | GSLD | 15 | 1 | 1 | 1 | 1 | 1 | 1 | 1 | 1 | 1 | 1 | 1 | 1 | 419.5804 | 0 | 2592.7762 | 0 | 0 | 0 | 1 | 0 | 0 | 1
701 | Power Management | Storage | Efficient Battery Charger | Schools K-12 | Turnover | CscTgsld701 | 1 | 1.0388 | 9708.7379 | 0 | GSLD | 15 | 1 | 1 | 1 | 1 | 1 | 1 | 1 | 1 | 1 | 1 | 1 | 1 | 582.5243 | 0 | 3599.6796 | 0 | 0 | 0 | 1 | 0 | 0 | 1
701 | Power Management | Storage | Efficient Battery Charger | Schools K-12 | New | CscNgsld701 | 1 | 1.0388 | 9708.7379 | 0 | GSLD | 15 | 1 | 1 | 1 | 1 | 1 | 1 | 1 | 1 | 1 | 1 | 1 | 1 | 582.5243 | 0 | 3599.6796 | 0 | 0 | 0 | 1 | 0 | 0 | 1
701 | Power Management | Storage | Efficient Battery Charger | Warehouse | Turnover | CwaTgsld701 | 1 | 0.72549 | 6535.9477 | 0 | GSLD | 15 | 1 | 1 | 1 | 1 | 1 | 1 | 1 | 1 | 1 | 1 | 1 | 1 | 392.1569 | 0 | 2423.3137 | 0 | 0 | 0 | 1 | 0 | 0 | 1
701 | Power Management | Storage | Efficient Battery Charger | Warehouse | New | CwaNgsld701 | 1 | 0.72549 | 6535.9477 | 0 | GSLD | 15 | 1 | 1 | 1 | 1 | 1 | 1 | 1 | 1 | 1 | 1 | 1 | 1 | 392.1569 | 0 | 2423.3137 | 0 | 0 | 0 | 1 | 0 | 0 | 1
702 | Power Management | Supply | Engine Block Timer | Assembly | Existing | CasEgsld702 | 1 | 0.43275 | 5847.9532 | 0 | GSLD | 3 | 1 | 1 | 1 | 1 | 1 | 1 | 1 | 1 | 1 | 1 | 1 | 1 | 294.0538 | 0 | 106.4003 | 0 | 0 | 0 | 1 | 0 | 0 | 1
702 | Power Management | Supply | Engine Block Timer | Assembly | New | CasNgsld702 | 1 | 0.43275 | 5847.9532 | 0 | GSLD | 3 | 1 | 1 | 1 | 1 | 1 | 1 | 1 | 1 | 1 | 1 | 1 | 1 | 294.0538 | 0 | 106.4003 | 0 | 0 | 0 | 1 | 0 | 0 | 1
702 | Power Management | Supply | Engine Block Timer | College and University | Existing | CcoEgsld702 | 1 | 1.0099 | 9900.9901 | 0 | GSLD | 3 | 1 | 1 | 1 | 1 | 1 | 1 | 1 | 1 | 1 | 1 | 1 | 1 | 497.8535 | 0 | 180.143 | 0 | 0 | 0 | 1 | 0 | 0 | 1
702 | Power Management | Supply | Engine Block Timer | College and University | New | CcoNgsld702 | 1 | 1.0099 | 9900.9901 | 0 | GSLD | 3 | 1 | 1 | 1 | 1 | 1 | 1 | 1 | 1 | 1 | 1 | 1 | 1 | 497.8535 | 0 | 180.143 | 0 | 0 | 0 | 1 | 0 | 0 | 1
702 | Power Management | Supply | Engine Block Timer | Data Center | Existing | CdaEgsld702 | 1 | 1.0631 | 9009.009 | 0 | GSLD | 3 | 1 | 1 | 1 | 1 | 1 | 1 | 1 | 1 | 1 | 1 | 1 | 1 | 453.0018 | 0 | 163.9139 | 0 | 0 | 0 | 1 | 0 | 0 | 1
702 | Power Management | Supply | Engine Block Timer | Data Center | New | CdaNgsld702 | 1 | 1.0631 | 9009.009 | 0 | GSLD | 3 | 1 | 1 | 1 | 1 | 1 | 1 | 1 | 1 | 1 | 1 | 1 | 1 | 453.0018 | 0 | 163.9139 | 0 | 0 | 0 | 1 | 0 | 0 | 1
702 | Power Management | Supply | Engine Block Timer | Grocery | Existing | CgrEgsld702 | 1 | 0.6 | 7407.4074 | 0 | GSLD | 3 | 1 | 1 | 1 | 1 | 1 | 1 | 1 | 1 | 1 | 1 | 1 | 1 | 372.4682 | 0 | 134.7737 | 0 | 0 | 0 | 1 | 0 | 0 | 1
702 | Power Management | Supply | Engine Block Timer | Grocery | New | CgrNgsld702 | 1 | 0.6 | 7407.4074 | 0 | GSLD | 3 | 1 | 1 | 1 | 1 | 1 | 1 | 1 | 1 | 1 | 1 | 1 | 1 | 372.4682 | 0 | 134.7737 | 0 | 0 | 0 | 1 | 0 | 0 | 1
702 | Power Management | Supply | Engine Block Timer | Healthcare | Existing | CheEgsld702 | 1 | 1.0347 | 6944.4444 | 0 | GSLD | 3 | 1 | 1 | 1 | 1 | 1 | 1 | 1 | 1 | 1 | 1 | 1 | 1 | 349.1889 | 0 | 126.3503 | 0 | 0 | 0 | 1 | 0 | 0 | 1
702 | Power Management | Supply | Engine Block Timer | Healthcare | New | CheNgsld702 | 1 | 1.0347 | 6944.4444 | 0 | GSLD | 3 | 1 | 1 | 1 | 1 | 1 | 1 | 1 | 1 | 1 | 1 | 1 | 1 | 349.1889 | 0 | 126.3503 | 0 | 0 | 0 | 1 | 0 | 0 | 1
702 | Power Management | Supply | Engine Block Timer | Hospitals | Existing | ChoEgsld702 | 1 | 1.0099 | 9900.9901 | 0 | GSLD | 3 | 1 | 1 | 1 | 1 | 1 | 1 | 1 | 1 | 1 | 1 | 1 | 1 | 497.8535 | 0 | 180.143 | 0 | 0 | 0 | 1 | 0 | 0 | 1
702 | Power Management | Supply | Engine Block Timer | Hospitals | New | ChoNgsld702 | 1 | 1.0099 | 9900.9901 | 0 | GSLD | 3 | 1 | 1 | 1 | 1 | 1 | 1 | 1 | 1 | 1 | 1 | 1 | 1 | 497.8535 | 0 | 180.143 | 0 | 0 | 0 | 1 | 0 | 0 | 1
702 | Power Management | Supply | Engine Block Timer | Institutional | Existing | CinEgsld702 | 1 | 1.0811 | 9009.009 | 0 | GSLD | 3 | 1 | 1 | 1 | 1 | 1 | 1 | 1 | 1 | 1 | 1 | 1 | 1 | 453.0018 | 0 | 163.9139 | 0 | 0 | 0 | 1 | 0 | 0 | 1
702 | Power Management | Supply | Engine Block Timer | Institutional | New | CinNgsld702 | 1 | 1.0811 | 9009.009 | 0 | GSLD | 3 | 1 | 1 | 1 | 1 | 1 | 1 | 1 | 1 | 1 | 1 | 1 | 1 | 453.0018 | 0 | 163.9139 | 0 | 0 | 0 | 1 | 0 | 0 | 1
702 | Power Management | Supply | Engine Block Timer | Lodging/Hospitality | Existing | CloEgsld702 | 1 | 1.1682 | 9345.7944 | 0 | GSLD | 3 | 1 | 1 | 1 | 1 | 1 | 1 | 1 | 1 | 1 | 1 | 1 | 1 | 469.9365 | 0 | 170.0415 | 0 | 0 | 0 | 1 | 0 | 0 | 1
702 | Power Management | Supply | Engine Block Timer | Lodging/Hospitality | New | CloNgsld702 | 1 | 1.1682 | 9345.7944 | 0 | GSLD | 3 | 1 | 1 | 1 | 1 | 1 | 1 | 1 | 1 | 1 | 1 | 1 | 1 | 469.9365 | 0 | 170.0415 | 0 | 0 | 0 | 1 | 0 | 0 | 1
702 | Power Management | Supply | Engine Block Timer | Miscellaneous | Existing | CmiEgsld702 | 1 | 1.0631 | 9009.009 | 0 | GSLD | 3 | 1 | 1 | 1 | 1 | 1 | 1 | 1 | 1 | 1 | 1 | 1 | 1 | 453.0018 | 0 | 163.9139 | 0 | 0 | 0 | 1 | 0 | 0 | 1
702 | Power Management | Supply | Engine Block Timer | Miscellaneous | New | CmiNgsld702 | 1 | 1.0631 | 9009.009 | 0 | GSLD | 3 | 1 | 1 | 1 | 1 | 1 | 1 | 1 | 1 | 1 | 1 | 1 | 1 | 453.0018 | 0 | 163.9139 | 0 | 0 | 0 | 1 | 0 | 0 | 1
702 | Power Management | Supply | Engine Block Timer | Offices | Existing | CofEgsld702 | 1 | 1.0631 | 9009.009 | 0 | GSLD | 3 | 1 | 1 | 1 | 1 | 1 | 1 | 1 | 1 | 1 | 1 | 1 | 1 | 453.0018 | 0 | 163.9139 | 0 | 0 | 0 | 1 | 0 | 0 | 1
702 | Power Management | Supply | Engine Block Timer | Offices | New | CofNgsld702 | 1 | 1.0631 | 9009.009 | 0 | GSLD | 3 | 1 | 1 | 1 | 1 | 1 | 1 | 1 | 1 | 1 | 1 | 1 | 1 | 453.0018 | 0 | 163.9139 | 0 | 0 | 0 | 1 | 0 | 0 | 1
702 | Power Management | Supply | Engine Block Timer | Restaurants | Existing | CreEgsld702 | 1 | 0.37313 | 7462.6866 | 0 | GSLD | 3 | 1 | 1 | 1 | 1 | 1 | 1 | 1 | 1 | 1 | 1 | 1 | 1 | 375.2478 | 0 | 135.7794 | 0 | 0 | 0 | 1 | 0 | 0 | 1
702 | Power Management | Supply | Engine Block Timer | Restaurants | New | CreNgsld702 | 1 | 0.37313 | 7462.6866 | 0 | GSLD | 3 | 1 | 1 | 1 | 1 | 1 | 1 | 1 | 1 | 1 | 1 | 1 | 1 | 375.2478 | 0 | 135.7794 | 0 | 0 | 0 | 1 | 0 | 0 | 1
702 | Power Management | Supply | Engine Block Timer | Retail | Existing | CrtEgsld702 | 1 | 0.55245 | 6993.007 | 0 | GSLD | 3 | 1 | 1 | 1 | 1 | 1 | 1 | 1 | 1 | 1 | 1 | 1 | 1 | 351.6308 | 0 | 127.2339 | 0 | 0 | 0 | 1 | 0 | 0 | 1
702 | Power Management | Supply | Engine Block Timer | Retail | New | CrtNgsld702 | 1 | 0.55245 | 6993.007 | 0 | GSLD | 3 | 1 | 1 | 1 | 1 | 1 | 1 | 1 | 1 | 1 | 1 | 1 | 1 | 351.6308 | 0 | 127.2339 | 0 | 0 | 0 | 1 | 0 | 0 | 1
702 | Power Management | Supply | Engine Block Timer | Schools K-12 | Existing | CscEgsld702 | 1 | 1.0388 | 9708.7379 | 0 | GSLD | 3 | 1 | 1 | 1 | 1 | 1 | 1 | 1 | 1 | 1 | 1 | 1 | 1 | 488.1864 | 0 | 176.6451 | 0 | 0 | 0 | 1 | 0 | 0 | 1
702 | Power Management | Supply | Engine Block Timer | Schools K-12 | New | CscNgsld702 | 1 | 1.0388 | 9708.7379 | 0 | GSLD | 3 | 1 | 1 | 1 | 1 | 1 | 1 | 1 | 1 | 1 | 1 | 1 | 1 | 488.1864 | 0 | 176.6451 | 0 | 0 | 0 | 1 | 0 | 0 | 1
702 | Power Management | Supply | Engine Block Timer | Warehouse | Existing | CwaEgsld702 | 1 | 0.72549 | 6535.9477 | 0 | GSLD | 3 | 1 | 1 | 1 | 1 | 1 | 1 | 1 | 1 | 1 | 1 | 1 | 1 | 328.6484 | 0 | 118.9179 | 0 | 0 | 0 | 1 | 0 | 0 | 1
702 | Power Management | Supply | Engine Block Timer | Warehouse | New | CwaNgsld702 | 1 | 0.72549 | 6535.9477 | 0 | GSLD | 3 | 1 | 1 | 1 | 1 | 1 | 1 | 1 | 1 | 1 | 1 | 1 | 1 | 328.6484 | 0 | 118.9179 | 0 | 0 | 0 | 1 | 0 | 0 | 1
801 | Refrigeration | Controls | Anti-Sweat Controls | Assembly | Existing | CasEgsld801 | 1 | 0.79333 | 6666.6667 | 0 | GSLD | 12 | 1 | 1 | 1 | 1 | 1 | 1 | 1 | 1 | 1 | 1 | 1 | 1 | 400 | 0 | 1712.6179 | 0 | 0 | 0 | 1 | 0 | 0 | 1
801 | Refrigeration | Controls | Anti-Sweat Controls | Assembly | New | CasNgsld801 | 1 | 0.79333 | 6666.6667 | 0 | GSLD | 12 | 1 | 1 | 1 | 1 | 1 | 1 | 1 | 1 | 1 | 1 | 1 | 1 | 400 | 0 | 1712.6179 | 0 | 0 | 0 | 1 | 0 | 0 | 1
801 | Refrigeration | Controls | Anti-Sweat Controls | College and University | Existing | CcoEgsld801 | 1 | 0.79333 | 6666.6667 | 0 | GSLD | 12 | 1 | 1 | 1 | 1 | 1 | 1 | 1 | 1 | 1 | 1 | 1 | 1 | 400 | 0 | 1712.6179 | 0 | 0 | 0 | 1 | 0 | 0 | 1
801 | Refrigeration | Controls | Anti-Sweat Controls | College and University | New | CcoNgsld801 | 1 | 0.79333 | 6666.6667 | 0 | GSLD | 12 | 1 | 1 | 1 | 1 | 1 | 1 | 1 | 1 | 1 | 1 | 1 | 1 | 400 | 0 | 1712.6179 | 0 | 0 | 0 | 1 | 0 | 0 | 1
801 | Refrigeration | Controls | Anti-Sweat Controls | Data Center | Existing | CdaEgsld801 | 1 | 0.81119 | 6993.007 | 0 | GSLD | 12 | 1 | 1 | 1 | 1 | 1 | 1 | 1 | 1 | 1 | 1 | 1 | 1 | 419.5804 | 0 | 1796.4523 | 0 | 0 | 0 | 1 | 0 | 0 | 1
801 | Refrigeration | Controls | Anti-Sweat Controls | Data Center | New | CdaNgsld801 | 1 | 0.81119 | 6993.007 | 0 | GSLD | 12 | 1 | 1 | 1 | 1 | 1 | 1 | 1 | 1 | 1 | 1 | 1 | 1 | 419.5804 | 0 | 1796.4523 | 0 | 0 | 0 | 1 | 0 | 0 | 1
801 | Refrigeration | Controls | Anti-Sweat Controls | Grocery | Existing | CgrEgsld801 | 1 | 0.79333 | 6666.6667 | 0 | GSLD | 12 | 1 | 1 | 1 | 1 | 1 | 1 | 1 | 1 | 1 | 1 | 1 | 1 | 400 | 0 | 1712.6179 | 0 | 0 | 0 | 1 | 0 | 0 | 1
801 | Refrigeration | Controls | Anti-Sweat Controls | Grocery | New | CgrNgsld801 | 1 | 0.79333 | 6666.6667 | 0 | GSLD | 12 | 1 | 1 | 1 | 1 | 1 | 1 | 1 | 1 | 1 | 1 | 1 | 1 | 400 | 0 | 1712.6179 | 0 | 0 | 0 | 1 | 0 | 0 | 1
801 | Refrigeration | Controls | Anti-Sweat Controls | Healthcare | Existing | CheEgsld801 | 1 | 0.79333 | 6666.6667 | 0 | GSLD | 12 | 1 | 1 | 1 | 1 | 1 | 1 | 1 | 1 | 1 | 1 | 1 | 1 | 400 | 0 | 1712.6179 | 0 | 0 | 0 | 1 | 0 | 0 | 1
801 | Refrigeration | Controls | Anti-Sweat Controls | Healthcare | New | CheNgsld801 | 1 | 0.79333 | 6666.6667 | 0 | GSLD | 12 | 1 | 1 | 1 | 1 | 1 | 1 | 1 | 1 | 1 | 1 | 1 | 1 | 400 | 0 | 1712.6179 | 0 | 0 | 0 | 1 | 0 | 0 | 1
801 | Refrigeration | Controls | Anti-Sweat Controls | Hospitals | Existing | ChoEgsld801 | 1 | 0.79333 | 6666.6667 | 0 | GSLD | 12 | 1 | 1 | 1 | 1 | 1 | 1 | 1 | 1 | 1 | 1 | 1 | 1 | 400 | 0 | 1712.6179 | 0 | 0 | 0 | 1 | 0 | 0 | 1
801 | Refrigeration | Controls | Anti-Sweat Controls | Hospitals | New | ChoNgsld801 | 1 | 0.79333 | 6666.6667 | 0 | GSLD | 12 | 1 | 1 | 1 | 1 | 1 | 1 | 1 | 1 | 1 | 1 | 1 | 1 | 400 | 0 | 1712.6179 | 0 | 0 | 0 | 1 | 0 | 0 | 1
801 | Refrigeration | Controls | Anti-Sweat Controls | Institutional | Existing | CinEgsld801 | 1 | 0.81119 | 6993.007 | 0 | GSLD | 12 | 1 | 1 | 1 | 1 | 1 | 1 | 1 | 1 | 1 | 1 | 1 | 1 | 419.5804 | 0 | 1796.4523 | 0 | 0 | 0 | 1 | 0 | 0 | 1
801 | Refrigeration | Controls | Anti-Sweat Controls | Institutional | New | CinNgsld801 | 1 | 0.81119 | 6993.007 | 0 | GSLD | 12 | 1 | 1 | 1 | 1 | 1 | 1 | 1 | 1 | 1 | 1 | 1 | 1 | 419.5804 | 0 | 1796.4523 | 0 | 0 | 0 | 1 | 0 | 0 | 1
801 | Refrigeration | Controls | Anti-Sweat Controls | Lodging/Hospitality | Existing | CloEgsld801 | 1 | 0.79333 | 6666.6667 | 0 | GSLD | 12 | 1 | 1 | 1 | 1 | 1 | 1 | 1 | 1 | 1 | 1 | 1 | 1 | 400 | 0 | 1712.6179 | 0 | 0 | 0 | 1 | 0 | 0 | 1
801 | Refrigeration | Controls | Anti-Sweat Controls | Lodging/Hospitality | New | CloNgsld801 | 1 | 0.79333 | 6666.6667 | 0 | GSLD | 12 | 1 | 1 | 1 | 1 | 1 | 1 | 1 | 1 | 1 | 1 | 1 | 1 | 400 | 0 | 1712.6179 | 0 | 0 | 0 | 1 | 0 | 0 | 1
801 | Refrigeration | Controls | Anti-Sweat Controls | Miscellaneous | Existing | CmiEgsld801 | 1 | 0.81119 | 6993.007 | 0 | GSLD | 12 | 1 | 1 | 1 | 1 | 1 | 1 | 1 | 1 | 1 | 1 | 1 | 1 | 419.5804 | 0 | 1796.4523 | 0 | 0 | 0 | 1 | 0 | 0 | 1
801 | Refrigeration | Controls | Anti-Sweat Controls | Miscellaneous | New | CmiNgsld801 | 1 | 0.81119 | 6993.007 | 0 | GSLD | 12 | 1 | 1 | 1 | 1 | 1 | 1 | 1 | 1 | 1 | 1 | 1 | 1 | 419.5804 | 0 | 1796.4523 | 0 | 0 | 0 | 1 | 0 | 0 | 1
801 | Refrigeration | Controls | Anti-Sweat Controls | Offices | Existing | CofEgsld801 | 1 | 0.81119 | 6993.007 | 0 | GSLD | 12 | 1 | 1 | 1 | 1 | 1 | 1 | 1 | 1 | 1 | 1 | 1 | 1 | 419.5804 | 0 | 1796.4523 | 0 | 0 | 0 | 1 | 0 | 0 | 1
801 | Refrigeration | Controls | Anti-Sweat Controls | Offices | New | CofNgsld801 | 1 | 0.81119 | 6993.007 | 0 | GSLD | 12 | 1 | 1 | 1 | 1 | 1 | 1 | 1 | 1 | 1 | 1 | 1 | 1 | 419.5804 | 0 | 1796.4523 | 0 | 0 | 0 | 1 | 0 | 0 | 1
801 | Refrigeration | Controls | Anti-Sweat Controls | Restaurants | Existing | CreEgsld801 | 1 | 0.80142 | 7092.1986 | 0 | GSLD | 12 | 1 | 1 | 1 | 1 | 1 | 1 | 1 | 1 | 1 | 1 | 1 | 1 | 425.5319 | 0 | 1821.9339 | 0 | 0 | 0 | 1 | 0 | 0 | 1
801 | Refrigeration | Controls | Anti-Sweat Controls | Restaurants | New | CreNgsld801 | 1 | 0.80142 | 7092.1986 | 0 | GSLD | 12 | 1 | 1 | 1 | 1 | 1 | 1 | 1 | 1 | 1 | 1 | 1 | 1 | 425.5319 | 0 | 1821.9339 | 0 | 0 | 0 | 1 | 0 | 0 | 1
801 | Refrigeration | Controls | Anti-Sweat Controls | Retail | Existing | CrtEgsld801 | 1 | 0.79333 | 6666.6667 | 0 | GSLD | 12 | 1 | 1 | 1 | 1 | 1 | 1 | 1 | 1 | 1 | 1 | 1 | 1 | 400 | 0 | 1712.6179 | 0 | 0 | 0 | 1 | 0 | 0 | 1
801 | Refrigeration | Controls | Anti-Sweat Controls | Retail | New | CrtNgsld801 | 1 | 0.79333 | 6666.6667 | 0 | GSLD | 12 | 1 | 1 | 1 | 1 | 1 | 1 | 1 | 1 | 1 | 1 | 1 | 1 | 400 | 0 | 1712.6179 | 0 | 0 | 0 | 1 | 0 | 0 | 1
801 | Refrigeration | Controls | Anti-Sweat Controls | Schools K-12 | Existing | CscEgsld801 | 1 | 0.81119 | 6993.007 | 0 | GSLD | 12 | 1 | 1 | 1 | 1 | 1 | 1 | 1 | 1 | 1 | 1 | 1 | 1 | 419.5804 | 0 | 1796.4523 | 0 | 0 | 0 | 1 | 0 | 0 | 1
801 | Refrigeration | Controls | Anti-Sweat Controls | Schools K-12 | New | CscNgsld801 | 1 | 0.81119 | 6993.007 | 0 | GSLD | 12 | 1 | 1 | 1 | 1 | 1 | 1 | 1 | 1 | 1 | 1 | 1 | 1 | 419.5804 | 0 | 1796.4523 | 0 | 0 | 0 | 1 | 0 | 0 | 1
801 | Refrigeration | Controls | Anti-Sweat Controls | Warehouse | Existing | CwaEgsld801 | 1 | 0.81119 | 6993.007 | 0 | GSLD | 12 | 1 | 1 | 1 | 1 | 1 | 1 | 1 | 1 | 1 | 1 | 1 | 1 | 419.5804 | 0 | 1796.4523 | 0 | 0 | 0 | 1 | 0 | 0 | 1
801 | Refrigeration | Controls | Anti-Sweat Controls | Warehouse | New | CwaNgsld801 | 1 | 0.81119 | 6993.007 | 0 | GSLD | 12 | 1 | 1 | 1 | 1 | 1 | 1 | 1 | 1 | 1 | 1 | 1 | 1 | 419.5804 | 0 | 1796.4523 | 0 | 0 | 0 | 1 | 0 | 0 | 1
802 | Refrigeration | Controls | Automatic Door Closer for Walk-in Coolers and Freezers | Assembly | Existing | CasEgsld802 | 1 | 0.79333 | 6666.6667 | 0 | GSLD | 8 | 1 | 1 | 1 | 1 | 1 | 1 | 1 | 1 | 1 | 1 | 1 | 1 | 400 | 0 | 27500.2135 | 0 | 0 | 0 | 1 | 0 | 0 | 1
802 | Refrigeration | Controls | Automatic Door Closer for Walk-in Coolers and Freezers | Assembly | New | CasNgsld802 | 1 | 0.79333 | 6666.6667 | 0 | GSLD | 8 | 1 | 1 | 1 | 1 | 1 | 1 | 1 | 1 | 1 | 1 | 1 | 1 | 400 | 0 | 27500.2135 | 0 | 0 | 0 | 1 | 0 | 0 | 1
802 | Refrigeration | Controls | Automatic Door Closer for Walk-in Coolers and Freezers | College and University | Existing | CcoEgsld802 | 1 | 0.79333 | 6666.6667 | 0 | GSLD | 8 | 1 | 1 | 1 | 1 | 1 | 1 | 1 | 1 | 1 | 1 | 1 | 1 | 400 | 0 | 27500.2135 | 0 | 0 | 0 | 1 | 0 | 0 | 1
802 | Refrigeration | Controls | Automatic Door Closer for Walk-in Coolers and Freezers | College and University | New | CcoNgsld802 | 1 | 0.79333 | 6666.6667 | 0 | GSLD | 8 | 1 | 1 | 1 | 1 | 1 | 1 | 1 | 1 | 1 | 1 | 1 | 1 | 400 | 0 | 27500.2135 | 0 | 0 | 0 | 1 | 0 | 0 | 1
802 | Refrigeration | Controls | Automatic Door Closer for Walk-in Coolers and Freezers | Data Center | Existing | CdaEgsld802 | 1 | 0.81119 | 6993.007 | 0 | GSLD | 8 | 1 | 1 | 1 | 1 | 1 | 1 | 1 | 1 | 1 | 1 | 1 | 1 | 419.5804 | 0 | 28846.3778 | 0 | 0 | 0 | 1 | 0 | 0 | 1
802 | Refrigeration | Controls | Automatic Door Closer for Walk-in Coolers and Freezers | Data Center | New | CdaNgsld802 | 1 | 0.81119 | 6993.007 | 0 | GSLD | 8 | 1 | 1 | 1 | 1 | 1 | 1 | 1 | 1 | 1 | 1 | 1 | 1 | 419.5804 | 0 | 28846.3778 | 0 | 0 | 0 | 1 | 0 | 0 | 1
802 | Refrigeration | Controls | Automatic Door Closer for Walk-in Coolers and Freezers | Grocery | Existing | CgrEgsld802 | 1 | 0.79333 | 6666.6667 | 0 | GSLD | 8 | 1 | 1 | 1 | 1 | 1 | 1 | 1 | 1 | 1 | 1 | 1 | 1 | 400 | 0 | 27500.2135 | 0 | 0 | 0 | 1 | 0 | 0 | 1
802 | Refrigeration | Controls | Automatic Door Closer for Walk-in Coolers and Freezers | Grocery | New | CgrNgsld802 | 1 | 0.79333 | 6666.6667 | 0 | GSLD | 8 | 1 | 1 | 1 | 1 | 1 | 1 | 1 | 1 | 1 | 1 | 1 | 1 | 400 | 0 | 27500.2135 | 0 | 0 | 0 | 1 | 0 | 0 | 1
802 | Refrigeration | Controls | Automatic Door Closer for Walk-in Coolers and Freezers | Healthcare | Existing | CheEgsld802 | 1 | 0.79333 | 6666.6667 | 0 | GSLD | 8 | 1 | 1 | 1 | 1 | 1 | 1 | 1 | 1 | 1 | 1 | 1 | 1 | 400 | 0 | 27500.2135 | 0 | 0 | 0 | 1 | 0 | 0 | 1
802 | Refrigeration | Controls | Automatic Door Closer for Walk-in Coolers and Freezers | Healthcare | New | CheNgsld802 | 1 | 0.79333 | 6666.6667 | 0 | GSLD | 8 | 1 | 1 | 1 | 1 | 1 | 1 | 1 | 1 | 1 | 1 | 1 | 1 | 400 | 0 | 27500.2135 | 0 | 0 | 0 | 1 | 0 | 0 | 1
802 | Refrigeration | Controls | Automatic Door Closer for Walk-in Coolers and Freezers | Hospitals | Existing | ChoEgsld802 | 1 | 0.79333 | 6666.6667 | 0 | GSLD | 8 | 1 | 1 | 1 | 1 | 1 | 1 | 1 | 1 | 1 | 1 | 1 | 1 | 400 | 0 | 27500.2135 | 0 | 0 | 0 | 1 | 0 | 0 | 1
802 | Refrigeration | Controls | Automatic Door Closer for Walk-in Coolers and Freezers | Hospitals | New | ChoNgsld802 | 1 | 0.79333 | 6666.6667 | 0 | GSLD | 8 | 1 | 1 | 1 | 1 | 1 | 1 | 1 | 1 | 1 | 1 | 1 | 1 | 400 | 0 | 27500.2135 | 0 | 0 | 0 | 1 | 0 | 0 | 1
802 | Refrigeration | Controls | Automatic Door Closer for Walk-in Coolers and Freezers | Institutional | Existing | CinEgsld802 | 1 | 0.81119 | 6993.007 | 0 | GSLD | 8 | 1 | 1 | 1 | 1 | 1 | 1 | 1 | 1 | 1 | 1 | 1 | 1 | 419.5804 | 0 | 28846.3778 | 0 | 0 | 0 | 1 | 0 | 0 | 1
802 | Refrigeration | Controls | Automatic Door Closer for Walk-in Coolers and Freezers | Institutional | New | CinNgsld802 | 1 | 0.81119 | 6993.007 | 0 | GSLD | 8 | 1 | 1 | 1 | 1 | 1 | 1 | 1 | 1 | 1 | 1 | 1 | 1 | 419.5804 | 0 | 28846.3778 | 0 | 0 | 0 | 1 | 0 | 0 | 1
802 | Refrigeration | Controls | Automatic Door Closer for Walk-in Coolers and Freezers | Lodging/Hospitality | Existing | CloEgsld802 | 1 | 0.79333 | 6666.6667 | 0 | GSLD | 8 | 1 | 1 | 1 | 1 | 1 | 1 | 1 | 1 | 1 | 1 | 1 | 1 | 400 | 0 | 27500.2135 | 0 | 0 | 0 | 1 | 0 | 0 | 1
802 | Refrigeration | Controls | Automatic Door Closer for Walk-in Coolers and Freezers | Lodging/Hospitality | New | CloNgsld802 | 1 | 0.79333 | 6666.6667 | 0 | GSLD | 8 | 1 | 1 | 1 | 1 | 1 | 1 | 1 | 1 | 1 | 1 | 1 | 1 | 400 | 0 | 27500.2135 | 0 | 0 | 0 | 1 | 0 | 0 | 1
802 | Refrigeration | Controls | Automatic Door Closer for Walk-in Coolers and Freezers | Miscellaneous | Existing | CmiEgsld802 | 1 | 0.81119 | 6993.007 | 0 | GSLD | 8 | 1 | 1 | 1 | 1 | 1 | 1 | 1 | 1 | 1 | 1 | 1 | 1 | 419.5804 | 0 | 28846.3778 | 0 | 0 | 0 | 1 | 0 | 0 | 1
802 | Refrigeration | Controls | Automatic Door Closer for Walk-in Coolers and Freezers | Miscellaneous | New | CmiNgsld802 | 1 | 0.81119 | 6993.007 | 0 | GSLD | 8 | 1 | 1 | 1 | 1 | 1 | 1 | 1 | 1 | 1 | 1 | 1 | 1 | 419.5804 | 0 | 28846.3778 | 0 | 0 | 0 | 1 | 0 | 0 | 1
802 | Refrigeration | Controls | Automatic Door Closer for Walk-in Coolers and Freezers | Offices | Existing | CofEgsld802 | 1 | 0.81119 | 6993.007 | 0 | GSLD | 8 | 1 | 1 | 1 | 1 | 1 | 1 | 1 | 1 | 1 | 1 | 1 | 1 | 419.5804 | 0 | 28846.3778 | 0 | 0 | 0 | 1 | 0 | 0 | 1
802 | Refrigeration | Controls | Automatic Door Closer for Walk-in Coolers and Freezers | Offices | New | CofNgsld802 | 1 | 0.81119 | 6993.007 | 0 | GSLD | 8 | 1 | 1 | 1 | 1 | 1 | 1 | 1 | 1 | 1 | 1 | 1 | 1 | 419.5804 | 0 | 28846.3778 | 0 | 0 | 0 | 1 | 0 | 0 | 1
802 | Refrigeration | Controls | Automatic Door Closer for Walk-in Coolers and Freezers | Restaurants | Existing | CreEgsld802 | 1 | 0.80142 | 7092.1986 | 0 | GSLD | 8 | 1 | 1 | 1 | 1 | 1 | 1 | 1 | 1 | 1 | 1 | 1 | 1 | 425.5319 | 0 | 29255.5463 | 0 | 0 | 0 | 1 | 0 | 0 | 1
802 | Refrigeration | Controls | Automatic Door Closer for Walk-in Coolers and Freezers | Restaurants | New | CreNgsld802 | 1 | 0.80142 | 7092.1986 | 0 | GSLD | 8 | 1 | 1 | 1 | 1 | 1 | 1 | 1 | 1 | 1 | 1 | 1 | 1 | 425.5319 | 0 | 29255.5463 | 0 | 0 | 0 | 1 | 0 | 0 | 1
802 | Refrigeration | Controls | Automatic Door Closer for Walk-in Coolers and Freezers | Retail | Existing | CrtEgsld802 | 1 | 0.79333 | 6666.6667 | 0 | GSLD | 8 | 1 | 1 | 1 | 1 | 1 | 1 | 1 | 1 | 1 | 1 | 1 | 1 | 400 | 0 | 27500.2135 | 0 | 0 | 0 | 1 | 0 | 0 | 1
802 | Refrigeration | Controls | Automatic Door Closer for Walk-in Coolers and Freezers | Retail | New | CrtNgsld802 | 1 | 0.79333 | 6666.6667 | 0 | GSLD | 8 | 1 | 1 | 1 | 1 | 1 | 1 | 1 | 1 | 1 | 1 | 1 | 1 | 400 | 0 | 27500.2135 | 0 | 0 | 0 | 1 | 0 | 0 | 1
802 | Refrigeration | Controls | Automatic Door Closer for Walk-in Coolers and Freezers | Schools K-12 | Existing | CscEgsld802 | 1 | 0.81119 | 6993.007 | 0 | GSLD | 8 | 1 | 1 | 1 | 1 | 1 | 1 | 1 | 1 | 1 | 1 | 1 | 1 | 419.5804 | 0 | 28846.3778 | 0 | 0 | 0 | 1 | 0 | 0 | 1
802 | Refrigeration | Controls | Automatic Door Closer for Walk-in Coolers and Freezers | Schools K-12 | New | CscNgsld802 | 1 | 0.81119 | 6993.007 | 0 | GSLD | 8 | 1 | 1 | 1 | 1 | 1 | 1 | 1 | 1 | 1 | 1 | 1 | 1 | 419.5804 | 0 | 28846.3778 | 0 | 0 | 0 | 1 | 0 | 0 | 1
802 | Refrigeration | Controls | Automatic Door Closer for Walk-in Coolers and Freezers | Warehouse | Existing | CwaEgsld802 | 1 | 0.81119 | 6993.007 | 0 | GSLD | 8 | 1 | 1 | 1 | 1 | 1 | 1 | 1 | 1 | 1 | 1 | 1 | 1 | 419.5804 | 0 | 28846.3778 | 0 | 0 | 0 | 1 | 0 | 0 | 1
802 | Refrigeration | Controls | Automatic Door Closer for Walk-in Coolers and Freezers | Warehouse | New | CwaNgsld802 | 1 | 0.81119 | 6993.007 | 0 | GSLD | 8 | 1 | 1 | 1 | 1 | 1 | 1 | 1 | 1 | 1 | 1 | 1 | 1 | 419.5804 | 0 | 28846.3778 | 0 | 0 | 0 | 1 | 0 | 0 | 1
803 | Refrigeration | Controls | Beverage Vending Machine Controls | Assembly | Existing | CasEgsld803 | 1 | 0.79333 | 6666.6667 | 0 | GSLD | 14 | 1 | 1 | 1 | 1 | 1 | 1 | 1 | 1 | 1 | 1 | 1 | 1 | 400 | 0 | 6517.7971 | 0 | 0 | 0 | 1 | 0 | 0 | 1
803 | Refrigeration | Controls | Beverage Vending Machine Controls | Assembly | New | CasNgsld803 | 1 | 0.79333 | 6666.6667 | 0 | GSLD | 14 | 1 | 1 | 1 | 1 | 1 | 1 | 1 | 1 | 1 | 1 | 1 | 1 | 400 | 0 | 6517.7971 | 0 | 0 | 0 | 1 | 0 | 0 | 1
803 | Refrigeration | Controls | Beverage Vending Machine Controls | College and University | Existing | CcoEgsld803 | 1 | 0.79333 | 6666.6667 | 0 | GSLD | 14 | 1 | 1 | 1 | 1 | 1 | 1 | 1 | 1 | 1 | 1 | 1 | 1 | 400 | 0 | 6517.7971 | 0 | 0 | 0 | 1 | 0 | 0 | 1
803 | Refrigeration | Controls | Beverage Vending Machine Controls | College and University | New | CcoNgsld803 | 1 | 0.79333 | 6666.6667 | 0 | GSLD | 14 | 1 | 1 | 1 | 1 | 1 | 1 | 1 | 1 | 1 | 1 | 1 | 1 | 400 | 0 | 6517.7971 | 0 | 0 | 0 | 1 | 0 | 0 | 1
803 | Refrigeration | Controls | Beverage Vending Machine Controls | Data Center | Existing | CdaEgsld803 | 1 | 0.81119 | 6993.007 | 0 | GSLD | 14 | 1 | 1 | 1 | 1 | 1 | 1 | 1 | 1 | 1 | 1 | 1 | 1 | 419.5804 | 0 | 6836.8501 | 0 | 0 | 0 | 1 | 0 | 0 | 1
803 | Refrigeration | Controls | Beverage Vending Machine Controls | Data Center | New | CdaNgsld803 | 1 | 0.81119 | 6993.007 | 0 | GSLD | 14 | 1 | 1 | 1 | 1 | 1 | 1 | 1 | 1 | 1 | 1 | 1 | 1 | 419.5804 | 0 | 6836.8501 | 0 | 0 | 0 | 1 | 0 | 0 | 1
803 | Refrigeration | Controls | Beverage Vending Machine Controls | Grocery | Existing | CgrEgsld803 | 1 | 0.79333 | 6666.6667 | 0 | GSLD | 14 | 1 | 1 | 1 | 1 | 1 | 1 | 1 | 1 | 1 | 1 | 1 | 1 | 400 | 0 | 6517.7971 | 0 | 0 | 0 | 1 | 0 | 0 | 1
803 | Refrigeration | Controls | Beverage Vending Machine Controls | Grocery | New | CgrNgsld803 | 1 | 0.79333 | 6666.6667 | 0 | GSLD | 14 | 1 | 1 | 1 | 1 | 1 | 1 | 1 | 1 | 1 | 1 | 1 | 1 | 400 | 0 | 6517.7971 | 0 | 0 | 0 | 1 | 0 | 0 | 1
803 | Refrigeration | Controls | Beverage Vending Machine Controls | Healthcare | Existing | CheEgsld803 | 1 | 0.79333 | 6666.6667 | 0 | GSLD | 14 | 1 | 1 | 1 | 1 | 1 | 1 | 1 | 1 | 1 | 1 | 1 | 1 | 400 | 0 | 6517.7971 | 0 | 0 | 0 | 1 | 0 | 0 | 1
803 | Refrigeration | Controls | Beverage Vending Machine Controls | Healthcare | New | CheNgsld803 | 1 | 0.79333 | 6666.6667 | 0 | GSLD | 14 | 1 | 1 | 1 | 1 | 1 | 1 | 1 | 1 | 1 | 1 | 1 | 1 | 400 | 0 | 6517.7971 | 0 | 0 | 0 | 1 | 0 | 0 | 1
803 | Refrigeration | Controls | Beverage Vending Machine Controls | Hospitals | Existing | ChoEgsld803 | 1 | 0.79333 | 6666.6667 | 0 | GSLD | 14 | 1 | 1 | 1 | 1 | 1 | 1 | 1 | 1 | 1 | 1 | 1 | 1 | 400 | 0 | 6517.7971 | 0 | 0 | 0 | 1 | 0 | 0 | 1
803 | Refrigeration | Controls | Beverage Vending Machine Controls | Hospitals | New | ChoNgsld803 | 1 | 0.79333 | 6666.6667 | 0 | GSLD | 14 | 1 | 1 | 1 | 1 | 1 | 1 | 1 | 1 | 1 | 1 | 1 | 1 | 400 | 0 | 6517.7971 | 0 | 0 | 0 | 1 | 0 | 0 | 1
803 | Refrigeration | Controls | Beverage Vending Machine Controls | Institutional | Existing | CinEgsld803 | 1 | 0.81119 | 6993.007 | 0 | GSLD | 14 | 1 | 1 | 1 | 1 | 1 | 1 | 1 | 1 | 1 | 1 | 1 | 1 | 419.5804 | 0 | 6836.8501 | 0 | 0 | 0 | 1 | 0 | 0 | 1
803 | Refrigeration | Controls | Beverage Vending Machine Controls | Institutional | New | CinNgsld803 | 1 | 0.81119 | 6993.007 | 0 | GSLD | 14 | 1 | 1 | 1 | 1 | 1 | 1 | 1 | 1 | 1 | 1 | 1 | 1 | 419.5804 | 0 | 6836.8501 | 0 | 0 | 0 | 1 | 0 | 0 | 1
803 | Refrigeration | Controls | Beverage Vending Machine Controls | Lodging/Hospitality | Existing | CloEgsld803 | 1 | 0.79333 | 6666.6667 | 0 | GSLD | 14 | 1 | 1 | 1 | 1 | 1 | 1 | 1 | 1 | 1 | 1 | 1 | 1 | 400 | 0 | 6517.7971 | 0 | 0 | 0 | 1 | 0 | 0 | 1
803 | Refrigeration | Controls | Beverage Vending Machine Controls | Lodging/Hospitality | New | CloNgsld803 | 1 | 0.79333 | 6666.6667 | 0 | GSLD | 14 | 1 | 1 | 1 | 1 | 1 | 1 | 1 | 1 | 1 | 1 | 1 | 1 | 400 | 0 | 6517.7971 | 0 | 0 | 0 | 1 | 0 | 0 | 1
803 | Refrigeration | Controls | Beverage Vending Machine Controls | Miscellaneous | Existing | CmiEgsld803 | 1 | 0.81119 | 6993.007 | 0 | GSLD | 14 | 1 | 1 | 1 | 1 | 1 | 1 | 1 | 1 | 1 | 1 | 1 | 1 | 419.5804 | 0 | 6836.8501 | 0 | 0 | 0 | 1 | 0 | 0 | 1
803 | Refrigeration | Controls | Beverage Vending Machine Controls | Miscellaneous | New | CmiNgsld803 | 1 | 0.81119 | 6993.007 | 0 | GSLD | 14 | 1 | 1 | 1 | 1 | 1 | 1 | 1 | 1 | 1 | 1 | 1 | 1 | 419.5804 | 0 | 6836.8501 | 0 | 0 | 0 | 1 | 0 | 0 | 1
803 | Refrigeration | Controls | Beverage Vending Machine Controls | Offices | Existing | CofEgsld803 | 1 | 0.81119 | 6993.007 | 0 | GSLD | 14 | 1 | 1 | 1 | 1 | 1 | 1 | 1 | 1 | 1 | 1 | 1 | 1 | 419.5804 | 0 | 6836.8501 | 0 | 0 | 0 | 1 | 0 | 0 | 1
803 | Refrigeration | Controls | Beverage Vending Machine Controls | Offices | New | CofNgsld803 | 1 | 0.81119 | 6993.007 | 0 | GSLD | 14 | 1 | 1 | 1 | 1 | 1 | 1 | 1 | 1 | 1 | 1 | 1 | 1 | 419.5804 | 0 | 6836.8501 | 0 | 0 | 0 | 1 | 0 | 0 | 1
803 | Refrigeration | Controls | Beverage Vending Machine Controls | Restaurants | Existing | CreEgsld803 | 1 | 0.80142 | 7092.1986 | 0 | GSLD | 14 | 1 | 1 | 1 | 1 | 1 | 1 | 1 | 1 | 1 | 1 | 1 | 1 | 425.5319 | 0 | 6933.8267 | 0 | 0 | 0 | 1 | 0 | 0 | 1
803 | Refrigeration | Controls | Beverage Vending Machine Controls | Restaurants | New | CreNgsld803 | 1 | 0.80142 | 7092.1986 | 0 | GSLD | 14 | 1 | 1 | 1 | 1 | 1 | 1 | 1 | 1 | 1 | 1 | 1 | 1 | 425.5319 | 0 | 6933.8267 | 0 | 0 | 0 | 1 | 0 | 0 | 1
803 | Refrigeration | Controls | Beverage Vending Machine Controls | Retail | Existing | CrtEgsld803 | 1 | 0.79333 | 6666.6667 | 0 | GSLD | 14 | 1 | 1 | 1 | 1 | 1 | 1 | 1 | 1 | 1 | 1 | 1 | 1 | 400 | 0 | 6517.7971 | 0 | 0 | 0 | 1 | 0 | 0 | 1
803 | Refrigeration | Controls | Beverage Vending Machine Controls | Retail | New | CrtNgsld803 | 1 | 0.79333 | 6666.6667 | 0 | GSLD | 14 | 1 | 1 | 1 | 1 | 1 | 1 | 1 | 1 | 1 | 1 | 1 | 1 | 400 | 0 | 6517.7971 | 0 | 0 | 0 | 1 | 0 | 0 | 1
803 | Refrigeration | Controls | Beverage Vending Machine Controls | Schools K-12 | Existing | CscEgsld803 | 1 | 0.81119 | 6993.007 | 0 | GSLD | 14 | 1 | 1 | 1 | 1 | 1 | 1 | 1 | 1 | 1 | 1 | 1 | 1 | 419.5804 | 0 | 6836.8501 | 0 | 0 | 0 | 1 | 0 | 0 | 1
803 | Refrigeration | Controls | Beverage Vending Machine Controls | Schools K-12 | New | CscNgsld803 | 1 | 0.81119 | 6993.007 | 0 | GSLD | 14 | 1 | 1 | 1 | 1 | 1 | 1 | 1 | 1 | 1 | 1 | 1 | 1 | 419.5804 | 0 | 6836.8501 | 0 | 0 | 0 | 1 | 0 | 0 | 1
803 | Refrigeration | Controls | Beverage Vending Machine Controls | Warehouse | Existing | CwaEgsld803 | 1 | 0.81119 | 6993.007 | 0 | GSLD | 14 | 1 | 1 | 1 | 1 | 1 | 1 | 1 | 1 | 1 | 1 | 1 | 1 | 419.5804 | 0 | 6836.8501 | 0 | 0 | 0 | 1 | 0 | 0 | 1
803 | Refrigeration | Controls | Beverage Vending Machine Controls | Warehouse | New | CwaNgsld803 | 1 | 0.81119 | 6993.007 | 0 | GSLD | 14 | 1 | 1 | 1 | 1 | 1 | 1 | 1 | 1 | 1 | 1 | 1 | 1 | 419.5804 | 0 | 6836.8501 | 0 | 0 | 0 | 1 | 0 | 0 | 1
804 | Refrigeration | Controls | Demand Defrost | Assembly | Existing | CasEgsld804 | 1 | 0.79333 | 6666.6667 | 0 | GSLD | 10 | 0.57723 | 0.60437 | 0.83705 | 1.097 | 1.2026 | 1.2026 | 1.289 | 1.2891 | 1.2453 | 1.1192 | 0.77553 | 0.85362 | 400 | 0 | 1566.0013 | 0 | 0 | 0 | 1 | 0 | 0 | 1.0077
804 | Refrigeration | Controls | Demand Defrost | Assembly | New | CasNgsld804 | 1 | 0.79333 | 6666.6667 | 0 | GSLD | 10 | 0.57723 | 0.60437 | 0.83705 | 1.097 | 1.2026 | 1.2026 | 1.289 | 1.2891 | 1.2453 | 1.1192 | 0.77553 | 0.85362 | 400 | 0 | 1566.0013 | 0 | 0 | 0 | 1 | 0 | 0 | 1.0077
804 | Refrigeration | Controls | Demand Defrost | College and University | Existing | CcoEgsld804 | 1 | 0.79333 | 6666.6667 | 0 | GSLD | 10 | 0.57723 | 0.60437 | 0.83705 | 1.097 | 1.2026 | 1.2026 | 1.289 | 1.2891 | 1.2453 | 1.1192 | 0.77553 | 0.85362 | 400 | 0 | 1758.8838 | 0 | 0 | 0 | 1 | 0 | 0 | 1.0077
804 | Refrigeration | Controls | Demand Defrost | College and University | New | CcoNgsld804 | 1 | 0.79333 | 6666.6667 | 0 | GSLD | 10 | 0.57723 | 0.60437 | 0.83705 | 1.097 | 1.2026 | 1.2026 | 1.289 | 1.2891 | 1.2453 | 1.1192 | 0.77553 | 0.85362 | 400 | 0 | 1758.8838 | 0 | 0 | 0 | 1 | 0 | 0 | 1.0077
804 | Refrigeration | Controls | Demand Defrost | Data Center | Existing | CdaEgsld804 | 1 | 0.81119 | 6993.007 | 0 | GSLD | 10 | 0.57723 | 0.60437 | 0.83705 | 1.097 | 1.2026 | 1.2026 | 1.289 | 1.2891 | 1.2453 | 1.1192 | 0.77553 | 0.85362 | 419.5804 | 0 | 135.3414 | 0 | 0 | 0 | 1 | 0 | 0 | 1.0077
804 | Refrigeration | Controls | Demand Defrost | Data Center | New | CdaNgsld804 | 1 | 0.81119 | 6993.007 | 0 | GSLD | 10 | 0.57723 | 0.60437 | 0.83705 | 1.097 | 1.2026 | 1.2026 | 1.289 | 1.2891 | 1.2453 | 1.1192 | 0.77553 | 0.85362 | 419.5804 | 0 | 135.3414 | 0 | 0 | 0 | 1 | 0 | 0 | 1.0077
804 | Refrigeration | Controls | Demand Defrost | Grocery | Existing | CgrEgsld804 | 1 | 0.79333 | 6666.6667 | 0 | GSLD | 10 | 0.57723 | 0.60437 | 0.83705 | 1.097 | 1.2026 | 1.2026 | 1.289 | 1.2891 | 1.2453 | 1.1192 | 0.77553 | 0.85362 | 400 | 0 | 165.8546 | 0 | 0 | 0 | 1 | 0 | 0 | 1.0077
804 | Refrigeration | Controls | Demand Defrost | Grocery | New | CgrNgsld804 | 1 | 0.79333 | 6666.6667 | 0 | GSLD | 10 | 0.57723 | 0.60437 | 0.83705 | 1.097 | 1.2026 | 1.2026 | 1.289 | 1.2891 | 1.2453 | 1.1192 | 0.77553 | 0.85362 | 400 | 0 | 165.8546 | 0 | 0 | 0 | 1 | 0 | 0 | 1.0077
804 | Refrigeration | Controls | Demand Defrost | Healthcare | Existing | CheEgsld804 | 1 | 0.79333 | 6666.6667 | 0 | GSLD | 10 | 0.57723 | 0.60437 | 0.83705 | 1.097 | 1.2026 | 1.2026 | 1.289 | 1.2891 | 1.2453 | 1.1192 | 0.77553 | 0.85362 | 400 | 0 | 3908.467 | 0 | 0 | 0 | 1 | 0 | 0 | 1.0077
804 | Refrigeration | Controls | Demand Defrost | Healthcare | New | CheNgsld804 | 1 | 0.79333 | 6666.6667 | 0 | GSLD | 10 | 0.57723 | 0.60437 | 0.83705 | 1.097 | 1.2026 | 1.2026 | 1.289 | 1.2891 | 1.2453 | 1.1192 | 0.77553 | 0.85362 | 400 | 0 | 3908.467 | 0 | 0 | 0 | 1 | 0 | 0 | 1.0077
804 | Refrigeration | Controls | Demand Defrost | Hospitals | Existing | ChoEgsld804 | 1 | 0.79333 | 6666.6667 | 0 | GSLD | 10 | 0.57723 | 0.60437 | 0.83705 | 1.097 | 1.2026 | 1.2026 | 1.289 | 1.2891 | 1.2453 | 1.1192 | 0.77553 | 0.85362 | 400 | 0 | 50.3884 | 0 | 0 | 0 | 1 | 0 | 0 | 1.0077
804 | Refrigeration | Controls | Demand Defrost | Hospitals | New | ChoNgsld804 | 1 | 0.79333 | 6666.6667 | 0 | GSLD | 10 | 0.57723 | 0.60437 | 0.83705 | 1.097 | 1.2026 | 1.2026 | 1.289 | 1.2891 | 1.2453 | 1.1192 | 0.77553 | 0.85362 | 400 | 0 | 50.3884 | 0 | 0 | 0 | 1 | 0 | 0 | 1.0077
804 | Refrigeration | Controls | Demand Defrost | Institutional | Existing | CinEgsld804 | 1 | 0.81119 | 6993.007 | 0 | GSLD | 10 | 0.57723 | 0.60437 | 0.83705 | 1.097 | 1.2026 | 1.2026 | 1.289 | 1.2891 | 1.2453 | 1.1192 | 0.77553 | 0.85362 | 419.5804 | 0 | 2485.0882 | 0 | 0 | 0 | 1 | 0 | 0 | 1.0077
804 | Refrigeration | Controls | Demand Defrost | Institutional | New | CinNgsld804 | 1 | 0.81119 | 6993.007 | 0 | GSLD | 10 | 0.57723 | 0.60437 | 0.83705 | 1.097 | 1.2026 | 1.2026 | 1.289 | 1.2891 | 1.2453 | 1.1192 | 0.77553 | 0.85362 | 419.5804 | 0 | 2485.0882 | 0 | 0 | 0 | 1 | 0 | 0 | 1.0077
804 | Refrigeration | Controls | Demand Defrost | Lodging/Hospitality | Existing | CloEgsld804 | 1 | 0.79333 | 6666.6667 | 0 | GSLD | 10 | 0.57723 | 0.60437 | 0.83705 | 1.097 | 1.2026 | 1.2026 | 1.289 | 1.2891 | 1.2453 | 1.1192 | 0.77553 | 0.85362 | 400 | 0 | 146.1545 | 0 | 0 | 0 | 1 | 0 | 0 | 1.0077
804 | Refrigeration | Controls | Demand Defrost | Lodging/Hospitality | New | CloNgsld804 | 1 | 0.79333 | 6666.6667 | 0 | GSLD | 10 | 0.57723 | 0.60437 | 0.83705 | 1.097 | 1.2026 | 1.2026 | 1.289 | 1.2891 | 1.2453 | 1.1192 | 0.77553 | 0.85362 | 400 | 0 | 146.1545 | 0 | 0 | 0 | 1 | 0 | 0 | 1.0077
804 | Refrigeration | Controls | Demand Defrost | Miscellaneous | Existing | CmiEgsld804 | 1 | 0.81119 | 6993.007 | 0 | GSLD | 10 | 0.57723 | 0.60437 | 0.83705 | 1.097 | 1.2026 | 1.2026 | 1.289 | 1.2891 | 1.2453 | 1.1192 | 0.77553 | 0.85362 | 419.5804 | 0 | 43921.7655 | 0 | 0 | 0 | 1 | 0 | 0 | 1.0077
804 | Refrigeration | Controls | Demand Defrost | Miscellaneous | New | CmiNgsld804 | 1 | 0.81119 | 6993.007 | 0 | GSLD | 10 | 0.57723 | 0.60437 | 0.83705 | 1.097 | 1.2026 | 1.2026 | 1.289 | 1.2891 | 1.2453 | 1.1192 | 0.77553 | 0.85362 | 419.5804 | 0 | 43921.7655 | 0 | 0 | 0 | 1 | 0 | 0 | 1.0077
804 | Refrigeration | Controls | Demand Defrost | Offices | Existing | CofEgsld804 | 1 | 0.81119 | 6993.007 | 0 | GSLD | 10 | 0.57723 | 0.60437 | 0.83705 | 1.097 | 1.2026 | 1.2026 | 1.289 | 1.2891 | 1.2453 | 1.1192 | 0.77553 | 0.85362 | 419.5804 | 0 | 1611.0821 | 0 | 0 | 0 | 1 | 0 | 0 | 1.0077
804 | Refrigeration | Controls | Demand Defrost | Offices | New | CofNgsld804 | 1 | 0.81119 | 6993.007 | 0 | GSLD | 10 | 0.57723 | 0.60437 | 0.83705 | 1.097 | 1.2026 | 1.2026 | 1.289 | 1.2891 | 1.2453 | 1.1192 | 0.77553 | 0.85362 | 419.5804 | 0 | 1611.0821 | 0 | 0 | 0 | 1 | 0 | 0 | 1.0077
804 | Refrigeration | Controls | Demand Defrost | Restaurants | Existing | CreEgsld804 | 1 | 0.80142 | 7092.1986 | 0 | GSLD | 10 | 0.57723 | 0.60437 | 0.83705 | 1.097 | 1.2026 | 1.2026 | 1.289 | 1.2891 | 1.2453 | 1.1192 | 0.77553 | 0.85362 | 425.5319 | 0 | 227.7627 | 0 | 0 | 0 | 1 | 0 | 0 | 1.0077
804 | Refrigeration | Controls | Demand Defrost | Restaurants | New | CreNgsld804 | 1 | 0.80142 | 7092.1986 | 0 | GSLD | 10 | 0.57723 | 0.60437 | 0.83705 | 1.097 | 1.2026 | 1.2026 | 1.289 | 1.2891 | 1.2453 | 1.1192 | 0.77553 | 0.85362 | 425.5319 | 0 | 227.7627 | 0 | 0 | 0 | 1 | 0 | 0 | 1.0077
804 | Refrigeration | Controls | Demand Defrost | Retail | Existing | CrtEgsld804 | 1 | 0.79333 | 6666.6667 | 0 | GSLD | 10 | 0.57723 | 0.60437 | 0.83705 | 1.097 | 1.2026 | 1.2026 | 1.289 | 1.2891 | 1.2453 | 1.1192 | 0.77553 | 0.85362 | 400 | 0 | 257.0548 | 0 | 0 | 0 | 1 | 0 | 0 | 1.0077
804 | Refrigeration | Controls | Demand Defrost | Retail | New | CrtNgsld804 | 1 | 0.79333 | 6666.6667 | 0 | GSLD | 10 | 0.57723 | 0.60437 | 0.83705 | 1.097 | 1.2026 | 1.2026 | 1.289 | 1.2891 | 1.2453 | 1.1192 | 0.77553 | 0.85362 | 400 | 0 | 257.0548 | 0 | 0 | 0 | 1 | 0 | 0 | 1.0077
804 | Refrigeration | Controls | Demand Defrost | Schools K-12 | Existing | CscEgsld804 | 1 | 0.81119 | 6993.007 | 0 | GSLD | 10 | 0.57723 | 0.60437 | 0.83705 | 1.097 | 1.2026 | 1.2026 | 1.289 | 1.2891 | 1.2453 | 1.1192 | 0.77553 | 0.85362 | 419.5804 | 0 | 1546.2232 | 0 | 0 | 0 | 1 | 0 | 0 | 1.0077
804 | Refrigeration | Controls | Demand Defrost | Schools K-12 | New | CscNgsld804 | 1 | 0.81119 | 6993.007 | 0 | GSLD | 10 | 0.57723 | 0.60437 | 0.83705 | 1.097 | 1.2026 | 1.2026 | 1.289 | 1.2891 | 1.2453 | 1.1192 | 0.77553 | 0.85362 | 419.5804 | 0 | 1546.2232 | 0 | 0 | 0 | 1 | 0 | 0 | 1.0077
804 | Refrigeration | Controls | Demand Defrost | Warehouse | Existing | CwaEgsld804 | 1 | 0.81119 | 6993.007 | 0 | GSLD | 10 | 0.57723 | 0.60437 | 0.83705 | 1.097 | 1.2026 | 1.2026 | 1.289 | 1.2891 | 1.2453 | 1.1192 | 0.77553 | 0.85362 | 419.5804 | 0 | 5356.081 | 0 | 0 | 0 | 1 | 0 | 0 | 1.0077
804 | Refrigeration | Controls | Demand Defrost | Warehouse | New | CwaNgsld804 | 1 | 0.81119 | 6993.007 | 0 | GSLD | 10 | 0.57723 | 0.60437 | 0.83705 | 1.097 | 1.2026 | 1.2026 | 1.289 | 1.2891 | 1.2453 | 1.1192 | 0.77553 | 0.85362 | 419.5804 | 0 | 5356.081 | 0 | 0 | 0 | 1 | 0 | 0 | 1.0077
805 | Refrigeration | Controls | Floating Head Pressure Controls | Assembly | Existing | CasEgsld805 | 1 | 0.79333 | 6666.6667 | 0 | GSLD | 10 | 1 | 1 | 1 | 1 | 1 | 1 | 1 | 1 | 1 | 1 | 1 | 1 | 335.2213 | 0 | 1588.5038 | 0 | 0 | 0 | 1 | 0 | 0 | 1
805 | Refrigeration | Controls | Floating Head Pressure Controls | Assembly | New | CasNgsld805 | 1 | 0.79333 | 6666.6667 | 0 | GSLD | 10 | 1 | 1 | 1 | 1 | 1 | 1 | 1 | 1 | 1 | 1 | 1 | 1 | 335.2213 | 0 | 1588.5038 | 0 | 0 | 0 | 1 | 0 | 0 | 1
805 | Refrigeration | Controls | Floating Head Pressure Controls | College and University | Existing | CcoEgsld805 | 1 | 0.79333 | 6666.6667 | 0 | GSLD | 10 | 1 | 1 | 1 | 1 | 1 | 1 | 1 | 1 | 1 | 1 | 1 | 1 | 335.2213 | 0 | 1784.1497 | 0 | 0 | 0 | 1 | 0 | 0 | 1
805 | Refrigeration | Controls | Floating Head Pressure Controls | College and University | New | CcoNgsld805 | 1 | 0.79333 | 6666.6667 | 0 | GSLD | 10 | 1 | 1 | 1 | 1 | 1 | 1 | 1 | 1 | 1 | 1 | 1 | 1 | 335.2213 | 0 | 1784.1497 | 0 | 0 | 0 | 1 | 0 | 0 | 1
805 | Refrigeration | Controls | Floating Head Pressure Controls | Data Center | Existing | CdaEgsld805 | 1 | 0.81119 | 6993.007 | 0 | GSLD | 10 | 1 | 1 | 1 | 1 | 1 | 1 | 1 | 1 | 1 | 1 | 1 | 1 | 351.6308 | 0 | 137.2862 | 0 | 0 | 0 | 1 | 0 | 0 | 1
805 | Refrigeration | Controls | Floating Head Pressure Controls | Data Center | New | CdaNgsld805 | 1 | 0.81119 | 6993.007 | 0 | GSLD | 10 | 1 | 1 | 1 | 1 | 1 | 1 | 1 | 1 | 1 | 1 | 1 | 1 | 351.6308 | 0 | 137.2862 | 0 | 0 | 0 | 1 | 0 | 0 | 1
805 | Refrigeration | Controls | Floating Head Pressure Controls | Grocery | Existing | CgrEgsld805 | 1 | 0.79333 | 6666.6667 | 0 | GSLD | 10 | 1 | 1 | 1 | 1 | 1 | 1 | 1 | 1 | 1 | 1 | 1 | 1 | 335.2213 | 0 | 168.238 | 0 | 0 | 0 | 1 | 0 | 0 | 1
805 | Refrigeration | Controls | Floating Head Pressure Controls | Grocery | New | CgrNgsld805 | 1 | 0.79333 | 6666.6667 | 0 | GSLD | 10 | 1 | 1 | 1 | 1 | 1 | 1 | 1 | 1 | 1 | 1 | 1 | 1 | 335.2213 | 0 | 168.238 | 0 | 0 | 0 | 1 | 0 | 0 | 1
805 | Refrigeration | Controls | Floating Head Pressure Controls | Healthcare | Existing | CheEgsld805 | 1 | 0.79333 | 6666.6667 | 0 | GSLD | 10 | 1 | 1 | 1 | 1 | 1 | 1 | 1 | 1 | 1 | 1 | 1 | 1 | 335.2213 | 0 | 3964.6298 | 0 | 0 | 0 | 1 | 0 | 0 | 1
805 | Refrigeration | Controls | Floating Head Pressure Controls | Healthcare | New | CheNgsld805 | 1 | 0.79333 | 6666.6667 | 0 | GSLD | 10 | 1 | 1 | 1 | 1 | 1 | 1 | 1 | 1 | 1 | 1 | 1 | 1 | 335.2213 | 0 | 3964.6298 | 0 | 0 | 0 | 1 | 0 | 0 | 1
805 | Refrigeration | Controls | Floating Head Pressure Controls | Hospitals | Existing | ChoEgsld805 | 1 | 0.79333 | 6666.6667 | 0 | GSLD | 10 | 1 | 1 | 1 | 1 | 1 | 1 | 1 | 1 | 1 | 1 | 1 | 1 | 335.2213 | 0 | 51.1125 | 0 | 0 | 0 | 1 | 0 | 0 | 1
805 | Refrigeration | Controls | Floating Head Pressure Controls | Hospitals | New | ChoNgsld805 | 1 | 0.79333 | 6666.6667 | 0 | GSLD | 10 | 1 | 1 | 1 | 1 | 1 | 1 | 1 | 1 | 1 | 1 | 1 | 1 | 335.2213 | 0 | 51.1125 | 0 | 0 | 0 | 1 | 0 | 0 | 1
805 | Refrigeration | Controls | Floating Head Pressure Controls | Institutional | Existing | CinEgsld805 | 1 | 0.81119 | 6993.007 | 0 | GSLD | 10 | 1 | 1 | 1 | 1 | 1 | 1 | 1 | 1 | 1 | 1 | 1 | 1 | 351.6308 | 0 | 2520.7811 | 0 | 0 | 0 | 1 | 0 | 0 | 1
805 | Refrigeration | Controls | Floating Head Pressure Controls | Institutional | New | CinNgsld805 | 1 | 0.81119 | 6993.007 | 0 | GSLD | 10 | 1 | 1 | 1 | 1 | 1 | 1 | 1 | 1 | 1 | 1 | 1 | 1 | 351.6308 | 0 | 2520.7811 | 0 | 0 | 0 | 1 | 0 | 0 | 1
805 | Refrigeration | Controls | Floating Head Pressure Controls | Lodging/Hospitality | Existing | CloEgsld805 | 1 | 0.79333 | 6666.6667 | 0 | GSLD | 10 | 1 | 1 | 1 | 1 | 1 | 1 | 1 | 1 | 1 | 1 | 1 | 1 | 335.2213 | 0 | 148.2548 | 0 | 0 | 0 | 1 | 0 | 0 | 1
805 | Refrigeration | Controls | Floating Head Pressure Controls | Lodging/Hospitality | New | CloNgsld805 | 1 | 0.79333 | 6666.6667 | 0 | GSLD | 10 | 1 | 1 | 1 | 1 | 1 | 1 | 1 | 1 | 1 | 1 | 1 | 1 | 335.2213 | 0 | 148.2548 | 0 | 0 | 0 | 1 | 0 | 0 | 1
805 | Refrigeration | Controls | Floating Head Pressure Controls | Miscellaneous | Existing | CmiEgsld805 | 1 | 0.81119 | 6993.007 | 0 | GSLD | 10 | 1 | 1 | 1 | 1 | 1 | 1 | 1 | 1 | 1 | 1 | 1 | 1 | 351.6308 | 0 | 44551.5804 | 0 | 0 | 0 | 1 | 0 | 0 | 1
805 | Refrigeration | Controls | Floating Head Pressure Controls | Miscellaneous | New | CmiNgsld805 | 1 | 0.81119 | 6993.007 | 0 | GSLD | 10 | 1 | 1 | 1 | 1 | 1 | 1 | 1 | 1 | 1 | 1 | 1 | 1 | 351.6308 | 0 | 44551.5804 | 0 | 0 | 0 | 1 | 0 | 0 | 1
805 | Refrigeration | Controls | Floating Head Pressure Controls | Offices | Existing | CofEgsld805 | 1 | 0.81119 | 6993.007 | 0 | GSLD | 10 | 1 | 1 | 1 | 1 | 1 | 1 | 1 | 1 | 1 | 1 | 1 | 1 | 351.6308 | 0 | 1634.2347 | 0 | 0 | 0 | 1 | 0 | 0 | 1
805 | Refrigeration | Controls | Floating Head Pressure Controls | Offices | New | CofNgsld805 | 1 | 0.81119 | 6993.007 | 0 | GSLD | 10 | 1 | 1 | 1 | 1 | 1 | 1 | 1 | 1 | 1 | 1 | 1 | 1 | 351.6308 | 0 | 1634.2347 | 0 | 0 | 0 | 1 | 0 | 0 | 1
805 | Refrigeration | Controls | Floating Head Pressure Controls | Restaurants | Existing | CreEgsld805 | 1 | 0.80142 | 7092.1986 | 0 | GSLD | 10 | 1 | 1 | 1 | 1 | 1 | 1 | 1 | 1 | 1 | 1 | 1 | 1 | 356.6184 | 0 | 231.0356 | 0 | 0 | 0 | 1 | 0 | 0 | 1
805 | Refrigeration | Controls | Floating Head Pressure Controls | Restaurants | New | CreNgsld805 | 1 | 0.80142 | 7092.1986 | 0 | GSLD | 10 | 1 | 1 | 1 | 1 | 1 | 1 | 1 | 1 | 1 | 1 | 1 | 1 | 356.6184 | 0 | 231.0356 | 0 | 0 | 0 | 1 | 0 | 0 | 1
805 | Refrigeration | Controls | Floating Head Pressure Controls | Retail | Existing | CrtEgsld805 | 1 | 0.79333 | 6666.6667 | 0 | GSLD | 10 | 1 | 1 | 1 | 1 | 1 | 1 | 1 | 1 | 1 | 1 | 1 | 1 | 335.2213 | 0 | 260.7488 | 0 | 0 | 0 | 1 | 0 | 0 | 1
805 | Refrigeration | Controls | Floating Head Pressure Controls | Retail | New | CrtNgsld805 | 1 | 0.79333 | 6666.6667 | 0 | GSLD | 10 | 1 | 1 | 1 | 1 | 1 | 1 | 1 | 1 | 1 | 1 | 1 | 1 | 335.2213 | 0 | 260.7488 | 0 | 0 | 0 | 1 | 0 | 0 | 1
805 | Refrigeration | Controls | Floating Head Pressure Controls | Schools K-12 | Existing | CscEgsld805 | 1 | 0.81119 | 6993.007 | 0 | GSLD | 10 | 1 | 1 | 1 | 1 | 1 | 1 | 1 | 1 | 1 | 1 | 1 | 1 | 351.6308 | 0 | 1568.4412 | 0 | 0 | 0 | 1 | 0 | 0 | 1
805 | Refrigeration | Controls | Floating Head Pressure Controls | Schools K-12 | New | CscNgsld805 | 1 | 0.81119 | 6993.007 | 0 | GSLD | 10 | 1 | 1 | 1 | 1 | 1 | 1 | 1 | 1 | 1 | 1 | 1 | 1 | 351.6308 | 0 | 1568.4412 | 0 | 0 | 0 | 1 | 0 | 0 | 1
805 | Refrigeration | Controls | Floating Head Pressure Controls | Warehouse | Existing | CwaEgsld805 | 1 | 0.81119 | 6993.007 | 0 | GSLD | 10 | 1 | 1 | 1 | 1 | 1 | 1 | 1 | 1 | 1 | 1 | 1 | 1 | 351.6308 | 0 | 5432.9688 | 0 | 0 | 0 | 1 | 0 | 0 | 1
805 | Refrigeration | Controls | Floating Head Pressure Controls | Warehouse | New | CwaNgsld805 | 1 | 0.81119 | 6993.007 | 0 | GSLD | 10 | 1 | 1 | 1 | 1 | 1 | 1 | 1 | 1 | 1 | 1 | 1 | 1 | 351.6308 | 0 | 5432.9688 | 0 | 0 | 0 | 1 | 0 | 0 | 1
806 | Refrigeration | Controls | Refrigerated Display Case Lighting Controls | Assembly | Existing | CasEgsld806 | 1 | 0.79333 | 6666.6667 | 0 | GSLD | 10 | 1 | 1 | 1 | 1 | 1 | 1 | 1 | 1 | 1 | 1 | 1 | 1 | 400 | 0 | 14860.8951 | 0 | 0 | 0 | 1 | 0 | 0 | 1
806 | Refrigeration | Controls | Refrigerated Display Case Lighting Controls | Assembly | New | CasNgsld806 | 1 | 0.79333 | 6666.6667 | 0 | GSLD | 10 | 1 | 1 | 1 | 1 | 1 | 1 | 1 | 1 | 1 | 1 | 1 | 1 | 400 | 0 | 14860.8951 | 0 | 0 | 0 | 1 | 0 | 0 | 1
806 | Refrigeration | Controls | Refrigerated Display Case Lighting Controls | College and University | Existing | CcoEgsld806 | 1 | 0.79333 | 6666.6667 | 0 | GSLD | 10 | 1 | 1 | 1 | 1 | 1 | 1 | 1 | 1 | 1 | 1 | 1 | 1 | 400 | 0 | 14860.8951 | 0 | 0 | 0 | 1 | 0 | 0 | 1
806 | Refrigeration | Controls | Refrigerated Display Case Lighting Controls | College and University | New | CcoNgsld806 | 1 | 0.79333 | 6666.6667 | 0 | GSLD | 10 | 1 | 1 | 1 | 1 | 1 | 1 | 1 | 1 | 1 | 1 | 1 | 1 | 400 | 0 | 14860.8951 | 0 | 0 | 0 | 1 | 0 | 0 | 1
806 | Refrigeration | Controls | Refrigerated Display Case Lighting Controls | Data Center | Existing | CdaEgsld806 | 1 | 0.81119 | 6993.007 | 0 | GSLD | 10 | 1 | 1 | 1 | 1 | 1 | 1 | 1 | 1 | 1 | 1 | 1 | 1 | 419.5804 | 0 | 15588.3515 | 0 | 0 | 0 | 1 | 0 | 0 | 1
806 | Refrigeration | Controls | Refrigerated Display Case Lighting Controls | Data Center | New | CdaNgsld806 | 1 | 0.81119 | 6993.007 | 0 | GSLD | 10 | 1 | 1 | 1 | 1 | 1 | 1 | 1 | 1 | 1 | 1 | 1 | 1 | 419.5804 | 0 | 15588.3515 | 0 | 0 | 0 | 1 | 0 | 0 | 1
806 | Refrigeration | Controls | Refrigerated Display Case Lighting Controls | Grocery | Existing | CgrEgsld806 | 1 | 0.79333 | 6666.6667 | 0 | GSLD | 10 | 1 | 1 | 1 | 1 | 1 | 1 | 1 | 1 | 1 | 1 | 1 | 1 | 400 | 0 | 14860.8951 | 0 | 0 | 0 | 1 | 0 | 0 | 1
806 | Refrigeration | Controls | Refrigerated Display Case Lighting Controls | Grocery | New | CgrNgsld806 | 1 | 0.79333 | 6666.6667 | 0 | GSLD | 10 | 1 | 1 | 1 | 1 | 1 | 1 | 1 | 1 | 1 | 1 | 1 | 1 | 400 | 0 | 14860.8951 | 0 | 0 | 0 | 1 | 0 | 0 | 1
806 | Refrigeration | Controls | Refrigerated Display Case Lighting Controls | Healthcare | Existing | CheEgsld806 | 1 | 0.79333 | 6666.6667 | 0 | GSLD | 10 | 1 | 1 | 1 | 1 | 1 | 1 | 1 | 1 | 1 | 1 | 1 | 1 | 400 | 0 | 14860.8951 | 0 | 0 | 0 | 1 | 0 | 0 | 1
806 | Refrigeration | Controls | Refrigerated Display Case Lighting Controls | Healthcare | New | CheNgsld806 | 1 | 0.79333 | 6666.6667 | 0 | GSLD | 10 | 1 | 1 | 1 | 1 | 1 | 1 | 1 | 1 | 1 | 1 | 1 | 1 | 400 | 0 | 14860.8951 | 0 | 0 | 0 | 1 | 0 | 0 | 1
806 | Refrigeration | Controls | Refrigerated Display Case Lighting Controls | Hospitals | Existing | ChoEgsld806 | 1 | 0.79333 | 6666.6667 | 0 | GSLD | 10 | 1 | 1 | 1 | 1 | 1 | 1 | 1 | 1 | 1 | 1 | 1 | 1 | 400 | 0 | 14860.8951 | 0 | 0 | 0 | 1 | 0 | 0 | 1
806 | Refrigeration | Controls | Refrigerated Display Case Lighting Controls | Hospitals | New | ChoNgsld806 | 1 | 0.79333 | 6666.6667 | 0 | GSLD | 10 | 1 | 1 | 1 | 1 | 1 | 1 | 1 | 1 | 1 | 1 | 1 | 1 | 400 | 0 | 14860.8951 | 0 | 0 | 0 | 1 | 0 | 0 | 1
806 | Refrigeration | Controls | Refrigerated Display Case Lighting Controls | Institutional | Existing | CinEgsld806 | 1 | 0.81119 | 6993.007 | 0 | GSLD | 10 | 1 | 1 | 1 | 1 | 1 | 1 | 1 | 1 | 1 | 1 | 1 | 1 | 419.5804 | 0 | 15588.3515 | 0 | 0 | 0 | 1 | 0 | 0 | 1
806 | Refrigeration | Controls | Refrigerated Display Case Lighting Controls | Institutional | New | CinNgsld806 | 1 | 0.81119 | 6993.007 | 0 | GSLD | 10 | 1 | 1 | 1 | 1 | 1 | 1 | 1 | 1 | 1 | 1 | 1 | 1 | 419.5804 | 0 | 15588.3515 | 0 | 0 | 0 | 1 | 0 | 0 | 1
806 | Refrigeration | Controls | Refrigerated Display Case Lighting Controls | Lodging/Hospitality | Existing | CloEgsld806 | 1 | 0.79333 | 6666.6667 | 0 | GSLD | 10 | 1 | 1 | 1 | 1 | 1 | 1 | 1 | 1 | 1 | 1 | 1 | 1 | 400 | 0 | 14860.8951 | 0 | 0 | 0 | 1 | 0 | 0 | 1
806 | Refrigeration | Controls | Refrigerated Display Case Lighting Controls | Lodging/Hospitality | New | CloNgsld806 | 1 | 0.79333 | 6666.6667 | 0 | GSLD | 10 | 1 | 1 | 1 | 1 | 1 | 1 | 1 | 1 | 1 | 1 | 1 | 1 | 400 | 0 | 14860.8951 | 0 | 0 | 0 | 1 | 0 | 0 | 1
806 | Refrigeration | Controls | Refrigerated Display Case Lighting Controls | Miscellaneous | Existing | CmiEgsld806 | 1 | 0.81119 | 6993.007 | 0 | GSLD | 10 | 1 | 1 | 1 | 1 | 1 | 1 | 1 | 1 | 1 | 1 | 1 | 1 | 419.5804 | 0 | 15588.3515 | 0 | 0 | 0 | 1 | 0 | 0 | 1
806 | Refrigeration | Controls | Refrigerated Display Case Lighting Controls | Miscellaneous | New | CmiNgsld806 | 1 | 0.81119 | 6993.007 | 0 | GSLD | 10 | 1 | 1 | 1 | 1 | 1 | 1 | 1 | 1 | 1 | 1 | 1 | 1 | 419.5804 | 0 | 15588.3515 | 0 | 0 | 0 | 1 | 0 | 0 | 1
806 | Refrigeration | Controls | Refrigerated Display Case Lighting Controls | Offices | Existing | CofEgsld806 | 1 | 0.81119 | 6993.007 | 0 | GSLD | 10 | 1 | 1 | 1 | 1 | 1 | 1 | 1 | 1 | 1 | 1 | 1 | 1 | 419.5804 | 0 | 15588.3515 | 0 | 0 | 0 | 1 | 0 | 0 | 1
806 | Refrigeration | Controls | Refrigerated Display Case Lighting Controls | Offices | New | CofNgsld806 | 1 | 0.81119 | 6993.007 | 0 | GSLD | 10 | 1 | 1 | 1 | 1 | 1 | 1 | 1 | 1 | 1 | 1 | 1 | 1 | 419.5804 | 0 | 15588.3515 | 0 | 0 | 0 | 1 | 0 | 0 | 1
806 | Refrigeration | Controls | Refrigerated Display Case Lighting Controls | Restaurants | Existing | CreEgsld806 | 1 | 0.80142 | 7092.1986 | 0 | GSLD | 10 | 1 | 1 | 1 | 1 | 1 | 1 | 1 | 1 | 1 | 1 | 1 | 1 | 425.5319 | 0 | 15809.4629 | 0 | 0 | 0 | 1 | 0 | 0 | 1
806 | Refrigeration | Controls | Refrigerated Display Case Lighting Controls | Restaurants | New | CreNgsld806 | 1 | 0.80142 | 7092.1986 | 0 | GSLD | 10 | 1 | 1 | 1 | 1 | 1 | 1 | 1 | 1 | 1 | 1 | 1 | 1 | 425.5319 | 0 | 15809.4629 | 0 | 0 | 0 | 1 | 0 | 0 | 1
806 | Refrigeration | Controls | Refrigerated Display Case Lighting Controls | Retail | Existing | CrtEgsld806 | 1 | 0.79333 | 6666.6667 | 0 | GSLD | 10 | 1 | 1 | 1 | 1 | 1 | 1 | 1 | 1 | 1 | 1 | 1 | 1 | 400 | 0 | 14860.8951 | 0 | 0 | 0 | 1 | 0 | 0 | 1
806 | Refrigeration | Controls | Refrigerated Display Case Lighting Controls | Retail | New | CrtNgsld806 | 1 | 0.79333 | 6666.6667 | 0 | GSLD | 10 | 1 | 1 | 1 | 1 | 1 | 1 | 1 | 1 | 1 | 1 | 1 | 1 | 400 | 0 | 14860.8951 | 0 | 0 | 0 | 1 | 0 | 0 | 1
806 | Refrigeration | Controls | Refrigerated Display Case Lighting Controls | Schools K-12 | Existing | CscEgsld806 | 1 | 0.81119 | 6993.007 | 0 | GSLD | 10 | 1 | 1 | 1 | 1 | 1 | 1 | 1 | 1 | 1 | 1 | 1 | 1 | 419.5804 | 0 | 15588.3515 | 0 | 0 | 0 | 1 | 0 | 0 | 1
806 | Refrigeration | Controls | Refrigerated Display Case Lighting Controls | Schools K-12 | New | CscNgsld806 | 1 | 0.81119 | 6993.007 | 0 | GSLD | 10 | 1 | 1 | 1 | 1 | 1 | 1 | 1 | 1 | 1 | 1 | 1 | 1 | 419.5804 | 0 | 15588.3515 | 0 | 0 | 0 | 1 | 0 | 0 | 1
806 | Refrigeration | Controls | Refrigerated Display Case Lighting Controls | Warehouse | Existing | CwaEgsld806 | 1 | 0.81119 | 6993.007 | 0 | GSLD | 10 | 1 | 1 | 1 | 1 | 1 | 1 | 1 | 1 | 1 | 1 | 1 | 1 | 419.5804 | 0 | 15588.3515 | 0 | 0 | 0 | 1 | 0 | 0 | 1
806 | Refrigeration | Controls | Refrigerated Display Case Lighting Controls | Warehouse | New | CwaNgsld806 | 1 | 0.81119 | 6993.007 | 0 | GSLD | 10 | 1 | 1 | 1 | 1 | 1 | 1 | 1 | 1 | 1 | 1 | 1 | 1 | 419.5804 | 0 | 15588.3515 | 0 | 0 | 0 | 1 | 0 | 0 | 1
807 | Refrigeration | Controls | Refrigeration Commissioning | Assembly | Existing | CasEgsld807 | 1 | 0.79333 | 6666.6667 | 0 | GSLD | 5 | 1 | 1 | 1 | 1 | 1 | 1 | 1 | 1 | 1 | 1 | 1 | 1 | 335.2213 | 0 | 22798.4201 | 0 | 0 | 0 | 1 | 0 | 0 | 1
807 | Refrigeration | Controls | Refrigeration Commissioning | Assembly | New | CasNgsld807 | 1 | 0.79333 | 6666.6667 | 0 | GSLD | 5 | 1 | 1 | 1 | 1 | 1 | 1 | 1 | 1 | 1 | 1 | 1 | 1 | 335.2213 | 0 | 22798.4201 | 0 | 0 | 0 | 1 | 0 | 0 | 1
807 | Refrigeration | Controls | Refrigeration Commissioning | College and University | Existing | CcoEgsld807 | 1 | 0.79333 | 6666.6667 | 0 | GSLD | 5 | 1 | 1 | 1 | 1 | 1 | 1 | 1 | 1 | 1 | 1 | 1 | 1 | 335.2213 | 0 | 40070.2396 | 0 | 0 | 0 | 1 | 0 | 0 | 1
807 | Refrigeration | Controls | Refrigeration Commissioning | College and University | New | CcoNgsld807 | 1 | 0.79333 | 6666.6667 | 0 | GSLD | 5 | 1 | 1 | 1 | 1 | 1 | 1 | 1 | 1 | 1 | 1 | 1 | 1 | 335.2213 | 0 | 40070.2396 | 0 | 0 | 0 | 1 | 0 | 0 | 1
807 | Refrigeration | Controls | Refrigeration Commissioning | Data Center | Existing | CdaEgsld807 | 1 | 0.81119 | 6993.007 | 0 | GSLD | 5 | 1 | 1 | 1 | 1 | 1 | 1 | 1 | 1 | 1 | 1 | 1 | 1 | 351.6308 | 0 | 13209.9339 | 0 | 0 | 0 | 1 | 0 | 0 | 1
807 | Refrigeration | Controls | Refrigeration Commissioning | Data Center | New | CdaNgsld807 | 1 | 0.81119 | 6993.007 | 0 | GSLD | 5 | 1 | 1 | 1 | 1 | 1 | 1 | 1 | 1 | 1 | 1 | 1 | 1 | 351.6308 | 0 | 13209.9339 | 0 | 0 | 0 | 1 | 0 | 0 | 1
807 | Refrigeration | Controls | Refrigeration Commissioning | Grocery | Existing | CgrEgsld807 | 1 | 0.79333 | 6666.6667 | 0 | GSLD | 5 | 1 | 1 | 1 | 1 | 1 | 1 | 1 | 1 | 1 | 1 | 1 | 1 | 335.2213 | 0 | 412.5784 | 0 | 0 | 0 | 1 | 0 | 0 | 1
807 | Refrigeration | Controls | Refrigeration Commissioning | Grocery | New | CgrNgsld807 | 1 | 0.79333 | 6666.6667 | 0 | GSLD | 5 | 1 | 1 | 1 | 1 | 1 | 1 | 1 | 1 | 1 | 1 | 1 | 1 | 335.2213 | 0 | 412.5784 | 0 | 0 | 0 | 1 | 0 | 0 | 1
807 | Refrigeration | Controls | Refrigeration Commissioning | Healthcare | Existing | CheEgsld807 | 1 | 0.79333 | 6666.6667 | 0 | GSLD | 5 | 1 | 1 | 1 | 1 | 1 | 1 | 1 | 1 | 1 | 1 | 1 | 1 | 335.2213 | 0 | 34797.3713 | 0 | 0 | 0 | 1 | 0 | 0 | 1
807 | Refrigeration | Controls | Refrigeration Commissioning | Healthcare | New | CheNgsld807 | 1 | 0.79333 | 6666.6667 | 0 | GSLD | 5 | 1 | 1 | 1 | 1 | 1 | 1 | 1 | 1 | 1 | 1 | 1 | 1 | 335.2213 | 0 | 34797.3713 | 0 | 0 | 0 | 1 | 0 | 0 | 1
807 | Refrigeration | Controls | Refrigeration Commissioning | Hospitals | Existing | ChoEgsld807 | 1 | 0.79333 | 6666.6667 | 0 | GSLD | 5 | 1 | 1 | 1 | 1 | 1 | 1 | 1 | 1 | 1 | 1 | 1 | 1 | 335.2213 | 0 | 8874.5903 | 0 | 0 | 0 | 1 | 0 | 0 | 1
807 | Refrigeration | Controls | Refrigeration Commissioning | Hospitals | New | ChoNgsld807 | 1 | 0.79333 | 6666.6667 | 0 | GSLD | 5 | 1 | 1 | 1 | 1 | 1 | 1 | 1 | 1 | 1 | 1 | 1 | 1 | 335.2213 | 0 | 8874.5903 | 0 | 0 | 0 | 1 | 0 | 0 | 1
807 | Refrigeration | Controls | Refrigeration Commissioning | Institutional | Existing | CinEgsld807 | 1 | 0.81119 | 6993.007 | 0 | GSLD | 5 | 1 | 1 | 1 | 1 | 1 | 1 | 1 | 1 | 1 | 1 | 1 | 1 | 351.6308 | 0 | 28896.7167 | 0 | 0 | 0 | 1 | 0 | 0 | 1
807 | Refrigeration | Controls | Refrigeration Commissioning | Institutional | New | CinNgsld807 | 1 | 0.81119 | 6993.007 | 0 | GSLD | 5 | 1 | 1 | 1 | 1 | 1 | 1 | 1 | 1 | 1 | 1 | 1 | 1 | 351.6308 | 0 | 28896.7167 | 0 | 0 | 0 | 1 | 0 | 0 | 1
807 | Refrigeration | Controls | Refrigeration Commissioning | Lodging/Hospitality | Existing | CloEgsld807 | 1 | 0.79333 | 6666.6667 | 0 | GSLD | 5 | 1 | 1 | 1 | 1 | 1 | 1 | 1 | 1 | 1 | 1 | 1 | 1 | 335.2213 | 0 | 5929.6577 | 0 | 0 | 0 | 1 | 0 | 0 | 1
807 | Refrigeration | Controls | Refrigeration Commissioning | Lodging/Hospitality | New | CloNgsld807 | 1 | 0.79333 | 6666.6667 | 0 | GSLD | 5 | 1 | 1 | 1 | 1 | 1 | 1 | 1 | 1 | 1 | 1 | 1 | 1 | 335.2213 | 0 | 5929.6577 | 0 | 0 | 0 | 1 | 0 | 0 | 1
807 | Refrigeration | Controls | Refrigeration Commissioning | Miscellaneous | Existing | CmiEgsld807 | 1 | 0.81119 | 6993.007 | 0 | GSLD | 5 | 1 | 1 | 1 | 1 | 1 | 1 | 1 | 1 | 1 | 1 | 1 | 1 | 351.6308 | 0 | 1387180.0571 | 0 | 0 | 0 | 1 | 0 | 0 | 1
807 | Refrigeration | Controls | Refrigeration Commissioning | Miscellaneous | New | CmiNgsld807 | 1 | 0.81119 | 6993.007 | 0 | GSLD | 5 | 1 | 1 | 1 | 1 | 1 | 1 | 1 | 1 | 1 | 1 | 1 | 1 | 351.6308 | 0 | 1387180.0571 | 0 | 0 | 0 | 1 | 0 | 0 | 1
807 | Refrigeration | Controls | Refrigeration Commissioning | Offices | Existing | CofEgsld807 | 1 | 0.81119 | 6993.007 | 0 | GSLD | 5 | 1 | 1 | 1 | 1 | 1 | 1 | 1 | 1 | 1 | 1 | 1 | 1 | 351.6308 | 0 | 26673.9958 | 0 | 0 | 0 | 1 | 0 | 0 | 1
807 | Refrigeration | Controls | Refrigeration Commissioning | Offices | New | CofNgsld807 | 1 | 0.81119 | 6993.007 | 0 | GSLD | 5 | 1 | 1 | 1 | 1 | 1 | 1 | 1 | 1 | 1 | 1 | 1 | 1 | 351.6308 | 0 | 26673.9958 | 0 | 0 | 0 | 1 | 0 | 0 | 1
807 | Refrigeration | Controls | Refrigeration Commissioning | Restaurants | Existing | CreEgsld807 | 1 | 0.80142 | 7092.1986 | 0 | GSLD | 5 | 1 | 1 | 1 | 1 | 1 | 1 | 1 | 1 | 1 | 1 | 1 | 1 | 356.6184 | 0 | 1061.6729 | 0 | 0 | 0 | 1 | 0 | 0 | 1
807 | Refrigeration | Controls | Refrigeration Commissioning | Restaurants | New | CreNgsld807 | 1 | 0.80142 | 7092.1986 | 0 | GSLD | 5 | 1 | 1 | 1 | 1 | 1 | 1 | 1 | 1 | 1 | 1 | 1 | 1 | 356.6184 | 0 | 1061.6729 | 0 | 0 | 0 | 1 | 0 | 0 | 1
807 | Refrigeration | Controls | Refrigeration Commissioning | Retail | Existing | CrtEgsld807 | 1 | 0.79333 | 6666.6667 | 0 | GSLD | 5 | 1 | 1 | 1 | 1 | 1 | 1 | 1 | 1 | 1 | 1 | 1 | 1 | 335.2213 | 0 | 5603.0231 | 0 | 0 | 0 | 1 | 0 | 0 | 1
807 | Refrigeration | Controls | Refrigeration Commissioning | Retail | New | CrtNgsld807 | 1 | 0.79333 | 6666.6667 | 0 | GSLD | 5 | 1 | 1 | 1 | 1 | 1 | 1 | 1 | 1 | 1 | 1 | 1 | 1 | 335.2213 | 0 | 5603.0231 | 0 | 0 | 0 | 1 | 0 | 0 | 1
807 | Refrigeration | Controls | Refrigeration Commissioning | Schools K-12 | Existing | CscEgsld807 | 1 | 0.81119 | 6993.007 | 0 | GSLD | 5 | 1 | 1 | 1 | 1 | 1 | 1 | 1 | 1 | 1 | 1 | 1 | 1 | 351.6308 | 0 | 47829.0696 | 0 | 0 | 0 | 1 | 0 | 0 | 1
807 | Refrigeration | Controls | Refrigeration Commissioning | Schools K-12 | New | CscNgsld807 | 1 | 0.81119 | 6993.007 | 0 | GSLD | 5 | 1 | 1 | 1 | 1 | 1 | 1 | 1 | 1 | 1 | 1 | 1 | 1 | 351.6308 | 0 | 47829.0696 | 0 | 0 | 0 | 1 | 0 | 0 | 1
807 | Refrigeration | Controls | Refrigeration Commissioning | Warehouse | Existing | CwaEgsld807 | 1 | 0.81119 | 6993.007 | 0 | GSLD | 5 | 1 | 1 | 1 | 1 | 1 | 1 | 1 | 1 | 1 | 1 | 1 | 1 | 351.6308 | 0 | 99073.2624 | 0 | 0 | 0 | 1 | 0 | 0 | 1
807 | Refrigeration | Controls | Refrigeration Commissioning | Warehouse | New | CwaNgsld807 | 1 | 0.81119 | 6993.007 | 0 | GSLD | 5 | 1 | 1 | 1 | 1 | 1 | 1 | 1 | 1 | 1 | 1 | 1 | 1 | 351.6308 | 0 | 99073.2624 | 0 | 0 | 0 | 1 | 0 | 0 | 1
808 | Refrigeration | Controls | VSD Controlled Compressor | Assembly | Existing | CasEgsld808 | 1 | 0.79333 | 6666.6667 | 0 | GSLD | 13 | 1 | 1 | 1 | 1 | 1 | 1 | 1 | 1 | 1 | 1 | 1 | 1 | 335.2213 | 0 | 4513.6238 | 0 | 0 | 0 | 1 | 0 | 0 | 1
808 | Refrigeration | Controls | VSD Controlled Compressor | Assembly | New | CasNgsld808 | 1 | 0.79333 | 6666.6667 | 0 | GSLD | 13 | 1 | 1 | 1 | 1 | 1 | 1 | 1 | 1 | 1 | 1 | 1 | 1 | 335.2213 | 0 | 4513.6238 | 0 | 0 | 0 | 1 | 0 | 0 | 1
808 | Refrigeration | Controls | VSD Controlled Compressor | College and University | Existing | CcoEgsld808 | 1 | 0.79333 | 6666.6667 | 0 | GSLD | 13 | 1 | 1 | 1 | 1 | 1 | 1 | 1 | 1 | 1 | 1 | 1 | 1 | 335.2213 | 0 | 5069.5573 | 0 | 0 | 0 | 1 | 0 | 0 | 1
808 | Refrigeration | Controls | VSD Controlled Compressor | College and University | New | CcoNgsld808 | 1 | 0.79333 | 6666.6667 | 0 | GSLD | 13 | 1 | 1 | 1 | 1 | 1 | 1 | 1 | 1 | 1 | 1 | 1 | 1 | 335.2213 | 0 | 5069.5573 | 0 | 0 | 0 | 1 | 0 | 0 | 1
808 | Refrigeration | Controls | VSD Controlled Compressor | Data Center | Existing | CdaEgsld808 | 1 | 0.81119 | 6993.007 | 0 | GSLD | 13 | 1 | 1 | 1 | 1 | 1 | 1 | 1 | 1 | 1 | 1 | 1 | 1 | 351.6308 | 0 | 2862.9036 | 0 | 0 | 0 | 1 | 0 | 0 | 1
808 | Refrigeration | Controls | VSD Controlled Compressor | Data Center | New | CdaNgsld808 | 1 | 0.81119 | 6993.007 | 0 | GSLD | 13 | 1 | 1 | 1 | 1 | 1 | 1 | 1 | 1 | 1 | 1 | 1 | 1 | 351.6308 | 0 | 2862.9036 | 0 | 0 | 0 | 1 | 0 | 0 | 1
808 | Refrigeration | Controls | VSD Controlled Compressor | Grocery | Existing | CgrEgsld808 | 1 | 0.79333 | 6666.6667 | 0 | GSLD | 13 | 1 | 1 | 1 | 1 | 1 | 1 | 1 | 1 | 1 | 1 | 1 | 1 | 335.2213 | 0 | 2729.3015 | 0 | 0 | 0 | 1 | 0 | 0 | 1
808 | Refrigeration | Controls | VSD Controlled Compressor | Grocery | New | CgrNgsld808 | 1 | 0.79333 | 6666.6667 | 0 | GSLD | 13 | 1 | 1 | 1 | 1 | 1 | 1 | 1 | 1 | 1 | 1 | 1 | 1 | 335.2213 | 0 | 2729.3015 | 0 | 0 | 0 | 1 | 0 | 0 | 1
808 | Refrigeration | Controls | VSD Controlled Compressor | Healthcare | Existing | CheEgsld808 | 1 | 0.79333 | 6666.6667 | 0 | GSLD | 13 | 1 | 1 | 1 | 1 | 1 | 1 | 1 | 1 | 1 | 1 | 1 | 1 | 335.2213 | 0 | 11265.179 | 0 | 0 | 0 | 1 | 0 | 0 | 1
808 | Refrigeration | Controls | VSD Controlled Compressor | Healthcare | New | CheNgsld808 | 1 | 0.79333 | 6666.6667 | 0 | GSLD | 13 | 1 | 1 | 1 | 1 | 1 | 1 | 1 | 1 | 1 | 1 | 1 | 1 | 335.2213 | 0 | 11265.179 | 0 | 0 | 0 | 1 | 0 | 0 | 1
808 | Refrigeration | Controls | VSD Controlled Compressor | Hospitals | Existing | ChoEgsld808 | 1 | 0.79333 | 6666.6667 | 0 | GSLD | 13 | 1 | 1 | 1 | 1 | 1 | 1 | 1 | 1 | 1 | 1 | 1 | 1 | 335.2213 | 0 | 2729.3015 | 0 | 0 | 0 | 1 | 0 | 0 | 1
808 | Refrigeration | Controls | VSD Controlled Compressor | Hospitals | New | ChoNgsld808 | 1 | 0.79333 | 6666.6667 | 0 | GSLD | 13 | 1 | 1 | 1 | 1 | 1 | 1 | 1 | 1 | 1 | 1 | 1 | 1 | 335.2213 | 0 | 2729.3015 | 0 | 0 | 0 | 1 | 0 | 0 | 1
808 | Refrigeration | Controls | VSD Controlled Compressor | Institutional | Existing | CinEgsld808 | 1 | 0.81119 | 6993.007 | 0 | GSLD | 13 | 1 | 1 | 1 | 1 | 1 | 1 | 1 | 1 | 1 | 1 | 1 | 1 | 351.6308 | 0 | 7162.6638 | 0 | 0 | 0 | 1 | 0 | 0 | 1
808 | Refrigeration | Controls | VSD Controlled Compressor | Institutional | New | CinNgsld808 | 1 | 0.81119 | 6993.007 | 0 | GSLD | 13 | 1 | 1 | 1 | 1 | 1 | 1 | 1 | 1 | 1 | 1 | 1 | 1 | 351.6308 | 0 | 7162.6638 | 0 | 0 | 0 | 1 | 0 | 0 | 1
808 | Refrigeration | Controls | VSD Controlled Compressor | Lodging/Hospitality | Existing | CloEgsld808 | 1 | 0.79333 | 6666.6667 | 0 | GSLD | 13 | 1 | 1 | 1 | 1 | 1 | 1 | 1 | 1 | 1 | 1 | 1 | 1 | 335.2213 | 0 | 2729.3015 | 0 | 0 | 0 | 1 | 0 | 0 | 1
808 | Refrigeration | Controls | VSD Controlled Compressor | Lodging/Hospitality | New | CloNgsld808 | 1 | 0.79333 | 6666.6667 | 0 | GSLD | 13 | 1 | 1 | 1 | 1 | 1 | 1 | 1 | 1 | 1 | 1 | 1 | 1 | 335.2213 | 0 | 2729.3015 | 0 | 0 | 0 | 1 | 0 | 0 | 1
808 | Refrigeration | Controls | VSD Controlled Compressor | Miscellaneous | Existing | CmiEgsld808 | 1 | 0.81119 | 6993.007 | 0 | GSLD | 13 | 1 | 1 | 1 | 1 | 1 | 1 | 1 | 1 | 1 | 1 | 1 | 1 | 351.6308 | 0 | 126603.9605 | 0 | 0 | 0 | 1 | 0 | 0 | 1
808 | Refrigeration | Controls | VSD Controlled Compressor | Miscellaneous | New | CmiNgsld808 | 1 | 0.81119 | 6993.007 | 0 | GSLD | 13 | 1 | 1 | 1 | 1 | 1 | 1 | 1 | 1 | 1 | 1 | 1 | 1 | 351.6308 | 0 | 126603.9605 | 0 | 0 | 0 | 1 | 0 | 0 | 1
808 | Refrigeration | Controls | VSD Controlled Compressor | Offices | Existing | CofEgsld808 | 1 | 0.81119 | 6993.007 | 0 | GSLD | 13 | 1 | 1 | 1 | 1 | 1 | 1 | 1 | 1 | 1 | 1 | 1 | 1 | 351.6308 | 0 | 4643.5519 | 0 | 0 | 0 | 1 | 0 | 0 | 1
808 | Refrigeration | Controls | VSD Controlled Compressor | Offices | New | CofNgsld808 | 1 | 0.81119 | 6993.007 | 0 | GSLD | 13 | 1 | 1 | 1 | 1 | 1 | 1 | 1 | 1 | 1 | 1 | 1 | 1 | 351.6308 | 0 | 4643.5519 | 0 | 0 | 0 | 1 | 0 | 0 | 1
808 | Refrigeration | Controls | VSD Controlled Compressor | Restaurants | Existing | CreEgsld808 | 1 | 0.80142 | 7092.1986 | 0 | GSLD | 13 | 1 | 1 | 1 | 1 | 1 | 1 | 1 | 1 | 1 | 1 | 1 | 1 | 356.6184 | 0 | 2903.5122 | 0 | 0 | 0 | 1 | 0 | 0 | 1
808 | Refrigeration | Controls | VSD Controlled Compressor | Restaurants | New | CreNgsld808 | 1 | 0.80142 | 7092.1986 | 0 | GSLD | 13 | 1 | 1 | 1 | 1 | 1 | 1 | 1 | 1 | 1 | 1 | 1 | 1 | 356.6184 | 0 | 2903.5122 | 0 | 0 | 0 | 1 | 0 | 0 | 1
808 | Refrigeration | Controls | VSD Controlled Compressor | Retail | Existing | CrtEgsld808 | 1 | 0.79333 | 6666.6667 | 0 | GSLD | 13 | 1 | 1 | 1 | 1 | 1 | 1 | 1 | 1 | 1 | 1 | 1 | 1 | 335.2213 | 0 | 2729.3015 | 0 | 0 | 0 | 1 | 0 | 0 | 1
808 | Refrigeration | Controls | VSD Controlled Compressor | Retail | New | CrtNgsld808 | 1 | 0.79333 | 6666.6667 | 0 | GSLD | 13 | 1 | 1 | 1 | 1 | 1 | 1 | 1 | 1 | 1 | 1 | 1 | 1 | 335.2213 | 0 | 2729.3015 | 0 | 0 | 0 | 1 | 0 | 0 | 1
808 | Refrigeration | Controls | VSD Controlled Compressor | Schools K-12 | Existing | CscEgsld808 | 1 | 0.81119 | 6993.007 | 0 | GSLD | 13 | 1 | 1 | 1 | 1 | 1 | 1 | 1 | 1 | 1 | 1 | 1 | 1 | 351.6308 | 0 | 4456.6214 | 0 | 0 | 0 | 1 | 0 | 0 | 1
808 | Refrigeration | Controls | VSD Controlled Compressor | Schools K-12 | New | CscNgsld808 | 1 | 0.81119 | 6993.007 | 0 | GSLD | 13 | 1 | 1 | 1 | 1 | 1 | 1 | 1 | 1 | 1 | 1 | 1 | 1 | 351.6308 | 0 | 4456.6214 | 0 | 0 | 0 | 1 | 0 | 0 | 1
808 | Refrigeration | Controls | VSD Controlled Compressor | Warehouse | Existing | CwaEgsld808 | 1 | 0.81119 | 6993.007 | 0 | GSLD | 13 | 1 | 1 | 1 | 1 | 1 | 1 | 1 | 1 | 1 | 1 | 1 | 1 | 351.6308 | 0 | 15437.547 | 0 | 0 | 0 | 1 | 0 | 0 | 1
808 | Refrigeration | Controls | VSD Controlled Compressor | Warehouse | New | CwaNgsld808 | 1 | 0.81119 | 6993.007 | 0 | GSLD | 13 | 1 | 1 | 1 | 1 | 1 | 1 | 1 | 1 | 1 | 1 | 1 | 1 | 351.6308 | 0 | 15437.547 | 0 | 0 | 0 | 1 | 0 | 0 | 1
809 | Refrigeration | Economizer | Refrigeration Economizer | Assembly | Existing | CasEgsld809 | 1 | 0.79333 | 6666.6667 | 0 | GSLD | 15 | 0.57723 | 0.60437 | 0.83705 | 1.097 | 1.2026 | 1.2026 | 1.289 | 1.2891 | 1.2453 | 1.1192 | 0.77553 | 0.85362 | 400 | 0 | 4456.7365 | 0 | 0 | 0 | 1 | 0 | 0 | 1.0077
809 | Refrigeration | Economizer | Refrigeration Economizer | Assembly | New | CasNgsld809 | 1 | 0.79333 | 6666.6667 | 0 | GSLD | 15 | 0.57723 | 0.60437 | 0.83705 | 1.097 | 1.2026 | 1.2026 | 1.289 | 1.2891 | 1.2453 | 1.1192 | 0.77553 | 0.85362 | 400 | 0 | 4456.7365 | 0 | 0 | 0 | 1 | 0 | 0 | 1.0077
809 | Refrigeration | Economizer | Refrigeration Economizer | College and University | Existing | CcoEgsld809 | 1 | 0.79333 | 6666.6667 | 0 | GSLD | 15 | 0.57723 | 0.60437 | 0.83705 | 1.097 | 1.2026 | 1.2026 | 1.289 | 1.2891 | 1.2453 | 1.1192 | 0.77553 | 0.85362 | 400 | 0 | 5005.658 | 0 | 0 | 0 | 1 | 0 | 0 | 1.0077
809 | Refrigeration | Economizer | Refrigeration Economizer | College and University | New | CcoNgsld809 | 1 | 0.79333 | 6666.6667 | 0 | GSLD | 15 | 0.57723 | 0.60437 | 0.83705 | 1.097 | 1.2026 | 1.2026 | 1.289 | 1.2891 | 1.2453 | 1.1192 | 0.77553 | 0.85362 | 400 | 0 | 5005.658 | 0 | 0 | 0 | 1 | 0 | 0 | 1.0077
809 | Refrigeration | Economizer | Refrigeration Economizer | Data Center | Existing | CdaEgsld809 | 1 | 0.81119 | 6993.007 | 0 | GSLD | 15 | 0.57723 | 0.60437 | 0.83705 | 1.097 | 1.2026 | 1.2026 | 1.289 | 1.2891 | 1.2453 | 1.1192 | 0.77553 | 0.85362 | 419.5804 | 0 | 385.172 | 0 | 0 | 0 | 1 | 0 | 0 | 1.0077
809 | Refrigeration | Economizer | Refrigeration Economizer | Data Center | New | CdaNgsld809 | 1 | 0.81119 | 6993.007 | 0 | GSLD | 15 | 0.57723 | 0.60437 | 0.83705 | 1.097 | 1.2026 | 1.2026 | 1.289 | 1.2891 | 1.2453 | 1.1192 | 0.77553 | 0.85362 | 419.5804 | 0 | 385.172 | 0 | 0 | 0 | 1 | 0 | 0 | 1.0077
809 | Refrigeration | Economizer | Refrigeration Economizer | Grocery | Existing | CgrEgsld809 | 1 | 0.79333 | 6666.6667 | 0 | GSLD | 15 | 0.57723 | 0.60437 | 0.83705 | 1.097 | 1.2026 | 1.2026 | 1.289 | 1.2891 | 1.2453 | 1.1192 | 0.77553 | 0.85362 | 400 | 0 | 472.0108 | 0 | 0 | 0 | 1 | 0 | 0 | 1.0077
809 | Refrigeration | Economizer | Refrigeration Economizer | Grocery | New | CgrNgsld809 | 1 | 0.79333 | 6666.6667 | 0 | GSLD | 15 | 0.57723 | 0.60437 | 0.83705 | 1.097 | 1.2026 | 1.2026 | 1.289 | 1.2891 | 1.2453 | 1.1192 | 0.77553 | 0.85362 | 400 | 0 | 472.0108 | 0 | 0 | 0 | 1 | 0 | 0 | 1.0077
809 | Refrigeration | Economizer | Refrigeration Economizer | Healthcare | Existing | CheEgsld809 | 1 | 0.79333 | 6666.6667 | 0 | GSLD | 15 | 0.57723 | 0.60437 | 0.83705 | 1.097 | 1.2026 | 1.2026 | 1.289 | 1.2891 | 1.2453 | 1.1192 | 0.77553 | 0.85362 | 400 | 0 | 11123.1634 | 0 | 0 | 0 | 1 | 0 | 0 | 1.0077
809 | Refrigeration | Economizer | Refrigeration Economizer | Healthcare | New | CheNgsld809 | 1 | 0.79333 | 6666.6667 | 0 | GSLD | 15 | 0.57723 | 0.60437 | 0.83705 | 1.097 | 1.2026 | 1.2026 | 1.289 | 1.2891 | 1.2453 | 1.1192 | 0.77553 | 0.85362 | 400 | 0 | 11123.1634 | 0 | 0 | 0 | 1 | 0 | 0 | 1.0077
809 | Refrigeration | Economizer | Refrigeration Economizer | Hospitals | Existing | ChoEgsld809 | 1 | 0.79333 | 6666.6667 | 0 | GSLD | 15 | 0.57723 | 0.60437 | 0.83705 | 1.097 | 1.2026 | 1.2026 | 1.289 | 1.2891 | 1.2453 | 1.1192 | 0.77553 | 0.85362 | 400 | 0 | 143.4017 | 0 | 0 | 0 | 1 | 0 | 0 | 1.0077
809 | Refrigeration | Economizer | Refrigeration Economizer | Hospitals | New | ChoNgsld809 | 1 | 0.79333 | 6666.6667 | 0 | GSLD | 15 | 0.57723 | 0.60437 | 0.83705 | 1.097 | 1.2026 | 1.2026 | 1.289 | 1.2891 | 1.2453 | 1.1192 | 0.77553 | 0.85362 | 400 | 0 | 143.4017 | 0 | 0 | 0 | 1 | 0 | 0 | 1.0077
809 | Refrigeration | Economizer | Refrigeration Economizer | Institutional | Existing | CinEgsld809 | 1 | 0.81119 | 6993.007 | 0 | GSLD | 15 | 0.57723 | 0.60437 | 0.83705 | 1.097 | 1.2026 | 1.2026 | 1.289 | 1.2891 | 1.2453 | 1.1192 | 0.77553 | 0.85362 | 419.5804 | 0 | 7072.3832 | 0 | 0 | 0 | 1 | 0 | 0 | 1.0077
809 | Refrigeration | Economizer | Refrigeration Economizer | Institutional | New | CinNgsld809 | 1 | 0.81119 | 6993.007 | 0 | GSLD | 15 | 0.57723 | 0.60437 | 0.83705 | 1.097 | 1.2026 | 1.2026 | 1.289 | 1.2891 | 1.2453 | 1.1192 | 0.77553 | 0.85362 | 419.5804 | 0 | 7072.3832 | 0 | 0 | 0 | 1 | 0 | 0 | 1.0077
809 | Refrigeration | Economizer | Refrigeration Economizer | Lodging/Hospitality | Existing | CloEgsld809 | 1 | 0.79333 | 6666.6667 | 0 | GSLD | 15 | 0.57723 | 0.60437 | 0.83705 | 1.097 | 1.2026 | 1.2026 | 1.289 | 1.2891 | 1.2453 | 1.1192 | 0.77553 | 0.85362 | 400 | 0 | 415.9455 | 0 | 0 | 0 | 1 | 0 | 0 | 1.0077
809 | Refrigeration | Economizer | Refrigeration Economizer | Lodging/Hospitality | New | CloNgsld809 | 1 | 0.79333 | 6666.6667 | 0 | GSLD | 15 | 0.57723 | 0.60437 | 0.83705 | 1.097 | 1.2026 | 1.2026 | 1.289 | 1.2891 | 1.2453 | 1.1192 | 0.77553 | 0.85362 | 400 | 0 | 415.9455 | 0 | 0 | 0 | 1 | 0 | 0 | 1.0077
809 | Refrigeration | Economizer | Refrigeration Economizer | Miscellaneous | Existing | CmiEgsld809 | 1 | 0.81119 | 6993.007 | 0 | GSLD | 15 | 0.57723 | 0.60437 | 0.83705 | 1.097 | 1.2026 | 1.2026 | 1.289 | 1.2891 | 1.2453 | 1.1192 | 0.77553 | 0.85362 | 419.5804 | 0 | 125009.6971 | 0 | 0 | 0 | 1 | 0 | 0 | 1.0077
809 | Refrigeration | Economizer | Refrigeration Economizer | Miscellaneous | New | CmiNgsld809 | 1 | 0.81119 | 6993.007 | 0 | GSLD | 15 | 0.57723 | 0.60437 | 0.83705 | 1.097 | 1.2026 | 1.2026 | 1.289 | 1.2891 | 1.2453 | 1.1192 | 0.77553 | 0.85362 | 419.5804 | 0 | 125009.6971 | 0 | 0 | 0 | 1 | 0 | 0 | 1.0077
809 | Refrigeration | Economizer | Refrigeration Economizer | Offices | Existing | CofEgsld809 | 1 | 0.81119 | 6993.007 | 0 | GSLD | 15 | 0.57723 | 0.60437 | 0.83705 | 1.097 | 1.2026 | 1.2026 | 1.289 | 1.2891 | 1.2453 | 1.1192 | 0.77553 | 0.85362 | 419.5804 | 0 | 4585.0275 | 0 | 0 | 0 | 1 | 0 | 0 | 1.0077
809 | Refrigeration | Economizer | Refrigeration Economizer | Offices | New | CofNgsld809 | 1 | 0.81119 | 6993.007 | 0 | GSLD | 15 | 0.57723 | 0.60437 | 0.83705 | 1.097 | 1.2026 | 1.2026 | 1.289 | 1.2891 | 1.2453 | 1.1192 | 0.77553 | 0.85362 | 419.5804 | 0 | 4585.0275 | 0 | 0 | 0 | 1 | 0 | 0 | 1.0077
809 | Refrigeration | Economizer | Refrigeration Economizer | Restaurants | Existing | CreEgsld809 | 1 | 0.80142 | 7092.1986 | 0 | GSLD | 15 | 0.57723 | 0.60437 | 0.83705 | 1.097 | 1.2026 | 1.2026 | 1.289 | 1.2891 | 1.2453 | 1.1192 | 0.77553 | 0.85362 | 425.5319 | 0 | 648.1967 | 0 | 0 | 0 | 1 | 0 | 0 | 1.0077
809 | Refrigeration | Economizer | Refrigeration Economizer | Restaurants | New | CreNgsld809 | 1 | 0.80142 | 7092.1986 | 0 | GSLD | 15 | 0.57723 | 0.60437 | 0.83705 | 1.097 | 1.2026 | 1.2026 | 1.289 | 1.2891 | 1.2453 | 1.1192 | 0.77553 | 0.85362 | 425.5319 | 0 | 648.1967 | 0 | 0 | 0 | 1 | 0 | 0 | 1.0077
809 | Refrigeration | Economizer | Refrigeration Economizer | Retail | Existing | CrtEgsld809 | 1 | 0.79333 | 6666.6667 | 0 | GSLD | 15 | 0.57723 | 0.60437 | 0.83705 | 1.097 | 1.2026 | 1.2026 | 1.289 | 1.2891 | 1.2453 | 1.1192 | 0.77553 | 0.85362 | 400 | 0 | 731.5597 | 0 | 0 | 0 | 1 | 0 | 0 | 1.0077
809 | Refrigeration | Economizer | Refrigeration Economizer | Retail | New | CrtNgsld809 | 1 | 0.79333 | 6666.6667 | 0 | GSLD | 15 | 0.57723 | 0.60437 | 0.83705 | 1.097 | 1.2026 | 1.2026 | 1.289 | 1.2891 | 1.2453 | 1.1192 | 0.77553 | 0.85362 | 400 | 0 | 731.5597 | 0 | 0 | 0 | 1 | 0 | 0 | 1.0077
809 | Refrigeration | Economizer | Refrigeration Economizer | Schools K-12 | Existing | CscEgsld809 | 1 | 0.81119 | 6993.007 | 0 | GSLD | 15 | 0.57723 | 0.60437 | 0.83705 | 1.097 | 1.2026 | 1.2026 | 1.289 | 1.2891 | 1.2453 | 1.1192 | 0.77553 | 0.85362 | 419.5804 | 0 | 4400.4403 | 0 | 0 | 0 | 1 | 0 | 0 | 1.0077
809 | Refrigeration | Economizer | Refrigeration Economizer | Schools K-12 | New | CscNgsld809 | 1 | 0.81119 | 6993.007 | 0 | GSLD | 15 | 0.57723 | 0.60437 | 0.83705 | 1.097 | 1.2026 | 1.2026 | 1.289 | 1.2891 | 1.2453 | 1.1192 | 0.77553 | 0.85362 | 419.5804 | 0 | 4400.4403 | 0 | 0 | 0 | 1 | 0 | 0 | 1.0077
809 | Refrigeration | Economizer | Refrigeration Economizer | Warehouse | Existing | CwaEgsld809 | 1 | 0.81119 | 6993.007 | 0 | GSLD | 15 | 0.57723 | 0.60437 | 0.83705 | 1.097 | 1.2026 | 1.2026 | 1.289 | 1.2891 | 1.2453 | 1.1192 | 0.77553 | 0.85362 | 419.5804 | 0 | 15242.9247 | 0 | 0 | 0 | 1 | 0 | 0 | 1.0077
809 | Refrigeration | Economizer | Refrigeration Economizer | Warehouse | New | CwaNgsld809 | 1 | 0.81119 | 6993.007 | 0 | GSLD | 15 | 0.57723 | 0.60437 | 0.83705 | 1.097 | 1.2026 | 1.2026 | 1.289 | 1.2891 | 1.2453 | 1.1192 | 0.77553 | 0.85362 | 419.5804 | 0 | 15242.9247 | 0 | 0 | 0 | 1 | 0 | 0 | 1.0077
810 | Refrigeration | Insulation | Suction Pipe Insulation - Freezers | Assembly | Existing | CasEgsld810 | 1 | 0.79333 | 6666.6667 | 0 | GSLD | 15 | 1 | 1 | 1 | 1 | 1 | 1 | 1 | 1 | 1 | 1 | 1 | 1 | 400 | 0 | 344.6394 | 0 | 0 | 0 | 1 | 0 | 0 | 1
810 | Refrigeration | Insulation | Suction Pipe Insulation - Freezers | Assembly | New | CasNgsld810 | 1 | 0.79333 | 6666.6667 | 0 | GSLD | 15 | 1 | 1 | 1 | 1 | 1 | 1 | 1 | 1 | 1 | 1 | 1 | 1 | 400 | 0 | 344.6394 | 0 | 0 | 0 | 1 | 0 | 0 | 1
810 | Refrigeration | Insulation | Suction Pipe Insulation - Freezers | College and University | Existing | CcoEgsld810 | 1 | 0.79333 | 6666.6667 | 0 | GSLD | 15 | 1 | 1 | 1 | 1 | 1 | 1 | 1 | 1 | 1 | 1 | 1 | 1 | 400 | 0 | 344.6394 | 0 | 0 | 0 | 1 | 0 | 0 | 1
810 | Refrigeration | Insulation | Suction Pipe Insulation - Freezers | College and University | New | CcoNgsld810 | 1 | 0.79333 | 6666.6667 | 0 | GSLD | 15 | 1 | 1 | 1 | 1 | 1 | 1 | 1 | 1 | 1 | 1 | 1 | 1 | 400 | 0 | 344.6394 | 0 | 0 | 0 | 1 | 0 | 0 | 1
810 | Refrigeration | Insulation | Suction Pipe Insulation - Freezers | Data Center | Existing | CdaEgsld810 | 1 | 0.81119 | 6993.007 | 0 | GSLD | 15 | 1 | 1 | 1 | 1 | 1 | 1 | 1 | 1 | 1 | 1 | 1 | 1 | 419.5804 | 0 | 361.5098 | 0 | 0 | 0 | 1 | 0 | 0 | 1
810 | Refrigeration | Insulation | Suction Pipe Insulation - Freezers | Data Center | New | CdaNgsld810 | 1 | 0.81119 | 6993.007 | 0 | GSLD | 15 | 1 | 1 | 1 | 1 | 1 | 1 | 1 | 1 | 1 | 1 | 1 | 1 | 419.5804 | 0 | 361.5098 | 0 | 0 | 0 | 1 | 0 | 0 | 1
810 | Refrigeration | Insulation | Suction Pipe Insulation - Freezers | Grocery | Existing | CgrEgsld810 | 1 | 0.79333 | 6666.6667 | 0 | GSLD | 15 | 1 | 1 | 1 | 1 | 1 | 1 | 1 | 1 | 1 | 1 | 1 | 1 | 400 | 0 | 344.6394 | 0 | 0 | 0 | 1 | 0 | 0 | 1
810 | Refrigeration | Insulation | Suction Pipe Insulation - Freezers | Grocery | New | CgrNgsld810 | 1 | 0.79333 | 6666.6667 | 0 | GSLD | 15 | 1 | 1 | 1 | 1 | 1 | 1 | 1 | 1 | 1 | 1 | 1 | 1 | 400 | 0 | 344.6394 | 0 | 0 | 0 | 1 | 0 | 0 | 1
810 | Refrigeration | Insulation | Suction Pipe Insulation - Freezers | Healthcare | Existing | CheEgsld810 | 1 | 0.79333 | 6666.6667 | 0 | GSLD | 15 | 1 | 1 | 1 | 1 | 1 | 1 | 1 | 1 | 1 | 1 | 1 | 1 | 400 | 0 | 344.6394 | 0 | 0 | 0 | 1 | 0 | 0 | 1
810 | Refrigeration | Insulation | Suction Pipe Insulation - Freezers | Healthcare | New | CheNgsld810 | 1 | 0.79333 | 6666.6667 | 0 | GSLD | 15 | 1 | 1 | 1 | 1 | 1 | 1 | 1 | 1 | 1 | 1 | 1 | 1 | 400 | 0 | 344.6394 | 0 | 0 | 0 | 1 | 0 | 0 | 1
810 | Refrigeration | Insulation | Suction Pipe Insulation - Freezers | Hospitals | Existing | ChoEgsld810 | 1 | 0.79333 | 6666.6667 | 0 | GSLD | 15 | 1 | 1 | 1 | 1 | 1 | 1 | 1 | 1 | 1 | 1 | 1 | 1 | 400 | 0 | 344.6394 | 0 | 0 | 0 | 1 | 0 | 0 | 1
810 | Refrigeration | Insulation | Suction Pipe Insulation - Freezers | Hospitals | New | ChoNgsld810 | 1 | 0.79333 | 6666.6667 | 0 | GSLD | 15 | 1 | 1 | 1 | 1 | 1 | 1 | 1 | 1 | 1 | 1 | 1 | 1 | 400 | 0 | 344.6394 | 0 | 0 | 0 | 1 | 0 | 0 | 1
810 | Refrigeration | Insulation | Suction Pipe Insulation - Freezers | Institutional | Existing | CinEgsld810 | 1 | 0.81119 | 6993.007 | 0 | GSLD | 15 | 1 | 1 | 1 | 1 | 1 | 1 | 1 | 1 | 1 | 1 | 1 | 1 | 419.5804 | 0 | 361.5098 | 0 | 0 | 0 | 1 | 0 | 0 | 1
810 | Refrigeration | Insulation | Suction Pipe Insulation - Freezers | Institutional | New | CinNgsld810 | 1 | 0.81119 | 6993.007 | 0 | GSLD | 15 | 1 | 1 | 1 | 1 | 1 | 1 | 1 | 1 | 1 | 1 | 1 | 1 | 419.5804 | 0 | 361.5098 | 0 | 0 | 0 | 1 | 0 | 0 | 1
810 | Refrigeration | Insulation | Suction Pipe Insulation - Freezers | Lodging/Hospitality | Existing | CloEgsld810 | 1 | 0.79333 | 6666.6667 | 0 | GSLD | 15 | 1 | 1 | 1 | 1 | 1 | 1 | 1 | 1 | 1 | 1 | 1 | 1 | 400 | 0 | 344.6394 | 0 | 0 | 0 | 1 | 0 | 0 | 1
810 | Refrigeration | Insulation | Suction Pipe Insulation - Freezers | Lodging/Hospitality | New | CloNgsld810 | 1 | 0.79333 | 6666.6667 | 0 | GSLD | 15 | 1 | 1 | 1 | 1 | 1 | 1 | 1 | 1 | 1 | 1 | 1 | 1 | 400 | 0 | 344.6394 | 0 | 0 | 0 | 1 | 0 | 0 | 1
810 | Refrigeration | Insulation | Suction Pipe Insulation - Freezers | Miscellaneous | Existing | CmiEgsld810 | 1 | 0.81119 | 6993.007 | 0 | GSLD | 15 | 1 | 1 | 1 | 1 | 1 | 1 | 1 | 1 | 1 | 1 | 1 | 1 | 419.5804 | 0 | 361.5098 | 0 | 0 | 0 | 1 | 0 | 0 | 1
810 | Refrigeration | Insulation | Suction Pipe Insulation - Freezers | Miscellaneous | New | CmiNgsld810 | 1 | 0.81119 | 6993.007 | 0 | GSLD | 15 | 1 | 1 | 1 | 1 | 1 | 1 | 1 | 1 | 1 | 1 | 1 | 1 | 419.5804 | 0 | 361.5098 | 0 | 0 | 0 | 1 | 0 | 0 | 1
810 | Refrigeration | Insulation | Suction Pipe Insulation - Freezers | Offices | Existing | CofEgsld810 | 1 | 0.81119 | 6993.007 | 0 | GSLD | 15 | 1 | 1 | 1 | 1 | 1 | 1 | 1 | 1 | 1 | 1 | 1 | 1 | 419.5804 | 0 | 361.5098 | 0 | 0 | 0 | 1 | 0 | 0 | 1
810 | Refrigeration | Insulation | Suction Pipe Insulation - Freezers | Offices | New | CofNgsld810 | 1 | 0.81119 | 6993.007 | 0 | GSLD | 15 | 1 | 1 | 1 | 1 | 1 | 1 | 1 | 1 | 1 | 1 | 1 | 1 | 419.5804 | 0 | 361.5098 | 0 | 0 | 0 | 1 | 0 | 0 | 1
810 | Refrigeration | Insulation | Suction Pipe Insulation - Freezers | Restaurants | Existing | CreEgsld810 | 1 | 0.80142 | 7092.1986 | 0 | GSLD | 15 | 1 | 1 | 1 | 1 | 1 | 1 | 1 | 1 | 1 | 1 | 1 | 1 | 425.5319 | 0 | 366.6376 | 0 | 0 | 0 | 1 | 0 | 0 | 1
810 | Refrigeration | Insulation | Suction Pipe Insulation - Freezers | Restaurants | New | CreNgsld810 | 1 | 0.80142 | 7092.1986 | 0 | GSLD | 15 | 1 | 1 | 1 | 1 | 1 | 1 | 1 | 1 | 1 | 1 | 1 | 1 | 425.5319 | 0 | 366.6376 | 0 | 0 | 0 | 1 | 0 | 0 | 1
810 | Refrigeration | Insulation | Suction Pipe Insulation - Freezers | Retail | Existing | CrtEgsld810 | 1 | 0.79333 | 6666.6667 | 0 | GSLD | 15 | 1 | 1 | 1 | 1 | 1 | 1 | 1 | 1 | 1 | 1 | 1 | 1 | 400 | 0 | 344.6394 | 0 | 0 | 0 | 1 | 0 | 0 | 1
810 | Refrigeration | Insulation | Suction Pipe Insulation - Freezers | Retail | New | CrtNgsld810 | 1 | 0.79333 | 6666.6667 | 0 | GSLD | 15 | 1 | 1 | 1 | 1 | 1 | 1 | 1 | 1 | 1 | 1 | 1 | 1 | 400 | 0 | 344.6394 | 0 | 0 | 0 | 1 | 0 | 0 | 1
810 | Refrigeration | Insulation | Suction Pipe Insulation - Freezers | Schools K-12 | Existing | CscEgsld810 | 1 | 0.81119 | 6993.007 | 0 | GSLD | 15 | 1 | 1 | 1 | 1 | 1 | 1 | 1 | 1 | 1 | 1 | 1 | 1 | 419.5804 | 0 | 361.5098 | 0 | 0 | 0 | 1 | 0 | 0 | 1
810 | Refrigeration | Insulation | Suction Pipe Insulation - Freezers | Schools K-12 | New | CscNgsld810 | 1 | 0.81119 | 6993.007 | 0 | GSLD | 15 | 1 | 1 | 1 | 1 | 1 | 1 | 1 | 1 | 1 | 1 | 1 | 1 | 419.5804 | 0 | 361.5098 | 0 | 0 | 0 | 1 | 0 | 0 | 1
810 | Refrigeration | Insulation | Suction Pipe Insulation - Freezers | Warehouse | Existing | CwaEgsld810 | 1 | 0.81119 | 6993.007 | 0 | GSLD | 15 | 1 | 1 | 1 | 1 | 1 | 1 | 1 | 1 | 1 | 1 | 1 | 1 | 419.5804 | 0 | 361.5098 | 0 | 0 | 0 | 1 | 0 | 0 | 1
810 | Refrigeration | Insulation | Suction Pipe Insulation - Freezers | Warehouse | New | CwaNgsld810 | 1 | 0.81119 | 6993.007 | 0 | GSLD | 15 | 1 | 1 | 1 | 1 | 1 | 1 | 1 | 1 | 1 | 1 | 1 | 1 | 419.5804 | 0 | 361.5098 | 0 | 0 | 0 | 1 | 0 | 0 | 1
811 | Refrigeration | Insulation | Suction Pipe Insulation - Refrigerators | Assembly | Existing | CasEgsld811 | 1 | 0.79333 | 6666.6667 | 0 | GSLD | 15 | 1 | 1 | 1 | 1 | 1 | 1 | 1 | 1 | 1 | 1 | 1 | 1 | 400 | 0 | 1188.172 | 0 | 0 | 0 | 1 | 0 | 0 | 1
811 | Refrigeration | Insulation | Suction Pipe Insulation - Refrigerators | Assembly | New | CasNgsld811 | 1 | 0.79333 | 6666.6667 | 0 | GSLD | 15 | 1 | 1 | 1 | 1 | 1 | 1 | 1 | 1 | 1 | 1 | 1 | 1 | 400 | 0 | 1188.172 | 0 | 0 | 0 | 1 | 0 | 0 | 1
811 | Refrigeration | Insulation | Suction Pipe Insulation - Refrigerators | College and University | Existing | CcoEgsld811 | 1 | 0.79333 | 6666.6667 | 0 | GSLD | 15 | 1 | 1 | 1 | 1 | 1 | 1 | 1 | 1 | 1 | 1 | 1 | 1 | 400 | 0 | 1188.172 | 0 | 0 | 0 | 1 | 0 | 0 | 1
811 | Refrigeration | Insulation | Suction Pipe Insulation - Refrigerators | College and University | New | CcoNgsld811 | 1 | 0.79333 | 6666.6667 | 0 | GSLD | 15 | 1 | 1 | 1 | 1 | 1 | 1 | 1 | 1 | 1 | 1 | 1 | 1 | 400 | 0 | 1188.172 | 0 | 0 | 0 | 1 | 0 | 0 | 1
811 | Refrigeration | Insulation | Suction Pipe Insulation - Refrigerators | Data Center | Existing | CdaEgsld811 | 1 | 0.81119 | 6993.007 | 0 | GSLD | 15 | 1 | 1 | 1 | 1 | 1 | 1 | 1 | 1 | 1 | 1 | 1 | 1 | 419.5804 | 0 | 1246.3343 | 0 | 0 | 0 | 1 | 0 | 0 | 1
811 | Refrigeration | Insulation | Suction Pipe Insulation - Refrigerators | Data Center | New | CdaNgsld811 | 1 | 0.81119 | 6993.007 | 0 | GSLD | 15 | 1 | 1 | 1 | 1 | 1 | 1 | 1 | 1 | 1 | 1 | 1 | 1 | 419.5804 | 0 | 1246.3343 | 0 | 0 | 0 | 1 | 0 | 0 | 1
811 | Refrigeration | Insulation | Suction Pipe Insulation - Refrigerators | Grocery | Existing | CgrEgsld811 | 1 | 0.79333 | 6666.6667 | 0 | GSLD | 15 | 1 | 1 | 1 | 1 | 1 | 1 | 1 | 1 | 1 | 1 | 1 | 1 | 400 | 0 | 1188.172 | 0 | 0 | 0 | 1 | 0 | 0 | 1
811 | Refrigeration | Insulation | Suction Pipe Insulation - Refrigerators | Grocery | New | CgrNgsld811 | 1 | 0.79333 | 6666.6667 | 0 | GSLD | 15 | 1 | 1 | 1 | 1 | 1 | 1 | 1 | 1 | 1 | 1 | 1 | 1 | 400 | 0 | 1188.172 | 0 | 0 | 0 | 1 | 0 | 0 | 1
811 | Refrigeration | Insulation | Suction Pipe Insulation - Refrigerators | Healthcare | Existing | CheEgsld811 | 1 | 0.79333 | 6666.6667 | 0 | GSLD | 15 | 1 | 1 | 1 | 1 | 1 | 1 | 1 | 1 | 1 | 1 | 1 | 1 | 400 | 0 | 1188.172 | 0 | 0 | 0 | 1 | 0 | 0 | 1
811 | Refrigeration | Insulation | Suction Pipe Insulation - Refrigerators | Healthcare | New | CheNgsld811 | 1 | 0.79333 | 6666.6667 | 0 | GSLD | 15 | 1 | 1 | 1 | 1 | 1 | 1 | 1 | 1 | 1 | 1 | 1 | 1 | 400 | 0 | 1188.172 | 0 | 0 | 0 | 1 | 0 | 0 | 1
811 | Refrigeration | Insulation | Suction Pipe Insulation - Refrigerators | Hospitals | Existing | ChoEgsld811 | 1 | 0.79333 | 6666.6667 | 0 | GSLD | 15 | 1 | 1 | 1 | 1 | 1 | 1 | 1 | 1 | 1 | 1 | 1 | 1 | 400 | 0 | 1188.172 | 0 | 0 | 0 | 1 | 0 | 0 | 1
811 | Refrigeration | Insulation | Suction Pipe Insulation - Refrigerators | Hospitals | New | ChoNgsld811 | 1 | 0.79333 | 6666.6667 | 0 | GSLD | 15 | 1 | 1 | 1 | 1 | 1 | 1 | 1 | 1 | 1 | 1 | 1 | 1 | 400 | 0 | 1188.172 | 0 | 0 | 0 | 1 | 0 | 0 | 1
811 | Refrigeration | Insulation | Suction Pipe Insulation - Refrigerators | Institutional | Existing | CinEgsld811 | 1 | 0.81119 | 6993.007 | 0 | GSLD | 15 | 1 | 1 | 1 | 1 | 1 | 1 | 1 | 1 | 1 | 1 | 1 | 1 | 419.5804 | 0 | 1246.3343 | 0 | 0 | 0 | 1 | 0 | 0 | 1
811 | Refrigeration | Insulation | Suction Pipe Insulation - Refrigerators | Institutional | New | CinNgsld811 | 1 | 0.81119 | 6993.007 | 0 | GSLD | 15 | 1 | 1 | 1 | 1 | 1 | 1 | 1 | 1 | 1 | 1 | 1 | 1 | 419.5804 | 0 | 1246.3343 | 0 | 0 | 0 | 1 | 0 | 0 | 1
811 | Refrigeration | Insulation | Suction Pipe Insulation - Refrigerators | Lodging/Hospitality | Existing | CloEgsld811 | 1 | 0.79333 | 6666.6667 | 0 | GSLD | 15 | 1 | 1 | 1 | 1 | 1 | 1 | 1 | 1 | 1 | 1 | 1 | 1 | 400 | 0 | 1188.172 | 0 | 0 | 0 | 1 | 0 | 0 | 1
811 | Refrigeration | Insulation | Suction Pipe Insulation - Refrigerators | Lodging/Hospitality | New | CloNgsld811 | 1 | 0.79333 | 6666.6667 | 0 | GSLD | 15 | 1 | 1 | 1 | 1 | 1 | 1 | 1 | 1 | 1 | 1 | 1 | 1 | 400 | 0 | 1188.172 | 0 | 0 | 0 | 1 | 0 | 0 | 1
811 | Refrigeration | Insulation | Suction Pipe Insulation - Refrigerators | Miscellaneous | Existing | CmiEgsld811 | 1 | 0.81119 | 6993.007 | 0 | GSLD | 15 | 1 | 1 | 1 | 1 | 1 | 1 | 1 | 1 | 1 | 1 | 1 | 1 | 419.5804 | 0 | 1246.3343 | 0 | 0 | 0 | 1 | 0 | 0 | 1
811 | Refrigeration | Insulation | Suction Pipe Insulation - Refrigerators | Miscellaneous | New | CmiNgsld811 | 1 | 0.81119 | 6993.007 | 0 | GSLD | 15 | 1 | 1 | 1 | 1 | 1 | 1 | 1 | 1 | 1 | 1 | 1 | 1 | 419.5804 | 0 | 1246.3343 | 0 | 0 | 0 | 1 | 0 | 0 | 1
811 | Refrigeration | Insulation | Suction Pipe Insulation - Refrigerators | Offices | Existing | CofEgsld811 | 1 | 0.81119 | 6993.007 | 0 | GSLD | 15 | 1 | 1 | 1 | 1 | 1 | 1 | 1 | 1 | 1 | 1 | 1 | 1 | 419.5804 | 0 | 1246.3343 | 0 | 0 | 0 | 1 | 0 | 0 | 1
811 | Refrigeration | Insulation | Suction Pipe Insulation - Refrigerators | Offices | New | CofNgsld811 | 1 | 0.81119 | 6993.007 | 0 | GSLD | 15 | 1 | 1 | 1 | 1 | 1 | 1 | 1 | 1 | 1 | 1 | 1 | 1 | 419.5804 | 0 | 1246.3343 | 0 | 0 | 0 | 1 | 0 | 0 | 1
811 | Refrigeration | Insulation | Suction Pipe Insulation - Refrigerators | Restaurants | Existing | CreEgsld811 | 1 | 0.80142 | 7092.1986 | 0 | GSLD | 15 | 1 | 1 | 1 | 1 | 1 | 1 | 1 | 1 | 1 | 1 | 1 | 1 | 425.5319 | 0 | 1264.0128 | 0 | 0 | 0 | 1 | 0 | 0 | 1
811 | Refrigeration | Insulation | Suction Pipe Insulation - Refrigerators | Restaurants | New | CreNgsld811 | 1 | 0.80142 | 7092.1986 | 0 | GSLD | 15 | 1 | 1 | 1 | 1 | 1 | 1 | 1 | 1 | 1 | 1 | 1 | 1 | 425.5319 | 0 | 1264.0128 | 0 | 0 | 0 | 1 | 0 | 0 | 1
811 | Refrigeration | Insulation | Suction Pipe Insulation - Refrigerators | Retail | Existing | CrtEgsld811 | 1 | 0.79333 | 6666.6667 | 0 | GSLD | 15 | 1 | 1 | 1 | 1 | 1 | 1 | 1 | 1 | 1 | 1 | 1 | 1 | 400 | 0 | 1188.172 | 0 | 0 | 0 | 1 | 0 | 0 | 1
811 | Refrigeration | Insulation | Suction Pipe Insulation - Refrigerators | Retail | New | CrtNgsld811 | 1 | 0.79333 | 6666.6667 | 0 | GSLD | 15 | 1 | 1 | 1 | 1 | 1 | 1 | 1 | 1 | 1 | 1 | 1 | 1 | 400 | 0 | 1188.172 | 0 | 0 | 0 | 1 | 0 | 0 | 1
811 | Refrigeration | Insulation | Suction Pipe Insulation - Refrigerators | Schools K-12 | Existing | CscEgsld811 | 1 | 0.81119 | 6993.007 | 0 | GSLD | 15 | 1 | 1 | 1 | 1 | 1 | 1 | 1 | 1 | 1 | 1 | 1 | 1 | 419.5804 | 0 | 1246.3343 | 0 | 0 | 0 | 1 | 0 | 0 | 1
811 | Refrigeration | Insulation | Suction Pipe Insulation - Refrigerators | Schools K-12 | New | CscNgsld811 | 1 | 0.81119 | 6993.007 | 0 | GSLD | 15 | 1 | 1 | 1 | 1 | 1 | 1 | 1 | 1 | 1 | 1 | 1 | 1 | 419.5804 | 0 | 1246.3343 | 0 | 0 | 0 | 1 | 0 | 0 | 1
811 | Refrigeration | Insulation | Suction Pipe Insulation - Refrigerators | Warehouse | Existing | CwaEgsld811 | 1 | 0.81119 | 6993.007 | 0 | GSLD | 15 | 1 | 1 | 1 | 1 | 1 | 1 | 1 | 1 | 1 | 1 | 1 | 1 | 419.5804 | 0 | 1246.3343 | 0 | 0 | 0 | 1 | 0 | 0 | 1
811 | Refrigeration | Insulation | Suction Pipe Insulation - Refrigerators | Warehouse | New | CwaNgsld811 | 1 | 0.81119 | 6993.007 | 0 | GSLD | 15 | 1 | 1 | 1 | 1 | 1 | 1 | 1 | 1 | 1 | 1 | 1 | 1 | 419.5804 | 0 | 1246.3343 | 0 | 0 | 0 | 1 | 0 | 0 | 1
812 | Refrigeration | LED | Refrigerated Display Case LED Lighting | Assembly | Turnover | CasTgsld812 | 1 | 0.79333 | 6666.6667 | 0 | GSLD | 16 | 1 | 1 | 1 | 1 | 1 | 1 | 1 | 1 | 1 | 1 | 1 | 1 | 400 | 0 | 2488.0215 | 0 | 0 | 0 | 1 | 0 | 0 | 1
812 | Refrigeration | LED | Refrigerated Display Case LED Lighting | Assembly | New | CasNgsld812 | 1 | 0.79333 | 6666.6667 | 0 | GSLD | 16 | 1 | 1 | 1 | 1 | 1 | 1 | 1 | 1 | 1 | 1 | 1 | 1 | 400 | 0 | 2488.0215 | 0 | 0 | 0 | 1 | 0 | 0 | 1
812 | Refrigeration | LED | Refrigerated Display Case LED Lighting | College and University | Turnover | CcoTgsld812 | 1 | 0.79333 | 6666.6667 | 0 | GSLD | 16 | 1 | 1 | 1 | 1 | 1 | 1 | 1 | 1 | 1 | 1 | 1 | 1 | 400 | 0 | 2488.0215 | 0 | 0 | 0 | 1 | 0 | 0 | 1
812 | Refrigeration | LED | Refrigerated Display Case LED Lighting | College and University | New | CcoNgsld812 | 1 | 0.79333 | 6666.6667 | 0 | GSLD | 16 | 1 | 1 | 1 | 1 | 1 | 1 | 1 | 1 | 1 | 1 | 1 | 1 | 400 | 0 | 2488.0215 | 0 | 0 | 0 | 1 | 0 | 0 | 1
812 | Refrigeration | LED | Refrigerated Display Case LED Lighting | Data Center | Turnover | CdaTgsld812 | 1 | 0.81119 | 6993.007 | 0 | GSLD | 16 | 1 | 1 | 1 | 1 | 1 | 1 | 1 | 1 | 1 | 1 | 1 | 1 | 419.5804 | 0 | 2609.8127 | 0 | 0 | 0 | 1 | 0 | 0 | 1
812 | Refrigeration | LED | Refrigerated Display Case LED Lighting | Data Center | New | CdaNgsld812 | 1 | 0.81119 | 6993.007 | 0 | GSLD | 16 | 1 | 1 | 1 | 1 | 1 | 1 | 1 | 1 | 1 | 1 | 1 | 1 | 419.5804 | 0 | 2609.8127 | 0 | 0 | 0 | 1 | 0 | 0 | 1
812 | Refrigeration | LED | Refrigerated Display Case LED Lighting | Grocery | Turnover | CgrTgsld812 | 1 | 0.79333 | 6666.6667 | 0 | GSLD | 16 | 1 | 1 | 1 | 1 | 1 | 1 | 1 | 1 | 1 | 1 | 1 | 1 | 400 | 0 | 2488.0215 | 0 | 0 | 0 | 1 | 0 | 0 | 1
812 | Refrigeration | LED | Refrigerated Display Case LED Lighting | Grocery | New | CgrNgsld812 | 1 | 0.79333 | 6666.6667 | 0 | GSLD | 16 | 1 | 1 | 1 | 1 | 1 | 1 | 1 | 1 | 1 | 1 | 1 | 1 | 400 | 0 | 2488.0215 | 0 | 0 | 0 | 1 | 0 | 0 | 1
812 | Refrigeration | LED | Refrigerated Display Case LED Lighting | Healthcare | Turnover | CheTgsld812 | 1 | 0.79333 | 6666.6667 | 0 | GSLD | 16 | 1 | 1 | 1 | 1 | 1 | 1 | 1 | 1 | 1 | 1 | 1 | 1 | 400 | 0 | 2488.0215 | 0 | 0 | 0 | 1 | 0 | 0 | 1
812 | Refrigeration | LED | Refrigerated Display Case LED Lighting | Healthcare | New | CheNgsld812 | 1 | 0.79333 | 6666.6667 | 0 | GSLD | 16 | 1 | 1 | 1 | 1 | 1 | 1 | 1 | 1 | 1 | 1 | 1 | 1 | 400 | 0 | 2488.0215 | 0 | 0 | 0 | 1 | 0 | 0 | 1
812 | Refrigeration | LED | Refrigerated Display Case LED Lighting | Hospitals | Turnover | ChoTgsld812 | 1 | 0.79333 | 6666.6667 | 0 | GSLD | 16 | 1 | 1 | 1 | 1 | 1 | 1 | 1 | 1 | 1 | 1 | 1 | 1 | 400 | 0 | 2488.0215 | 0 | 0 | 0 | 1 | 0 | 0 | 1
812 | Refrigeration | LED | Refrigerated Display Case LED Lighting | Hospitals | New | ChoNgsld812 | 1 | 0.79333 | 6666.6667 | 0 | GSLD | 16 | 1 | 1 | 1 | 1 | 1 | 1 | 1 | 1 | 1 | 1 | 1 | 1 | 400 | 0 | 2488.0215 | 0 | 0 | 0 | 1 | 0 | 0 | 1
812 | Refrigeration | LED | Refrigerated Display Case LED Lighting | Institutional | Turnover | CinTgsld812 | 1 | 0.81119 | 6993.007 | 0 | GSLD | 16 | 1 | 1 | 1 | 1 | 1 | 1 | 1 | 1 | 1 | 1 | 1 | 1 | 419.5804 | 0 | 2609.8127 | 0 | 0 | 0 | 1 | 0 | 0 | 1
812 | Refrigeration | LED | Refrigerated Display Case LED Lighting | Institutional | New | CinNgsld812 | 1 | 0.81119 | 6993.007 | 0 | GSLD | 16 | 1 | 1 | 1 | 1 | 1 | 1 | 1 | 1 | 1 | 1 | 1 | 1 | 419.5804 | 0 | 2609.8127 | 0 | 0 | 0 | 1 | 0 | 0 | 1
812 | Refrigeration | LED | Refrigerated Display Case LED Lighting | Lodging/Hospitality | Turnover | CloTgsld812 | 1 | 0.79333 | 6666.6667 | 0 | GSLD | 16 | 1 | 1 | 1 | 1 | 1 | 1 | 1 | 1 | 1 | 1 | 1 | 1 | 400 | 0 | 2488.0215 | 0 | 0 | 0 | 1 | 0 | 0 | 1
812 | Refrigeration | LED | Refrigerated Display Case LED Lighting | Lodging/Hospitality | New | CloNgsld812 | 1 | 0.79333 | 6666.6667 | 0 | GSLD | 16 | 1 | 1 | 1 | 1 | 1 | 1 | 1 | 1 | 1 | 1 | 1 | 1 | 400 | 0 | 2488.0215 | 0 | 0 | 0 | 1 | 0 | 0 | 1
812 | Refrigeration | LED | Refrigerated Display Case LED Lighting | Miscellaneous | Turnover | CmiTgsld812 | 1 | 0.81119 | 6993.007 | 0 | GSLD | 16 | 1 | 1 | 1 | 1 | 1 | 1 | 1 | 1 | 1 | 1 | 1 | 1 | 419.5804 | 0 | 2609.8127 | 0 | 0 | 0 | 1 | 0 | 0 | 1
812 | Refrigeration | LED | Refrigerated Display Case LED Lighting | Miscellaneous | New | CmiNgsld812 | 1 | 0.81119 | 6993.007 | 0 | GSLD | 16 | 1 | 1 | 1 | 1 | 1 | 1 | 1 | 1 | 1 | 1 | 1 | 1 | 419.5804 | 0 | 2609.8127 | 0 | 0 | 0 | 1 | 0 | 0 | 1
812 | Refrigeration | LED | Refrigerated Display Case LED Lighting | Offices | Turnover | CofTgsld812 | 1 | 0.81119 | 6993.007 | 0 | GSLD | 16 | 1 | 1 | 1 | 1 | 1 | 1 | 1 | 1 | 1 | 1 | 1 | 1 | 419.5804 | 0 | 2609.8127 | 0 | 0 | 0 | 1 | 0 | 0 | 1
812 | Refrigeration | LED | Refrigerated Display Case LED Lighting | Offices | New | CofNgsld812 | 1 | 0.81119 | 6993.007 | 0 | GSLD | 16 | 1 | 1 | 1 | 1 | 1 | 1 | 1 | 1 | 1 | 1 | 1 | 1 | 419.5804 | 0 | 2609.8127 | 0 | 0 | 0 | 1 | 0 | 0 | 1
812 | Refrigeration | LED | Refrigerated Display Case LED Lighting | Restaurants | Turnover | CreTgsld812 | 1 | 0.80142 | 7092.1986 | 0 | GSLD | 16 | 1 | 1 | 1 | 1 | 1 | 1 | 1 | 1 | 1 | 1 | 1 | 1 | 425.5319 | 0 | 2646.8313 | 0 | 0 | 0 | 1 | 0 | 0 | 1
812 | Refrigeration | LED | Refrigerated Display Case LED Lighting | Restaurants | New | CreNgsld812 | 1 | 0.80142 | 7092.1986 | 0 | GSLD | 16 | 1 | 1 | 1 | 1 | 1 | 1 | 1 | 1 | 1 | 1 | 1 | 1 | 425.5319 | 0 | 2646.8313 | 0 | 0 | 0 | 1 | 0 | 0 | 1
812 | Refrigeration | LED | Refrigerated Display Case LED Lighting | Retail | Turnover | CrtTgsld812 | 1 | 0.79333 | 6666.6667 | 0 | GSLD | 16 | 1 | 1 | 1 | 1 | 1 | 1 | 1 | 1 | 1 | 1 | 1 | 1 | 400 | 0 | 2488.0215 | 0 | 0 | 0 | 1 | 0 | 0 | 1
812 | Refrigeration | LED | Refrigerated Display Case LED Lighting | Retail | New | CrtNgsld812 | 1 | 0.79333 | 6666.6667 | 0 | GSLD | 16 | 1 | 1 | 1 | 1 | 1 | 1 | 1 | 1 | 1 | 1 | 1 | 1 | 400 | 0 | 2488.0215 | 0 | 0 | 0 | 1 | 0 | 0 | 1
812 | Refrigeration | LED | Refrigerated Display Case LED Lighting | Schools K-12 | Turnover | CscTgsld812 | 1 | 0.81119 | 6993.007 | 0 | GSLD | 16 | 1 | 1 | 1 | 1 | 1 | 1 | 1 | 1 | 1 | 1 | 1 | 1 | 419.5804 | 0 | 2609.8127 | 0 | 0 | 0 | 1 | 0 | 0 | 1
812 | Refrigeration | LED | Refrigerated Display Case LED Lighting | Schools K-12 | New | CscNgsld812 | 1 | 0.81119 | 6993.007 | 0 | GSLD | 16 | 1 | 1 | 1 | 1 | 1 | 1 | 1 | 1 | 1 | 1 | 1 | 1 | 419.5804 | 0 | 2609.8127 | 0 | 0 | 0 | 1 | 0 | 0 | 1
812 | Refrigeration | LED | Refrigerated Display Case LED Lighting | Warehouse | Turnover | CwaTgsld812 | 1 | 0.81119 | 6993.007 | 0 | GSLD | 16 | 1 | 1 | 1 | 1 | 1 | 1 | 1 | 1 | 1 | 1 | 1 | 1 | 419.5804 | 0 | 2609.8127 | 0 | 0 | 0 | 1 | 0 | 0 | 1
812 | Refrigeration | LED | Refrigerated Display Case LED Lighting | Warehouse | New | CwaNgsld812 | 1 | 0.81119 | 6993.007 | 0 | GSLD | 16 | 1 | 1 | 1 | 1 | 1 | 1 | 1 | 1 | 1 | 1 | 1 | 1 | 419.5804 | 0 | 2609.8127 | 0 | 0 | 0 | 1 | 0 | 0 | 1
813 | Refrigeration | Misc | PSC to ECM Evaporator Fan Motor (Reach-In) | Assembly | Existing | CasEgsld813 | 1 | 0.79333 | 6666.6667 | 0 | GSLD | 15 | 1 | 1 | 1 | 1 | 1 | 1 | 1 | 1 | 1 | 1 | 1 | 1 | 400 | 0 | 3726.7229 | 0 | 0 | 0 | 1 | 0 | 0 | 1
813 | Refrigeration | Misc | PSC to ECM Evaporator Fan Motor (Reach-In) | Assembly | New | CasNgsld813 | 1 | 0.79333 | 6666.6667 | 0 | GSLD | 15 | 1 | 1 | 1 | 1 | 1 | 1 | 1 | 1 | 1 | 1 | 1 | 1 | 400 | 0 | 3726.7229 | 0 | 0 | 0 | 1 | 0 | 0 | 1
813 | Refrigeration | Misc | PSC to ECM Evaporator Fan Motor (Reach-In) | College and University | Existing | CcoEgsld813 | 1 | 0.79333 | 6666.6667 | 0 | GSLD | 15 | 1 | 1 | 1 | 1 | 1 | 1 | 1 | 1 | 1 | 1 | 1 | 1 | 400 | 0 | 3726.7229 | 0 | 0 | 0 | 1 | 0 | 0 | 1
813 | Refrigeration | Misc | PSC to ECM Evaporator Fan Motor (Reach-In) | College and University | New | CcoNgsld813 | 1 | 0.79333 | 6666.6667 | 0 | GSLD | 15 | 1 | 1 | 1 | 1 | 1 | 1 | 1 | 1 | 1 | 1 | 1 | 1 | 400 | 0 | 3726.7229 | 0 | 0 | 0 | 1 | 0 | 0 | 1
813 | Refrigeration | Misc | PSC to ECM Evaporator Fan Motor (Reach-In) | Data Center | Existing | CdaEgsld813 | 1 | 0.81119 | 6993.007 | 0 | GSLD | 15 | 1 | 1 | 1 | 1 | 1 | 1 | 1 | 1 | 1 | 1 | 1 | 1 | 419.5804 | 0 | 3909.1499 | 0 | 0 | 0 | 1 | 0 | 0 | 1
813 | Refrigeration | Misc | PSC to ECM Evaporator Fan Motor (Reach-In) | Data Center | New | CdaNgsld813 | 1 | 0.81119 | 6993.007 | 0 | GSLD | 15 | 1 | 1 | 1 | 1 | 1 | 1 | 1 | 1 | 1 | 1 | 1 | 1 | 419.5804 | 0 | 3909.1499 | 0 | 0 | 0 | 1 | 0 | 0 | 1
813 | Refrigeration | Misc | PSC to ECM Evaporator Fan Motor (Reach-In) | Grocery | Existing | CgrEgsld813 | 1 | 0.79333 | 6666.6667 | 0 | GSLD | 15 | 1 | 1 | 1 | 1 | 1 | 1 | 1 | 1 | 1 | 1 | 1 | 1 | 400 | 0 | 3726.7229 | 0 | 0 | 0 | 1 | 0 | 0 | 1
813 | Refrigeration | Misc | PSC to ECM Evaporator Fan Motor (Reach-In) | Grocery | New | CgrNgsld813 | 1 | 0.79333 | 6666.6667 | 0 | GSLD | 15 | 1 | 1 | 1 | 1 | 1 | 1 | 1 | 1 | 1 | 1 | 1 | 1 | 400 | 0 | 3726.7229 | 0 | 0 | 0 | 1 | 0 | 0 | 1
813 | Refrigeration | Misc | PSC to ECM Evaporator Fan Motor (Reach-In) | Healthcare | Existing | CheEgsld813 | 1 | 0.79333 | 6666.6667 | 0 | GSLD | 15 | 1 | 1 | 1 | 1 | 1 | 1 | 1 | 1 | 1 | 1 | 1 | 1 | 400 | 0 | 3726.7229 | 0 | 0 | 0 | 1 | 0 | 0 | 1
813 | Refrigeration | Misc | PSC to ECM Evaporator Fan Motor (Reach-In) | Healthcare | New | CheNgsld813 | 1 | 0.79333 | 6666.6667 | 0 | GSLD | 15 | 1 | 1 | 1 | 1 | 1 | 1 | 1 | 1 | 1 | 1 | 1 | 1 | 400 | 0 | 3726.7229 | 0 | 0 | 0 | 1 | 0 | 0 | 1
813 | Refrigeration | Misc | PSC to ECM Evaporator Fan Motor (Reach-In) | Hospitals | Existing | ChoEgsld813 | 1 | 0.79333 | 6666.6667 | 0 | GSLD | 15 | 1 | 1 | 1 | 1 | 1 | 1 | 1 | 1 | 1 | 1 | 1 | 1 | 400 | 0 | 3726.7229 | 0 | 0 | 0 | 1 | 0 | 0 | 1
813 | Refrigeration | Misc | PSC to ECM Evaporator Fan Motor (Reach-In) | Hospitals | New | ChoNgsld813 | 1 | 0.79333 | 6666.6667 | 0 | GSLD | 15 | 1 | 1 | 1 | 1 | 1 | 1 | 1 | 1 | 1 | 1 | 1 | 1 | 400 | 0 | 3726.7229 | 0 | 0 | 0 | 1 | 0 | 0 | 1
813 | Refrigeration | Misc | PSC to ECM Evaporator Fan Motor (Reach-In) | Institutional | Existing | CinEgsld813 | 1 | 0.81119 | 6993.007 | 0 | GSLD | 15 | 1 | 1 | 1 | 1 | 1 | 1 | 1 | 1 | 1 | 1 | 1 | 1 | 419.5804 | 0 | 3909.1499 | 0 | 0 | 0 | 1 | 0 | 0 | 1
813 | Refrigeration | Misc | PSC to ECM Evaporator Fan Motor (Reach-In) | Institutional | New | CinNgsld813 | 1 | 0.81119 | 6993.007 | 0 | GSLD | 15 | 1 | 1 | 1 | 1 | 1 | 1 | 1 | 1 | 1 | 1 | 1 | 1 | 419.5804 | 0 | 3909.1499 | 0 | 0 | 0 | 1 | 0 | 0 | 1
813 | Refrigeration | Misc | PSC to ECM Evaporator Fan Motor (Reach-In) | Lodging/Hospitality | Existing | CloEgsld813 | 1 | 0.79333 | 6666.6667 | 0 | GSLD | 15 | 1 | 1 | 1 | 1 | 1 | 1 | 1 | 1 | 1 | 1 | 1 | 1 | 400 | 0 | 3726.7229 | 0 | 0 | 0 | 1 | 0 | 0 | 1
813 | Refrigeration | Misc | PSC to ECM Evaporator Fan Motor (Reach-In) | Lodging/Hospitality | New | CloNgsld813 | 1 | 0.79333 | 6666.6667 | 0 | GSLD | 15 | 1 | 1 | 1 | 1 | 1 | 1 | 1 | 1 | 1 | 1 | 1 | 1 | 400 | 0 | 3726.7229 | 0 | 0 | 0 | 1 | 0 | 0 | 1
813 | Refrigeration | Misc | PSC to ECM Evaporator Fan Motor (Reach-In) | Miscellaneous | Existing | CmiEgsld813 | 1 | 0.81119 | 6993.007 | 0 | GSLD | 15 | 1 | 1 | 1 | 1 | 1 | 1 | 1 | 1 | 1 | 1 | 1 | 1 | 419.5804 | 0 | 3909.1499 | 0 | 0 | 0 | 1 | 0 | 0 | 1
813 | Refrigeration | Misc | PSC to ECM Evaporator Fan Motor (Reach-In) | Miscellaneous | New | CmiNgsld813 | 1 | 0.81119 | 6993.007 | 0 | GSLD | 15 | 1 | 1 | 1 | 1 | 1 | 1 | 1 | 1 | 1 | 1 | 1 | 1 | 419.5804 | 0 | 3909.1499 | 0 | 0 | 0 | 1 | 0 | 0 | 1
813 | Refrigeration | Misc | PSC to ECM Evaporator Fan Motor (Reach-In) | Offices | Existing | CofEgsld813 | 1 | 0.81119 | 6993.007 | 0 | GSLD | 15 | 1 | 1 | 1 | 1 | 1 | 1 | 1 | 1 | 1 | 1 | 1 | 1 | 419.5804 | 0 | 3909.1499 | 0 | 0 | 0 | 1 | 0 | 0 | 1
813 | Refrigeration | Misc | PSC to ECM Evaporator Fan Motor (Reach-In) | Offices | New | CofNgsld813 | 1 | 0.81119 | 6993.007 | 0 | GSLD | 15 | 1 | 1 | 1 | 1 | 1 | 1 | 1 | 1 | 1 | 1 | 1 | 1 | 419.5804 | 0 | 3909.1499 | 0 | 0 | 0 | 1 | 0 | 0 | 1
813 | Refrigeration | Misc | PSC to ECM Evaporator Fan Motor (Reach-In) | Restaurants | Existing | CreEgsld813 | 1 | 0.80142 | 7092.1986 | 0 | GSLD | 15 | 1 | 1 | 1 | 1 | 1 | 1 | 1 | 1 | 1 | 1 | 1 | 1 | 425.5319 | 0 | 3964.5988 | 0 | 0 | 0 | 1 | 0 | 0 | 1
813 | Refrigeration | Misc | PSC to ECM Evaporator Fan Motor (Reach-In) | Restaurants | New | CreNgsld813 | 1 | 0.80142 | 7092.1986 | 0 | GSLD | 15 | 1 | 1 | 1 | 1 | 1 | 1 | 1 | 1 | 1 | 1 | 1 | 1 | 425.5319 | 0 | 3964.5988 | 0 | 0 | 0 | 1 | 0 | 0 | 1
813 | Refrigeration | Misc | PSC to ECM Evaporator Fan Motor (Reach-In) | Retail | Existing | CrtEgsld813 | 1 | 0.79333 | 6666.6667 | 0 | GSLD | 15 | 1 | 1 | 1 | 1 | 1 | 1 | 1 | 1 | 1 | 1 | 1 | 1 | 400 | 0 | 3726.7229 | 0 | 0 | 0 | 1 | 0 | 0 | 1
813 | Refrigeration | Misc | PSC to ECM Evaporator Fan Motor (Reach-In) | Retail | New | CrtNgsld813 | 1 | 0.79333 | 6666.6667 | 0 | GSLD | 15 | 1 | 1 | 1 | 1 | 1 | 1 | 1 | 1 | 1 | 1 | 1 | 1 | 400 | 0 | 3726.7229 | 0 | 0 | 0 | 1 | 0 | 0 | 1
813 | Refrigeration | Misc | PSC to ECM Evaporator Fan Motor (Reach-In) | Schools K-12 | Existing | CscEgsld813 | 1 | 0.81119 | 6993.007 | 0 | GSLD | 15 | 1 | 1 | 1 | 1 | 1 | 1 | 1 | 1 | 1 | 1 | 1 | 1 | 419.5804 | 0 | 3909.1499 | 0 | 0 | 0 | 1 | 0 | 0 | 1
813 | Refrigeration | Misc | PSC to ECM Evaporator Fan Motor (Reach-In) | Schools K-12 | New | CscNgsld813 | 1 | 0.81119 | 6993.007 | 0 | GSLD | 15 | 1 | 1 | 1 | 1 | 1 | 1 | 1 | 1 | 1 | 1 | 1 | 1 | 419.5804 | 0 | 3909.1499 | 0 | 0 | 0 | 1 | 0 | 0 | 1
813 | Refrigeration | Misc | PSC to ECM Evaporator Fan Motor (Reach-In) | Warehouse | Existing | CwaEgsld813 | 1 | 0.81119 | 6993.007 | 0 | GSLD | 15 | 1 | 1 | 1 | 1 | 1 | 1 | 1 | 1 | 1 | 1 | 1 | 1 | 419.5804 | 0 | 3909.1499 | 0 | 0 | 0 | 1 | 0 | 0 | 1
813 | Refrigeration | Misc | PSC to ECM Evaporator Fan Motor (Reach-In) | Warehouse | New | CwaNgsld813 | 1 | 0.81119 | 6993.007 | 0 | GSLD | 15 | 1 | 1 | 1 | 1 | 1 | 1 | 1 | 1 | 1 | 1 | 1 | 1 | 419.5804 | 0 | 3909.1499 | 0 | 0 | 0 | 1 | 0 | 0 | 1
814 | Refrigeration | Misc | PSC to ECM Evaporator Fan Motor (Walk-In, Refrigerator) | Assembly | Existing | CasEgsld814 | 1 | 0.79333 | 6666.6667 | 0 | GSLD | 15 | 0.57723 | 0.60437 | 0.83705 | 1.097 | 1.2026 | 1.2026 | 1.289 | 1.2891 | 1.2453 | 1.1192 | 0.77553 | 0.85362 | 400 | 0 | 6025.604 | 0 | 0 | 0 | 1 | 0 | 0 | 1.0077
814 | Refrigeration | Misc | PSC to ECM Evaporator Fan Motor (Walk-In, Refrigerator) | Assembly | New | CasNgsld814 | 1 | 0.79333 | 6666.6667 | 0 | GSLD | 15 | 0.57723 | 0.60437 | 0.83705 | 1.097 | 1.2026 | 1.2026 | 1.289 | 1.2891 | 1.2453 | 1.1192 | 0.77553 | 0.85362 | 400 | 0 | 6025.604 | 0 | 0 | 0 | 1 | 0 | 0 | 1.0077
814 | Refrigeration | Misc | PSC to ECM Evaporator Fan Motor (Walk-In, Refrigerator) | College and University | Existing | CcoEgsld814 | 1 | 0.79333 | 6666.6667 | 0 | GSLD | 15 | 0.57723 | 0.60437 | 0.83705 | 1.097 | 1.2026 | 1.2026 | 1.289 | 1.2891 | 1.2453 | 1.1192 | 0.77553 | 0.85362 | 400 | 0 | 6025.604 | 0 | 0 | 0 | 1 | 0 | 0 | 1.0077
814 | Refrigeration | Misc | PSC to ECM Evaporator Fan Motor (Walk-In, Refrigerator) | College and University | New | CcoNgsld814 | 1 | 0.79333 | 6666.6667 | 0 | GSLD | 15 | 0.57723 | 0.60437 | 0.83705 | 1.097 | 1.2026 | 1.2026 | 1.289 | 1.2891 | 1.2453 | 1.1192 | 0.77553 | 0.85362 | 400 | 0 | 6025.604 | 0 | 0 | 0 | 1 | 0 | 0 | 1.0077
814 | Refrigeration | Misc | PSC to ECM Evaporator Fan Motor (Walk-In, Refrigerator) | Data Center | Existing | CdaEgsld814 | 1 | 0.81119 | 6993.007 | 0 | GSLD | 15 | 0.57723 | 0.60437 | 0.83705 | 1.097 | 1.2026 | 1.2026 | 1.289 | 1.2891 | 1.2453 | 1.1192 | 0.77553 | 0.85362 | 419.5804 | 0 | 6320.5636 | 0 | 0 | 0 | 1 | 0 | 0 | 1.0077
814 | Refrigeration | Misc | PSC to ECM Evaporator Fan Motor (Walk-In, Refrigerator) | Data Center | New | CdaNgsld814 | 1 | 0.81119 | 6993.007 | 0 | GSLD | 15 | 0.57723 | 0.60437 | 0.83705 | 1.097 | 1.2026 | 1.2026 | 1.289 | 1.2891 | 1.2453 | 1.1192 | 0.77553 | 0.85362 | 419.5804 | 0 | 6320.5636 | 0 | 0 | 0 | 1 | 0 | 0 | 1.0077
814 | Refrigeration | Misc | PSC to ECM Evaporator Fan Motor (Walk-In, Refrigerator) | Grocery | Existing | CgrEgsld814 | 1 | 0.79333 | 6666.6667 | 0 | GSLD | 15 | 0.57723 | 0.60437 | 0.83705 | 1.097 | 1.2026 | 1.2026 | 1.289 | 1.2891 | 1.2453 | 1.1192 | 0.77553 | 0.85362 | 400 | 0 | 6025.604 | 0 | 0 | 0 | 1 | 0 | 0 | 1.0077
814 | Refrigeration | Misc | PSC to ECM Evaporator Fan Motor (Walk-In, Refrigerator) | Grocery | New | CgrNgsld814 | 1 | 0.79333 | 6666.6667 | 0 | GSLD | 15 | 0.57723 | 0.60437 | 0.83705 | 1.097 | 1.2026 | 1.2026 | 1.289 | 1.2891 | 1.2453 | 1.1192 | 0.77553 | 0.85362 | 400 | 0 | 6025.604 | 0 | 0 | 0 | 1 | 0 | 0 | 1.0077
814 | Refrigeration | Misc | PSC to ECM Evaporator Fan Motor (Walk-In, Refrigerator) | Healthcare | Existing | CheEgsld814 | 1 | 0.79333 | 6666.6667 | 0 | GSLD | 15 | 0.57723 | 0.60437 | 0.83705 | 1.097 | 1.2026 | 1.2026 | 1.289 | 1.2891 | 1.2453 | 1.1192 | 0.77553 | 0.85362 | 400 | 0 | 6025.604 | 0 | 0 | 0 | 1 | 0 | 0 | 1.0077
814 | Refrigeration | Misc | PSC to ECM Evaporator Fan Motor (Walk-In, Refrigerator) | Healthcare | New | CheNgsld814 | 1 | 0.79333 | 6666.6667 | 0 | GSLD | 15 | 0.57723 | 0.60437 | 0.83705 | 1.097 | 1.2026 | 1.2026 | 1.289 | 1.2891 | 1.2453 | 1.1192 | 0.77553 | 0.85362 | 400 | 0 | 6025.604 | 0 | 0 | 0 | 1 | 0 | 0 | 1.0077
814 | Refrigeration | Misc | PSC to ECM Evaporator Fan Motor (Walk-In, Refrigerator) | Hospitals | Existing | ChoEgsld814 | 1 | 0.79333 | 6666.6667 | 0 | GSLD | 15 | 0.57723 | 0.60437 | 0.83705 | 1.097 | 1.2026 | 1.2026 | 1.289 | 1.2891 | 1.2453 | 1.1192 | 0.77553 | 0.85362 | 400 | 0 | 6025.604 | 0 | 0 | 0 | 1 | 0 | 0 | 1.0077
814 | Refrigeration | Misc | PSC to ECM Evaporator Fan Motor (Walk-In, Refrigerator) | Hospitals | New | ChoNgsld814 | 1 | 0.79333 | 6666.6667 | 0 | GSLD | 15 | 0.57723 | 0.60437 | 0.83705 | 1.097 | 1.2026 | 1.2026 | 1.289 | 1.2891 | 1.2453 | 1.1192 | 0.77553 | 0.85362 | 400 | 0 | 6025.604 | 0 | 0 | 0 | 1 | 0 | 0 | 1.0077
814 | Refrigeration | Misc | PSC to ECM Evaporator Fan Motor (Walk-In, Refrigerator) | Institutional | Existing | CinEgsld814 | 1 | 0.81119 | 6993.007 | 0 | GSLD | 15 | 0.57723 | 0.60437 | 0.83705 | 1.097 | 1.2026 | 1.2026 | 1.289 | 1.2891 | 1.2453 | 1.1192 | 0.77553 | 0.85362 | 419.5804 | 0 | 6320.5636 | 0 | 0 | 0 | 1 | 0 | 0 | 1.0077
814 | Refrigeration | Misc | PSC to ECM Evaporator Fan Motor (Walk-In, Refrigerator) | Institutional | New | CinNgsld814 | 1 | 0.81119 | 6993.007 | 0 | GSLD | 15 | 0.57723 | 0.60437 | 0.83705 | 1.097 | 1.2026 | 1.2026 | 1.289 | 1.2891 | 1.2453 | 1.1192 | 0.77553 | 0.85362 | 419.5804 | 0 | 6320.5636 | 0 | 0 | 0 | 1 | 0 | 0 | 1.0077
814 | Refrigeration | Misc | PSC to ECM Evaporator Fan Motor (Walk-In, Refrigerator) | Lodging/Hospitality | Existing | CloEgsld814 | 1 | 0.79333 | 6666.6667 | 0 | GSLD | 15 | 0.57723 | 0.60437 | 0.83705 | 1.097 | 1.2026 | 1.2026 | 1.289 | 1.2891 | 1.2453 | 1.1192 | 0.77553 | 0.85362 | 400 | 0 | 6025.604 | 0 | 0 | 0 | 1 | 0 | 0 | 1.0077
814 | Refrigeration | Misc | PSC to ECM Evaporator Fan Motor (Walk-In, Refrigerator) | Lodging/Hospitality | New | CloNgsld814 | 1 | 0.79333 | 6666.6667 | 0 | GSLD | 15 | 0.57723 | 0.60437 | 0.83705 | 1.097 | 1.2026 | 1.2026 | 1.289 | 1.2891 | 1.2453 | 1.1192 | 0.77553 | 0.85362 | 400 | 0 | 6025.604 | 0 | 0 | 0 | 1 | 0 | 0 | 1.0077
814 | Refrigeration | Misc | PSC to ECM Evaporator Fan Motor (Walk-In, Refrigerator) | Miscellaneous | Existing | CmiEgsld814 | 1 | 0.81119 | 6993.007 | 0 | GSLD | 15 | 0.57723 | 0.60437 | 0.83705 | 1.097 | 1.2026 | 1.2026 | 1.289 | 1.2891 | 1.2453 | 1.1192 | 0.77553 | 0.85362 | 419.5804 | 0 | 6320.5636 | 0 | 0 | 0 | 1 | 0 | 0 | 1.0077
814 | Refrigeration | Misc | PSC to ECM Evaporator Fan Motor (Walk-In, Refrigerator) | Miscellaneous | New | CmiNgsld814 | 1 | 0.81119 | 6993.007 | 0 | GSLD | 15 | 0.57723 | 0.60437 | 0.83705 | 1.097 | 1.2026 | 1.2026 | 1.289 | 1.2891 | 1.2453 | 1.1192 | 0.77553 | 0.85362 | 419.5804 | 0 | 6320.5636 | 0 | 0 | 0 | 1 | 0 | 0 | 1.0077
814 | Refrigeration | Misc | PSC to ECM Evaporator Fan Motor (Walk-In, Refrigerator) | Offices | Existing | CofEgsld814 | 1 | 0.81119 | 6993.007 | 0 | GSLD | 15 | 0.57723 | 0.60437 | 0.83705 | 1.097 | 1.2026 | 1.2026 | 1.289 | 1.2891 | 1.2453 | 1.1192 | 0.77553 | 0.85362 | 419.5804 | 0 | 6320.5636 | 0 | 0 | 0 | 1 | 0 | 0 | 1.0077
814 | Refrigeration | Misc | PSC to ECM Evaporator Fan Motor (Walk-In, Refrigerator) | Offices | New | CofNgsld814 | 1 | 0.81119 | 6993.007 | 0 | GSLD | 15 | 0.57723 | 0.60437 | 0.83705 | 1.097 | 1.2026 | 1.2026 | 1.289 | 1.2891 | 1.2453 | 1.1192 | 0.77553 | 0.85362 | 419.5804 | 0 | 6320.5636 | 0 | 0 | 0 | 1 | 0 | 0 | 1.0077
814 | Refrigeration | Misc | PSC to ECM Evaporator Fan Motor (Walk-In, Refrigerator) | Restaurants | Existing | CreEgsld814 | 1 | 0.80142 | 7092.1986 | 0 | GSLD | 15 | 0.57723 | 0.60437 | 0.83705 | 1.097 | 1.2026 | 1.2026 | 1.289 | 1.2891 | 1.2453 | 1.1192 | 0.77553 | 0.85362 | 425.5319 | 0 | 6410.217 | 0 | 0 | 0 | 1 | 0 | 0 | 1.0077
814 | Refrigeration | Misc | PSC to ECM Evaporator Fan Motor (Walk-In, Refrigerator) | Restaurants | New | CreNgsld814 | 1 | 0.80142 | 7092.1986 | 0 | GSLD | 15 | 0.57723 | 0.60437 | 0.83705 | 1.097 | 1.2026 | 1.2026 | 1.289 | 1.2891 | 1.2453 | 1.1192 | 0.77553 | 0.85362 | 425.5319 | 0 | 6410.217 | 0 | 0 | 0 | 1 | 0 | 0 | 1.0077
814 | Refrigeration | Misc | PSC to ECM Evaporator Fan Motor (Walk-In, Refrigerator) | Retail | Existing | CrtEgsld814 | 1 | 0.79333 | 6666.6667 | 0 | GSLD | 15 | 0.57723 | 0.60437 | 0.83705 | 1.097 | 1.2026 | 1.2026 | 1.289 | 1.2891 | 1.2453 | 1.1192 | 0.77553 | 0.85362 | 400 | 0 | 6025.604 | 0 | 0 | 0 | 1 | 0 | 0 | 1.0077
814 | Refrigeration | Misc | PSC to ECM Evaporator Fan Motor (Walk-In, Refrigerator) | Retail | New | CrtNgsld814 | 1 | 0.79333 | 6666.6667 | 0 | GSLD | 15 | 0.57723 | 0.60437 | 0.83705 | 1.097 | 1.2026 | 1.2026 | 1.289 | 1.2891 | 1.2453 | 1.1192 | 0.77553 | 0.85362 | 400 | 0 | 6025.604 | 0 | 0 | 0 | 1 | 0 | 0 | 1.0077
814 | Refrigeration | Misc | PSC to ECM Evaporator Fan Motor (Walk-In, Refrigerator) | Schools K-12 | Existing | CscEgsld814 | 1 | 0.81119 | 6993.007 | 0 | GSLD | 15 | 0.57723 | 0.60437 | 0.83705 | 1.097 | 1.2026 | 1.2026 | 1.289 | 1.2891 | 1.2453 | 1.1192 | 0.77553 | 0.85362 | 419.5804 | 0 | 6320.5636 | 0 | 0 | 0 | 1 | 0 | 0 | 1.0077
814 | Refrigeration | Misc | PSC to ECM Evaporator Fan Motor (Walk-In, Refrigerator) | Schools K-12 | New | CscNgsld814 | 1 | 0.81119 | 6993.007 | 0 | GSLD | 15 | 0.57723 | 0.60437 | 0.83705 | 1.097 | 1.2026 | 1.2026 | 1.289 | 1.2891 | 1.2453 | 1.1192 | 0.77553 | 0.85362 | 419.5804 | 0 | 6320.5636 | 0 | 0 | 0 | 1 | 0 | 0 | 1.0077
814 | Refrigeration | Misc | PSC to ECM Evaporator Fan Motor (Walk-In, Refrigerator) | Warehouse | Existing | CwaEgsld814 | 1 | 0.81119 | 6993.007 | 0 | GSLD | 15 | 0.57723 | 0.60437 | 0.83705 | 1.097 | 1.2026 | 1.2026 | 1.289 | 1.2891 | 1.2453 | 1.1192 | 0.77553 | 0.85362 | 419.5804 | 0 | 6320.5636 | 0 | 0 | 0 | 1 | 0 | 0 | 1.0077
814 | Refrigeration | Misc | PSC to ECM Evaporator Fan Motor (Walk-In, Refrigerator) | Warehouse | New | CwaNgsld814 | 1 | 0.81119 | 6993.007 | 0 | GSLD | 15 | 0.57723 | 0.60437 | 0.83705 | 1.097 | 1.2026 | 1.2026 | 1.289 | 1.2891 | 1.2453 | 1.1192 | 0.77553 | 0.85362 | 419.5804 | 0 | 6320.5636 | 0 | 0 | 0 | 1 | 0 | 0 | 1.0077
815 | Refrigeration | Misc | Q-Sync Evaporator Fan Motor | Assembly | Existing | CasEgsld815 | 1 | 0.79333 | 6666.6667 | 0 | GSLD | 10 | 0.57723 | 0.60437 | 0.83705 | 1.097 | 1.2026 | 1.2026 | 1.289 | 1.2891 | 1.2453 | 1.1192 | 0.77553 | 0.85362 | 400 | 0 | 3552.482 | 0 | 0 | 0 | 1 | 0 | 0 | 1.0077
815 | Refrigeration | Misc | Q-Sync Evaporator Fan Motor | Assembly | New | CasNgsld815 | 1 | 0.79333 | 6666.6667 | 0 | GSLD | 10 | 0.57723 | 0.60437 | 0.83705 | 1.097 | 1.2026 | 1.2026 | 1.289 | 1.2891 | 1.2453 | 1.1192 | 0.77553 | 0.85362 | 400 | 0 | 3552.482 | 0 | 0 | 0 | 1 | 0 | 0 | 1.0077
815 | Refrigeration | Misc | Q-Sync Evaporator Fan Motor | College and University | Existing | CcoEgsld815 | 1 | 0.79333 | 6666.6667 | 0 | GSLD | 10 | 0.57723 | 0.60437 | 0.83705 | 1.097 | 1.2026 | 1.2026 | 1.289 | 1.2891 | 1.2453 | 1.1192 | 0.77553 | 0.85362 | 400 | 0 | 3552.482 | 0 | 0 | 0 | 1 | 0 | 0 | 1.0077
815 | Refrigeration | Misc | Q-Sync Evaporator Fan Motor | College and University | New | CcoNgsld815 | 1 | 0.79333 | 6666.6667 | 0 | GSLD | 10 | 0.57723 | 0.60437 | 0.83705 | 1.097 | 1.2026 | 1.2026 | 1.289 | 1.2891 | 1.2453 | 1.1192 | 0.77553 | 0.85362 | 400 | 0 | 3552.482 | 0 | 0 | 0 | 1 | 0 | 0 | 1.0077
815 | Refrigeration | Misc | Q-Sync Evaporator Fan Motor | Data Center | Existing | CdaEgsld815 | 1 | 0.81119 | 6993.007 | 0 | GSLD | 10 | 0.57723 | 0.60437 | 0.83705 | 1.097 | 1.2026 | 1.2026 | 1.289 | 1.2891 | 1.2453 | 1.1192 | 0.77553 | 0.85362 | 419.5804 | 0 | 3726.3797 | 0 | 0 | 0 | 1 | 0 | 0 | 1.0077
815 | Refrigeration | Misc | Q-Sync Evaporator Fan Motor | Data Center | New | CdaNgsld815 | 1 | 0.81119 | 6993.007 | 0 | GSLD | 10 | 0.57723 | 0.60437 | 0.83705 | 1.097 | 1.2026 | 1.2026 | 1.289 | 1.2891 | 1.2453 | 1.1192 | 0.77553 | 0.85362 | 419.5804 | 0 | 3726.3797 | 0 | 0 | 0 | 1 | 0 | 0 | 1.0077
815 | Refrigeration | Misc | Q-Sync Evaporator Fan Motor | Grocery | Existing | CgrEgsld815 | 1 | 0.79333 | 6666.6667 | 0 | GSLD | 10 | 0.57723 | 0.60437 | 0.83705 | 1.097 | 1.2026 | 1.2026 | 1.289 | 1.2891 | 1.2453 | 1.1192 | 0.77553 | 0.85362 | 400 | 0 | 3552.482 | 0 | 0 | 0 | 1 | 0 | 0 | 1.0077
815 | Refrigeration | Misc | Q-Sync Evaporator Fan Motor | Grocery | New | CgrNgsld815 | 1 | 0.79333 | 6666.6667 | 0 | GSLD | 10 | 0.57723 | 0.60437 | 0.83705 | 1.097 | 1.2026 | 1.2026 | 1.289 | 1.2891 | 1.2453 | 1.1192 | 0.77553 | 0.85362 | 400 | 0 | 3552.482 | 0 | 0 | 0 | 1 | 0 | 0 | 1.0077
815 | Refrigeration | Misc | Q-Sync Evaporator Fan Motor | Healthcare | Existing | CheEgsld815 | 1 | 0.79333 | 6666.6667 | 0 | GSLD | 10 | 0.57723 | 0.60437 | 0.83705 | 1.097 | 1.2026 | 1.2026 | 1.289 | 1.2891 | 1.2453 | 1.1192 | 0.77553 | 0.85362 | 400 | 0 | 3552.482 | 0 | 0 | 0 | 1 | 0 | 0 | 1.0077
815 | Refrigeration | Misc | Q-Sync Evaporator Fan Motor | Healthcare | New | CheNgsld815 | 1 | 0.79333 | 6666.6667 | 0 | GSLD | 10 | 0.57723 | 0.60437 | 0.83705 | 1.097 | 1.2026 | 1.2026 | 1.289 | 1.2891 | 1.2453 | 1.1192 | 0.77553 | 0.85362 | 400 | 0 | 3552.482 | 0 | 0 | 0 | 1 | 0 | 0 | 1.0077
815 | Refrigeration | Misc | Q-Sync Evaporator Fan Motor | Hospitals | Existing | ChoEgsld815 | 1 | 0.79333 | 6666.6667 | 0 | GSLD | 10 | 0.57723 | 0.60437 | 0.83705 | 1.097 | 1.2026 | 1.2026 | 1.289 | 1.2891 | 1.2453 | 1.1192 | 0.77553 | 0.85362 | 400 | 0 | 3552.482 | 0 | 0 | 0 | 1 | 0 | 0 | 1.0077
815 | Refrigeration | Misc | Q-Sync Evaporator Fan Motor | Hospitals | New | ChoNgsld815 | 1 | 0.79333 | 6666.6667 | 0 | GSLD | 10 | 0.57723 | 0.60437 | 0.83705 | 1.097 | 1.2026 | 1.2026 | 1.289 | 1.2891 | 1.2453 | 1.1192 | 0.77553 | 0.85362 | 400 | 0 | 3552.482 | 0 | 0 | 0 | 1 | 0 | 0 | 1.0077
815 | Refrigeration | Misc | Q-Sync Evaporator Fan Motor | Institutional | Existing | CinEgsld815 | 1 | 0.81119 | 6993.007 | 0 | GSLD | 10 | 0.57723 | 0.60437 | 0.83705 | 1.097 | 1.2026 | 1.2026 | 1.289 | 1.2891 | 1.2453 | 1.1192 | 0.77553 | 0.85362 | 419.5804 | 0 | 3726.3797 | 0 | 0 | 0 | 1 | 0 | 0 | 1.0077
815 | Refrigeration | Misc | Q-Sync Evaporator Fan Motor | Institutional | New | CinNgsld815 | 1 | 0.81119 | 6993.007 | 0 | GSLD | 10 | 0.57723 | 0.60437 | 0.83705 | 1.097 | 1.2026 | 1.2026 | 1.289 | 1.2891 | 1.2453 | 1.1192 | 0.77553 | 0.85362 | 419.5804 | 0 | 3726.3797 | 0 | 0 | 0 | 1 | 0 | 0 | 1.0077
815 | Refrigeration | Misc | Q-Sync Evaporator Fan Motor | Lodging/Hospitality | Existing | CloEgsld815 | 1 | 0.79333 | 6666.6667 | 0 | GSLD | 10 | 0.57723 | 0.60437 | 0.83705 | 1.097 | 1.2026 | 1.2026 | 1.289 | 1.2891 | 1.2453 | 1.1192 | 0.77553 | 0.85362 | 400 | 0 | 3552.482 | 0 | 0 | 0 | 1 | 0 | 0 | 1.0077
815 | Refrigeration | Misc | Q-Sync Evaporator Fan Motor | Lodging/Hospitality | New | CloNgsld815 | 1 | 0.79333 | 6666.6667 | 0 | GSLD | 10 | 0.57723 | 0.60437 | 0.83705 | 1.097 | 1.2026 | 1.2026 | 1.289 | 1.2891 | 1.2453 | 1.1192 | 0.77553 | 0.85362 | 400 | 0 | 3552.482 | 0 | 0 | 0 | 1 | 0 | 0 | 1.0077
815 | Refrigeration | Misc | Q-Sync Evaporator Fan Motor | Miscellaneous | Existing | CmiEgsld815 | 1 | 0.81119 | 6993.007 | 0 | GSLD | 10 | 0.57723 | 0.60437 | 0.83705 | 1.097 | 1.2026 | 1.2026 | 1.289 | 1.2891 | 1.2453 | 1.1192 | 0.77553 | 0.85362 | 419.5804 | 0 | 3726.3797 | 0 | 0 | 0 | 1 | 0 | 0 | 1.0077
815 | Refrigeration | Misc | Q-Sync Evaporator Fan Motor | Miscellaneous | New | CmiNgsld815 | 1 | 0.81119 | 6993.007 | 0 | GSLD | 10 | 0.57723 | 0.60437 | 0.83705 | 1.097 | 1.2026 | 1.2026 | 1.289 | 1.2891 | 1.2453 | 1.1192 | 0.77553 | 0.85362 | 419.5804 | 0 | 3726.3797 | 0 | 0 | 0 | 1 | 0 | 0 | 1.0077
815 | Refrigeration | Misc | Q-Sync Evaporator Fan Motor | Offices | Existing | CofEgsld815 | 1 | 0.81119 | 6993.007 | 0 | GSLD | 10 | 0.57723 | 0.60437 | 0.83705 | 1.097 | 1.2026 | 1.2026 | 1.289 | 1.2891 | 1.2453 | 1.1192 | 0.77553 | 0.85362 | 419.5804 | 0 | 3726.3797 | 0 | 0 | 0 | 1 | 0 | 0 | 1.0077
815 | Refrigeration | Misc | Q-Sync Evaporator Fan Motor | Offices | New | CofNgsld815 | 1 | 0.81119 | 6993.007 | 0 | GSLD | 10 | 0.57723 | 0.60437 | 0.83705 | 1.097 | 1.2026 | 1.2026 | 1.289 | 1.2891 | 1.2453 | 1.1192 | 0.77553 | 0.85362 | 419.5804 | 0 | 3726.3797 | 0 | 0 | 0 | 1 | 0 | 0 | 1.0077
815 | Refrigeration | Misc | Q-Sync Evaporator Fan Motor | Restaurants | Existing | CreEgsld815 | 1 | 0.80142 | 7092.1986 | 0 | GSLD | 10 | 0.57723 | 0.60437 | 0.83705 | 1.097 | 1.2026 | 1.2026 | 1.289 | 1.2891 | 1.2453 | 1.1192 | 0.77553 | 0.85362 | 425.5319 | 0 | 3779.2362 | 0 | 0 | 0 | 1 | 0 | 0 | 1.0077
815 | Refrigeration | Misc | Q-Sync Evaporator Fan Motor | Restaurants | New | CreNgsld815 | 1 | 0.80142 | 7092.1986 | 0 | GSLD | 10 | 0.57723 | 0.60437 | 0.83705 | 1.097 | 1.2026 | 1.2026 | 1.289 | 1.2891 | 1.2453 | 1.1192 | 0.77553 | 0.85362 | 425.5319 | 0 | 3779.2362 | 0 | 0 | 0 | 1 | 0 | 0 | 1.0077
815 | Refrigeration | Misc | Q-Sync Evaporator Fan Motor | Retail | Existing | CrtEgsld815 | 1 | 0.79333 | 6666.6667 | 0 | GSLD | 10 | 0.57723 | 0.60437 | 0.83705 | 1.097 | 1.2026 | 1.2026 | 1.289 | 1.2891 | 1.2453 | 1.1192 | 0.77553 | 0.85362 | 400 | 0 | 3552.482 | 0 | 0 | 0 | 1 | 0 | 0 | 1.0077
815 | Refrigeration | Misc | Q-Sync Evaporator Fan Motor | Retail | New | CrtNgsld815 | 1 | 0.79333 | 6666.6667 | 0 | GSLD | 10 | 0.57723 | 0.60437 | 0.83705 | 1.097 | 1.2026 | 1.2026 | 1.289 | 1.2891 | 1.2453 | 1.1192 | 0.77553 | 0.85362 | 400 | 0 | 3552.482 | 0 | 0 | 0 | 1 | 0 | 0 | 1.0077
815 | Refrigeration | Misc | Q-Sync Evaporator Fan Motor | Schools K-12 | Existing | CscEgsld815 | 1 | 0.81119 | 6993.007 | 0 | GSLD | 10 | 0.57723 | 0.60437 | 0.83705 | 1.097 | 1.2026 | 1.2026 | 1.289 | 1.2891 | 1.2453 | 1.1192 | 0.77553 | 0.85362 | 419.5804 | 0 | 3726.3797 | 0 | 0 | 0 | 1 | 0 | 0 | 1.0077
815 | Refrigeration | Misc | Q-Sync Evaporator Fan Motor | Schools K-12 | New | CscNgsld815 | 1 | 0.81119 | 6993.007 | 0 | GSLD | 10 | 0.57723 | 0.60437 | 0.83705 | 1.097 | 1.2026 | 1.2026 | 1.289 | 1.2891 | 1.2453 | 1.1192 | 0.77553 | 0.85362 | 419.5804 | 0 | 3726.3797 | 0 | 0 | 0 | 1 | 0 | 0 | 1.0077
815 | Refrigeration | Misc | Q-Sync Evaporator Fan Motor | Warehouse | Existing | CwaEgsld815 | 1 | 0.81119 | 6993.007 | 0 | GSLD | 10 | 0.57723 | 0.60437 | 0.83705 | 1.097 | 1.2026 | 1.2026 | 1.289 | 1.2891 | 1.2453 | 1.1192 | 0.77553 | 0.85362 | 419.5804 | 0 | 3726.3797 | 0 | 0 | 0 | 1 | 0 | 0 | 1.0077
815 | Refrigeration | Misc | Q-Sync Evaporator Fan Motor | Warehouse | New | CwaNgsld815 | 1 | 0.81119 | 6993.007 | 0 | GSLD | 10 | 0.57723 | 0.60437 | 0.83705 | 1.097 | 1.2026 | 1.2026 | 1.289 | 1.2891 | 1.2453 | 1.1192 | 0.77553 | 0.85362 | 419.5804 | 0 | 3726.3797 | 0 | 0 | 0 | 1 | 0 | 0 | 1.0077
816 | Refrigeration | Sealing | Door Gasket (Cooler) | Assembly | Existing | CasEgsld816 | 1 | 0.79333 | 6666.6667 | 0 | GSLD | 4 | 1.0063 | 0.98564 | 1.0265 | 1.0441 | 1.0994 | 1.0901 | 1.0679 | 1.0965 | 1.0642 | 1.0547 | 1.0277 | 1.0297 | 400 | 0 | 3587.2141 | 0 | 0 | 0 | 1 | 0 | 0 | 1.0494
816 | Refrigeration | Sealing | Door Gasket (Cooler) | Assembly | New | CasNgsld816 | 1 | 0.79333 | 6666.6667 | 0 | GSLD | 4 | 1.0063 | 0.98564 | 1.0265 | 1.0441 | 1.0994 | 1.0901 | 1.0679 | 1.0965 | 1.0642 | 1.0547 | 1.0277 | 1.0297 | 400 | 0 | 3587.2141 | 0 | 0 | 0 | 1 | 0 | 0 | 1.0494
816 | Refrigeration | Sealing | Door Gasket (Cooler) | College and University | Existing | CcoEgsld816 | 1 | 0.79333 | 6666.6667 | 0 | GSLD | 4 | 1.0063 | 0.98564 | 1.0265 | 1.0441 | 1.0994 | 1.0901 | 1.0679 | 1.0965 | 1.0642 | 1.0547 | 1.0277 | 1.0297 | 400 | 0 | 3587.2141 | 0 | 0 | 0 | 1 | 0 | 0 | 1.0494
816 | Refrigeration | Sealing | Door Gasket (Cooler) | College and University | New | CcoNgsld816 | 1 | 0.79333 | 6666.6667 | 0 | GSLD | 4 | 1.0063 | 0.98564 | 1.0265 | 1.0441 | 1.0994 | 1.0901 | 1.0679 | 1.0965 | 1.0642 | 1.0547 | 1.0277 | 1.0297 | 400 | 0 | 3587.2141 | 0 | 0 | 0 | 1 | 0 | 0 | 1.0494
816 | Refrigeration | Sealing | Door Gasket (Cooler) | Data Center | Existing | CdaEgsld816 | 1 | 0.81119 | 6993.007 | 0 | GSLD | 4 | 1.0063 | 0.98564 | 1.0265 | 1.0441 | 1.0994 | 1.0901 | 1.0679 | 1.0965 | 1.0642 | 1.0547 | 1.0277 | 1.0297 | 419.5804 | 0 | 3762.812 | 0 | 0 | 0 | 1 | 0 | 0 | 1.0494
816 | Refrigeration | Sealing | Door Gasket (Cooler) | Data Center | New | CdaNgsld816 | 1 | 0.81119 | 6993.007 | 0 | GSLD | 4 | 1.0063 | 0.98564 | 1.0265 | 1.0441 | 1.0994 | 1.0901 | 1.0679 | 1.0965 | 1.0642 | 1.0547 | 1.0277 | 1.0297 | 419.5804 | 0 | 3762.812 | 0 | 0 | 0 | 1 | 0 | 0 | 1.0494
816 | Refrigeration | Sealing | Door Gasket (Cooler) | Grocery | Existing | CgrEgsld816 | 1 | 0.79333 | 6666.6667 | 0 | GSLD | 4 | 1.0063 | 0.98564 | 1.0265 | 1.0441 | 1.0994 | 1.0901 | 1.0679 | 1.0965 | 1.0642 | 1.0547 | 1.0277 | 1.0297 | 400 | 0 | 3587.2141 | 0 | 0 | 0 | 1 | 0 | 0 | 1.0494
816 | Refrigeration | Sealing | Door Gasket (Cooler) | Grocery | New | CgrNgsld816 | 1 | 0.79333 | 6666.6667 | 0 | GSLD | 4 | 1.0063 | 0.98564 | 1.0265 | 1.0441 | 1.0994 | 1.0901 | 1.0679 | 1.0965 | 1.0642 | 1.0547 | 1.0277 | 1.0297 | 400 | 0 | 3587.2141 | 0 | 0 | 0 | 1 | 0 | 0 | 1.0494
816 | Refrigeration | Sealing | Door Gasket (Cooler) | Healthcare | Existing | CheEgsld816 | 1 | 0.79333 | 6666.6667 | 0 | GSLD | 4 | 1.0063 | 0.98564 | 1.0265 | 1.0441 | 1.0994 | 1.0901 | 1.0679 | 1.0965 | 1.0642 | 1.0547 | 1.0277 | 1.0297 | 400 | 0 | 3587.2141 | 0 | 0 | 0 | 1 | 0 | 0 | 1.0494
816 | Refrigeration | Sealing | Door Gasket (Cooler) | Healthcare | New | CheNgsld816 | 1 | 0.79333 | 6666.6667 | 0 | GSLD | 4 | 1.0063 | 0.98564 | 1.0265 | 1.0441 | 1.0994 | 1.0901 | 1.0679 | 1.0965 | 1.0642 | 1.0547 | 1.0277 | 1.0297 | 400 | 0 | 3587.2141 | 0 | 0 | 0 | 1 | 0 | 0 | 1.0494
816 | Refrigeration | Sealing | Door Gasket (Cooler) | Hospitals | Existing | ChoEgsld816 | 1 | 0.79333 | 6666.6667 | 0 | GSLD | 4 | 1.0063 | 0.98564 | 1.0265 | 1.0441 | 1.0994 | 1.0901 | 1.0679 | 1.0965 | 1.0642 | 1.0547 | 1.0277 | 1.0297 | 400 | 0 | 3587.2141 | 0 | 0 | 0 | 1 | 0 | 0 | 1.0494
816 | Refrigeration | Sealing | Door Gasket (Cooler) | Hospitals | New | ChoNgsld816 | 1 | 0.79333 | 6666.6667 | 0 | GSLD | 4 | 1.0063 | 0.98564 | 1.0265 | 1.0441 | 1.0994 | 1.0901 | 1.0679 | 1.0965 | 1.0642 | 1.0547 | 1.0277 | 1.0297 | 400 | 0 | 3587.2141 | 0 | 0 | 0 | 1 | 0 | 0 | 1.0494
816 | Refrigeration | Sealing | Door Gasket (Cooler) | Institutional | Existing | CinEgsld816 | 1 | 0.81119 | 6993.007 | 0 | GSLD | 4 | 1.0063 | 0.98564 | 1.0265 | 1.0441 | 1.0994 | 1.0901 | 1.0679 | 1.0965 | 1.0642 | 1.0547 | 1.0277 | 1.0297 | 419.5804 | 0 | 3762.812 | 0 | 0 | 0 | 1 | 0 | 0 | 1.0494
816 | Refrigeration | Sealing | Door Gasket (Cooler) | Institutional | New | CinNgsld816 | 1 | 0.81119 | 6993.007 | 0 | GSLD | 4 | 1.0063 | 0.98564 | 1.0265 | 1.0441 | 1.0994 | 1.0901 | 1.0679 | 1.0965 | 1.0642 | 1.0547 | 1.0277 | 1.0297 | 419.5804 | 0 | 3762.812 | 0 | 0 | 0 | 1 | 0 | 0 | 1.0494
816 | Refrigeration | Sealing | Door Gasket (Cooler) | Lodging/Hospitality | Existing | CloEgsld816 | 1 | 0.79333 | 6666.6667 | 0 | GSLD | 4 | 1.0063 | 0.98564 | 1.0265 | 1.0441 | 1.0994 | 1.0901 | 1.0679 | 1.0965 | 1.0642 | 1.0547 | 1.0277 | 1.0297 | 400 | 0 | 3587.2141 | 0 | 0 | 0 | 1 | 0 | 0 | 1.0494
816 | Refrigeration | Sealing | Door Gasket (Cooler) | Lodging/Hospitality | New | CloNgsld816 | 1 | 0.79333 | 6666.6667 | 0 | GSLD | 4 | 1.0063 | 0.98564 | 1.0265 | 1.0441 | 1.0994 | 1.0901 | 1.0679 | 1.0965 | 1.0642 | 1.0547 | 1.0277 | 1.0297 | 400 | 0 | 3587.2141 | 0 | 0 | 0 | 1 | 0 | 0 | 1.0494
816 | Refrigeration | Sealing | Door Gasket (Cooler) | Miscellaneous | Existing | CmiEgsld816 | 1 | 0.81119 | 6993.007 | 0 | GSLD | 4 | 1.0063 | 0.98564 | 1.0265 | 1.0441 | 1.0994 | 1.0901 | 1.0679 | 1.0965 | 1.0642 | 1.0547 | 1.0277 | 1.0297 | 419.5804 | 0 | 3762.812 | 0 | 0 | 0 | 1 | 0 | 0 | 1.0494
816 | Refrigeration | Sealing | Door Gasket (Cooler) | Miscellaneous | New | CmiNgsld816 | 1 | 0.81119 | 6993.007 | 0 | GSLD | 4 | 1.0063 | 0.98564 | 1.0265 | 1.0441 | 1.0994 | 1.0901 | 1.0679 | 1.0965 | 1.0642 | 1.0547 | 1.0277 | 1.0297 | 419.5804 | 0 | 3762.812 | 0 | 0 | 0 | 1 | 0 | 0 | 1.0494
816 | Refrigeration | Sealing | Door Gasket (Cooler) | Offices | Existing | CofEgsld816 | 1 | 0.81119 | 6993.007 | 0 | GSLD | 4 | 1.0063 | 0.98564 | 1.0265 | 1.0441 | 1.0994 | 1.0901 | 1.0679 | 1.0965 | 1.0642 | 1.0547 | 1.0277 | 1.0297 | 419.5804 | 0 | 3762.812 | 0 | 0 | 0 | 1 | 0 | 0 | 1.0494
816 | Refrigeration | Sealing | Door Gasket (Cooler) | Offices | New | CofNgsld816 | 1 | 0.81119 | 6993.007 | 0 | GSLD | 4 | 1.0063 | 0.98564 | 1.0265 | 1.0441 | 1.0994 | 1.0901 | 1.0679 | 1.0965 | 1.0642 | 1.0547 | 1.0277 | 1.0297 | 419.5804 | 0 | 3762.812 | 0 | 0 | 0 | 1 | 0 | 0 | 1.0494
816 | Refrigeration | Sealing | Door Gasket (Cooler) | Restaurants | Existing | CreEgsld816 | 1 | 0.80142 | 7092.1986 | 0 | GSLD | 4 | 1.0063 | 0.98564 | 1.0265 | 1.0441 | 1.0994 | 1.0901 | 1.0679 | 1.0965 | 1.0642 | 1.0547 | 1.0277 | 1.0297 | 425.5319 | 0 | 3816.1853 | 0 | 0 | 0 | 1 | 0 | 0 | 1.0494
816 | Refrigeration | Sealing | Door Gasket (Cooler) | Restaurants | New | CreNgsld816 | 1 | 0.80142 | 7092.1986 | 0 | GSLD | 4 | 1.0063 | 0.98564 | 1.0265 | 1.0441 | 1.0994 | 1.0901 | 1.0679 | 1.0965 | 1.0642 | 1.0547 | 1.0277 | 1.0297 | 425.5319 | 0 | 3816.1853 | 0 | 0 | 0 | 1 | 0 | 0 | 1.0494
816 | Refrigeration | Sealing | Door Gasket (Cooler) | Retail | Existing | CrtEgsld816 | 1 | 0.79333 | 6666.6667 | 0 | GSLD | 4 | 1.0063 | 0.98564 | 1.0265 | 1.0441 | 1.0994 | 1.0901 | 1.0679 | 1.0965 | 1.0642 | 1.0547 | 1.0277 | 1.0297 | 400 | 0 | 3587.2141 | 0 | 0 | 0 | 1 | 0 | 0 | 1.0494
816 | Refrigeration | Sealing | Door Gasket (Cooler) | Retail | New | CrtNgsld816 | 1 | 0.79333 | 6666.6667 | 0 | GSLD | 4 | 1.0063 | 0.98564 | 1.0265 | 1.0441 | 1.0994 | 1.0901 | 1.0679 | 1.0965 | 1.0642 | 1.0547 | 1.0277 | 1.0297 | 400 | 0 | 3587.2141 | 0 | 0 | 0 | 1 | 0 | 0 | 1.0494
816 | Refrigeration | Sealing | Door Gasket (Cooler) | Schools K-12 | Existing | CscEgsld816 | 1 | 0.81119 | 6993.007 | 0 | GSLD | 4 | 1.0063 | 0.98564 | 1.0265 | 1.0441 | 1.0994 | 1.0901 | 1.0679 | 1.0965 | 1.0642 | 1.0547 | 1.0277 | 1.0297 | 419.5804 | 0 | 3762.812 | 0 | 0 | 0 | 1 | 0 | 0 | 1.0494
816 | Refrigeration | Sealing | Door Gasket (Cooler) | Schools K-12 | New | CscNgsld816 | 1 | 0.81119 | 6993.007 | 0 | GSLD | 4 | 1.0063 | 0.98564 | 1.0265 | 1.0441 | 1.0994 | 1.0901 | 1.0679 | 1.0965 | 1.0642 | 1.0547 | 1.0277 | 1.0297 | 419.5804 | 0 | 3762.812 | 0 | 0 | 0 | 1 | 0 | 0 | 1.0494
816 | Refrigeration | Sealing | Door Gasket (Cooler) | Warehouse | Existing | CwaEgsld816 | 1 | 0.81119 | 6993.007 | 0 | GSLD | 4 | 1.0063 | 0.98564 | 1.0265 | 1.0441 | 1.0994 | 1.0901 | 1.0679 | 1.0965 | 1.0642 | 1.0547 | 1.0277 | 1.0297 | 419.5804 | 0 | 3762.812 | 0 | 0 | 0 | 1 | 0 | 0 | 1.0494
816 | Refrigeration | Sealing | Door Gasket (Cooler) | Warehouse | New | CwaNgsld816 | 1 | 0.81119 | 6993.007 | 0 | GSLD | 4 | 1.0063 | 0.98564 | 1.0265 | 1.0441 | 1.0994 | 1.0901 | 1.0679 | 1.0965 | 1.0642 | 1.0547 | 1.0277 | 1.0297 | 419.5804 | 0 | 3762.812 | 0 | 0 | 0 | 1 | 0 | 0 | 1.0494
817 | Refrigeration | Sealing | Door Gasket (Freezer) | Assembly | Existing | CasEgsld817 | 1 | 0.79333 | 6666.6667 | 0 | GSLD | 4 | 1.0063 | 0.98564 | 1.0265 | 1.0441 | 1.0994 | 1.0901 | 1.0679 | 1.0965 | 1.0642 | 1.0547 | 1.0277 | 1.0297 | 400 | 0 | 5039.1818 | 0 | 0 | 0 | 1 | 0 | 0 | 1.0494
817 | Refrigeration | Sealing | Door Gasket (Freezer) | Assembly | New | CasNgsld817 | 1 | 0.79333 | 6666.6667 | 0 | GSLD | 4 | 1.0063 | 0.98564 | 1.0265 | 1.0441 | 1.0994 | 1.0901 | 1.0679 | 1.0965 | 1.0642 | 1.0547 | 1.0277 | 1.0297 | 400 | 0 | 5039.1818 | 0 | 0 | 0 | 1 | 0 | 0 | 1.0494
817 | Refrigeration | Sealing | Door Gasket (Freezer) | College and University | Existing | CcoEgsld817 | 1 | 0.79333 | 6666.6667 | 0 | GSLD | 4 | 1.0063 | 0.98564 | 1.0265 | 1.0441 | 1.0994 | 1.0901 | 1.0679 | 1.0965 | 1.0642 | 1.0547 | 1.0277 | 1.0297 | 400 | 0 | 5039.1818 | 0 | 0 | 0 | 1 | 0 | 0 | 1.0494
817 | Refrigeration | Sealing | Door Gasket (Freezer) | College and University | New | CcoNgsld817 | 1 | 0.79333 | 6666.6667 | 0 | GSLD | 4 | 1.0063 | 0.98564 | 1.0265 | 1.0441 | 1.0994 | 1.0901 | 1.0679 | 1.0965 | 1.0642 | 1.0547 | 1.0277 | 1.0297 | 400 | 0 | 5039.1818 | 0 | 0 | 0 | 1 | 0 | 0 | 1.0494
817 | Refrigeration | Sealing | Door Gasket (Freezer) | Data Center | Existing | CdaEgsld817 | 1 | 0.81119 | 6993.007 | 0 | GSLD | 4 | 1.0063 | 0.98564 | 1.0265 | 1.0441 | 1.0994 | 1.0901 | 1.0679 | 1.0965 | 1.0642 | 1.0547 | 1.0277 | 1.0297 | 419.5804 | 0 | 5285.855 | 0 | 0 | 0 | 1 | 0 | 0 | 1.0494
817 | Refrigeration | Sealing | Door Gasket (Freezer) | Data Center | New | CdaNgsld817 | 1 | 0.81119 | 6993.007 | 0 | GSLD | 4 | 1.0063 | 0.98564 | 1.0265 | 1.0441 | 1.0994 | 1.0901 | 1.0679 | 1.0965 | 1.0642 | 1.0547 | 1.0277 | 1.0297 | 419.5804 | 0 | 5285.855 | 0 | 0 | 0 | 1 | 0 | 0 | 1.0494
817 | Refrigeration | Sealing | Door Gasket (Freezer) | Grocery | Existing | CgrEgsld817 | 1 | 0.79333 | 6666.6667 | 0 | GSLD | 4 | 1.0063 | 0.98564 | 1.0265 | 1.0441 | 1.0994 | 1.0901 | 1.0679 | 1.0965 | 1.0642 | 1.0547 | 1.0277 | 1.0297 | 400 | 0 | 5039.1818 | 0 | 0 | 0 | 1 | 0 | 0 | 1.0494
817 | Refrigeration | Sealing | Door Gasket (Freezer) | Grocery | New | CgrNgsld817 | 1 | 0.79333 | 6666.6667 | 0 | GSLD | 4 | 1.0063 | 0.98564 | 1.0265 | 1.0441 | 1.0994 | 1.0901 | 1.0679 | 1.0965 | 1.0642 | 1.0547 | 1.0277 | 1.0297 | 400 | 0 | 5039.1818 | 0 | 0 | 0 | 1 | 0 | 0 | 1.0494
817 | Refrigeration | Sealing | Door Gasket (Freezer) | Healthcare | Existing | CheEgsld817 | 1 | 0.79333 | 6666.6667 | 0 | GSLD | 4 | 1.0063 | 0.98564 | 1.0265 | 1.0441 | 1.0994 | 1.0901 | 1.0679 | 1.0965 | 1.0642 | 1.0547 | 1.0277 | 1.0297 | 400 | 0 | 5039.1818 | 0 | 0 | 0 | 1 | 0 | 0 | 1.0494
817 | Refrigeration | Sealing | Door Gasket (Freezer) | Healthcare | New | CheNgsld817 | 1 | 0.79333 | 6666.6667 | 0 | GSLD | 4 | 1.0063 | 0.98564 | 1.0265 | 1.0441 | 1.0994 | 1.0901 | 1.0679 | 1.0965 | 1.0642 | 1.0547 | 1.0277 | 1.0297 | 400 | 0 | 5039.1818 | 0 | 0 | 0 | 1 | 0 | 0 | 1.0494
817 | Refrigeration | Sealing | Door Gasket (Freezer) | Hospitals | Existing | ChoEgsld817 | 1 | 0.79333 | 6666.6667 | 0 | GSLD | 4 | 1.0063 | 0.98564 | 1.0265 | 1.0441 | 1.0994 | 1.0901 | 1.0679 | 1.0965 | 1.0642 | 1.0547 | 1.0277 | 1.0297 | 400 | 0 | 5039.1818 | 0 | 0 | 0 | 1 | 0 | 0 | 1.0494
817 | Refrigeration | Sealing | Door Gasket (Freezer) | Hospitals | New | ChoNgsld817 | 1 | 0.79333 | 6666.6667 | 0 | GSLD | 4 | 1.0063 | 0.98564 | 1.0265 | 1.0441 | 1.0994 | 1.0901 | 1.0679 | 1.0965 | 1.0642 | 1.0547 | 1.0277 | 1.0297 | 400 | 0 | 5039.1818 | 0 | 0 | 0 | 1 | 0 | 0 | 1.0494
817 | Refrigeration | Sealing | Door Gasket (Freezer) | Institutional | Existing | CinEgsld817 | 1 | 0.81119 | 6993.007 | 0 | GSLD | 4 | 1.0063 | 0.98564 | 1.0265 | 1.0441 | 1.0994 | 1.0901 | 1.0679 | 1.0965 | 1.0642 | 1.0547 | 1.0277 | 1.0297 | 419.5804 | 0 | 5285.855 | 0 | 0 | 0 | 1 | 0 | 0 | 1.0494
817 | Refrigeration | Sealing | Door Gasket (Freezer) | Institutional | New | CinNgsld817 | 1 | 0.81119 | 6993.007 | 0 | GSLD | 4 | 1.0063 | 0.98564 | 1.0265 | 1.0441 | 1.0994 | 1.0901 | 1.0679 | 1.0965 | 1.0642 | 1.0547 | 1.0277 | 1.0297 | 419.5804 | 0 | 5285.855 | 0 | 0 | 0 | 1 | 0 | 0 | 1.0494
817 | Refrigeration | Sealing | Door Gasket (Freezer) | Lodging/Hospitality | Existing | CloEgsld817 | 1 | 0.79333 | 6666.6667 | 0 | GSLD | 4 | 1.0063 | 0.98564 | 1.0265 | 1.0441 | 1.0994 | 1.0901 | 1.0679 | 1.0965 | 1.0642 | 1.0547 | 1.0277 | 1.0297 | 400 | 0 | 5039.1818 | 0 | 0 | 0 | 1 | 0 | 0 | 1.0494
817 | Refrigeration | Sealing | Door Gasket (Freezer) | Lodging/Hospitality | New | CloNgsld817 | 1 | 0.79333 | 6666.6667 | 0 | GSLD | 4 | 1.0063 | 0.98564 | 1.0265 | 1.0441 | 1.0994 | 1.0901 | 1.0679 | 1.0965 | 1.0642 | 1.0547 | 1.0277 | 1.0297 | 400 | 0 | 5039.1818 | 0 | 0 | 0 | 1 | 0 | 0 | 1.0494
817 | Refrigeration | Sealing | Door Gasket (Freezer) | Miscellaneous | Existing | CmiEgsld817 | 1 | 0.81119 | 6993.007 | 0 | GSLD | 4 | 1.0063 | 0.98564 | 1.0265 | 1.0441 | 1.0994 | 1.0901 | 1.0679 | 1.0965 | 1.0642 | 1.0547 | 1.0277 | 1.0297 | 419.5804 | 0 | 5285.855 | 0 | 0 | 0 | 1 | 0 | 0 | 1.0494
817 | Refrigeration | Sealing | Door Gasket (Freezer) | Miscellaneous | New | CmiNgsld817 | 1 | 0.81119 | 6993.007 | 0 | GSLD | 4 | 1.0063 | 0.98564 | 1.0265 | 1.0441 | 1.0994 | 1.0901 | 1.0679 | 1.0965 | 1.0642 | 1.0547 | 1.0277 | 1.0297 | 419.5804 | 0 | 5285.855 | 0 | 0 | 0 | 1 | 0 | 0 | 1.0494
817 | Refrigeration | Sealing | Door Gasket (Freezer) | Offices | Existing | CofEgsld817 | 1 | 0.81119 | 6993.007 | 0 | GSLD | 4 | 1.0063 | 0.98564 | 1.0265 | 1.0441 | 1.0994 | 1.0901 | 1.0679 | 1.0965 | 1.0642 | 1.0547 | 1.0277 | 1.0297 | 419.5804 | 0 | 5285.855 | 0 | 0 | 0 | 1 | 0 | 0 | 1.0494
817 | Refrigeration | Sealing | Door Gasket (Freezer) | Offices | New | CofNgsld817 | 1 | 0.81119 | 6993.007 | 0 | GSLD | 4 | 1.0063 | 0.98564 | 1.0265 | 1.0441 | 1.0994 | 1.0901 | 1.0679 | 1.0965 | 1.0642 | 1.0547 | 1.0277 | 1.0297 | 419.5804 | 0 | 5285.855 | 0 | 0 | 0 | 1 | 0 | 0 | 1.0494
817 | Refrigeration | Sealing | Door Gasket (Freezer) | Restaurants | Existing | CreEgsld817 | 1 | 0.80142 | 7092.1986 | 0 | GSLD | 4 | 1.0063 | 0.98564 | 1.0265 | 1.0441 | 1.0994 | 1.0901 | 1.0679 | 1.0965 | 1.0642 | 1.0547 | 1.0277 | 1.0297 | 425.5319 | 0 | 5360.8317 | 0 | 0 | 0 | 1 | 0 | 0 | 1.0494
817 | Refrigeration | Sealing | Door Gasket (Freezer) | Restaurants | New | CreNgsld817 | 1 | 0.80142 | 7092.1986 | 0 | GSLD | 4 | 1.0063 | 0.98564 | 1.0265 | 1.0441 | 1.0994 | 1.0901 | 1.0679 | 1.0965 | 1.0642 | 1.0547 | 1.0277 | 1.0297 | 425.5319 | 0 | 5360.8317 | 0 | 0 | 0 | 1 | 0 | 0 | 1.0494
817 | Refrigeration | Sealing | Door Gasket (Freezer) | Retail | Existing | CrtEgsld817 | 1 | 0.79333 | 6666.6667 | 0 | GSLD | 4 | 1.0063 | 0.98564 | 1.0265 | 1.0441 | 1.0994 | 1.0901 | 1.0679 | 1.0965 | 1.0642 | 1.0547 | 1.0277 | 1.0297 | 400 | 0 | 5039.1818 | 0 | 0 | 0 | 1 | 0 | 0 | 1.0494
817 | Refrigeration | Sealing | Door Gasket (Freezer) | Retail | New | CrtNgsld817 | 1 | 0.79333 | 6666.6667 | 0 | GSLD | 4 | 1.0063 | 0.98564 | 1.0265 | 1.0441 | 1.0994 | 1.0901 | 1.0679 | 1.0965 | 1.0642 | 1.0547 | 1.0277 | 1.0297 | 400 | 0 | 5039.1818 | 0 | 0 | 0 | 1 | 0 | 0 | 1.0494
817 | Refrigeration | Sealing | Door Gasket (Freezer) | Schools K-12 | Existing | CscEgsld817 | 1 | 0.81119 | 6993.007 | 0 | GSLD | 4 | 1.0063 | 0.98564 | 1.0265 | 1.0441 | 1.0994 | 1.0901 | 1.0679 | 1.0965 | 1.0642 | 1.0547 | 1.0277 | 1.0297 | 419.5804 | 0 | 5285.855 | 0 | 0 | 0 | 1 | 0 | 0 | 1.0494
817 | Refrigeration | Sealing | Door Gasket (Freezer) | Schools K-12 | New | CscNgsld817 | 1 | 0.81119 | 6993.007 | 0 | GSLD | 4 | 1.0063 | 0.98564 | 1.0265 | 1.0441 | 1.0994 | 1.0901 | 1.0679 | 1.0965 | 1.0642 | 1.0547 | 1.0277 | 1.0297 | 419.5804 | 0 | 5285.855 | 0 | 0 | 0 | 1 | 0 | 0 | 1.0494
817 | Refrigeration | Sealing | Door Gasket (Freezer) | Warehouse | Existing | CwaEgsld817 | 1 | 0.81119 | 6993.007 | 0 | GSLD | 4 | 1.0063 | 0.98564 | 1.0265 | 1.0441 | 1.0994 | 1.0901 | 1.0679 | 1.0965 | 1.0642 | 1.0547 | 1.0277 | 1.0297 | 419.5804 | 0 | 5285.855 | 0 | 0 | 0 | 1 | 0 | 0 | 1.0494
817 | Refrigeration | Sealing | Door Gasket (Freezer) | Warehouse | New | CwaNgsld817 | 1 | 0.81119 | 6993.007 | 0 | GSLD | 4 | 1.0063 | 0.98564 | 1.0265 | 1.0441 | 1.0994 | 1.0901 | 1.0679 | 1.0965 | 1.0642 | 1.0547 | 1.0277 | 1.0297 | 419.5804 | 0 | 5285.855 | 0 | 0 | 0 | 1 | 0 | 0 | 1.0494
818 | Refrigeration | Sealing | Night Covers for Display Cases | Assembly | Existing | CasEgsld818 | 1 | 0.79333 | 6666.6667 | 0 | GSLD | 5 | 1.0063 | 0.98564 | 1.0265 | 1.0441 | 1.0994 | 1.0901 | 1.0679 | 1.0965 | 1.0642 | 1.0547 | 1.0277 | 1.0297 | 400 | 0 | 44270.8333 | 0 | 0 | 0 | 1 | 0 | 0 | 1.0494
818 | Refrigeration | Sealing | Night Covers for Display Cases | Assembly | New | CasNgsld818 | 1 | 0.79333 | 6666.6667 | 0 | GSLD | 5 | 1.0063 | 0.98564 | 1.0265 | 1.0441 | 1.0994 | 1.0901 | 1.0679 | 1.0965 | 1.0642 | 1.0547 | 1.0277 | 1.0297 | 400 | 0 | 44270.8333 | 0 | 0 | 0 | 1 | 0 | 0 | 1.0494
818 | Refrigeration | Sealing | Night Covers for Display Cases | College and University | Existing | CcoEgsld818 | 1 | 0.79333 | 6666.6667 | 0 | GSLD | 5 | 1.0063 | 0.98564 | 1.0265 | 1.0441 | 1.0994 | 1.0901 | 1.0679 | 1.0965 | 1.0642 | 1.0547 | 1.0277 | 1.0297 | 400 | 0 | 44270.8333 | 0 | 0 | 0 | 1 | 0 | 0 | 1.0494
818 | Refrigeration | Sealing | Night Covers for Display Cases | College and University | New | CcoNgsld818 | 1 | 0.79333 | 6666.6667 | 0 | GSLD | 5 | 1.0063 | 0.98564 | 1.0265 | 1.0441 | 1.0994 | 1.0901 | 1.0679 | 1.0965 | 1.0642 | 1.0547 | 1.0277 | 1.0297 | 400 | 0 | 44270.8333 | 0 | 0 | 0 | 1 | 0 | 0 | 1.0494
818 | Refrigeration | Sealing | Night Covers for Display Cases | Data Center | Existing | CdaEgsld818 | 1 | 0.81119 | 6993.007 | 0 | GSLD | 5 | 1.0063 | 0.98564 | 1.0265 | 1.0441 | 1.0994 | 1.0901 | 1.0679 | 1.0965 | 1.0642 | 1.0547 | 1.0277 | 1.0297 | 419.5804 | 0 | 46437.9371 | 0 | 0 | 0 | 1 | 0 | 0 | 1.0494
818 | Refrigeration | Sealing | Night Covers for Display Cases | Data Center | New | CdaNgsld818 | 1 | 0.81119 | 6993.007 | 0 | GSLD | 5 | 1.0063 | 0.98564 | 1.0265 | 1.0441 | 1.0994 | 1.0901 | 1.0679 | 1.0965 | 1.0642 | 1.0547 | 1.0277 | 1.0297 | 419.5804 | 0 | 46437.9371 | 0 | 0 | 0 | 1 | 0 | 0 | 1.0494
818 | Refrigeration | Sealing | Night Covers for Display Cases | Grocery | Existing | CgrEgsld818 | 1 | 0.79333 | 6666.6667 | 0 | GSLD | 5 | 1.0063 | 0.98564 | 1.0265 | 1.0441 | 1.0994 | 1.0901 | 1.0679 | 1.0965 | 1.0642 | 1.0547 | 1.0277 | 1.0297 | 400 | 0 | 44270.8333 | 0 | 0 | 0 | 1 | 0 | 0 | 1.0494
818 | Refrigeration | Sealing | Night Covers for Display Cases | Grocery | New | CgrNgsld818 | 1 | 0.79333 | 6666.6667 | 0 | GSLD | 5 | 1.0063 | 0.98564 | 1.0265 | 1.0441 | 1.0994 | 1.0901 | 1.0679 | 1.0965 | 1.0642 | 1.0547 | 1.0277 | 1.0297 | 400 | 0 | 44270.8333 | 0 | 0 | 0 | 1 | 0 | 0 | 1.0494
818 | Refrigeration | Sealing | Night Covers for Display Cases | Healthcare | Existing | CheEgsld818 | 1 | 0.79333 | 6666.6667 | 0 | GSLD | 5 | 1.0063 | 0.98564 | 1.0265 | 1.0441 | 1.0994 | 1.0901 | 1.0679 | 1.0965 | 1.0642 | 1.0547 | 1.0277 | 1.0297 | 400 | 0 | 44270.8333 | 0 | 0 | 0 | 1 | 0 | 0 | 1.0494
818 | Refrigeration | Sealing | Night Covers for Display Cases | Healthcare | New | CheNgsld818 | 1 | 0.79333 | 6666.6667 | 0 | GSLD | 5 | 1.0063 | 0.98564 | 1.0265 | 1.0441 | 1.0994 | 1.0901 | 1.0679 | 1.0965 | 1.0642 | 1.0547 | 1.0277 | 1.0297 | 400 | 0 | 44270.8333 | 0 | 0 | 0 | 1 | 0 | 0 | 1.0494
818 | Refrigeration | Sealing | Night Covers for Display Cases | Hospitals | Existing | ChoEgsld818 | 1 | 0.79333 | 6666.6667 | 0 | GSLD | 5 | 1.0063 | 0.98564 | 1.0265 | 1.0441 | 1.0994 | 1.0901 | 1.0679 | 1.0965 | 1.0642 | 1.0547 | 1.0277 | 1.0297 | 400 | 0 | 44270.8333 | 0 | 0 | 0 | 1 | 0 | 0 | 1.0494
818 | Refrigeration | Sealing | Night Covers for Display Cases | Hospitals | New | ChoNgsld818 | 1 | 0.79333 | 6666.6667 | 0 | GSLD | 5 | 1.0063 | 0.98564 | 1.0265 | 1.0441 | 1.0994 | 1.0901 | 1.0679 | 1.0965 | 1.0642 | 1.0547 | 1.0277 | 1.0297 | 400 | 0 | 44270.8333 | 0 | 0 | 0 | 1 | 0 | 0 | 1.0494
818 | Refrigeration | Sealing | Night Covers for Display Cases | Institutional | Existing | CinEgsld818 | 1 | 0.81119 | 6993.007 | 0 | GSLD | 5 | 1.0063 | 0.98564 | 1.0265 | 1.0441 | 1.0994 | 1.0901 | 1.0679 | 1.0965 | 1.0642 | 1.0547 | 1.0277 | 1.0297 | 419.5804 | 0 | 46437.9371 | 0 | 0 | 0 | 1 | 0 | 0 | 1.0494
818 | Refrigeration | Sealing | Night Covers for Display Cases | Institutional | New | CinNgsld818 | 1 | 0.81119 | 6993.007 | 0 | GSLD | 5 | 1.0063 | 0.98564 | 1.0265 | 1.0441 | 1.0994 | 1.0901 | 1.0679 | 1.0965 | 1.0642 | 1.0547 | 1.0277 | 1.0297 | 419.5804 | 0 | 46437.9371 | 0 | 0 | 0 | 1 | 0 | 0 | 1.0494
818 | Refrigeration | Sealing | Night Covers for Display Cases | Lodging/Hospitality | Existing | CloEgsld818 | 1 | 0.79333 | 6666.6667 | 0 | GSLD | 5 | 1.0063 | 0.98564 | 1.0265 | 1.0441 | 1.0994 | 1.0901 | 1.0679 | 1.0965 | 1.0642 | 1.0547 | 1.0277 | 1.0297 | 400 | 0 | 44270.8333 | 0 | 0 | 0 | 1 | 0 | 0 | 1.0494
818 | Refrigeration | Sealing | Night Covers for Display Cases | Lodging/Hospitality | New | CloNgsld818 | 1 | 0.79333 | 6666.6667 | 0 | GSLD | 5 | 1.0063 | 0.98564 | 1.0265 | 1.0441 | 1.0994 | 1.0901 | 1.0679 | 1.0965 | 1.0642 | 1.0547 | 1.0277 | 1.0297 | 400 | 0 | 44270.8333 | 0 | 0 | 0 | 1 | 0 | 0 | 1.0494
818 | Refrigeration | Sealing | Night Covers for Display Cases | Miscellaneous | Existing | CmiEgsld818 | 1 | 0.81119 | 6993.007 | 0 | GSLD | 5 | 1.0063 | 0.98564 | 1.0265 | 1.0441 | 1.0994 | 1.0901 | 1.0679 | 1.0965 | 1.0642 | 1.0547 | 1.0277 | 1.0297 | 419.5804 | 0 | 46437.9371 | 0 | 0 | 0 | 1 | 0 | 0 | 1.0494
818 | Refrigeration | Sealing | Night Covers for Display Cases | Miscellaneous | New | CmiNgsld818 | 1 | 0.81119 | 6993.007 | 0 | GSLD | 5 | 1.0063 | 0.98564 | 1.0265 | 1.0441 | 1.0994 | 1.0901 | 1.0679 | 1.0965 | 1.0642 | 1.0547 | 1.0277 | 1.0297 | 419.5804 | 0 | 46437.9371 | 0 | 0 | 0 | 1 | 0 | 0 | 1.0494
818 | Refrigeration | Sealing | Night Covers for Display Cases | Offices | Existing | CofEgsld818 | 1 | 0.81119 | 6993.007 | 0 | GSLD | 5 | 1.0063 | 0.98564 | 1.0265 | 1.0441 | 1.0994 | 1.0901 | 1.0679 | 1.0965 | 1.0642 | 1.0547 | 1.0277 | 1.0297 | 419.5804 | 0 | 46437.9371 | 0 | 0 | 0 | 1 | 0 | 0 | 1.0494
818 | Refrigeration | Sealing | Night Covers for Display Cases | Offices | New | CofNgsld818 | 1 | 0.81119 | 6993.007 | 0 | GSLD | 5 | 1.0063 | 0.98564 | 1.0265 | 1.0441 | 1.0994 | 1.0901 | 1.0679 | 1.0965 | 1.0642 | 1.0547 | 1.0277 | 1.0297 | 419.5804 | 0 | 46437.9371 | 0 | 0 | 0 | 1 | 0 | 0 | 1.0494
818 | Refrigeration | Sealing | Night Covers for Display Cases | Restaurants | Existing | CreEgsld818 | 1 | 0.80142 | 7092.1986 | 0 | GSLD | 5 | 1.0063 | 0.98564 | 1.0265 | 1.0441 | 1.0994 | 1.0901 | 1.0679 | 1.0965 | 1.0642 | 1.0547 | 1.0277 | 1.0297 | 425.5319 | 0 | 47096.6312 | 0 | 0 | 0 | 1 | 0 | 0 | 1.0494
818 | Refrigeration | Sealing | Night Covers for Display Cases | Restaurants | New | CreNgsld818 | 1 | 0.80142 | 7092.1986 | 0 | GSLD | 5 | 1.0063 | 0.98564 | 1.0265 | 1.0441 | 1.0994 | 1.0901 | 1.0679 | 1.0965 | 1.0642 | 1.0547 | 1.0277 | 1.0297 | 425.5319 | 0 | 47096.6312 | 0 | 0 | 0 | 1 | 0 | 0 | 1.0494
818 | Refrigeration | Sealing | Night Covers for Display Cases | Retail | Existing | CrtEgsld818 | 1 | 0.79333 | 6666.6667 | 0 | GSLD | 5 | 1.0063 | 0.98564 | 1.0265 | 1.0441 | 1.0994 | 1.0901 | 1.0679 | 1.0965 | 1.0642 | 1.0547 | 1.0277 | 1.0297 | 400 | 0 | 44270.8333 | 0 | 0 | 0 | 1 | 0 | 0 | 1.0494
818 | Refrigeration | Sealing | Night Covers for Display Cases | Retail | New | CrtNgsld818 | 1 | 0.79333 | 6666.6667 | 0 | GSLD | 5 | 1.0063 | 0.98564 | 1.0265 | 1.0441 | 1.0994 | 1.0901 | 1.0679 | 1.0965 | 1.0642 | 1.0547 | 1.0277 | 1.0297 | 400 | 0 | 44270.8333 | 0 | 0 | 0 | 1 | 0 | 0 | 1.0494
818 | Refrigeration | Sealing | Night Covers for Display Cases | Schools K-12 | Existing | CscEgsld818 | 1 | 0.81119 | 6993.007 | 0 | GSLD | 5 | 1.0063 | 0.98564 | 1.0265 | 1.0441 | 1.0994 | 1.0901 | 1.0679 | 1.0965 | 1.0642 | 1.0547 | 1.0277 | 1.0297 | 419.5804 | 0 | 46437.9371 | 0 | 0 | 0 | 1 | 0 | 0 | 1.0494
818 | Refrigeration | Sealing | Night Covers for Display Cases | Schools K-12 | New | CscNgsld818 | 1 | 0.81119 | 6993.007 | 0 | GSLD | 5 | 1.0063 | 0.98564 | 1.0265 | 1.0441 | 1.0994 | 1.0901 | 1.0679 | 1.0965 | 1.0642 | 1.0547 | 1.0277 | 1.0297 | 419.5804 | 0 | 46437.9371 | 0 | 0 | 0 | 1 | 0 | 0 | 1.0494
818 | Refrigeration | Sealing | Night Covers for Display Cases | Warehouse | Existing | CwaEgsld818 | 1 | 0.81119 | 6993.007 | 0 | GSLD | 5 | 1.0063 | 0.98564 | 1.0265 | 1.0441 | 1.0994 | 1.0901 | 1.0679 | 1.0965 | 1.0642 | 1.0547 | 1.0277 | 1.0297 | 419.5804 | 0 | 46437.9371 | 0 | 0 | 0 | 1 | 0 | 0 | 1.0494
818 | Refrigeration | Sealing | Night Covers for Display Cases | Warehouse | New | CwaNgsld818 | 1 | 0.81119 | 6993.007 | 0 | GSLD | 5 | 1.0063 | 0.98564 | 1.0265 | 1.0441 | 1.0994 | 1.0901 | 1.0679 | 1.0965 | 1.0642 | 1.0547 | 1.0277 | 1.0297 | 419.5804 | 0 | 46437.9371 | 0 | 0 | 0 | 1 | 0 | 0 | 1.0494
819 | Refrigeration | Sealing | Strip Curtains - Freezers | Assembly | Existing | CasEgsld819 | 1 | 0.79333 | 6666.6667 | 0 | GSLD | 4 | 1 | 1 | 1 | 1 | 1 | 1 | 1 | 1 | 1 | 1 | 1 | 1 | 400 | 0 | 2595.0617 | 0 | 0 | 0 | 1 | 0 | 0 | 1
819 | Refrigeration | Sealing | Strip Curtains - Freezers | Assembly | New | CasNgsld819 | 1 | 0.79333 | 6666.6667 | 0 | GSLD | 4 | 1 | 1 | 1 | 1 | 1 | 1 | 1 | 1 | 1 | 1 | 1 | 1 | 400 | 0 | 2595.0617 | 0 | 0 | 0 | 1 | 0 | 0 | 1
819 | Refrigeration | Sealing | Strip Curtains - Freezers | College and University | Existing | CcoEgsld819 | 1 | 0.79333 | 6666.6667 | 0 | GSLD | 4 | 1 | 1 | 1 | 1 | 1 | 1 | 1 | 1 | 1 | 1 | 1 | 1 | 400 | 0 | 2595.0617 | 0 | 0 | 0 | 1 | 0 | 0 | 1
819 | Refrigeration | Sealing | Strip Curtains - Freezers | College and University | New | CcoNgsld819 | 1 | 0.79333 | 6666.6667 | 0 | GSLD | 4 | 1 | 1 | 1 | 1 | 1 | 1 | 1 | 1 | 1 | 1 | 1 | 1 | 400 | 0 | 2595.0617 | 0 | 0 | 0 | 1 | 0 | 0 | 1
819 | Refrigeration | Sealing | Strip Curtains - Freezers | Data Center | Existing | CdaEgsld819 | 1 | 0.81119 | 6993.007 | 0 | GSLD | 4 | 1 | 1 | 1 | 1 | 1 | 1 | 1 | 1 | 1 | 1 | 1 | 1 | 419.5804 | 0 | 2722.0927 | 0 | 0 | 0 | 1 | 0 | 0 | 1
819 | Refrigeration | Sealing | Strip Curtains - Freezers | Data Center | New | CdaNgsld819 | 1 | 0.81119 | 6993.007 | 0 | GSLD | 4 | 1 | 1 | 1 | 1 | 1 | 1 | 1 | 1 | 1 | 1 | 1 | 1 | 419.5804 | 0 | 2722.0927 | 0 | 0 | 0 | 1 | 0 | 0 | 1
819 | Refrigeration | Sealing | Strip Curtains - Freezers | Grocery | Existing | CgrEgsld819 | 1 | 0.79333 | 6666.6667 | 0 | GSLD | 4 | 1 | 1 | 1 | 1 | 1 | 1 | 1 | 1 | 1 | 1 | 1 | 1 | 400 | 0 | 2595.0617 | 0 | 0 | 0 | 1 | 0 | 0 | 1
819 | Refrigeration | Sealing | Strip Curtains - Freezers | Grocery | New | CgrNgsld819 | 1 | 0.79333 | 6666.6667 | 0 | GSLD | 4 | 1 | 1 | 1 | 1 | 1 | 1 | 1 | 1 | 1 | 1 | 1 | 1 | 400 | 0 | 2595.0617 | 0 | 0 | 0 | 1 | 0 | 0 | 1
819 | Refrigeration | Sealing | Strip Curtains - Freezers | Healthcare | Existing | CheEgsld819 | 1 | 0.79333 | 6666.6667 | 0 | GSLD | 4 | 1 | 1 | 1 | 1 | 1 | 1 | 1 | 1 | 1 | 1 | 1 | 1 | 400 | 0 | 2595.0617 | 0 | 0 | 0 | 1 | 0 | 0 | 1
819 | Refrigeration | Sealing | Strip Curtains - Freezers | Healthcare | New | CheNgsld819 | 1 | 0.79333 | 6666.6667 | 0 | GSLD | 4 | 1 | 1 | 1 | 1 | 1 | 1 | 1 | 1 | 1 | 1 | 1 | 1 | 400 | 0 | 2595.0617 | 0 | 0 | 0 | 1 | 0 | 0 | 1
819 | Refrigeration | Sealing | Strip Curtains - Freezers | Hospitals | Existing | ChoEgsld819 | 1 | 0.79333 | 6666.6667 | 0 | GSLD | 4 | 1 | 1 | 1 | 1 | 1 | 1 | 1 | 1 | 1 | 1 | 1 | 1 | 400 | 0 | 2595.0617 | 0 | 0 | 0 | 1 | 0 | 0 | 1
819 | Refrigeration | Sealing | Strip Curtains - Freezers | Hospitals | New | ChoNgsld819 | 1 | 0.79333 | 6666.6667 | 0 | GSLD | 4 | 1 | 1 | 1 | 1 | 1 | 1 | 1 | 1 | 1 | 1 | 1 | 1 | 400 | 0 | 2595.0617 | 0 | 0 | 0 | 1 | 0 | 0 | 1
819 | Refrigeration | Sealing | Strip Curtains - Freezers | Institutional | Existing | CinEgsld819 | 1 | 0.81119 | 6993.007 | 0 | GSLD | 4 | 1 | 1 | 1 | 1 | 1 | 1 | 1 | 1 | 1 | 1 | 1 | 1 | 419.5804 | 0 | 2722.0927 | 0 | 0 | 0 | 1 | 0 | 0 | 1
819 | Refrigeration | Sealing | Strip Curtains - Freezers | Institutional | New | CinNgsld819 | 1 | 0.81119 | 6993.007 | 0 | GSLD | 4 | 1 | 1 | 1 | 1 | 1 | 1 | 1 | 1 | 1 | 1 | 1 | 1 | 419.5804 | 0 | 2722.0927 | 0 | 0 | 0 | 1 | 0 | 0 | 1
819 | Refrigeration | Sealing | Strip Curtains - Freezers | Lodging/Hospitality | Existing | CloEgsld819 | 1 | 0.79333 | 6666.6667 | 0 | GSLD | 4 | 1 | 1 | 1 | 1 | 1 | 1 | 1 | 1 | 1 | 1 | 1 | 1 | 400 | 0 | 2595.0617 | 0 | 0 | 0 | 1 | 0 | 0 | 1
819 | Refrigeration | Sealing | Strip Curtains - Freezers | Lodging/Hospitality | New | CloNgsld819 | 1 | 0.79333 | 6666.6667 | 0 | GSLD | 4 | 1 | 1 | 1 | 1 | 1 | 1 | 1 | 1 | 1 | 1 | 1 | 1 | 400 | 0 | 2595.0617 | 0 | 0 | 0 | 1 | 0 | 0 | 1
819 | Refrigeration | Sealing | Strip Curtains - Freezers | Miscellaneous | Existing | CmiEgsld819 | 1 | 0.81119 | 6993.007 | 0 | GSLD | 4 | 1 | 1 | 1 | 1 | 1 | 1 | 1 | 1 | 1 | 1 | 1 | 1 | 419.5804 | 0 | 2722.0927 | 0 | 0 | 0 | 1 | 0 | 0 | 1
819 | Refrigeration | Sealing | Strip Curtains - Freezers | Miscellaneous | New | CmiNgsld819 | 1 | 0.81119 | 6993.007 | 0 | GSLD | 4 | 1 | 1 | 1 | 1 | 1 | 1 | 1 | 1 | 1 | 1 | 1 | 1 | 419.5804 | 0 | 2722.0927 | 0 | 0 | 0 | 1 | 0 | 0 | 1
819 | Refrigeration | Sealing | Strip Curtains - Freezers | Offices | Existing | CofEgsld819 | 1 | 0.81119 | 6993.007 | 0 | GSLD | 4 | 1 | 1 | 1 | 1 | 1 | 1 | 1 | 1 | 1 | 1 | 1 | 1 | 419.5804 | 0 | 2722.0927 | 0 | 0 | 0 | 1 | 0 | 0 | 1
819 | Refrigeration | Sealing | Strip Curtains - Freezers | Offices | New | CofNgsld819 | 1 | 0.81119 | 6993.007 | 0 | GSLD | 4 | 1 | 1 | 1 | 1 | 1 | 1 | 1 | 1 | 1 | 1 | 1 | 1 | 419.5804 | 0 | 2722.0927 | 0 | 0 | 0 | 1 | 0 | 0 | 1
819 | Refrigeration | Sealing | Strip Curtains - Freezers | Restaurants | Existing | CreEgsld819 | 1 | 0.80142 | 7092.1986 | 0 | GSLD | 4 | 1 | 1 | 1 | 1 | 1 | 1 | 1 | 1 | 1 | 1 | 1 | 1 | 425.5319 | 0 | 2760.704 | 0 | 0 | 0 | 1 | 0 | 0 | 1
819 | Refrigeration | Sealing | Strip Curtains - Freezers | Restaurants | New | CreNgsld819 | 1 | 0.80142 | 7092.1986 | 0 | GSLD | 4 | 1 | 1 | 1 | 1 | 1 | 1 | 1 | 1 | 1 | 1 | 1 | 1 | 425.5319 | 0 | 2760.704 | 0 | 0 | 0 | 1 | 0 | 0 | 1
819 | Refrigeration | Sealing | Strip Curtains - Freezers | Retail | Existing | CrtEgsld819 | 1 | 0.79333 | 6666.6667 | 0 | GSLD | 4 | 1 | 1 | 1 | 1 | 1 | 1 | 1 | 1 | 1 | 1 | 1 | 1 | 400 | 0 | 2595.0617 | 0 | 0 | 0 | 1 | 0 | 0 | 1
819 | Refrigeration | Sealing | Strip Curtains - Freezers | Retail | New | CrtNgsld819 | 1 | 0.79333 | 6666.6667 | 0 | GSLD | 4 | 1 | 1 | 1 | 1 | 1 | 1 | 1 | 1 | 1 | 1 | 1 | 1 | 400 | 0 | 2595.0617 | 0 | 0 | 0 | 1 | 0 | 0 | 1
819 | Refrigeration | Sealing | Strip Curtains - Freezers | Schools K-12 | Existing | CscEgsld819 | 1 | 0.81119 | 6993.007 | 0 | GSLD | 4 | 1 | 1 | 1 | 1 | 1 | 1 | 1 | 1 | 1 | 1 | 1 | 1 | 419.5804 | 0 | 2722.0927 | 0 | 0 | 0 | 1 | 0 | 0 | 1
819 | Refrigeration | Sealing | Strip Curtains - Freezers | Schools K-12 | New | CscNgsld819 | 1 | 0.81119 | 6993.007 | 0 | GSLD | 4 | 1 | 1 | 1 | 1 | 1 | 1 | 1 | 1 | 1 | 1 | 1 | 1 | 419.5804 | 0 | 2722.0927 | 0 | 0 | 0 | 1 | 0 | 0 | 1
819 | Refrigeration | Sealing | Strip Curtains - Freezers | Warehouse | Existing | CwaEgsld819 | 1 | 0.81119 | 6993.007 | 0 | GSLD | 4 | 1 | 1 | 1 | 1 | 1 | 1 | 1 | 1 | 1 | 1 | 1 | 1 | 419.5804 | 0 | 2722.0927 | 0 | 0 | 0 | 1 | 0 | 0 | 1
819 | Refrigeration | Sealing | Strip Curtains - Freezers | Warehouse | New | CwaNgsld819 | 1 | 0.81119 | 6993.007 | 0 | GSLD | 4 | 1 | 1 | 1 | 1 | 1 | 1 | 1 | 1 | 1 | 1 | 1 | 1 | 419.5804 | 0 | 2722.0927 | 0 | 0 | 0 | 1 | 0 | 0 | 1
820 | Refrigeration | Sealing | Strip Curtains - Refrigerators | Assembly | Existing | CasEgsld820 | 1 | 0.79333 | 6666.6667 | 0 | GSLD | 4 | 1 | 1 | 1 | 1 | 1 | 1 | 1 | 1 | 1 | 1 | 1 | 1 | 400 | 0 | 3503.3333 | 0 | 0 | 0 | 1 | 0 | 0 | 1
820 | Refrigeration | Sealing | Strip Curtains - Refrigerators | Assembly | New | CasNgsld820 | 1 | 0.79333 | 6666.6667 | 0 | GSLD | 4 | 1 | 1 | 1 | 1 | 1 | 1 | 1 | 1 | 1 | 1 | 1 | 1 | 400 | 0 | 3503.3333 | 0 | 0 | 0 | 1 | 0 | 0 | 1
820 | Refrigeration | Sealing | Strip Curtains - Refrigerators | College and University | Existing | CcoEgsld820 | 1 | 0.79333 | 6666.6667 | 0 | GSLD | 4 | 1 | 1 | 1 | 1 | 1 | 1 | 1 | 1 | 1 | 1 | 1 | 1 | 400 | 0 | 3503.3333 | 0 | 0 | 0 | 1 | 0 | 0 | 1
820 | Refrigeration | Sealing | Strip Curtains - Refrigerators | College and University | New | CcoNgsld820 | 1 | 0.79333 | 6666.6667 | 0 | GSLD | 4 | 1 | 1 | 1 | 1 | 1 | 1 | 1 | 1 | 1 | 1 | 1 | 1 | 400 | 0 | 3503.3333 | 0 | 0 | 0 | 1 | 0 | 0 | 1
820 | Refrigeration | Sealing | Strip Curtains - Refrigerators | Data Center | Existing | CdaEgsld820 | 1 | 0.81119 | 6993.007 | 0 | GSLD | 4 | 1 | 1 | 1 | 1 | 1 | 1 | 1 | 1 | 1 | 1 | 1 | 1 | 419.5804 | 0 | 3674.8252 | 0 | 0 | 0 | 1 | 0 | 0 | 1
820 | Refrigeration | Sealing | Strip Curtains - Refrigerators | Data Center | New | CdaNgsld820 | 1 | 0.81119 | 6993.007 | 0 | GSLD | 4 | 1 | 1 | 1 | 1 | 1 | 1 | 1 | 1 | 1 | 1 | 1 | 1 | 419.5804 | 0 | 3674.8252 | 0 | 0 | 0 | 1 | 0 | 0 | 1
820 | Refrigeration | Sealing | Strip Curtains - Refrigerators | Grocery | Existing | CgrEgsld820 | 1 | 0.79333 | 6666.6667 | 0 | GSLD | 4 | 1 | 1 | 1 | 1 | 1 | 1 | 1 | 1 | 1 | 1 | 1 | 1 | 400 | 0 | 3503.3333 | 0 | 0 | 0 | 1 | 0 | 0 | 1
820 | Refrigeration | Sealing | Strip Curtains - Refrigerators | Grocery | New | CgrNgsld820 | 1 | 0.79333 | 6666.6667 | 0 | GSLD | 4 | 1 | 1 | 1 | 1 | 1 | 1 | 1 | 1 | 1 | 1 | 1 | 1 | 400 | 0 | 3503.3333 | 0 | 0 | 0 | 1 | 0 | 0 | 1
820 | Refrigeration | Sealing | Strip Curtains - Refrigerators | Healthcare | Existing | CheEgsld820 | 1 | 0.79333 | 6666.6667 | 0 | GSLD | 4 | 1 | 1 | 1 | 1 | 1 | 1 | 1 | 1 | 1 | 1 | 1 | 1 | 400 | 0 | 3503.3333 | 0 | 0 | 0 | 1 | 0 | 0 | 1
820 | Refrigeration | Sealing | Strip Curtains - Refrigerators | Healthcare | New | CheNgsld820 | 1 | 0.79333 | 6666.6667 | 0 | GSLD | 4 | 1 | 1 | 1 | 1 | 1 | 1 | 1 | 1 | 1 | 1 | 1 | 1 | 400 | 0 | 3503.3333 | 0 | 0 | 0 | 1 | 0 | 0 | 1
820 | Refrigeration | Sealing | Strip Curtains - Refrigerators | Hospitals | Existing | ChoEgsld820 | 1 | 0.79333 | 6666.6667 | 0 | GSLD | 4 | 1 | 1 | 1 | 1 | 1 | 1 | 1 | 1 | 1 | 1 | 1 | 1 | 400 | 0 | 3503.3333 | 0 | 0 | 0 | 1 | 0 | 0 | 1
820 | Refrigeration | Sealing | Strip Curtains - Refrigerators | Hospitals | New | ChoNgsld820 | 1 | 0.79333 | 6666.6667 | 0 | GSLD | 4 | 1 | 1 | 1 | 1 | 1 | 1 | 1 | 1 | 1 | 1 | 1 | 1 | 400 | 0 | 3503.3333 | 0 | 0 | 0 | 1 | 0 | 0 | 1
820 | Refrigeration | Sealing | Strip Curtains - Refrigerators | Institutional | Existing | CinEgsld820 | 1 | 0.81119 | 6993.007 | 0 | GSLD | 4 | 1 | 1 | 1 | 1 | 1 | 1 | 1 | 1 | 1 | 1 | 1 | 1 | 419.5804 | 0 | 3674.8252 | 0 | 0 | 0 | 1 | 0 | 0 | 1
820 | Refrigeration | Sealing | Strip Curtains - Refrigerators | Institutional | New | CinNgsld820 | 1 | 0.81119 | 6993.007 | 0 | GSLD | 4 | 1 | 1 | 1 | 1 | 1 | 1 | 1 | 1 | 1 | 1 | 1 | 1 | 419.5804 | 0 | 3674.8252 | 0 | 0 | 0 | 1 | 0 | 0 | 1
820 | Refrigeration | Sealing | Strip Curtains - Refrigerators | Lodging/Hospitality | Existing | CloEgsld820 | 1 | 0.79333 | 6666.6667 | 0 | GSLD | 4 | 1 | 1 | 1 | 1 | 1 | 1 | 1 | 1 | 1 | 1 | 1 | 1 | 400 | 0 | 3503.3333 | 0 | 0 | 0 | 1 | 0 | 0 | 1
820 | Refrigeration | Sealing | Strip Curtains - Refrigerators | Lodging/Hospitality | New | CloNgsld820 | 1 | 0.79333 | 6666.6667 | 0 | GSLD | 4 | 1 | 1 | 1 | 1 | 1 | 1 | 1 | 1 | 1 | 1 | 1 | 1 | 400 | 0 | 3503.3333 | 0 | 0 | 0 | 1 | 0 | 0 | 1
820 | Refrigeration | Sealing | Strip Curtains - Refrigerators | Miscellaneous | Existing | CmiEgsld820 | 1 | 0.81119 | 6993.007 | 0 | GSLD | 4 | 1 | 1 | 1 | 1 | 1 | 1 | 1 | 1 | 1 | 1 | 1 | 1 | 419.5804 | 0 | 3674.8252 | 0 | 0 | 0 | 1 | 0 | 0 | 1
820 | Refrigeration | Sealing | Strip Curtains - Refrigerators | Miscellaneous | New | CmiNgsld820 | 1 | 0.81119 | 6993.007 | 0 | GSLD | 4 | 1 | 1 | 1 | 1 | 1 | 1 | 1 | 1 | 1 | 1 | 1 | 1 | 419.5804 | 0 | 3674.8252 | 0 | 0 | 0 | 1 | 0 | 0 | 1
820 | Refrigeration | Sealing | Strip Curtains - Refrigerators | Offices | Existing | CofEgsld820 | 1 | 0.81119 | 6993.007 | 0 | GSLD | 4 | 1 | 1 | 1 | 1 | 1 | 1 | 1 | 1 | 1 | 1 | 1 | 1 | 419.5804 | 0 | 3674.8252 | 0 | 0 | 0 | 1 | 0 | 0 | 1
820 | Refrigeration | Sealing | Strip Curtains - Refrigerators | Offices | New | CofNgsld820 | 1 | 0.81119 | 6993.007 | 0 | GSLD | 4 | 1 | 1 | 1 | 1 | 1 | 1 | 1 | 1 | 1 | 1 | 1 | 1 | 419.5804 | 0 | 3674.8252 | 0 | 0 | 0 | 1 | 0 | 0 | 1
820 | Refrigeration | Sealing | Strip Curtains - Refrigerators | Restaurants | Existing | CreEgsld820 | 1 | 0.80142 | 7092.1986 | 0 | GSLD | 4 | 1 | 1 | 1 | 1 | 1 | 1 | 1 | 1 | 1 | 1 | 1 | 1 | 425.5319 | 0 | 3726.9504 | 0 | 0 | 0 | 1 | 0 | 0 | 1
820 | Refrigeration | Sealing | Strip Curtains - Refrigerators | Restaurants | New | CreNgsld820 | 1 | 0.80142 | 7092.1986 | 0 | GSLD | 4 | 1 | 1 | 1 | 1 | 1 | 1 | 1 | 1 | 1 | 1 | 1 | 1 | 425.5319 | 0 | 3726.9504 | 0 | 0 | 0 | 1 | 0 | 0 | 1
820 | Refrigeration | Sealing | Strip Curtains - Refrigerators | Retail | Existing | CrtEgsld820 | 1 | 0.79333 | 6666.6667 | 0 | GSLD | 4 | 1 | 1 | 1 | 1 | 1 | 1 | 1 | 1 | 1 | 1 | 1 | 1 | 400 | 0 | 3503.3333 | 0 | 0 | 0 | 1 | 0 | 0 | 1
820 | Refrigeration | Sealing | Strip Curtains - Refrigerators | Retail | New | CrtNgsld820 | 1 | 0.79333 | 6666.6667 | 0 | GSLD | 4 | 1 | 1 | 1 | 1 | 1 | 1 | 1 | 1 | 1 | 1 | 1 | 1 | 400 | 0 | 3503.3333 | 0 | 0 | 0 | 1 | 0 | 0 | 1
820 | Refrigeration | Sealing | Strip Curtains - Refrigerators | Schools K-12 | Existing | CscEgsld820 | 1 | 0.81119 | 6993.007 | 0 | GSLD | 4 | 1 | 1 | 1 | 1 | 1 | 1 | 1 | 1 | 1 | 1 | 1 | 1 | 419.5804 | 0 | 3674.8252 | 0 | 0 | 0 | 1 | 0 | 0 | 1
820 | Refrigeration | Sealing | Strip Curtains - Refrigerators | Schools K-12 | New | CscNgsld820 | 1 | 0.81119 | 6993.007 | 0 | GSLD | 4 | 1 | 1 | 1 | 1 | 1 | 1 | 1 | 1 | 1 | 1 | 1 | 1 | 419.5804 | 0 | 3674.8252 | 0 | 0 | 0 | 1 | 0 | 0 | 1
820 | Refrigeration | Sealing | Strip Curtains - Refrigerators | Warehouse | Existing | CwaEgsld820 | 1 | 0.81119 | 6993.007 | 0 | GSLD | 4 | 1 | 1 | 1 | 1 | 1 | 1 | 1 | 1 | 1 | 1 | 1 | 1 | 419.5804 | 0 | 3674.8252 | 0 | 0 | 0 | 1 | 0 | 0 | 1
820 | Refrigeration | Sealing | Strip Curtains - Refrigerators | Warehouse | New | CwaNgsld820 | 1 | 0.81119 | 6993.007 | 0 | GSLD | 4 | 1 | 1 | 1 | 1 | 1 | 1 | 1 | 1 | 1 | 1 | 1 | 1 | 419.5804 | 0 | 3674.8252 | 0 | 0 | 0 | 1 | 0 | 0 | 1
821 | Refrigeration | Unit | Energy Star Commercial Glass Door Freezer | Assembly | Turnover | CasTgsld821 | 1 | 0.79333 | 6666.6667 | 0 | GSLD | 12 | 1 | 1 | 1 | 1 | 1 | 1 | 1 | 1 | 1 | 1 | 1 | 1 | 400 | 0 | 1634.8306 | 0 | 0 | 0 | 1 | 0 | 0 | 1
821 | Refrigeration | Unit | Energy Star Commercial Glass Door Freezer | Assembly | New | CasNgsld821 | 1 | 0.79333 | 6666.6667 | 0 | GSLD | 12 | 1 | 1 | 1 | 1 | 1 | 1 | 1 | 1 | 1 | 1 | 1 | 1 | 400 | 0 | 1634.8306 | 0 | 0 | 0 | 1 | 0 | 0 | 1
821 | Refrigeration | Unit | Energy Star Commercial Glass Door Freezer | College and University | Turnover | CcoTgsld821 | 1 | 0.79333 | 6666.6667 | 0 | GSLD | 12 | 1 | 1 | 1 | 1 | 1 | 1 | 1 | 1 | 1 | 1 | 1 | 1 | 400 | 0 | 1634.8306 | 0 | 0 | 0 | 1 | 0 | 0 | 1
821 | Refrigeration | Unit | Energy Star Commercial Glass Door Freezer | College and University | New | CcoNgsld821 | 1 | 0.79333 | 6666.6667 | 0 | GSLD | 12 | 1 | 1 | 1 | 1 | 1 | 1 | 1 | 1 | 1 | 1 | 1 | 1 | 400 | 0 | 1634.8306 | 0 | 0 | 0 | 1 | 0 | 0 | 1
821 | Refrigeration | Unit | Energy Star Commercial Glass Door Freezer | Data Center | Turnover | CdaTgsld821 | 1 | 0.81119 | 6993.007 | 0 | GSLD | 12 | 1 | 1 | 1 | 1 | 1 | 1 | 1 | 1 | 1 | 1 | 1 | 1 | 419.5804 | 0 | 1714.8573 | 0 | 0 | 0 | 1 | 0 | 0 | 1
821 | Refrigeration | Unit | Energy Star Commercial Glass Door Freezer | Data Center | New | CdaNgsld821 | 1 | 0.81119 | 6993.007 | 0 | GSLD | 12 | 1 | 1 | 1 | 1 | 1 | 1 | 1 | 1 | 1 | 1 | 1 | 1 | 419.5804 | 0 | 1714.8573 | 0 | 0 | 0 | 1 | 0 | 0 | 1
821 | Refrigeration | Unit | Energy Star Commercial Glass Door Freezer | Grocery | Turnover | CgrTgsld821 | 1 | 0.79333 | 6666.6667 | 0 | GSLD | 12 | 1 | 1 | 1 | 1 | 1 | 1 | 1 | 1 | 1 | 1 | 1 | 1 | 400 | 0 | 1634.8306 | 0 | 0 | 0 | 1 | 0 | 0 | 1
821 | Refrigeration | Unit | Energy Star Commercial Glass Door Freezer | Grocery | New | CgrNgsld821 | 1 | 0.79333 | 6666.6667 | 0 | GSLD | 12 | 1 | 1 | 1 | 1 | 1 | 1 | 1 | 1 | 1 | 1 | 1 | 1 | 400 | 0 | 1634.8306 | 0 | 0 | 0 | 1 | 0 | 0 | 1
821 | Refrigeration | Unit | Energy Star Commercial Glass Door Freezer | Healthcare | Turnover | CheTgsld821 | 1 | 0.79333 | 6666.6667 | 0 | GSLD | 12 | 1 | 1 | 1 | 1 | 1 | 1 | 1 | 1 | 1 | 1 | 1 | 1 | 400 | 0 | 1634.8306 | 0 | 0 | 0 | 1 | 0 | 0 | 1
821 | Refrigeration | Unit | Energy Star Commercial Glass Door Freezer | Healthcare | New | CheNgsld821 | 1 | 0.79333 | 6666.6667 | 0 | GSLD | 12 | 1 | 1 | 1 | 1 | 1 | 1 | 1 | 1 | 1 | 1 | 1 | 1 | 400 | 0 | 1634.8306 | 0 | 0 | 0 | 1 | 0 | 0 | 1
821 | Refrigeration | Unit | Energy Star Commercial Glass Door Freezer | Hospitals | Turnover | ChoTgsld821 | 1 | 0.79333 | 6666.6667 | 0 | GSLD | 12 | 1 | 1 | 1 | 1 | 1 | 1 | 1 | 1 | 1 | 1 | 1 | 1 | 400 | 0 | 1634.8306 | 0 | 0 | 0 | 1 | 0 | 0 | 1
821 | Refrigeration | Unit | Energy Star Commercial Glass Door Freezer | Hospitals | New | ChoNgsld821 | 1 | 0.79333 | 6666.6667 | 0 | GSLD | 12 | 1 | 1 | 1 | 1 | 1 | 1 | 1 | 1 | 1 | 1 | 1 | 1 | 400 | 0 | 1634.8306 | 0 | 0 | 0 | 1 | 0 | 0 | 1
821 | Refrigeration | Unit | Energy Star Commercial Glass Door Freezer | Institutional | Turnover | CinTgsld821 | 1 | 0.81119 | 6993.007 | 0 | GSLD | 12 | 1 | 1 | 1 | 1 | 1 | 1 | 1 | 1 | 1 | 1 | 1 | 1 | 419.5804 | 0 | 1714.8573 | 0 | 0 | 0 | 1 | 0 | 0 | 1
821 | Refrigeration | Unit | Energy Star Commercial Glass Door Freezer | Institutional | New | CinNgsld821 | 1 | 0.81119 | 6993.007 | 0 | GSLD | 12 | 1 | 1 | 1 | 1 | 1 | 1 | 1 | 1 | 1 | 1 | 1 | 1 | 419.5804 | 0 | 1714.8573 | 0 | 0 | 0 | 1 | 0 | 0 | 1
821 | Refrigeration | Unit | Energy Star Commercial Glass Door Freezer | Lodging/Hospitality | Turnover | CloTgsld821 | 1 | 0.79333 | 6666.6667 | 0 | GSLD | 12 | 1 | 1 | 1 | 1 | 1 | 1 | 1 | 1 | 1 | 1 | 1 | 1 | 400 | 0 | 1634.8306 | 0 | 0 | 0 | 1 | 0 | 0 | 1
821 | Refrigeration | Unit | Energy Star Commercial Glass Door Freezer | Lodging/Hospitality | New | CloNgsld821 | 1 | 0.79333 | 6666.6667 | 0 | GSLD | 12 | 1 | 1 | 1 | 1 | 1 | 1 | 1 | 1 | 1 | 1 | 1 | 1 | 400 | 0 | 1634.8306 | 0 | 0 | 0 | 1 | 0 | 0 | 1
821 | Refrigeration | Unit | Energy Star Commercial Glass Door Freezer | Miscellaneous | Turnover | CmiTgsld821 | 1 | 0.81119 | 6993.007 | 0 | GSLD | 12 | 1 | 1 | 1 | 1 | 1 | 1 | 1 | 1 | 1 | 1 | 1 | 1 | 419.5804 | 0 | 1714.8573 | 0 | 0 | 0 | 1 | 0 | 0 | 1
821 | Refrigeration | Unit | Energy Star Commercial Glass Door Freezer | Miscellaneous | New | CmiNgsld821 | 1 | 0.81119 | 6993.007 | 0 | GSLD | 12 | 1 | 1 | 1 | 1 | 1 | 1 | 1 | 1 | 1 | 1 | 1 | 1 | 419.5804 | 0 | 1714.8573 | 0 | 0 | 0 | 1 | 0 | 0 | 1
821 | Refrigeration | Unit | Energy Star Commercial Glass Door Freezer | Offices | Turnover | CofTgsld821 | 1 | 0.81119 | 6993.007 | 0 | GSLD | 12 | 1 | 1 | 1 | 1 | 1 | 1 | 1 | 1 | 1 | 1 | 1 | 1 | 419.5804 | 0 | 1714.8573 | 0 | 0 | 0 | 1 | 0 | 0 | 1
821 | Refrigeration | Unit | Energy Star Commercial Glass Door Freezer | Offices | New | CofNgsld821 | 1 | 0.81119 | 6993.007 | 0 | GSLD | 12 | 1 | 1 | 1 | 1 | 1 | 1 | 1 | 1 | 1 | 1 | 1 | 1 | 419.5804 | 0 | 1714.8573 | 0 | 0 | 0 | 1 | 0 | 0 | 1
821 | Refrigeration | Unit | Energy Star Commercial Glass Door Freezer | Restaurants | Turnover | CreTgsld821 | 1 | 0.80142 | 7092.1986 | 0 | GSLD | 12 | 1 | 1 | 1 | 1 | 1 | 1 | 1 | 1 | 1 | 1 | 1 | 1 | 425.5319 | 0 | 1739.1815 | 0 | 0 | 0 | 1 | 0 | 0 | 1
821 | Refrigeration | Unit | Energy Star Commercial Glass Door Freezer | Restaurants | New | CreNgsld821 | 1 | 0.80142 | 7092.1986 | 0 | GSLD | 12 | 1 | 1 | 1 | 1 | 1 | 1 | 1 | 1 | 1 | 1 | 1 | 1 | 425.5319 | 0 | 1739.1815 | 0 | 0 | 0 | 1 | 0 | 0 | 1
821 | Refrigeration | Unit | Energy Star Commercial Glass Door Freezer | Retail | Turnover | CrtTgsld821 | 1 | 0.79333 | 6666.6667 | 0 | GSLD | 12 | 1 | 1 | 1 | 1 | 1 | 1 | 1 | 1 | 1 | 1 | 1 | 1 | 400 | 0 | 1634.8306 | 0 | 0 | 0 | 1 | 0 | 0 | 1
821 | Refrigeration | Unit | Energy Star Commercial Glass Door Freezer | Retail | New | CrtNgsld821 | 1 | 0.79333 | 6666.6667 | 0 | GSLD | 12 | 1 | 1 | 1 | 1 | 1 | 1 | 1 | 1 | 1 | 1 | 1 | 1 | 400 | 0 | 1634.8306 | 0 | 0 | 0 | 1 | 0 | 0 | 1
821 | Refrigeration | Unit | Energy Star Commercial Glass Door Freezer | Schools K-12 | Turnover | CscTgsld821 | 1 | 0.81119 | 6993.007 | 0 | GSLD | 12 | 1 | 1 | 1 | 1 | 1 | 1 | 1 | 1 | 1 | 1 | 1 | 1 | 419.5804 | 0 | 1714.8573 | 0 | 0 | 0 | 1 | 0 | 0 | 1
821 | Refrigeration | Unit | Energy Star Commercial Glass Door Freezer | Schools K-12 | New | CscNgsld821 | 1 | 0.81119 | 6993.007 | 0 | GSLD | 12 | 1 | 1 | 1 | 1 | 1 | 1 | 1 | 1 | 1 | 1 | 1 | 1 | 419.5804 | 0 | 1714.8573 | 0 | 0 | 0 | 1 | 0 | 0 | 1
821 | Refrigeration | Unit | Energy Star Commercial Glass Door Freezer | Warehouse | Turnover | CwaTgsld821 | 1 | 0.81119 | 6993.007 | 0 | GSLD | 12 | 1 | 1 | 1 | 1 | 1 | 1 | 1 | 1 | 1 | 1 | 1 | 1 | 419.5804 | 0 | 1714.8573 | 0 | 0 | 0 | 1 | 0 | 0 | 1
821 | Refrigeration | Unit | Energy Star Commercial Glass Door Freezer | Warehouse | New | CwaNgsld821 | 1 | 0.81119 | 6993.007 | 0 | GSLD | 12 | 1 | 1 | 1 | 1 | 1 | 1 | 1 | 1 | 1 | 1 | 1 | 1 | 419.5804 | 0 | 1714.8573 | 0 | 0 | 0 | 1 | 0 | 0 | 1
822 | Refrigeration | Unit | Energy Star Commercial Glass Door Refrigerator | Assembly | Turnover | CasTgsld822 | 1 | 0.79333 | 6666.6667 | 0 | GSLD | 12 | 1 | 1 | 1 | 1 | 1 | 1 | 1 | 1 | 1 | 1 | 1 | 1 | 400 | 0 | 6786.9102 | 0 | 0 | 0 | 1 | 0 | 0 | 1
822 | Refrigeration | Unit | Energy Star Commercial Glass Door Refrigerator | Assembly | New | CasNgsld822 | 1 | 0.79333 | 6666.6667 | 0 | GSLD | 12 | 1 | 1 | 1 | 1 | 1 | 1 | 1 | 1 | 1 | 1 | 1 | 1 | 400 | 0 | 6786.9102 | 0 | 0 | 0 | 1 | 0 | 0 | 1
822 | Refrigeration | Unit | Energy Star Commercial Glass Door Refrigerator | College and University | Turnover | CcoTgsld822 | 1 | 0.79333 | 6666.6667 | 0 | GSLD | 12 | 1 | 1 | 1 | 1 | 1 | 1 | 1 | 1 | 1 | 1 | 1 | 1 | 400 | 0 | 6786.9102 | 0 | 0 | 0 | 1 | 0 | 0 | 1
822 | Refrigeration | Unit | Energy Star Commercial Glass Door Refrigerator | College and University | New | CcoNgsld822 | 1 | 0.79333 | 6666.6667 | 0 | GSLD | 12 | 1 | 1 | 1 | 1 | 1 | 1 | 1 | 1 | 1 | 1 | 1 | 1 | 400 | 0 | 6786.9102 | 0 | 0 | 0 | 1 | 0 | 0 | 1
822 | Refrigeration | Unit | Energy Star Commercial Glass Door Refrigerator | Data Center | Turnover | CdaTgsld822 | 1 | 0.81119 | 6993.007 | 0 | GSLD | 12 | 1 | 1 | 1 | 1 | 1 | 1 | 1 | 1 | 1 | 1 | 1 | 1 | 419.5804 | 0 | 7119.1366 | 0 | 0 | 0 | 1 | 0 | 0 | 1
822 | Refrigeration | Unit | Energy Star Commercial Glass Door Refrigerator | Data Center | New | CdaNgsld822 | 1 | 0.81119 | 6993.007 | 0 | GSLD | 12 | 1 | 1 | 1 | 1 | 1 | 1 | 1 | 1 | 1 | 1 | 1 | 1 | 419.5804 | 0 | 7119.1366 | 0 | 0 | 0 | 1 | 0 | 0 | 1
822 | Refrigeration | Unit | Energy Star Commercial Glass Door Refrigerator | Grocery | Turnover | CgrTgsld822 | 1 | 0.79333 | 6666.6667 | 0 | GSLD | 12 | 1 | 1 | 1 | 1 | 1 | 1 | 1 | 1 | 1 | 1 | 1 | 1 | 400 | 0 | 6786.9102 | 0 | 0 | 0 | 1 | 0 | 0 | 1
822 | Refrigeration | Unit | Energy Star Commercial Glass Door Refrigerator | Grocery | New | CgrNgsld822 | 1 | 0.79333 | 6666.6667 | 0 | GSLD | 12 | 1 | 1 | 1 | 1 | 1 | 1 | 1 | 1 | 1 | 1 | 1 | 1 | 400 | 0 | 6786.9102 | 0 | 0 | 0 | 1 | 0 | 0 | 1
822 | Refrigeration | Unit | Energy Star Commercial Glass Door Refrigerator | Healthcare | Turnover | CheTgsld822 | 1 | 0.79333 | 6666.6667 | 0 | GSLD | 12 | 1 | 1 | 1 | 1 | 1 | 1 | 1 | 1 | 1 | 1 | 1 | 1 | 400 | 0 | 6786.9102 | 0 | 0 | 0 | 1 | 0 | 0 | 1
822 | Refrigeration | Unit | Energy Star Commercial Glass Door Refrigerator | Healthcare | New | CheNgsld822 | 1 | 0.79333 | 6666.6667 | 0 | GSLD | 12 | 1 | 1 | 1 | 1 | 1 | 1 | 1 | 1 | 1 | 1 | 1 | 1 | 400 | 0 | 6786.9102 | 0 | 0 | 0 | 1 | 0 | 0 | 1
822 | Refrigeration | Unit | Energy Star Commercial Glass Door Refrigerator | Hospitals | Turnover | ChoTgsld822 | 1 | 0.79333 | 6666.6667 | 0 | GSLD | 12 | 1 | 1 | 1 | 1 | 1 | 1 | 1 | 1 | 1 | 1 | 1 | 1 | 400 | 0 | 6786.9102 | 0 | 0 | 0 | 1 | 0 | 0 | 1
822 | Refrigeration | Unit | Energy Star Commercial Glass Door Refrigerator | Hospitals | New | ChoNgsld822 | 1 | 0.79333 | 6666.6667 | 0 | GSLD | 12 | 1 | 1 | 1 | 1 | 1 | 1 | 1 | 1 | 1 | 1 | 1 | 1 | 400 | 0 | 6786.9102 | 0 | 0 | 0 | 1 | 0 | 0 | 1
822 | Refrigeration | Unit | Energy Star Commercial Glass Door Refrigerator | Institutional | Turnover | CinTgsld822 | 1 | 0.81119 | 6993.007 | 0 | GSLD | 12 | 1 | 1 | 1 | 1 | 1 | 1 | 1 | 1 | 1 | 1 | 1 | 1 | 419.5804 | 0 | 7119.1366 | 0 | 0 | 0 | 1 | 0 | 0 | 1
822 | Refrigeration | Unit | Energy Star Commercial Glass Door Refrigerator | Institutional | New | CinNgsld822 | 1 | 0.81119 | 6993.007 | 0 | GSLD | 12 | 1 | 1 | 1 | 1 | 1 | 1 | 1 | 1 | 1 | 1 | 1 | 1 | 419.5804 | 0 | 7119.1366 | 0 | 0 | 0 | 1 | 0 | 0 | 1
822 | Refrigeration | Unit | Energy Star Commercial Glass Door Refrigerator | Lodging/Hospitality | Turnover | CloTgsld822 | 1 | 0.79333 | 6666.6667 | 0 | GSLD | 12 | 1 | 1 | 1 | 1 | 1 | 1 | 1 | 1 | 1 | 1 | 1 | 1 | 400 | 0 | 6786.9102 | 0 | 0 | 0 | 1 | 0 | 0 | 1
822 | Refrigeration | Unit | Energy Star Commercial Glass Door Refrigerator | Lodging/Hospitality | New | CloNgsld822 | 1 | 0.79333 | 6666.6667 | 0 | GSLD | 12 | 1 | 1 | 1 | 1 | 1 | 1 | 1 | 1 | 1 | 1 | 1 | 1 | 400 | 0 | 6786.9102 | 0 | 0 | 0 | 1 | 0 | 0 | 1
822 | Refrigeration | Unit | Energy Star Commercial Glass Door Refrigerator | Miscellaneous | Turnover | CmiTgsld822 | 1 | 0.81119 | 6993.007 | 0 | GSLD | 12 | 1 | 1 | 1 | 1 | 1 | 1 | 1 | 1 | 1 | 1 | 1 | 1 | 419.5804 | 0 | 7119.1366 | 0 | 0 | 0 | 1 | 0 | 0 | 1
822 | Refrigeration | Unit | Energy Star Commercial Glass Door Refrigerator | Miscellaneous | New | CmiNgsld822 | 1 | 0.81119 | 6993.007 | 0 | GSLD | 12 | 1 | 1 | 1 | 1 | 1 | 1 | 1 | 1 | 1 | 1 | 1 | 1 | 419.5804 | 0 | 7119.1366 | 0 | 0 | 0 | 1 | 0 | 0 | 1
822 | Refrigeration | Unit | Energy Star Commercial Glass Door Refrigerator | Offices | Turnover | CofTgsld822 | 1 | 0.81119 | 6993.007 | 0 | GSLD | 12 | 1 | 1 | 1 | 1 | 1 | 1 | 1 | 1 | 1 | 1 | 1 | 1 | 419.5804 | 0 | 7119.1366 | 0 | 0 | 0 | 1 | 0 | 0 | 1
822 | Refrigeration | Unit | Energy Star Commercial Glass Door Refrigerator | Offices | New | CofNgsld822 | 1 | 0.81119 | 6993.007 | 0 | GSLD | 12 | 1 | 1 | 1 | 1 | 1 | 1 | 1 | 1 | 1 | 1 | 1 | 1 | 419.5804 | 0 | 7119.1366 | 0 | 0 | 0 | 1 | 0 | 0 | 1
822 | Refrigeration | Unit | Energy Star Commercial Glass Door Refrigerator | Restaurants | Turnover | CreTgsld822 | 1 | 0.80142 | 7092.1986 | 0 | GSLD | 12 | 1 | 1 | 1 | 1 | 1 | 1 | 1 | 1 | 1 | 1 | 1 | 1 | 425.5319 | 0 | 7220.1172 | 0 | 0 | 0 | 1 | 0 | 0 | 1
822 | Refrigeration | Unit | Energy Star Commercial Glass Door Refrigerator | Restaurants | New | CreNgsld822 | 1 | 0.80142 | 7092.1986 | 0 | GSLD | 12 | 1 | 1 | 1 | 1 | 1 | 1 | 1 | 1 | 1 | 1 | 1 | 1 | 425.5319 | 0 | 7220.1172 | 0 | 0 | 0 | 1 | 0 | 0 | 1
822 | Refrigeration | Unit | Energy Star Commercial Glass Door Refrigerator | Retail | Turnover | CrtTgsld822 | 1 | 0.79333 | 6666.6667 | 0 | GSLD | 12 | 1 | 1 | 1 | 1 | 1 | 1 | 1 | 1 | 1 | 1 | 1 | 1 | 400 | 0 | 6786.9102 | 0 | 0 | 0 | 1 | 0 | 0 | 1
822 | Refrigeration | Unit | Energy Star Commercial Glass Door Refrigerator | Retail | New | CrtNgsld822 | 1 | 0.79333 | 6666.6667 | 0 | GSLD | 12 | 1 | 1 | 1 | 1 | 1 | 1 | 1 | 1 | 1 | 1 | 1 | 1 | 400 | 0 | 6786.9102 | 0 | 0 | 0 | 1 | 0 | 0 | 1
822 | Refrigeration | Unit | Energy Star Commercial Glass Door Refrigerator | Schools K-12 | Turnover | CscTgsld822 | 1 | 0.81119 | 6993.007 | 0 | GSLD | 12 | 1 | 1 | 1 | 1 | 1 | 1 | 1 | 1 | 1 | 1 | 1 | 1 | 419.5804 | 0 | 7119.1366 | 0 | 0 | 0 | 1 | 0 | 0 | 1
822 | Refrigeration | Unit | Energy Star Commercial Glass Door Refrigerator | Schools K-12 | New | CscNgsld822 | 1 | 0.81119 | 6993.007 | 0 | GSLD | 12 | 1 | 1 | 1 | 1 | 1 | 1 | 1 | 1 | 1 | 1 | 1 | 1 | 419.5804 | 0 | 7119.1366 | 0 | 0 | 0 | 1 | 0 | 0 | 1
822 | Refrigeration | Unit | Energy Star Commercial Glass Door Refrigerator | Warehouse | Turnover | CwaTgsld822 | 1 | 0.81119 | 6993.007 | 0 | GSLD | 12 | 1 | 1 | 1 | 1 | 1 | 1 | 1 | 1 | 1 | 1 | 1 | 1 | 419.5804 | 0 | 7119.1366 | 0 | 0 | 0 | 1 | 0 | 0 | 1
822 | Refrigeration | Unit | Energy Star Commercial Glass Door Refrigerator | Warehouse | New | CwaNgsld822 | 1 | 0.81119 | 6993.007 | 0 | GSLD | 12 | 1 | 1 | 1 | 1 | 1 | 1 | 1 | 1 | 1 | 1 | 1 | 1 | 419.5804 | 0 | 7119.1366 | 0 | 0 | 0 | 1 | 0 | 0 | 1
823 | Refrigeration | Unit | Energy Star Commercial Solid Door Freezer | Assembly | Turnover | CasTgsld823 | 1 | 0.79333 | 6666.6667 | 0 | GSLD | 12 | 0.57723 | 0.60437 | 0.83705 | 1.097 | 1.2026 | 1.2026 | 1.289 | 1.2891 | 1.2453 | 1.1192 | 0.77553 | 0.85362 | 400 | 0 | 3448.7482 | 0 | 0 | 0 | 1 | 0 | 0 | 1.0077
823 | Refrigeration | Unit | Energy Star Commercial Solid Door Freezer | Assembly | New | CasNgsld823 | 1 | 0.79333 | 6666.6667 | 0 | GSLD | 12 | 0.57723 | 0.60437 | 0.83705 | 1.097 | 1.2026 | 1.2026 | 1.289 | 1.2891 | 1.2453 | 1.1192 | 0.77553 | 0.85362 | 400 | 0 | 3448.7482 | 0 | 0 | 0 | 1 | 0 | 0 | 1.0077
823 | Refrigeration | Unit | Energy Star Commercial Solid Door Freezer | College and University | Turnover | CcoTgsld823 | 1 | 0.79333 | 6666.6667 | 0 | GSLD | 12 | 0.57723 | 0.60437 | 0.83705 | 1.097 | 1.2026 | 1.2026 | 1.289 | 1.2891 | 1.2453 | 1.1192 | 0.77553 | 0.85362 | 400 | 0 | 3448.7482 | 0 | 0 | 0 | 1 | 0 | 0 | 1.0077
823 | Refrigeration | Unit | Energy Star Commercial Solid Door Freezer | College and University | New | CcoNgsld823 | 1 | 0.79333 | 6666.6667 | 0 | GSLD | 12 | 0.57723 | 0.60437 | 0.83705 | 1.097 | 1.2026 | 1.2026 | 1.289 | 1.2891 | 1.2453 | 1.1192 | 0.77553 | 0.85362 | 400 | 0 | 3448.7482 | 0 | 0 | 0 | 1 | 0 | 0 | 1.0077
823 | Refrigeration | Unit | Energy Star Commercial Solid Door Freezer | Data Center | Turnover | CdaTgsld823 | 1 | 0.81119 | 6993.007 | 0 | GSLD | 12 | 0.57723 | 0.60437 | 0.83705 | 1.097 | 1.2026 | 1.2026 | 1.289 | 1.2891 | 1.2453 | 1.1192 | 0.77553 | 0.85362 | 419.5804 | 0 | 3617.5681 | 0 | 0 | 0 | 1 | 0 | 0 | 1.0077
823 | Refrigeration | Unit | Energy Star Commercial Solid Door Freezer | Data Center | New | CdaNgsld823 | 1 | 0.81119 | 6993.007 | 0 | GSLD | 12 | 0.57723 | 0.60437 | 0.83705 | 1.097 | 1.2026 | 1.2026 | 1.289 | 1.2891 | 1.2453 | 1.1192 | 0.77553 | 0.85362 | 419.5804 | 0 | 3617.5681 | 0 | 0 | 0 | 1 | 0 | 0 | 1.0077
823 | Refrigeration | Unit | Energy Star Commercial Solid Door Freezer | Grocery | Turnover | CgrTgsld823 | 1 | 0.79333 | 6666.6667 | 0 | GSLD | 12 | 0.57723 | 0.60437 | 0.83705 | 1.097 | 1.2026 | 1.2026 | 1.289 | 1.2891 | 1.2453 | 1.1192 | 0.77553 | 0.85362 | 400 | 0 | 3448.7482 | 0 | 0 | 0 | 1 | 0 | 0 | 1.0077
823 | Refrigeration | Unit | Energy Star Commercial Solid Door Freezer | Grocery | New | CgrNgsld823 | 1 | 0.79333 | 6666.6667 | 0 | GSLD | 12 | 0.57723 | 0.60437 | 0.83705 | 1.097 | 1.2026 | 1.2026 | 1.289 | 1.2891 | 1.2453 | 1.1192 | 0.77553 | 0.85362 | 400 | 0 | 3448.7482 | 0 | 0 | 0 | 1 | 0 | 0 | 1.0077
823 | Refrigeration | Unit | Energy Star Commercial Solid Door Freezer | Healthcare | Turnover | CheTgsld823 | 1 | 0.79333 | 6666.6667 | 0 | GSLD | 12 | 0.57723 | 0.60437 | 0.83705 | 1.097 | 1.2026 | 1.2026 | 1.289 | 1.2891 | 1.2453 | 1.1192 | 0.77553 | 0.85362 | 400 | 0 | 3448.7482 | 0 | 0 | 0 | 1 | 0 | 0 | 1.0077
823 | Refrigeration | Unit | Energy Star Commercial Solid Door Freezer | Healthcare | New | CheNgsld823 | 1 | 0.79333 | 6666.6667 | 0 | GSLD | 12 | 0.57723 | 0.60437 | 0.83705 | 1.097 | 1.2026 | 1.2026 | 1.289 | 1.2891 | 1.2453 | 1.1192 | 0.77553 | 0.85362 | 400 | 0 | 3448.7482 | 0 | 0 | 0 | 1 | 0 | 0 | 1.0077
823 | Refrigeration | Unit | Energy Star Commercial Solid Door Freezer | Hospitals | Turnover | ChoTgsld823 | 1 | 0.79333 | 6666.6667 | 0 | GSLD | 12 | 0.57723 | 0.60437 | 0.83705 | 1.097 | 1.2026 | 1.2026 | 1.289 | 1.2891 | 1.2453 | 1.1192 | 0.77553 | 0.85362 | 400 | 0 | 3448.7482 | 0 | 0 | 0 | 1 | 0 | 0 | 1.0077
823 | Refrigeration | Unit | Energy Star Commercial Solid Door Freezer | Hospitals | New | ChoNgsld823 | 1 | 0.79333 | 6666.6667 | 0 | GSLD | 12 | 0.57723 | 0.60437 | 0.83705 | 1.097 | 1.2026 | 1.2026 | 1.289 | 1.2891 | 1.2453 | 1.1192 | 0.77553 | 0.85362 | 400 | 0 | 3448.7482 | 0 | 0 | 0 | 1 | 0 | 0 | 1.0077
823 | Refrigeration | Unit | Energy Star Commercial Solid Door Freezer | Institutional | Turnover | CinTgsld823 | 1 | 0.81119 | 6993.007 | 0 | GSLD | 12 | 0.57723 | 0.60437 | 0.83705 | 1.097 | 1.2026 | 1.2026 | 1.289 | 1.2891 | 1.2453 | 1.1192 | 0.77553 | 0.85362 | 419.5804 | 0 | 3617.5681 | 0 | 0 | 0 | 1 | 0 | 0 | 1.0077
823 | Refrigeration | Unit | Energy Star Commercial Solid Door Freezer | Institutional | New | CinNgsld823 | 1 | 0.81119 | 6993.007 | 0 | GSLD | 12 | 0.57723 | 0.60437 | 0.83705 | 1.097 | 1.2026 | 1.2026 | 1.289 | 1.2891 | 1.2453 | 1.1192 | 0.77553 | 0.85362 | 419.5804 | 0 | 3617.5681 | 0 | 0 | 0 | 1 | 0 | 0 | 1.0077
823 | Refrigeration | Unit | Energy Star Commercial Solid Door Freezer | Lodging/Hospitality | Turnover | CloTgsld823 | 1 | 0.79333 | 6666.6667 | 0 | GSLD | 12 | 0.57723 | 0.60437 | 0.83705 | 1.097 | 1.2026 | 1.2026 | 1.289 | 1.2891 | 1.2453 | 1.1192 | 0.77553 | 0.85362 | 400 | 0 | 3448.7482 | 0 | 0 | 0 | 1 | 0 | 0 | 1.0077
823 | Refrigeration | Unit | Energy Star Commercial Solid Door Freezer | Lodging/Hospitality | New | CloNgsld823 | 1 | 0.79333 | 6666.6667 | 0 | GSLD | 12 | 0.57723 | 0.60437 | 0.83705 | 1.097 | 1.2026 | 1.2026 | 1.289 | 1.2891 | 1.2453 | 1.1192 | 0.77553 | 0.85362 | 400 | 0 | 3448.7482 | 0 | 0 | 0 | 1 | 0 | 0 | 1.0077
823 | Refrigeration | Unit | Energy Star Commercial Solid Door Freezer | Miscellaneous | Turnover | CmiTgsld823 | 1 | 0.81119 | 6993.007 | 0 | GSLD | 12 | 0.57723 | 0.60437 | 0.83705 | 1.097 | 1.2026 | 1.2026 | 1.289 | 1.2891 | 1.2453 | 1.1192 | 0.77553 | 0.85362 | 419.5804 | 0 | 3617.5681 | 0 | 0 | 0 | 1 | 0 | 0 | 1.0077
823 | Refrigeration | Unit | Energy Star Commercial Solid Door Freezer | Miscellaneous | New | CmiNgsld823 | 1 | 0.81119 | 6993.007 | 0 | GSLD | 12 | 0.57723 | 0.60437 | 0.83705 | 1.097 | 1.2026 | 1.2026 | 1.289 | 1.2891 | 1.2453 | 1.1192 | 0.77553 | 0.85362 | 419.5804 | 0 | 3617.5681 | 0 | 0 | 0 | 1 | 0 | 0 | 1.0077
823 | Refrigeration | Unit | Energy Star Commercial Solid Door Freezer | Offices | Turnover | CofTgsld823 | 1 | 0.81119 | 6993.007 | 0 | GSLD | 12 | 0.57723 | 0.60437 | 0.83705 | 1.097 | 1.2026 | 1.2026 | 1.289 | 1.2891 | 1.2453 | 1.1192 | 0.77553 | 0.85362 | 419.5804 | 0 | 3617.5681 | 0 | 0 | 0 | 1 | 0 | 0 | 1.0077
823 | Refrigeration | Unit | Energy Star Commercial Solid Door Freezer | Offices | New | CofNgsld823 | 1 | 0.81119 | 6993.007 | 0 | GSLD | 12 | 0.57723 | 0.60437 | 0.83705 | 1.097 | 1.2026 | 1.2026 | 1.289 | 1.2891 | 1.2453 | 1.1192 | 0.77553 | 0.85362 | 419.5804 | 0 | 3617.5681 | 0 | 0 | 0 | 1 | 0 | 0 | 1.0077
823 | Refrigeration | Unit | Energy Star Commercial Solid Door Freezer | Restaurants | Turnover | CreTgsld823 | 1 | 0.80142 | 7092.1986 | 0 | GSLD | 12 | 0.57723 | 0.60437 | 0.83705 | 1.097 | 1.2026 | 1.2026 | 1.289 | 1.2891 | 1.2453 | 1.1192 | 0.77553 | 0.85362 | 425.5319 | 0 | 3668.8811 | 0 | 0 | 0 | 1 | 0 | 0 | 1.0077
823 | Refrigeration | Unit | Energy Star Commercial Solid Door Freezer | Restaurants | New | CreNgsld823 | 1 | 0.80142 | 7092.1986 | 0 | GSLD | 12 | 0.57723 | 0.60437 | 0.83705 | 1.097 | 1.2026 | 1.2026 | 1.289 | 1.2891 | 1.2453 | 1.1192 | 0.77553 | 0.85362 | 425.5319 | 0 | 3668.8811 | 0 | 0 | 0 | 1 | 0 | 0 | 1.0077
823 | Refrigeration | Unit | Energy Star Commercial Solid Door Freezer | Retail | Turnover | CrtTgsld823 | 1 | 0.79333 | 6666.6667 | 0 | GSLD | 12 | 0.57723 | 0.60437 | 0.83705 | 1.097 | 1.2026 | 1.2026 | 1.289 | 1.2891 | 1.2453 | 1.1192 | 0.77553 | 0.85362 | 400 | 0 | 3448.7482 | 0 | 0 | 0 | 1 | 0 | 0 | 1.0077
823 | Refrigeration | Unit | Energy Star Commercial Solid Door Freezer | Retail | New | CrtNgsld823 | 1 | 0.79333 | 6666.6667 | 0 | GSLD | 12 | 0.57723 | 0.60437 | 0.83705 | 1.097 | 1.2026 | 1.2026 | 1.289 | 1.2891 | 1.2453 | 1.1192 | 0.77553 | 0.85362 | 400 | 0 | 3448.7482 | 0 | 0 | 0 | 1 | 0 | 0 | 1.0077
823 | Refrigeration | Unit | Energy Star Commercial Solid Door Freezer | Schools K-12 | Turnover | CscTgsld823 | 1 | 0.81119 | 6993.007 | 0 | GSLD | 12 | 0.57723 | 0.60437 | 0.83705 | 1.097 | 1.2026 | 1.2026 | 1.289 | 1.2891 | 1.2453 | 1.1192 | 0.77553 | 0.85362 | 419.5804 | 0 | 3617.5681 | 0 | 0 | 0 | 1 | 0 | 0 | 1.0077
823 | Refrigeration | Unit | Energy Star Commercial Solid Door Freezer | Schools K-12 | New | CscNgsld823 | 1 | 0.81119 | 6993.007 | 0 | GSLD | 12 | 0.57723 | 0.60437 | 0.83705 | 1.097 | 1.2026 | 1.2026 | 1.289 | 1.2891 | 1.2453 | 1.1192 | 0.77553 | 0.85362 | 419.5804 | 0 | 3617.5681 | 0 | 0 | 0 | 1 | 0 | 0 | 1.0077
823 | Refrigeration | Unit | Energy Star Commercial Solid Door Freezer | Warehouse | Turnover | CwaTgsld823 | 1 | 0.81119 | 6993.007 | 0 | GSLD | 12 | 0.57723 | 0.60437 | 0.83705 | 1.097 | 1.2026 | 1.2026 | 1.289 | 1.2891 | 1.2453 | 1.1192 | 0.77553 | 0.85362 | 419.5804 | 0 | 3617.5681 | 0 | 0 | 0 | 1 | 0 | 0 | 1.0077
823 | Refrigeration | Unit | Energy Star Commercial Solid Door Freezer | Warehouse | New | CwaNgsld823 | 1 | 0.81119 | 6993.007 | 0 | GSLD | 12 | 0.57723 | 0.60437 | 0.83705 | 1.097 | 1.2026 | 1.2026 | 1.289 | 1.2891 | 1.2453 | 1.1192 | 0.77553 | 0.85362 | 419.5804 | 0 | 3617.5681 | 0 | 0 | 0 | 1 | 0 | 0 | 1.0077
824 | Refrigeration | Unit | Energy Star Commercial Solid Door Refrigerator | Assembly | Turnover | CasTgsld824 | 1 | 0.79333 | 6666.6667 | 0 | GSLD | 12 | 0.57723 | 0.60437 | 0.83705 | 1.097 | 1.2026 | 1.2026 | 1.289 | 1.2891 | 1.2453 | 1.1192 | 0.77553 | 0.85362 | 400 | 0 | 7238.2731 | 0 | 0 | 0 | 1 | 0 | 0 | 1.0077
824 | Refrigeration | Unit | Energy Star Commercial Solid Door Refrigerator | Assembly | New | CasNgsld824 | 1 | 0.79333 | 6666.6667 | 0 | GSLD | 12 | 0.57723 | 0.60437 | 0.83705 | 1.097 | 1.2026 | 1.2026 | 1.289 | 1.2891 | 1.2453 | 1.1192 | 0.77553 | 0.85362 | 400 | 0 | 7238.2731 | 0 | 0 | 0 | 1 | 0 | 0 | 1.0077
824 | Refrigeration | Unit | Energy Star Commercial Solid Door Refrigerator | College and University | Turnover | CcoTgsld824 | 1 | 0.79333 | 6666.6667 | 0 | GSLD | 12 | 0.57723 | 0.60437 | 0.83705 | 1.097 | 1.2026 | 1.2026 | 1.289 | 1.2891 | 1.2453 | 1.1192 | 0.77553 | 0.85362 | 400 | 0 | 7238.2731 | 0 | 0 | 0 | 1 | 0 | 0 | 1.0077
824 | Refrigeration | Unit | Energy Star Commercial Solid Door Refrigerator | College and University | New | CcoNgsld824 | 1 | 0.79333 | 6666.6667 | 0 | GSLD | 12 | 0.57723 | 0.60437 | 0.83705 | 1.097 | 1.2026 | 1.2026 | 1.289 | 1.2891 | 1.2453 | 1.1192 | 0.77553 | 0.85362 | 400 | 0 | 7238.2731 | 0 | 0 | 0 | 1 | 0 | 0 | 1.0077
824 | Refrigeration | Unit | Energy Star Commercial Solid Door Refrigerator | Data Center | Turnover | CdaTgsld824 | 1 | 0.81119 | 6993.007 | 0 | GSLD | 12 | 0.57723 | 0.60437 | 0.83705 | 1.097 | 1.2026 | 1.2026 | 1.289 | 1.2891 | 1.2453 | 1.1192 | 0.77553 | 0.85362 | 419.5804 | 0 | 7592.5942 | 0 | 0 | 0 | 1 | 0 | 0 | 1.0077
824 | Refrigeration | Unit | Energy Star Commercial Solid Door Refrigerator | Data Center | New | CdaNgsld824 | 1 | 0.81119 | 6993.007 | 0 | GSLD | 12 | 0.57723 | 0.60437 | 0.83705 | 1.097 | 1.2026 | 1.2026 | 1.289 | 1.2891 | 1.2453 | 1.1192 | 0.77553 | 0.85362 | 419.5804 | 0 | 7592.5942 | 0 | 0 | 0 | 1 | 0 | 0 | 1.0077
824 | Refrigeration | Unit | Energy Star Commercial Solid Door Refrigerator | Grocery | Turnover | CgrTgsld824 | 1 | 0.79333 | 6666.6667 | 0 | GSLD | 12 | 0.57723 | 0.60437 | 0.83705 | 1.097 | 1.2026 | 1.2026 | 1.289 | 1.2891 | 1.2453 | 1.1192 | 0.77553 | 0.85362 | 400 | 0 | 7238.2731 | 0 | 0 | 0 | 1 | 0 | 0 | 1.0077
824 | Refrigeration | Unit | Energy Star Commercial Solid Door Refrigerator | Grocery | New | CgrNgsld824 | 1 | 0.79333 | 6666.6667 | 0 | GSLD | 12 | 0.57723 | 0.60437 | 0.83705 | 1.097 | 1.2026 | 1.2026 | 1.289 | 1.2891 | 1.2453 | 1.1192 | 0.77553 | 0.85362 | 400 | 0 | 7238.2731 | 0 | 0 | 0 | 1 | 0 | 0 | 1.0077
824 | Refrigeration | Unit | Energy Star Commercial Solid Door Refrigerator | Healthcare | Turnover | CheTgsld824 | 1 | 0.79333 | 6666.6667 | 0 | GSLD | 12 | 0.57723 | 0.60437 | 0.83705 | 1.097 | 1.2026 | 1.2026 | 1.289 | 1.2891 | 1.2453 | 1.1192 | 0.77553 | 0.85362 | 400 | 0 | 7238.2731 | 0 | 0 | 0 | 1 | 0 | 0 | 1.0077
824 | Refrigeration | Unit | Energy Star Commercial Solid Door Refrigerator | Healthcare | New | CheNgsld824 | 1 | 0.79333 | 6666.6667 | 0 | GSLD | 12 | 0.57723 | 0.60437 | 0.83705 | 1.097 | 1.2026 | 1.2026 | 1.289 | 1.2891 | 1.2453 | 1.1192 | 0.77553 | 0.85362 | 400 | 0 | 7238.2731 | 0 | 0 | 0 | 1 | 0 | 0 | 1.0077
824 | Refrigeration | Unit | Energy Star Commercial Solid Door Refrigerator | Hospitals | Turnover | ChoTgsld824 | 1 | 0.79333 | 6666.6667 | 0 | GSLD | 12 | 0.57723 | 0.60437 | 0.83705 | 1.097 | 1.2026 | 1.2026 | 1.289 | 1.2891 | 1.2453 | 1.1192 | 0.77553 | 0.85362 | 400 | 0 | 7238.2731 | 0 | 0 | 0 | 1 | 0 | 0 | 1.0077
824 | Refrigeration | Unit | Energy Star Commercial Solid Door Refrigerator | Hospitals | New | ChoNgsld824 | 1 | 0.79333 | 6666.6667 | 0 | GSLD | 12 | 0.57723 | 0.60437 | 0.83705 | 1.097 | 1.2026 | 1.2026 | 1.289 | 1.2891 | 1.2453 | 1.1192 | 0.77553 | 0.85362 | 400 | 0 | 7238.2731 | 0 | 0 | 0 | 1 | 0 | 0 | 1.0077
824 | Refrigeration | Unit | Energy Star Commercial Solid Door Refrigerator | Institutional | Turnover | CinTgsld824 | 1 | 0.81119 | 6993.007 | 0 | GSLD | 12 | 0.57723 | 0.60437 | 0.83705 | 1.097 | 1.2026 | 1.2026 | 1.289 | 1.2891 | 1.2453 | 1.1192 | 0.77553 | 0.85362 | 419.5804 | 0 | 7592.5942 | 0 | 0 | 0 | 1 | 0 | 0 | 1.0077
824 | Refrigeration | Unit | Energy Star Commercial Solid Door Refrigerator | Institutional | New | CinNgsld824 | 1 | 0.81119 | 6993.007 | 0 | GSLD | 12 | 0.57723 | 0.60437 | 0.83705 | 1.097 | 1.2026 | 1.2026 | 1.289 | 1.2891 | 1.2453 | 1.1192 | 0.77553 | 0.85362 | 419.5804 | 0 | 7592.5942 | 0 | 0 | 0 | 1 | 0 | 0 | 1.0077
824 | Refrigeration | Unit | Energy Star Commercial Solid Door Refrigerator | Lodging/Hospitality | Turnover | CloTgsld824 | 1 | 0.79333 | 6666.6667 | 0 | GSLD | 12 | 0.57723 | 0.60437 | 0.83705 | 1.097 | 1.2026 | 1.2026 | 1.289 | 1.2891 | 1.2453 | 1.1192 | 0.77553 | 0.85362 | 400 | 0 | 7238.2731 | 0 | 0 | 0 | 1 | 0 | 0 | 1.0077
824 | Refrigeration | Unit | Energy Star Commercial Solid Door Refrigerator | Lodging/Hospitality | New | CloNgsld824 | 1 | 0.79333 | 6666.6667 | 0 | GSLD | 12 | 0.57723 | 0.60437 | 0.83705 | 1.097 | 1.2026 | 1.2026 | 1.289 | 1.2891 | 1.2453 | 1.1192 | 0.77553 | 0.85362 | 400 | 0 | 7238.2731 | 0 | 0 | 0 | 1 | 0 | 0 | 1.0077
824 | Refrigeration | Unit | Energy Star Commercial Solid Door Refrigerator | Miscellaneous | Turnover | CmiTgsld824 | 1 | 0.81119 | 6993.007 | 0 | GSLD | 12 | 0.57723 | 0.60437 | 0.83705 | 1.097 | 1.2026 | 1.2026 | 1.289 | 1.2891 | 1.2453 | 1.1192 | 0.77553 | 0.85362 | 419.5804 | 0 | 7592.5942 | 0 | 0 | 0 | 1 | 0 | 0 | 1.0077
824 | Refrigeration | Unit | Energy Star Commercial Solid Door Refrigerator | Miscellaneous | New | CmiNgsld824 | 1 | 0.81119 | 6993.007 | 0 | GSLD | 12 | 0.57723 | 0.60437 | 0.83705 | 1.097 | 1.2026 | 1.2026 | 1.289 | 1.2891 | 1.2453 | 1.1192 | 0.77553 | 0.85362 | 419.5804 | 0 | 7592.5942 | 0 | 0 | 0 | 1 | 0 | 0 | 1.0077
824 | Refrigeration | Unit | Energy Star Commercial Solid Door Refrigerator | Offices | Turnover | CofTgsld824 | 1 | 0.81119 | 6993.007 | 0 | GSLD | 12 | 0.57723 | 0.60437 | 0.83705 | 1.097 | 1.2026 | 1.2026 | 1.289 | 1.2891 | 1.2453 | 1.1192 | 0.77553 | 0.85362 | 419.5804 | 0 | 7592.5942 | 0 | 0 | 0 | 1 | 0 | 0 | 1.0077
824 | Refrigeration | Unit | Energy Star Commercial Solid Door Refrigerator | Offices | New | CofNgsld824 | 1 | 0.81119 | 6993.007 | 0 | GSLD | 12 | 0.57723 | 0.60437 | 0.83705 | 1.097 | 1.2026 | 1.2026 | 1.289 | 1.2891 | 1.2453 | 1.1192 | 0.77553 | 0.85362 | 419.5804 | 0 | 7592.5942 | 0 | 0 | 0 | 1 | 0 | 0 | 1.0077
824 | Refrigeration | Unit | Energy Star Commercial Solid Door Refrigerator | Restaurants | Turnover | CreTgsld824 | 1 | 0.80142 | 7092.1986 | 0 | GSLD | 12 | 0.57723 | 0.60437 | 0.83705 | 1.097 | 1.2026 | 1.2026 | 1.289 | 1.2891 | 1.2453 | 1.1192 | 0.77553 | 0.85362 | 425.5319 | 0 | 7700.2906 | 0 | 0 | 0 | 1 | 0 | 0 | 1.0077
824 | Refrigeration | Unit | Energy Star Commercial Solid Door Refrigerator | Restaurants | New | CreNgsld824 | 1 | 0.80142 | 7092.1986 | 0 | GSLD | 12 | 0.57723 | 0.60437 | 0.83705 | 1.097 | 1.2026 | 1.2026 | 1.289 | 1.2891 | 1.2453 | 1.1192 | 0.77553 | 0.85362 | 425.5319 | 0 | 7700.2906 | 0 | 0 | 0 | 1 | 0 | 0 | 1.0077
824 | Refrigeration | Unit | Energy Star Commercial Solid Door Refrigerator | Retail | Turnover | CrtTgsld824 | 1 | 0.79333 | 6666.6667 | 0 | GSLD | 12 | 0.57723 | 0.60437 | 0.83705 | 1.097 | 1.2026 | 1.2026 | 1.289 | 1.2891 | 1.2453 | 1.1192 | 0.77553 | 0.85362 | 400 | 0 | 7238.2731 | 0 | 0 | 0 | 1 | 0 | 0 | 1.0077
824 | Refrigeration | Unit | Energy Star Commercial Solid Door Refrigerator | Retail | New | CrtNgsld824 | 1 | 0.79333 | 6666.6667 | 0 | GSLD | 12 | 0.57723 | 0.60437 | 0.83705 | 1.097 | 1.2026 | 1.2026 | 1.289 | 1.2891 | 1.2453 | 1.1192 | 0.77553 | 0.85362 | 400 | 0 | 7238.2731 | 0 | 0 | 0 | 1 | 0 | 0 | 1.0077
824 | Refrigeration | Unit | Energy Star Commercial Solid Door Refrigerator | Schools K-12 | Turnover | CscTgsld824 | 1 | 0.81119 | 6993.007 | 0 | GSLD | 12 | 0.57723 | 0.60437 | 0.83705 | 1.097 | 1.2026 | 1.2026 | 1.289 | 1.2891 | 1.2453 | 1.1192 | 0.77553 | 0.85362 | 419.5804 | 0 | 7592.5942 | 0 | 0 | 0 | 1 | 0 | 0 | 1.0077
824 | Refrigeration | Unit | Energy Star Commercial Solid Door Refrigerator | Schools K-12 | New | CscNgsld824 | 1 | 0.81119 | 6993.007 | 0 | GSLD | 12 | 0.57723 | 0.60437 | 0.83705 | 1.097 | 1.2026 | 1.2026 | 1.289 | 1.2891 | 1.2453 | 1.1192 | 0.77553 | 0.85362 | 419.5804 | 0 | 7592.5942 | 0 | 0 | 0 | 1 | 0 | 0 | 1.0077
824 | Refrigeration | Unit | Energy Star Commercial Solid Door Refrigerator | Warehouse | Turnover | CwaTgsld824 | 1 | 0.81119 | 6993.007 | 0 | GSLD | 12 | 0.57723 | 0.60437 | 0.83705 | 1.097 | 1.2026 | 1.2026 | 1.289 | 1.2891 | 1.2453 | 1.1192 | 0.77553 | 0.85362 | 419.5804 | 0 | 7592.5942 | 0 | 0 | 0 | 1 | 0 | 0 | 1.0077
824 | Refrigeration | Unit | Energy Star Commercial Solid Door Refrigerator | Warehouse | New | CwaNgsld824 | 1 | 0.81119 | 6993.007 | 0 | GSLD | 12 | 0.57723 | 0.60437 | 0.83705 | 1.097 | 1.2026 | 1.2026 | 1.289 | 1.2891 | 1.2453 | 1.1192 | 0.77553 | 0.85362 | 419.5804 | 0 | 7592.5942 | 0 | 0 | 0 | 1 | 0 | 0 | 1.0077
825 | Refrigeration | Unit | Energy Star Ice Maker | Assembly | Turnover | CasTgsld825 | 1 | 0.79333 | 6666.6667 | 0 | GSLD | 9 | 1 | 1 | 1 | 1 | 1 | 1 | 1 | 1 | 1 | 1 | 1 | 1 | 400 | 0 | 0.61728 | 0 | 0 | 0 | 1 | 0 | 0 | 1
825 | Refrigeration | Unit | Energy Star Ice Maker | Assembly | New | CasNgsld825 | 1 | 0.79333 | 6666.6667 | 0 | GSLD | 9 | 1 | 1 | 1 | 1 | 1 | 1 | 1 | 1 | 1 | 1 | 1 | 1 | 400 | 0 | 0.61728 | 0 | 0 | 0 | 1 | 0 | 0 | 1
825 | Refrigeration | Unit | Energy Star Ice Maker | College and University | Turnover | CcoTgsld825 | 1 | 0.79333 | 6666.6667 | 0 | GSLD | 9 | 1 | 1 | 1 | 1 | 1 | 1 | 1 | 1 | 1 | 1 | 1 | 1 | 400 | 0 | 0.61728 | 0 | 0 | 0 | 1 | 0 | 0 | 1
825 | Refrigeration | Unit | Energy Star Ice Maker | College and University | New | CcoNgsld825 | 1 | 0.79333 | 6666.6667 | 0 | GSLD | 9 | 1 | 1 | 1 | 1 | 1 | 1 | 1 | 1 | 1 | 1 | 1 | 1 | 400 | 0 | 0.61728 | 0 | 0 | 0 | 1 | 0 | 0 | 1
825 | Refrigeration | Unit | Energy Star Ice Maker | Data Center | Turnover | CdaTgsld825 | 1 | 0.81119 | 6993.007 | 0 | GSLD | 9 | 1 | 1 | 1 | 1 | 1 | 1 | 1 | 1 | 1 | 1 | 1 | 1 | 419.5804 | 0 | 0.6475 | 0 | 0 | 0 | 1 | 0 | 0 | 1
825 | Refrigeration | Unit | Energy Star Ice Maker | Data Center | New | CdaNgsld825 | 1 | 0.81119 | 6993.007 | 0 | GSLD | 9 | 1 | 1 | 1 | 1 | 1 | 1 | 1 | 1 | 1 | 1 | 1 | 1 | 419.5804 | 0 | 0.6475 | 0 | 0 | 0 | 1 | 0 | 0 | 1
825 | Refrigeration | Unit | Energy Star Ice Maker | Grocery | Turnover | CgrTgsld825 | 1 | 0.79333 | 6666.6667 | 0 | GSLD | 9 | 1 | 1 | 1 | 1 | 1 | 1 | 1 | 1 | 1 | 1 | 1 | 1 | 400 | 0 | 0.61728 | 0 | 0 | 0 | 1 | 0 | 0 | 1
825 | Refrigeration | Unit | Energy Star Ice Maker | Grocery | New | CgrNgsld825 | 1 | 0.79333 | 6666.6667 | 0 | GSLD | 9 | 1 | 1 | 1 | 1 | 1 | 1 | 1 | 1 | 1 | 1 | 1 | 1 | 400 | 0 | 0.61728 | 0 | 0 | 0 | 1 | 0 | 0 | 1
825 | Refrigeration | Unit | Energy Star Ice Maker | Healthcare | Turnover | CheTgsld825 | 1 | 0.79333 | 6666.6667 | 0 | GSLD | 9 | 1 | 1 | 1 | 1 | 1 | 1 | 1 | 1 | 1 | 1 | 1 | 1 | 400 | 0 | 0.61728 | 0 | 0 | 0 | 1 | 0 | 0 | 1
825 | Refrigeration | Unit | Energy Star Ice Maker | Healthcare | New | CheNgsld825 | 1 | 0.79333 | 6666.6667 | 0 | GSLD | 9 | 1 | 1 | 1 | 1 | 1 | 1 | 1 | 1 | 1 | 1 | 1 | 1 | 400 | 0 | 0.61728 | 0 | 0 | 0 | 1 | 0 | 0 | 1
825 | Refrigeration | Unit | Energy Star Ice Maker | Hospitals | Turnover | ChoTgsld825 | 1 | 0.79333 | 6666.6667 | 0 | GSLD | 9 | 1 | 1 | 1 | 1 | 1 | 1 | 1 | 1 | 1 | 1 | 1 | 1 | 400 | 0 | 0.61728 | 0 | 0 | 0 | 1 | 0 | 0 | 1
825 | Refrigeration | Unit | Energy Star Ice Maker | Hospitals | New | ChoNgsld825 | 1 | 0.79333 | 6666.6667 | 0 | GSLD | 9 | 1 | 1 | 1 | 1 | 1 | 1 | 1 | 1 | 1 | 1 | 1 | 1 | 400 | 0 | 0.61728 | 0 | 0 | 0 | 1 | 0 | 0 | 1
825 | Refrigeration | Unit | Energy Star Ice Maker | Institutional | Turnover | CinTgsld825 | 1 | 0.81119 | 6993.007 | 0 | GSLD | 9 | 1 | 1 | 1 | 1 | 1 | 1 | 1 | 1 | 1 | 1 | 1 | 1 | 419.5804 | 0 | 0.6475 | 0 | 0 | 0 | 1 | 0 | 0 | 1
825 | Refrigeration | Unit | Energy Star Ice Maker | Institutional | New | CinNgsld825 | 1 | 0.81119 | 6993.007 | 0 | GSLD | 9 | 1 | 1 | 1 | 1 | 1 | 1 | 1 | 1 | 1 | 1 | 1 | 1 | 419.5804 | 0 | 0.6475 | 0 | 0 | 0 | 1 | 0 | 0 | 1
825 | Refrigeration | Unit | Energy Star Ice Maker | Lodging/Hospitality | Turnover | CloTgsld825 | 1 | 0.79333 | 6666.6667 | 0 | GSLD | 9 | 1 | 1 | 1 | 1 | 1 | 1 | 1 | 1 | 1 | 1 | 1 | 1 | 400 | 0 | 0.61728 | 0 | 0 | 0 | 1 | 0 | 0 | 1
825 | Refrigeration | Unit | Energy Star Ice Maker | Lodging/Hospitality | New | CloNgsld825 | 1 | 0.79333 | 6666.6667 | 0 | GSLD | 9 | 1 | 1 | 1 | 1 | 1 | 1 | 1 | 1 | 1 | 1 | 1 | 1 | 400 | 0 | 0.61728 | 0 | 0 | 0 | 1 | 0 | 0 | 1
825 | Refrigeration | Unit | Energy Star Ice Maker | Miscellaneous | Turnover | CmiTgsld825 | 1 | 0.81119 | 6993.007 | 0 | GSLD | 9 | 1 | 1 | 1 | 1 | 1 | 1 | 1 | 1 | 1 | 1 | 1 | 1 | 419.5804 | 0 | 0.6475 | 0 | 0 | 0 | 1 | 0 | 0 | 1
825 | Refrigeration | Unit | Energy Star Ice Maker | Miscellaneous | New | CmiNgsld825 | 1 | 0.81119 | 6993.007 | 0 | GSLD | 9 | 1 | 1 | 1 | 1 | 1 | 1 | 1 | 1 | 1 | 1 | 1 | 1 | 419.5804 | 0 | 0.6475 | 0 | 0 | 0 | 1 | 0 | 0 | 1
825 | Refrigeration | Unit | Energy Star Ice Maker | Offices | Turnover | CofTgsld825 | 1 | 0.81119 | 6993.007 | 0 | GSLD | 9 | 1 | 1 | 1 | 1 | 1 | 1 | 1 | 1 | 1 | 1 | 1 | 1 | 419.5804 | 0 | 0.6475 | 0 | 0 | 0 | 1 | 0 | 0 | 1
825 | Refrigeration | Unit | Energy Star Ice Maker | Offices | New | CofNgsld825 | 1 | 0.81119 | 6993.007 | 0 | GSLD | 9 | 1 | 1 | 1 | 1 | 1 | 1 | 1 | 1 | 1 | 1 | 1 | 1 | 419.5804 | 0 | 0.6475 | 0 | 0 | 0 | 1 | 0 | 0 | 1
825 | Refrigeration | Unit | Energy Star Ice Maker | Restaurants | Turnover | CreTgsld825 | 1 | 0.80142 | 7092.1986 | 0 | GSLD | 9 | 1 | 1 | 1 | 1 | 1 | 1 | 1 | 1 | 1 | 1 | 1 | 1 | 425.5319 | 0 | 0.65669 | 0 | 0 | 0 | 1 | 0 | 0 | 1
825 | Refrigeration | Unit | Energy Star Ice Maker | Restaurants | New | CreNgsld825 | 1 | 0.80142 | 7092.1986 | 0 | GSLD | 9 | 1 | 1 | 1 | 1 | 1 | 1 | 1 | 1 | 1 | 1 | 1 | 1 | 425.5319 | 0 | 0.65669 | 0 | 0 | 0 | 1 | 0 | 0 | 1
825 | Refrigeration | Unit | Energy Star Ice Maker | Retail | Turnover | CrtTgsld825 | 1 | 0.79333 | 6666.6667 | 0 | GSLD | 9 | 1 | 1 | 1 | 1 | 1 | 1 | 1 | 1 | 1 | 1 | 1 | 1 | 400 | 0 | 0.61728 | 0 | 0 | 0 | 1 | 0 | 0 | 1
825 | Refrigeration | Unit | Energy Star Ice Maker | Retail | New | CrtNgsld825 | 1 | 0.79333 | 6666.6667 | 0 | GSLD | 9 | 1 | 1 | 1 | 1 | 1 | 1 | 1 | 1 | 1 | 1 | 1 | 1 | 400 | 0 | 0.61728 | 0 | 0 | 0 | 1 | 0 | 0 | 1
825 | Refrigeration | Unit | Energy Star Ice Maker | Schools K-12 | Turnover | CscTgsld825 | 1 | 0.81119 | 6993.007 | 0 | GSLD | 9 | 1 | 1 | 1 | 1 | 1 | 1 | 1 | 1 | 1 | 1 | 1 | 1 | 419.5804 | 0 | 0.6475 | 0 | 0 | 0 | 1 | 0 | 0 | 1
825 | Refrigeration | Unit | Energy Star Ice Maker | Schools K-12 | New | CscNgsld825 | 1 | 0.81119 | 6993.007 | 0 | GSLD | 9 | 1 | 1 | 1 | 1 | 1 | 1 | 1 | 1 | 1 | 1 | 1 | 1 | 419.5804 | 0 | 0.6475 | 0 | 0 | 0 | 1 | 0 | 0 | 1
825 | Refrigeration | Unit | Energy Star Ice Maker | Warehouse | Turnover | CwaTgsld825 | 1 | 0.81119 | 6993.007 | 0 | GSLD | 9 | 1 | 1 | 1 | 1 | 1 | 1 | 1 | 1 | 1 | 1 | 1 | 1 | 419.5804 | 0 | 0.6475 | 0 | 0 | 0 | 1 | 0 | 0 | 1
825 | Refrigeration | Unit | Energy Star Ice Maker | Warehouse | New | CwaNgsld825 | 1 | 0.81119 | 6993.007 | 0 | GSLD | 9 | 1 | 1 | 1 | 1 | 1 | 1 | 1 | 1 | 1 | 1 | 1 | 1 | 419.5804 | 0 | 0.6475 | 0 | 0 | 0 | 1 | 0 | 0 | 1
826 | Refrigeration | Unit | High Efficiency Refrigeration Compressor_Discus | Assembly | Existing | CasEgsld826 | 1 | 0.79333 | 6666.6667 | 0 | GSLD | 16 | 0.57723 | 0.60437 | 0.83705 | 1.097 | 1.2026 | 1.2026 | 1.289 | 1.2891 | 1.2453 | 1.1192 | 0.77553 | 0.85362 | 335.2213 | 0 | 15498.155 | 0 | 0 | 0 | 1 | 0 | 0 | 1.0077
826 | Refrigeration | Unit | High Efficiency Refrigeration Compressor_Discus | Assembly | New | CasNgsld826 | 1 | 0.79333 | 6666.6667 | 0 | GSLD | 16 | 0.57723 | 0.60437 | 0.83705 | 1.097 | 1.2026 | 1.2026 | 1.289 | 1.2891 | 1.2453 | 1.1192 | 0.77553 | 0.85362 | 335.2213 | 0 | 15498.155 | 0 | 0 | 0 | 1 | 0 | 0 | 1.0077
826 | Refrigeration | Unit | High Efficiency Refrigeration Compressor_Discus | College and University | Existing | CcoEgsld826 | 1 | 0.79333 | 6666.6667 | 0 | GSLD | 16 | 0.57723 | 0.60437 | 0.83705 | 1.097 | 1.2026 | 1.2026 | 1.289 | 1.2891 | 1.2453 | 1.1192 | 0.77553 | 0.85362 | 335.2213 | 0 | 15498.155 | 0 | 0 | 0 | 1 | 0 | 0 | 1.0077
826 | Refrigeration | Unit | High Efficiency Refrigeration Compressor_Discus | College and University | New | CcoNgsld826 | 1 | 0.79333 | 6666.6667 | 0 | GSLD | 16 | 0.57723 | 0.60437 | 0.83705 | 1.097 | 1.2026 | 1.2026 | 1.289 | 1.2891 | 1.2453 | 1.1192 | 0.77553 | 0.85362 | 335.2213 | 0 | 15498.155 | 0 | 0 | 0 | 1 | 0 | 0 | 1.0077
826 | Refrigeration | Unit | High Efficiency Refrigeration Compressor_Discus | Data Center | Existing | CdaEgsld826 | 1 | 0.81119 | 6993.007 | 0 | GSLD | 16 | 0.57723 | 0.60437 | 0.83705 | 1.097 | 1.2026 | 1.2026 | 1.289 | 1.2891 | 1.2453 | 1.1192 | 0.77553 | 0.85362 | 351.6308 | 0 | 16256.8059 | 0 | 0 | 0 | 1 | 0 | 0 | 1.0077
826 | Refrigeration | Unit | High Efficiency Refrigeration Compressor_Discus | Data Center | New | CdaNgsld826 | 1 | 0.81119 | 6993.007 | 0 | GSLD | 16 | 0.57723 | 0.60437 | 0.83705 | 1.097 | 1.2026 | 1.2026 | 1.289 | 1.2891 | 1.2453 | 1.1192 | 0.77553 | 0.85362 | 351.6308 | 0 | 16256.8059 | 0 | 0 | 0 | 1 | 0 | 0 | 1.0077
826 | Refrigeration | Unit | High Efficiency Refrigeration Compressor_Discus | Grocery | Existing | CgrEgsld826 | 1 | 0.79333 | 6666.6667 | 0 | GSLD | 16 | 0.57723 | 0.60437 | 0.83705 | 1.097 | 1.2026 | 1.2026 | 1.289 | 1.2891 | 1.2453 | 1.1192 | 0.77553 | 0.85362 | 335.2213 | 0 | 15498.155 | 0 | 0 | 0 | 1 | 0 | 0 | 1.0077
826 | Refrigeration | Unit | High Efficiency Refrigeration Compressor_Discus | Grocery | New | CgrNgsld826 | 1 | 0.79333 | 6666.6667 | 0 | GSLD | 16 | 0.57723 | 0.60437 | 0.83705 | 1.097 | 1.2026 | 1.2026 | 1.289 | 1.2891 | 1.2453 | 1.1192 | 0.77553 | 0.85362 | 335.2213 | 0 | 15498.155 | 0 | 0 | 0 | 1 | 0 | 0 | 1.0077
826 | Refrigeration | Unit | High Efficiency Refrigeration Compressor_Discus | Healthcare | Existing | CheEgsld826 | 1 | 0.79333 | 6666.6667 | 0 | GSLD | 16 | 0.57723 | 0.60437 | 0.83705 | 1.097 | 1.2026 | 1.2026 | 1.289 | 1.2891 | 1.2453 | 1.1192 | 0.77553 | 0.85362 | 335.2213 | 0 | 15498.155 | 0 | 0 | 0 | 1 | 0 | 0 | 1.0077
826 | Refrigeration | Unit | High Efficiency Refrigeration Compressor_Discus | Healthcare | New | CheNgsld826 | 1 | 0.79333 | 6666.6667 | 0 | GSLD | 16 | 0.57723 | 0.60437 | 0.83705 | 1.097 | 1.2026 | 1.2026 | 1.289 | 1.2891 | 1.2453 | 1.1192 | 0.77553 | 0.85362 | 335.2213 | 0 | 15498.155 | 0 | 0 | 0 | 1 | 0 | 0 | 1.0077
826 | Refrigeration | Unit | High Efficiency Refrigeration Compressor_Discus | Hospitals | Existing | ChoEgsld826 | 1 | 0.79333 | 6666.6667 | 0 | GSLD | 16 | 0.57723 | 0.60437 | 0.83705 | 1.097 | 1.2026 | 1.2026 | 1.289 | 1.2891 | 1.2453 | 1.1192 | 0.77553 | 0.85362 | 335.2213 | 0 | 15498.155 | 0 | 0 | 0 | 1 | 0 | 0 | 1.0077
826 | Refrigeration | Unit | High Efficiency Refrigeration Compressor_Discus | Hospitals | New | ChoNgsld826 | 1 | 0.79333 | 6666.6667 | 0 | GSLD | 16 | 0.57723 | 0.60437 | 0.83705 | 1.097 | 1.2026 | 1.2026 | 1.289 | 1.2891 | 1.2453 | 1.1192 | 0.77553 | 0.85362 | 335.2213 | 0 | 15498.155 | 0 | 0 | 0 | 1 | 0 | 0 | 1.0077
826 | Refrigeration | Unit | High Efficiency Refrigeration Compressor_Discus | Institutional | Existing | CinEgsld826 | 1 | 0.81119 | 6993.007 | 0 | GSLD | 16 | 0.57723 | 0.60437 | 0.83705 | 1.097 | 1.2026 | 1.2026 | 1.289 | 1.2891 | 1.2453 | 1.1192 | 0.77553 | 0.85362 | 351.6308 | 0 | 16256.8059 | 0 | 0 | 0 | 1 | 0 | 0 | 1.0077
826 | Refrigeration | Unit | High Efficiency Refrigeration Compressor_Discus | Institutional | New | CinNgsld826 | 1 | 0.81119 | 6993.007 | 0 | GSLD | 16 | 0.57723 | 0.60437 | 0.83705 | 1.097 | 1.2026 | 1.2026 | 1.289 | 1.2891 | 1.2453 | 1.1192 | 0.77553 | 0.85362 | 351.6308 | 0 | 16256.8059 | 0 | 0 | 0 | 1 | 0 | 0 | 1.0077
826 | Refrigeration | Unit | High Efficiency Refrigeration Compressor_Discus | Lodging/Hospitality | Existing | CloEgsld826 | 1 | 0.79333 | 6666.6667 | 0 | GSLD | 16 | 0.57723 | 0.60437 | 0.83705 | 1.097 | 1.2026 | 1.2026 | 1.289 | 1.2891 | 1.2453 | 1.1192 | 0.77553 | 0.85362 | 335.2213 | 0 | 15498.155 | 0 | 0 | 0 | 1 | 0 | 0 | 1.0077
826 | Refrigeration | Unit | High Efficiency Refrigeration Compressor_Discus | Lodging/Hospitality | New | CloNgsld826 | 1 | 0.79333 | 6666.6667 | 0 | GSLD | 16 | 0.57723 | 0.60437 | 0.83705 | 1.097 | 1.2026 | 1.2026 | 1.289 | 1.2891 | 1.2453 | 1.1192 | 0.77553 | 0.85362 | 335.2213 | 0 | 15498.155 | 0 | 0 | 0 | 1 | 0 | 0 | 1.0077
826 | Refrigeration | Unit | High Efficiency Refrigeration Compressor_Discus | Miscellaneous | Existing | CmiEgsld826 | 1 | 0.81119 | 6993.007 | 0 | GSLD | 16 | 0.57723 | 0.60437 | 0.83705 | 1.097 | 1.2026 | 1.2026 | 1.289 | 1.2891 | 1.2453 | 1.1192 | 0.77553 | 0.85362 | 351.6308 | 0 | 16256.8059 | 0 | 0 | 0 | 1 | 0 | 0 | 1.0077
826 | Refrigeration | Unit | High Efficiency Refrigeration Compressor_Discus | Miscellaneous | New | CmiNgsld826 | 1 | 0.81119 | 6993.007 | 0 | GSLD | 16 | 0.57723 | 0.60437 | 0.83705 | 1.097 | 1.2026 | 1.2026 | 1.289 | 1.2891 | 1.2453 | 1.1192 | 0.77553 | 0.85362 | 351.6308 | 0 | 16256.8059 | 0 | 0 | 0 | 1 | 0 | 0 | 1.0077
826 | Refrigeration | Unit | High Efficiency Refrigeration Compressor_Discus | Offices | Existing | CofEgsld826 | 1 | 0.81119 | 6993.007 | 0 | GSLD | 16 | 0.57723 | 0.60437 | 0.83705 | 1.097 | 1.2026 | 1.2026 | 1.289 | 1.2891 | 1.2453 | 1.1192 | 0.77553 | 0.85362 | 351.6308 | 0 | 16256.8059 | 0 | 0 | 0 | 1 | 0 | 0 | 1.0077
826 | Refrigeration | Unit | High Efficiency Refrigeration Compressor_Discus | Offices | New | CofNgsld826 | 1 | 0.81119 | 6993.007 | 0 | GSLD | 16 | 0.57723 | 0.60437 | 0.83705 | 1.097 | 1.2026 | 1.2026 | 1.289 | 1.2891 | 1.2453 | 1.1192 | 0.77553 | 0.85362 | 351.6308 | 0 | 16256.8059 | 0 | 0 | 0 | 1 | 0 | 0 | 1.0077
826 | Refrigeration | Unit | High Efficiency Refrigeration Compressor_Discus | Restaurants | Existing | CreEgsld826 | 1 | 0.80142 | 7092.1986 | 0 | GSLD | 16 | 0.57723 | 0.60437 | 0.83705 | 1.097 | 1.2026 | 1.2026 | 1.289 | 1.2891 | 1.2453 | 1.1192 | 0.77553 | 0.85362 | 356.6184 | 0 | 16487.3989 | 0 | 0 | 0 | 1 | 0 | 0 | 1.0077
826 | Refrigeration | Unit | High Efficiency Refrigeration Compressor_Discus | Restaurants | New | CreNgsld826 | 1 | 0.80142 | 7092.1986 | 0 | GSLD | 16 | 0.57723 | 0.60437 | 0.83705 | 1.097 | 1.2026 | 1.2026 | 1.289 | 1.2891 | 1.2453 | 1.1192 | 0.77553 | 0.85362 | 356.6184 | 0 | 16487.3989 | 0 | 0 | 0 | 1 | 0 | 0 | 1.0077
826 | Refrigeration | Unit | High Efficiency Refrigeration Compressor_Discus | Retail | Existing | CrtEgsld826 | 1 | 0.79333 | 6666.6667 | 0 | GSLD | 16 | 0.57723 | 0.60437 | 0.83705 | 1.097 | 1.2026 | 1.2026 | 1.289 | 1.2891 | 1.2453 | 1.1192 | 0.77553 | 0.85362 | 335.2213 | 0 | 15498.155 | 0 | 0 | 0 | 1 | 0 | 0 | 1.0077
826 | Refrigeration | Unit | High Efficiency Refrigeration Compressor_Discus | Retail | New | CrtNgsld826 | 1 | 0.79333 | 6666.6667 | 0 | GSLD | 16 | 0.57723 | 0.60437 | 0.83705 | 1.097 | 1.2026 | 1.2026 | 1.289 | 1.2891 | 1.2453 | 1.1192 | 0.77553 | 0.85362 | 335.2213 | 0 | 15498.155 | 0 | 0 | 0 | 1 | 0 | 0 | 1.0077
826 | Refrigeration | Unit | High Efficiency Refrigeration Compressor_Discus | Schools K-12 | Existing | CscEgsld826 | 1 | 0.81119 | 6993.007 | 0 | GSLD | 16 | 0.57723 | 0.60437 | 0.83705 | 1.097 | 1.2026 | 1.2026 | 1.289 | 1.2891 | 1.2453 | 1.1192 | 0.77553 | 0.85362 | 351.6308 | 0 | 16256.8059 | 0 | 0 | 0 | 1 | 0 | 0 | 1.0077
826 | Refrigeration | Unit | High Efficiency Refrigeration Compressor_Discus | Schools K-12 | New | CscNgsld826 | 1 | 0.81119 | 6993.007 | 0 | GSLD | 16 | 0.57723 | 0.60437 | 0.83705 | 1.097 | 1.2026 | 1.2026 | 1.289 | 1.2891 | 1.2453 | 1.1192 | 0.77553 | 0.85362 | 351.6308 | 0 | 16256.8059 | 0 | 0 | 0 | 1 | 0 | 0 | 1.0077
826 | Refrigeration | Unit | High Efficiency Refrigeration Compressor_Discus | Warehouse | Existing | CwaEgsld826 | 1 | 0.81119 | 6993.007 | 0 | GSLD | 16 | 0.57723 | 0.60437 | 0.83705 | 1.097 | 1.2026 | 1.2026 | 1.289 | 1.2891 | 1.2453 | 1.1192 | 0.77553 | 0.85362 | 351.6308 | 0 | 16256.8059 | 0 | 0 | 0 | 1 | 0 | 0 | 1.0077
826 | Refrigeration | Unit | High Efficiency Refrigeration Compressor_Discus | Warehouse | New | CwaNgsld826 | 1 | 0.81119 | 6993.007 | 0 | GSLD | 16 | 0.57723 | 0.60437 | 0.83705 | 1.097 | 1.2026 | 1.2026 | 1.289 | 1.2891 | 1.2453 | 1.1192 | 0.77553 | 0.85362 | 351.6308 | 0 | 16256.8059 | 0 | 0 | 0 | 1 | 0 | 0 | 1.0077
827 | Refrigeration | Unit | High Efficiency Refrigeration Compressor_Scroll | Assembly | Existing | CasEgsld827 | 1 | 0.79333 | 6666.6667 | 0 | GSLD | 16 | 0.57723 | 0.60437 | 0.83705 | 1.097 | 1.2026 | 1.2026 | 1.289 | 1.2891 | 1.2453 | 1.1192 | 0.77553 | 0.85362 | 335.2213 | 0 | 15475.3132 | 0 | 0 | 0 | 1 | 0 | 0 | 1.0077
827 | Refrigeration | Unit | High Efficiency Refrigeration Compressor_Scroll | Assembly | New | CasNgsld827 | 1 | 0.79333 | 6666.6667 | 0 | GSLD | 16 | 0.57723 | 0.60437 | 0.83705 | 1.097 | 1.2026 | 1.2026 | 1.289 | 1.2891 | 1.2453 | 1.1192 | 0.77553 | 0.85362 | 335.2213 | 0 | 15475.3132 | 0 | 0 | 0 | 1 | 0 | 0 | 1.0077
827 | Refrigeration | Unit | High Efficiency Refrigeration Compressor_Scroll | College and University | Existing | CcoEgsld827 | 1 | 0.79333 | 6666.6667 | 0 | GSLD | 16 | 0.57723 | 0.60437 | 0.83705 | 1.097 | 1.2026 | 1.2026 | 1.289 | 1.2891 | 1.2453 | 1.1192 | 0.77553 | 0.85362 | 335.2213 | 0 | 15475.3132 | 0 | 0 | 0 | 1 | 0 | 0 | 1.0077
827 | Refrigeration | Unit | High Efficiency Refrigeration Compressor_Scroll | College and University | New | CcoNgsld827 | 1 | 0.79333 | 6666.6667 | 0 | GSLD | 16 | 0.57723 | 0.60437 | 0.83705 | 1.097 | 1.2026 | 1.2026 | 1.289 | 1.2891 | 1.2453 | 1.1192 | 0.77553 | 0.85362 | 335.2213 | 0 | 15475.3132 | 0 | 0 | 0 | 1 | 0 | 0 | 1.0077
827 | Refrigeration | Unit | High Efficiency Refrigeration Compressor_Scroll | Data Center | Existing | CdaEgsld827 | 1 | 0.81119 | 6993.007 | 0 | GSLD | 16 | 0.57723 | 0.60437 | 0.83705 | 1.097 | 1.2026 | 1.2026 | 1.289 | 1.2891 | 1.2453 | 1.1192 | 0.77553 | 0.85362 | 351.6308 | 0 | 16232.846 | 0 | 0 | 0 | 1 | 0 | 0 | 1.0077
827 | Refrigeration | Unit | High Efficiency Refrigeration Compressor_Scroll | Data Center | New | CdaNgsld827 | 1 | 0.81119 | 6993.007 | 0 | GSLD | 16 | 0.57723 | 0.60437 | 0.83705 | 1.097 | 1.2026 | 1.2026 | 1.289 | 1.2891 | 1.2453 | 1.1192 | 0.77553 | 0.85362 | 351.6308 | 0 | 16232.846 | 0 | 0 | 0 | 1 | 0 | 0 | 1.0077
827 | Refrigeration | Unit | High Efficiency Refrigeration Compressor_Scroll | Grocery | Existing | CgrEgsld827 | 1 | 0.79333 | 6666.6667 | 0 | GSLD | 16 | 0.57723 | 0.60437 | 0.83705 | 1.097 | 1.2026 | 1.2026 | 1.289 | 1.2891 | 1.2453 | 1.1192 | 0.77553 | 0.85362 | 335.2213 | 0 | 15475.3132 | 0 | 0 | 0 | 1 | 0 | 0 | 1.0077
827 | Refrigeration | Unit | High Efficiency Refrigeration Compressor_Scroll | Grocery | New | CgrNgsld827 | 1 | 0.79333 | 6666.6667 | 0 | GSLD | 16 | 0.57723 | 0.60437 | 0.83705 | 1.097 | 1.2026 | 1.2026 | 1.289 | 1.2891 | 1.2453 | 1.1192 | 0.77553 | 0.85362 | 335.2213 | 0 | 15475.3132 | 0 | 0 | 0 | 1 | 0 | 0 | 1.0077
827 | Refrigeration | Unit | High Efficiency Refrigeration Compressor_Scroll | Healthcare | Existing | CheEgsld827 | 1 | 0.79333 | 6666.6667 | 0 | GSLD | 16 | 0.57723 | 0.60437 | 0.83705 | 1.097 | 1.2026 | 1.2026 | 1.289 | 1.2891 | 1.2453 | 1.1192 | 0.77553 | 0.85362 | 335.2213 | 0 | 15475.3132 | 0 | 0 | 0 | 1 | 0 | 0 | 1.0077
827 | Refrigeration | Unit | High Efficiency Refrigeration Compressor_Scroll | Healthcare | New | CheNgsld827 | 1 | 0.79333 | 6666.6667 | 0 | GSLD | 16 | 0.57723 | 0.60437 | 0.83705 | 1.097 | 1.2026 | 1.2026 | 1.289 | 1.2891 | 1.2453 | 1.1192 | 0.77553 | 0.85362 | 335.2213 | 0 | 15475.3132 | 0 | 0 | 0 | 1 | 0 | 0 | 1.0077
827 | Refrigeration | Unit | High Efficiency Refrigeration Compressor_Scroll | Hospitals | Existing | ChoEgsld827 | 1 | 0.79333 | 6666.6667 | 0 | GSLD | 16 | 0.57723 | 0.60437 | 0.83705 | 1.097 | 1.2026 | 1.2026 | 1.289 | 1.2891 | 1.2453 | 1.1192 | 0.77553 | 0.85362 | 335.2213 | 0 | 15475.3132 | 0 | 0 | 0 | 1 | 0 | 0 | 1.0077
827 | Refrigeration | Unit | High Efficiency Refrigeration Compressor_Scroll | Hospitals | New | ChoNgsld827 | 1 | 0.79333 | 6666.6667 | 0 | GSLD | 16 | 0.57723 | 0.60437 | 0.83705 | 1.097 | 1.2026 | 1.2026 | 1.289 | 1.2891 | 1.2453 | 1.1192 | 0.77553 | 0.85362 | 335.2213 | 0 | 15475.3132 | 0 | 0 | 0 | 1 | 0 | 0 | 1.0077
827 | Refrigeration | Unit | High Efficiency Refrigeration Compressor_Scroll | Institutional | Existing | CinEgsld827 | 1 | 0.81119 | 6993.007 | 0 | GSLD | 16 | 0.57723 | 0.60437 | 0.83705 | 1.097 | 1.2026 | 1.2026 | 1.289 | 1.2891 | 1.2453 | 1.1192 | 0.77553 | 0.85362 | 351.6308 | 0 | 16232.846 | 0 | 0 | 0 | 1 | 0 | 0 | 1.0077
827 | Refrigeration | Unit | High Efficiency Refrigeration Compressor_Scroll | Institutional | New | CinNgsld827 | 1 | 0.81119 | 6993.007 | 0 | GSLD | 16 | 0.57723 | 0.60437 | 0.83705 | 1.097 | 1.2026 | 1.2026 | 1.289 | 1.2891 | 1.2453 | 1.1192 | 0.77553 | 0.85362 | 351.6308 | 0 | 16232.846 | 0 | 0 | 0 | 1 | 0 | 0 | 1.0077
827 | Refrigeration | Unit | High Efficiency Refrigeration Compressor_Scroll | Lodging/Hospitality | Existing | CloEgsld827 | 1 | 0.79333 | 6666.6667 | 0 | GSLD | 16 | 0.57723 | 0.60437 | 0.83705 | 1.097 | 1.2026 | 1.2026 | 1.289 | 1.2891 | 1.2453 | 1.1192 | 0.77553 | 0.85362 | 335.2213 | 0 | 15475.3132 | 0 | 0 | 0 | 1 | 0 | 0 | 1.0077
827 | Refrigeration | Unit | High Efficiency Refrigeration Compressor_Scroll | Lodging/Hospitality | New | CloNgsld827 | 1 | 0.79333 | 6666.6667 | 0 | GSLD | 16 | 0.57723 | 0.60437 | 0.83705 | 1.097 | 1.2026 | 1.2026 | 1.289 | 1.2891 | 1.2453 | 1.1192 | 0.77553 | 0.85362 | 335.2213 | 0 | 15475.3132 | 0 | 0 | 0 | 1 | 0 | 0 | 1.0077
827 | Refrigeration | Unit | High Efficiency Refrigeration Compressor_Scroll | Miscellaneous | Existing | CmiEgsld827 | 1 | 0.81119 | 6993.007 | 0 | GSLD | 16 | 0.57723 | 0.60437 | 0.83705 | 1.097 | 1.2026 | 1.2026 | 1.289 | 1.2891 | 1.2453 | 1.1192 | 0.77553 | 0.85362 | 351.6308 | 0 | 16232.846 | 0 | 0 | 0 | 1 | 0 | 0 | 1.0077
827 | Refrigeration | Unit | High Efficiency Refrigeration Compressor_Scroll | Miscellaneous | New | CmiNgsld827 | 1 | 0.81119 | 6993.007 | 0 | GSLD | 16 | 0.57723 | 0.60437 | 0.83705 | 1.097 | 1.2026 | 1.2026 | 1.289 | 1.2891 | 1.2453 | 1.1192 | 0.77553 | 0.85362 | 351.6308 | 0 | 16232.846 | 0 | 0 | 0 | 1 | 0 | 0 | 1.0077
827 | Refrigeration | Unit | High Efficiency Refrigeration Compressor_Scroll | Offices | Existing | CofEgsld827 | 1 | 0.81119 | 6993.007 | 0 | GSLD | 16 | 0.57723 | 0.60437 | 0.83705 | 1.097 | 1.2026 | 1.2026 | 1.289 | 1.2891 | 1.2453 | 1.1192 | 0.77553 | 0.85362 | 351.6308 | 0 | 16232.846 | 0 | 0 | 0 | 1 | 0 | 0 | 1.0077
827 | Refrigeration | Unit | High Efficiency Refrigeration Compressor_Scroll | Offices | New | CofNgsld827 | 1 | 0.81119 | 6993.007 | 0 | GSLD | 16 | 0.57723 | 0.60437 | 0.83705 | 1.097 | 1.2026 | 1.2026 | 1.289 | 1.2891 | 1.2453 | 1.1192 | 0.77553 | 0.85362 | 351.6308 | 0 | 16232.846 | 0 | 0 | 0 | 1 | 0 | 0 | 1.0077
827 | Refrigeration | Unit | High Efficiency Refrigeration Compressor_Scroll | Restaurants | Existing | CreEgsld827 | 1 | 0.80142 | 7092.1986 | 0 | GSLD | 16 | 0.57723 | 0.60437 | 0.83705 | 1.097 | 1.2026 | 1.2026 | 1.289 | 1.2891 | 1.2453 | 1.1192 | 0.77553 | 0.85362 | 356.6184 | 0 | 16463.0991 | 0 | 0 | 0 | 1 | 0 | 0 | 1.0077
827 | Refrigeration | Unit | High Efficiency Refrigeration Compressor_Scroll | Restaurants | New | CreNgsld827 | 1 | 0.80142 | 7092.1986 | 0 | GSLD | 16 | 0.57723 | 0.60437 | 0.83705 | 1.097 | 1.2026 | 1.2026 | 1.289 | 1.2891 | 1.2453 | 1.1192 | 0.77553 | 0.85362 | 356.6184 | 0 | 16463.0991 | 0 | 0 | 0 | 1 | 0 | 0 | 1.0077
827 | Refrigeration | Unit | High Efficiency Refrigeration Compressor_Scroll | Retail | Existing | CrtEgsld827 | 1 | 0.79333 | 6666.6667 | 0 | GSLD | 16 | 0.57723 | 0.60437 | 0.83705 | 1.097 | 1.2026 | 1.2026 | 1.289 | 1.2891 | 1.2453 | 1.1192 | 0.77553 | 0.85362 | 335.2213 | 0 | 15475.3132 | 0 | 0 | 0 | 1 | 0 | 0 | 1.0077
827 | Refrigeration | Unit | High Efficiency Refrigeration Compressor_Scroll | Retail | New | CrtNgsld827 | 1 | 0.79333 | 6666.6667 | 0 | GSLD | 16 | 0.57723 | 0.60437 | 0.83705 | 1.097 | 1.2026 | 1.2026 | 1.289 | 1.2891 | 1.2453 | 1.1192 | 0.77553 | 0.85362 | 335.2213 | 0 | 15475.3132 | 0 | 0 | 0 | 1 | 0 | 0 | 1.0077
827 | Refrigeration | Unit | High Efficiency Refrigeration Compressor_Scroll | Schools K-12 | Existing | CscEgsld827 | 1 | 0.81119 | 6993.007 | 0 | GSLD | 16 | 0.57723 | 0.60437 | 0.83705 | 1.097 | 1.2026 | 1.2026 | 1.289 | 1.2891 | 1.2453 | 1.1192 | 0.77553 | 0.85362 | 351.6308 | 0 | 16232.846 | 0 | 0 | 0 | 1 | 0 | 0 | 1.0077
827 | Refrigeration | Unit | High Efficiency Refrigeration Compressor_Scroll | Schools K-12 | New | CscNgsld827 | 1 | 0.81119 | 6993.007 | 0 | GSLD | 16 | 0.57723 | 0.60437 | 0.83705 | 1.097 | 1.2026 | 1.2026 | 1.289 | 1.2891 | 1.2453 | 1.1192 | 0.77553 | 0.85362 | 351.6308 | 0 | 16232.846 | 0 | 0 | 0 | 1 | 0 | 0 | 1.0077
827 | Refrigeration | Unit | High Efficiency Refrigeration Compressor_Scroll | Warehouse | Existing | CwaEgsld827 | 1 | 0.81119 | 6993.007 | 0 | GSLD | 16 | 0.57723 | 0.60437 | 0.83705 | 1.097 | 1.2026 | 1.2026 | 1.289 | 1.2891 | 1.2453 | 1.1192 | 0.77553 | 0.85362 | 351.6308 | 0 | 16232.846 | 0 | 0 | 0 | 1 | 0 | 0 | 1.0077
827 | Refrigeration | Unit | High Efficiency Refrigeration Compressor_Scroll | Warehouse | New | CwaNgsld827 | 1 | 0.81119 | 6993.007 | 0 | GSLD | 16 | 0.57723 | 0.60437 | 0.83705 | 1.097 | 1.2026 | 1.2026 | 1.289 | 1.2891 | 1.2453 | 1.1192 | 0.77553 | 0.85362 | 351.6308 | 0 | 16232.846 | 0 | 0 | 0 | 1 | 0 | 0 | 1.0077
828 | Refrigeration | Unit | Water Cooled Refrigeration Heat Recovery | Assembly | Existing | CasEgsld828 | 1 | 1.523 | 8042.7228 | 0 | GSLD | 15 | 1 | 1 | 1 | 1 | 1 | 1 | 1 | 1 | 1 | 1 | 1 | 1 | 404.4138 | 0 | 643.521 | 0 | 0 | 0 | 1 | 0 | 0 | 1
828 | Refrigeration | Unit | Water Cooled Refrigeration Heat Recovery | Assembly | New | CasNgsld828 | 1 | 1.523 | 8042.7228 | 0 | GSLD | 15 | 1 | 1 | 1 | 1 | 1 | 1 | 1 | 1 | 1 | 1 | 1 | 1 | 404.4138 | 0 | 643.521 | 0 | 0 | 0 | 1 | 0 | 0 | 1
828 | Refrigeration | Unit | Water Cooled Refrigeration Heat Recovery | College and University | Existing | CcoEgsld828 | 1 | 1.2145 | 10905.4227 | 0 | GSLD | 15 | 1 | 1 | 1 | 1 | 1 | 1 | 1 | 1 | 1 | 1 | 1 | 1 | 548.3596 | 0 | 872.453 | 0 | 0 | 0 | 1 | 0 | 0 | 1
828 | Refrigeration | Unit | Water Cooled Refrigeration Heat Recovery | College and University | New | CcoNgsld828 | 1 | 1.2145 | 10905.4227 | 0 | GSLD | 15 | 1 | 1 | 1 | 1 | 1 | 1 | 1 | 1 | 1 | 1 | 1 | 1 | 548.3596 | 0 | 872.453 | 0 | 0 | 0 | 1 | 0 | 0 | 1
828 | Refrigeration | Unit | Water Cooled Refrigeration Heat Recovery | Data Center | Existing | CdaEgsld828 | 1 | 1.2145 | 10905.4227 | 0 | GSLD | 15 | 1 | 1 | 1 | 1 | 1 | 1 | 1 | 1 | 1 | 1 | 1 | 1 | 548.3596 | 0 | 872.436 | 0 | 0 | 0 | 1 | 0 | 0 | 1
828 | Refrigeration | Unit | Water Cooled Refrigeration Heat Recovery | Data Center | New | CdaNgsld828 | 1 | 1.2145 | 10905.4227 | 0 | GSLD | 15 | 1 | 1 | 1 | 1 | 1 | 1 | 1 | 1 | 1 | 1 | 1 | 1 | 548.3596 | 0 | 872.436 | 0 | 0 | 0 | 1 | 0 | 0 | 1
828 | Refrigeration | Unit | Water Cooled Refrigeration Heat Recovery | Grocery | Existing | CgrEgsld828 | 1 | 1.523 | 8042.7224 | 0 | GSLD | 15 | 1 | 1 | 1 | 1 | 1 | 1 | 1 | 1 | 1 | 1 | 1 | 1 | 404.4138 | 0 | 643.7357 | 0 | 0 | 0 | 1 | 0 | 0 | 1
828 | Refrigeration | Unit | Water Cooled Refrigeration Heat Recovery | Grocery | New | CgrNgsld828 | 1 | 1.523 | 8042.7224 | 0 | GSLD | 15 | 1 | 1 | 1 | 1 | 1 | 1 | 1 | 1 | 1 | 1 | 1 | 1 | 404.4138 | 0 | 643.7357 | 0 | 0 | 0 | 1 | 0 | 0 | 1
828 | Refrigeration | Unit | Water Cooled Refrigeration Heat Recovery | Healthcare | Existing | CheEgsld828 | 1 | 1.2145 | 10905.4226 | 0 | GSLD | 15 | 1 | 1 | 1 | 1 | 1 | 1 | 1 | 1 | 1 | 1 | 1 | 1 | 548.3596 | 0 | 872.7251 | 0 | 0 | 0 | 1 | 0 | 0 | 1
828 | Refrigeration | Unit | Water Cooled Refrigeration Heat Recovery | Healthcare | New | CheNgsld828 | 1 | 1.2145 | 10905.4226 | 0 | GSLD | 15 | 1 | 1 | 1 | 1 | 1 | 1 | 1 | 1 | 1 | 1 | 1 | 1 | 548.3596 | 0 | 872.7251 | 0 | 0 | 0 | 1 | 0 | 0 | 1
828 | Refrigeration | Unit | Water Cooled Refrigeration Heat Recovery | Hospitals | Existing | ChoEgsld828 | 1 | 1.2145 | 10905.4227 | 0 | GSLD | 15 | 1 | 1 | 1 | 1 | 1 | 1 | 1 | 1 | 1 | 1 | 1 | 1 | 548.3596 | 0 | 872.4326 | 0 | 0 | 0 | 1 | 0 | 0 | 1
828 | Refrigeration | Unit | Water Cooled Refrigeration Heat Recovery | Hospitals | New | ChoNgsld828 | 1 | 1.2145 | 10905.4227 | 0 | GSLD | 15 | 1 | 1 | 1 | 1 | 1 | 1 | 1 | 1 | 1 | 1 | 1 | 1 | 548.3596 | 0 | 872.4326 | 0 | 0 | 0 | 1 | 0 | 0 | 1
828 | Refrigeration | Unit | Water Cooled Refrigeration Heat Recovery | Institutional | Existing | CinEgsld828 | 1 | 1.2145 | 10905.4229 | 0 | GSLD | 15 | 1 | 1 | 1 | 1 | 1 | 1 | 1 | 1 | 1 | 1 | 1 | 1 | 548.3596 | 0 | 872.2837 | 0 | 0 | 0 | 1 | 0 | 0 | 1
828 | Refrigeration | Unit | Water Cooled Refrigeration Heat Recovery | Institutional | New | CinNgsld828 | 1 | 1.2145 | 10905.4229 | 0 | GSLD | 15 | 1 | 1 | 1 | 1 | 1 | 1 | 1 | 1 | 1 | 1 | 1 | 1 | 548.3596 | 0 | 872.2837 | 0 | 0 | 0 | 1 | 0 | 0 | 1
828 | Refrigeration | Unit | Water Cooled Refrigeration Heat Recovery | Lodging/Hospitality | Existing | CloEgsld828 | 1 | 4.0096 | 25413.8002 | 0 | GSLD | 15 | 1 | 1 | 1 | 1 | 1 | 1 | 1 | 1 | 1 | 1 | 1 | 1 | 1277.8872 | 0 | 2033.1251 | 0 | 0 | 0 | 1 | 0 | 0 | 1
828 | Refrigeration | Unit | Water Cooled Refrigeration Heat Recovery | Lodging/Hospitality | New | CloNgsld828 | 1 | 4.0096 | 25413.8002 | 0 | GSLD | 15 | 1 | 1 | 1 | 1 | 1 | 1 | 1 | 1 | 1 | 1 | 1 | 1 | 1277.8872 | 0 | 2033.1251 | 0 | 0 | 0 | 1 | 0 | 0 | 1
828 | Refrigeration | Unit | Water Cooled Refrigeration Heat Recovery | Miscellaneous | Existing | CmiEgsld828 | 1 | 1.523 | 8042.7228 | 0 | GSLD | 15 | 1 | 1 | 1 | 1 | 1 | 1 | 1 | 1 | 1 | 1 | 1 | 1 | 404.4138 | 0 | 643.3417 | 0 | 0 | 0 | 1 | 0 | 0 | 1
828 | Refrigeration | Unit | Water Cooled Refrigeration Heat Recovery | Miscellaneous | New | CmiNgsld828 | 1 | 1.523 | 8042.7228 | 0 | GSLD | 15 | 1 | 1 | 1 | 1 | 1 | 1 | 1 | 1 | 1 | 1 | 1 | 1 | 404.4138 | 0 | 643.3417 | 0 | 0 | 0 | 1 | 0 | 0 | 1
828 | Refrigeration | Unit | Water Cooled Refrigeration Heat Recovery | Offices | Existing | CofEgsld828 | 1 | 1.523 | 8042.7228 | 0 | GSLD | 15 | 1 | 1 | 1 | 1 | 1 | 1 | 1 | 1 | 1 | 1 | 1 | 1 | 404.4138 | 0 | 643.5498 | 0 | 0 | 0 | 1 | 0 | 0 | 1
828 | Refrigeration | Unit | Water Cooled Refrigeration Heat Recovery | Offices | New | CofNgsld828 | 1 | 1.523 | 8042.7228 | 0 | GSLD | 15 | 1 | 1 | 1 | 1 | 1 | 1 | 1 | 1 | 1 | 1 | 1 | 1 | 404.4138 | 0 | 643.5498 | 0 | 0 | 0 | 1 | 0 | 0 | 1
828 | Refrigeration | Unit | Water Cooled Refrigeration Heat Recovery | Restaurants | Existing | CreEgsld828 | 1 | 1.523 | 8042.7229 | 0 | GSLD | 15 | 1 | 1 | 1 | 1 | 1 | 1 | 1 | 1 | 1 | 1 | 1 | 1 | 404.4139 | 0 | 643.4303 | 0 | 0 | 0 | 1 | 0 | 0 | 1
828 | Refrigeration | Unit | Water Cooled Refrigeration Heat Recovery | Restaurants | New | CreNgsld828 | 1 | 1.523 | 8042.7229 | 0 | GSLD | 15 | 1 | 1 | 1 | 1 | 1 | 1 | 1 | 1 | 1 | 1 | 1 | 1 | 404.4139 | 0 | 643.4303 | 0 | 0 | 0 | 1 | 0 | 0 | 1
828 | Refrigeration | Unit | Water Cooled Refrigeration Heat Recovery | Retail | Existing | CrtEgsld828 | 1 | 1.523 | 8042.7229 | 0 | GSLD | 15 | 1 | 1 | 1 | 1 | 1 | 1 | 1 | 1 | 1 | 1 | 1 | 1 | 404.4139 | 0 | 643.3966 | 0 | 0 | 0 | 1 | 0 | 0 | 1
828 | Refrigeration | Unit | Water Cooled Refrigeration Heat Recovery | Retail | New | CrtNgsld828 | 1 | 1.523 | 8042.7229 | 0 | GSLD | 15 | 1 | 1 | 1 | 1 | 1 | 1 | 1 | 1 | 1 | 1 | 1 | 1 | 404.4139 | 0 | 643.3966 | 0 | 0 | 0 | 1 | 0 | 0 | 1
828 | Refrigeration | Unit | Water Cooled Refrigeration Heat Recovery | Schools K-12 | Existing | CscEgsld828 | 1 | 1.523 | 8042.7229 | 0 | GSLD | 15 | 1 | 1 | 1 | 1 | 1 | 1 | 1 | 1 | 1 | 1 | 1 | 1 | 404.4139 | 0 | 643.4103 | 0 | 0 | 0 | 1 | 0 | 0 | 1
828 | Refrigeration | Unit | Water Cooled Refrigeration Heat Recovery | Schools K-12 | New | CscNgsld828 | 1 | 1.523 | 8042.7229 | 0 | GSLD | 15 | 1 | 1 | 1 | 1 | 1 | 1 | 1 | 1 | 1 | 1 | 1 | 1 | 404.4139 | 0 | 643.4103 | 0 | 0 | 0 | 1 | 0 | 0 | 1
828 | Refrigeration | Unit | Water Cooled Refrigeration Heat Recovery | Warehouse | Existing | CwaEgsld828 | 1 | 1.523 | 8042.7226 | 0 | GSLD | 15 | 1 | 1 | 1 | 1 | 1 | 1 | 1 | 1 | 1 | 1 | 1 | 1 | 404.4138 | 0 | 643.7427 | 0 | 0 | 0 | 1 | 0 | 0 | 1
828 | Refrigeration | Unit | Water Cooled Refrigeration Heat Recovery | Warehouse | New | CwaNgsld828 | 1 | 1.523 | 8042.7226 | 0 | GSLD | 15 | 1 | 1 | 1 | 1 | 1 | 1 | 1 | 1 | 1 | 1 | 1 | 1 | 404.4138 | 0 | 643.7427 | 0 | 0 | 0 | 1 | 0 | 0 | 1
829 | Refrigeration | Unit | Zero Energy Doors | Assembly | Existing | CasEgsld829 | 1 | 0.79333 | 6666.6667 | 0 | GSLD | 11 | 1 | 1 | 1 | 1 | 1 | 1 | 1 | 1 | 1 | 1 | 1 | 1 | 400 | 0 | 602.9331 | 0 | 0 | 0 | 1 | 0 | 0 | 1
829 | Refrigeration | Unit | Zero Energy Doors | Assembly | New | CasNgsld829 | 1 | 0.79333 | 6666.6667 | 0 | GSLD | 11 | 1 | 1 | 1 | 1 | 1 | 1 | 1 | 1 | 1 | 1 | 1 | 1 | 400 | 0 | 602.9331 | 0 | 0 | 0 | 1 | 0 | 0 | 1
829 | Refrigeration | Unit | Zero Energy Doors | College and University | Existing | CcoEgsld829 | 1 | 0.79333 | 6666.6667 | 0 | GSLD | 11 | 1 | 1 | 1 | 1 | 1 | 1 | 1 | 1 | 1 | 1 | 1 | 1 | 400 | 0 | 602.9331 | 0 | 0 | 0 | 1 | 0 | 0 | 1
829 | Refrigeration | Unit | Zero Energy Doors | College and University | New | CcoNgsld829 | 1 | 0.79333 | 6666.6667 | 0 | GSLD | 11 | 1 | 1 | 1 | 1 | 1 | 1 | 1 | 1 | 1 | 1 | 1 | 1 | 400 | 0 | 602.9331 | 0 | 0 | 0 | 1 | 0 | 0 | 1
829 | Refrigeration | Unit | Zero Energy Doors | Data Center | Existing | CdaEgsld829 | 1 | 0.81119 | 6993.007 | 0 | GSLD | 11 | 1 | 1 | 1 | 1 | 1 | 1 | 1 | 1 | 1 | 1 | 1 | 1 | 419.5804 | 0 | 632.4473 | 0 | 0 | 0 | 1 | 0 | 0 | 1
829 | Refrigeration | Unit | Zero Energy Doors | Data Center | New | CdaNgsld829 | 1 | 0.81119 | 6993.007 | 0 | GSLD | 11 | 1 | 1 | 1 | 1 | 1 | 1 | 1 | 1 | 1 | 1 | 1 | 1 | 419.5804 | 0 | 632.4473 | 0 | 0 | 0 | 1 | 0 | 0 | 1
829 | Refrigeration | Unit | Zero Energy Doors | Grocery | Existing | CgrEgsld829 | 1 | 0.79333 | 6666.6667 | 0 | GSLD | 11 | 1 | 1 | 1 | 1 | 1 | 1 | 1 | 1 | 1 | 1 | 1 | 1 | 400 | 0 | 602.9331 | 0 | 0 | 0 | 1 | 0 | 0 | 1
829 | Refrigeration | Unit | Zero Energy Doors | Grocery | New | CgrNgsld829 | 1 | 0.79333 | 6666.6667 | 0 | GSLD | 11 | 1 | 1 | 1 | 1 | 1 | 1 | 1 | 1 | 1 | 1 | 1 | 1 | 400 | 0 | 602.9331 | 0 | 0 | 0 | 1 | 0 | 0 | 1
829 | Refrigeration | Unit | Zero Energy Doors | Healthcare | Existing | CheEgsld829 | 1 | 0.79333 | 6666.6667 | 0 | GSLD | 11 | 1 | 1 | 1 | 1 | 1 | 1 | 1 | 1 | 1 | 1 | 1 | 1 | 400 | 0 | 602.9331 | 0 | 0 | 0 | 1 | 0 | 0 | 1
829 | Refrigeration | Unit | Zero Energy Doors | Healthcare | New | CheNgsld829 | 1 | 0.79333 | 6666.6667 | 0 | GSLD | 11 | 1 | 1 | 1 | 1 | 1 | 1 | 1 | 1 | 1 | 1 | 1 | 1 | 400 | 0 | 602.9331 | 0 | 0 | 0 | 1 | 0 | 0 | 1
829 | Refrigeration | Unit | Zero Energy Doors | Hospitals | Existing | ChoEgsld829 | 1 | 0.79333 | 6666.6667 | 0 | GSLD | 11 | 1 | 1 | 1 | 1 | 1 | 1 | 1 | 1 | 1 | 1 | 1 | 1 | 400 | 0 | 602.9331 | 0 | 0 | 0 | 1 | 0 | 0 | 1
829 | Refrigeration | Unit | Zero Energy Doors | Hospitals | New | ChoNgsld829 | 1 | 0.79333 | 6666.6667 | 0 | GSLD | 11 | 1 | 1 | 1 | 1 | 1 | 1 | 1 | 1 | 1 | 1 | 1 | 1 | 400 | 0 | 602.9331 | 0 | 0 | 0 | 1 | 0 | 0 | 1
829 | Refrigeration | Unit | Zero Energy Doors | Institutional | Existing | CinEgsld829 | 1 | 0.81119 | 6993.007 | 0 | GSLD | 11 | 1 | 1 | 1 | 1 | 1 | 1 | 1 | 1 | 1 | 1 | 1 | 1 | 419.5804 | 0 | 632.4473 | 0 | 0 | 0 | 1 | 0 | 0 | 1
829 | Refrigeration | Unit | Zero Energy Doors | Institutional | New | CinNgsld829 | 1 | 0.81119 | 6993.007 | 0 | GSLD | 11 | 1 | 1 | 1 | 1 | 1 | 1 | 1 | 1 | 1 | 1 | 1 | 1 | 419.5804 | 0 | 632.4473 | 0 | 0 | 0 | 1 | 0 | 0 | 1
829 | Refrigeration | Unit | Zero Energy Doors | Lodging/Hospitality | Existing | CloEgsld829 | 1 | 0.79333 | 6666.6667 | 0 | GSLD | 11 | 1 | 1 | 1 | 1 | 1 | 1 | 1 | 1 | 1 | 1 | 1 | 1 | 400 | 0 | 602.9331 | 0 | 0 | 0 | 1 | 0 | 0 | 1
829 | Refrigeration | Unit | Zero Energy Doors | Lodging/Hospitality | New | CloNgsld829 | 1 | 0.79333 | 6666.6667 | 0 | GSLD | 11 | 1 | 1 | 1 | 1 | 1 | 1 | 1 | 1 | 1 | 1 | 1 | 1 | 400 | 0 | 602.9331 | 0 | 0 | 0 | 1 | 0 | 0 | 1
829 | Refrigeration | Unit | Zero Energy Doors | Miscellaneous | Existing | CmiEgsld829 | 1 | 0.81119 | 6993.007 | 0 | GSLD | 11 | 1 | 1 | 1 | 1 | 1 | 1 | 1 | 1 | 1 | 1 | 1 | 1 | 419.5804 | 0 | 632.4473 | 0 | 0 | 0 | 1 | 0 | 0 | 1
829 | Refrigeration | Unit | Zero Energy Doors | Miscellaneous | New | CmiNgsld829 | 1 | 0.81119 | 6993.007 | 0 | GSLD | 11 | 1 | 1 | 1 | 1 | 1 | 1 | 1 | 1 | 1 | 1 | 1 | 1 | 419.5804 | 0 | 632.4473 | 0 | 0 | 0 | 1 | 0 | 0 | 1
829 | Refrigeration | Unit | Zero Energy Doors | Offices | Existing | CofEgsld829 | 1 | 0.81119 | 6993.007 | 0 | GSLD | 11 | 1 | 1 | 1 | 1 | 1 | 1 | 1 | 1 | 1 | 1 | 1 | 1 | 419.5804 | 0 | 632.4473 | 0 | 0 | 0 | 1 | 0 | 0 | 1
829 | Refrigeration | Unit | Zero Energy Doors | Offices | New | CofNgsld829 | 1 | 0.81119 | 6993.007 | 0 | GSLD | 11 | 1 | 1 | 1 | 1 | 1 | 1 | 1 | 1 | 1 | 1 | 1 | 1 | 419.5804 | 0 | 632.4473 | 0 | 0 | 0 | 1 | 0 | 0 | 1
829 | Refrigeration | Unit | Zero Energy Doors | Restaurants | Existing | CreEgsld829 | 1 | 0.80142 | 7092.1986 | 0 | GSLD | 11 | 1 | 1 | 1 | 1 | 1 | 1 | 1 | 1 | 1 | 1 | 1 | 1 | 425.5319 | 0 | 641.4182 | 0 | 0 | 0 | 1 | 0 | 0 | 1
829 | Refrigeration | Unit | Zero Energy Doors | Restaurants | New | CreNgsld829 | 1 | 0.80142 | 7092.1986 | 0 | GSLD | 11 | 1 | 1 | 1 | 1 | 1 | 1 | 1 | 1 | 1 | 1 | 1 | 1 | 425.5319 | 0 | 641.4182 | 0 | 0 | 0 | 1 | 0 | 0 | 1
829 | Refrigeration | Unit | Zero Energy Doors | Retail | Existing | CrtEgsld829 | 1 | 0.79333 | 6666.6667 | 0 | GSLD | 11 | 1 | 1 | 1 | 1 | 1 | 1 | 1 | 1 | 1 | 1 | 1 | 1 | 400 | 0 | 602.9331 | 0 | 0 | 0 | 1 | 0 | 0 | 1
829 | Refrigeration | Unit | Zero Energy Doors | Retail | New | CrtNgsld829 | 1 | 0.79333 | 6666.6667 | 0 | GSLD | 11 | 1 | 1 | 1 | 1 | 1 | 1 | 1 | 1 | 1 | 1 | 1 | 1 | 400 | 0 | 602.9331 | 0 | 0 | 0 | 1 | 0 | 0 | 1
829 | Refrigeration | Unit | Zero Energy Doors | Schools K-12 | Existing | CscEgsld829 | 1 | 0.81119 | 6993.007 | 0 | GSLD | 11 | 1 | 1 | 1 | 1 | 1 | 1 | 1 | 1 | 1 | 1 | 1 | 1 | 419.5804 | 0 | 632.4473 | 0 | 0 | 0 | 1 | 0 | 0 | 1
829 | Refrigeration | Unit | Zero Energy Doors | Schools K-12 | New | CscNgsld829 | 1 | 0.81119 | 6993.007 | 0 | GSLD | 11 | 1 | 1 | 1 | 1 | 1 | 1 | 1 | 1 | 1 | 1 | 1 | 1 | 419.5804 | 0 | 632.4473 | 0 | 0 | 0 | 1 | 0 | 0 | 1
829 | Refrigeration | Unit | Zero Energy Doors | Warehouse | Existing | CwaEgsld829 | 1 | 0.81119 | 6993.007 | 0 | GSLD | 11 | 1 | 1 | 1 | 1 | 1 | 1 | 1 | 1 | 1 | 1 | 1 | 1 | 419.5804 | 0 | 632.4473 | 0 | 0 | 0 | 1 | 0 | 0 | 1
829 | Refrigeration | Unit | Zero Energy Doors | Warehouse | New | CwaNgsld829 | 1 | 0.81119 | 6993.007 | 0 | GSLD | 11 | 1 | 1 | 1 | 1 | 1 | 1 | 1 | 1 | 1 | 1 | 1 | 1 | 419.5804 | 0 | 632.4473 | 0 | 0 | 0 | 1 | 0 | 0 | 1
901 | Water Heating | Ancillary | Drain water heat recovery | Assembly | Existing | CasEgsld901 | 1 | 1.523 | 8042.723 | 0 | GSLD | 30 | 1.0063 | 0.98564 | 1.0265 | 1.0441 | 1.0994 | 1.0901 | 1.0679 | 1.0965 | 1.0642 | 1.0547 | 1.0277 | 1.0297 | 404.4139 | 0 | 5659.985 | 0 | 0 | 0 | 1 | 0 | 0 | 1.0494
901 | Water Heating | Ancillary | Drain water heat recovery | Assembly | New | CasNgsld901 | 1 | 1.523 | 8042.723 | 0 | GSLD | 30 | 1.0063 | 0.98564 | 1.0265 | 1.0441 | 1.0994 | 1.0901 | 1.0679 | 1.0965 | 1.0642 | 1.0547 | 1.0277 | 1.0297 | 404.4139 | 0 | 5659.985 | 0 | 0 | 0 | 1 | 0 | 0 | 1.0494
901 | Water Heating | Ancillary | Drain water heat recovery | College and University | Existing | CcoEgsld901 | 1 | 1.2145 | 10905.4227 | 0 | GSLD | 30 | 1.0063 | 0.98564 | 1.0265 | 1.0441 | 1.0994 | 1.0901 | 1.0679 | 1.0965 | 1.0642 | 1.0547 | 1.0277 | 1.0297 | 548.3596 | 0 | 3336.7516 | 0 | 0 | 0 | 1 | 0 | 0 | 1.0494
901 | Water Heating | Ancillary | Drain water heat recovery | College and University | New | CcoNgsld901 | 1 | 1.2145 | 10905.4227 | 0 | GSLD | 30 | 1.0063 | 0.98564 | 1.0265 | 1.0441 | 1.0994 | 1.0901 | 1.0679 | 1.0965 | 1.0642 | 1.0547 | 1.0277 | 1.0297 | 548.3596 | 0 | 3336.7516 | 0 | 0 | 0 | 1 | 0 | 0 | 1.0494
901 | Water Heating | Ancillary | Drain water heat recovery | Data Center | Existing | CdaEgsld901 | 1 | 1.2145 | 10905.4227 | 0 | GSLD | 30 | 1.0063 | 0.98564 | 1.0265 | 1.0441 | 1.0994 | 1.0901 | 1.0679 | 1.0965 | 1.0642 | 1.0547 | 1.0277 | 1.0297 | 548.3596 | 0 | 76745.1029 | 0 | 0 | 0 | 1 | 0 | 0 | 1.0494
901 | Water Heating | Ancillary | Drain water heat recovery | Data Center | New | CdaNgsld901 | 1 | 1.2145 | 10905.4227 | 0 | GSLD | 30 | 1.0063 | 0.98564 | 1.0265 | 1.0441 | 1.0994 | 1.0901 | 1.0679 | 1.0965 | 1.0642 | 1.0547 | 1.0277 | 1.0297 | 548.3596 | 0 | 76745.1029 | 0 | 0 | 0 | 1 | 0 | 0 | 1.0494
901 | Water Heating | Ancillary | Drain water heat recovery | Grocery | Existing | CgrEgsld901 | 1 | 1.523 | 8042.723 | 0 | GSLD | 30 | 1.0063 | 0.98564 | 1.0265 | 1.0441 | 1.0994 | 1.0901 | 1.0679 | 1.0965 | 1.0642 | 1.0547 | 1.0277 | 1.0297 | 404.4139 | 0 | 4244.9496 | 0 | 0 | 0 | 1 | 0 | 0 | 1.0494
901 | Water Heating | Ancillary | Drain water heat recovery | Grocery | New | CgrNgsld901 | 1 | 1.523 | 8042.723 | 0 | GSLD | 30 | 1.0063 | 0.98564 | 1.0265 | 1.0441 | 1.0994 | 1.0901 | 1.0679 | 1.0965 | 1.0642 | 1.0547 | 1.0277 | 1.0297 | 404.4139 | 0 | 4244.9496 | 0 | 0 | 0 | 1 | 0 | 0 | 1.0494
901 | Water Heating | Ancillary | Drain water heat recovery | Healthcare | Existing | CheEgsld901 | 1 | 1.2145 | 10905.4227 | 0 | GSLD | 30 | 1.0063 | 0.98564 | 1.0265 | 1.0441 | 1.0994 | 1.0901 | 1.0679 | 1.0965 | 1.0642 | 1.0547 | 1.0277 | 1.0297 | 548.3596 | 0 | 190.2775 | 0 | 0 | 0 | 1 | 0 | 0 | 1.0494
901 | Water Heating | Ancillary | Drain water heat recovery | Healthcare | New | CheNgsld901 | 1 | 1.2145 | 10905.4227 | 0 | GSLD | 30 | 1.0063 | 0.98564 | 1.0265 | 1.0441 | 1.0994 | 1.0901 | 1.0679 | 1.0965 | 1.0642 | 1.0547 | 1.0277 | 1.0297 | 548.3596 | 0 | 190.2775 | 0 | 0 | 0 | 1 | 0 | 0 | 1.0494
901 | Water Heating | Ancillary | Drain water heat recovery | Hospitals | Existing | ChoEgsld901 | 1 | 1.2145 | 10905.4227 | 0 | GSLD | 30 | 1.0063 | 0.98564 | 1.0265 | 1.0441 | 1.0994 | 1.0901 | 1.0679 | 1.0965 | 1.0642 | 1.0547 | 1.0277 | 1.0297 | 548.3596 | 0 | 1438.9742 | 0 | 0 | 0 | 1 | 0 | 0 | 1.0494
901 | Water Heating | Ancillary | Drain water heat recovery | Hospitals | New | ChoNgsld901 | 1 | 1.2145 | 10905.4227 | 0 | GSLD | 30 | 1.0063 | 0.98564 | 1.0265 | 1.0441 | 1.0994 | 1.0901 | 1.0679 | 1.0965 | 1.0642 | 1.0547 | 1.0277 | 1.0297 | 548.3596 | 0 | 1438.9742 | 0 | 0 | 0 | 1 | 0 | 0 | 1.0494
901 | Water Heating | Ancillary | Drain water heat recovery | Institutional | Existing | CinEgsld901 | 1 | 1.2145 | 10905.4227 | 0 | GSLD | 30 | 1.0063 | 0.98564 | 1.0265 | 1.0441 | 1.0994 | 1.0901 | 1.0679 | 1.0965 | 1.0642 | 1.0547 | 1.0277 | 1.0297 | 548.3596 | 0 | 19985.7423 | 0 | 0 | 0 | 1 | 0 | 0 | 1.0494
901 | Water Heating | Ancillary | Drain water heat recovery | Institutional | New | CinNgsld901 | 1 | 1.2145 | 10905.4227 | 0 | GSLD | 30 | 1.0063 | 0.98564 | 1.0265 | 1.0441 | 1.0994 | 1.0901 | 1.0679 | 1.0965 | 1.0642 | 1.0547 | 1.0277 | 1.0297 | 548.3596 | 0 | 19985.7423 | 0 | 0 | 0 | 1 | 0 | 0 | 1.0494
901 | Water Heating | Ancillary | Drain water heat recovery | Lodging/Hospitality | Existing | CloEgsld901 | 1 | 4.0096 | 25413.8002 | 0 | GSLD | 30 | 1.0063 | 0.98564 | 1.0265 | 1.0441 | 1.0994 | 1.0901 | 1.0679 | 1.0965 | 1.0642 | 1.0547 | 1.0277 | 1.0297 | 1277.8872 | 0 | 894.2291 | 0 | 0 | 0 | 1 | 0 | 0 | 1.0494
901 | Water Heating | Ancillary | Drain water heat recovery | Lodging/Hospitality | New | CloNgsld901 | 1 | 4.0096 | 25413.8002 | 0 | GSLD | 30 | 1.0063 | 0.98564 | 1.0265 | 1.0441 | 1.0994 | 1.0901 | 1.0679 | 1.0965 | 1.0642 | 1.0547 | 1.0277 | 1.0297 | 1277.8872 | 0 | 894.2291 | 0 | 0 | 0 | 1 | 0 | 0 | 1.0494
901 | Water Heating | Ancillary | Drain water heat recovery | Miscellaneous | Existing | CmiEgsld901 | 1 | 1.523 | 8042.7229 | 0 | GSLD | 30 | 1.0063 | 0.98564 | 1.0265 | 1.0441 | 1.0994 | 1.0901 | 1.0679 | 1.0965 | 1.0642 | 1.0547 | 1.0277 | 1.0297 | 404.4139 | 0 | 13583.8688 | 0 | 0 | 0 | 1 | 0 | 0 | 1.0494
901 | Water Heating | Ancillary | Drain water heat recovery | Miscellaneous | New | CmiNgsld901 | 1 | 1.523 | 8042.7229 | 0 | GSLD | 30 | 1.0063 | 0.98564 | 1.0265 | 1.0441 | 1.0994 | 1.0901 | 1.0679 | 1.0965 | 1.0642 | 1.0547 | 1.0277 | 1.0297 | 404.4139 | 0 | 13583.8688 | 0 | 0 | 0 | 1 | 0 | 0 | 1.0494
901 | Water Heating | Ancillary | Drain water heat recovery | Offices | Existing | CofEgsld901 | 1 | 1.523 | 8042.7229 | 0 | GSLD | 30 | 1.0063 | 0.98564 | 1.0265 | 1.0441 | 1.0994 | 1.0901 | 1.0679 | 1.0965 | 1.0642 | 1.0547 | 1.0277 | 1.0297 | 404.4139 | 0 | 5093.9536 | 0 | 0 | 0 | 1 | 0 | 0 | 1.0494
901 | Water Heating | Ancillary | Drain water heat recovery | Offices | New | CofNgsld901 | 1 | 1.523 | 8042.7229 | 0 | GSLD | 30 | 1.0063 | 0.98564 | 1.0265 | 1.0441 | 1.0994 | 1.0901 | 1.0679 | 1.0965 | 1.0642 | 1.0547 | 1.0277 | 1.0297 | 404.4139 | 0 | 5093.9536 | 0 | 0 | 0 | 1 | 0 | 0 | 1.0494
901 | Water Heating | Ancillary | Drain water heat recovery | Restaurants | Existing | CreEgsld901 | 1 | 1.523 | 8042.7229 | 0 | GSLD | 30 | 1.0063 | 0.98564 | 1.0265 | 1.0441 | 1.0994 | 1.0901 | 1.0679 | 1.0965 | 1.0642 | 1.0547 | 1.0277 | 1.0297 | 404.4139 | 0 | 1905.7048 | 0 | 0 | 0 | 1 | 0 | 0 | 1.0494
901 | Water Heating | Ancillary | Drain water heat recovery | Restaurants | New | CreNgsld901 | 1 | 1.523 | 8042.7229 | 0 | GSLD | 30 | 1.0063 | 0.98564 | 1.0265 | 1.0441 | 1.0994 | 1.0901 | 1.0679 | 1.0965 | 1.0642 | 1.0547 | 1.0277 | 1.0297 | 404.4139 | 0 | 1905.7048 | 0 | 0 | 0 | 1 | 0 | 0 | 1.0494
901 | Water Heating | Ancillary | Drain water heat recovery | Retail | Existing | CrtEgsld901 | 1 | 1.523 | 8042.723 | 0 | GSLD | 30 | 1.0063 | 0.98564 | 1.0265 | 1.0441 | 1.0994 | 1.0901 | 1.0679 | 1.0965 | 1.0642 | 1.0547 | 1.0277 | 1.0297 | 404.4139 | 0 | 40750.615 | 0 | 0 | 0 | 1 | 0 | 0 | 1.0494
901 | Water Heating | Ancillary | Drain water heat recovery | Retail | New | CrtNgsld901 | 1 | 1.523 | 8042.723 | 0 | GSLD | 30 | 1.0063 | 0.98564 | 1.0265 | 1.0441 | 1.0994 | 1.0901 | 1.0679 | 1.0965 | 1.0642 | 1.0547 | 1.0277 | 1.0297 | 404.4139 | 0 | 40750.615 | 0 | 0 | 0 | 1 | 0 | 0 | 1.0494
901 | Water Heating | Ancillary | Drain water heat recovery | Schools K-12 | Existing | CscEgsld901 | 1 | 1.523 | 8042.7229 | 0 | GSLD | 30 | 1.0063 | 0.98564 | 1.0265 | 1.0441 | 1.0994 | 1.0901 | 1.0679 | 1.0965 | 1.0642 | 1.0547 | 1.0277 | 1.0297 | 404.4139 | 0 | 2829.9664 | 0 | 0 | 0 | 1 | 0 | 0 | 1.0494
901 | Water Heating | Ancillary | Drain water heat recovery | Schools K-12 | New | CscNgsld901 | 1 | 1.523 | 8042.7229 | 0 | GSLD | 30 | 1.0063 | 0.98564 | 1.0265 | 1.0441 | 1.0994 | 1.0901 | 1.0679 | 1.0965 | 1.0642 | 1.0547 | 1.0277 | 1.0297 | 404.4139 | 0 | 2829.9664 | 0 | 0 | 0 | 1 | 0 | 0 | 1.0494
901 | Water Heating | Ancillary | Drain water heat recovery | Warehouse | Existing | CwaEgsld901 | 1 | 1.523 | 8042.723 | 0 | GSLD | 30 | 1.0063 | 0.98564 | 1.0265 | 1.0441 | 1.0994 | 1.0901 | 1.0679 | 1.0965 | 1.0642 | 1.0547 | 1.0277 | 1.0297 | 404.4139 | 0 | 8489.8992 | 0 | 0 | 0 | 1 | 0 | 0 | 1.0494
901 | Water Heating | Ancillary | Drain water heat recovery | Warehouse | New | CwaNgsld901 | 1 | 1.523 | 8042.723 | 0 | GSLD | 30 | 1.0063 | 0.98564 | 1.0265 | 1.0441 | 1.0994 | 1.0901 | 1.0679 | 1.0965 | 1.0642 | 1.0547 | 1.0277 | 1.0297 | 404.4139 | 0 | 8489.8992 | 0 | 0 | 0 | 1 | 0 | 0 | 1.0494
902 | Water Heating | Ancillary | Faucet Aerator | Assembly | Existing | CasEgsld902 | 1 | 1.523 | 8042.723 | 0 | GSLD | 10 | 1.4643 | 1.391 | 1.4253 | 1.4319 | 1.4238 | 1.3901 | 1.2504 | 1.3782 | 1.4309 | 1.4735 | 1.4117 | 1.4938 | 482.5634 | 0 | 282.3772 | 0 | 0 | 0 | 1 | 0 | 0 | 1.4137
902 | Water Heating | Ancillary | Faucet Aerator | Assembly | New | CasNgsld902 | 1 | 1.523 | 8042.723 | 0 | GSLD | 10 | 1.4643 | 1.391 | 1.4253 | 1.4319 | 1.4238 | 1.3901 | 1.2504 | 1.3782 | 1.4309 | 1.4735 | 1.4117 | 1.4938 | 482.5634 | 0 | 282.3772 | 0 | 0 | 0 | 1 | 0 | 0 | 1.4137
902 | Water Heating | Ancillary | Faucet Aerator | College and University | Existing | CcoEgsld902 | 1 | 1.2145 | 10905.4227 | 0 | GSLD | 10 | 1.4643 | 1.391 | 1.4253 | 1.4319 | 1.4238 | 1.3901 | 1.2504 | 1.3782 | 1.4309 | 1.4735 | 1.4117 | 1.4938 | 654.3254 | 0 | 4339.3694 | 0 | 0 | 0 | 1 | 0 | 0 | 1.4137
902 | Water Heating | Ancillary | Faucet Aerator | College and University | New | CcoNgsld902 | 1 | 1.2145 | 10905.4227 | 0 | GSLD | 10 | 1.4643 | 1.391 | 1.4253 | 1.4319 | 1.4238 | 1.3901 | 1.2504 | 1.3782 | 1.4309 | 1.4735 | 1.4117 | 1.4938 | 654.3254 | 0 | 4339.3694 | 0 | 0 | 0 | 1 | 0 | 0 | 1.4137
902 | Water Heating | Ancillary | Faucet Aerator | Data Center | Existing | CdaEgsld902 | 1 | 1.2145 | 10905.4227 | 0 | GSLD | 10 | 1.4643 | 1.391 | 1.4253 | 1.4319 | 1.4238 | 1.3901 | 1.2504 | 1.3782 | 1.4309 | 1.4735 | 1.4117 | 1.4938 | 654.3254 | 0 | 3063.0843 | 0 | 0 | 0 | 1 | 0 | 0 | 1.4137
902 | Water Heating | Ancillary | Faucet Aerator | Data Center | New | CdaNgsld902 | 1 | 1.2145 | 10905.4227 | 0 | GSLD | 10 | 1.4643 | 1.391 | 1.4253 | 1.4319 | 1.4238 | 1.3901 | 1.2504 | 1.3782 | 1.4309 | 1.4735 | 1.4117 | 1.4938 | 654.3254 | 0 | 3063.0843 | 0 | 0 | 0 | 1 | 0 | 0 | 1.4137
902 | Water Heating | Ancillary | Faucet Aerator | Grocery | Existing | CgrEgsld902 | 1 | 1.523 | 8042.723 | 0 | GSLD | 10 | 1.4643 | 1.391 | 1.4253 | 1.4319 | 1.4238 | 1.3901 | 1.2504 | 1.3782 | 1.4309 | 1.4735 | 1.4117 | 1.4938 | 482.5634 | 0 | 282.3772 | 0 | 0 | 0 | 1 | 0 | 0 | 1.4137
902 | Water Heating | Ancillary | Faucet Aerator | Grocery | New | CgrNgsld902 | 1 | 1.523 | 8042.723 | 0 | GSLD | 10 | 1.4643 | 1.391 | 1.4253 | 1.4319 | 1.4238 | 1.3901 | 1.2504 | 1.3782 | 1.4309 | 1.4735 | 1.4117 | 1.4938 | 482.5634 | 0 | 282.3772 | 0 | 0 | 0 | 1 | 0 | 0 | 1.4137
902 | Water Heating | Ancillary | Faucet Aerator | Healthcare | Existing | CheEgsld902 | 1 | 1.2145 | 10905.4227 | 0 | GSLD | 10 | 1.4643 | 1.391 | 1.4253 | 1.4319 | 1.4238 | 1.3901 | 1.2504 | 1.3782 | 1.4309 | 1.4735 | 1.4117 | 1.4938 | 654.3254 | 0 | 382.8855 | 0 | 0 | 0 | 1 | 0 | 0 | 1.4137
902 | Water Heating | Ancillary | Faucet Aerator | Healthcare | New | CheNgsld902 | 1 | 1.2145 | 10905.4227 | 0 | GSLD | 10 | 1.4643 | 1.391 | 1.4253 | 1.4319 | 1.4238 | 1.3901 | 1.2504 | 1.3782 | 1.4309 | 1.4735 | 1.4117 | 1.4938 | 654.3254 | 0 | 382.8855 | 0 | 0 | 0 | 1 | 0 | 0 | 1.4137
902 | Water Heating | Ancillary | Faucet Aerator | Hospitals | Existing | ChoEgsld902 | 1 | 1.2145 | 10905.4227 | 0 | GSLD | 10 | 1.4643 | 1.391 | 1.4253 | 1.4319 | 1.4238 | 1.3901 | 1.2504 | 1.3782 | 1.4309 | 1.4735 | 1.4117 | 1.4938 | 654.3254 | 0 | 4977.512 | 0 | 0 | 0 | 1 | 0 | 0 | 1.4137
902 | Water Heating | Ancillary | Faucet Aerator | Hospitals | New | ChoNgsld902 | 1 | 1.2145 | 10905.4227 | 0 | GSLD | 10 | 1.4643 | 1.391 | 1.4253 | 1.4319 | 1.4238 | 1.3901 | 1.2504 | 1.3782 | 1.4309 | 1.4735 | 1.4117 | 1.4938 | 654.3254 | 0 | 4977.512 | 0 | 0 | 0 | 1 | 0 | 0 | 1.4137
902 | Water Heating | Ancillary | Faucet Aerator | Institutional | Existing | CinEgsld902 | 1 | 1.2145 | 10905.4227 | 0 | GSLD | 10 | 1.4643 | 1.391 | 1.4253 | 1.4319 | 1.4238 | 1.3901 | 1.2504 | 1.3782 | 1.4309 | 1.4735 | 1.4117 | 1.4938 | 654.3254 | 0 | 20675.819 | 0 | 0 | 0 | 1 | 0 | 0 | 1.4137
902 | Water Heating | Ancillary | Faucet Aerator | Institutional | New | CinNgsld902 | 1 | 1.2145 | 10905.4227 | 0 | GSLD | 10 | 1.4643 | 1.391 | 1.4253 | 1.4319 | 1.4238 | 1.3901 | 1.2504 | 1.3782 | 1.4309 | 1.4735 | 1.4117 | 1.4938 | 654.3254 | 0 | 20675.819 | 0 | 0 | 0 | 1 | 0 | 0 | 1.4137
902 | Water Heating | Ancillary | Faucet Aerator | Lodging/Hospitality | Existing | CloEgsld902 | 1 | 4.0096 | 25413.8008 | 0 | GSLD | 10 | 1.4643 | 1.391 | 1.4253 | 1.4319 | 1.4238 | 1.3901 | 1.2504 | 1.3782 | 1.4309 | 1.4735 | 1.4117 | 1.4938 | 1524.8281 | 0 | 2379.3855 | 0 | 0 | 0 | 1 | 0 | 0 | 1.4137
902 | Water Heating | Ancillary | Faucet Aerator | Lodging/Hospitality | New | CloNgsld902 | 1 | 4.0096 | 25413.8008 | 0 | GSLD | 10 | 1.4643 | 1.391 | 1.4253 | 1.4319 | 1.4238 | 1.3901 | 1.2504 | 1.3782 | 1.4309 | 1.4735 | 1.4117 | 1.4938 | 1524.8281 | 0 | 2379.3855 | 0 | 0 | 0 | 1 | 0 | 0 | 1.4137
902 | Water Heating | Ancillary | Faucet Aerator | Miscellaneous | Existing | CmiEgsld902 | 1 | 1.523 | 8042.723 | 0 | GSLD | 10 | 1.4643 | 1.391 | 1.4253 | 1.4319 | 1.4238 | 1.3901 | 1.2504 | 1.3782 | 1.4309 | 1.4735 | 1.4117 | 1.4938 | 482.5634 | 0 | 2259.0173 | 0 | 0 | 0 | 1 | 0 | 0 | 1.4137
902 | Water Heating | Ancillary | Faucet Aerator | Miscellaneous | New | CmiNgsld902 | 1 | 1.523 | 8042.723 | 0 | GSLD | 10 | 1.4643 | 1.391 | 1.4253 | 1.4319 | 1.4238 | 1.3901 | 1.2504 | 1.3782 | 1.4309 | 1.4735 | 1.4117 | 1.4938 | 482.5634 | 0 | 2259.0173 | 0 | 0 | 0 | 1 | 0 | 0 | 1.4137
902 | Water Heating | Ancillary | Faucet Aerator | Offices | Existing | CofEgsld902 | 1 | 1.523 | 8042.723 | 0 | GSLD | 10 | 1.4643 | 1.391 | 1.4253 | 1.4319 | 1.4238 | 1.3901 | 1.2504 | 1.3782 | 1.4309 | 1.4735 | 1.4117 | 1.4938 | 482.5634 | 0 | 282.3772 | 0 | 0 | 0 | 1 | 0 | 0 | 1.4137
902 | Water Heating | Ancillary | Faucet Aerator | Offices | New | CofNgsld902 | 1 | 1.523 | 8042.723 | 0 | GSLD | 10 | 1.4643 | 1.391 | 1.4253 | 1.4319 | 1.4238 | 1.3901 | 1.2504 | 1.3782 | 1.4309 | 1.4735 | 1.4117 | 1.4938 | 482.5634 | 0 | 282.3772 | 0 | 0 | 0 | 1 | 0 | 0 | 1.4137
902 | Water Heating | Ancillary | Faucet Aerator | Restaurants | Existing | CreEgsld902 | 1 | 1.523 | 8042.723 | 0 | GSLD | 10 | 1.4643 | 1.391 | 1.4253 | 1.4319 | 1.4238 | 1.3901 | 1.2504 | 1.3782 | 1.4309 | 1.4735 | 1.4117 | 1.4938 | 482.5634 | 0 | 94.1257 | 0 | 0 | 0 | 1 | 0 | 0 | 1.4137
902 | Water Heating | Ancillary | Faucet Aerator | Restaurants | New | CreNgsld902 | 1 | 1.523 | 8042.723 | 0 | GSLD | 10 | 1.4643 | 1.391 | 1.4253 | 1.4319 | 1.4238 | 1.3901 | 1.2504 | 1.3782 | 1.4309 | 1.4735 | 1.4117 | 1.4938 | 482.5634 | 0 | 94.1257 | 0 | 0 | 0 | 1 | 0 | 0 | 1.4137
902 | Water Heating | Ancillary | Faucet Aerator | Retail | Existing | CrtEgsld902 | 1 | 1.523 | 8042.723 | 0 | GSLD | 10 | 1.4643 | 1.391 | 1.4253 | 1.4319 | 1.4238 | 1.3901 | 1.2504 | 1.3782 | 1.4309 | 1.4735 | 1.4117 | 1.4938 | 482.5634 | 0 | 188.2514 | 0 | 0 | 0 | 1 | 0 | 0 | 1.4137
902 | Water Heating | Ancillary | Faucet Aerator | Retail | New | CrtNgsld902 | 1 | 1.523 | 8042.723 | 0 | GSLD | 10 | 1.4643 | 1.391 | 1.4253 | 1.4319 | 1.4238 | 1.3901 | 1.2504 | 1.3782 | 1.4309 | 1.4735 | 1.4117 | 1.4938 | 482.5634 | 0 | 188.2514 | 0 | 0 | 0 | 1 | 0 | 0 | 1.4137
902 | Water Heating | Ancillary | Faucet Aerator | Schools K-12 | Existing | CscEgsld902 | 1 | 1.523 | 8042.723 | 0 | GSLD | 10 | 1.4643 | 1.391 | 1.4253 | 1.4319 | 1.4238 | 1.3901 | 1.2504 | 1.3782 | 1.4309 | 1.4735 | 1.4117 | 1.4938 | 482.5634 | 0 | 94.1257 | 0 | 0 | 0 | 1 | 0 | 0 | 1.4137
902 | Water Heating | Ancillary | Faucet Aerator | Schools K-12 | New | CscNgsld902 | 1 | 1.523 | 8042.723 | 0 | GSLD | 10 | 1.4643 | 1.391 | 1.4253 | 1.4319 | 1.4238 | 1.3901 | 1.2504 | 1.3782 | 1.4309 | 1.4735 | 1.4117 | 1.4938 | 482.5634 | 0 | 94.1257 | 0 | 0 | 0 | 1 | 0 | 0 | 1.4137
902 | Water Heating | Ancillary | Faucet Aerator | Warehouse | Existing | CwaEgsld902 | 1 | 1.523 | 8042.723 | 0 | GSLD | 10 | 1.4643 | 1.391 | 1.4253 | 1.4319 | 1.4238 | 1.3901 | 1.2504 | 1.3782 | 1.4309 | 1.4735 | 1.4117 | 1.4938 | 482.5634 | 0 | 94.1257 | 0 | 0 | 0 | 1 | 0 | 0 | 1.4137
902 | Water Heating | Ancillary | Faucet Aerator | Warehouse | New | CwaNgsld902 | 1 | 1.523 | 8042.723 | 0 | GSLD | 10 | 1.4643 | 1.391 | 1.4253 | 1.4319 | 1.4238 | 1.3901 | 1.2504 | 1.3782 | 1.4309 | 1.4735 | 1.4117 | 1.4938 | 482.5634 | 0 | 94.1257 | 0 | 0 | 0 | 1 | 0 | 0 | 1.4137
903 | Water Heating | Ancillary | Low Flow Shower Head | Assembly | Existing | CasEgsld903 | 1 | 1.523 | 8042.7222 | 0 | GSLD | 10 | 1 | 1 | 1 | 1 | 1 | 1 | 1 | 1 | 1 | 1 | 1 | 1 | 482.5633 | 0 | 2768.4015 | 0 | 0 | 0 | 1 | 0 | 0 | 1
903 | Water Heating | Ancillary | Low Flow Shower Head | Assembly | New | CasNgsld903 | 1 | 1.523 | 8042.7222 | 0 | GSLD | 10 | 1 | 1 | 1 | 1 | 1 | 1 | 1 | 1 | 1 | 1 | 1 | 1 | 482.5633 | 0 | 2768.4015 | 0 | 0 | 0 | 1 | 0 | 0 | 1
903 | Water Heating | Ancillary | Low Flow Shower Head | College and University | Existing | CcoEgsld903 | 1 | 1.2145 | 10905.4228 | 0 | GSLD | 10 | 1 | 1 | 1 | 1 | 1 | 1 | 1 | 1 | 1 | 1 | 1 | 1 | 654.3254 | 0 | 18303.4936 | 0 | 0 | 0 | 1 | 0 | 0 | 1
903 | Water Heating | Ancillary | Low Flow Shower Head | College and University | New | CcoNgsld903 | 1 | 1.2145 | 10905.4228 | 0 | GSLD | 10 | 1 | 1 | 1 | 1 | 1 | 1 | 1 | 1 | 1 | 1 | 1 | 1 | 654.3254 | 0 | 18303.4936 | 0 | 0 | 0 | 1 | 0 | 0 | 1
903 | Water Heating | Ancillary | Low Flow Shower Head | Data Center | Existing | CdaEgsld903 | 1 | 1.2145 | 10905.424 | 0 | GSLD | 10 | 1 | 1 | 1 | 1 | 1 | 1 | 1 | 1 | 1 | 1 | 1 | 1 | 654.3254 | 0 | 63814.2215 | 0 | 0 | 0 | 1 | 0 | 0 | 1
903 | Water Heating | Ancillary | Low Flow Shower Head | Data Center | New | CdaNgsld903 | 1 | 1.2145 | 10905.424 | 0 | GSLD | 10 | 1 | 1 | 1 | 1 | 1 | 1 | 1 | 1 | 1 | 1 | 1 | 1 | 654.3254 | 0 | 63814.2215 | 0 | 0 | 0 | 1 | 0 | 0 | 1
903 | Water Heating | Ancillary | Low Flow Shower Head | Grocery | Existing | CgrEgsld903 | 1 | 1.523 | 8042.7222 | 0 | GSLD | 10 | 1 | 1 | 1 | 1 | 1 | 1 | 1 | 1 | 1 | 1 | 1 | 1 | 482.5633 | 0 | 2768.4015 | 0 | 0 | 0 | 1 | 0 | 0 | 1
903 | Water Heating | Ancillary | Low Flow Shower Head | Grocery | New | CgrNgsld903 | 1 | 1.523 | 8042.7222 | 0 | GSLD | 10 | 1 | 1 | 1 | 1 | 1 | 1 | 1 | 1 | 1 | 1 | 1 | 1 | 482.5633 | 0 | 2768.4015 | 0 | 0 | 0 | 1 | 0 | 0 | 1
903 | Water Heating | Ancillary | Low Flow Shower Head | Healthcare | Existing | CheEgsld903 | 1 | 1.2145 | 10905.424 | 0 | GSLD | 10 | 1 | 1 | 1 | 1 | 1 | 1 | 1 | 1 | 1 | 1 | 1 | 1 | 654.3254 | 0 | 3753.7777 | 0 | 0 | 0 | 1 | 0 | 0 | 1
903 | Water Heating | Ancillary | Low Flow Shower Head | Healthcare | New | CheNgsld903 | 1 | 1.2145 | 10905.424 | 0 | GSLD | 10 | 1 | 1 | 1 | 1 | 1 | 1 | 1 | 1 | 1 | 1 | 1 | 1 | 654.3254 | 0 | 3753.7777 | 0 | 0 | 0 | 1 | 0 | 0 | 1
903 | Water Heating | Ancillary | Low Flow Shower Head | Hospitals | Existing | ChoEgsld903 | 1 | 1.2145 | 10905.4228 | 0 | GSLD | 10 | 1 | 1 | 1 | 1 | 1 | 1 | 1 | 1 | 1 | 1 | 1 | 1 | 654.3254 | 0 | 12202.3291 | 0 | 0 | 0 | 1 | 0 | 0 | 1
903 | Water Heating | Ancillary | Low Flow Shower Head | Hospitals | New | ChoNgsld903 | 1 | 1.2145 | 10905.4228 | 0 | GSLD | 10 | 1 | 1 | 1 | 1 | 1 | 1 | 1 | 1 | 1 | 1 | 1 | 1 | 654.3254 | 0 | 12202.3291 | 0 | 0 | 0 | 1 | 0 | 0 | 1
903 | Water Heating | Ancillary | Low Flow Shower Head | Institutional | Existing | CinEgsld903 | 1 | 1.2145 | 10905.424 | 0 | GSLD | 10 | 1 | 1 | 1 | 1 | 1 | 1 | 1 | 1 | 1 | 1 | 1 | 1 | 654.3254 | 0 | 82583.1101 | 0 | 0 | 0 | 1 | 0 | 0 | 1
903 | Water Heating | Ancillary | Low Flow Shower Head | Institutional | New | CinNgsld903 | 1 | 1.2145 | 10905.424 | 0 | GSLD | 10 | 1 | 1 | 1 | 1 | 1 | 1 | 1 | 1 | 1 | 1 | 1 | 1 | 654.3254 | 0 | 82583.1101 | 0 | 0 | 0 | 1 | 0 | 0 | 1
903 | Water Heating | Ancillary | Low Flow Shower Head | Lodging/Hospitality | Existing | CloEgsld903 | 1 | 4.0096 | 25413.7999 | 0 | GSLD | 10 | 1 | 1 | 1 | 1 | 1 | 1 | 1 | 1 | 1 | 1 | 1 | 1 | 1524.828 | 0 | 7403.518 | 0 | 0 | 0 | 1 | 0 | 0 | 1
903 | Water Heating | Ancillary | Low Flow Shower Head | Lodging/Hospitality | New | CloNgsld903 | 1 | 4.0096 | 25413.7999 | 0 | GSLD | 10 | 1 | 1 | 1 | 1 | 1 | 1 | 1 | 1 | 1 | 1 | 1 | 1 | 1524.828 | 0 | 7403.518 | 0 | 0 | 0 | 1 | 0 | 0 | 1
903 | Water Heating | Ancillary | Low Flow Shower Head | Miscellaneous | Existing | CmiEgsld903 | 1 | 1.523 | 8042.7222 | 0 | GSLD | 10 | 1 | 1 | 1 | 1 | 1 | 1 | 1 | 1 | 1 | 1 | 1 | 1 | 482.5633 | 0 | 47062.8248 | 0 | 0 | 0 | 1 | 0 | 0 | 1
903 | Water Heating | Ancillary | Low Flow Shower Head | Miscellaneous | New | CmiNgsld903 | 1 | 1.523 | 8042.7222 | 0 | GSLD | 10 | 1 | 1 | 1 | 1 | 1 | 1 | 1 | 1 | 1 | 1 | 1 | 1 | 482.5633 | 0 | 47062.8248 | 0 | 0 | 0 | 1 | 0 | 0 | 1
903 | Water Heating | Ancillary | Low Flow Shower Head | Offices | Existing | CofEgsld903 | 1 | 1.523 | 8042.7222 | 0 | GSLD | 10 | 1 | 1 | 1 | 1 | 1 | 1 | 1 | 1 | 1 | 1 | 1 | 1 | 482.5633 | 0 | 5536.8029 | 0 | 0 | 0 | 1 | 0 | 0 | 1
903 | Water Heating | Ancillary | Low Flow Shower Head | Offices | New | CofNgsld903 | 1 | 1.523 | 8042.7222 | 0 | GSLD | 10 | 1 | 1 | 1 | 1 | 1 | 1 | 1 | 1 | 1 | 1 | 1 | 1 | 482.5633 | 0 | 5536.8029 | 0 | 0 | 0 | 1 | 0 | 0 | 1
903 | Water Heating | Ancillary | Low Flow Shower Head | Restaurants | Existing | CreEgsld903 | 1 | 1.523 | 8042.7222 | 0 | GSLD | 10 | 1 | 1 | 1 | 1 | 1 | 1 | 1 | 1 | 1 | 1 | 1 | 1 | 482.5633 | 0 | 2768.4015 | 0 | 0 | 0 | 1 | 0 | 0 | 1
903 | Water Heating | Ancillary | Low Flow Shower Head | Restaurants | New | CreNgsld903 | 1 | 1.523 | 8042.7222 | 0 | GSLD | 10 | 1 | 1 | 1 | 1 | 1 | 1 | 1 | 1 | 1 | 1 | 1 | 1 | 482.5633 | 0 | 2768.4015 | 0 | 0 | 0 | 1 | 0 | 0 | 1
903 | Water Heating | Ancillary | Low Flow Shower Head | Retail | Existing | CrtEgsld903 | 1 | 1.523 | 8042.7222 | 0 | GSLD | 10 | 1 | 1 | 1 | 1 | 1 | 1 | 1 | 1 | 1 | 1 | 1 | 1 | 482.5633 | 0 | 5536.8029 | 0 | 0 | 0 | 1 | 0 | 0 | 1
903 | Water Heating | Ancillary | Low Flow Shower Head | Retail | New | CrtNgsld903 | 1 | 1.523 | 8042.7222 | 0 | GSLD | 10 | 1 | 1 | 1 | 1 | 1 | 1 | 1 | 1 | 1 | 1 | 1 | 1 | 482.5633 | 0 | 5536.8029 | 0 | 0 | 0 | 1 | 0 | 0 | 1
903 | Water Heating | Ancillary | Low Flow Shower Head | Schools K-12 | Existing | CscEgsld903 | 1 | 1.523 | 8042.7222 | 0 | GSLD | 10 | 1 | 1 | 1 | 1 | 1 | 1 | 1 | 1 | 1 | 1 | 1 | 1 | 482.5633 | 0 | 2768.4015 | 0 | 0 | 0 | 1 | 0 | 0 | 1
903 | Water Heating | Ancillary | Low Flow Shower Head | Schools K-12 | New | CscNgsld903 | 1 | 1.523 | 8042.7222 | 0 | GSLD | 10 | 1 | 1 | 1 | 1 | 1 | 1 | 1 | 1 | 1 | 1 | 1 | 1 | 482.5633 | 0 | 2768.4015 | 0 | 0 | 0 | 1 | 0 | 0 | 1
903 | Water Heating | Ancillary | Low Flow Shower Head | Warehouse | Existing | CwaEgsld903 | 1 | 1.523 | 8042.7222 | 0 | GSLD | 10 | 1 | 1 | 1 | 1 | 1 | 1 | 1 | 1 | 1 | 1 | 1 | 1 | 482.5633 | 0 | 2768.4015 | 0 | 0 | 0 | 1 | 0 | 0 | 1
903 | Water Heating | Ancillary | Low Flow Shower Head | Warehouse | New | CwaNgsld903 | 1 | 1.523 | 8042.7222 | 0 | GSLD | 10 | 1 | 1 | 1 | 1 | 1 | 1 | 1 | 1 | 1 | 1 | 1 | 1 | 482.5633 | 0 | 2768.4015 | 0 | 0 | 0 | 1 | 0 | 0 | 1
904 | Water Heating | Controls | Demand Controlled Circulating Systems | Assembly | Existing | CasEgsld904 | 1 | 1.523 | 8042.723 | 0 | GSLD | 20 | 1 | 1 | 1 | 1 | 1 | 1 | 1 | 1 | 1 | 1 | 1 | 1 | 404.4139 | 0 | 48896.2468 | 0 | 0 | 0 | 1 | 0 | 0 | 1
904 | Water Heating | Controls | Demand Controlled Circulating Systems | Assembly | New | CasNgsld904 | 1 | 1.523 | 8042.723 | 0 | GSLD | 20 | 1 | 1 | 1 | 1 | 1 | 1 | 1 | 1 | 1 | 1 | 1 | 1 | 404.4139 | 0 | 48896.2468 | 0 | 0 | 0 | 1 | 0 | 0 | 1
904 | Water Heating | Controls | Demand Controlled Circulating Systems | College and University | Existing | CcoEgsld904 | 1 | 1.2145 | 10905.4227 | 0 | GSLD | 20 | 1 | 1 | 1 | 1 | 1 | 1 | 1 | 1 | 1 | 1 | 1 | 1 | 548.3596 | 0 | 45395.177 | 0 | 0 | 0 | 1 | 0 | 0 | 1
904 | Water Heating | Controls | Demand Controlled Circulating Systems | College and University | New | CcoNgsld904 | 1 | 1.2145 | 10905.4227 | 0 | GSLD | 20 | 1 | 1 | 1 | 1 | 1 | 1 | 1 | 1 | 1 | 1 | 1 | 1 | 548.3596 | 0 | 45395.177 | 0 | 0 | 0 | 1 | 0 | 0 | 1
904 | Water Heating | Controls | Demand Controlled Circulating Systems | Data Center | Existing | CdaEgsld904 | 1 | 1.2145 | 10905.4227 | 0 | GSLD | 20 | 1 | 1 | 1 | 1 | 1 | 1 | 1 | 1 | 1 | 1 | 1 | 1 | 548.3596 | 0 | 960.1128 | 0 | 0 | 0 | 1 | 0 | 0 | 1
904 | Water Heating | Controls | Demand Controlled Circulating Systems | Data Center | New | CdaNgsld904 | 1 | 1.2145 | 10905.4227 | 0 | GSLD | 20 | 1 | 1 | 1 | 1 | 1 | 1 | 1 | 1 | 1 | 1 | 1 | 1 | 548.3596 | 0 | 960.1128 | 0 | 0 | 0 | 1 | 0 | 0 | 1
904 | Water Heating | Controls | Demand Controlled Circulating Systems | Grocery | Existing | CgrEgsld904 | 1 | 1.523 | 8042.7232 | 0 | GSLD | 20 | 1 | 1 | 1 | 1 | 1 | 1 | 1 | 1 | 1 | 1 | 1 | 1 | 404.4139 | 0 | 150614.7785 | 0 | 0 | 0 | 1 | 0 | 0 | 1
904 | Water Heating | Controls | Demand Controlled Circulating Systems | Grocery | New | CgrNgsld904 | 1 | 1.523 | 8042.7232 | 0 | GSLD | 20 | 1 | 1 | 1 | 1 | 1 | 1 | 1 | 1 | 1 | 1 | 1 | 1 | 404.4139 | 0 | 150614.7785 | 0 | 0 | 0 | 1 | 0 | 0 | 1
904 | Water Heating | Controls | Demand Controlled Circulating Systems | Healthcare | Existing | CheEgsld904 | 1 | 1.2145 | 10905.4227 | 0 | GSLD | 20 | 1 | 1 | 1 | 1 | 1 | 1 | 1 | 1 | 1 | 1 | 1 | 1 | 548.3596 | 0 | 98557.075 | 0 | 0 | 0 | 1 | 0 | 0 | 1
904 | Water Heating | Controls | Demand Controlled Circulating Systems | Healthcare | New | CheNgsld904 | 1 | 1.2145 | 10905.4227 | 0 | GSLD | 20 | 1 | 1 | 1 | 1 | 1 | 1 | 1 | 1 | 1 | 1 | 1 | 1 | 548.3596 | 0 | 98557.075 | 0 | 0 | 0 | 1 | 0 | 0 | 1
904 | Water Heating | Controls | Demand Controlled Circulating Systems | Hospitals | Existing | ChoEgsld904 | 1 | 1.2145 | 10905.4227 | 0 | GSLD | 20 | 1 | 1 | 1 | 1 | 1 | 1 | 1 | 1 | 1 | 1 | 1 | 1 | 548.3596 | 0 | 4684.0927 | 0 | 0 | 0 | 1 | 0 | 0 | 1
904 | Water Heating | Controls | Demand Controlled Circulating Systems | Hospitals | New | ChoNgsld904 | 1 | 1.2145 | 10905.4227 | 0 | GSLD | 20 | 1 | 1 | 1 | 1 | 1 | 1 | 1 | 1 | 1 | 1 | 1 | 1 | 548.3596 | 0 | 4684.0927 | 0 | 0 | 0 | 1 | 0 | 0 | 1
904 | Water Heating | Controls | Demand Controlled Circulating Systems | Institutional | Existing | CinEgsld904 | 1 | 1.2145 | 10905.4228 | 0 | GSLD | 20 | 1 | 1 | 1 | 1 | 1 | 1 | 1 | 1 | 1 | 1 | 1 | 1 | 548.3596 | 0 | 237162.8317 | 0 | 0 | 0 | 1 | 0 | 0 | 1
904 | Water Heating | Controls | Demand Controlled Circulating Systems | Institutional | New | CinNgsld904 | 1 | 1.2145 | 10905.4228 | 0 | GSLD | 20 | 1 | 1 | 1 | 1 | 1 | 1 | 1 | 1 | 1 | 1 | 1 | 1 | 548.3596 | 0 | 237162.8317 | 0 | 0 | 0 | 1 | 0 | 0 | 1
904 | Water Heating | Controls | Demand Controlled Circulating Systems | Lodging/Hospitality | Existing | CloEgsld904 | 1 | 4.0096 | 25413.8002 | 0 | GSLD | 20 | 1 | 1 | 1 | 1 | 1 | 1 | 1 | 1 | 1 | 1 | 1 | 1 | 1277.8872 | 0 | 9989.5563 | 0 | 0 | 0 | 1 | 0 | 0 | 1
904 | Water Heating | Controls | Demand Controlled Circulating Systems | Lodging/Hospitality | New | CloNgsld904 | 1 | 4.0096 | 25413.8002 | 0 | GSLD | 20 | 1 | 1 | 1 | 1 | 1 | 1 | 1 | 1 | 1 | 1 | 1 | 1 | 1277.8872 | 0 | 9989.5563 | 0 | 0 | 0 | 1 | 0 | 0 | 1
904 | Water Heating | Controls | Demand Controlled Circulating Systems | Miscellaneous | Existing | CmiEgsld904 | 1 | 1.523 | 8042.7229 | 0 | GSLD | 20 | 1 | 1 | 1 | 1 | 1 | 1 | 1 | 1 | 1 | 1 | 1 | 1 | 404.4139 | 0 | 135254.784 | 0 | 0 | 0 | 1 | 0 | 0 | 1
904 | Water Heating | Controls | Demand Controlled Circulating Systems | Miscellaneous | New | CmiNgsld904 | 1 | 1.523 | 8042.7229 | 0 | GSLD | 20 | 1 | 1 | 1 | 1 | 1 | 1 | 1 | 1 | 1 | 1 | 1 | 1 | 404.4139 | 0 | 135254.784 | 0 | 0 | 0 | 1 | 0 | 0 | 1
904 | Water Heating | Controls | Demand Controlled Circulating Systems | Offices | Existing | CofEgsld904 | 1 | 1.523 | 8042.7229 | 0 | GSLD | 20 | 1 | 1 | 1 | 1 | 1 | 1 | 1 | 1 | 1 | 1 | 1 | 1 | 404.4139 | 0 | 39086.9011 | 0 | 0 | 0 | 1 | 0 | 0 | 1
904 | Water Heating | Controls | Demand Controlled Circulating Systems | Offices | New | CofNgsld904 | 1 | 1.523 | 8042.7229 | 0 | GSLD | 20 | 1 | 1 | 1 | 1 | 1 | 1 | 1 | 1 | 1 | 1 | 1 | 1 | 404.4139 | 0 | 39086.9011 | 0 | 0 | 0 | 1 | 0 | 0 | 1
904 | Water Heating | Controls | Demand Controlled Circulating Systems | Restaurants | Existing | CreEgsld904 | 1 | 1.523 | 8042.7229 | 0 | GSLD | 20 | 1 | 1 | 1 | 1 | 1 | 1 | 1 | 1 | 1 | 1 | 1 | 1 | 404.4139 | 0 | 3270.1303 | 0 | 0 | 0 | 1 | 0 | 0 | 1
904 | Water Heating | Controls | Demand Controlled Circulating Systems | Restaurants | New | CreNgsld904 | 1 | 1.523 | 8042.7229 | 0 | GSLD | 20 | 1 | 1 | 1 | 1 | 1 | 1 | 1 | 1 | 1 | 1 | 1 | 1 | 404.4139 | 0 | 3270.1303 | 0 | 0 | 0 | 1 | 0 | 0 | 1
904 | Water Heating | Controls | Demand Controlled Circulating Systems | Retail | Existing | CrtEgsld904 | 1 | 1.523 | 8042.7229 | 0 | GSLD | 20 | 1 | 1 | 1 | 1 | 1 | 1 | 1 | 1 | 1 | 1 | 1 | 1 | 404.4139 | 0 | 8373.9238 | 0 | 0 | 0 | 1 | 0 | 0 | 1
904 | Water Heating | Controls | Demand Controlled Circulating Systems | Retail | New | CrtNgsld904 | 1 | 1.523 | 8042.7229 | 0 | GSLD | 20 | 1 | 1 | 1 | 1 | 1 | 1 | 1 | 1 | 1 | 1 | 1 | 1 | 404.4139 | 0 | 8373.9238 | 0 | 0 | 0 | 1 | 0 | 0 | 1
904 | Water Heating | Controls | Demand Controlled Circulating Systems | Schools K-12 | Existing | CscEgsld904 | 1 | 1.523 | 8042.7229 | 0 | GSLD | 20 | 1 | 1 | 1 | 1 | 1 | 1 | 1 | 1 | 1 | 1 | 1 | 1 | 404.4139 | 0 | 5977.3647 | 0 | 0 | 0 | 1 | 0 | 0 | 1
904 | Water Heating | Controls | Demand Controlled Circulating Systems | Schools K-12 | New | CscNgsld904 | 1 | 1.523 | 8042.7229 | 0 | GSLD | 20 | 1 | 1 | 1 | 1 | 1 | 1 | 1 | 1 | 1 | 1 | 1 | 1 | 404.4139 | 0 | 5977.3647 | 0 | 0 | 0 | 1 | 0 | 0 | 1
904 | Water Heating | Controls | Demand Controlled Circulating Systems | Warehouse | Existing | CwaEgsld904 | 1 | 1.523 | 8042.7228 | 0 | GSLD | 20 | 1 | 1 | 1 | 1 | 1 | 1 | 1 | 1 | 1 | 1 | 1 | 1 | 404.4138 | 0 | 96208.0572 | 0 | 0 | 0 | 1 | 0 | 0 | 1
904 | Water Heating | Controls | Demand Controlled Circulating Systems | Warehouse | New | CwaNgsld904 | 1 | 1.523 | 8042.7228 | 0 | GSLD | 20 | 1 | 1 | 1 | 1 | 1 | 1 | 1 | 1 | 1 | 1 | 1 | 1 | 404.4138 | 0 | 96208.0572 | 0 | 0 | 0 | 1 | 0 | 0 | 1
905 | Water Heating | Controls | Water Heater Setback | Assembly | Existing | CasEgsld905 | 1 | 1.523 | 8042.7232 | 0 | GSLD | 2 | 1 | 1 | 1 | 1 | 1 | 1 | 1 | 1 | 1 | 1 | 1 | 1 | 482.5634 | 0 | 468.3843 | 0 | 0 | 0 | 1 | 0 | 0 | 1
905 | Water Heating | Controls | Water Heater Setback | Assembly | New | CasNgsld905 | 1 | 1.523 | 8042.7232 | 0 | GSLD | 2 | 1 | 1 | 1 | 1 | 1 | 1 | 1 | 1 | 1 | 1 | 1 | 1 | 482.5634 | 0 | 468.3843 | 0 | 0 | 0 | 1 | 0 | 0 | 1
905 | Water Heating | Controls | Water Heater Setback | College and University | Existing | CcoEgsld905 | 1 | 1.2145 | 10905.4232 | 0 | GSLD | 2 | 1 | 1 | 1 | 1 | 1 | 1 | 1 | 1 | 1 | 1 | 1 | 1 | 654.3254 | 0 | 635.0994 | 0 | 0 | 0 | 1 | 0 | 0 | 1
905 | Water Heating | Controls | Water Heater Setback | College and University | New | CcoNgsld905 | 1 | 1.2145 | 10905.4232 | 0 | GSLD | 2 | 1 | 1 | 1 | 1 | 1 | 1 | 1 | 1 | 1 | 1 | 1 | 1 | 654.3254 | 0 | 635.0994 | 0 | 0 | 0 | 1 | 0 | 0 | 1
905 | Water Heating | Controls | Water Heater Setback | Data Center | Existing | CdaEgsld905 | 1 | 1.2145 | 10905.4232 | 0 | GSLD | 2 | 1 | 1 | 1 | 1 | 1 | 1 | 1 | 1 | 1 | 1 | 1 | 1 | 654.3254 | 0 | 635.0994 | 0 | 0 | 0 | 1 | 0 | 0 | 1
905 | Water Heating | Controls | Water Heater Setback | Data Center | New | CdaNgsld905 | 1 | 1.2145 | 10905.4232 | 0 | GSLD | 2 | 1 | 1 | 1 | 1 | 1 | 1 | 1 | 1 | 1 | 1 | 1 | 1 | 654.3254 | 0 | 635.0994 | 0 | 0 | 0 | 1 | 0 | 0 | 1
905 | Water Heating | Controls | Water Heater Setback | Grocery | Existing | CgrEgsld905 | 1 | 1.523 | 8042.7232 | 0 | GSLD | 2 | 1 | 1 | 1 | 1 | 1 | 1 | 1 | 1 | 1 | 1 | 1 | 1 | 482.5634 | 0 | 468.3843 | 0 | 0 | 0 | 1 | 0 | 0 | 1
905 | Water Heating | Controls | Water Heater Setback | Grocery | New | CgrNgsld905 | 1 | 1.523 | 8042.7232 | 0 | GSLD | 2 | 1 | 1 | 1 | 1 | 1 | 1 | 1 | 1 | 1 | 1 | 1 | 1 | 482.5634 | 0 | 468.3843 | 0 | 0 | 0 | 1 | 0 | 0 | 1
905 | Water Heating | Controls | Water Heater Setback | Healthcare | Existing | CheEgsld905 | 1 | 1.2145 | 10905.4232 | 0 | GSLD | 2 | 1 | 1 | 1 | 1 | 1 | 1 | 1 | 1 | 1 | 1 | 1 | 1 | 654.3254 | 0 | 635.0994 | 0 | 0 | 0 | 1 | 0 | 0 | 1
905 | Water Heating | Controls | Water Heater Setback | Healthcare | New | CheNgsld905 | 1 | 1.2145 | 10905.4232 | 0 | GSLD | 2 | 1 | 1 | 1 | 1 | 1 | 1 | 1 | 1 | 1 | 1 | 1 | 1 | 654.3254 | 0 | 635.0994 | 0 | 0 | 0 | 1 | 0 | 0 | 1
905 | Water Heating | Controls | Water Heater Setback | Hospitals | Existing | ChoEgsld905 | 1 | 1.2145 | 10905.4232 | 0 | GSLD | 2 | 1 | 1 | 1 | 1 | 1 | 1 | 1 | 1 | 1 | 1 | 1 | 1 | 654.3254 | 0 | 635.0994 | 0 | 0 | 0 | 1 | 0 | 0 | 1
905 | Water Heating | Controls | Water Heater Setback | Hospitals | New | ChoNgsld905 | 1 | 1.2145 | 10905.4232 | 0 | GSLD | 2 | 1 | 1 | 1 | 1 | 1 | 1 | 1 | 1 | 1 | 1 | 1 | 1 | 654.3254 | 0 | 635.0994 | 0 | 0 | 0 | 1 | 0 | 0 | 1
905 | Water Heating | Controls | Water Heater Setback | Institutional | Existing | CinEgsld905 | 1 | 1.2145 | 10905.4232 | 0 | GSLD | 2 | 1 | 1 | 1 | 1 | 1 | 1 | 1 | 1 | 1 | 1 | 1 | 1 | 654.3254 | 0 | 635.0994 | 0 | 0 | 0 | 1 | 0 | 0 | 1
905 | Water Heating | Controls | Water Heater Setback | Institutional | New | CinNgsld905 | 1 | 1.2145 | 10905.4232 | 0 | GSLD | 2 | 1 | 1 | 1 | 1 | 1 | 1 | 1 | 1 | 1 | 1 | 1 | 1 | 654.3254 | 0 | 635.0994 | 0 | 0 | 0 | 1 | 0 | 0 | 1
905 | Water Heating | Controls | Water Heater Setback | Lodging/Hospitality | Existing | CloEgsld905 | 1 | 4.0096 | 25413.8021 | 0 | GSLD | 2 | 1 | 1 | 1 | 1 | 1 | 1 | 1 | 1 | 1 | 1 | 1 | 1 | 1524.8281 | 0 | 1480.0243 | 0 | 0 | 0 | 1 | 0 | 0 | 1
905 | Water Heating | Controls | Water Heater Setback | Lodging/Hospitality | New | CloNgsld905 | 1 | 4.0096 | 25413.8021 | 0 | GSLD | 2 | 1 | 1 | 1 | 1 | 1 | 1 | 1 | 1 | 1 | 1 | 1 | 1 | 1524.8281 | 0 | 1480.0243 | 0 | 0 | 0 | 1 | 0 | 0 | 1
905 | Water Heating | Controls | Water Heater Setback | Miscellaneous | Existing | CmiEgsld905 | 1 | 1.523 | 8042.7232 | 0 | GSLD | 2 | 1 | 1 | 1 | 1 | 1 | 1 | 1 | 1 | 1 | 1 | 1 | 1 | 482.5634 | 0 | 468.3843 | 0 | 0 | 0 | 1 | 0 | 0 | 1
905 | Water Heating | Controls | Water Heater Setback | Miscellaneous | New | CmiNgsld905 | 1 | 1.523 | 8042.7232 | 0 | GSLD | 2 | 1 | 1 | 1 | 1 | 1 | 1 | 1 | 1 | 1 | 1 | 1 | 1 | 482.5634 | 0 | 468.3843 | 0 | 0 | 0 | 1 | 0 | 0 | 1
905 | Water Heating | Controls | Water Heater Setback | Offices | Existing | CofEgsld905 | 1 | 1.523 | 8042.7232 | 0 | GSLD | 2 | 1 | 1 | 1 | 1 | 1 | 1 | 1 | 1 | 1 | 1 | 1 | 1 | 482.5634 | 0 | 468.3843 | 0 | 0 | 0 | 1 | 0 | 0 | 1
905 | Water Heating | Controls | Water Heater Setback | Offices | New | CofNgsld905 | 1 | 1.523 | 8042.7232 | 0 | GSLD | 2 | 1 | 1 | 1 | 1 | 1 | 1 | 1 | 1 | 1 | 1 | 1 | 1 | 482.5634 | 0 | 468.3843 | 0 | 0 | 0 | 1 | 0 | 0 | 1
905 | Water Heating | Controls | Water Heater Setback | Restaurants | Existing | CreEgsld905 | 1 | 1.523 | 8042.7232 | 0 | GSLD | 2 | 1 | 1 | 1 | 1 | 1 | 1 | 1 | 1 | 1 | 1 | 1 | 1 | 482.5634 | 0 | 468.3843 | 0 | 0 | 0 | 1 | 0 | 0 | 1
905 | Water Heating | Controls | Water Heater Setback | Restaurants | New | CreNgsld905 | 1 | 1.523 | 8042.7232 | 0 | GSLD | 2 | 1 | 1 | 1 | 1 | 1 | 1 | 1 | 1 | 1 | 1 | 1 | 1 | 482.5634 | 0 | 468.3843 | 0 | 0 | 0 | 1 | 0 | 0 | 1
905 | Water Heating | Controls | Water Heater Setback | Retail | Existing | CrtEgsld905 | 1 | 1.523 | 8042.7232 | 0 | GSLD | 2 | 1 | 1 | 1 | 1 | 1 | 1 | 1 | 1 | 1 | 1 | 1 | 1 | 482.5634 | 0 | 468.3843 | 0 | 0 | 0 | 1 | 0 | 0 | 1
905 | Water Heating | Controls | Water Heater Setback | Retail | New | CrtNgsld905 | 1 | 1.523 | 8042.7232 | 0 | GSLD | 2 | 1 | 1 | 1 | 1 | 1 | 1 | 1 | 1 | 1 | 1 | 1 | 1 | 482.5634 | 0 | 468.3843 | 0 | 0 | 0 | 1 | 0 | 0 | 1
905 | Water Heating | Controls | Water Heater Setback | Schools K-12 | Existing | CscEgsld905 | 1 | 1.523 | 8042.7232 | 0 | GSLD | 2 | 1 | 1 | 1 | 1 | 1 | 1 | 1 | 1 | 1 | 1 | 1 | 1 | 482.5634 | 0 | 468.3843 | 0 | 0 | 0 | 1 | 0 | 0 | 1
905 | Water Heating | Controls | Water Heater Setback | Schools K-12 | New | CscNgsld905 | 1 | 1.523 | 8042.7232 | 0 | GSLD | 2 | 1 | 1 | 1 | 1 | 1 | 1 | 1 | 1 | 1 | 1 | 1 | 1 | 482.5634 | 0 | 468.3843 | 0 | 0 | 0 | 1 | 0 | 0 | 1
905 | Water Heating | Controls | Water Heater Setback | Warehouse | Existing | CwaEgsld905 | 1 | 1.523 | 8042.7232 | 0 | GSLD | 2 | 1 | 1 | 1 | 1 | 1 | 1 | 1 | 1 | 1 | 1 | 1 | 1 | 482.5634 | 0 | 468.3843 | 0 | 0 | 0 | 1 | 0 | 0 | 1
905 | Water Heating | Controls | Water Heater Setback | Warehouse | New | CwaNgsld905 | 1 | 1.523 | 8042.7232 | 0 | GSLD | 2 | 1 | 1 | 1 | 1 | 1 | 1 | 1 | 1 | 1 | 1 | 1 | 1 | 482.5634 | 0 | 468.3843 | 0 | 0 | 0 | 1 | 0 | 0 | 1
906 | Water Heating | Insulation | Hot water pipe insulation | Assembly | Existing | CasEgsld906 | 1 | 1.523 | 8042.7234 | 0 | GSLD | 15 | 1 | 1 | 1 | 1 | 1 | 1 | 1 | 1 | 1 | 1 | 1 | 1 | 482.5634 | 0 | 191126.4818 | 0 | 0 | 0 | 1 | 0 | 0 | 1
906 | Water Heating | Insulation | Hot water pipe insulation | Assembly | New | CasNgsld906 | 1 | 1.523 | 8042.7234 | 0 | GSLD | 15 | 1 | 1 | 1 | 1 | 1 | 1 | 1 | 1 | 1 | 1 | 1 | 1 | 482.5634 | 0 | 191126.4818 | 0 | 0 | 0 | 1 | 0 | 0 | 1
906 | Water Heating | Insulation | Hot water pipe insulation | College and University | Existing | CcoEgsld906 | 1 | 1.2145 | 10905.4226 | 0 | GSLD | 15 | 1 | 1 | 1 | 1 | 1 | 1 | 1 | 1 | 1 | 1 | 1 | 1 | 654.3254 | 0 | 591531.0764 | 0 | 0 | 0 | 1 | 0 | 0 | 1
906 | Water Heating | Insulation | Hot water pipe insulation | College and University | New | CcoNgsld906 | 1 | 1.2145 | 10905.4226 | 0 | GSLD | 15 | 1 | 1 | 1 | 1 | 1 | 1 | 1 | 1 | 1 | 1 | 1 | 1 | 654.3254 | 0 | 591531.0764 | 0 | 0 | 0 | 1 | 0 | 0 | 1
906 | Water Heating | Insulation | Hot water pipe insulation | Data Center | Existing | CdaEgsld906 | 1 | 1.2145 | 10905.4227 | 0 | GSLD | 15 | 1 | 1 | 1 | 1 | 1 | 1 | 1 | 1 | 1 | 1 | 1 | 1 | 654.3254 | 0 | 37533.0424 | 0 | 0 | 0 | 1 | 0 | 0 | 1
906 | Water Heating | Insulation | Hot water pipe insulation | Data Center | New | CdaNgsld906 | 1 | 1.2145 | 10905.4227 | 0 | GSLD | 15 | 1 | 1 | 1 | 1 | 1 | 1 | 1 | 1 | 1 | 1 | 1 | 1 | 654.3254 | 0 | 37533.0424 | 0 | 0 | 0 | 1 | 0 | 0 | 1
906 | Water Heating | Insulation | Hot water pipe insulation | Grocery | Existing | CgrEgsld906 | 1 | 1.523 | 8042.725 | 0 | GSLD | 15 | 1 | 1 | 1 | 1 | 1 | 1 | 1 | 1 | 1 | 1 | 1 | 1 | 482.5635 | 0 | 588740.185 | 0 | 0 | 0 | 1 | 0 | 0 | 1
906 | Water Heating | Insulation | Hot water pipe insulation | Grocery | New | CgrNgsld906 | 1 | 1.523 | 8042.725 | 0 | GSLD | 15 | 1 | 1 | 1 | 1 | 1 | 1 | 1 | 1 | 1 | 1 | 1 | 1 | 482.5635 | 0 | 588740.185 | 0 | 0 | 0 | 1 | 0 | 0 | 1
906 | Water Heating | Insulation | Hot water pipe insulation | Healthcare | Existing | CheEgsld906 | 1 | 1.2145 | 10905.4241 | 0 | GSLD | 15 | 1 | 1 | 1 | 1 | 1 | 1 | 1 | 1 | 1 | 1 | 1 | 1 | 654.3254 | 0 | 385313.4278 | 0 | 0 | 0 | 1 | 0 | 0 | 1
906 | Water Heating | Insulation | Hot water pipe insulation | Healthcare | New | CheNgsld906 | 1 | 1.2145 | 10905.4241 | 0 | GSLD | 15 | 1 | 1 | 1 | 1 | 1 | 1 | 1 | 1 | 1 | 1 | 1 | 1 | 654.3254 | 0 | 385313.4278 | 0 | 0 | 0 | 1 | 0 | 0 | 1
906 | Water Heating | Insulation | Hot water pipe insulation | Hospitals | Existing | ChoEgsld906 | 1 | 1.2145 | 10905.4227 | 0 | GSLD | 15 | 1 | 1 | 1 | 1 | 1 | 1 | 1 | 1 | 1 | 1 | 1 | 1 | 654.3254 | 0 | 27466.8225 | 0 | 0 | 0 | 1 | 0 | 0 | 1
906 | Water Heating | Insulation | Hot water pipe insulation | Hospitals | New | ChoNgsld906 | 1 | 1.2145 | 10905.4227 | 0 | GSLD | 15 | 1 | 1 | 1 | 1 | 1 | 1 | 1 | 1 | 1 | 1 | 1 | 1 | 654.3254 | 0 | 27466.8225 | 0 | 0 | 0 | 1 | 0 | 0 | 1
906 | Water Heating | Insulation | Hot water pipe insulation | Institutional | Existing | CinEgsld906 | 1 | 1.2145 | 10905.4211 | 0 | GSLD | 15 | 1 | 1 | 1 | 1 | 1 | 1 | 1 | 1 | 1 | 1 | 1 | 1 | 654.3253 | 0 | 11589617.405 | 0 | 0 | 0 | 1 | 0 | 0 | 1
906 | Water Heating | Insulation | Hot water pipe insulation | Institutional | New | CinNgsld906 | 1 | 1.2145 | 10905.4211 | 0 | GSLD | 15 | 1 | 1 | 1 | 1 | 1 | 1 | 1 | 1 | 1 | 1 | 1 | 1 | 654.3253 | 0 | 11589617.405 | 0 | 0 | 0 | 1 | 0 | 0 | 1
906 | Water Heating | Insulation | Hot water pipe insulation | Lodging/Hospitality | Existing | CloEgsld906 | 1 | 4.0096 | 25413.8003 | 0 | GSLD | 15 | 1 | 1 | 1 | 1 | 1 | 1 | 1 | 1 | 1 | 1 | 1 | 1 | 1524.828 | 0 | 58577.0799 | 0 | 0 | 0 | 1 | 0 | 0 | 1
906 | Water Heating | Insulation | Hot water pipe insulation | Lodging/Hospitality | New | CloNgsld906 | 1 | 4.0096 | 25413.8003 | 0 | GSLD | 15 | 1 | 1 | 1 | 1 | 1 | 1 | 1 | 1 | 1 | 1 | 1 | 1 | 1524.828 | 0 | 58577.0799 | 0 | 0 | 0 | 1 | 0 | 0 | 1
906 | Water Heating | Insulation | Hot water pipe insulation | Miscellaneous | Existing | CmiEgsld906 | 1 | 1.523 | 8042.7224 | 0 | GSLD | 15 | 1 | 1 | 1 | 1 | 1 | 1 | 1 | 1 | 1 | 1 | 1 | 1 | 482.5633 | 0 | 3524777.4056 | 0 | 0 | 0 | 1 | 0 | 0 | 1
906 | Water Heating | Insulation | Hot water pipe insulation | Miscellaneous | New | CmiNgsld906 | 1 | 1.523 | 8042.7224 | 0 | GSLD | 15 | 1 | 1 | 1 | 1 | 1 | 1 | 1 | 1 | 1 | 1 | 1 | 1 | 482.5633 | 0 | 3524777.4056 | 0 | 0 | 0 | 1 | 0 | 0 | 1
906 | Water Heating | Insulation | Hot water pipe insulation | Offices | Existing | CofEgsld906 | 1 | 1.523 | 8042.7225 | 0 | GSLD | 15 | 1 | 1 | 1 | 1 | 1 | 1 | 1 | 1 | 1 | 1 | 1 | 1 | 482.5634 | 0 | 458389.8082 | 0 | 0 | 0 | 1 | 0 | 0 | 1
906 | Water Heating | Insulation | Hot water pipe insulation | Offices | New | CofNgsld906 | 1 | 1.523 | 8042.7225 | 0 | GSLD | 15 | 1 | 1 | 1 | 1 | 1 | 1 | 1 | 1 | 1 | 1 | 1 | 1 | 482.5634 | 0 | 458389.8082 | 0 | 0 | 0 | 1 | 0 | 0 | 1
906 | Water Heating | Insulation | Hot water pipe insulation | Restaurants | Existing | CreEgsld906 | 1 | 1.523 | 8042.7229 | 0 | GSLD | 15 | 1 | 1 | 1 | 1 | 1 | 1 | 1 | 1 | 1 | 1 | 1 | 1 | 482.5634 | 0 | 25567.3686 | 0 | 0 | 0 | 1 | 0 | 0 | 1
906 | Water Heating | Insulation | Hot water pipe insulation | Restaurants | New | CreNgsld906 | 1 | 1.523 | 8042.7229 | 0 | GSLD | 15 | 1 | 1 | 1 | 1 | 1 | 1 | 1 | 1 | 1 | 1 | 1 | 1 | 482.5634 | 0 | 25567.3686 | 0 | 0 | 0 | 1 | 0 | 0 | 1
906 | Water Heating | Insulation | Hot water pipe insulation | Retail | Existing | CrtEgsld906 | 1 | 1.523 | 8042.723 | 0 | GSLD | 15 | 1 | 1 | 1 | 1 | 1 | 1 | 1 | 1 | 1 | 1 | 1 | 1 | 482.5634 | 0 | 98206.0052 | 0 | 0 | 0 | 1 | 0 | 0 | 1
906 | Water Heating | Insulation | Hot water pipe insulation | Retail | New | CrtNgsld906 | 1 | 1.523 | 8042.723 | 0 | GSLD | 15 | 1 | 1 | 1 | 1 | 1 | 1 | 1 | 1 | 1 | 1 | 1 | 1 | 482.5634 | 0 | 98206.0052 | 0 | 0 | 0 | 1 | 0 | 0 | 1
906 | Water Heating | Insulation | Hot water pipe insulation | Schools K-12 | Existing | CscEgsld906 | 1 | 1.523 | 8042.723 | 0 | GSLD | 15 | 1 | 1 | 1 | 1 | 1 | 1 | 1 | 1 | 1 | 1 | 1 | 1 | 482.5634 | 0 | 11683.5185 | 0 | 0 | 0 | 1 | 0 | 0 | 1
906 | Water Heating | Insulation | Hot water pipe insulation | Schools K-12 | New | CscNgsld906 | 1 | 1.523 | 8042.723 | 0 | GSLD | 15 | 1 | 1 | 1 | 1 | 1 | 1 | 1 | 1 | 1 | 1 | 1 | 1 | 482.5634 | 0 | 11683.5185 | 0 | 0 | 0 | 1 | 0 | 0 | 1
906 | Water Heating | Insulation | Hot water pipe insulation | Warehouse | Existing | CwaEgsld906 | 1 | 1.523 | 8042.7239 | 0 | GSLD | 15 | 1 | 1 | 1 | 1 | 1 | 1 | 1 | 1 | 1 | 1 | 1 | 1 | 482.5634 | 0 | 376139.5128 | 0 | 0 | 0 | 1 | 0 | 0 | 1
906 | Water Heating | Insulation | Hot water pipe insulation | Warehouse | New | CwaNgsld906 | 1 | 1.523 | 8042.7239 | 0 | GSLD | 15 | 1 | 1 | 1 | 1 | 1 | 1 | 1 | 1 | 1 | 1 | 1 | 1 | 482.5634 | 0 | 376139.5128 | 0 | 0 | 0 | 1 | 0 | 0 | 1
907 | Water Heating | Insulation | Thermostatic Shower Restriction Valve Commercial | Assembly | Existing | CasEgsld907 | 1 | 1.523 | 8042.723 | 0 | GSLD | 10 | 1 | 1 | 1 | 1 | 1 | 1 | 1 | 1 | 1 | 1 | 1 | 1 | 482.5634 | 0 | 5269.2996 | 0 | 0 | 0 | 1 | 0 | 0 | 1
907 | Water Heating | Insulation | Thermostatic Shower Restriction Valve Commercial | Assembly | New | CasNgsld907 | 1 | 1.523 | 8042.723 | 0 | GSLD | 10 | 1 | 1 | 1 | 1 | 1 | 1 | 1 | 1 | 1 | 1 | 1 | 1 | 482.5634 | 0 | 5269.2996 | 0 | 0 | 0 | 1 | 0 | 0 | 1
907 | Water Heating | Insulation | Thermostatic Shower Restriction Valve Commercial | College and University | Existing | CcoEgsld907 | 1 | 1.2145 | 10905.4208 | 0 | GSLD | 10 | 1 | 1 | 1 | 1 | 1 | 1 | 1 | 1 | 1 | 1 | 1 | 1 | 654.3252 | 0 | 849137.4477 | 0 | 0 | 0 | 1 | 0 | 0 | 1
907 | Water Heating | Insulation | Thermostatic Shower Restriction Valve Commercial | College and University | New | CcoNgsld907 | 1 | 1.2145 | 10905.4208 | 0 | GSLD | 10 | 1 | 1 | 1 | 1 | 1 | 1 | 1 | 1 | 1 | 1 | 1 | 1 | 654.3252 | 0 | 849137.4477 | 0 | 0 | 0 | 1 | 0 | 0 | 1
907 | Water Heating | Insulation | Thermostatic Shower Restriction Valve Commercial | Data Center | Existing | CdaEgsld907 | 1 | 1.2145 | 10905.4227 | 0 | GSLD | 10 | 1 | 1 | 1 | 1 | 1 | 1 | 1 | 1 | 1 | 1 | 1 | 1 | 654.3254 | 0 | 6843.0769 | 0 | 0 | 0 | 1 | 0 | 0 | 1
907 | Water Heating | Insulation | Thermostatic Shower Restriction Valve Commercial | Data Center | New | CdaNgsld907 | 1 | 1.2145 | 10905.4227 | 0 | GSLD | 10 | 1 | 1 | 1 | 1 | 1 | 1 | 1 | 1 | 1 | 1 | 1 | 1 | 654.3254 | 0 | 6843.0769 | 0 | 0 | 0 | 1 | 0 | 0 | 1
907 | Water Heating | Insulation | Thermostatic Shower Restriction Valve Commercial | Grocery | Existing | CgrEgsld907 | 1 | 1.523 | 8042.7235 | 0 | GSLD | 10 | 1 | 1 | 1 | 1 | 1 | 1 | 1 | 1 | 1 | 1 | 1 | 1 | 482.5634 | 0 | 10539.9421 | 0 | 0 | 0 | 1 | 0 | 0 | 1
907 | Water Heating | Insulation | Thermostatic Shower Restriction Valve Commercial | Grocery | New | CgrNgsld907 | 1 | 1.523 | 8042.7235 | 0 | GSLD | 10 | 1 | 1 | 1 | 1 | 1 | 1 | 1 | 1 | 1 | 1 | 1 | 1 | 482.5634 | 0 | 10539.9421 | 0 | 0 | 0 | 1 | 0 | 0 | 1
907 | Water Heating | Insulation | Thermostatic Shower Restriction Valve Commercial | Healthcare | Existing | CheEgsld907 | 1 | 1.2145 | 10905.4225 | 0 | GSLD | 10 | 1 | 1 | 1 | 1 | 1 | 1 | 1 | 1 | 1 | 1 | 1 | 1 | 654.3254 | 0 | 3008.3319 | 0 | 0 | 0 | 1 | 0 | 0 | 1
907 | Water Heating | Insulation | Thermostatic Shower Restriction Valve Commercial | Healthcare | New | CheNgsld907 | 1 | 1.2145 | 10905.4225 | 0 | GSLD | 10 | 1 | 1 | 1 | 1 | 1 | 1 | 1 | 1 | 1 | 1 | 1 | 1 | 654.3254 | 0 | 3008.3319 | 0 | 0 | 0 | 1 | 0 | 0 | 1
907 | Water Heating | Insulation | Thermostatic Shower Restriction Valve Commercial | Hospitals | Existing | ChoEgsld907 | 1 | 1.2145 | 10905.4229 | 0 | GSLD | 10 | 1 | 1 | 1 | 1 | 1 | 1 | 1 | 1 | 1 | 1 | 1 | 1 | 654.3254 | 0 | 35596.5647 | 0 | 0 | 0 | 1 | 0 | 0 | 1
907 | Water Heating | Insulation | Thermostatic Shower Restriction Valve Commercial | Hospitals | New | ChoNgsld907 | 1 | 1.2145 | 10905.4229 | 0 | GSLD | 10 | 1 | 1 | 1 | 1 | 1 | 1 | 1 | 1 | 1 | 1 | 1 | 1 | 654.3254 | 0 | 35596.5647 | 0 | 0 | 0 | 1 | 0 | 0 | 1
907 | Water Heating | Insulation | Thermostatic Shower Restriction Valve Commercial | Institutional | Existing | CinEgsld907 | 1 | 1.2145 | 10905.4234 | 0 | GSLD | 10 | 1 | 1 | 1 | 1 | 1 | 1 | 1 | 1 | 1 | 1 | 1 | 1 | 654.3254 | 0 | 251504.6618 | 0 | 0 | 0 | 1 | 0 | 0 | 1
907 | Water Heating | Insulation | Thermostatic Shower Restriction Valve Commercial | Institutional | New | CinNgsld907 | 1 | 1.2145 | 10905.4234 | 0 | GSLD | 10 | 1 | 1 | 1 | 1 | 1 | 1 | 1 | 1 | 1 | 1 | 1 | 1 | 654.3254 | 0 | 251504.6618 | 0 | 0 | 0 | 1 | 0 | 0 | 1
907 | Water Heating | Insulation | Thermostatic Shower Restriction Valve Commercial | Lodging/Hospitality | Existing | CloEgsld907 | 1 | 4.0096 | 25413.8156 | 0 | GSLD | 10 | 1 | 1 | 1 | 1 | 1 | 1 | 1 | 1 | 1 | 1 | 1 | 1 | 1524.8289 | 0 | 1464658.7509 | 0 | 0 | 0 | 1 | 0 | 0 | 1
907 | Water Heating | Insulation | Thermostatic Shower Restriction Valve Commercial | Lodging/Hospitality | New | CloNgsld907 | 1 | 4.0096 | 25413.8156 | 0 | GSLD | 10 | 1 | 1 | 1 | 1 | 1 | 1 | 1 | 1 | 1 | 1 | 1 | 1 | 1524.8289 | 0 | 1464658.7509 | 0 | 0 | 0 | 1 | 0 | 0 | 1
907 | Water Heating | Insulation | Thermostatic Shower Restriction Valve Commercial | Miscellaneous | Existing | CmiEgsld907 | 1 | 1.523 | 8042.7228 | 0 | GSLD | 10 | 1 | 1 | 1 | 1 | 1 | 1 | 1 | 1 | 1 | 1 | 1 | 1 | 482.5634 | 0 | 35832.149 | 0 | 0 | 0 | 1 | 0 | 0 | 1
907 | Water Heating | Insulation | Thermostatic Shower Restriction Valve Commercial | Miscellaneous | New | CmiNgsld907 | 1 | 1.523 | 8042.7228 | 0 | GSLD | 10 | 1 | 1 | 1 | 1 | 1 | 1 | 1 | 1 | 1 | 1 | 1 | 1 | 482.5634 | 0 | 35832.149 | 0 | 0 | 0 | 1 | 0 | 0 | 1
907 | Water Heating | Insulation | Thermostatic Shower Restriction Valve Commercial | Offices | Existing | CofEgsld907 | 1 | 1.523 | 8042.723 | 0 | GSLD | 10 | 1 | 1 | 1 | 1 | 1 | 1 | 1 | 1 | 1 | 1 | 1 | 1 | 482.5634 | 0 | 2408.884 | 0 | 0 | 0 | 1 | 0 | 0 | 1
907 | Water Heating | Insulation | Thermostatic Shower Restriction Valve Commercial | Offices | New | CofNgsld907 | 1 | 1.523 | 8042.723 | 0 | GSLD | 10 | 1 | 1 | 1 | 1 | 1 | 1 | 1 | 1 | 1 | 1 | 1 | 1 | 482.5634 | 0 | 2408.884 | 0 | 0 | 0 | 1 | 0 | 0 | 1
907 | Water Heating | Insulation | Thermostatic Shower Restriction Valve Commercial | Restaurants | Existing | CreEgsld907 | 1 | 1.523 | 8042.7232 | 0 | GSLD | 10 | 1 | 1 | 1 | 1 | 1 | 1 | 1 | 1 | 1 | 1 | 1 | 1 | 482.5634 | 0 | 3513.0156 | 0 | 0 | 0 | 1 | 0 | 0 | 1
907 | Water Heating | Insulation | Thermostatic Shower Restriction Valve Commercial | Restaurants | New | CreNgsld907 | 1 | 1.523 | 8042.7232 | 0 | GSLD | 10 | 1 | 1 | 1 | 1 | 1 | 1 | 1 | 1 | 1 | 1 | 1 | 1 | 482.5634 | 0 | 3513.0156 | 0 | 0 | 0 | 1 | 0 | 0 | 1
907 | Water Heating | Insulation | Thermostatic Shower Restriction Valve Commercial | Retail | Existing | CrtEgsld907 | 1 | 1.523 | 8042.7229 | 0 | GSLD | 10 | 1 | 1 | 1 | 1 | 1 | 1 | 1 | 1 | 1 | 1 | 1 | 1 | 482.5634 | 0 | 4683.8881 | 0 | 0 | 0 | 1 | 0 | 0 | 1
907 | Water Heating | Insulation | Thermostatic Shower Restriction Valve Commercial | Retail | New | CrtNgsld907 | 1 | 1.523 | 8042.7229 | 0 | GSLD | 10 | 1 | 1 | 1 | 1 | 1 | 1 | 1 | 1 | 1 | 1 | 1 | 1 | 482.5634 | 0 | 4683.8881 | 0 | 0 | 0 | 1 | 0 | 0 | 1
907 | Water Heating | Insulation | Thermostatic Shower Restriction Valve Commercial | Schools K-12 | Existing | CscEgsld907 | 1 | 1.523 | 8042.7229 | 0 | GSLD | 10 | 1 | 1 | 1 | 1 | 1 | 1 | 1 | 1 | 1 | 1 | 1 | 1 | 482.5634 | 0 | 1359.836 | 0 | 0 | 0 | 1 | 0 | 0 | 1
907 | Water Heating | Insulation | Thermostatic Shower Restriction Valve Commercial | Schools K-12 | New | CscNgsld907 | 1 | 1.523 | 8042.7229 | 0 | GSLD | 10 | 1 | 1 | 1 | 1 | 1 | 1 | 1 | 1 | 1 | 1 | 1 | 1 | 482.5634 | 0 | 1359.836 | 0 | 0 | 0 | 1 | 0 | 0 | 1
907 | Water Heating | Insulation | Thermostatic Shower Restriction Valve Commercial | Warehouse | Existing | CwaEgsld907 | 1 | 1.523 | 8042.7225 | 0 | GSLD | 10 | 1 | 1 | 1 | 1 | 1 | 1 | 1 | 1 | 1 | 1 | 1 | 1 | 482.5634 | 0 | 6022.385 | 0 | 0 | 0 | 1 | 0 | 0 | 1
907 | Water Heating | Insulation | Thermostatic Shower Restriction Valve Commercial | Warehouse | New | CwaNgsld907 | 1 | 1.523 | 8042.7225 | 0 | GSLD | 10 | 1 | 1 | 1 | 1 | 1 | 1 | 1 | 1 | 1 | 1 | 1 | 1 | 482.5634 | 0 | 6022.385 | 0 | 0 | 0 | 1 | 0 | 0 | 1
908 | Water Heating | Solar | Solar Pool Heater Commercial | Assembly | Turnover | CasTgsld908 | 1 | 0.43275 | 5847.9532 | 0 | GSLD | 15 | 0.57723 | 0.60437 | 0.83705 | 1.097 | 1.2026 | 1.2026 | 1.289 | 1.2891 | 1.2453 | 1.1192 | 0.77553 | 0.85362 | 350.8772 | 0 | 6286.5276 | 0 | 0 | 0 | 1 | 0 | 0 | 1.0077
908 | Water Heating | Solar | Solar Pool Heater Commercial | Assembly | New | CasNgsld908 | 1 | 0.43275 | 5847.9532 | 0 | GSLD | 15 | 0.57723 | 0.60437 | 0.83705 | 1.097 | 1.2026 | 1.2026 | 1.289 | 1.2891 | 1.2453 | 1.1192 | 0.77553 | 0.85362 | 350.8772 | 0 | 6286.5276 | 0 | 0 | 0 | 1 | 0 | 0 | 1.0077
908 | Water Heating | Solar | Solar Pool Heater Commercial | College and University | Turnover | CcoTgsld908 | 1 | 1.0099 | 9900.9901 | 0 | GSLD | 15 | 0.57723 | 0.60437 | 0.83705 | 1.097 | 1.2026 | 1.2026 | 1.289 | 1.2891 | 1.2453 | 1.1192 | 0.77553 | 0.85362 | 594.0594 | 0 | 10643.5269 | 0 | 0 | 0 | 1 | 0 | 0 | 1.0077
908 | Water Heating | Solar | Solar Pool Heater Commercial | College and University | New | CcoNgsld908 | 1 | 1.0099 | 9900.9901 | 0 | GSLD | 15 | 0.57723 | 0.60437 | 0.83705 | 1.097 | 1.2026 | 1.2026 | 1.289 | 1.2891 | 1.2453 | 1.1192 | 0.77553 | 0.85362 | 594.0594 | 0 | 10643.5269 | 0 | 0 | 0 | 1 | 0 | 0 | 1.0077
908 | Water Heating | Solar | Solar Pool Heater Commercial | Data Center | Turnover | CdaTgsld908 | 1 | 1.0631 | 9009.009 | 0 | GSLD | 15 | 0.57723 | 0.60437 | 0.83705 | 1.097 | 1.2026 | 1.2026 | 1.289 | 1.2891 | 1.2453 | 1.1192 | 0.77553 | 0.85362 | 540.5405 | 0 | 9684.6506 | 0 | 0 | 0 | 1 | 0 | 0 | 1.0077
908 | Water Heating | Solar | Solar Pool Heater Commercial | Data Center | New | CdaNgsld908 | 1 | 1.0631 | 9009.009 | 0 | GSLD | 15 | 0.57723 | 0.60437 | 0.83705 | 1.097 | 1.2026 | 1.2026 | 1.289 | 1.2891 | 1.2453 | 1.1192 | 0.77553 | 0.85362 | 540.5405 | 0 | 9684.6506 | 0 | 0 | 0 | 1 | 0 | 0 | 1.0077
908 | Water Heating | Solar | Solar Pool Heater Commercial | Grocery | Turnover | CgrTgsld908 | 1 | 0.6 | 7407.4074 | 0 | GSLD | 15 | 0.57723 | 0.60437 | 0.83705 | 1.097 | 1.2026 | 1.2026 | 1.289 | 1.2891 | 1.2453 | 1.1192 | 0.77553 | 0.85362 | 444.4444 | 0 | 7962.9349 | 0 | 0 | 0 | 1 | 0 | 0 | 1.0077
908 | Water Heating | Solar | Solar Pool Heater Commercial | Grocery | New | CgrNgsld908 | 1 | 0.6 | 7407.4074 | 0 | GSLD | 15 | 0.57723 | 0.60437 | 0.83705 | 1.097 | 1.2026 | 1.2026 | 1.289 | 1.2891 | 1.2453 | 1.1192 | 0.77553 | 0.85362 | 444.4444 | 0 | 7962.9349 | 0 | 0 | 0 | 1 | 0 | 0 | 1.0077
908 | Water Heating | Solar | Solar Pool Heater Commercial | Healthcare | Turnover | CheTgsld908 | 1 | 1.0347 | 6944.4444 | 0 | GSLD | 15 | 0.57723 | 0.60437 | 0.83705 | 1.097 | 1.2026 | 1.2026 | 1.289 | 1.2891 | 1.2453 | 1.1192 | 0.77553 | 0.85362 | 416.6667 | 0 | 7465.2515 | 0 | 0 | 0 | 1 | 0 | 0 | 1.0077
908 | Water Heating | Solar | Solar Pool Heater Commercial | Healthcare | New | CheNgsld908 | 1 | 1.0347 | 6944.4444 | 0 | GSLD | 15 | 0.57723 | 0.60437 | 0.83705 | 1.097 | 1.2026 | 1.2026 | 1.289 | 1.2891 | 1.2453 | 1.1192 | 0.77553 | 0.85362 | 416.6667 | 0 | 7465.2515 | 0 | 0 | 0 | 1 | 0 | 0 | 1.0077
908 | Water Heating | Solar | Solar Pool Heater Commercial | Hospitals | Turnover | ChoTgsld908 | 1 | 1.0099 | 9900.9901 | 0 | GSLD | 15 | 0.57723 | 0.60437 | 0.83705 | 1.097 | 1.2026 | 1.2026 | 1.289 | 1.2891 | 1.2453 | 1.1192 | 0.77553 | 0.85362 | 594.0594 | 0 | 10643.5269 | 0 | 0 | 0 | 1 | 0 | 0 | 1.0077
908 | Water Heating | Solar | Solar Pool Heater Commercial | Hospitals | New | ChoNgsld908 | 1 | 1.0099 | 9900.9901 | 0 | GSLD | 15 | 0.57723 | 0.60437 | 0.83705 | 1.097 | 1.2026 | 1.2026 | 1.289 | 1.2891 | 1.2453 | 1.1192 | 0.77553 | 0.85362 | 594.0594 | 0 | 10643.5269 | 0 | 0 | 0 | 1 | 0 | 0 | 1.0077
908 | Water Heating | Solar | Solar Pool Heater Commercial | Institutional | Turnover | CinTgsld908 | 1 | 1.0811 | 9009.009 | 0 | GSLD | 15 | 0.57723 | 0.60437 | 0.83705 | 1.097 | 1.2026 | 1.2026 | 1.289 | 1.2891 | 1.2453 | 1.1192 | 0.77553 | 0.85362 | 540.5405 | 0 | 9684.6506 | 0 | 0 | 0 | 1 | 0 | 0 | 1.0077
908 | Water Heating | Solar | Solar Pool Heater Commercial | Institutional | New | CinNgsld908 | 1 | 1.0811 | 9009.009 | 0 | GSLD | 15 | 0.57723 | 0.60437 | 0.83705 | 1.097 | 1.2026 | 1.2026 | 1.289 | 1.2891 | 1.2453 | 1.1192 | 0.77553 | 0.85362 | 540.5405 | 0 | 9684.6506 | 0 | 0 | 0 | 1 | 0 | 0 | 1.0077
908 | Water Heating | Solar | Solar Pool Heater Commercial | Lodging/Hospitality | Turnover | CloTgsld908 | 1 | 1.1682 | 9345.7944 | 0 | GSLD | 15 | 0.57723 | 0.60437 | 0.83705 | 1.097 | 1.2026 | 1.2026 | 1.289 | 1.2891 | 1.2453 | 1.1192 | 0.77553 | 0.85362 | 560.7477 | 0 | 10046.6936 | 0 | 0 | 0 | 1 | 0 | 0 | 1.0077
908 | Water Heating | Solar | Solar Pool Heater Commercial | Lodging/Hospitality | New | CloNgsld908 | 1 | 1.1682 | 9345.7944 | 0 | GSLD | 15 | 0.57723 | 0.60437 | 0.83705 | 1.097 | 1.2026 | 1.2026 | 1.289 | 1.2891 | 1.2453 | 1.1192 | 0.77553 | 0.85362 | 560.7477 | 0 | 10046.6936 | 0 | 0 | 0 | 1 | 0 | 0 | 1.0077
908 | Water Heating | Solar | Solar Pool Heater Commercial | Miscellaneous | Turnover | CmiTgsld908 | 1 | 1.0631 | 9009.009 | 0 | GSLD | 15 | 0.57723 | 0.60437 | 0.83705 | 1.097 | 1.2026 | 1.2026 | 1.289 | 1.2891 | 1.2453 | 1.1192 | 0.77553 | 0.85362 | 540.5405 | 0 | 9684.6506 | 0 | 0 | 0 | 1 | 0 | 0 | 1.0077
908 | Water Heating | Solar | Solar Pool Heater Commercial | Miscellaneous | New | CmiNgsld908 | 1 | 1.0631 | 9009.009 | 0 | GSLD | 15 | 0.57723 | 0.60437 | 0.83705 | 1.097 | 1.2026 | 1.2026 | 1.289 | 1.2891 | 1.2453 | 1.1192 | 0.77553 | 0.85362 | 540.5405 | 0 | 9684.6506 | 0 | 0 | 0 | 1 | 0 | 0 | 1.0077
908 | Water Heating | Solar | Solar Pool Heater Commercial | Offices | Turnover | CofTgsld908 | 1 | 1.0631 | 9009.009 | 0 | GSLD | 15 | 0.57723 | 0.60437 | 0.83705 | 1.097 | 1.2026 | 1.2026 | 1.289 | 1.2891 | 1.2453 | 1.1192 | 0.77553 | 0.85362 | 540.5405 | 0 | 9684.6506 | 0 | 0 | 0 | 1 | 0 | 0 | 1.0077
908 | Water Heating | Solar | Solar Pool Heater Commercial | Offices | New | CofNgsld908 | 1 | 1.0631 | 9009.009 | 0 | GSLD | 15 | 0.57723 | 0.60437 | 0.83705 | 1.097 | 1.2026 | 1.2026 | 1.289 | 1.2891 | 1.2453 | 1.1192 | 0.77553 | 0.85362 | 540.5405 | 0 | 9684.6506 | 0 | 0 | 0 | 1 | 0 | 0 | 1.0077
908 | Water Heating | Solar | Solar Pool Heater Commercial | Restaurants | Turnover | CreTgsld908 | 1 | 0.37313 | 7462.6866 | 0 | GSLD | 15 | 0.57723 | 0.60437 | 0.83705 | 1.097 | 1.2026 | 1.2026 | 1.289 | 1.2891 | 1.2453 | 1.1192 | 0.77553 | 0.85362 | 447.7612 | 0 | 8022.3598 | 0 | 0 | 0 | 1 | 0 | 0 | 1.0077
908 | Water Heating | Solar | Solar Pool Heater Commercial | Restaurants | New | CreNgsld908 | 1 | 0.37313 | 7462.6866 | 0 | GSLD | 15 | 0.57723 | 0.60437 | 0.83705 | 1.097 | 1.2026 | 1.2026 | 1.289 | 1.2891 | 1.2453 | 1.1192 | 0.77553 | 0.85362 | 447.7612 | 0 | 8022.3598 | 0 | 0 | 0 | 1 | 0 | 0 | 1.0077
908 | Water Heating | Solar | Solar Pool Heater Commercial | Retail | Turnover | CrtTgsld908 | 1 | 0.55245 | 6993.007 | 0 | GSLD | 15 | 0.57723 | 0.60437 | 0.83705 | 1.097 | 1.2026 | 1.2026 | 1.289 | 1.2891 | 1.2453 | 1.1192 | 0.77553 | 0.85362 | 419.5804 | 0 | 7517.4561 | 0 | 0 | 0 | 1 | 0 | 0 | 1.0077
908 | Water Heating | Solar | Solar Pool Heater Commercial | Retail | New | CrtNgsld908 | 1 | 0.55245 | 6993.007 | 0 | GSLD | 15 | 0.57723 | 0.60437 | 0.83705 | 1.097 | 1.2026 | 1.2026 | 1.289 | 1.2891 | 1.2453 | 1.1192 | 0.77553 | 0.85362 | 419.5804 | 0 | 7517.4561 | 0 | 0 | 0 | 1 | 0 | 0 | 1.0077
908 | Water Heating | Solar | Solar Pool Heater Commercial | Schools K-12 | Turnover | CscTgsld908 | 1 | 1.0388 | 9708.7379 | 0 | GSLD | 15 | 0.57723 | 0.60437 | 0.83705 | 1.097 | 1.2026 | 1.2026 | 1.289 | 1.2891 | 1.2453 | 1.1192 | 0.77553 | 0.85362 | 582.5243 | 0 | 10436.8565 | 0 | 0 | 0 | 1 | 0 | 0 | 1.0077
908 | Water Heating | Solar | Solar Pool Heater Commercial | Schools K-12 | New | CscNgsld908 | 1 | 1.0388 | 9708.7379 | 0 | GSLD | 15 | 0.57723 | 0.60437 | 0.83705 | 1.097 | 1.2026 | 1.2026 | 1.289 | 1.2891 | 1.2453 | 1.1192 | 0.77553 | 0.85362 | 582.5243 | 0 | 10436.8565 | 0 | 0 | 0 | 1 | 0 | 0 | 1.0077
908 | Water Heating | Solar | Solar Pool Heater Commercial | Warehouse | Turnover | CwaTgsld908 | 1 | 0.72549 | 6535.9477 | 0 | GSLD | 15 | 0.57723 | 0.60437 | 0.83705 | 1.097 | 1.2026 | 1.2026 | 1.289 | 1.2891 | 1.2453 | 1.1192 | 0.77553 | 0.85362 | 392.1569 | 0 | 7026.1191 | 0 | 0 | 0 | 1 | 0 | 0 | 1.0077
908 | Water Heating | Solar | Solar Pool Heater Commercial | Warehouse | New | CwaNgsld908 | 1 | 0.72549 | 6535.9477 | 0 | GSLD | 15 | 0.57723 | 0.60437 | 0.83705 | 1.097 | 1.2026 | 1.2026 | 1.289 | 1.2891 | 1.2453 | 1.1192 | 0.77553 | 0.85362 | 392.1569 | 0 | 7026.1191 | 0 | 0 | 0 | 1 | 0 | 0 | 1.0077
909 | Water Heating | Solar | Solar Thermal Water Heating System Commercial | Assembly | Turnover | CasTgsld909 | 1 | 1.523 | 8042.7229 | 0 | GSLD | 20 | 1 | 1 | 1 | 1 | 1 | 1 | 1 | 1 | 1 | 1 | 1 | 1 | 482.5634 | 0 | 16072.5021 | 0 | 0 | 0 | 1 | 0 | 0 | 1
909 | Water Heating | Solar | Solar Thermal Water Heating System Commercial | Assembly | New | CasNgsld909 | 1 | 1.523 | 8042.7229 | 0 | GSLD | 20 | 1 | 1 | 1 | 1 | 1 | 1 | 1 | 1 | 1 | 1 | 1 | 1 | 482.5634 | 0 | 16072.5021 | 0 | 0 | 0 | 1 | 0 | 0 | 1
909 | Water Heating | Solar | Solar Thermal Water Heating System Commercial | College and University | Turnover | CcoTgsld909 | 1 | 1.2145 | 10905.4227 | 0 | GSLD | 20 | 1 | 1 | 1 | 1 | 1 | 1 | 1 | 1 | 1 | 1 | 1 | 1 | 654.3254 | 0 | 9475.3372 | 0 | 0 | 0 | 1 | 0 | 0 | 1
909 | Water Heating | Solar | Solar Thermal Water Heating System Commercial | College and University | New | CcoNgsld909 | 1 | 1.2145 | 10905.4227 | 0 | GSLD | 20 | 1 | 1 | 1 | 1 | 1 | 1 | 1 | 1 | 1 | 1 | 1 | 1 | 654.3254 | 0 | 9475.3372 | 0 | 0 | 0 | 1 | 0 | 0 | 1
909 | Water Heating | Solar | Solar Thermal Water Heating System Commercial | Data Center | Turnover | CdaTgsld909 | 1 | 1.2145 | 10905.4227 | 0 | GSLD | 20 | 1 | 1 | 1 | 1 | 1 | 1 | 1 | 1 | 1 | 1 | 1 | 1 | 654.3254 | 0 | 217932.7026 | 0 | 0 | 0 | 1 | 0 | 0 | 1
909 | Water Heating | Solar | Solar Thermal Water Heating System Commercial | Data Center | New | CdaNgsld909 | 1 | 1.2145 | 10905.4227 | 0 | GSLD | 20 | 1 | 1 | 1 | 1 | 1 | 1 | 1 | 1 | 1 | 1 | 1 | 1 | 654.3254 | 0 | 217932.7026 | 0 | 0 | 0 | 1 | 0 | 0 | 1
909 | Water Heating | Solar | Solar Thermal Water Heating System Commercial | Grocery | Turnover | CgrTgsld909 | 1 | 1.523 | 8042.7229 | 0 | GSLD | 20 | 1 | 1 | 1 | 1 | 1 | 1 | 1 | 1 | 1 | 1 | 1 | 1 | 482.5634 | 0 | 12054.3632 | 0 | 0 | 0 | 1 | 0 | 0 | 1
909 | Water Heating | Solar | Solar Thermal Water Heating System Commercial | Grocery | New | CgrNgsld909 | 1 | 1.523 | 8042.7229 | 0 | GSLD | 20 | 1 | 1 | 1 | 1 | 1 | 1 | 1 | 1 | 1 | 1 | 1 | 1 | 482.5634 | 0 | 12054.3632 | 0 | 0 | 0 | 1 | 0 | 0 | 1
909 | Water Heating | Solar | Solar Thermal Water Heating System Commercial | Healthcare | Turnover | CheTgsld909 | 1 | 1.2145 | 10905.4227 | 0 | GSLD | 20 | 1 | 1 | 1 | 1 | 1 | 1 | 1 | 1 | 1 | 1 | 1 | 1 | 654.3254 | 0 | 540.3291 | 0 | 0 | 0 | 1 | 0 | 0 | 1
909 | Water Heating | Solar | Solar Thermal Water Heating System Commercial | Healthcare | New | CheNgsld909 | 1 | 1.2145 | 10905.4227 | 0 | GSLD | 20 | 1 | 1 | 1 | 1 | 1 | 1 | 1 | 1 | 1 | 1 | 1 | 1 | 654.3254 | 0 | 540.3291 | 0 | 0 | 0 | 1 | 0 | 0 | 1
909 | Water Heating | Solar | Solar Thermal Water Heating System Commercial | Hospitals | Turnover | ChoTgsld909 | 1 | 1.2145 | 10905.4227 | 0 | GSLD | 20 | 1 | 1 | 1 | 1 | 1 | 1 | 1 | 1 | 1 | 1 | 1 | 1 | 654.3254 | 0 | 4086.2392 | 0 | 0 | 0 | 1 | 0 | 0 | 1
909 | Water Heating | Solar | Solar Thermal Water Heating System Commercial | Hospitals | New | ChoNgsld909 | 1 | 1.2145 | 10905.4227 | 0 | GSLD | 20 | 1 | 1 | 1 | 1 | 1 | 1 | 1 | 1 | 1 | 1 | 1 | 1 | 654.3254 | 0 | 4086.2392 | 0 | 0 | 0 | 1 | 0 | 0 | 1
909 | Water Heating | Solar | Solar Thermal Water Heating System Commercial | Institutional | Turnover | CinTgsld909 | 1 | 1.2145 | 10905.4227 | 0 | GSLD | 20 | 1 | 1 | 1 | 1 | 1 | 1 | 1 | 1 | 1 | 1 | 1 | 1 | 654.3254 | 0 | 56753.3159 | 0 | 0 | 0 | 1 | 0 | 0 | 1
909 | Water Heating | Solar | Solar Thermal Water Heating System Commercial | Institutional | New | CinNgsld909 | 1 | 1.2145 | 10905.4227 | 0 | GSLD | 20 | 1 | 1 | 1 | 1 | 1 | 1 | 1 | 1 | 1 | 1 | 1 | 1 | 654.3254 | 0 | 56753.3159 | 0 | 0 | 0 | 1 | 0 | 0 | 1
909 | Water Heating | Solar | Solar Thermal Water Heating System Commercial | Lodging/Hospitality | Turnover | CloTgsld909 | 1 | 4.0096 | 25413.8002 | 0 | GSLD | 20 | 1 | 1 | 1 | 1 | 1 | 1 | 1 | 1 | 1 | 1 | 1 | 1 | 1524.828 | 0 | 2539.3327 | 0 | 0 | 0 | 1 | 0 | 0 | 1
909 | Water Heating | Solar | Solar Thermal Water Heating System Commercial | Lodging/Hospitality | New | CloNgsld909 | 1 | 4.0096 | 25413.8002 | 0 | GSLD | 20 | 1 | 1 | 1 | 1 | 1 | 1 | 1 | 1 | 1 | 1 | 1 | 1 | 1524.828 | 0 | 2539.3327 | 0 | 0 | 0 | 1 | 0 | 0 | 1
909 | Water Heating | Solar | Solar Thermal Water Heating System Commercial | Miscellaneous | Turnover | CmiTgsld909 | 1 | 1.523 | 8042.7229 | 0 | GSLD | 20 | 1 | 1 | 1 | 1 | 1 | 1 | 1 | 1 | 1 | 1 | 1 | 1 | 482.5634 | 0 | 38573.9776 | 0 | 0 | 0 | 1 | 0 | 0 | 1
909 | Water Heating | Solar | Solar Thermal Water Heating System Commercial | Miscellaneous | New | CmiNgsld909 | 1 | 1.523 | 8042.7229 | 0 | GSLD | 20 | 1 | 1 | 1 | 1 | 1 | 1 | 1 | 1 | 1 | 1 | 1 | 1 | 482.5634 | 0 | 38573.9776 | 0 | 0 | 0 | 1 | 0 | 0 | 1
909 | Water Heating | Solar | Solar Thermal Water Heating System Commercial | Offices | Turnover | CofTgsld909 | 1 | 1.523 | 8042.7229 | 0 | GSLD | 20 | 1 | 1 | 1 | 1 | 1 | 1 | 1 | 1 | 1 | 1 | 1 | 1 | 482.5634 | 0 | 14465.2358 | 0 | 0 | 0 | 1 | 0 | 0 | 1
909 | Water Heating | Solar | Solar Thermal Water Heating System Commercial | Offices | New | CofNgsld909 | 1 | 1.523 | 8042.7229 | 0 | GSLD | 20 | 1 | 1 | 1 | 1 | 1 | 1 | 1 | 1 | 1 | 1 | 1 | 1 | 482.5634 | 0 | 14465.2358 | 0 | 0 | 0 | 1 | 0 | 0 | 1
909 | Water Heating | Solar | Solar Thermal Water Heating System Commercial | Restaurants | Turnover | CreTgsld909 | 1 | 1.523 | 8042.7229 | 0 | GSLD | 20 | 1 | 1 | 1 | 1 | 1 | 1 | 1 | 1 | 1 | 1 | 1 | 1 | 482.5634 | 0 | 5411.6112 | 0 | 0 | 0 | 1 | 0 | 0 | 1
909 | Water Heating | Solar | Solar Thermal Water Heating System Commercial | Restaurants | New | CreNgsld909 | 1 | 1.523 | 8042.7229 | 0 | GSLD | 20 | 1 | 1 | 1 | 1 | 1 | 1 | 1 | 1 | 1 | 1 | 1 | 1 | 482.5634 | 0 | 5411.6112 | 0 | 0 | 0 | 1 | 0 | 0 | 1
909 | Water Heating | Solar | Solar Thermal Water Heating System Commercial | Retail | Turnover | CrtTgsld909 | 1 | 1.523 | 8042.7229 | 0 | GSLD | 20 | 1 | 1 | 1 | 1 | 1 | 1 | 1 | 1 | 1 | 1 | 1 | 1 | 482.5634 | 0 | 115719.4942 | 0 | 0 | 0 | 1 | 0 | 0 | 1
909 | Water Heating | Solar | Solar Thermal Water Heating System Commercial | Retail | New | CrtNgsld909 | 1 | 1.523 | 8042.7229 | 0 | GSLD | 20 | 1 | 1 | 1 | 1 | 1 | 1 | 1 | 1 | 1 | 1 | 1 | 1 | 482.5634 | 0 | 115719.4942 | 0 | 0 | 0 | 1 | 0 | 0 | 1
909 | Water Heating | Solar | Solar Thermal Water Heating System Commercial | Schools K-12 | Turnover | CscTgsld909 | 1 | 1.523 | 8042.7229 | 0 | GSLD | 20 | 1 | 1 | 1 | 1 | 1 | 1 | 1 | 1 | 1 | 1 | 1 | 1 | 482.5634 | 0 | 8036.2421 | 0 | 0 | 0 | 1 | 0 | 0 | 1
909 | Water Heating | Solar | Solar Thermal Water Heating System Commercial | Schools K-12 | New | CscNgsld909 | 1 | 1.523 | 8042.7229 | 0 | GSLD | 20 | 1 | 1 | 1 | 1 | 1 | 1 | 1 | 1 | 1 | 1 | 1 | 1 | 482.5634 | 0 | 8036.2421 | 0 | 0 | 0 | 1 | 0 | 0 | 1
909 | Water Heating | Solar | Solar Thermal Water Heating System Commercial | Warehouse | Turnover | CwaTgsld909 | 1 | 1.523 | 8042.7229 | 0 | GSLD | 20 | 1 | 1 | 1 | 1 | 1 | 1 | 1 | 1 | 1 | 1 | 1 | 1 | 482.5634 | 0 | 24108.7264 | 0 | 0 | 0 | 1 | 0 | 0 | 1
909 | Water Heating | Solar | Solar Thermal Water Heating System Commercial | Warehouse | New | CwaNgsld909 | 1 | 1.523 | 8042.7229 | 0 | GSLD | 20 | 1 | 1 | 1 | 1 | 1 | 1 | 1 | 1 | 1 | 1 | 1 | 1 | 482.5634 | 0 | 24108.7264 | 0 | 0 | 0 | 1 | 0 | 0 | 1
910 | Water Heating | Unit | Heat Pump Pool Heater Commercial | Assembly | Turnover | CasTgsld910 | 1 | 0.43275 | 5847.9532 | 0 | GSLD | 15 | 0.57723 | 0.60437 | 0.83705 | 1.097 | 1.2026 | 1.2026 | 1.289 | 1.2891 | 1.2453 | 1.1192 | 0.77553 | 0.85362 | 350.8772 | 0 | 6532.1782 | 0 | 0 | 0 | 1 | 0 | 0 | 1.0077
910 | Water Heating | Unit | Heat Pump Pool Heater Commercial | Assembly | New | CasNgsld910 | 1 | 0.43275 | 5847.9532 | 0 | GSLD | 15 | 0.57723 | 0.60437 | 0.83705 | 1.097 | 1.2026 | 1.2026 | 1.289 | 1.2891 | 1.2453 | 1.1192 | 0.77553 | 0.85362 | 350.8772 | 0 | 6532.1782 | 0 | 0 | 0 | 1 | 0 | 0 | 1.0077
910 | Water Heating | Unit | Heat Pump Pool Heater Commercial | College and University | Turnover | CcoTgsld910 | 1 | 1.0099 | 9900.9901 | 0 | GSLD | 15 | 0.57723 | 0.60437 | 0.83705 | 1.097 | 1.2026 | 1.2026 | 1.289 | 1.2891 | 1.2453 | 1.1192 | 0.77553 | 0.85362 | 594.0594 | 0 | 11059.4305 | 0 | 0 | 0 | 1 | 0 | 0 | 1.0077
910 | Water Heating | Unit | Heat Pump Pool Heater Commercial | College and University | New | CcoNgsld910 | 1 | 1.0099 | 9900.9901 | 0 | GSLD | 15 | 0.57723 | 0.60437 | 0.83705 | 1.097 | 1.2026 | 1.2026 | 1.289 | 1.2891 | 1.2453 | 1.1192 | 0.77553 | 0.85362 | 594.0594 | 0 | 11059.4305 | 0 | 0 | 0 | 1 | 0 | 0 | 1.0077
910 | Water Heating | Unit | Heat Pump Pool Heater Commercial | Data Center | Turnover | CdaTgsld910 | 1 | 1.0631 | 9009.009 | 0 | GSLD | 15 | 0.57723 | 0.60437 | 0.83705 | 1.097 | 1.2026 | 1.2026 | 1.289 | 1.2891 | 1.2453 | 1.1192 | 0.77553 | 0.85362 | 540.5405 | 0 | 10063.0854 | 0 | 0 | 0 | 1 | 0 | 0 | 1.0077
910 | Water Heating | Unit | Heat Pump Pool Heater Commercial | Data Center | New | CdaNgsld910 | 1 | 1.0631 | 9009.009 | 0 | GSLD | 15 | 0.57723 | 0.60437 | 0.83705 | 1.097 | 1.2026 | 1.2026 | 1.289 | 1.2891 | 1.2453 | 1.1192 | 0.77553 | 0.85362 | 540.5405 | 0 | 10063.0854 | 0 | 0 | 0 | 1 | 0 | 0 | 1.0077
910 | Water Heating | Unit | Heat Pump Pool Heater Commercial | Grocery | Turnover | CgrTgsld910 | 1 | 0.6 | 7407.4074 | 0 | GSLD | 15 | 0.57723 | 0.60437 | 0.83705 | 1.097 | 1.2026 | 1.2026 | 1.289 | 1.2891 | 1.2453 | 1.1192 | 0.77553 | 0.85362 | 444.4444 | 0 | 8274.0924 | 0 | 0 | 0 | 1 | 0 | 0 | 1.0077
910 | Water Heating | Unit | Heat Pump Pool Heater Commercial | Grocery | New | CgrNgsld910 | 1 | 0.6 | 7407.4074 | 0 | GSLD | 15 | 0.57723 | 0.60437 | 0.83705 | 1.097 | 1.2026 | 1.2026 | 1.289 | 1.2891 | 1.2453 | 1.1192 | 0.77553 | 0.85362 | 444.4444 | 0 | 8274.0924 | 0 | 0 | 0 | 1 | 0 | 0 | 1.0077
910 | Water Heating | Unit | Heat Pump Pool Heater Commercial | Healthcare | Turnover | CheTgsld910 | 1 | 1.0347 | 6944.4444 | 0 | GSLD | 15 | 0.57723 | 0.60437 | 0.83705 | 1.097 | 1.2026 | 1.2026 | 1.289 | 1.2891 | 1.2453 | 1.1192 | 0.77553 | 0.85362 | 416.6667 | 0 | 7756.9616 | 0 | 0 | 0 | 1 | 0 | 0 | 1.0077
910 | Water Heating | Unit | Heat Pump Pool Heater Commercial | Healthcare | New | CheNgsld910 | 1 | 1.0347 | 6944.4444 | 0 | GSLD | 15 | 0.57723 | 0.60437 | 0.83705 | 1.097 | 1.2026 | 1.2026 | 1.289 | 1.2891 | 1.2453 | 1.1192 | 0.77553 | 0.85362 | 416.6667 | 0 | 7756.9616 | 0 | 0 | 0 | 1 | 0 | 0 | 1.0077
910 | Water Heating | Unit | Heat Pump Pool Heater Commercial | Hospitals | Turnover | ChoTgsld910 | 1 | 1.0099 | 9900.9901 | 0 | GSLD | 15 | 0.57723 | 0.60437 | 0.83705 | 1.097 | 1.2026 | 1.2026 | 1.289 | 1.2891 | 1.2453 | 1.1192 | 0.77553 | 0.85362 | 594.0594 | 0 | 11059.4305 | 0 | 0 | 0 | 1 | 0 | 0 | 1.0077
910 | Water Heating | Unit | Heat Pump Pool Heater Commercial | Hospitals | New | ChoNgsld910 | 1 | 1.0099 | 9900.9901 | 0 | GSLD | 15 | 0.57723 | 0.60437 | 0.83705 | 1.097 | 1.2026 | 1.2026 | 1.289 | 1.2891 | 1.2453 | 1.1192 | 0.77553 | 0.85362 | 594.0594 | 0 | 11059.4305 | 0 | 0 | 0 | 1 | 0 | 0 | 1.0077
910 | Water Heating | Unit | Heat Pump Pool Heater Commercial | Institutional | Turnover | CinTgsld910 | 1 | 1.0811 | 9009.009 | 0 | GSLD | 15 | 0.57723 | 0.60437 | 0.83705 | 1.097 | 1.2026 | 1.2026 | 1.289 | 1.2891 | 1.2453 | 1.1192 | 0.77553 | 0.85362 | 540.5405 | 0 | 10063.0854 | 0 | 0 | 0 | 1 | 0 | 0 | 1.0077
910 | Water Heating | Unit | Heat Pump Pool Heater Commercial | Institutional | New | CinNgsld910 | 1 | 1.0811 | 9009.009 | 0 | GSLD | 15 | 0.57723 | 0.60437 | 0.83705 | 1.097 | 1.2026 | 1.2026 | 1.289 | 1.2891 | 1.2453 | 1.1192 | 0.77553 | 0.85362 | 540.5405 | 0 | 10063.0854 | 0 | 0 | 0 | 1 | 0 | 0 | 1.0077
910 | Water Heating | Unit | Heat Pump Pool Heater Commercial | Lodging/Hospitality | Turnover | CloTgsld910 | 1 | 1.1682 | 9345.7944 | 0 | GSLD | 15 | 0.57723 | 0.60437 | 0.83705 | 1.097 | 1.2026 | 1.2026 | 1.289 | 1.2891 | 1.2453 | 1.1192 | 0.77553 | 0.85362 | 560.7477 | 0 | 10439.2755 | 0 | 0 | 0 | 1 | 0 | 0 | 1.0077
910 | Water Heating | Unit | Heat Pump Pool Heater Commercial | Lodging/Hospitality | New | CloNgsld910 | 1 | 1.1682 | 9345.7944 | 0 | GSLD | 15 | 0.57723 | 0.60437 | 0.83705 | 1.097 | 1.2026 | 1.2026 | 1.289 | 1.2891 | 1.2453 | 1.1192 | 0.77553 | 0.85362 | 560.7477 | 0 | 10439.2755 | 0 | 0 | 0 | 1 | 0 | 0 | 1.0077
910 | Water Heating | Unit | Heat Pump Pool Heater Commercial | Miscellaneous | Turnover | CmiTgsld910 | 1 | 1.0631 | 9009.009 | 0 | GSLD | 15 | 0.57723 | 0.60437 | 0.83705 | 1.097 | 1.2026 | 1.2026 | 1.289 | 1.2891 | 1.2453 | 1.1192 | 0.77553 | 0.85362 | 540.5405 | 0 | 10063.0854 | 0 | 0 | 0 | 1 | 0 | 0 | 1.0077
910 | Water Heating | Unit | Heat Pump Pool Heater Commercial | Miscellaneous | New | CmiNgsld910 | 1 | 1.0631 | 9009.009 | 0 | GSLD | 15 | 0.57723 | 0.60437 | 0.83705 | 1.097 | 1.2026 | 1.2026 | 1.289 | 1.2891 | 1.2453 | 1.1192 | 0.77553 | 0.85362 | 540.5405 | 0 | 10063.0854 | 0 | 0 | 0 | 1 | 0 | 0 | 1.0077
910 | Water Heating | Unit | Heat Pump Pool Heater Commercial | Offices | Turnover | CofTgsld910 | 1 | 1.0631 | 9009.009 | 0 | GSLD | 15 | 0.57723 | 0.60437 | 0.83705 | 1.097 | 1.2026 | 1.2026 | 1.289 | 1.2891 | 1.2453 | 1.1192 | 0.77553 | 0.85362 | 540.5405 | 0 | 10063.0854 | 0 | 0 | 0 | 1 | 0 | 0 | 1.0077
910 | Water Heating | Unit | Heat Pump Pool Heater Commercial | Offices | New | CofNgsld910 | 1 | 1.0631 | 9009.009 | 0 | GSLD | 15 | 0.57723 | 0.60437 | 0.83705 | 1.097 | 1.2026 | 1.2026 | 1.289 | 1.2891 | 1.2453 | 1.1192 | 0.77553 | 0.85362 | 540.5405 | 0 | 10063.0854 | 0 | 0 | 0 | 1 | 0 | 0 | 1.0077
910 | Water Heating | Unit | Heat Pump Pool Heater Commercial | Restaurants | Turnover | CreTgsld910 | 1 | 0.37313 | 7462.6866 | 0 | GSLD | 15 | 0.57723 | 0.60437 | 0.83705 | 1.097 | 1.2026 | 1.2026 | 1.289 | 1.2891 | 1.2453 | 1.1192 | 0.77553 | 0.85362 | 447.7612 | 0 | 8335.8394 | 0 | 0 | 0 | 1 | 0 | 0 | 1.0077
910 | Water Heating | Unit | Heat Pump Pool Heater Commercial | Restaurants | New | CreNgsld910 | 1 | 0.37313 | 7462.6866 | 0 | GSLD | 15 | 0.57723 | 0.60437 | 0.83705 | 1.097 | 1.2026 | 1.2026 | 1.289 | 1.2891 | 1.2453 | 1.1192 | 0.77553 | 0.85362 | 447.7612 | 0 | 8335.8394 | 0 | 0 | 0 | 1 | 0 | 0 | 1.0077
910 | Water Heating | Unit | Heat Pump Pool Heater Commercial | Retail | Turnover | CrtTgsld910 | 1 | 0.55245 | 6993.007 | 0 | GSLD | 15 | 0.57723 | 0.60437 | 0.83705 | 1.097 | 1.2026 | 1.2026 | 1.289 | 1.2891 | 1.2453 | 1.1192 | 0.77553 | 0.85362 | 419.5804 | 0 | 7811.2061 | 0 | 0 | 0 | 1 | 0 | 0 | 1.0077
910 | Water Heating | Unit | Heat Pump Pool Heater Commercial | Retail | New | CrtNgsld910 | 1 | 0.55245 | 6993.007 | 0 | GSLD | 15 | 0.57723 | 0.60437 | 0.83705 | 1.097 | 1.2026 | 1.2026 | 1.289 | 1.2891 | 1.2453 | 1.1192 | 0.77553 | 0.85362 | 419.5804 | 0 | 7811.2061 | 0 | 0 | 0 | 1 | 0 | 0 | 1.0077
910 | Water Heating | Unit | Heat Pump Pool Heater Commercial | Schools K-12 | Turnover | CscTgsld910 | 1 | 1.0388 | 9708.7379 | 0 | GSLD | 15 | 0.57723 | 0.60437 | 0.83705 | 1.097 | 1.2026 | 1.2026 | 1.289 | 1.2891 | 1.2453 | 1.1192 | 0.77553 | 0.85362 | 582.5243 | 0 | 10844.6842 | 0 | 0 | 0 | 1 | 0 | 0 | 1.0077
910 | Water Heating | Unit | Heat Pump Pool Heater Commercial | Schools K-12 | New | CscNgsld910 | 1 | 1.0388 | 9708.7379 | 0 | GSLD | 15 | 0.57723 | 0.60437 | 0.83705 | 1.097 | 1.2026 | 1.2026 | 1.289 | 1.2891 | 1.2453 | 1.1192 | 0.77553 | 0.85362 | 582.5243 | 0 | 10844.6842 | 0 | 0 | 0 | 1 | 0 | 0 | 1.0077
910 | Water Heating | Unit | Heat Pump Pool Heater Commercial | Warehouse | Turnover | CwaTgsld910 | 1 | 0.72549 | 6535.9477 | 0 | GSLD | 15 | 0.57723 | 0.60437 | 0.83705 | 1.097 | 1.2026 | 1.2026 | 1.289 | 1.2891 | 1.2453 | 1.1192 | 0.77553 | 0.85362 | 392.1569 | 0 | 7300.6698 | 0 | 0 | 0 | 1 | 0 | 0 | 1.0077
910 | Water Heating | Unit | Heat Pump Pool Heater Commercial | Warehouse | New | CwaNgsld910 | 1 | 0.72549 | 6535.9477 | 0 | GSLD | 15 | 0.57723 | 0.60437 | 0.83705 | 1.097 | 1.2026 | 1.2026 | 1.289 | 1.2891 | 1.2453 | 1.1192 | 0.77553 | 0.85362 | 392.1569 | 0 | 7300.6698 | 0 | 0 | 0 | 1 | 0 | 0 | 1.0077
911 | Water Heating | Unit | Heat Pump Water Heater | Assembly | Turnover | CasTgsld911 | 1 | 1.523 | 8042.7229 | 0 | GSLD | 15 | 0.57723 | 0.60437 | 0.83705 | 1.097 | 1.2026 | 1.2026 | 1.289 | 1.2891 | 1.2453 | 1.1192 | 0.77553 | 0.85362 | 482.5634 | 0 | 2433.9985 | 0 | 0 | 0 | 1 | 0 | 0 | 1.0077
911 | Water Heating | Unit | Heat Pump Water Heater | Assembly | New | CasNgsld911 | 1 | 1.523 | 8042.7229 | 0 | GSLD | 15 | 0.57723 | 0.60437 | 0.83705 | 1.097 | 1.2026 | 1.2026 | 1.289 | 1.2891 | 1.2453 | 1.1192 | 0.77553 | 0.85362 | 482.5634 | 0 | 2433.9985 | 0 | 0 | 0 | 1 | 0 | 0 | 1.0077
911 | Water Heating | Unit | Heat Pump Water Heater | College and University | Turnover | CcoTgsld911 | 1 | 1.2145 | 10905.4227 | 0 | GSLD | 15 | 0.57723 | 0.60437 | 0.83705 | 1.097 | 1.2026 | 1.2026 | 1.289 | 1.2891 | 1.2453 | 1.1192 | 0.77553 | 0.85362 | 654.3254 | 0 | 12572.7535 | 0 | 0 | 0 | 1 | 0 | 0 | 1.0077
911 | Water Heating | Unit | Heat Pump Water Heater | College and University | New | CcoNgsld911 | 1 | 1.2145 | 10905.4227 | 0 | GSLD | 15 | 0.57723 | 0.60437 | 0.83705 | 1.097 | 1.2026 | 1.2026 | 1.289 | 1.2891 | 1.2453 | 1.1192 | 0.77553 | 0.85362 | 654.3254 | 0 | 12572.7535 | 0 | 0 | 0 | 1 | 0 | 0 | 1.0077
911 | Water Heating | Unit | Heat Pump Water Heater | Data Center | Turnover | CdaTgsld911 | 1 | 1.2145 | 10905.4227 | 0 | GSLD | 15 | 0.57723 | 0.60437 | 0.83705 | 1.097 | 1.2026 | 1.2026 | 1.289 | 1.2891 | 1.2453 | 1.1192 | 0.77553 | 0.85362 | 654.3254 | 0 | 3718.7027 | 0 | 0 | 0 | 1 | 0 | 0 | 1.0077
911 | Water Heating | Unit | Heat Pump Water Heater | Data Center | New | CdaNgsld911 | 1 | 1.2145 | 10905.4227 | 0 | GSLD | 15 | 0.57723 | 0.60437 | 0.83705 | 1.097 | 1.2026 | 1.2026 | 1.289 | 1.2891 | 1.2453 | 1.1192 | 0.77553 | 0.85362 | 654.3254 | 0 | 3718.7027 | 0 | 0 | 0 | 1 | 0 | 0 | 1.0077
911 | Water Heating | Unit | Heat Pump Water Heater | Grocery | Turnover | CgrTgsld911 | 1 | 1.523 | 8042.723 | 0 | GSLD | 15 | 0.57723 | 0.60437 | 0.83705 | 1.097 | 1.2026 | 1.2026 | 1.289 | 1.2891 | 1.2453 | 1.1192 | 0.77553 | 0.85362 | 482.5634 | 0 | 4867.9971 | 0 | 0 | 0 | 1 | 0 | 0 | 1.0077
911 | Water Heating | Unit | Heat Pump Water Heater | Grocery | New | CgrNgsld911 | 1 | 1.523 | 8042.723 | 0 | GSLD | 15 | 0.57723 | 0.60437 | 0.83705 | 1.097 | 1.2026 | 1.2026 | 1.289 | 1.2891 | 1.2453 | 1.1192 | 0.77553 | 0.85362 | 482.5634 | 0 | 4867.9971 | 0 | 0 | 0 | 1 | 0 | 0 | 1.0077
911 | Water Heating | Unit | Heat Pump Water Heater | Healthcare | Turnover | CheTgsld911 | 1 | 1.2145 | 10905.4227 | 0 | GSLD | 15 | 0.57723 | 0.60437 | 0.83705 | 1.097 | 1.2026 | 1.2026 | 1.289 | 1.2891 | 1.2453 | 1.1192 | 0.77553 | 0.85362 | 654.3254 | 0 | 1389.6201 | 0 | 0 | 0 | 1 | 0 | 0 | 1.0077
911 | Water Heating | Unit | Heat Pump Water Heater | Healthcare | New | CheNgsld911 | 1 | 1.2145 | 10905.4227 | 0 | GSLD | 15 | 0.57723 | 0.60437 | 0.83705 | 1.097 | 1.2026 | 1.2026 | 1.289 | 1.2891 | 1.2453 | 1.1192 | 0.77553 | 0.85362 | 654.3254 | 0 | 1389.6201 | 0 | 0 | 0 | 1 | 0 | 0 | 1.0077
911 | Water Heating | Unit | Heat Pump Water Heater | Hospitals | Turnover | ChoTgsld911 | 1 | 1.2145 | 10905.4227 | 0 | GSLD | 15 | 0.57723 | 0.60437 | 0.83705 | 1.097 | 1.2026 | 1.2026 | 1.289 | 1.2891 | 1.2453 | 1.1192 | 0.77553 | 0.85362 | 654.3254 | 0 | 1185.7539 | 0 | 0 | 0 | 1 | 0 | 0 | 1.0077
911 | Water Heating | Unit | Heat Pump Water Heater | Hospitals | New | ChoNgsld911 | 1 | 1.2145 | 10905.4227 | 0 | GSLD | 15 | 0.57723 | 0.60437 | 0.83705 | 1.097 | 1.2026 | 1.2026 | 1.289 | 1.2891 | 1.2453 | 1.1192 | 0.77553 | 0.85362 | 654.3254 | 0 | 1185.7539 | 0 | 0 | 0 | 1 | 0 | 0 | 1.0077
911 | Water Heating | Unit | Heat Pump Water Heater | Institutional | Turnover | CinTgsld911 | 1 | 1.2145 | 10905.4227 | 0 | GSLD | 15 | 0.57723 | 0.60437 | 0.83705 | 1.097 | 1.2026 | 1.2026 | 1.289 | 1.2891 | 1.2453 | 1.1192 | 0.77553 | 0.85362 | 654.3254 | 0 | 132013.912 | 0 | 0 | 0 | 1 | 0 | 0 | 1.0077
911 | Water Heating | Unit | Heat Pump Water Heater | Institutional | New | CinNgsld911 | 1 | 1.2145 | 10905.4227 | 0 | GSLD | 15 | 0.57723 | 0.60437 | 0.83705 | 1.097 | 1.2026 | 1.2026 | 1.289 | 1.2891 | 1.2453 | 1.1192 | 0.77553 | 0.85362 | 654.3254 | 0 | 132013.912 | 0 | 0 | 0 | 1 | 0 | 0 | 1.0077
911 | Water Heating | Unit | Heat Pump Water Heater | Lodging/Hospitality | Turnover | CloTgsld911 | 1 | 4.0096 | 25413.8002 | 0 | GSLD | 15 | 0.57723 | 0.60437 | 0.83705 | 1.097 | 1.2026 | 1.2026 | 1.289 | 1.2891 | 1.2453 | 1.1192 | 0.77553 | 0.85362 | 1524.828 | 0 | 14198.9001 | 0 | 0 | 0 | 1 | 0 | 0 | 1.0077
911 | Water Heating | Unit | Heat Pump Water Heater | Lodging/Hospitality | New | CloNgsld911 | 1 | 4.0096 | 25413.8002 | 0 | GSLD | 15 | 0.57723 | 0.60437 | 0.83705 | 1.097 | 1.2026 | 1.2026 | 1.289 | 1.2891 | 1.2453 | 1.1192 | 0.77553 | 0.85362 | 1524.828 | 0 | 14198.9001 | 0 | 0 | 0 | 1 | 0 | 0 | 1.0077
911 | Water Heating | Unit | Heat Pump Water Heater | Miscellaneous | Turnover | CmiTgsld911 | 1 | 1.523 | 8042.7229 | 0 | GSLD | 15 | 0.57723 | 0.60437 | 0.83705 | 1.097 | 1.2026 | 1.2026 | 1.289 | 1.2891 | 1.2453 | 1.1192 | 0.77553 | 0.85362 | 482.5634 | 0 | 19472.0053 | 0 | 0 | 0 | 1 | 0 | 0 | 1.0077
911 | Water Heating | Unit | Heat Pump Water Heater | Miscellaneous | New | CmiNgsld911 | 1 | 1.523 | 8042.7229 | 0 | GSLD | 15 | 0.57723 | 0.60437 | 0.83705 | 1.097 | 1.2026 | 1.2026 | 1.289 | 1.2891 | 1.2453 | 1.1192 | 0.77553 | 0.85362 | 482.5634 | 0 | 19472.0053 | 0 | 0 | 0 | 1 | 0 | 0 | 1.0077
911 | Water Heating | Unit | Heat Pump Water Heater | Offices | Turnover | CofTgsld911 | 1 | 1.523 | 8042.7229 | 0 | GSLD | 15 | 0.57723 | 0.60437 | 0.83705 | 1.097 | 1.2026 | 1.2026 | 1.289 | 1.2891 | 1.2453 | 1.1192 | 0.77553 | 0.85362 | 482.5634 | 0 | 1669.0276 | 0 | 0 | 0 | 1 | 0 | 0 | 1.0077
911 | Water Heating | Unit | Heat Pump Water Heater | Offices | New | CofNgsld911 | 1 | 1.523 | 8042.7229 | 0 | GSLD | 15 | 0.57723 | 0.60437 | 0.83705 | 1.097 | 1.2026 | 1.2026 | 1.289 | 1.2891 | 1.2453 | 1.1192 | 0.77553 | 0.85362 | 482.5634 | 0 | 1669.0276 | 0 | 0 | 0 | 1 | 0 | 0 | 1.0077
911 | Water Heating | Unit | Heat Pump Water Heater | Restaurants | Turnover | CreTgsld911 | 1 | 1.523 | 8042.7229 | 0 | GSLD | 15 | 0.57723 | 0.60437 | 0.83705 | 1.097 | 1.2026 | 1.2026 | 1.289 | 1.2891 | 1.2453 | 1.1192 | 0.77553 | 0.85362 | 482.5634 | 0 | 3245.3314 | 0 | 0 | 0 | 1 | 0 | 0 | 1.0077
911 | Water Heating | Unit | Heat Pump Water Heater | Restaurants | New | CreNgsld911 | 1 | 1.523 | 8042.7229 | 0 | GSLD | 15 | 0.57723 | 0.60437 | 0.83705 | 1.097 | 1.2026 | 1.2026 | 1.289 | 1.2891 | 1.2453 | 1.1192 | 0.77553 | 0.85362 | 482.5634 | 0 | 3245.3314 | 0 | 0 | 0 | 1 | 0 | 0 | 1.0077
911 | Water Heating | Unit | Heat Pump Water Heater | Retail | Turnover | CrtTgsld911 | 1 | 1.523 | 8042.7229 | 0 | GSLD | 15 | 0.57723 | 0.60437 | 0.83705 | 1.097 | 1.2026 | 1.2026 | 1.289 | 1.2891 | 1.2453 | 1.1192 | 0.77553 | 0.85362 | 482.5634 | 0 | 3245.3314 | 0 | 0 | 0 | 1 | 0 | 0 | 1.0077
911 | Water Heating | Unit | Heat Pump Water Heater | Retail | New | CrtNgsld911 | 1 | 1.523 | 8042.7229 | 0 | GSLD | 15 | 0.57723 | 0.60437 | 0.83705 | 1.097 | 1.2026 | 1.2026 | 1.289 | 1.2891 | 1.2453 | 1.1192 | 0.77553 | 0.85362 | 482.5634 | 0 | 3245.3314 | 0 | 0 | 0 | 1 | 0 | 0 | 1.0077
911 | Water Heating | Unit | Heat Pump Water Heater | Schools K-12 | Turnover | CscTgsld911 | 1 | 1.523 | 8042.7229 | 0 | GSLD | 15 | 0.57723 | 0.60437 | 0.83705 | 1.097 | 1.2026 | 1.2026 | 1.289 | 1.2891 | 1.2453 | 1.1192 | 0.77553 | 0.85362 | 482.5634 | 0 | 628.1287 | 0 | 0 | 0 | 1 | 0 | 0 | 1.0077
911 | Water Heating | Unit | Heat Pump Water Heater | Schools K-12 | New | CscNgsld911 | 1 | 1.523 | 8042.7229 | 0 | GSLD | 15 | 0.57723 | 0.60437 | 0.83705 | 1.097 | 1.2026 | 1.2026 | 1.289 | 1.2891 | 1.2453 | 1.1192 | 0.77553 | 0.85362 | 482.5634 | 0 | 628.1287 | 0 | 0 | 0 | 1 | 0 | 0 | 1.0077
911 | Water Heating | Unit | Heat Pump Water Heater | Warehouse | Turnover | CwaTgsld911 | 1 | 1.523 | 8042.7229 | 0 | GSLD | 15 | 0.57723 | 0.60437 | 0.83705 | 1.097 | 1.2026 | 1.2026 | 1.289 | 1.2891 | 1.2453 | 1.1192 | 0.77553 | 0.85362 | 482.5634 | 0 | 2781.7126 | 0 | 0 | 0 | 1 | 0 | 0 | 1.0077
911 | Water Heating | Unit | Heat Pump Water Heater | Warehouse | New | CwaNgsld911 | 1 | 1.523 | 8042.7229 | 0 | GSLD | 15 | 0.57723 | 0.60437 | 0.83705 | 1.097 | 1.2026 | 1.2026 | 1.289 | 1.2891 | 1.2453 | 1.1192 | 0.77553 | 0.85362 | 482.5634 | 0 | 2781.7126 | 0 | 0 | 0 | 1 | 0 | 0 | 1.0077
912 | Water Heating | Unit | Instantaneous Hot Water System Commercial | Assembly | Turnover | CasTgsld912 | 1 | 1.523 | 8042.7229 | 0 | GSLD | 5 | 1.0063 | 0.98564 | 1.0265 | 1.0441 | 1.0994 | 1.0901 | 1.0679 | 1.0965 | 1.0642 | 1.0547 | 1.0277 | 1.0297 | 482.5634 | 0 | 57761.5758 | 0 | 0 | 0 | 1 | 0 | 0 | 1.0494
912 | Water Heating | Unit | Instantaneous Hot Water System Commercial | Assembly | New | CasNgsld912 | 1 | 1.523 | 8042.7229 | 0 | GSLD | 5 | 1.0063 | 0.98564 | 1.0265 | 1.0441 | 1.0994 | 1.0901 | 1.0679 | 1.0965 | 1.0642 | 1.0547 | 1.0277 | 1.0297 | 482.5634 | 0 | 57761.5758 | 0 | 0 | 0 | 1 | 0 | 0 | 1.0494
912 | Water Heating | Unit | Instantaneous Hot Water System Commercial | College and University | Turnover | CcoTgsld912 | 1 | 1.2145 | 10905.4228 | 0 | GSLD | 5 | 1.0063 | 0.98564 | 1.0265 | 1.0441 | 1.0994 | 1.0901 | 1.0679 | 1.0965 | 1.0642 | 1.0547 | 1.0277 | 1.0297 | 654.3254 | 0 | 298370.4382 | 0 | 0 | 0 | 1 | 0 | 0 | 1.0494
912 | Water Heating | Unit | Instantaneous Hot Water System Commercial | College and University | New | CcoNgsld912 | 1 | 1.2145 | 10905.4228 | 0 | GSLD | 5 | 1.0063 | 0.98564 | 1.0265 | 1.0441 | 1.0994 | 1.0901 | 1.0679 | 1.0965 | 1.0642 | 1.0547 | 1.0277 | 1.0297 | 654.3254 | 0 | 298370.4382 | 0 | 0 | 0 | 1 | 0 | 0 | 1.0494
912 | Water Heating | Unit | Instantaneous Hot Water System Commercial | Data Center | Turnover | CdaTgsld912 | 1 | 1.2145 | 10905.4227 | 0 | GSLD | 5 | 1.0063 | 0.98564 | 1.0265 | 1.0441 | 1.0994 | 1.0901 | 1.0679 | 1.0965 | 1.0642 | 1.0547 | 1.0277 | 1.0297 | 654.3254 | 0 | 88250.7162 | 0 | 0 | 0 | 1 | 0 | 0 | 1.0494
912 | Water Heating | Unit | Instantaneous Hot Water System Commercial | Data Center | New | CdaNgsld912 | 1 | 1.2145 | 10905.4227 | 0 | GSLD | 5 | 1.0063 | 0.98564 | 1.0265 | 1.0441 | 1.0994 | 1.0901 | 1.0679 | 1.0965 | 1.0642 | 1.0547 | 1.0277 | 1.0297 | 654.3254 | 0 | 88250.7162 | 0 | 0 | 0 | 1 | 0 | 0 | 1.0494
912 | Water Heating | Unit | Instantaneous Hot Water System Commercial | Grocery | Turnover | CgrTgsld912 | 1 | 1.523 | 8042.7228 | 0 | GSLD | 5 | 1.0063 | 0.98564 | 1.0265 | 1.0441 | 1.0994 | 1.0901 | 1.0679 | 1.0965 | 1.0642 | 1.0547 | 1.0277 | 1.0297 | 482.5634 | 0 | 115528.4713 | 0 | 0 | 0 | 1 | 0 | 0 | 1.0494
912 | Water Heating | Unit | Instantaneous Hot Water System Commercial | Grocery | New | CgrNgsld912 | 1 | 1.523 | 8042.7228 | 0 | GSLD | 5 | 1.0063 | 0.98564 | 1.0265 | 1.0441 | 1.0994 | 1.0901 | 1.0679 | 1.0965 | 1.0642 | 1.0547 | 1.0277 | 1.0297 | 482.5634 | 0 | 115528.4713 | 0 | 0 | 0 | 1 | 0 | 0 | 1.0494
912 | Water Heating | Unit | Instantaneous Hot Water System Commercial | Healthcare | Turnover | CheTgsld912 | 1 | 1.2145 | 10905.4227 | 0 | GSLD | 5 | 1.0063 | 0.98564 | 1.0265 | 1.0441 | 1.0994 | 1.0901 | 1.0679 | 1.0965 | 1.0642 | 1.0547 | 1.0277 | 1.0297 | 654.3254 | 0 | 32977.9983 | 0 | 0 | 0 | 1 | 0 | 0 | 1.0494
912 | Water Heating | Unit | Instantaneous Hot Water System Commercial | Healthcare | New | CheNgsld912 | 1 | 1.2145 | 10905.4227 | 0 | GSLD | 5 | 1.0063 | 0.98564 | 1.0265 | 1.0441 | 1.0994 | 1.0901 | 1.0679 | 1.0965 | 1.0642 | 1.0547 | 1.0277 | 1.0297 | 654.3254 | 0 | 32977.9983 | 0 | 0 | 0 | 1 | 0 | 0 | 1.0494
912 | Water Heating | Unit | Instantaneous Hot Water System Commercial | Hospitals | Turnover | ChoTgsld912 | 1 | 1.2145 | 10905.4227 | 0 | GSLD | 5 | 1.0063 | 0.98564 | 1.0265 | 1.0441 | 1.0994 | 1.0901 | 1.0679 | 1.0965 | 1.0642 | 1.0547 | 1.0277 | 1.0297 | 654.3254 | 0 | 28139.7837 | 0 | 0 | 0 | 1 | 0 | 0 | 1.0494
912 | Water Heating | Unit | Instantaneous Hot Water System Commercial | Hospitals | New | ChoNgsld912 | 1 | 1.2145 | 10905.4227 | 0 | GSLD | 5 | 1.0063 | 0.98564 | 1.0265 | 1.0441 | 1.0994 | 1.0901 | 1.0679 | 1.0965 | 1.0642 | 1.0547 | 1.0277 | 1.0297 | 654.3254 | 0 | 28139.7837 | 0 | 0 | 0 | 1 | 0 | 0 | 1.0494
912 | Water Heating | Unit | Instantaneous Hot Water System Commercial | Institutional | Turnover | CinTgsld912 | 1 | 1.2145 | 10905.4225 | 0 | GSLD | 5 | 1.0063 | 0.98564 | 1.0265 | 1.0441 | 1.0994 | 1.0901 | 1.0679 | 1.0965 | 1.0642 | 1.0547 | 1.0277 | 1.0297 | 654.3254 | 0 | 3132812.5675 | 0 | 0 | 0 | 1 | 0 | 0 | 1.0494
912 | Water Heating | Unit | Instantaneous Hot Water System Commercial | Institutional | New | CinNgsld912 | 1 | 1.2145 | 10905.4225 | 0 | GSLD | 5 | 1.0063 | 0.98564 | 1.0265 | 1.0441 | 1.0994 | 1.0901 | 1.0679 | 1.0965 | 1.0642 | 1.0547 | 1.0277 | 1.0297 | 654.3254 | 0 | 3132812.5675 | 0 | 0 | 0 | 1 | 0 | 0 | 1.0494
912 | Water Heating | Unit | Instantaneous Hot Water System Commercial | Lodging/Hospitality | Turnover | CloTgsld912 | 1 | 4.0096 | 25413.8004 | 0 | GSLD | 5 | 1.0063 | 0.98564 | 1.0265 | 1.0441 | 1.0994 | 1.0901 | 1.0679 | 1.0965 | 1.0642 | 1.0547 | 1.0277 | 1.0297 | 1524.828 | 0 | 336964.54 | 0 | 0 | 0 | 1 | 0 | 0 | 1.0494
912 | Water Heating | Unit | Instantaneous Hot Water System Commercial | Lodging/Hospitality | New | CloNgsld912 | 1 | 4.0096 | 25413.8004 | 0 | GSLD | 5 | 1.0063 | 0.98564 | 1.0265 | 1.0441 | 1.0994 | 1.0901 | 1.0679 | 1.0965 | 1.0642 | 1.0547 | 1.0277 | 1.0297 | 1524.828 | 0 | 336964.54 | 0 | 0 | 0 | 1 | 0 | 0 | 1.0494
912 | Water Heating | Unit | Instantaneous Hot Water System Commercial | Miscellaneous | Turnover | CmiTgsld912 | 1 | 1.523 | 8042.7229 | 0 | GSLD | 5 | 1.0063 | 0.98564 | 1.0265 | 1.0441 | 1.0994 | 1.0901 | 1.0679 | 1.0965 | 1.0642 | 1.0547 | 1.0277 | 1.0297 | 482.5634 | 0 | 462101.1214 | 0 | 0 | 0 | 1 | 0 | 0 | 1.0494
912 | Water Heating | Unit | Instantaneous Hot Water System Commercial | Miscellaneous | New | CmiNgsld912 | 1 | 1.523 | 8042.7229 | 0 | GSLD | 5 | 1.0063 | 0.98564 | 1.0265 | 1.0441 | 1.0994 | 1.0901 | 1.0679 | 1.0965 | 1.0642 | 1.0547 | 1.0277 | 1.0297 | 482.5634 | 0 | 462101.1214 | 0 | 0 | 0 | 1 | 0 | 0 | 1.0494
912 | Water Heating | Unit | Instantaneous Hot Water System Commercial | Offices | Turnover | CofTgsld912 | 1 | 1.523 | 8042.723 | 0 | GSLD | 5 | 1.0063 | 0.98564 | 1.0265 | 1.0441 | 1.0994 | 1.0901 | 1.0679 | 1.0965 | 1.0642 | 1.0547 | 1.0277 | 1.0297 | 482.5634 | 0 | 39608.6155 | 0 | 0 | 0 | 1 | 0 | 0 | 1.0494
912 | Water Heating | Unit | Instantaneous Hot Water System Commercial | Offices | New | CofNgsld912 | 1 | 1.523 | 8042.723 | 0 | GSLD | 5 | 1.0063 | 0.98564 | 1.0265 | 1.0441 | 1.0994 | 1.0901 | 1.0679 | 1.0965 | 1.0642 | 1.0547 | 1.0277 | 1.0297 | 482.5634 | 0 | 39608.6155 | 0 | 0 | 0 | 1 | 0 | 0 | 1.0494
912 | Water Heating | Unit | Instantaneous Hot Water System Commercial | Restaurants | Turnover | CreTgsld912 | 1 | 1.523 | 8042.7229 | 0 | GSLD | 5 | 1.0063 | 0.98564 | 1.0265 | 1.0441 | 1.0994 | 1.0901 | 1.0679 | 1.0965 | 1.0642 | 1.0547 | 1.0277 | 1.0297 | 482.5634 | 0 | 77016.6166 | 0 | 0 | 0 | 1 | 0 | 0 | 1.0494
912 | Water Heating | Unit | Instantaneous Hot Water System Commercial | Restaurants | New | CreNgsld912 | 1 | 1.523 | 8042.7229 | 0 | GSLD | 5 | 1.0063 | 0.98564 | 1.0265 | 1.0441 | 1.0994 | 1.0901 | 1.0679 | 1.0965 | 1.0642 | 1.0547 | 1.0277 | 1.0297 | 482.5634 | 0 | 77016.6166 | 0 | 0 | 0 | 1 | 0 | 0 | 1.0494
912 | Water Heating | Unit | Instantaneous Hot Water System Commercial | Retail | Turnover | CrtTgsld912 | 1 | 1.523 | 8042.723 | 0 | GSLD | 5 | 1.0063 | 0.98564 | 1.0265 | 1.0441 | 1.0994 | 1.0901 | 1.0679 | 1.0965 | 1.0642 | 1.0547 | 1.0277 | 1.0297 | 482.5634 | 0 | 77016.6172 | 0 | 0 | 0 | 1 | 0 | 0 | 1.0494
912 | Water Heating | Unit | Instantaneous Hot Water System Commercial | Retail | New | CrtNgsld912 | 1 | 1.523 | 8042.723 | 0 | GSLD | 5 | 1.0063 | 0.98564 | 1.0265 | 1.0441 | 1.0994 | 1.0901 | 1.0679 | 1.0965 | 1.0642 | 1.0547 | 1.0277 | 1.0297 | 482.5634 | 0 | 77016.6172 | 0 | 0 | 0 | 1 | 0 | 0 | 1.0494
912 | Water Heating | Unit | Instantaneous Hot Water System Commercial | Schools K-12 | Turnover | CscTgsld912 | 1 | 1.523 | 8042.7229 | 0 | GSLD | 5 | 1.0063 | 0.98564 | 1.0265 | 1.0441 | 1.0994 | 1.0901 | 1.0679 | 1.0965 | 1.0642 | 1.0547 | 1.0277 | 1.0297 | 482.5634 | 0 | 14906.4125 | 0 | 0 | 0 | 1 | 0 | 0 | 1.0494
912 | Water Heating | Unit | Instantaneous Hot Water System Commercial | Schools K-12 | New | CscNgsld912 | 1 | 1.523 | 8042.7229 | 0 | GSLD | 5 | 1.0063 | 0.98564 | 1.0265 | 1.0441 | 1.0994 | 1.0901 | 1.0679 | 1.0965 | 1.0642 | 1.0547 | 1.0277 | 1.0297 | 482.5634 | 0 | 14906.4125 | 0 | 0 | 0 | 1 | 0 | 0 | 1.0494
912 | Water Heating | Unit | Instantaneous Hot Water System Commercial | Warehouse | Turnover | CwaTgsld912 | 1 | 1.523 | 8042.723 | 0 | GSLD | 5 | 1.0063 | 0.98564 | 1.0265 | 1.0441 | 1.0994 | 1.0901 | 1.0679 | 1.0965 | 1.0642 | 1.0547 | 1.0277 | 1.0297 | 482.5634 | 0 | 66015.4022 | 0 | 0 | 0 | 1 | 0 | 0 | 1.0494
912 | Water Heating | Unit | Instantaneous Hot Water System Commercial | Warehouse | New | CwaNgsld912 | 1 | 1.523 | 8042.723 | 0 | GSLD | 5 | 1.0063 | 0.98564 | 1.0265 | 1.0441 | 1.0994 | 1.0901 | 1.0679 | 1.0965 | 1.0642 | 1.0547 | 1.0277 | 1.0297 | 482.5634 | 0 | 66015.4022 | 0 | 0 | 0 | 1 | 0 | 0 | 1.0494
1001 | Whole Building | Controls | Commercial Strategic Energy Management | Assembly | Existing | CasEgsld1001 | 1 | 0.7728 | 4213.4043 | 0 | GSLD | 10 | 1 | 1 | 1 | 1 | 1 | 1 | 1 | 1 | 1 | 1 | 1 | 1 | 211.8635 | 0 | 16051.5123 | 0 | 0 | 0 | 1 | 0 | 0 | 1
1001 | Whole Building | Controls | Commercial Strategic Energy Management | Assembly | New | CasNgsld1001 | 1 | 0.7728 | 4213.4043 | 0 | GSLD | 10 | 1 | 1 | 1 | 1 | 1 | 1 | 1 | 1 | 1 | 1 | 1 | 1 | 211.8635 | 0 | 16051.5123 | 0 | 0 | 0 | 1 | 0 | 0 | 1
1001 | Whole Building | Controls | Commercial Strategic Energy Management | College and University | Existing | CcoEgsld1001 | 1 | 0.70334 | 8192.0077 | 0 | GSLD | 10 | 1 | 1 | 1 | 1 | 1 | 1 | 1 | 1 | 1 | 1 | 1 | 1 | 411.9204 | 0 | 29877.5566 | 0 | 0 | 0 | 1 | 0 | 0 | 1
1001 | Whole Building | Controls | Commercial Strategic Energy Management | College and University | New | CcoNgsld1001 | 1 | 0.70334 | 8192.0077 | 0 | GSLD | 10 | 1 | 1 | 1 | 1 | 1 | 1 | 1 | 1 | 1 | 1 | 1 | 1 | 411.9204 | 0 | 29877.5566 | 0 | 0 | 0 | 1 | 0 | 0 | 1
1001 | Whole Building | Controls | Commercial Strategic Energy Management | Data Center | Existing | CdaEgsld1001 | 1 | 0.74099 | 7322.6205 | 0 | GSLD | 10 | 1 | 1 | 1 | 1 | 1 | 1 | 1 | 1 | 1 | 1 | 1 | 1 | 368.2048 | 0 | 5434.3692 | 0 | 0 | 0 | 1 | 0 | 0 | 1
1001 | Whole Building | Controls | Commercial Strategic Energy Management | Data Center | New | CdaNgsld1001 | 1 | 0.74099 | 7322.6205 | 0 | GSLD | 10 | 1 | 1 | 1 | 1 | 1 | 1 | 1 | 1 | 1 | 1 | 1 | 1 | 368.2048 | 0 | 5434.3692 | 0 | 0 | 0 | 1 | 0 | 0 | 1
1001 | Whole Building | Controls | Commercial Strategic Energy Management | Grocery | Existing | CgrEgsld1001 | 1 | 0.83144 | 6522.1439 | 0 | GSLD | 10 | 1 | 1 | 1 | 1 | 1 | 1 | 1 | 1 | 1 | 1 | 1 | 1 | 327.9543 | 0 | 39594.6962 | 0 | 0 | 0 | 1 | 0 | 0 | 1
1001 | Whole Building | Controls | Commercial Strategic Energy Management | Grocery | New | CgrNgsld1001 | 1 | 0.83144 | 6522.1439 | 0 | GSLD | 10 | 1 | 1 | 1 | 1 | 1 | 1 | 1 | 1 | 1 | 1 | 1 | 1 | 327.9543 | 0 | 39594.6962 | 0 | 0 | 0 | 1 | 0 | 0 | 1
1001 | Whole Building | Controls | Commercial Strategic Energy Management | Healthcare | Existing | CheEgsld1001 | 1 | 0.85651 | 7059.3003 | 0 | GSLD | 10 | 1 | 1 | 1 | 1 | 1 | 1 | 1 | 1 | 1 | 1 | 1 | 1 | 354.9642 | 0 | 40183.7876 | 0 | 0 | 0 | 1 | 0 | 0 | 1
1001 | Whole Building | Controls | Commercial Strategic Energy Management | Healthcare | New | CheNgsld1001 | 1 | 0.85651 | 7059.3003 | 0 | GSLD | 10 | 1 | 1 | 1 | 1 | 1 | 1 | 1 | 1 | 1 | 1 | 1 | 1 | 354.9642 | 0 | 40183.7876 | 0 | 0 | 0 | 1 | 0 | 0 | 1
1001 | Whole Building | Controls | Commercial Strategic Energy Management | Hospitals | Existing | ChoEgsld1001 | 1 | 0.59811 | 7566.3978 | 0 | GSLD | 10 | 1 | 1 | 1 | 1 | 1 | 1 | 1 | 1 | 1 | 1 | 1 | 1 | 380.4627 | 0 | 1033.307 | 0 | 0 | 0 | 1 | 0 | 0 | 1
1001 | Whole Building | Controls | Commercial Strategic Energy Management | Hospitals | New | ChoNgsld1001 | 1 | 0.59811 | 7566.3978 | 0 | GSLD | 10 | 1 | 1 | 1 | 1 | 1 | 1 | 1 | 1 | 1 | 1 | 1 | 1 | 380.4627 | 0 | 1033.307 | 0 | 0 | 0 | 1 | 0 | 0 | 1
1001 | Whole Building | Controls | Commercial Strategic Energy Management | Institutional | Existing | CinEgsld1001 | 1 | 0.69176 | 7468.5535 | 0 | GSLD | 10 | 1 | 1 | 1 | 1 | 1 | 1 | 1 | 1 | 1 | 1 | 1 | 1 | 375.5428 | 0 | 90431.4605 | 0 | 0 | 0 | 1 | 0 | 0 | 1
1001 | Whole Building | Controls | Commercial Strategic Energy Management | Institutional | New | CinNgsld1001 | 1 | 0.69176 | 7468.5535 | 0 | GSLD | 10 | 1 | 1 | 1 | 1 | 1 | 1 | 1 | 1 | 1 | 1 | 1 | 1 | 375.5428 | 0 | 90431.4605 | 0 | 0 | 0 | 1 | 0 | 0 | 1
1001 | Whole Building | Controls | Commercial Strategic Energy Management | Lodging/Hospitality | Existing | CloEgsld1001 | 1 | 0.81563 | 7700.5006 | 0 | GSLD | 10 | 1 | 1 | 1 | 1 | 1 | 1 | 1 | 1 | 1 | 1 | 1 | 1 | 387.2058 | 0 | 8855.561 | 0 | 0 | 0 | 1 | 0 | 0 | 1
1001 | Whole Building | Controls | Commercial Strategic Energy Management | Lodging/Hospitality | New | CloNgsld1001 | 1 | 0.81563 | 7700.5006 | 0 | GSLD | 10 | 1 | 1 | 1 | 1 | 1 | 1 | 1 | 1 | 1 | 1 | 1 | 1 | 387.2058 | 0 | 8855.561 | 0 | 0 | 0 | 1 | 0 | 0 | 1
1001 | Whole Building | Controls | Commercial Strategic Energy Management | Miscellaneous | Existing | CmiEgsld1001 | 1 | 1.8323 | 7557.6125 | 0 | GSLD | 10 | 1 | 1 | 1 | 1 | 1 | 1 | 1 | 1 | 1 | 1 | 1 | 1 | 380.0209 | 0 | 17837.6275 | 0 | 0 | 0 | 1 | 0 | 0 | 1
1001 | Whole Building | Controls | Commercial Strategic Energy Management | Miscellaneous | New | CmiNgsld1001 | 1 | 1.8323 | 7557.6125 | 0 | GSLD | 10 | 1 | 1 | 1 | 1 | 1 | 1 | 1 | 1 | 1 | 1 | 1 | 1 | 380.0209 | 0 | 17837.6275 | 0 | 0 | 0 | 1 | 0 | 0 | 1
1001 | Whole Building | Controls | Commercial Strategic Energy Management | Offices | Existing | CofEgsld1001 | 1 | 2.0506 | 6285.4714 | 0 | GSLD | 10 | 1 | 1 | 1 | 1 | 1 | 1 | 1 | 1 | 1 | 1 | 1 | 1 | 316.0536 | 0 | 21815.3627 | 0 | 0 | 0 | 1 | 0 | 0 | 1
1001 | Whole Building | Controls | Commercial Strategic Energy Management | Offices | New | CofNgsld1001 | 1 | 2.0506 | 6285.4714 | 0 | GSLD | 10 | 1 | 1 | 1 | 1 | 1 | 1 | 1 | 1 | 1 | 1 | 1 | 1 | 316.0536 | 0 | 21815.3627 | 0 | 0 | 0 | 1 | 0 | 0 | 1
1001 | Whole Building | Controls | Commercial Strategic Energy Management | Restaurants | Existing | CreEgsld1001 | 1 | 0.77718 | 6134.0578 | 0 | GSLD | 10 | 1 | 1 | 1 | 1 | 1 | 1 | 1 | 1 | 1 | 1 | 1 | 1 | 308.4401 | 0 | 19268.3636 | 0 | 0 | 0 | 1 | 0 | 0 | 1
1001 | Whole Building | Controls | Commercial Strategic Energy Management | Restaurants | New | CreNgsld1001 | 1 | 0.77718 | 6134.0578 | 0 | GSLD | 10 | 1 | 1 | 1 | 1 | 1 | 1 | 1 | 1 | 1 | 1 | 1 | 1 | 308.4401 | 0 | 19268.3636 | 0 | 0 | 0 | 1 | 0 | 0 | 1
1001 | Whole Building | Controls | Commercial Strategic Energy Management | Retail | Existing | CrtEgsld1001 | 1 | 1.3161 | 5933.2815 | 0 | GSLD | 10 | 1 | 1 | 1 | 1 | 1 | 1 | 1 | 1 | 1 | 1 | 1 | 1 | 298.3444 | 0 | 14300.1881 | 0 | 0 | 0 | 1 | 0 | 0 | 1
1001 | Whole Building | Controls | Commercial Strategic Energy Management | Retail | New | CrtNgsld1001 | 1 | 1.3161 | 5933.2815 | 0 | GSLD | 10 | 1 | 1 | 1 | 1 | 1 | 1 | 1 | 1 | 1 | 1 | 1 | 1 | 298.3444 | 0 | 14300.1881 | 0 | 0 | 0 | 1 | 0 | 0 | 1
1001 | Whole Building | Controls | Commercial Strategic Energy Management | Schools K-12 | Existing | CscEgsld1001 | 1 | 1.7181 | 5583.3431 | 0 | GSLD | 10 | 1 | 1 | 1 | 1 | 1 | 1 | 1 | 1 | 1 | 1 | 1 | 1 | 280.7484 | 0 | 11069.4374 | 0 | 0 | 0 | 1 | 0 | 0 | 1
1001 | Whole Building | Controls | Commercial Strategic Energy Management | Schools K-12 | New | CscNgsld1001 | 1 | 1.7181 | 5583.3431 | 0 | GSLD | 10 | 1 | 1 | 1 | 1 | 1 | 1 | 1 | 1 | 1 | 1 | 1 | 1 | 280.7484 | 0 | 11069.4374 | 0 | 0 | 0 | 1 | 0 | 0 | 1
1001 | Whole Building | Controls | Commercial Strategic Energy Management | Warehouse | Existing | CwaEgsld1001 | 1 | 1.6318 | 5606.3705 | 0 | GSLD | 10 | 1 | 1 | 1 | 1 | 1 | 1 | 1 | 1 | 1 | 1 | 1 | 1 | 281.9063 | 0 | 56594.1812 | 0 | 0 | 0 | 1 | 0 | 0 | 1
1001 | Whole Building | Controls | Commercial Strategic Energy Management | Warehouse | New | CwaNgsld1001 | 1 | 1.6318 | 5606.3705 | 0 | GSLD | 10 | 1 | 1 | 1 | 1 | 1 | 1 | 1 | 1 | 1 | 1 | 1 | 1 | 281.9063 | 0 | 56594.1812 | 0 | 0 | 0 | 1 | 0 | 0 | 1
1002 | Whole Building | Controls | Retro-Commissioning (Existing Construction)_SC | Assembly | Existing | CasEgsld1002 | 1 | 0 | 3002.444 | 0 | GSLD | 5 | 0.57723 | 0.60437 | 0.83705 | 1.097 | 1.2026 | 1.2026 | 1.289 | 1.2891 | 1.2453 | 1.1192 | 0.77553 | 0.85362 | 150.9725 | 0 | 875.0646 | 0 | 0 | 0 | 1 | 0 | 0 | 1.0077
1002 | Whole Building | Controls | Retro-Commissioning (Existing Construction)_SC | College and University | Existing | CcoEgsld1002 | 1 | 0 | 4932.1338 | 0 | GSLD | 5 | 0.57723 | 0.60437 | 0.83705 | 1.097 | 1.2026 | 1.2026 | 1.289 | 1.2891 | 1.2453 | 1.1192 | 0.77553 | 0.85362 | 248.0035 | 0 | 3728.9312 | 0 | 0 | 0 | 1 | 0 | 0 | 1.0077
1002 | Whole Building | Controls | Retro-Commissioning (Existing Construction)_SC | Data Center | Existing | CdaEgsld1002 | 1 | 0 | 4932.1338 | 0 | GSLD | 5 | 0.57723 | 0.60437 | 0.83705 | 1.097 | 1.2026 | 1.2026 | 1.289 | 1.2891 | 1.2453 | 1.1192 | 0.77553 | 0.85362 | 248.0035 | 0 | 2819.4365 | 0 | 0 | 0 | 1 | 0 | 0 | 1.0077
1002 | Whole Building | Controls | Retro-Commissioning (Existing Construction)_SC | Grocery | Existing | CgrEgsld1002 | 1 | 0 | 3526.3542 | 0 | GSLD | 5 | 0.57723 | 0.60437 | 0.83705 | 1.097 | 1.2026 | 1.2026 | 1.289 | 1.2891 | 1.2453 | 1.1192 | 0.77553 | 0.85362 | 177.3164 | 0 | 955.479 | 0 | 0 | 0 | 1 | 0 | 0 | 1.0077
1002 | Whole Building | Controls | Retro-Commissioning (Existing Construction)_SC | Healthcare | Existing | CheEgsld1002 | 1 | 0 | 4932.1338 | 0 | GSLD | 5 | 0.57723 | 0.60437 | 0.83705 | 1.097 | 1.2026 | 1.2026 | 1.289 | 1.2891 | 1.2453 | 1.1192 | 0.77553 | 0.85362 | 248.0035 | 0 | 1921.2781 | 0 | 0 | 0 | 1 | 0 | 0 | 1.0077
1002 | Whole Building | Controls | Retro-Commissioning (Existing Construction)_SC | Hospitals | Existing | ChoEgsld1002 | 1 | 0 | 4932.1338 | 0 | GSLD | 5 | 0.57723 | 0.60437 | 0.83705 | 1.097 | 1.2026 | 1.2026 | 1.289 | 1.2891 | 1.2453 | 1.1192 | 0.77553 | 0.85362 | 248.0035 | 0 | 752.6656 | 0 | 0 | 0 | 1 | 0 | 0 | 1.0077
1002 | Whole Building | Controls | Retro-Commissioning (Existing Construction)_SC | Institutional | Existing | CinEgsld1002 | 1 | 0 | 4932.1338 | 0 | GSLD | 5 | 0.57723 | 0.60437 | 0.83705 | 1.097 | 1.2026 | 1.2026 | 1.289 | 1.2891 | 1.2453 | 1.1192 | 0.77553 | 0.85362 | 248.0035 | 0 | 4389.7544 | 0 | 0 | 0 | 1 | 0 | 0 | 1.0077
1002 | Whole Building | Controls | Retro-Commissioning (Existing Construction)_SC | Lodging/Hospitality | Existing | CloEgsld1002 | 1 | 0 | 5221.6594 | 0 | GSLD | 5 | 0.57723 | 0.60437 | 0.83705 | 1.097 | 1.2026 | 1.2026 | 1.289 | 1.2891 | 1.2453 | 1.1192 | 0.77553 | 0.85362 | 262.5618 | 0 | 1835.74 | 0 | 0 | 0 | 1 | 0 | 0 | 1.0077
1002 | Whole Building | Controls | Retro-Commissioning (Existing Construction)_SC | Miscellaneous | Existing | CmiEgsld1002 | 1 | 0 | 3002.444 | 0 | GSLD | 5 | 0.57723 | 0.60437 | 0.83705 | 1.097 | 1.2026 | 1.2026 | 1.289 | 1.2891 | 1.2453 | 1.1192 | 0.77553 | 0.85362 | 150.9725 | 0 | 3139.1728 | 0 | 0 | 0 | 1 | 0 | 0 | 1.0077
1002 | Whole Building | Controls | Retro-Commissioning (Existing Construction)_SC | Offices | Existing | CofEgsld1002 | 1 | 0 | 3002.444 | 0 | GSLD | 5 | 0.57723 | 0.60437 | 0.83705 | 1.097 | 1.2026 | 1.2026 | 1.289 | 1.2891 | 1.2453 | 1.1192 | 0.77553 | 0.85362 | 150.9725 | 0 | 1121.431 | 0 | 0 | 0 | 1 | 0 | 0 | 1.0077
1002 | Whole Building | Controls | Retro-Commissioning (Existing Construction)_SC | Restaurants | Existing | CreEgsld1002 | 1 | 0 | 3526.3542 | 0 | GSLD | 5 | 0.57723 | 0.60437 | 0.83705 | 1.097 | 1.2026 | 1.2026 | 1.289 | 1.2891 | 1.2453 | 1.1192 | 0.77553 | 0.85362 | 177.3164 | 0 | 526.147 | 0 | 0 | 0 | 1 | 0 | 0 | 1.0077
1002 | Whole Building | Controls | Retro-Commissioning (Existing Construction)_SC | Retail | Existing | CrtEgsld1002 | 1 | 0 | 3002.444 | 0 | GSLD | 5 | 0.57723 | 0.60437 | 0.83705 | 1.097 | 1.2026 | 1.2026 | 1.289 | 1.2891 | 1.2453 | 1.1192 | 0.77553 | 0.85362 | 150.9725 | 0 | 1325.6475 | 0 | 0 | 0 | 1 | 0 | 0 | 1.0077
1002 | Whole Building | Controls | Retro-Commissioning (Existing Construction)_SC | Schools K-12 | Existing | CscEgsld1002 | 1 | 0 | 3002.444 | 0 | GSLD | 5 | 0.57723 | 0.60437 | 0.83705 | 1.097 | 1.2026 | 1.2026 | 1.289 | 1.2891 | 1.2453 | 1.1192 | 0.77553 | 0.85362 | 150.9725 | 0 | 1098.0982 | 0 | 0 | 0 | 1 | 0 | 0 | 1.0077
1002 | Whole Building | Controls | Retro-Commissioning (Existing Construction)_SC | Warehouse | Existing | CwaEgsld1002 | 1 | 0 | 3002.444 | 0 | GSLD | 5 | 0.57723 | 0.60437 | 0.83705 | 1.097 | 1.2026 | 1.2026 | 1.289 | 1.2891 | 1.2453 | 1.1192 | 0.77553 | 0.85362 | 150.9725 | 0 | 5117.8003 | 0 | 0 | 0 | 1 | 0 | 0 | 1.0077
1003 | Whole Building | Controls | Retro-Commissioning (Existing Construction)_SH | Assembly | Existing | CasEgsld1003 | 0 | 5.7944 | 2543.47 | 0 | GSLD | 5 | 0.57723 | 0.60437 | 0.83705 | 1.097 | 1.2026 | 1.2026 | 1.289 | 1.2891 | 1.2453 | 1.1192 | 0.77553 | 0.85362 | 127.8938 | 0 | 741.2963 | 0 | 0 | 0 | 1 | 0 | 0 | 1.0077
1003 | Whole Building | Controls | Retro-Commissioning (Existing Construction)_SH | College and University | Existing | CcoEgsld1003 | 0 | 0.24023 | 1248.67 | 0 | GSLD | 5 | 0.57723 | 0.60437 | 0.83705 | 1.097 | 1.2026 | 1.2026 | 1.289 | 1.2891 | 1.2453 | 1.1192 | 0.77553 | 0.85362 | 62.7871 | 0 | 944.0548 | 0 | 0 | 0 | 1 | 0 | 0 | 1.0077
1003 | Whole Building | Controls | Retro-Commissioning (Existing Construction)_SH | Data Center | Existing | CdaEgsld1003 | 0 | 1.8333 | 9529.21 | 0 | GSLD | 5 | 0.57723 | 0.60437 | 0.83705 | 1.097 | 1.2026 | 1.2026 | 1.289 | 1.2891 | 1.2453 | 1.1192 | 0.77553 | 0.85362 | 479.1592 | 0 | 5447.3385 | 0 | 0 | 0 | 1 | 0 | 0 | 1.0077
1003 | Whole Building | Controls | Retro-Commissioning (Existing Construction)_SH | Grocery | Existing | CgrEgsld1003 | 0 | 0.84812 | 1103.55 | 0 | GSLD | 5 | 0.57723 | 0.60437 | 0.83705 | 1.097 | 1.2026 | 1.2026 | 1.289 | 1.2891 | 1.2453 | 1.1192 | 0.77553 | 0.85362 | 55.49 | 0 | 299.011 | 0 | 0 | 0 | 1 | 0 | 0 | 1.0077
1003 | Whole Building | Controls | Retro-Commissioning (Existing Construction)_SH | Healthcare | Existing | CheEgsld1003 | 0 | 0.32859 | 1707.96 | 0 | GSLD | 5 | 0.57723 | 0.60437 | 0.83705 | 1.097 | 1.2026 | 1.2026 | 1.289 | 1.2891 | 1.2453 | 1.1192 | 0.77553 | 0.85362 | 85.8817 | 0 | 665.3238 | 0 | 0 | 0 | 1 | 0 | 0 | 1.0077
1003 | Whole Building | Controls | Retro-Commissioning (Existing Construction)_SH | Hospitals | Existing | ChoEgsld1003 | 0 | 6.7324 | 34993.58 | 0 | GSLD | 5 | 0.57723 | 0.60437 | 0.83705 | 1.097 | 1.2026 | 1.2026 | 1.289 | 1.2891 | 1.2453 | 1.1192 | 0.77553 | 0.85362 | 1759.5892 | 0 | 5340.176 | 0 | 0 | 0 | 1 | 0 | 0 | 1.0077
1003 | Whole Building | Controls | Retro-Commissioning (Existing Construction)_SH | Institutional | Existing | CinEgsld1003 | 0 | 0.22608 | 1175.09 | 0 | GSLD | 5 | 0.57723 | 0.60437 | 0.83705 | 1.097 | 1.2026 | 1.2026 | 1.289 | 1.2891 | 1.2453 | 1.1192 | 0.77553 | 0.85362 | 59.0873 | 0 | 1045.8671 | 0 | 0 | 0 | 1 | 0 | 0 | 1.0077
1003 | Whole Building | Controls | Retro-Commissioning (Existing Construction)_SH | Lodging/Hospitality | Existing | CloEgsld1003 | 0 | 2.426 | 3683.03 | 0 | GSLD | 5 | 0.57723 | 0.60437 | 0.83705 | 1.097 | 1.2026 | 1.2026 | 1.289 | 1.2891 | 1.2453 | 1.1192 | 0.77553 | 0.85362 | 185.1945 | 0 | 1294.8155 | 0 | 0 | 0 | 1 | 0 | 0 | 1.0077
1003 | Whole Building | Controls | Retro-Commissioning (Existing Construction)_SH | Miscellaneous | Existing | CmiEgsld1003 | 0 | 9.1183 | 4002.51 | 0 | GSLD | 5 | 0.57723 | 0.60437 | 0.83705 | 1.097 | 1.2026 | 1.2026 | 1.289 | 1.2891 | 1.2453 | 1.1192 | 0.77553 | 0.85362 | 201.259 | 0 | 4184.781 | 0 | 0 | 0 | 1 | 0 | 0 | 1.0077
1003 | Whole Building | Controls | Retro-Commissioning (Existing Construction)_SH | Offices | Existing | CofEgsld1003 | 0 | 10.466 | 4594.06 | 0 | GSLD | 5 | 0.57723 | 0.60437 | 0.83705 | 1.097 | 1.2026 | 1.2026 | 1.289 | 1.2891 | 1.2453 | 1.1192 | 0.77553 | 0.85362 | 231.004 | 0 | 1715.9093 | 0 | 0 | 0 | 1 | 0 | 0 | 1.0077
1003 | Whole Building | Controls | Retro-Commissioning (Existing Construction)_SH | Restaurants | Existing | CreEgsld1003 | 0 | 2.1783 | 2834.32 | 0 | GSLD | 5 | 0.57723 | 0.60437 | 0.83705 | 1.097 | 1.2026 | 1.2026 | 1.289 | 1.2891 | 1.2453 | 1.1192 | 0.77553 | 0.85362 | 142.5187 | 0 | 422.8926 | 0 | 0 | 0 | 1 | 0 | 0 | 1.0077
1003 | Whole Building | Controls | Retro-Commissioning (Existing Construction)_SH | Retail | Existing | CrtEgsld1003 | 0 | 9.2708 | 4069.45 | 0 | GSLD | 5 | 0.57723 | 0.60437 | 0.83705 | 1.097 | 1.2026 | 1.2026 | 1.289 | 1.2891 | 1.2453 | 1.1192 | 0.77553 | 0.85362 | 204.625 | 0 | 1796.755 | 0 | 0 | 0 | 1 | 0 | 0 | 1.0077
1003 | Whole Building | Controls | Retro-Commissioning (Existing Construction)_SH | Schools K-12 | Existing | CscEgsld1003 | 0 | 18.226 | 8000.34 | 0 | GSLD | 5 | 0.57723 | 0.60437 | 0.83705 | 1.097 | 1.2026 | 1.2026 | 1.289 | 1.2891 | 1.2453 | 1.1192 | 0.77553 | 0.85362 | 402.2827 | 0 | 2926.0025 | 0 | 0 | 0 | 1 | 0 | 0 | 1.0077
1003 | Whole Building | Controls | Retro-Commissioning (Existing Construction)_SH | Warehouse | Existing | CwaEgsld1003 | 0 | 3.1037 | 1362.38 | 0 | GSLD | 5 | 0.57723 | 0.60437 | 0.83705 | 1.097 | 1.2026 | 1.2026 | 1.289 | 1.2891 | 1.2453 | 1.1192 | 0.77553 | 0.85362 | 68.5048 | 0 | 2322.2377 | 0 | 0 | 0 | 1 | 0 | 0 | 1.0077
1004 | Whole Building | Controls | Retro-Commissioning (Existing Construction)_VT | Assembly | Existing | CasEgsld1004 | 1 | 0.7121 | 3545.5611 | 0 | GSLD | 5 | 0.57723 | 0.60437 | 0.83705 | 1.097 | 1.2026 | 1.2026 | 1.289 | 1.2891 | 1.2453 | 1.1192 | 0.77553 | 0.85362 | 178.2822 | 0 | 1033.3565 | 0 | 0 | 0 | 1 | 0 | 0 | 1.0077
1004 | Whole Building | Controls | Retro-Commissioning (Existing Construction)_VT | College and University | Existing | CcoEgsld1004 | 1 | 0.7896 | 6851.7404 | 0 | GSLD | 5 | 0.57723 | 0.60437 | 0.83705 | 1.097 | 1.2026 | 1.2026 | 1.289 | 1.2891 | 1.2453 | 1.1192 | 0.77553 | 0.85362 | 344.5274 | 0 | 5180.2465 | 0 | 0 | 0 | 1 | 0 | 0 | 1.0077
1004 | Whole Building | Controls | Retro-Commissioning (Existing Construction)_VT | Data Center | Existing | CdaEgsld1004 | 1 | 0.7896 | 6851.7404 | 0 | GSLD | 5 | 0.57723 | 0.60437 | 0.83705 | 1.097 | 1.2026 | 1.2026 | 1.289 | 1.2891 | 1.2453 | 1.1192 | 0.77553 | 0.85362 | 344.5274 | 0 | 3916.7727 | 0 | 0 | 0 | 1 | 0 | 0 | 1.0077
1004 | Whole Building | Controls | Retro-Commissioning (Existing Construction)_VT | Grocery | Existing | CgrEgsld1004 | 1 | 0.74481 | 4506.7038 | 0 | GSLD | 5 | 0.57723 | 0.60437 | 0.83705 | 1.097 | 1.2026 | 1.2026 | 1.289 | 1.2891 | 1.2453 | 1.1192 | 0.77553 | 0.85362 | 226.6115 | 0 | 1221.1084 | 0 | 0 | 0 | 1 | 0 | 0 | 1.0077
1004 | Whole Building | Controls | Retro-Commissioning (Existing Construction)_VT | Healthcare | Existing | CheEgsld1004 | 1 | 0.7896 | 6851.7404 | 0 | GSLD | 5 | 0.57723 | 0.60437 | 0.83705 | 1.097 | 1.2026 | 1.2026 | 1.289 | 1.2891 | 1.2453 | 1.1192 | 0.77553 | 0.85362 | 344.5274 | 0 | 2669.0474 | 0 | 0 | 0 | 1 | 0 | 0 | 1.0077
1004 | Whole Building | Controls | Retro-Commissioning (Existing Construction)_VT | Hospitals | Existing | ChoEgsld1004 | 1 | 0.7896 | 6851.7404 | 0 | GSLD | 5 | 0.57723 | 0.60437 | 0.83705 | 1.097 | 1.2026 | 1.2026 | 1.289 | 1.2891 | 1.2453 | 1.1192 | 0.77553 | 0.85362 | 344.5274 | 0 | 1045.6061 | 0 | 0 | 0 | 1 | 0 | 0 | 1.0077
1004 | Whole Building | Controls | Retro-Commissioning (Existing Construction)_VT | Institutional | Existing | CinEgsld1004 | 1 | 0.7896 | 6851.7404 | 0 | GSLD | 5 | 0.57723 | 0.60437 | 0.83705 | 1.097 | 1.2026 | 1.2026 | 1.289 | 1.2891 | 1.2453 | 1.1192 | 0.77553 | 0.85362 | 344.5274 | 0 | 6098.2647 | 0 | 0 | 0 | 1 | 0 | 0 | 1.0077
1004 | Whole Building | Controls | Retro-Commissioning (Existing Construction)_VT | Lodging/Hospitality | Existing | CloEgsld1004 | 1 | 0.41054 | 5522.7016 | 0 | GSLD | 5 | 0.57723 | 0.60437 | 0.83705 | 1.097 | 1.2026 | 1.2026 | 1.289 | 1.2891 | 1.2453 | 1.1192 | 0.77553 | 0.85362 | 277.6991 | 0 | 1941.5751 | 0 | 0 | 0 | 1 | 0 | 0 | 1.0077
1004 | Whole Building | Controls | Retro-Commissioning (Existing Construction)_VT | Miscellaneous | Existing | CmiEgsld1004 | 1 | 0.7121 | 3545.5611 | 0 | GSLD | 5 | 0.57723 | 0.60437 | 0.83705 | 1.097 | 1.2026 | 1.2026 | 1.289 | 1.2891 | 1.2453 | 1.1192 | 0.77553 | 0.85362 | 178.2822 | 0 | 3707.0231 | 0 | 0 | 0 | 1 | 0 | 0 | 1.0077
1004 | Whole Building | Controls | Retro-Commissioning (Existing Construction)_VT | Offices | Existing | CofEgsld1004 | 1 | 0.7121 | 3545.5611 | 0 | GSLD | 5 | 0.57723 | 0.60437 | 0.83705 | 1.097 | 1.2026 | 1.2026 | 1.289 | 1.2891 | 1.2453 | 1.1192 | 0.77553 | 0.85362 | 178.2822 | 0 | 1324.2886 | 0 | 0 | 0 | 1 | 0 | 0 | 1.0077
1004 | Whole Building | Controls | Retro-Commissioning (Existing Construction)_VT | Restaurants | Existing | CreEgsld1004 | 1 | 0.74481 | 4506.7038 | 0 | GSLD | 5 | 0.57723 | 0.60437 | 0.83705 | 1.097 | 1.2026 | 1.2026 | 1.289 | 1.2891 | 1.2453 | 1.1192 | 0.77553 | 0.85362 | 226.6115 | 0 | 672.4193 | 0 | 0 | 0 | 1 | 0 | 0 | 1.0077
1004 | Whole Building | Controls | Retro-Commissioning (Existing Construction)_VT | Retail | Existing | CrtEgsld1004 | 1 | 0.7121 | 3545.5611 | 0 | GSLD | 5 | 0.57723 | 0.60437 | 0.83705 | 1.097 | 1.2026 | 1.2026 | 1.289 | 1.2891 | 1.2453 | 1.1192 | 0.77553 | 0.85362 | 178.2822 | 0 | 1565.4461 | 0 | 0 | 0 | 1 | 0 | 0 | 1.0077
1004 | Whole Building | Controls | Retro-Commissioning (Existing Construction)_VT | Schools K-12 | Existing | CscEgsld1004 | 1 | 0.7121 | 3545.5611 | 0 | GSLD | 5 | 0.57723 | 0.60437 | 0.83705 | 1.097 | 1.2026 | 1.2026 | 1.289 | 1.2891 | 1.2453 | 1.1192 | 0.77553 | 0.85362 | 178.2822 | 0 | 1296.735 | 0 | 0 | 0 | 1 | 0 | 0 | 1.0077
1004 | Whole Building | Controls | Retro-Commissioning (Existing Construction)_VT | Warehouse | Existing | CwaEgsld1004 | 1 | 0.7121 | 3545.5611 | 0 | GSLD | 5 | 0.57723 | 0.60437 | 0.83705 | 1.097 | 1.2026 | 1.2026 | 1.289 | 1.2891 | 1.2453 | 1.1192 | 0.77553 | 0.85362 | 178.2822 | 0 | 6043.5678 | 0 | 0 | 0 | 1 | 0 | 0 | 1.0077
1005 | Whole Building | LEED | LEED New Construction Whole Building | Assembly | New | CasNgsld1005 | 1 | 0.87101 | 3384.7773 | 0 | GSLD | 20 | 0.57723 | 0.60437 | 0.83705 | 1.097 | 1.2026 | 1.2026 | 1.289 | 1.2891 | 1.2453 | 1.1192 | 0.77553 | 0.85362 | 170.1974 | 0 | 8640.1296 | 0 | 0 | 0 | 1 | 0 | 0 | 1.0077
1005 | Whole Building | LEED | LEED New Construction Whole Building | College and University | New | CcoNgsld1005 | 1 | 0.1474 | 5698.2916 | 0 | GSLD | 20 | 0.57723 | 0.60437 | 0.83705 | 1.097 | 1.2026 | 1.2026 | 1.289 | 1.2891 | 1.2453 | 1.1192 | 0.77553 | 0.85362 | 286.5283 | 0 | 35267.6145 | 0 | 0 | 0 | 1 | 0 | 0 | 1.0077
1005 | Whole Building | LEED | LEED New Construction Whole Building | Data Center | New | CdaNgsld1005 | 1 | 0.22918 | 6123.3698 | 0 | GSLD | 20 | 0.57723 | 0.60437 | 0.83705 | 1.097 | 1.2026 | 1.2026 | 1.289 | 1.2891 | 1.2453 | 1.1192 | 0.77553 | 0.85362 | 307.9026 | 0 | 7185.3063 | 0 | 0 | 0 | 1 | 0 | 0 | 1.0077
1005 | Whole Building | LEED | LEED New Construction Whole Building | Grocery | New | CgrNgsld1005 | 1 | 1.8423 | 5923.5355 | 0 | GSLD | 20 | 0.57723 | 0.60437 | 0.83705 | 1.097 | 1.2026 | 1.2026 | 1.289 | 1.2891 | 1.2453 | 1.1192 | 0.77553 | 0.85362 | 297.8543 | 0 | 124857.4727 | 0 | 0 | 0 | 1 | 0 | 0 | 1.0077
1005 | Whole Building | LEED | LEED New Construction Whole Building | Healthcare | New | CheNgsld1005 | 1 | 0.48089 | 7431.6749 | 0 | GSLD | 20 | 0.57723 | 0.60437 | 0.83705 | 1.097 | 1.2026 | 1.2026 | 1.289 | 1.2891 | 1.2453 | 1.1192 | 0.77553 | 0.85362 | 373.6884 | 0 | 84117.9556 | 0 | 0 | 0 | 1 | 0 | 0 | 1.0077
1005 | Whole Building | LEED | LEED New Construction Whole Building | Hospitals | New | ChoNgsld1005 | 1 | 0.11198 | 5514.1558 | 0 | GSLD | 20 | 0.57723 | 0.60437 | 0.83705 | 1.097 | 1.2026 | 1.2026 | 1.289 | 1.2891 | 1.2453 | 1.1192 | 0.77553 | 0.85362 | 277.2694 | 0 | 955.995 | 0 | 0 | 0 | 1 | 0 | 0 | 1.0077
1005 | Whole Building | LEED | LEED New Construction Whole Building | Institutional | New | CinNgsld1005 | 1 | 0.28275 | 6401.8096 | 0 | GSLD | 20 | 0.57723 | 0.60437 | 0.83705 | 1.097 | 1.2026 | 1.2026 | 1.289 | 1.2891 | 1.2453 | 1.1192 | 0.77553 | 0.85362 | 321.9035 | 0 | 71887.7635 | 0 | 0 | 0 | 1 | 0 | 0 | 1.0077
1005 | Whole Building | LEED | LEED New Construction Whole Building | Lodging/Hospitality | New | CloNgsld1005 | 1 | 0.39458 | 5820.6813 | 0 | GSLD | 20 | 0.57723 | 0.60437 | 0.83705 | 1.097 | 1.2026 | 1.2026 | 1.289 | 1.2891 | 1.2453 | 1.1192 | 0.77553 | 0.85362 | 292.6825 | 0 | 9348.4897 | 0 | 0 | 0 | 1 | 0 | 0 | 1.0077
1005 | Whole Building | LEED | LEED New Construction Whole Building | Miscellaneous | New | CmiNgsld1005 | 1 | 3.8346 | 4685.6313 | 0 | GSLD | 20 | 0.57723 | 0.60437 | 0.83705 | 1.097 | 1.2026 | 1.2026 | 1.289 | 1.2891 | 1.2453 | 1.1192 | 0.77553 | 0.85362 | 235.6085 | 0 | 24171.5628 | 0 | 0 | 0 | 1 | 0 | 0 | 1.0077
1005 | Whole Building | LEED | LEED New Construction Whole Building | Offices | New | CofNgsld1005 | 1 | 3.4736 | 4527.1961 | 0 | GSLD | 20 | 0.57723 | 0.60437 | 0.83705 | 1.097 | 1.2026 | 1.2026 | 1.289 | 1.2891 | 1.2453 | 1.1192 | 0.77553 | 0.85362 | 227.6419 | 0 | 19076.8687 | 0 | 0 | 0 | 1 | 0 | 0 | 1.0077
1005 | Whole Building | LEED | LEED New Construction Whole Building | Restaurants | New | CreNgsld1005 | 1 | 0.98981 | 4814.2706 | 0 | GSLD | 20 | 0.57723 | 0.60437 | 0.83705 | 1.097 | 1.2026 | 1.2026 | 1.289 | 1.2891 | 1.2453 | 1.1192 | 0.77553 | 0.85362 | 242.0769 | 0 | 26118.2341 | 0 | 0 | 0 | 1 | 0 | 0 | 1.0077
1005 | Whole Building | LEED | LEED New Construction Whole Building | Retail | New | CrtNgsld1005 | 1 | 2.4285 | 4068.4583 | 0 | GSLD | 20 | 0.57723 | 0.60437 | 0.83705 | 1.097 | 1.2026 | 1.2026 | 1.289 | 1.2891 | 1.2453 | 1.1192 | 0.77553 | 0.85362 | 204.5751 | 0 | 15056.7793 | 0 | 0 | 0 | 1 | 0 | 0 | 1.0077
1005 | Whole Building | LEED | LEED New Construction Whole Building | Schools K-12 | New | CscNgsld1005 | 1 | 2.1296 | 3937.2255 | 0 | GSLD | 20 | 0.57723 | 0.60437 | 0.83705 | 1.097 | 1.2026 | 1.2026 | 1.289 | 1.2891 | 1.2453 | 1.1192 | 0.77553 | 0.85362 | 197.9763 | 0 | 6715.9303 | 0 | 0 | 0 | 1 | 0 | 0 | 1.0077
1005 | Whole Building | LEED | LEED New Construction Whole Building | Warehouse | New | CwaNgsld1005 | 1 | 3.0012 | 4319.8417 | 0 | GSLD | 20 | 0.57723 | 0.60437 | 0.83705 | 1.097 | 1.2026 | 1.2026 | 1.289 | 1.2891 | 1.2453 | 1.1192 | 0.77553 | 0.85362 | 217.2155 | 0 | 55580.7259 | 0 | 0 | 0 | 1 | 0 | 0 | 1.0077