## JNF-1
FPL 002716
20240012-EG
Docket No. xxxx
Historical DSM Participation and Achievements
Exhibit JNF-1, Page 1 of 1
Cumulative - Inception to Year-End 2023*
| Current DSM Programs |  |  | Inception Date | Participants | Summer MW | Winter MW | GWh
Residential
|  | 1 | Home Energy Survey** | 1981-01-01 | 4456559 | n/a | n/a | n/a
|  | 2 | Load Management (On Call®) | 1986-07-01 | 652942 | 831.126 | 743.327 | 28.2404
|  | 3 | Air Conditioning | 1990-10-01 | 2051376 | 1357.2489 | 472.9896 | 32707.1434
|  | 4 | New Construction (BuildSmart®) | 1996-02-01 | 67820 | 51.1648 | 36.1788 | 1116.0291
|  | 5 | Ceiling Insulation | 1981-10-01 | 590344 | 264.8051 | 308.8643 | 11826.0269
|  | 6 | Low Income | 2005-03-01 | 51429 | 18.4347 | 5.0822 | 114.2479
Business
|  | 7 | Business Energy Evaluation** | 1990-10-01 | 274707 | n/a | n/a | n/a
|  | 8 | Commercial/Industrial Demand Reduction | 2000-05-01 | 738 | 414.1739 | 266.3552 | 48.0432
|  | 9 | Commercial/Industrial Load Control | 1988-04-01 | 324 | 442.4023 | 375.865 | 110.676
|  | 10 | Business On Call® | 1995-06-01 | 17178 | 66.6 | 0 | 1.7167
|  | 11 | Heating, Ventilating & Air Conditioning | 1990-02-01 | 24199 | 457.7919 | 118.5092 | 14345.6816
|  | 12 | Lighting | 1984-06-01 | 21463 | 325.3512 | 202.4096 | 24368.2758
|  | 13 | Custom Incentive | 1993-04-01 | 129 | 54.8004 | 63.7624 | 4781.1587
| Current DSM Programs Total |  |  |  | 8209208 | 4283.8992 | 2593.3434 | 89447.2396
| Discontinued DSM Programs*** |  |  |  | 2295981 | 1295.2202 | 1118.5178 | 10974.3008
| Grand Total |  |  |  | 10505189 | 5579.1195 | 3711.8612 | 100421.5404
Notes:
* MW and GWh values are at the generator
** No MW or GWh savings attributed to Survey programs
*** Ongoing savings related to participation in discontinued FPL programs

## JNF-2
FPL 002716
20240012-EG
Docket No.
Current DSM Programs and Associated Measures
Exhibit JNF-2, Page 1 of 1
| Programs | Measures (if multiple per Program)
| Residential Energy Survey | Online Home Energy Survey (OHES)
Phone Energy Survey (PES)
Home Energy Survey (HES)
Residential Load Management (On Call®)
Residential Air Conditioning
Residential New Construction (BuildSmart®)
Residential Ceiling Insulation
| Residential Low Income | Energy Survey
Weatherization (Caulking/Stripping)
Duct Testing & Repair
Air Conditioning Unit Maintenance
Air Conditioning Outdoor Coil Cleaning
Faucet Aerators
Low-Flow Showerhead
LED
Water Heater Pipe Wrap
| Business Energy Evaluation (BEE) | Online BEE
Phone BEE
Field BEE
Business On Call®
Commercial/Industrial Demand Reduction
Commercial/Industrial Load Control (Closed)
| Business Heating, Ventilating, & Air Conditioning (HVAC) | Chillers
Thermal Energy Storage (TES)
Split/Packaged Direct Expansion (DX)
Demand Control Ventilation (DCV)
Energy Recovery Ventilation (ERV)
| Business Lighting | High Bay Light Emitting Diodes (LED)
Pulse Start Metal Halide (PSMH) Lighting
Premium Linear Fluorescent Lamps with High Efficiency Electronic Ballasts
Compact Fluorescent Lamps (CFL)
Business Custom Incentive (BCI)
Conservation Research & Development (CRD)
Cogeneration & Small Power Production

## JNF-3.1
FPL 002716
20240012-EG
Docket No.
List of Measures Evaluated for Technical Potential
Exhibit JNF-3, Page 1 of 5
Residential EE
Measure | Description
120v Heat Pump Water Heater 50 Gallons | 120v Heat Pump Water Heater 50 Gallons
Air Sealing-Infiltration Control | Standard Heating and Cooling System with Improved Infiltration Control
Air-to-Water Heat Pump | Energy Star Air-to-Water Heat Pump, 25 SEER, 13 HSPF
ASHP - 15 SEER/14.3 SEER2 from base electric resistance | ASHP 15 SEER from base electric resistance
ASHP - 24 SEER/22.9 SEER2 (from elec resistance) | ASHP: 24/22.9 SEER/SEER2, 10.5 HSPF
ASHP - 24 SEER/22.9 SEER2, 10.5 HSPF | ASHP: 24/22.9 SEER/SEER2, 10.5 HSPF
ASHP - CEE Advanced Tier: 17.8 SEER/17 SEER2; 10.0 HSPF | CEE Advanced Tier ASHP:17.8/17 SEER/SEER2; 10.0 HSPF
ASHP - CEE Advanced Tier: 17.8 SEER/17 SEER2; 10.0 HSPF (from elec resistance) | CEE Advanced Tier ASHP:17.8/17 SEER/SEER2; 10.0 HSPF
ASHP - CEE Tier 2: 16.8 SEER/16 SEER2; 9.0 HSPF | CEE Tier 2 ASHP: 16.8/16 SEER/SEER2; 9.0 HSPF
ASHP - CEE Tier 2: 16.8 SEER/16 SEER2; 9.0 HSPF (from elec resistance) | CEE Tier 2 ASHP: 16.8/16 SEER/SEER2; 9.0 HSPF
ASHP - ENERGY STAR/CEE Tier 1: 16 SEER/15.2 SEER2 (from elect resistance) | ENERGY STAR/CEE Tier 1 ASHP: 16/15.2 SEER/SEER2, 9.0 HSPF
ASHP - ENERGY STAR/CEE Tier 1: 16 SEER/15.2 SEER2, 9.0 HSPF | ENERGY STAR/CEE Tier 1 ASHP: 16/15.2 SEER/SEER2, 9.0 HSPF
Basement or Crawlspace Wall Insulation R-15 | Increased Basement or Crawlspace Wall Insulation (R-15)
Bathroom Faucet Aerators | Low-Flow Faucet Aerator with Flow Rate of 1.5 gpm
CEE Advanced Tier Clothes Dryer | CEE Advanced Tier Clothes Dryer
CEE Advanced Tier Clothes Washer | Tier 3 CEE Clothes washer
CEE Tier 3 Refrigerator | Residential Tier 3 Refrigerator
Ceiling Insulation (R11 to R30) | Blown-in insulation in ceiling cavity/attic, existing (1982-1985) homes, bring to current code
Ceiling Insulation (R11 to R38) | Blown-in insulation in ceiling cavity/attic, existing (1982-1985) homes
Ceiling Insulation (R11 to R49) | Blown-in insulation in ceiling cavity/attic, existing (1982-1985) homes - Beyond Code
Ceiling Insulation (R19 to R30) | Blown-in insulation in ceiling cavity/attic, existing (1982-2020) homes, bring to current code
Ceiling Insulation (R19 to R38) | Blown-in insulation in ceiling cavity/attic, existing (1982-2020) homes
Ceiling Insulation (R19 to R49) | Blown-in insulation in ceiling cavity/attic, existing (1982-2020) homes - Beyond Code
Ceiling Insulation (R2 to R30) | Blown-in insulation in ceiling cavity/attic, older (pre-1982) homes, bring to current code
Ceiling Insulation (R2 to R38) | Blown-in insulation in ceiling cavity/attic, older (pre-1982) homes
Ceiling Insulation (R2 to R49) | Blown-in insulation in ceiling cavity/attic, older (pre-1982) homes - Beyond Code
Ceiling Insulation (R30 to R38) | Blown-in insulation in ceiling cavity/attic, existing (1986-2020) homes
Ceiling Insulation (R30 to R49) | Blown-in insulation in ceiling cavity/attic, existing (1986-2020) homes - Beyond Code
Ceiling Insulation (R38 to R49) | Blown-in insulation in ceiling cavity/attic, existing (1986-2020) homes - Beyond Code
Central AC - CEE Tier 2: 16.8 SEER/16 SEER2 | Central AC - CEE Tier 2: 16.8 SEER/16 SEER2
Central AC - 24 SEER/22.9 SEER2 | Central AC - 24 SEER/22.9 SEER2
Central AC - CEE Advanced Tier: 17.8 SEER/17 SEER2 | Central AC - CEE Advanced Tier: 17.8 SEER/17 SEER2
Central AC - ENERGY STAR/CEE Tier 1: 16 SEER/15.2 SEER2 | Central AC - ENERGY STAR/CEE Tier 1: 16 SEER/15.2 SEER2
Central AC Tune Up | System tune-up, including coil cleaning, refrigerant charging, and other diagnostics
Dehumidifier Recycling | No dehumidifier
Drain Water Heat Recovery | 50 Gallon Electric Resistance Heater and Drain Water Heat Exchanger
Duct Insulation | Standard Electric Heating and Central AC with Insulated Ductwork
Duct Repair | Duct Repair to eliminate/minimize leaks, includes testing and sealing
ECM Circulator Pump | Install ECM Circulator Pump
Energy Star Air Purifier | One Air Purifier meeting ENERGY STAR 2.0 Standards
Energy Star Audio-Video Equipment | One DVD/Blu-Ray Player meeting current ENERGY STAR Standards
Energy Star Bathroom Ventilating Fan | Bathroom Exhaust Fan meeting current ENERGY STAR Standards
Energy Star Ceiling Fan | 60" Ceiling Fan Meeting ENERGY STAR 3.1 Standards
Energy Star Clothes Dryer | One Electric Resistance Clothes Dryer meeting ENERGY STAR 1.1 Standards
Energy Star Clothes Washer | One Clothes Washer meeting ENERGY STAR 8.1 Standards
Energy Star Dehumidifier | One Dehumidifier meeting ENERGY STAR 5.0 Standards
Energy Star Dishwasher | One Dishwasher meeting ENERGY STAR 7.0 Requirements (effective on July 19, 2023), electric water heating
Energy Star Dishwasher (Gas Water Heating) | One Dishwasher meeting ENERGY STAR 7.0 Requirements, gas water heating
Energy Star Door | 100ft2 of Opaque Door meeting Energy Star Version 6.0 Requirements (U-Value: 0.17)
ENERGY STAR EV supply equipment (level 2 charger) | Level 2 Electric Vehicle Supply Equipment (EVSE)
Energy Star Freezer | One Freezer meeting current ENERGY STAR 5.1 Standards
Energy Star Ground Source Heat Pump | Energy Star GSHP, 17.1 SEER, 12 HSPF
Energy Star Imaging Equipment | One imaging device meeting current ENERGY STAR Standards
Energy Star Monitor | One Monitor meeting ENERGY STAR 8.0 Standards
Energy Star Personal Computer | One Personal Computer meeting ENERGY STAR 8.0 Standards
Energy Star Refrigerator | One Refrigerator/Freezer meeting ENERGY STAR 5.1 Standards
Energy Star Room AC | Room AC meeting current ENERGY STAR standards
Energy Star Set-Top Receiver | One Set-top Box meeting ENERGY STAR 4.1 Standards
Energy Star TV | One Television meeting ENERGY STAR 9.0 Standards
Energy Star Windows | 100ft2 of Window meeting Energy Star Version 6.0 Requirements (U-Value: 0.27, SHGC: 0.21)
Exterior Wall Insulation | Increased Exterior Above-Grade Wall Insulation (R-13)
Filter Whistle | Install the Furnace Filter Alarm
Floor Insulation | Increased Floor Insulation (R-30)
Freezer Recycling | No Freezer
Green Roof | Vegetated Roof Surface on top of Standard Roof
Heat Pump Clothes Dryer | One Heat Pump Clothes Dryer
Heat Pump Pool Heater | Heat Pump Swimming Pool Heater
Heat Pump Tune Up | System tune-up, including coil cleaning, refrigerant charging, and other diagnostics
Heat Pump Water Heater 50 Gallons- CEE Advanced Tier | CEE Advanced Tier Heat Pump Water Heater 50 Gallons
Heat Pump Water Heater 50 Gallons-ENERGY STAR | Heat Pump Water Heater 50 Gallons
Heat Pump Water Heater 80 Gallons-ENERGY STAR | Energy Star Heat Pump Water Heater 80 Gallons
Heat Trap | Heat Trap
High Efficiency Convection Oven | One Full-Size Convection Oven meeting ENERGY STAR 3.0 Standards
High Efficiency Induction Cooktop | One residential induction cooktop
Home Energy Management System | Typical HVAC by Building Type Controlled by Energy Management System
Hot Water Pipe Insulation | 1' of Insulated Pipe in Unconditioned Spaces, Insulation of R-5
HVAC ECM Motor | A brushless permanent magnet (ECM) blower motor for electric furnace
HVAC Economizer | Install residential economizer
HVAC Zoning System | Install dampers in the ducts, dividing home into multiple zones, each controlled by its own thermostat
Indoor Daylight Sensor | Install Indoor Daylight Sensors, 500 Watts Controlled
Induction Range | Residential induction range
Instantaneous Hot Water System | Instantaneous Hot Water System
Kitchen Faucet Aerators | Low-Flow Faucet Aerator with Flow Rate of 1.5 gpm
LED - 9W_CFL Baseline | LED (assume 9W) replacing CFL baseline lamp
LED - 9W_Halogen Baseline | LED (assume 9W) replacing EISA-2020 compliant baseline lamp
LED Specialty Lamps-5W Chandelier | 5 W Chandelier LED
Linear LED | Linear LED Lamps in Linear Fluorescent Fixture
Low Flow Showerhead | Low-Flow Handheld Showerhead, Flow Rate: 1.60 gpm
New Construction - Whole Home Improvements - Tier 1 | Performance-based improvements in new homes - 20% savings
New Construction - Whole Home Improvements - Tier 2 | Performance-based improvements in new homes - 35% savings
Occupancy Sensors Switch Mounted | Switch Mounted Occupancy Sensor, 500 Watts Controlled
Outdoor Lighting Timer | Timer on Outdoor Lighting, Controlling 120 Watts
Outdoor Motion Sensor | Motion Sensor on Outdoor Lighting, Controlling 120 Watts
Ozone Laundry | Add a New, Single-Unit Ozone Laundry System to the Clothes Washer
Programmable Thermostat | Standard Heating and Cooling System with Programmable Thermostat
Properly Sized CAC | Properly Sized Central Air Conditioning
Radiant Barrier | Radiant Barrier
Reflective Roof | Reflective Roof Treatment
Refrigerator Coil Cleaning | Refrigerator Coil Cleaning
Refrigerator Recycling | No Refrigerator
Residential Whole House Fan | Standard Central Air Conditioning with Whole House Fan
Sealed crawlspace | Encapsulated and semi-conditioned crawlspace
Smart Breaker | Smart Breaker
Smart Panel | Multi-channel device that attaches to customer's circuit breaker to enable monitoring and control of major end-use appliances by customer
Smart Power Strip | Smart plug strips for entertainment centers and home office
Smart Thermostat | Standard Heating and Cooling System with Smart Thermostat
Solar Attic Fan | Standard Central Air Conditioning with Solar Attic Fan
Solar Pool Heater | Solar Swimming Pool Heater
Solar Powered Pool Pumps | Solar Powered Pool Pump
Solar Thermal Water Heating System | Solar Thermal System with Electric Backup
Spray Foam Insulation (Base R11) | Open cell spray foam along roofline in existing (1982-1985) homes
Spray Foam Insulation (Base R19) | Open cell spray foam along roofline in existing (1982-1985) homes
Spray Foam Insulation (Base R2) | Open cell spray foam along roofline in older (pre-1982) homes
Spray Foam Insulation (Base R30) | Open cell spray foam along roofline in existing (1986-2020) homes
Thermostatic Shower Restriction Valve | 50 Gallon Electric Resistance Heater and Thermostatic Shower Valves
Variable Refrigerant Flow (VRF) HVAC Systems | Variable Refrigerant Flow (VRF) HVAC Systems
Water Heater Blanket | 50 Gallon Electric Resistance Water Heater with Insulated Tank Wrap
Water Heater Thermostat Setback | 50 Gallon Electric Resistance Water Heater with Temperature Setpoint of 119°F
Water Heater Timeclock | Water Heater Timeclock
Weather stripping | Specific quantity of weather stripping to seal
Window Caulking | Window caulking
Window Sun Protection | Window Film Applied to Standard Window

## JNF-3.2
FPL 002716
20240012-EG
Docket No.
List of Measures Evaluated for Technical Potential
Exhibit JNF-3, Page 2 of 5
Commercial EE
Measure | Description
1.5HP Open Drip-Proof (ODP) Motor | High Efficiency 1.5 HP Open-Drip Proof Motor
10HP Open Drip-Proof (ODP) Motor | High Efficiency 10 HP Open-Drip Proof Motor
20HP Open Drip-Proof (ODP) Motor | High Efficiency 20 HP Open-Drip Proof Motor
Advanced Rooftop Controller | Advanced Rooftop Controller
Air Compressor Optimization | Performing Routine Maintenance on 20HP Inlet Modulation Fixed-Speed Compressor
Air Curtains | Air Curtain across door opening
Airside Economizer | Airside Economizer
Anti-Sweat Controls | One Medium Temperature Reach-In Case with Anti-Sweat Heater Controls
Auto Off Time Switch | Auto-Off Time Switch on Interior Lighting, 500 Watts Controlled
Automatic Door Closer for Walk-in Coolers and Freezers | One Medium Temperature Walk-In Refrigerator Door with Auto-Closer
Beverage Vending Machine Controls | One non-ENERGY STAR beverage vending machine equipped with infrared occupancy sensing controls
Bi-Level Lighting Control (Exterior) | Bi-Level Controls on Exterior Lighting, 500 Watts Controlled
Bi-Level Lighting Control (Interior) | Bi-Level Controls on Interior Lighting, 500 Watts Controlled
Ceiling Insulation (R19 to R30) | Blown-in insulation in ceiling cavity/attic
Ceiling Insulation (R19 to R38) | Blown-in insulation in ceiling cavity/attic
Ceiling Insulation (R19 to R49) | Blown-in insulation in ceiling cavity/attic - Beyond Code
Ceiling Insulation (R2 to R30) | Blown-in insulation in ceiling cavity/attic
Ceiling Insulation (R2 to R38) | Blown-in insulation in ceiling cavity/attic
Ceiling Insulation (R2 to R49) | Blown-in insulation in ceiling cavity/attic - Beyond Code
Chilled Water Reset | One Chiller with Reset of Chilled Water Temperature Setpoint
Chiller maintenance | O&M improvements to restore chiller performance
CO Sensors for Parking Garage Exhaust | Enclosed Parking Garage Exhaust with CO Control
Commercial Duct Sealing | Standard Electric Heating and Central AC with Improved Duct Sealing
Commercial Strategic Energy Management | Commercial Strategic Energy Management
Custom measure - Non-lighting | Custom Improvement to Facility's Operations
Data Center Hot Cold Aisle | Equipment configuration that saves HVAC
Dedicated Outside Air System (DOAS) | Install Dedicated Outside Air System (DOAS)
Demand Controlled Circulating Systems | Recirculation Pump with Demand Control Mechanism
Demand Controlled Ventilation | Return Air System with CO2 Sensors
Demand Defrost | Walk-In Freezer System with Demand-Controlled Electric Defrost Cycle
Destratification Fans | Destratification Fans improve temperature distribution by circulating warmer air from the ceiling back down to the floor level
Door Gasket (Cooler) | New Door Gasket on One-Door Medium Temperature Reach-In Case
Door Gasket (Freezer) | New Door Gasket on One-Door Medium Temperature Reach-In Case
Drain water heat recovery | Hot Water Loop with 50 Gallon Electric Resistance Heater and Drain Water Heat Exchanger
Dual Enthalpy Economizer | Standard HVAC Unit with an economizer and dual enthalpy differential control
Duct Insulation | Standard Electric Heating and Central AC with Insulated Ductwork (R-8)
Ductless Mini-Split AC | Ductless Mini-Split AC, 4 Ton, 16 SEER
Ductless Mini-Split HP | Ductless Mini-Split HP, 17 SEER, 9.5 HSPF
DX Coil Cleaning | DX Coil Cleaning
ECM Motors on Furnaces | Variable Speed Electronically Commutated Motor for an Electric Furnace
Efficient Battery Charger | Efficient Battery Charger
Efficient Exhaust Hood | Kitchen ventilation with automatically adjusting fan controls
Efficient Motor Belts | Synchronous belt, 98% efficiency
Efficient New Construction Lighting | Efficient New Construction Lighting, 15% Better than Code
Energy Recovery Ventilation System (ERV) | Unitary Cooling Equipment that Incorporates Energy Recovery
Energy Star Combination Oven | Energy Star Combination Oven meeting ENERGY STAR Version 3.0 Standards
Energy Star Commercial Clothes Washer | One Commercial Clothes Washer meeting current ENERGY STAR Version 8.1 Standards
Energy Star Commercial Dishwasher | One Commercial Dishwasher meeting ENERGY STAR Version 3.0 Standards
Energy Star Commercial Glass Door Freezer | One Glass Door Freezer meeting ENERGY STAR Version 5.0 Standards
Energy Star Commercial Glass Door Refrigerator | One Glass Door Refrigerator meeting ENERGY STAR Version 5.0 Standards
Energy Star Commercial Solid Door Freezer | One Solid Door Freezer meeting ENERGY STAR Version 5.0 Standards
Energy Star Commercial Solid Door Refrigerator | One Solid Door Refrigerator meeting ENERGY STAR Version 5.0 Standards
Energy Star convection oven | Energy Star convection oven meeting ENERGY STAR Version 3.0 Standards
Energy Star EV Chargers | Level 2 Electric Vehicle Supply Equipment (EVSE)
Energy Star Fryer | One Standard Vat Electric Fryer meeting ENERGY STAR Version 3.0 Standards
Energy Star Griddle | One Griddle meeting current ENERGY STAR Version 1.2 Standards
Energy Star Hot Food Holding Cabinet | One Hot Food Holding Cabinet meeting current ENERGY STAR Version 2.0 Standards
Energy Star Ice Maker | One Continuous Self-Contained Ice Maker meeting ENERGY STAR Version 3.0 Standards
ENERGY STAR Imaging Equipment | One imaging device meeting current ENERGY STAR Standards
Energy Star LED Directional Lamp | Energy Star 7.6W Directional LED lamp
Energy Star Monitors | One Monitor meeting ENERGY STAR 8.0 Standards
Energy Star PCs | One Personal Computer (desktop or laptop) meeting current ENERGY STARÂ® Standards
Energy Star room AC | Room AC meeting current ENERGY STAR standards
Energy Star Servers | One Server meeting ENERGY STAR 2.0 Standards
Energy Star Steamer | One 4-Pan Electric Steamer meeting ENERGY STARÂ® 2.0 Standards
Energy Star Uninterruptable Power Supply | Standard Desktop Plugged into Energy Star Uninterruptable Power Supply at 25% Load
Energy Star Vending Machine | One Refrigerated Vending Machine meeting ENERGY STAR Version 4.0 Standards
ENERGY STAR Water Cooler | One Storage Type Hot/Cold Water Cooler Unit meeting ENERGY STAR Version 3.0 Standards
Energy Star windows | 100ft2 of Window meeting Energy Star Version 6.0 Requirements (U-Value: 0.27, SHGC: 0.21)
Engine Block Timer | Plug-in timer that activates engine block timer to reduce unnecessary run time
Escalator Motor Efficiency Controller | Install Escalator Motor Efficiency Controller
Facility Commissioning | Perform facility commissioning to optimize building operations in new facilities
Facility Energy Management System | Typical HVAC by Building Type Controlled by Energy Management System
Faucet Aerator | Low-flow lavatory faucet aerator, flow rate: 1.0 gpm
Floating Head Pressure Controls | Medium-Temperature Refrigeration System with 5HP Compressor and Adjustable Condenser Head Pressure Control Valve
Floor Insulation | Increased Floor Insulation (R-19)
Geothermal Heat Pump | Geothermal Heat Pump
Green roof | Vegetated Roof Surface on top of Standard Roof
HE Air Cooled Chiller - All Compressor Types - 100 Tons | HE Air Cooled Chiller - Air Compressor Types - 100 Tons
HE DX 11.25-20.0 Tons Elec Heat | High Efficiency Packaged or Split DX Unit, 15 Tons, 11.5 SEER
HE DX 11.25-20.0 Tons Other Heat | High Efficiency Packaged or Split DX Unit, 15 Tons, 11.5 SEER
HE DX 5.4-11.25 Tons Elect Heat | High Efficiency Packaged or Split DX Unit, 7.5 Tons, 12 SEER
HE DX 5.4-11.25 Tons Other Heat | High Efficiency Packaged or Split DX Unit, 7.5 Tons, 12 SEER
HE DX Less than 5.4 Tons Elect Heat | High Efficiency Packaged or Split DX Unit, 5 Tons, 14.5 SEER
HE DX Less than 5.4 Tons Other Heat | High Efficiency Packaged or Split DX Unit, 5 Tons, 14.5 SEER
HE Water Cooled Chiller - Centrifugal Compressor - 200 Tons | Water Cooled Centrifugal Chiller with Integral VFD, 200 Tons
HE Water Cooled Chiller - Centrifugal Compressor - 500 Tons | Water Cooled Centrifugal Chiller with Integral VFD, 500 Tons
HE Water Cooled Chiller - Rotary or Screw Compressor - 175 Tons | Water Cooled Positive Displacement Chiller with Integral VFD, 175 Tons
HE Water Cooled Chiller - Rotary or Screw Compressor - 50 Tons | Water Cooled Positive Displacement Chiller with Integral VFD, 50 Tons
Heat Pump Pool Heater Commercial | High Efficiency Pool Heater Eff. >=84%
Heat Pump Water Heater | Efficient 50 Gallon Electric Heat Pump Water Heater
High Efficiency Air Compressor | 20 HP VFD Air Compressor
High Efficiency Data Center Cooling | High Efficiency CRAC (computer room air conditioner)
High Efficiency PTAC | High Efficiency PTAC
High Efficiency PTHP | High Efficiency PTHP
High Efficiency Refrigeration Compressor_Discus | High Efficiency Refrigeration Compressors
High Efficiency Refrigeration Compressor_Scroll | High Efficiency Refrigeration Compressors
High Speed Fans | High Speed Fan, 24" - 35" Blade Diameter
Hot water pipe insulation | 1' of Insulated Pipe in Unconditioned Spaces, Insulation of R-4
Hotel Card Energy Control Systems | Guest Room HVAC Unit Controlled by Hotel-Key-Card Activated Energy Control System
Indoor daylight sensor | Install Indoor Daylight Sensors, 500 Watts Controlled
Induction Cooktops | Efficient Induction Cooktop
Infiltration Reduction - Air Sealing | Reduced leakage through caulking, weather-stripping
Instantaneous Hot Water System Commercial | Instantaneous Hot Water System
LED - 14W_CFL Baseline | LED (assume 14W) replacing CFL
LED - 9W Flood_CFL Baseline | LED (assume 9W) replacing CFL
LED Canopy Lighting (Exterior) | One 67.2W LED Canopy Light
LED Display Lighting (Exterior) | One Letter of LED Signage, < 2ft in Height
LED Display Lighting (Interior) | One Letter of LED Signage, < 2ft in Height
LED Exit Sign | One 5W Single-Sided LED Exit Sign
LED Exterior Wall Packs | One 35W LED Wall Pack
LED High Bay_HID Baseline | One 140W High Bay LED Fixture
LED High Bay_LF Baseline | One 140W High Bay LED Fixture
LED Linear - Fixture Replacement | 2x4 LED Troffer
LED Linear - Lamp Replacement | Linear LED (16W)
LED Parking Lighting | One 160W LED Area Light
LEED New Construction Whole Building | LEED New Construction Whole Building
Light Tube | One 14" Light Tube, Delivering light to 250 S.F. of Commercial Space
Low Flow Shower Head | Low-Flow Handheld Showerhead, Flow Rate: 1.50 gpm
Low-Flow Pre-Rinse Sprayers | Low-Flow Pre-Rinse Sprayer with Flow Rate of 1.6 gpm
Network PC Power Management | One computer and monitor attached to centralized energy management system that controls when desktop computers and monitors plugged into a n
Networked Lighting Controls | Install Networked Lighting Controls System on Interior Lighting, 500 Watts Controlled
Night Covers for Display Cases | One Open Vertical Case with Night Covers
Occupancy Sensors, Ceiling Mounted | Ceiling Mounted Occupancy Sensor, 500 Watts Controlled
Occupancy Sensors, Switch Mounted | Switch Mounted Occupancy Sensor, 500 Watts Controlled
Outdoor Lighting Controls | Install Exterior Photocell Dimming Controls, 500 Watts Controlled
Outdoor motion sensor | Install Exterior Motion Sensor, 500 Watts Controlled
Ozone Laundry Commercial | Add a new ozone laundry system onto a commercial clothes washer
Programmable thermostat | Pre-set programmable thermostat that replaces manual thermostat
PSC to ECM Evaporator Fan Motor (Reach-In) | Medium Temperature Reach-In Case with equivalent size Electronically Commutated Evaporator Fan Motor
PSC to ECM Evaporator Fan Motor (Walk-In, Refrigerator) | Medium Temperature Walk-In Case with Electronically Commutated Evaporator Fan Motor
Q-Sync Evaporator Fan Motor | Medium Temperature Reach-In Case with equivalent size Q-Sync Evaporator Fan Motor
Reflective Roof Treatment | Reflective Roof Treatment
Refrigerated Display Case LED Lighting | 60" Refrigerated Case LED Strip
Refrigerated Display Case Lighting Controls | Occupancy Sensors for Refrigerated Case Lighting to reduce run time
Refrigeration Commissioning | Commissioned Refrigeration System
Refrigeration Economizer | Walk-in refrigerator with economizer
Regenerative Drive Elevator Motor | Regenerative drive produced energy when motor in overhaul condition
Retro-Commissioning (Existing Construction) | Perform facility retro-commissioning, including assessment, process improvements, and optimization of energy-consuming equipment and systems
Roof Insulation | Roof Insulation (built-up roof applicable to flat/low slope roofs)
Server Virtualization | 2 Virtual Host Server
Smart Strip Plug Outlet | One Smart Strip Plug Outlet
Smart thermostat | Thermostats that include "smart" features such as occupancy sensors, geo-fencing, multi-zone sensors
Solar Pool Heater Commercial | Solar Swimming Pool Heater
Solar Powered Pool Pump | Solar Powered Pool Pump Motor
Solar Thermal Water Heating System Commercial | Solar Thermal System with Electric Backup
Strip Curtains - Freezers | Walk-in freezer with strip curtains at least 0.06 inches thick covering the entire area of the doorway
Strip Curtains - Refrigerators | Walk-in cooler with strip curtains at least 0.06 inches thick covering the entire area of the doorway
Suction Pipe Insulation - Freezers | Suction Pipe Insulation - Freezers
Suction Pipe Insulation - Refrigerators | Suction Pipe Insulation - Refrigerators
Thermal Energy Storage | Deploy thermal energy storage technology (ice harvester, etc.) to shift load
Thermostatic Shower Restriction Valve Commercial | Hot Water Loop with 50 Gallon Electric Resistance Heater and Pressure Balance Shower Valves
Time Clock Control | Time Clock Controlled Lighting, 500 Watts Controlled
Variable Refrigerant Flow (VRF) HVAC Systems | Variable Refrigerant Flow (VRF) HVAC Systems
VAV System | Variable Air Volume Distribution System
VFD on Cooling Tower Fans | Cooling Tower Fans with VFD Control
VFD on HVAC Pump | VFD on HVAC Pump
VSD Controlled Compressor | Refrigeration System with VSD Control
Wall Insulation | Increased Exterior Above-Grade Wall Insulation
Warehouse Loading Dock Seals | Seals to reduce infiltration losses at loading dock
Water Cooled Refrigeration Heat Recovery | The heat reclaim system transfers waste heat from refrigeration system to space heating or hot water
Water Heater Setback | A 50 gallon electric hot water tank with a thermostat setting reduced to no lower than 120 degrees.
Water source heat pump | Water Source Heat Pump, 2.5 Tons, 17.4 EER, 4.4 COP
Waterside Economizer | Waterside Economizer
Window shade film | Window Film with SHGC of 0.35 Applied to Standard Window
Zero Energy Doors | Install zero energy doors for a reach-in refrigerated cooler or freezer

## JNF-3.3
FPL 002716
20240012-EG
Docket No.
List of Measures Evaluated for Technical Potential
Exhibit JNF-3, Page 3 of 5
Industrial EE Measures
Measure | Description
1.5HP Open Drip-Proof (ODP) Motor | High Efficiency 1.5 HP Open-Drip Proof Motor
10HP Open Drip-Proof (ODP) Motor | High Efficiency 10 HP Open-Drip Proof Motor
20HP Open Drip-Proof (ODP) Motor | High Efficiency 20 HP Open-Drip Proof Motor
3-phase High Frequency Battery Charger - 1 shift | 3-phase High Frequency Battery Charger
Advanced Rooftop Controller | Advanced Rooftop Controller
Air Compressor Optimization | Performing Routine Maintenance on 20HP Inlet Modulation Fixed-Speed Compressor
Air curtains | Air Curtain across door opening
Airside economizer | Airside Economizer
Auto Closer on Refrigerator Door | One Medium Temperature Walk-In Refrigerator Door with Auto-Closer
Auto Off Time Switch | Auto-Off Time Switch on Interior Lighting, 500 Watts Controlled
Bi-Level Lighting Control (Exterior) | Install Exterior Bi-Level Lighting Control, 500 Watts Controlled
Bi-Level Lighting Control (Interior) | Bi-Level Controls on Interior Lighting, 500 Watts Controlled
Chilled Water Reset | One Chiller with Reset of Chilled Water Temperature Setpoint
Cogged Belt on 15hp ODP Motor | 15HP ODP Motor with Cogged Belts Installed on Supply and/or Return Air Fans
Cogged Belt on 40hp ODP Motor | 40HP ODP Motor with Cogged Belts Installed on Supply and/or Return Air Fans
Compressed Air Desiccant Dryer | heated regenerative desiccant dryer without dew point demand controls
Compressed Air No-Loss Condensate Drains | Install no-loss condensate drains
Compressed Air Storage Tank | 20 HP Inlet Modulation Fixed-Speed Compressor with Receiver Tank
Custom Measure - Non-Lighting | Custom Improvement to Facility's Operations
Dairy Refrigeration Heat Recovery | refrigeration equipment with refrigeration heat recovery tank installed
Dedicated Outside Air System (DOAS) | Install Dedicated Outside Air System (DOAS)
Demand Controlled Ventilation | Return Air System with CO2 Sensors
Demand Defrost | Walk-In Freezer System with Demand-Controlled Electric Defrost Cycle
Dew Point Sensor Control for Dessicant CA Dryer | 1000 CFM Heated Desicant Air Dryer with Dew Point Controls
Drip Irrigation Nozzles | Flow Control Nozzles
Dual Enthalpy Economizer | Standard HVAC Unit with an economizer and dual enthalpy differential control
DX Coil Cleaning | DX Coil Cleaning
Efficient Compressed Air Nozzles | 1/4" Engineered Air Nozzle
Efficient New Construction Lighting | Efficient New Construction Lighting, 15% Better than Code
Electric Actuators | Electric Actuator
Energy Efficient Laboratory Fume Hood | Variable Air Volume High Performance Fume Hood
Energy Efficient Transformers | Energy Efficient Dry Type Transformer (CSL-3)
Energy Recovery Ventilation System | Unitary Cooling Equipment that Incorporates Energy Recovery
Energy Star LED Directional Lamp | Energy Star 7.6W Directional LED lamp
Energy Star room ac | Room AC meeting current ENERGY STAR standards
Energy Star windows | 100ft2 of Window meeting Energy Star Version 6.0 Requirements (U-Value: 0.27, SHGC: 0.21)
Engine Block Timer | An engine block heater operated by an outdoor plug-in timer
Facility Commissioning | Perform facility commissioning
Facility Energy Management System | Typical HVAC by Building Type Controlled by Energy Management System
Fan Thermostat Controller | Typical HVAC by Building Type with Fan Thermostat Controller Installed
Floating Head Pressure Controller | Medium-Temperature Refrigeration System with 5HP Compressor and Adjustable Condenser Head Pressure Control Valve
Grain Bin Aeration Control System | Grain Storage Fan System with Automatic Controls
HE Air Cooled Chiller - All Compressor Types - 100 Tons | HE Air Cooled Chiller - All Compressor Types - 100 Tons
HE Air Cooled Chiller - All Compressor Types - 300 Tons | Air Cooled Positive Displacement Chiller with Integral VFD, 300 Tons, 13.7 EER
HE DX 11.25-20.0 Tons Elec Heat | High Efficiency Packaged or Split DX Unit, 15 Tons, 11.5 SEER
HE DX 11.25-20.0 Tons Other Heat | High Efficiency Packaged or Split DX Unit, 15 Tons, 11.5 SEER
HE DX 5.4-11.25 Tons Elect Heat | High Efficiency Packaged or Split DX Unit, 7.5 Tons, 12 SEER
HE DX 5.4-11.25 Tons Other Heat | High Efficiency Packaged or Split DX Unit, 7.5 Tons, 12 SEER
HE DX Less than 5.4 Tons Elect Heat | High Efficiency Packaged or Split DX Unit, 5 Tons, 14.5 SEER
HE DX Less than 5.4 Tons Other Heat | High Efficiency Packaged or Split DX Unit, 5 Tons, 14.5 SEER
HE Water Cooled Chiller - Centrifugal Compressor - 200 Tons | Water Cooled Centrifugal Chiller with Integral VFD, 200 Tons
HE Water Cooled Chiller - Centrifugal Compressor - 500 Tons | Water Cooled Centrifugal Chiller with Integral VFD, 500 Tons
HE Water Cooled Chiller - Rotary or Screw Compressor - 175 Tons | Water Cooled Positive Displacement Chiller with Integral VFD, 175 Tons
HE Water Cooled Chiller - Rotary or Screw Compressor - 50 Tons | Water Cooled Positive Displacement Chiller with Integral VFD, 50 Tons
High Bay Occupancy Sensors, Ceiling Mounted | Ceiling Mounted Occupancy Sensor, 800 Watts Controlled
High Efficiency Air Compressor | 20 HP VFD Air Compressor
High Efficiency Refrigeration Compressor - Discus | High Efficiency Refrigeration Compressors
High Efficiency Refrigeration Compressor - Scroll | High Efficiency Refrigeration Compressors
High Efficiency Welder | High Efficiency Welder
High Speed Fans | High Speed Fan, 24" - 35" Blade Diameter
High Volume Low Speed Fan (HVLS) | 20' High Volume Low Speed Fan
Indoor Agriculture - LED Grow Lights | LED grow light
Indoor daylight sensor | Install Indoor Daylight Sensors, 500 Watts Controlled
Industrial Duct Sealing | Standard Electric Heating and Central AC with Improved Duct Sealing
Injection Mold and Extruder Barrel Wraps | 2' Diameter, 20' Long Machine Barrel with 1" Insulation
Insulated Pellet Dryer Tanks and Ducts | Insulation for Pellet Tank and Duct
LED - 14W_CFL Baseline | LED (assume 14W) replacing CFL
LED Canopy Lighting (Exterior) | One 67.2W LED Canopy Light
LED Display Lighting (Exterior) | One Letter of LED Signage, < 2ft in Height
LED Display Lighting (Interior) | One Letter of LED Signage, < 2ft in Height
LED exit sign | One 5W Single-Sided LED Exit Sign
LED Exterior Wall Packs | One 35W LED Wall Pack
LED High Bay_HID Baseline | One 140W High Bay LED Fixture
LED High Bay_LF Baseline | One 140W High Bay LED Fixture
LED Linear - Fixture Replacement | 2x4 LED Troffer Fixture
LED Linear - Lamp Replacement | Linear LED
LED Parking Lighting | One 160W LED Area Light
LEED New Construction Whole Building | LEED Qualifying New Construction
Light Tube | One 14" Light Tube, Delivering light to 250 S.F. of Industrial Space
Low Energy Livestock Waterer | Install Thermostatically Controlled Livestock Watering System
Low Pressure Sprinkler Nozzles | Low Pressure Irrigation Nozzles operate at 35 psi or lower
Low Pressure-drop Filters | 20 HP Inlet Modulation Fixed-Speed Compressor with Low Pressure Drop Filter
Milk Pre-Cooler | Installed pre-cooler heat exchanger
Networked Lighting Controls | Install Networked Lighting Controls System on Interior Lighting, 500 Watts Controlled
Occupancy Sensors, Ceiling Mounted | Ceiling Mounted Occupancy Sensor, 500 Watts Controlled
Occupancy sensors, switch mounted | Switch Mounted Occupancy Sensor, 500 Watts Controlled
Outdoor Lighting Controls | Install Exterior Photocell Dimming Controls, 500 Watts Controlled
Outdoor motion sensor | Install Exterior Motion Sensor, 500 Watts Controlled
Packaged Terminal AC | High Efficiency Packaged Terminal AC
Process Cooling Ventilation Reduction | Standard Process Cooling with Reduced Ventilation
Programmable thermostat | Standard Heating and Cooling System with Programmable Thermostat
Reflective Roof Treatment | Reflective Roof Treatment
Refrigeration Commissioning | Commissioned Refrigeration System
Retro-Commissioning (Existing Construction) | Perform Facility Retro-commissioning
Roof insulation | Roof Insulation (built-up roof applicable to flat/low slope roofs)
Smart thermostat | Standard Heating and Cooling System with Smart Thermostat
Strategic Energy Management | SEM goal setting and tracking
Synchronous Belt on 15hp ODP Motor | 15 HP Open-Drip Proof Motor with Synchronous Belts Installed on Supply and/or Return Air Fans
Synchronous Belt on 5hp ODP Motor | 5 HP Open-Drip Proof Motor with Synchronous Belts Installed on Supply and/or Return Air Fans
Synchronous Belt on 75hp ODP Motor | 75 HP Open-Drip Proof Motor with Synchronous Belts Installed on Supply and/or Return Air Fans
Thermal energy storage | Deploy thermal energy storage technology (ice harvester, etc.) to shift load
Time Clock Control | Time Clock Controlled Lighting, 500 Watts Controlled
VAV System | Variable Air Volume Distribution System
VFD on Air Compressor | 20 HP VFD Air Compressor
VFD on Cooling Tower Fans | Cooling Tower Fans with VFD Control
VFD on HVAC Fan | 5 HP HVAC Fan Motor, with VFD Control
VFD on HVAC Pump | VFD on HVAC Pump
VFD on process pump | 20 HP Process Pump Equipped with VFD Control
VSD Controlled Compressor | Refrigeration System with VSD Control
Water source heat pump | Water Source Heat Pump, 2.5 Tons, 17.4 EER, 4.4 COP
Waterside economizer | Waterside Economizer
Window shade film | Window Film with SHGC of 0.35 Applied to Standard Window

## JNF-3.4
FPL 002716
20240012-EG
Docket No.
List of Measures Evaluated for Technical Potential
Exhibit JNF-3, Page 4 of 5
Residential DR Measures
Measure | Description
Central air conditioner - Load Shed | Direct load control program where utility provides day ahead notification that it will send remote signal to shed AC unit load during peak usage period.
Central Heating - Load Shed | Direct load control program where utility provides day ahead notification that it will send remote signal to shed AC unit load during peak usage period.
Central air conditioner - 50% cycling | Direct load control program where utility provides day ahead notification that it will send remote signal to cycle AC unit during peak usage period
Central Heating - 50% cycling | Direct load control program where utility provides day ahead notification that it will send remote signal to cycle AC unit during peak usage period
Smart thermostats - Utility Installation | Similar to AC load control program, but allows customers to participate using a compatible smart thermostat rather than an AC switch
Smart thermostats – BYOT | Similar to AC load control program, but allows customers to participate using a compatible smart thermostat rather than an AC switch
CPP + Tech | Electricity rate that varies based on time of day. Can be same rate schedule for every day during a given season (time of use, or TOU) and with critical peak pricing (CPP) days when peak period rates are substantially higher for a limited number of days per year (customers receive advance notification of CPP event). Customers also receive technology that they can pre-program to curtail load when an event is called.
Water heater control | Load control installed on a water heater (integrated or external switch)
Pool pump switches | Load control program with switch installed on pool pump
Room AC | Load control program that is focused on room AC units rather than central AC
Managed EV Charging – switch | Load control switch that is installed on an EV charger
Managed EV Charging – telematics | Direct load control program leveraging EV smart charging software
Battery Storage with PV | PV charges battery and battery discharges to grid
Small/Medium Business DR Measures
Measure | Description
Central air conditioner - Load Shed | Direct load control program where utility provides day ahead notification that it will send remote signal to shed AC unit load during peak usage period.
Central Heating - Load Shed* | Direct load control program where utility provides day ahead notification that it will send remote signal to shed AC unit load during peak usage period.
Central air conditioner - 50% cycling | Direct load control program where utility provides day ahead notification that it will send remote signal to cycle AC unit during peak usage period
Central Heating - 50% cycling* | Direct load control program where utility provides day ahead notification that it will send remote signal to cycle AC unit during peak usage period
Smart thermostats - Utility Installation* | Similar to AC load control program, but allows customers to participate using a compatible smart thermostat rather than an AC switch
Smart thermostats – BYOT* | Similar to AC load control program, but allows customers to participate using a compatible smart thermostat rather than an AC switch
CPP + Tech | Electricity rate that varies based on time of day. Can be same rate schedule for every day during a given season (time of use, or TOU) and with critical peak pricing (CPP) days when peak period rates are substantially higher for a limited number of days per year (customers receive advance notification of CPP event). Customers also receive technology that they can pre-program to curtail load when an event is called.
Managed EV Charging – switch | Load control switch that is installed on an EV charger
Managed EV Charging – telematics | Direct load control program leveraging EV smart charging software
Battery Storage with PV | PV charges battery and battery discharges to grid
Large Commercial & Industrial DR Measures
Measure | Description
CPP + Tech | Electricity rate that varies based on time of day. Can be same rate schedule for every day during a given season (time of use, or TOU) and with critical peak pricing (CPP) days when peak period rates are substantially higher for a limited number of days per year (customers receive advance notification of CPP event). Customers also receive technology that they can pre-program to curtail load when an event is called.
Auto DR | Custom load control of specific end-uses/processes that is triggered by utility signal to building management system; customer can sometimes opt-out of specific events
Firm Service Level | Customer commits to a maximum usage level during peak periods and, when notified by the utility, agrees to cut usage to that level.
Guaranteed Load Drop | Customer agrees to reduce usage by an agreed upon amount when notified

## JNF-3.5
FPL 002716
20240012-EG
Docket No.
List of Measures Evaluated for Technical Potential
Exhibit JNF-3, Page 5 of 5
Residential DSRE Measures
Measure | Description
PV System | Roof-mounted system, including multiple panels, AC/DC inverter, racking system, and electrical system interconnections
Battery Storage from PV System | Lithium-ion battery system designed to integrate with an on-site PV system to store and discharge excess energy from PV generation
Non-Residential DSRE Measures
Measure | Description
PV System | Roof-mounted system, including multiple panels, AC/DC inverter, racking system, and electrical system interconnections
Battery Storage from PV System | Lithium-ion battery system designed to integrate with an on-site PV system to store and discharge excess energy from PV generation
CHP – Fuel Cell | An electrochemical cell-based generator that reacts hydrogen fuel with oxygen
CHP – Micro Turbine | Small combustion turbine that burns gaseous or liquid fuel to drive a generator
CHP – Gas Turbine | A combustion turbine that burns gaseous or liquid fuel to drive a generator
CHP – Reciprocating Engine | An engine that uses one or more pistons to convert pressure into rotational motion
CHP - Steam Turbine | A turbine that extracts thermal energy from pressured steam to drive a generator

## JNF-4 Goals Scenario
FPL 002716
20240012-EG
Docket No.
2025-2034 Goals Scenarios and Potential Programs
Exhibit JNF-4, Page X of X
RIM
|  | 2025 | 2026 | 2027 | 2028 | 2029 | 2030 | 2031 | 2032 | 2033 | 2034 | Cumulative
Summer MW
| Residential | 10.4476 | 11.0991 | 11.8434 | 12.2274 | 12.6139 | 13.0041 | 13.3986 | 13.7981 | 14.2036 | 14.6196 | 127.2555
| Commercial/Industrial | 9.0954 | 9.0067 | 8.9196 | 6.4297 | 6.3695 | 6.3106 | 6.2527 | 6.196 | 6.1404 | 6.0858 | 70.8064
| Total1 | 19.543 | 20.1058 | 20.763 | 18.6571 | 18.9834 | 19.3146 | 19.6514 | 19.9941 | 20.344 | 20.7054 | 198.0619
Winter MW
| Residential | 10.3254 | 11.321 | 12.5002 | 13.0039 | 13.5244 | 14.0643 | 14.626 | 15.2116 | 15.8241 | 16.4698 | 136.8706
| Commercial/Industrial | 4.8496 | 4.8014 | 4.7537 | 3.2419 | 3.2097 | 3.1779 | 3.1464 | 3.1152 | 3.0843 | 3.0537 | 36.4339
| Total1 | 15.175 | 16.1224 | 17.2539 | 16.2458 | 16.7341 | 17.2422 | 17.7724 | 18.3267 | 18.9084 | 19.5236 | 173.3045
Annual GWh
| Residential | 0.0010258 | 0.0015157 | 0.0021259 | 0.0023139 | 0.0025196 | 0.0027447 | 0.0029914 | 0.0032616 | 0.0035578 | 0.00035872 | 0.022415
| Commercial/Industrial | 0.15381 | 0.15292 | 0.15203 | 0.12429 | 0.12369 | 0.1231 | 0.12252 | 0.12194 | 0.12137 | 0.1208 | 1.3165
| Total1 | 0.15484 | 0.15444 | 0.15416 | 0.1266 | 0.12621 | 0.12584 | 0.12551 | 0.1252 | 0.12492 | 0.12116 | 1.3389
| Rate Impact ($/1,000 kwh)2 | 0.35 | 0.34 | 0.33 | 0.32 | 0.32 | 0.31 | 0.3 | 0.29 | 0.28 | 0.27
TRC
|  | 2025 | 2026 | 2027 | 2028 | 2029 | 2030 | 2031 | 2032 | 2033 | 2034 | Cumulative
Summer MW
| Residential | 28.8543 | 29.409 | 30.1803 | 30.6978 | 31.2929 | 31.9254 | 32.5632 | 33.226 | 33.9039 | 34.6204 | 316.6732
| Commercial/Industrial | 20.0849 | 20.2145 | 20.388 | 18.2827 | 18.6124 | 18.9465 | 19.2443 | 19.4802 | 19.6366 | 19.7108 | 194.6009
| Total1 | 48.9392 | 49.6235 | 50.5683 | 48.9805 | 49.9053 | 50.8719 | 51.8075 | 52.7062 | 53.5405 | 54.3312 | 511.274
Winter MW
| Residential | 24.6423 | 26.8645 | 29.4941 | 31.6084 | 33.768 | 35.8209 | 37.671 | 39.3014 | 40.7115 | 41.9643 | 341.8465
| Commercial/Industrial | 16.5754 | 16.7061 | 16.8645 | 15.6856 | 15.937 | 16.2404 | 16.5228 | 16.7551 | 16.9136 | 16.9911 | 165.1915
| Total1 | 41.2177 | 43.5706 | 46.3586 | 47.2939 | 49.7051 | 52.0612 | 54.1939 | 56.0565 | 57.6251 | 58.9554 | 507.038
Annual GWh
| Residential | 57.3134 | 59.3197 | 61.9439 | 65.0474 | 68.3597 | 71.539 | 74.3347 | 76.7787 | 78.8241 | 80.6166 | 694.0773
| Commercial/Industrial | 73.1901 | 74.3326 | 75.7491 | 78.0679 | 80.5132 | 82.9755 | 85.2082 | 87.0415 | 88.3699 | 89.1835 | 814.6315
| Total1 | 130.5036 | 133.6523 | 137.693 | 143.1153 | 148.8729 | 154.5145 | 159.5428 | 163.8203 | 167.194 | 169.8 | 1508.7088
| Rate Impact ($/1,000 kwh)2 | 0.51 | 0.51 | 0.5 | 0.5 | 0.5 | 0.49 | 0.48 | 0.47 | 0.46 | 0.45
PROPOSED
|  | 2025 | 2026 | 2027 | 2028 | 2029 | 2030 | 2031 | 2032 | 2033 | 2034 | Cumulative
Summer MW
| Residential | 25.1874 | 25.4219 | 25.8016 | 25.8046 | 25.9159 | 26.0692 | 26.2616 | 26.4901 | 26.7529 | 27.0517 | 260.7567
| Commercial/Industrial | 16.2434 | 16.2586 | 16.2771 | 13.8945 | 13.9434 | 13.9953 | 14.0501 | 14.1079 | 14.1686 | 14.2323 | 147.1713
| Total1 | 41.4309 | 41.6806 | 42.0787 | 39.6991 | 39.8593 | 40.0645 | 40.3116 | 40.5979 | 40.9215 | 41.284 | 407.928
Winter MW
| Residential | 19.7318 | 20.613 | 21.6976 | 22.0859 | 22.5455 | 23.0392 | 23.5677 | 24.1321 | 24.7344 | 25.3797 | 227.5268
| Commercial/Industrial | 9.653 | 9.681 | 9.7109 | 8.278 | 8.3261 | 8.376 | 8.4276 | 8.481 | 8.5361 | 8.5931 | 88.0629
| Total1 | 29.3848 | 30.2941 | 31.4084 | 30.3639 | 30.8716 | 31.4151 | 31.9953 | 32.6131 | 33.2705 | 33.9728 | 315.5897
Annual GWh
| Residential | 39.3107 | 38.5521 | 37.9009 | 36.882 | 36.4144 | 36.0259 | 35.7088 | 35.4563 | 35.2623 | 35.1178 | 366.6312
| Commercial/Industrial | 48.3979 | 49.1295 | 49.8733 | 50.6029 | 51.3724 | 52.1549 | 52.9507 | 53.7599 | 54.5829 | 55.4198 | 518.2442
| Total1 | 87.7086 | 87.6816 | 87.7742 | 87.4849 | 87.7868 | 88.1808 | 88.6595 | 89.2162 | 89.8452 | 90.5376 | 884.8755
| Rate Impact ($/1,000 kwh)2 | 0.46 | 0.45 | 0.44 | 0.43 | 0.42 | 0.41 | 0.4 | 0.39 | 0.38 | 0.37
1) May not add due to rounding
2) ECCR rate impact does not include survey programs, CILC/CDR program, CRD program and common expenses

## JNF-4 RIM Res Load Mgt OnCa
FPL 002716
20240012-EG
Docket No.
2025-2034 Goal Scenarios and Potential Programs
Exhibit JNF-4, Page X of X
| Goals Scenario: | RIM
| Program: |  | Residential Load Management (On Call®)
| Summary Program Description: |  | Monthly bill credits for direct load control of HVAC, water heating and pool pumps
|  |  | 2025 | 2026 | 2027 | 2028 | 2029 | 2030 | 2031 | 2032 | 2033 | 2034
| Participants |  | 3491.5604 | 3579.5875 | 3664.7962 | 3747.3619 | 3825.4423 | 3898.9289 | 3967.4839 | 4030.6354 | 4088.0717 | 4140.5973
| Summer MW* |  | 9.8427 | 10.0908 | 10.331 | 10.5638 | 10.7839 | 10.991 | 11.1843 | 11.3623 | 11.5242 | 11.6723
| Winter MW* |  | 9.1791 | 9.4105 | 9.6345 | 9.8516 | 10.0569 | 10.2501 | 10.4303 | 10.5963 | 10.7473 | 10.8854
| Annual GWh* |  | 0.00030249 | 0.00031012 | 0.0003175 | 0.00032465 | 0.00033142 | 0.00033779 | 0.00034372 | 0.0003492 | 0.00035417 | 0.00035872
| Program Cost Estimate |  | 36096984.6891 | 36892907.8628 | 36575978.1017 | 36226576.5786 | 36076646.984 | 35743138.5041 | 35394141.7472 | 34775463.7681 | 34458900.607 | 34169779.6799
Program Measures
HVAC
Water Heater
Pool Pump
Cost Effectiveness
| $(000) | RIM | Monthly bill credits for direct load control of HVAC, water heating and pool pumps 2025: TRC; Monthly bill credits for direct load control of HVAC, water heating and pool pumps 2026: Participant
| NPV Benefits | 49599.1164 | Monthly bill credits for direct load control of HVAC, water heating and pool pumps 2025: 49599.1164; Monthly bill credits for direct load control of HVAC, water heating and pool pumps 2026: 23045.9582
| NPV Cost | 39337.8621 | Monthly bill credits for direct load control of HVAC, water heating and pool pumps 2025: 16293.086; Monthly bill credits for direct load control of HVAC, water heating and pool pumps 2026: 0
| Ratio | 1.2608 | Monthly bill credits for direct load control of HVAC, water heating and pool pumps 2025: 3.0442; Monthly bill credits for direct load control of HVAC, water heating and pool pumps 2026: INFINITE
* Values are @ Generator

## JNF-4 RIM On Bill HVAC
FPL 002716
20240012-EG
Docket No.
2025-2034 Goal Scenarios and Potential Programs
Exhibit JNF-4, Page X of X
| Goals Scenario: | RIM
| Program: |  | Residential Load Management (On Call®)
| Summary Program Description: |  | HVAC on bill with direct load control
|  |  | 2025 | 2026 | 2027 | 2028 | 2029 | 2030 | 2031 | 2032 | 2033 | 2034
| Participants |  | 300 | 500 | 750 | 825 | 907.5 | 998.25 | 1098.075 | 1207.8825 | 1328.6708 | 1461.5378
| Summer MW* |  | 0.60497 | 1.0083 | 1.5124 | 1.6637 | 1.83 | 2.013 | 2.2144 | 2.4358 | 2.6794 | 2.9473
| Winter MW* |  | 1.1463 | 1.9105 | 2.8657 | 3.1523 | 3.4675 | 3.8143 | 4.1957 | 4.6152 | 5.0768 | 5.5844
| Annual GWh* |  | 0.00072335 | 0.0012056 | 0.0018084 | 0.0019892 | 0.0021881 | 0.002407 | 0.0026477 | 0.0029124 | 0.0032037
| Program Cost Estimate** |  | 1094767.4052 | 1046737.5937 | 983118.5802 | 882809.9863 | 751076.1772 | 595061.9145 | 425137.1487 | -21112.0127 | -170438.3075 | -294582.8077
Program Measures
HVAC
Cost Effectiveness
| $(000) | RIM | HVAC on bill with direct load control 2025: TRC; HVAC on bill with direct load control 2026: Participant
| NPV Benefits | 9433.68 | HVAC on bill with direct load control 2025: 9433.68; HVAC on bill with direct load control 2026: 3814.578
| NPV Cost | 6582.264 | HVAC on bill with direct load control 2025: 3012.6749; HVAC on bill with direct load control 2026: 3012.6749
| Score | 1.4332 | HVAC on bill with direct load control 2025: 3.1313; HVAC on bill with direct load control 2026: 1.2662
* Values are @ Generator
** Program costs net of program revenues

## JNF-4 RIM Bus On Call
FPL 002716
20240012-EG
Docket No.
2025-2034 Goal Scenarios and Potential Programs
Exhibit JNF-4, Page X of X
| Goals Scenario: | RIM
| Program: |  | Business On Call®
| Summary Program Description: |  | Monthly bill credits for direct load control of HVAC
|  |  | 2025 | 2026 | 2027 | 2028 | 2029 | 2030 | 2031 | 2032 | 2033 | 2034
| Participants |  | 1089.6791 | 1080.6568 | 1072.4372 | 1064.8425 | 1057.8963 | 1051.5474 | 1045.7779 | 1040.5767 | 1035.9361 | 1031.7924
| Summer MW* |  | 1.1505 | 1.141 | 1.1323 | 1.1243 | 1.1169 | 1.1102 | 1.1041 | 1.0986 | 1.0937 | 1.0894
| Winter MW* |  | 0 | 0 | 0 | 0 | 0 | 0 | 0 | 0 | 0 | 0
| Annual GWh* |  | 0.0011488 | 0.0011393 | 0.0011306 | 0.0011226 | 0.0011153 | 0.0011086 | 0.0011025 | 0.001097 | 0.0010921 | 0.0010878
| Program Cost Estimate |  | 2758903.5931 | 2749795.7395 | 2738657.1362 | 2726489.4075 | 2713293.6051 | 2700834.8068 | 2687582.4677 | 2674570.8897 | 2661745.829 | 2648823.7965
Program Measures
HVAC
Cost Effectiveness
| $(000) | RIM | Monthly bill credits for direct load control of HVAC 2025: TRC; Monthly bill credits for direct load control of HVAC 2026: Participant
| NPV Benefits | 4495.1812 | Monthly bill credits for direct load control of HVAC 2025: 4495.1812; Monthly bill credits for direct load control of HVAC 2026: 2942.9074
| NPV Cost | 4292.1604 | Monthly bill credits for direct load control of HVAC 2025: 1351.3253; Monthly bill credits for direct load control of HVAC 2026: 0
| Ratio | 1.0473 | Monthly bill credits for direct load control of HVAC 2025: 3.3265; Monthly bill credits for direct load control of HVAC 2026: INFINITE
* Values are @ Generator

## JNF-4 RIM CDR
FPL 002716
20240012-EG
Docket No.
2025-2034 Goal Scenarios and Potential Programs
Exhibit JNF-4, Page X of X
| Goals Scenario: | RIM
| Program: |  | CDR
| Summary Program Description: |  | Bill credits for control of customer loads >200 kW
|  |  | 2025 | 2026 | 2027 | 2028 | 2029 | 2030 | 2031 | 2032 | 2033 | 2034
| Participants |  | 7500 | 7425 | 7350.75 | 5000 | 4950 | 4900.5 | 4851.495 | 4802.9801 | 4754.9502 | 4707.4007
| Summer MW* |  | 7.9185 | 7.8393 | 7.7609 | 5.279 | 5.2262 | 5.1739 | 5.1222 | 5.071 | 5.0203 | 4.9701
| Winter MW* |  | 4.8232 | 4.775 | 4.7273 | 3.2155 | 3.1833 | 3.1515 | 3.12 | 3.0888 | 3.0579 | 3.0273
| Annual GWh* |  | 0.0885 | 0.087615 | 0.086739 | 0.059 | 0.05841 | 0.057826 | 0.057248 | 0.056675 | 0.056108 | 0.055547
| Program Cost Estimate |  | 37511423.1067 | 37733105.5735 | 37951050.4177 | 37939285.0944 | 37934424.3232 | 37925001.6347 | 37911062.6481 | 37892652.5264 | 37869815.9809 | 37842597.2759
Program Measures
Controllable Load
Cost Effectiveness
| $(000) | RIM | Bill credits for control of customer loads >200 kW 2025: TRC; Bill credits for control of customer loads >200 kW 2026: Participant
| NPV Benefits | 27621.1328 | Bill credits for control of customer loads >200 kW 2025: 27621.1328; Bill credits for control of customer loads >200 kW 2026: 37483.2333
| NPV Cost | 38101.1437 | Bill credits for control of customer loads >200 kW 2025: 689.5308; Bill credits for control of customer loads >200 kW 2026: 0
| Ratio | 0.72494 | Bill credits for control of customer loads >200 kW 2025: 40.0579; Bill credits for control of customer loads >200 kW 2026: INFINITE
* Values are @ Generator

## JNF-4 RIM BCI
FPL 002716
20240012-EG
Docket No.
2025-2034 Goal Scenarios and Potential Programs
Exhibit JNF-4, Page X of X
| Goals Scenario: | RIM
| Program: |  | Business Custom Incentive
| Summary Program Description: |  | Customized incentives for qualifying energy efficiency projects
|  |  | 2025 | 2026 | 2027 | 2028 | 2029 | 2030 | 2031 | 2032 | 2033 | 2034
| Participants |  | 25 | 25 | 25 | 25 | 25 | 25 | 25 | 25 | 25 | 25
| Summer MW* |  | 0.026395 | 0.026395 | 0.026395 | 0.026395 | 0.026395 | 0.026395 | 0.026395 | 0.026395 | 0.026395 | 0.026395
| Winter MW* |  | 0.026395 | 0.026395 | 0.026395 | 0.026395 | 0.026395 | 0.026395 | 0.026395 | 0.026395 | 0.026395 | 0.026395
| Annual GWh* |  | 0.064165 | 0.064165 | 0.064165 | 0.064165 | 0.064165 | 0.064165 | 0.064165 | 0.064165 | 0.064165 | 0.064165
| Program Cost Estimate |  | 20000 | 20000 | 20000 | 20000 | 20000 | 20000 | 20000 | 20000 | 20000 | 20000
Program Measures
Non-Specified
* Values are @ Generator

## JNF -4 TRC Res HVAC Plus
FPL 002716
20240012-EG
Docket No.
2025-2034 Goal Scenarios and Potential Programs
Exhibit JNF-4, Page X of X
| Goals Scenario: | TRC
| Program: |  | Residential HVAC Plus
| Summary Program Description: |  | Tiered upfront incentives for installation of energy efficient HVAC equipment and duct sealing
|  |  | 2025 | 2026 | 2027 | 2028 | 2029 | 2030 | 2031 | 2032 | 2033 | 2034
| Participants |  | 24913 | 25778 | 26729 | 27749.02 | 28795.0802 | 29812.201 | 30779.403 | 31703.707 | 32591.1341 | 33463.7055
| Summer MW* |  | 4.2619 | 4.5241 | 4.8213 | 5.1522 | 5.5004 | 5.8459 | 6.1807 | 6.5066 | 6.8236 | 7.1375
| Winter MW* |  | 9.6926 | 10.9995 | 12.4753 | 14.0655 | 15.6526 | 17.1066 | 18.3596 | 19.4006 | 20.2429 | 20.9309
| Annual GWh* |  | 22.7149 | 25.0287 | 27.6448 | 30.4888 | 33.3682 | 36.0664 | 38.4753 | 40.5846 | 42.4115 | 44.0282
| Program Cost Estimate |  | 6492726.8363 | 6898655.1107 | 7354392.2906 | 7846675.216 | 8349026.1144 | 8750741.7972 | 9183454.6132 | 9575340.6945 | 9930185.6804 | 10260076.1896
Program Measures
ASHP - CEE Tier 2: 16.8 SEER/16 SEER2; 9.0 HSPF (from elec resistance)
Properly Sized CAC
Duct Repair
ASHP - ENERGY STAR/CEE Tier 1: 16 SEER/15.2 SEER2 (from elect resistance)
ASHP - ENERGY STAR/CEE Tier 1: 16 SEER/15.2 SEER2, 9.0 HSPF
Central AC - ENERGY STAR/CEE Tier 1: 16 SEER/15.2 SEER2
Cost Effectiveness
| $(000) | RIM | Tiered upfront incentives for installation of energy efficient HVAC equipment and duct sealing 2025: TRC; Tiered upfront incentives for installation of energy efficient HVAC equipment and duct sealing 2026: Participant
| NPV Benefits | 192511.7876 | Tiered upfront incentives for installation of energy efficient HVAC equipment and duct sealing 2025: 192511.7876; Tiered upfront incentives for installation of energy efficient HVAC equipment and duct sealing 2026: 543304.3767
| NPV Cost | 436910.6541 | Tiered upfront incentives for installation of energy efficient HVAC equipment and duct sealing 2025: 95290.4629; Tiered upfront incentives for installation of energy efficient HVAC equipment and duct sealing 2026: 83045.62
| Score | 0.44062 | Tiered upfront incentives for installation of energy efficient HVAC equipment and duct sealing 2025: 2.0203; Tiered upfront incentives for installation of energy efficient HVAC equipment and duct sealing 2026: 6.5422
* Values are @ Generator

## JNF-4 TRC Res Building Envelope
FPL 002716
20240012-EG
Docket No.
2025-2034 Goal Scenarios and Potential Programs
Exhibit JNF-4, Page X of X
| Goals Scenario: | TRC
| Program: |  | Residential Building Envelope
| Summary Program Description: |  | Upfront incentives for installation of qualifying ceiling insulation and windows
|  |  | 2025 | 2026 | 2027 | 2028 | 2029 | 2030 | 2031 | 2032 | 2033 | 2034
| Participants |  | 3131 | 2881 | 2673 | 2507 | 2373.3 | 2258.47 | 2143.323 | 2007.8907 | 1837.4016 | 1634.2615
| Summer MW* |  | 5.1354 | 4.6271 | 4.1712 | 3.7625 | 3.3962 | 3.0669 | 2.7697 | 2.4995 | 2.2522 | 2.0255
| Winter MW* |  | 1.9029 | 1.7181 | 1.5534 | 1.4068 | 1.2762 | 1.159 | 1.0523 | 0.95332 | 0.86 | 0.7718
| Annual GWh* |  | 10.4639 | 9.4331 | 8.5099 | 7.684 | 6.9448 | 6.2809 | 5.6804 | 5.132 | 4.6263 | 4.1588
| Program Cost Estimate |  | 1148314.4261 | 1084933.2078 | 1041751.503 | 1020173.9395 | 1013555.5351 | 999822.0547 | 987314.8114 | 950929.9836 | 879779.9965 | 776472.148
Program Measures
Energy Star Windows
Ceiling Insulation(R2 to R30)
Ceiling Insulation(R2 to R38)
Cost Effectiveness
| $(000) | RIM | Upfront incentives for installation of qualifying ceiling insulation and windows 2025: TRC; Upfront incentives for installation of qualifying ceiling insulation and windows 2026: Participant
| NPV Benefits | 68177.406 | Upfront incentives for installation of qualifying ceiling insulation and windows 2025: 68177.406; Upfront incentives for installation of qualifying ceiling insulation and windows 2026: 118366.0486
| NPV Cost | 94012.2853 | Upfront incentives for installation of qualifying ceiling insulation and windows 2025: 30428.8079; Upfront incentives for installation of qualifying ceiling insulation and windows 2026: 27580.2594
| Score | 0.7252 | Upfront incentives for installation of qualifying ceiling insulation and windows 2025: 2.2406; Upfront incentives for installation of qualifying ceiling insulation and windows 2026: 4.2917
* Values are @ Generator

## JNF-4 TRC Res Low Income
FPL 002716
20240012-EG
Docket No.
2025-2034 Goal Scenarios and Potential Programs
Exhibit JNF-4, Page X of X
| Goals Scenario: | TRC
| Program: |  | Residential Low Income Weatherization
| Summary Program Description: |  | Direct installation of energy saving measures
|  |  | 2025 | 2026 | 2027 | 2028 | 2029 | 2030 | 2031 | 2032 | 2033 | 2034
| Participants |  | 11000 | 11110 | 11221.1 | 11333.311 | 11446.6441 | 11561.1106 | 11676.7217 | 11793.4889 | 11911.4238 | 12030.538
| Summer MW* |  | 5.5726 | 5.6283 | 5.6846 | 5.7414 | 5.7988 | 5.8568 | 5.9154 | 5.9745 | 6.0343 | 6.0946
| Winter MW* |  | 0.84515 | 0.85361 | 0.86214 | 0.87076 | 0.87947 | 0.88826 | 0.89715 | 0.90612 | 0.91518 | 0.92433
| Annual GWh* |  | 10.208 | 10.3101 | 10.4132 | 10.5174 | 10.6225 | 10.7288 | 10.836 | 10.9444 | 11.0539 | 11.1644
| Program Cost Estimate |  | 4719000 | 4766190 | 4813851.9 | 4861990.419 | 4910610.3232 | 4959716.4264 | 5009313.5907 | 5059406.7266 | 5110000.7939 | 5161100.8018
Program Measures
Weatherization (Caulking/Stripping)
Duct Testing & Repair
Air Conditioning Unit Maintenance
Air Conditioning Outdoor Coil Cleaning
Faucet Aerators - Kitchen and Bathroom
Low-Flow Showerhead
Water Heater Pipe Wrap
Ceiling Insulation
LED
Cost Effectiveness
| $(000) | RIM | Direct installation of energy saving measures 2025: TRC; Direct installation of energy saving measures 2026: Participant
| NPV Benefits | 100966.2635 | Direct installation of energy saving measures 2025: 100966.2635; Direct installation of energy saving measures 2026: 172223.8962
| NPV Cost | 163620.1238 | Direct installation of energy saving measures 2025: 29729.406; Direct installation of energy saving measures 2026: 0
| Score | 0.61708 | Direct installation of energy saving measures 2025: 3.3962; Direct installation of energy saving measures 2026: INFINITE
* Values are @ Generator

## JNF-4 TRC Res Whole Home Plus
FPL 002716
20240012-EG
Docket No.
2025-2034 Goal Scenarios and Potential Programs
Exhibit JNF-4, Page X of X
| Goals Scenario: | TRC
| Program: |  | Residential Whole Home Plus
| Summary Program Description: |  | Tiered upfront incentives for energy efficient new home construction
|  |  | 2025 | 2026 | 2027 | 2028 | 2029 | 2030 | 2031 | 2032 | 2033 | 2034
| Participants |  | 4748 | 4775 | 4817.37 | 4868.1137 | 4923.2348 | 4983.7372 | 5044.6246 | 5122.9008 | 5222.5698 | 5347.6355
| Summer MW* |  | 2.827 | 2.8352 | 2.8619 | 2.898 | 2.9428 | 2.9933 | 3.0421 | 3.1185 | 3.2215 | 3.3607
| Winter MW* |  | 1.3062 | 1.2969 | 1.2981 | 1.3045 | 1.3155 | 1.3293 | 1.3418 | 1.3684 | 1.4081 | 1.4653
| Annual GWh* |  | 10.1525 | 10.1424 | 10.2125 | 10.3233 | 10.4711 | 10.6423 | 10.8057 | 11.0856 | 11.4768 | 12.0191
| Program Cost Estimate |  | 1299336.6996 | 1294909.0351 | 1303232.3669 | 1318526.4476 | 1337200.9676 | 1336973.9659 | 1359585.5688 | 1396384.4162 | 1450708.9677 | 1525897.6871
Program Measures
New Construction - Whole Home Improvements - Tier 1
New Construction - Whole Home Improvements - Tier 2
BuildSmart® - Non-Specified
Cost Effectiveness
| $(000) | RIM | Tiered upfront incentives for energy efficient new home construction 2025: TRC; Tiered upfront incentives for energy efficient new home construction 2026: Participant
| NPV Benefits | 71448.9049 | Tiered upfront incentives for energy efficient new home construction 2025: 71448.9049; Tiered upfront incentives for energy efficient new home construction 2026: 165023.2749
| NPV Cost | 131382.5876 | Tiered upfront incentives for energy efficient new home construction 2025: 35684.4286; Tiered upfront incentives for energy efficient new home construction 2026: 31005.0572
| Score | 0.54382 | Tiered upfront incentives for energy efficient new home construction 2025: 2.0022; Tiered upfront incentives for energy efficient new home construction 2026: 5.3225
* Values are @ Generator

## JNF- 4 TRC Res Retail
FPL 002716
20240012-EG
Docket No.
2025-2034 Goal Scenarios and Potential Programs
Exhibit JNF-4, Page X of X
| Goals Scenario: | TRC
| Program: |  | Residential Retail Products
| Summary Program Description: |  | Incentives for various retail energy efficiency products
|  |  | 2025 | 2026 | 2027 | 2028 | 2029 | 2030 | 2031 | 2032 | 2033 | 2034
| Participants |  | 258515 | 269535 | 282315 | 297308 | 313420 | 328996 | 342750 | 354091 | 361889 | 366831
| Summer MW* |  | 0.60979 | 0.69509 | 0.79793 | 0.91618 | 1.0408 | 1.1584 | 1.2567 | 1.3287 | 1.3688 | 1.3825
| Winter MW* |  | 0.57003 | 0.6754 | 0.80492 | 0.95689 | 1.1198 | 1.2735 | 1.3942 | 1.4615 | 1.4612 | 1.4021
| Annual GWh* |  | 3.7731 | 4.4039 | 5.1613 | 6.0316 | 6.9505 | 7.8179 | 8.5342 | 9.0288 | 9.2521 | 9.2457
| Program Cost Estimate |  | 413209.5362 | 466968.8657 | 530028.8427 | 600957.3474 | 674347.4306 | 653737.9736 | 706122.2283 | 752034.4066 | 791178.4554 | 825672.6539
Program Measures
Energy Star Clothes Washer
Hot Water Pipe Insulation
LED Specialty Lamps-5W Chandelier
Smart Thermostat
Cost Effectiveness
| $(000) | RIM | Incentives for various retail energy efficiency products 2025: TRC; Incentives for various retail energy efficiency products 2026: Participant
| NPV Benefits | 34504.3524 | Incentives for various retail energy efficiency products 2025: 34504.3524; Incentives for various retail energy efficiency products 2026: 102784.182
| NPV Cost | 83899.2349 | Incentives for various retail energy efficiency products 2025: 32694.8186; Incentives for various retail energy efficiency products 2026: 27340.59
| Score | 0.41126 | Incentives for various retail energy efficiency products 2025: 1.0553; Incentives for various retail energy efficiency products 2026: 3.7594
* Values are @ Generator

## JNF-4 TRC Res Load Mgt OnCall
FPL 002716
20240012-EG
Docket No.
2025-2034 Goal Scenarios and Potential Programs
Exhibit JNF-4, Page X of X
| Goals Scenario: | TRC
| Program: |  | Residential Load Management (On Call®)
| Summary Program Description: |  | Monthly bill credits for direct load control of HVAC, water heating and pool pumps
|  |  | 2025 | 2026 | 2027 | 2028 | 2029 | 2030 | 2031 | 2032 | 2033 | 2034
| Participants |  | 3491.5604 | 3579.5875 | 3664.7962 | 3747.3619 | 3825.4423 | 3898.9289 | 3967.4839 | 4030.6354 | 4088.0717 | 4140.5973
| Summer MW* |  | 9.8427 | 10.0908 | 10.331 | 10.5638 | 10.7839 | 10.991 | 11.1843 | 11.3623 | 11.5242 | 11.6723
| Winter MW* |  | 9.1791 | 9.4105 | 9.6345 | 9.8516 | 10.0569 | 10.2501 | 10.4303 | 10.5963 | 10.7473 | 10.8854
| Annual GWh* |  | 0.00030249 | 0.00031012 | 0.0003175 | 0.00032465 | 0.00033142 | 0.00033779 | 0.00034372 | 0.0003492 | 0.00035417 | 0.00035872
| Program Cost Estimate |  | 36096984.6891 | 36892907.8628 | 36575978.1017 | 36226576.5786 | 36076646.984 | 35743138.5041 | 35394141.7472 | 34775463.7681 | 34458900.607 | 34169779.6799
Program Measures
HVAC
Water Heater
Pool Pump
Cost Effectiveness
| $(000) | RIM | Monthly bill credits for direct load control of HVAC, water heating and pool pumps 2025: TRC; Monthly bill credits for direct load control of HVAC, water heating and pool pumps 2026: Participant
| NPV Benefits | 49599.1164 | Monthly bill credits for direct load control of HVAC, water heating and pool pumps 2025: 49599.1164; Monthly bill credits for direct load control of HVAC, water heating and pool pumps 2026: 23045.9582
| NPV Cost | 39337.8621 | Monthly bill credits for direct load control of HVAC, water heating and pool pumps 2025: 16293.086; Monthly bill credits for direct load control of HVAC, water heating and pool pumps 2026: 0
| Ratio | 1.2608 | Monthly bill credits for direct load control of HVAC, water heating and pool pumps 2025: 3.0442; Monthly bill credits for direct load control of HVAC, water heating and pool pumps 2026: INFINITE
* Values are @ Generator

## JNF-4 TRC Res On Bill HVAC
FPL 002716
20240012-EG
Docket No.
2025-2034 Goal Scenarios and Potential Programs
Exhibit JNF-4, Page X of X
| Goals Scenario: | TRC
| Program: |  | Residential Load Management (On Call®)
| Summary Program Description: |  | HVAC on bill with direct load control
|  |  | 2025 | 2026 | 2027 | 2028 | 2029 | 2030 | 2031 | 2032 | 2033 | 2034
| Participants |  | 300 | 500 | 750 | 825 | 907.5 | 998.25 | 1098.075 | 1207.8825 | 1328.6708 | 1461.5378
| Summer MW1 |  | 0.60497 | 1.0083 | 1.5124 | 1.6637 | 1.83 | 2.013 | 2.2144 | 2.4358 | 2.6794 | 2.9473
| Winter MW1 |  | 1.1463 | 1.9105 | 2.8657 | 3.1523 | 3.4675 | 3.8143 | 4.1957 | 4.6152 | 5.0768 | 5.5844
| Annual GWh1 |  | 0.00072335 | 0.0012056 | 0.0018084 | 0.0019892 | 0.0021881 | 0.002407 | 0.0026477 | 0.0029124 | 0.0032037
| Program Cost Estimate2 |  | 1094767.4052 | 1046737.5937 | 983118.5802 | 882809.9863 | 751076.1772 | 595061.9145 | 425137.1487 | -21112.0127 | -170438.3075 | -294582.8077
1) Values are @ Generator
2) Program costs net of program revenues
Program Measures
HVAC
Cost Effectiveness
| $(000) | RIM | HVAC on bill with direct load control 2025: TRC; HVAC on bill with direct load control 2026: Participant
| NPV Benefits | 9433.68 | HVAC on bill with direct load control 2025: 9433.68; HVAC on bill with direct load control 2026: 3814.578
| NPV Cost | 6582.264 | HVAC on bill with direct load control 2025: 3012.6749; HVAC on bill with direct load control 2026: 3012.6749
| Score | 1.4332 | HVAC on bill with direct load control 2025: 3.1313; HVAC on bill with direct load control 2026: 1.2662

## JNF-4 TRC Bus HVAC Plus
FPL 002716
20240012-EG
Docket No.
2025-2034 Goal Scenarios and Potential Programs
Exhibit JNF-4, Page X of X
| Goals Scenario: | TRC
| Program: |  | Business HVAC Plus
| Summary Program Description: |  | Tiered upfront incentives for installation of energy efficient HVAC equipment
|  |  | 2025 | 2026 | 2027 | 2028 | 2029 | 2030 | 2031 | 2032 | 2033 | 2034
| Participants |  | 5863.4839 | 5958.0694 | 6070.1567 | 6235.4826 | 6398.208 | 6570.5424 | 6731.4777 | 6868.1752 | 6968.4177 | 7024.8073
| Summer MW* |  | 6.1905 | 6.2904 | 6.4088 | 6.5833 | 6.7551 | 6.937 | 7.107 | 7.2513 | 7.3571 | 7.4167
| Winter MW* |  | 7.3656 | 7.4104 | 7.4566 | 7.5635 | 7.6148 | 7.7276 | 7.8504 | 7.9676 | 8.0611 | 8.1169
| Annual GWh* |  | 35.9005 | 36.212 | 36.6181 | 37.4127 | 38.2319 | 39.1174 | 39.9632 | 40.6959 | 41.2482 | 41.5713
| Program Cost Estimate |  | 4201770.2084 | 4298864.6927 | 4417283.7499 | 4593701.2939 | 4774133.5635 | 4889387.6269 | 5065041.5974 | 5210049.3329 | 5305495.457 | 5338554.4122
Program Measures
| Commercial Duct Sealing |  | Tiered upfront incentives for installation of energy efficient HVAC equipment 2027: Industrial Duct Sealing
| Smart Thermostat |  | Tiered upfront incentives for installation of energy efficient HVAC equipment 2027: Airside Economizer
| ECM Motors on Furnaces |  | Tiered upfront incentives for installation of energy efficient HVAC equipment 2027: High Volume Low Speed Fan (HVLS)
| Waterside Economizer |  | Tiered upfront incentives for installation of energy efficient HVAC equipment 2027: Infiltration Reduction - Air Sealing
| VFD on Cooling Tower Fans |  | Tiered upfront incentives for installation of energy efficient HVAC equipment 2027: Custom Measure - Non-Lighting
| Chilled Water Reset |  | Tiered upfront incentives for installation of energy efficient HVAC equipment 2027: HE Water Cooled Chiller - Centrifugal Compressor - 200 Tons
| VAV System |  | Tiered upfront incentives for installation of energy efficient HVAC equipment 2027: HE Water Cooled Chiller - Centrifugal Compressor - 500 Tons
| Facility Energy Management System_VT |  | Tiered upfront incentives for installation of energy efficient HVAC equipment 2027: HE DX Less than 5.4 Tons Elect Heat
| Efficient Exhaust Hood |  | Tiered upfront incentives for installation of energy efficient HVAC equipment 2027: HE DX Less than 5.4 Tons Other Heat
| Energy Star Room AC |  | Tiered upfront incentives for installation of energy efficient HVAC equipment 2027: High Efficiency PTAC
| Facility Energy Management System_SC |  | Tiered upfront incentives for installation of energy efficient HVAC equipment 2027: High Efficiency PTHP
| Facility Energy Management System_SH |  | Tiered upfront incentives for installation of energy efficient HVAC equipment 2027: Water Source Heat Pump
| VFD on HVAC Fan |  | Tiered upfront incentives for installation of energy efficient HVAC equipment 2027: VFD on HVAC Pump
Strategic Energy Management
Cost Effectiveness
| $(000) | RIM | Tiered upfront incentives for installation of energy efficient HVAC equipment 2025: TRC; Tiered upfront incentives for installation of energy efficient HVAC equipment 2026: Participant
| NPV Benefits | 208555.4419 | Tiered upfront incentives for installation of energy efficient HVAC equipment 2025: 208555.4419; Tiered upfront incentives for installation of energy efficient HVAC equipment 2026: 537863.1318
| NPV Cost | 460073.1208 | Tiered upfront incentives for installation of energy efficient HVAC equipment 2025: 146721.556; Tiered upfront incentives for installation of energy efficient HVAC equipment 2026: 137637.3355
| Score | 0.45331 | Tiered upfront incentives for installation of energy efficient HVAC equipment 2025: 1.4214; Tiered upfront incentives for installation of energy efficient HVAC equipment 2026: 3.9078
* Values are @ Generator

## JNF-4 TRC Bus Light Plus
FPL 002716
20240012-EG
Docket No.
2025-2034 Goal Scenarios and Potential Programs
Exhibit JNF-4, Page X of X
| Goals Scenario: | TRC
| Program: |  | Business Lighting Plus
| Summary Program Description: |  | Upfront incentives for installation of energy efficiency lighting products
|  |  | 2025 | 2026 | 2027 | 2028 | 2029 | 2030 | 2031 | 2032 | 2033 | 2034
| Participants |  | 3534.5489 | 3586.4142 | 3639.2322 | 3699.8862 | 3758.8681 | 3822.6699 | 3888.6196 | 3956.0173 | 4024.2086 | 4092.5551
| Summer MW* |  | 3.7317 | 3.7865 | 3.8422 | 3.9063 | 3.9685 | 4.0359 | 4.1055 | 4.1767 | 4.2487 | 4.3208
| Winter MW* |  | 3.2912 | 3.3383 | 3.3862 | 3.4417 | 3.4951 | 3.5533 | 3.6136 | 3.6753 | 3.7376 | 3.7999
| Annual GWh* |  | 28.8535 | 29.274 | 29.7022 | 30.1955 | 30.6749 | 31.194 | 31.7308 | 32.2793 | 32.8342 | 33.3902
| Program Cost Estimate |  | 606053.8427 | 607817.2329 | 609318.6602 | 613980.4094 | 616287.506 | 618660.8377 | 624162.8901 | 629882.1013 | 635343.217 | 640143.1441
Program Measures
Occupancy Sensors, Ceiling Mounted
LED Exterior Wall Packs
Outdoor Motion Sensor
LED Parking Lighting
LED High Bay_HID Baseline
LED High Bay_LF Baseline
LED Linear - Fixture Replacement
Cost Effectiveness
| $(000) | RIM | Upfront incentives for installation of energy efficiency lighting products 2025: TRC; Upfront incentives for installation of energy efficiency lighting products 2026: Participant
| NPV Benefits | 148235.7002 | Upfront incentives for installation of energy efficiency lighting products 2025: 148235.7002; Upfront incentives for installation of energy efficiency lighting products 2026: 415653.2741
| NPV Cost | 346765.5373 | Upfront incentives for installation of energy efficiency lighting products 2025: 103687.0937; Upfront incentives for installation of energy efficiency lighting products 2026: 102559.1895
| Score | 0.42748 | Upfront incentives for installation of energy efficiency lighting products 2025: 1.4296; Upfront incentives for installation of energy efficiency lighting products 2026: 4.0528
* Values are @ Generator

## JNF-4 TRC Bus Water Heating
FPL 002716
20240012-EG
Docket No.
2025-2034 Goal Scenarios and Potential Programs
Exhibit JNF-4, Page X of X
| Goals Scenario: | TRC
| Program: |  | Business Water Heating
| Summary Program Description: |  | Upfront incentives for installation of energy efficient water heating equipment
|  |  | 2025 | 2026 | 2027 | 2028 | 2029 | 2030 | 2031 | 2032 | 2033 | 2034
| Participants |  | 224.6248 | 290.5755 | 365.8227 | 447.4483 | 526.2909 | 597.1361 | 651.9719 | 686.1418 | 698.1199 | 692.0263
| Summer MW* |  | 0.23715 | 0.30678 | 0.38623 | 0.47241 | 0.55565 | 0.63044 | 0.68834 | 0.72441 | 0.73706 | 0.73063
| Winter MW* |  | 0.37063 | 0.4761 | 0.59639 | 0.7269 | 0.85275 | 0.96589 | 1.0534 | 1.108 | 1.1271 | 1.1173
| Annual GWh* |  | 1.9994 | 2.5567 | 3.1926 | 3.8829 | 4.5489 | 5.1482 | 5.6121 | 5.9005 | 6 | 5.9454
| Program Cost Estimate |  | 488287.7309 | 618067.1599 | 766813.6417 | 929264.0216 | 1086672.8188 | 1169504.2269 | 1273048.774 | 1334278.4355 | 1349107.3122 | 1325934.2543
Program Measures
Demand Controlled Circulating Systems
Drain Water Heat Recovery
Faucet Aerator
Heat Pump Water Heater
Solar Thermal Water Heating System Commercial
Thermostatic Shower Restriction Valve Commercial
Cost Effectiveness
| $(000) | RIM | Upfront incentives for installation of energy efficient water heating equipment 2025: TRC; Upfront incentives for installation of energy efficient water heating equipment 2026: Participant
| NPV Benefits | 19565.8369 | Upfront incentives for installation of energy efficient water heating equipment 2025: 19565.8369; Upfront incentives for installation of energy efficient water heating equipment 2026: 57789.1694
| NPV Cost | 51000.5381 | Upfront incentives for installation of energy efficient water heating equipment 2025: 15774.9731; Upfront incentives for installation of energy efficient water heating equipment 2026: 13510.405
| Score | 0.38364 | Upfront incentives for installation of energy efficient water heating equipment 2025: 1.2403; Upfront incentives for installation of energy efficient water heating equipment 2026: 4.2774
* Values are @ Generator

## JNF-4 TRC Bus Refrigeration
FPL 002716
20240012-EG
Docket No.
2025-2034 Goal Scenarios and Potential Programs
Exhibit JNF-4, Page X of X
| Goals Scenario: | TRC
| Program: |  | Business Refrigeration
| Summary Program Description: |  | Upfront incentives for installation of energy efficient refrigeration equipment
|  |  | 2025 | 2026 | 2027 | 2028 | 2029 | 2030 | 2031 | 2032 | 2033 | 2034
| Participants |  | 82.7388 | 83.7063 | 84.4848 | 85.5512 | 85.5268 | 86.3675 | 87.3778 | 88.449 | 89.3965 | 90.1036
| Summer MW* |  | 0.087354 | 0.088375 | 0.089197 | 0.090323 | 0.090297 | 0.091185 | 0.092252 | 0.093383 | 0.094383 | 0.09513
| Winter MW* |  | 0.069102 | 0.06991 | 0.07056 | 0.071451 | 0.07143 | 0.072132 | 0.072976 | 0.073871 | 0.074662 | 0.075253
| Annual GWh* |  | 0.57641 | 0.58315 | 0.58857 | 0.596 | 0.59583 | 0.60169 | 0.60873 | 0.61619 | 0.62279 | 0.62772
| Program Cost Estimate |  | 131773.2361 | 133391.1872 | 134722.0783 | 136489.4444 | 136630.0677 | 131114.5559 | 132680.8541 | 134337.8437 | 135818.6306 | 136965.6061
Program Measures
Anti-Sweat Controls
Refrigerated Display Case LED Lighting
VSD Controlled Compressor
Cost Effectiveness
| $(000) | RIM | Upfront incentives for installation of energy efficient refrigeration equipment 2025: TRC; Upfront incentives for installation of energy efficient refrigeration equipment 2026: Participant
| NPV Benefits | 3036.4284 | Upfront incentives for installation of energy efficient refrigeration equipment 2025: 3036.4284; Upfront incentives for installation of energy efficient refrigeration equipment 2026: 8790.7096
| NPV Cost | 7813.2218 | Upfront incentives for installation of energy efficient refrigeration equipment 2025: 2631.3282; Upfront incentives for installation of energy efficient refrigeration equipment 2026: 2237.5843
| Score | 0.38863 | Upfront incentives for installation of energy efficient refrigeration equipment 2025: 1.154; Upfront incentives for installation of energy efficient refrigeration equipment 2026: 3.9287
* Values are @ Generator

## JNF-4 TRC Bus MotorsDrives
FPL 002716
20240012-EG
Docket No.
2025-2034 Goal Scenarios and Potential Programs
Exhibit JNF-4, Page X of X
| Goals Scenario: | TRC
| Program: |  | Business Motors and Drives
| Summary Program Description: |  | Upfront incentives for installation of energy efficient motors and drives
|  |  | 2025 | 2026 | 2027 | 2028 | 2029 | 2030 | 2031 | 2032 | 2033 | 2034
| Participants |  | 580.0484 | 536.0954 | 499.31 | 504.5191 | 523.038 | 541.3853 | 556.2881 | 562.7217 | 558.4333 | 543.6897
| Summer MW* |  | 0.6124 | 0.566 | 0.52716 | 0.53266 | 0.55221 | 0.57158 | 0.58732 | 0.59411 | 0.58958 | 0.57402
| Winter MW* |  | 0.54558 | 0.5028 | 0.46714 | 0.4726 | 0.49143 | 0.50981 | 0.52467 | 0.53102 | 0.52669 | 0.512
| Annual GWh* |  | 4.7916 | 4.418 | 4.107 | 4.1561 | 4.3221 | 4.4842 | 4.6151 | 4.6711 | 4.6327 | 4.5029
| Program Cost Estimate |  | 929368.9458 | 865689.762 | 811712.0734 | 817704.2527 | 841538.7178 | 814522.8123 | 833540.9278 | 842521.125 | 838574.3496 | 821676.4542
Program Measures
Escalator Motor Efficiency Controller
High Efficiency Air Compressor
VFD on Process Pump
Synchronous Belt on 75hp ODP Motor
Synchronous Belt on 15hp ODP Motor
Synchronous Belt on 5hp ODP Motor
Cost Effectiveness
| $(000) | RIM | Upfront incentives for installation of energy efficient motors and drives 2025: TRC; Upfront incentives for installation of energy efficient motors and drives 2026: Participant
| NPV Benefits | 21641.0259 | Upfront incentives for installation of energy efficient motors and drives 2025: 21641.0259; Upfront incentives for installation of energy efficient motors and drives 2026: 64583.3416
| NPV Cost | 57269.9272 | Upfront incentives for installation of energy efficient motors and drives 2025: 17248.9294; Upfront incentives for installation of energy efficient motors and drives 2026: 14303.9789
| Score | 0.37788 | Upfront incentives for installation of energy efficient motors and drives 2025: 1.2546; Upfront incentives for installation of energy efficient motors and drives 2026: 4.5151
* Values are @ Generator

## JNF-4 TRC Bus Cooking
FPL 002716
20240012-EG
Docket No.
2025-2034 Goal Scenarios and Potential Programs
Exhibit JNF-4, Page X of X
| Goals Scenario: | TRC
| Program: |  | Business Cooking
| Summary Program Description: |  | Upfront incentives for installation of energy efficient cooking equipment
|  |  | 2025 | 2026 | 2027 | 2028 | 2029 | 2030 | 2031 | 2032 | 2033 | 2034
| Participants |  | 75.3869 | 103.8313 | 135.7177 | 169.5025 | 201.2422 | 229.6134 | 252.5462 | 269.6964 | 281.4008 | 288.8182
| Summer MW* |  | 0.079592 | 0.10962 | 0.14329 | 0.17896 | 0.21247 | 0.24242 | 0.26663 | 0.28474 | 0.2971 | 0.30493
| Winter MW* |  | 0.041119 | 0.056633 | 0.074026 | 0.092453 | 0.10977 | 0.12524 | 0.13775 | 0.1471 | 0.15349 | 0.15753
| Annual GWh* |  | 0.42852 | 0.59021 | 0.77146 | 0.9635 | 1.1439 | 1.3052 | 1.4355 | 1.533 | 1.5996 | 1.6417
| Program Cost Estimate |  | 40758.394 | 56136.995 | 73376.5682 | 91642.5148 | 108802.7684 | 109136.3695 | 120036.4726 | 128188.0289 | 133751.2035 | 137276.7284
Program Measures
Energy Star Convection Oven
Energy Star Steamer
Cost Effectiveness
| $(000) | RIM | Upfront incentives for installation of energy efficient cooking equipment 2025: TRC; Upfront incentives for installation of energy efficient cooking equipment 2026: Participant
| NPV Benefits | 5372.3114 | Upfront incentives for installation of energy efficient cooking equipment 2025: 5372.3114; Upfront incentives for installation of energy efficient cooking equipment 2026: 13420.61
| NPV Cost | 11827.2084 | Upfront incentives for installation of energy efficient cooking equipment 2025: 3415.6856; Upfront incentives for installation of energy efficient cooking equipment 2026: 2761.0455
| Score | 0.45423 | Upfront incentives for installation of energy efficient cooking equipment 2025: 1.5728; Upfront incentives for installation of energy efficient cooking equipment 2026: 4.8607
* Values are @ Generator

## JNF-4 TRC CDR
FPL 002716
20240012-EG
Docket No.
2025-2034 Goal Scenarios and Potential Programs
Exhibit JNF-4, Page X of X
| Goals Scenario: | TRC
| Program: |  | Commercial/Industrial Demand Reduction
| Summary Program Description: |  | Bill credits for control of customer loads >200 kW
|  |  | 2025 | 2026 | 2027 | 2028 | 2029 | 2030 | 2031 | 2032 | 2033 | 2034
| Participants |  | 7500 | 7425 | 7350.75 | 5000 | 4950 | 4900.5 | 4851.495 | 4802.9801 | 4754.9502 | 4707.4007
| Summer MW* |  | 7.9185 | 7.8393 | 7.7609 | 5.279 | 5.2262 | 5.1739 | 5.1222 | 5.071 | 5.0203 | 4.9701
| Winter MW* |  | 4.8232 | 4.775 | 4.7273 | 3.2155 | 3.1833 | 3.1515 | 3.12 | 3.0888 | 3.0579 | 3.0273
| Annual GWh* |  | 0.0885 | 0.087615 | 0.086739 | 0.059 | 0.05841 | 0.057826 | 0.057248 | 0.056675 | 0.056108 | 0.055547
| Program Cost Estimate |  | 37511423.1067 | 37733105.5735 | 37951050.4177 | 37939285.0944 | 37934424.3232 | 37925001.6347 | 37911062.6481 | 37892652.5264 | 37869815.9809 | 37842597.2759
Program Measures
Controllable Load
Cost Effectiveness
| $(000) | RIM | Bill credits for control of customer loads >200 kW 2025: TRC; Bill credits for control of customer loads >200 kW 2026: Participant
| NPV Benefits | 27621.1328 | Bill credits for control of customer loads >200 kW 2025: 27621.1328; Bill credits for control of customer loads >200 kW 2026: 37483.2333
| NPV Cost | 38101.1437 | Bill credits for control of customer loads >200 kW 2025: 689.5308; Bill credits for control of customer loads >200 kW 2026: 0
| Ratio | 0.72494 | Bill credits for control of customer loads >200 kW 2025: 40.0579; Bill credits for control of customer loads >200 kW 2026: INFINITE
* Values are @ Generator

## JNF-4 TRC Bus On Call
FPL 002716
20240012-EG
Docket No.
2025-2034 Goal Scenarios and Potential Programs
Exhibit JNF-4, Page X of X
| Goals Scenario: | TRC
| Program: |  | Business On Call®
| Summary Program Description: |  | Monthly bill credits for direct load control of HVAC
|  |  | 2025 | 2026 | 2027 | 2028 | 2029 | 2030 | 2031 | 2032 | 2033 | 2034
| Participants |  | 1089.6791 | 1080.6568 | 1072.4372 | 1064.8425 | 1057.8963 | 1051.5474 | 1045.7779 | 1040.5767 | 1035.9361 | 1031.7924
| Summer MW* |  | 1.1505 | 1.141 | 1.1323 | 1.1243 | 1.1169 | 1.1102 | 1.1041 | 1.0986 | 1.0937 | 1.0894
| Winter MW* |  | 0 | 0 | 0 | 0 | 0 | 0 | 0 | 0 | 0 | 0
| Annual GWh* |  | 0.0011488 | 0.0011393 | 0.0011306 | 0.0011226 | 0.0011153 | 0.0011086 | 0.0011025 | 0.001097 | 0.0010921 | 0.0010878
| Program Cost Estimate |  | 2758903.5931 | 2749795.7395 | 2738657.1362 | 2726489.4075 | 2713293.6051 | 2700834.8068 | 2687582.4677 | 2674570.8897 | 2661745.829 | 2648823.7965
Program Measures
HVAC
`
Cost Effectiveness
| $(000) | RIM | Monthly bill credits for direct load control of HVAC 2025: TRC; Monthly bill credits for direct load control of HVAC 2026: Participant
| NPV Benefits | 4495.1812 | Monthly bill credits for direct load control of HVAC 2025: 4495.1812; Monthly bill credits for direct load control of HVAC 2026: 2942.9074
| NPV Cost | 4292.1604 | Monthly bill credits for direct load control of HVAC 2025: 1351.3253; Monthly bill credits for direct load control of HVAC 2026: 0
| Ratio | 1.0473 | Monthly bill credits for direct load control of HVAC 2025: 3.3265; Monthly bill credits for direct load control of HVAC 2026: INFINITE
* Values are @ Generator

## JNF-4 TRC Custom
FPL 002716
20240012-EG
Docket No.
2025-2034 Goal Scenarios and Potential Programs
Exhibit JNF-4, Page X of X
| Goals Scenario: | TRC
| Program: |  | Business Custom Incentive
| Summary Program Description: |  | Customized incentives for qualifying energy efficiency projects
|  |  | 2025 | 2026 | 2027 | 2028 | 2029 | 2030 | 2031 | 2032 | 2033 | 2034
| Participants |  | 73.0656 | 82.0307 | 92.7277 | 109.3908 | 127.8753 | 145.6511 | 161.8999 | 176.1171 | 188.1573 | 198.1437
| Summer MW* |  | 0.077141 | 0.086606 | 0.0979 | 0.11549 | 0.13501 | 0.15378 | 0.17093 | 0.18594 | 0.19865 | 0.2092
| Winter MW* |  | 0.068916 | 0.076862 | 0.08634 | 0.10145 | 0.11838 | 0.13477 | 0.14993 | 0.1634 | 0.17501 | 0.18484
| Annual GWh* |  | 0.55056 | 0.60974 | 0.68135 | 0.80111 | 0.93617 | 1.0658 | 1.1843 | 1.2878 | 1.3753 | 1.4476
| Program Cost Estimate |  | 123665.6495 | 139872.6779 | 158845.068 | 188734.1716 | 221937.4967 | 241096.2383 | 267859.9566 | 290567.916 | 309174.4431 | 324050.2143
Program Measures
Ceiling Insulation(R2 to R30)
Reflective Roof Treatment
Efficient Battery Charger
Ozone Laundry Commercial
LEED New Construction Whole Building
Grain Bin Aeration Control System
Energy Efficient Transformers
Low Pressure-Drop Filters
Dairy Refrigeration Heat Recovery
Milk Pre-Cooler
Other
Cost Effectiveness
|  | RIM | Customized incentives for qualifying energy efficiency projects 2025: TRC; Customized incentives for qualifying energy efficiency projects 2026: Participant
| NPV Benefits | 4341.1866 | Customized incentives for qualifying energy efficiency projects 2025: 4341.1866; Customized incentives for qualifying energy efficiency projects 2026: 12651.2069
| NPV Cost | 11212.6175 | Customized incentives for qualifying energy efficiency projects 2025: 3704.8103; Customized incentives for qualifying energy efficiency projects 2026: 3168.6564
| Score | 0.38717 | Customized incentives for qualifying energy efficiency projects 2025: 1.1718; Customized incentives for qualifying energy efficiency projects 2026: 3.9926
* Values are @ Generator

## JNF-4 Proposed Res HVAC
FPL 002716
20240012-EG
Docket No.
2025-2034 Goal Scenarios and Potential Programs
Exhibit JNF-4, Page X of X
| Goals Scenario: | Proposed
| Program: |  | Residential HVAC
| Summary Program Description: |  | Upfront incentives for installation of energy efficient HVAC systems
|  |  | 2025 | 2026 | 2027 | 2028 | 2029 | 2030 | 2031 | 2032 | 2033 | 2034
| Participants |  | 20000 | 20200 | 20402 | 20606.02 | 20812.0802 | 21020.201 | 21230.403 | 21442.707 | 21657.1341 | 21873.7055
| Summer MW* |  | 2.5339 | 2.5593 | 2.5849 | 2.6107 | 2.6368 | 2.6632 | 2.6898 | 2.7167 | 2.7439 | 2.7713
| Winter MW* |  | 6.1236 | 6.1849 | 6.2467 | 6.3092 | 6.3723 | 6.436 | 6.5004 | 6.5654 | 6.631 | 6.6973
| Annual GWh* |  | 14.1122 | 14.2533 | 14.3958 | 14.5398 | 14.6852 | 14.832 | 14.9804 | 15.1302 | 15.2815 | 15.4343
| Program Cost Estimate |  | 4892820.2134 | 4941748.4155 | 4991165.8997 | 5041077.5587 | 5091488.3342 | 5142403.2176 | 5193827.2498 | 5245765.5223 | 5298223.1775 | 5351205.4093
Program Measures
ASHP - ENERGY STAR/CEE Tier 1: 16 SEER/15.2 SEER2 (from elect resistance)
ASHP - ENERGY STAR/CEE Tier 1: 16 SEER/15.2 SEER2, 9.0 HSPF
Central AC - ENERGY STAR/CEE Tier 1: 16 SEER/15.2 SEER2
Cost Effectiveness
| $(000) | RIM | Upfront incentives for installation of energy efficient HVAC systems 2025: TRC; Upfront incentives for installation of energy efficient HVAC systems 2026: Participant
| NPV Benefits | 87280.4611 | Upfront incentives for installation of energy efficient HVAC systems 2025: 87280.4611; Upfront incentives for installation of energy efficient HVAC systems 2026: 249558.9196
| NPV Cost | 205047.3709 | Upfront incentives for installation of energy efficient HVAC systems 2025: 32886.2695; Upfront incentives for installation of energy efficient HVAC systems 2026: 24403.8923
| Score | 0.42566 | Upfront incentives for installation of energy efficient HVAC systems 2025: 2.654; Upfront incentives for installation of energy efficient HVAC systems 2026: 10.2262
* Values are @ Generator

## JNF-4 Proposed Res Ceil Insul
FPL 002716
20240012-EG
Docket No.
2025-2034 Goal Scenarios and Potential Programs
Exhibit JNF-4, Page X of X
| Goals Scenario: | Proposed
| Program: |  | Residential Ceiling Insulation
| Summary Program Description: |  | Upfront incentives for installation of ceiling insulation in qualifying homes
|  |  | 2025 | 2026 | 2027 | 2028 | 2029 | 2030 | 2031 | 2032 | 2033 | 2034
| Participants |  | 3000 | 2700 | 2430 | 2187 | 1968.3 | 1771.47 | 1594.323 | 1434.8907 | 1291.4016 | 1162.2615
| Summer MW* |  | 5.1246 | 4.6121 | 4.1509 | 3.7358 | 3.3622 | 3.026 | 2.7234 | 2.4511 | 2.206 | 1.9854
| Winter MW* |  | 1.8914 | 1.7022 | 1.532 | 1.3788 | 1.2409 | 1.1168 | 1.0051 | 0.90463 | 0.81417 | 0.73275
| Annual GWh* |  | 10.4316 | 9.3885 | 8.4496 | 7.6047 | 6.8442 | 6.1598 | 5.5438 | 4.9894 | 4.4905 | 4.0414
| Program Cost Estimate |  | 1045623.6592 | 941061.2933 | 846955.164 | 762259.6476 | 686033.6828 | 617430.3145 | 555687.2831 | 500118.5548 | 450106.6993 | 405096.0294
Program Measures
Ceiling Insulation(R2 to R30)
Ceiling Insulation(R2 to R38)
Cost Effectiveness
| $(000) | RIM | Upfront incentives for installation of ceiling insulation in qualifying homes 2025: TRC; Upfront incentives for installation of ceiling insulation in qualifying homes 2026: Participant
| NPV Benefits | 69736.3023 | Upfront incentives for installation of ceiling insulation in qualifying homes 2025: 69736.3023; Upfront incentives for installation of ceiling insulation in qualifying homes 2026: 119448.6729
| NPV Cost | 94005.5907 | Upfront incentives for installation of ceiling insulation in qualifying homes 2025: 27038.8344; Upfront incentives for installation of ceiling insulation in qualifying homes 2026: 24600.5119
| Score | 0.74183 | Upfront incentives for installation of ceiling insulation in qualifying homes 2025: 2.5791; Upfront incentives for installation of ceiling insulation in qualifying homes 2026: 4.8555
* Values are @ Generator

## JNF-4 Proposed Res Low Income
FPL 002716
20240012-EG
Docket No.
2025-2034 Goal Scenarios and Potential Programs
Exhibit JNF-4, Page X of X
| Goals Scenario: | Proposed
| Program: |  | Residential Low Income Weatherization
| Summary Program Description: |  | Direct installation of energy saving measures
|  |  | 2025 | 2026 | 2027 | 2028 | 2029 | 2030 | 2031 | 2032 | 2033 | 2034
| Participants |  | 11000 | 11110 | 11221.1 | 11333.311 | 11446.6441 | 11561.1106 | 11676.7217 | 11793.4889 | 11911.4238 | 12030.538
| Summer MW* |  | 5.5726 | 5.6283 | 5.6846 | 5.7414 | 5.7988 | 5.8568 | 5.9154 | 5.9745 | 6.0343 | 6.0946
| Winter MW* |  | 0.84515 | 0.85361 | 0.86214 | 0.87076 | 0.87947 | 0.88826 | 0.89715 | 0.90612 | 0.91518 | 0.92433
| Annual GWh* |  | 10.208 | 10.3101 | 10.4132 | 10.5174 | 10.6225 | 10.7288 | 10.836 | 10.9444 | 11.0539 | 11.1644
| Program Cost Estimate |  | 4719000 | 4766190 | 4813851.9 | 4861990.419 | 4910610.3232 | 4959716.4264 | 5009313.5907 | 5059406.7266 | 5110000.7939 | 5161100.8018
Program Measures
Weatherization (Caulking/Stripping)
Duct Testing & Repair
Air Conditioning Unit Maintenance
Air Conditioning Outdoor Coil Cleaning
Faucet Aerators - Kitchen and Bathroom
Low-Flow Showerhead
Water Heater Pipe Wrap
Ceiling Insulation
LED
Cost Effectiveness
| $(000) | RIM | Direct installation of energy saving measures 2025: TRC; Direct installation of energy saving measures 2026: Participant
| NPV Benefits | 100966.2635 | Direct installation of energy saving measures 2025: 100966.2635; Direct installation of energy saving measures 2026: 172223.8962
| NPV Cost | 163620.1238 | Direct installation of energy saving measures 2025: 29729.406; Direct installation of energy saving measures 2026: 0
| Score | 0.61708 | Direct installation of energy saving measures 2025: 3.3962; Direct installation of energy saving measures 2026: INFINITE
* Values are @ Generator

## JNF-4 Propo Res LI Renter Pilot
FPL 002722
20240012-EG
Docket No.
2025-2034 Goal Scenarios and Potential Programs
Exhibit JNF-4, Page X of X
| Goals Scenario: | Proposed
| Program: |  | Residential Low Income Renter Pilot
| Summary Program Description: |  | Landlord incentive for high efficiency HVAC equipment
|  |  | 2025 | 2026 | 2027 | 2028 | 2029 | 2030 | 2031 | 2032 | 2033 | 2034
| Participants |  | 500 | 500 | 500 | 0 | 0 | 0 | 0 | 0 | 0 | 0
| Summer MW* |  | 0.063348 | 0.063348 | 0.063348 | 0 | 0 | 0 | 0 | 0 | 0 | 0
| Winter MW* |  | 0.038416 | 0.038416 | 0.038416 | 0 | 0 | 0 | 0 | 0 | 0 | 0
| Annual GWh* |  | 0.464 | 0.464 | 0.464 | 0 | 0 | 0 | 0 | 0 | 0 | 0
| Program Cost Estimate |  | 500000 | 500000 | 500000 | 0 | 0 | 0 | 0 | 0 | 0 | 0
Program Measures
ASHP - ENERGY STAR/CEE Tier 1: 16 SEER/15.2 SEER2 (from elect resistance)
ASHP - ENERGY STAR/CEE Tier 1: 16 SEER/15.2 SEER2, 9.0 HSPF
Central AC - ENERGY STAR/CEE Tier 1: 16 SEER/15.2 SEER2
Cost Effectiveness
| $(000) | RIM | Landlord incentive for high efficiency HVAC equipment 2025: TRC; Landlord incentive for high efficiency HVAC equipment 2026: Participant
| NPV Benefits | 879.6929 | Landlord incentive for high efficiency HVAC equipment 2025: 879.6929; Landlord incentive for high efficiency HVAC equipment 2026: 3131.4864
| NPV Cost | 2930.4594 | Landlord incentive for high efficiency HVAC equipment 2025: 607.601; Landlord incentive for high efficiency HVAC equipment 2026: 255.5283
| Score | 0.30019 | Landlord incentive for high efficiency HVAC equipment 2025: 1.4478; Landlord incentive for high efficiency HVAC equipment 2026: 12.2549
* Values are @ Generator

## JNF-4 Proposed Res BuildSmart
FPL 002723
20240012-EG
Docket No.
2025-2034 Goal Scenarios and Potential Programs
Exhibit JNF-4, Page X of X
| Goals Scenario: | Proposed
| Program: |  | Residential New Construction (BuildSmart®)
| Summary Program Description: |  | Incentives to encourage builders to design and construct energy efficient new homes
|  |  | 2025 | 2026 | 2027 | 2028 | 2029 | 2030 | 2031 | 2032 | 2033 | 2034
| Participants |  | 3700 | 3737 | 3774.37 | 3812.1137 | 3850.2348 | 3888.7372 | 3927.6246 | 3966.9008 | 4006.5698 | 4046.6355
| Summer MW* |  | 1.4454 | 1.4598 | 1.4744 | 1.4892 | 1.5041 | 1.5191 | 1.5343 | 1.5497 | 1.5652 | 1.5808
| Winter MW* |  | 0.50784 | 0.51292 | 0.51805 | 0.52323 | 0.52846 | 0.53374 | 0.53908 | 0.54447 | 0.54992 | 0.55542
| Annual GWh* |  | 4.0938 | 4.1347 | 4.1761 | 4.2178 | 4.26 | 4.3026 | 4.3456 | 4.3891 | 4.433 | 4.4773
| Program Cost Estimate |  | 412893.4469 | 417022.3813 | 421192.6051 | 425404.5312 | 429658.5765 | 433955.1623 | 438294.7139 | 442677.661 | 447104.4376 | 451575.482
Program Measures
Non-Specified
Cost Effectiveness
| $(000) | RIM | Incentives to encourage builders to design and construct energy efficient new homes 2025: TRC; Incentives to encourage builders to design and construct energy efficient new homes 2026: Participant
| NPV Benefits | 32226.2213 | Incentives to encourage builders to design and construct energy efficient new homes 2025: 32226.2213; Incentives to encourage builders to design and construct energy efficient new homes 2026: 64133.2064
| NPV Cost | 52337.6267 | Incentives to encourage builders to design and construct energy efficient new homes 2025: 17317.2956; Incentives to encourage builders to design and construct energy efficient new homes 2026: 13739.9332
| Score | 0.61574 | Incentives to encourage builders to design and construct energy efficient new homes 2025: 1.8609; Incentives to encourage builders to design and construct energy efficient new homes 2026: 4.6677
* Values are @ Generator

## JNF-4 Prop Res Load Mgt OnCall
FPL 002724
20240012-EG
Docket No.
2025-2034 Goal Scenarios and Potential Programs
Exhibit JNF-4, Page X of X
| Goals Scenario: | Proposed
| Program: |  | Residential Load Management (On Call®)
| Summary Program Description: |  | Monthly bill credits for direct load control of HVAC, water heating and pool pumps
|  |  | 2025 | 2026 | 2027 | 2028 | 2029 | 2030 | 2031 | 2032 | 2033 | 2034
| Participants |  | 3491.5604 | 3579.5875 | 3664.7962 | 3747.3619 | 3825.4423 | 3898.9289 | 3967.4839 | 4030.6354 | 4088.0717 | 4140.5973
| Summer MW* |  | 9.8427 | 10.0908 | 10.331 | 10.5638 | 10.7839 | 10.991 | 11.1843 | 11.3623 | 11.5242 | 11.6723
| Winter MW* |  | 9.1791 | 9.4105 | 9.6345 | 9.8516 | 10.0569 | 10.2501 | 10.4303 | 10.5963 | 10.7473 | 10.8854
| Annual GWh* |  | 0.00030249 | 0.00031012 | 0.0003175 | 0.00032465 | 0.00033142 | 0.00033779 | 0.00034372 | 0.0003492 | 0.00035417 | 0.00035872
| Program Cost Estimate |  | 36096984.6891 | 35846170.2691 | 35592859.5215 | 35343766.5923 | 35325570.8068 | 35148076.5897 | 34969004.5984 | 34796575.7808 | 34629338.9144 | 34464362.4876
Program Measures
HVAC
Water Heater
Pool Pump
Cost Effectiveness
| $(000) | RIM | Monthly bill credits for direct load control of HVAC, water heating and pool pumps 2025: TRC; Monthly bill credits for direct load control of HVAC, water heating and pool pumps 2026: Participant
| NPV Benefits | 49599.1164 | Monthly bill credits for direct load control of HVAC, water heating and pool pumps 2025: 49599.1164; Monthly bill credits for direct load control of HVAC, water heating and pool pumps 2026: 23045.9582
| NPV Cost | 39337.8621 | Monthly bill credits for direct load control of HVAC, water heating and pool pumps 2025: 16293.086; Monthly bill credits for direct load control of HVAC, water heating and pool pumps 2026: 0
| Ratio | 1.2608 | Monthly bill credits for direct load control of HVAC, water heating and pool pumps 2025: 3.0442; Monthly bill credits for direct load control of HVAC, water heating and pool pumps 2026: INFINITE
* Values are @ Generator

## JNF-4 Proposed On Bill HVAC
FPL 002725
20240012-EG
Docket No.
2025-2034 Goal Scenarios and Potential Programs
Exhibit JNF-4, Page X of X
| Goals Scenario: | Proposed
| Program: |  | Residential Load Management (On Call®)
| Summary Program Description: |  | HVAC on bill with direct load control
|  |  | 2025 | 2026 | 2027 | 2028 | 2029 | 2030 | 2031 | 2032 | 2033 | 2034
| Participants |  | 300 | 500 | 750 | 825 | 907.5 | 998.25 | 1098.075 | 1207.8825 | 1328.6708 | 1461.5378
| Summer MW1 |  | 0.60497 | 1.0083 | 1.5124 | 1.6637 | 1.83 | 2.013 | 2.2144 | 2.4358 | 2.6794 | 2.9473
| Winter MW1 |  | 1.1463 | 1.9105 | 2.8657 | 3.1523 | 3.4675 | 3.8143 | 4.1957 | 4.6152 | 5.0768 | 5.5844
| Annual GWh1 |  | 0.00072335 | 0.0012056 | 0.0018084 | 0.0019892 | 0.0021881 | 0.002407 | 0.0026477 | 0.0029124 | 0.0032037
| Program Cost Estimate2 |  | 1094767.4052 | 1046737.5937 | 983118.5802 | 882809.9863 | 751076.1772 | 595061.9145 | 425137.1487 | -21112.0127 | -170438.3075 | -294582.8077
1) Values are @ Generator
2) Program costs net of program revenues
Program Measures
HVAC
Cost Effectiveness
| $(000) | RIM | HVAC on bill with direct load control 2025: TRC; HVAC on bill with direct load control 2026: Participant
| NPV Benefits | 9433.68 | HVAC on bill with direct load control 2025: 9433.68; HVAC on bill with direct load control 2026: 3814.578
| NPV Cost | 6582.264 | HVAC on bill with direct load control 2025: 3012.6749; HVAC on bill with direct load control 2026: 3012.6749
| Score | 1.4332 | HVAC on bill with direct load control 2025: 3.1313; HVAC on bill with direct load control 2026: 1.2662

## JNF-4 Bus HVAC
FPL 002726
20240012-EG
Docket No.
2025-2034 Goal Scenarios and Potential Programs
Exhibit JNF-4, Page X of X
| Goals Scenario: | Proposed
| Program: |  | Business Heating, Ventilating, & Air Conditioning (HVAC)
| Summary Program Description: |  | Upfront incentives for installation of energy efficient HVAC systems
|  |  | 2025 | 2026 | 2027 | 2028 | 2029 | 2030 | 2031 | 2032 | 2033 | 2034
| Participants |  | 3700 | 3737 | 3774.37 | 3812.1137 | 3850.2348 | 3888.7372 | 3927.6246 | 3966.9008 | 4006.5698 | 4046.6355
| Summer MW* |  | 3.9065 | 3.9455 | 3.985 | 4.0248 | 4.0651 | 4.1057 | 4.1468 | 4.1883 | 4.2301 | 4.2724
| Winter MW* |  | 1.9832 | 2.003 | 2.0231 | 2.0433 | 2.0637 | 2.0844 | 2.1052 | 2.1263 | 2.1475 | 2.169
| Annual GWh* |  | 23.2441 | 23.4765 | 23.7113 | 23.9484 | 24.1879 | 24.4298 | 24.6741 | 24.9208 | 25.17 | 25.4217
| Program Cost Estimate |  | 2228473.2779 | 2250758.0106 | 2273265.5907 | 2295998.2466 | 2318958.2291 | 2342147.8114 | 2365569.2895 | 2389224.9824 | 2413117.2322 | 2437248.4046
Program Measures
HE Water Cooled Chiller - Centrifugal Compressor - 200 Tons
HE Water Cooled Chiller - Centrifugal Compressor - 500 Tons
HE DX Less than 5.4 Tons Elect Heat
HE DX Less than 5.4 Tons Other Heat
High Efficiency PTAC
High Efficiency PTHP
Water Source Heat Pump
VFD on HVAC Pump
Cost Effectiveness
| $(000) | RIM | Upfront incentives for installation of energy efficient HVAC systems 2025: TRC; Upfront incentives for installation of energy efficient HVAC systems 2026: Participant
| NPV Benefits | 125588.336 | Upfront incentives for installation of energy efficient HVAC systems 2025: 125588.336; Upfront incentives for installation of energy efficient HVAC systems 2026: 337588.7585
| NPV Cost | 287119.0616 | Upfront incentives for installation of energy efficient HVAC systems 2025: 89853.6383; Upfront incentives for installation of energy efficient HVAC systems 2026: 84937.3601
| Ratio | 0.43741 | Upfront incentives for installation of energy efficient HVAC systems 2025: 1.3977; Upfront incentives for installation of energy efficient HVAC systems 2026: 3.9746
* Values are @ Generator

## JNF-4 Proposed Bus Lighting
FPL 002727
20240012-EG
Docket No.
2025-2034 Goal Scenarios and Potential Programs
Exhibit JNF-4, Page X of X
| Goals Scenario: | Proposed
| Program: |  | Business Lighting
| Summary Program Description: |  | Upfront incentives for installation of energy efficient LED lighting
|  |  | 2025 | 2026 | 2027 | 2028 | 2029 | 2030 | 2031 | 2032 | 2033 | 2034
| Participants |  | 3070.2802 | 3131.6858 | 3194.3195 | 3258.2059 | 3323.37 | 3389.8374 | 3457.6341 | 3526.7868 | 3597.3225 | 3669.269
| Summer MW* |  | 3.2416 | 3.3064 | 3.3726 | 3.44 | 3.5088 | 3.579 | 3.6506 | 3.7236 | 3.7981 | 3.874
| Winter MW* |  | 2.8202 | 2.8766 | 2.9341 | 2.9928 | 3.0527 | 3.1137 | 3.176 | 3.2395 | 3.3043 | 3.3704
| Annual GWh* |  | 25 | 25.5 | 26.01 | 26.5302 | 27.0608 | 27.602 | 28.1541 | 28.7171 | 29.2915 | 29.8773
| Program Cost Estimate |  | 312761.4806 | 319016.7102 | 325397.0444 | 331904.9853 | 338543.085 | 345313.9467 | 352220.2257 | 359264.6302 | 366449.9228 | 373778.9212
Program Measures
LED High Bay_HID Baseline
LED High Bay_LF Baseline
LED Linear - Fixture Replacement
Cost Effectiveness
| $(000) | RIM | Upfront incentives for installation of energy efficient LED lighting 2025: TRC; Upfront incentives for installation of energy efficient LED lighting 2026: Participant
| NPV Benefits | 130379.7871 | Upfront incentives for installation of energy efficient LED lighting 2025: 130379.7871; Upfront incentives for installation of energy efficient LED lighting 2026: 363774.8023
| NPV Cost | 303223.8016 | Upfront incentives for installation of energy efficient LED lighting 2025: 94022.1209; Upfront incentives for installation of energy efficient LED lighting 2026: 93040.1914
| Ratio | 0.42998 | Upfront incentives for installation of energy efficient LED lighting 2025: 1.3867; Upfront incentives for installation of energy efficient LED lighting 2026: 3.9099
* Values are @ Generator
* Values are @ Generator
** Program costs net of program revenues

## JNF-4 Proposed CDR
FPL 002728
20240012-EG
Docket No.
2025-2034 Goal Scenarios and Potential Programs
Exhibit JNF-4, Page X of X
| Goals Scenario: | Proposed
| Program: |  | Commercial/Industrial Demand Reduction
| Summary Program Description: |  | Bill credits for control of customer loads >200 kW
|  |  | 2025 | 2026 | 2027 | 2028 | 2029 | 2030 | 2031 | 2032 | 2033 | 2034
| Participants |  | 7500 | 7425 | 7350.75 | 5000 | 4950 | 4900.5 | 4851.495 | 4802.9801 | 4754.9502 | 4707.4007
| Summer MW* |  | 7.9185 | 7.8393 | 7.7609 | 5.279 | 5.2262 | 5.1739 | 5.1222 | 5.071 | 5.0203 | 4.9701
| Winter MW* |  | 4.8232 | 4.775 | 4.7273 | 3.2155 | 3.1833 | 3.1515 | 3.12 | 3.0888 | 3.0579 | 3.0273
| Annual GWh* |  | 0.0885 | 0.087615 | 0.086739 | 0.059 | 0.05841 | 0.057826 | 0.057248 | 0.056675 | 0.056108 | 0.055547
| Program Cost Estimate |  | 37511423.1067 | 37733105.5735 | 37951050.4177 | 37939285.0944 | 37934424.3232 | 37925001.6347 | 37911062.6481 | 37892652.5264 | 37869815.9809 | 37842597.2759
Program Measures
Controllable Load
Cost Effectiveness
| $(000) | RIM | Bill credits for control of customer loads >200 kW 2025: TRC; Bill credits for control of customer loads >200 kW 2026: Participant
| NPV Benefits | 27621.1328 | Bill credits for control of customer loads >200 kW 2025: 27621.1328; Bill credits for control of customer loads >200 kW 2026: 37483.2333
| NPV Cost | 38101.1437 | Bill credits for control of customer loads >200 kW 2025: 689.5308; Bill credits for control of customer loads >200 kW 2026: 0
| Ratio | 0.72494 | Bill credits for control of customer loads >200 kW 2025: 40.0579; Bill credits for control of customer loads >200 kW 2026: INFINITE
* Values are @ Generator

## JNF-4 Proposed BCI
FPL 002729
20240012-EG
Docket No.
2025-2034 Goal Scenarios and Potential Programs
Exhibit JNF-4, Page X of X
| Goals Scenario: | Proposed
| Program: |  | Business Custom Incentive
| Summary Program Description: |  | Customized incentives for qualifying energy efficiency projects
|  |  | 2025 | 2026 | 2027 | 2028 | 2029 | 2030 | 2031 | 2032 | 2033 | 2034
| Participants |  | 25 | 25 | 25 | 25 | 25 | 25 | 25 | 25 | 25 | 25
| Summer MW* |  | 0.026395 | 0.026395 | 0.026395 | 0.026395 | 0.026395 | 0.026395 | 0.026395 | 0.026395 | 0.026395 | 0.026395
| Winter MW* |  | 0.026395 | 0.026395 | 0.026395 | 0.026395 | 0.026395 | 0.026395 | 0.026395 | 0.026395 | 0.026395 | 0.026395
| Annual GWh* |  | 0.064165 | 0.064165 | 0.064165 | 0.064165 | 0.064165 | 0.064165 | 0.064165 | 0.064165 | 0.064165 | 0.064165
| Program Cost Estimate |  | 20000 | 20000 | 20000 | 20000 | 20000 | 20000 | 20000 | 20000 | 20000 | 20000
Program Measures
Non-Specified
* Values are @ Generator

## JNF-4 Proposed Bus On Call
FPL 002730
20240012-EG
Docket No.
2025-2034 Goal Scenarios and Potential Programs
Exhibit JNF-4, Page X of X
| Goals Scenario: | Proposed
| Program: |  | Business On Call®
| Summary Program Description: |  | Monthly bill credits for direct load control of HVAC
|  |  | 2025 | 2026 | 2027 | 2028 | 2029 | 2030 | 2031 | 2032 | 2033 | 2034
| Participants |  | 1089.6791 | 1080.6568 | 1072.4372 | 1064.8425 | 1057.8963 | 1051.5474 | 1045.7779 | 1040.5767 | 1035.9361 | 1031.7924
| Summer MW* |  | 1.1505 | 1.141 | 1.1323 | 1.1243 | 1.1169 | 1.1102 | 1.1041 | 1.0986 | 1.0937 | 1.0894
| Winter MW* |  | 0 | 0 | 0 | 0 | 0 | 0 | 0 | 0 | 0 | 0
| Annual GWh* |  | 0.0011488 | 0.0011393 | 0.0011306 | 0.0011226 | 0.0011153 | 0.0011086 | 0.0011025 | 0.001097 | 0.0010921 | 0.0010878
| Program Cost Estimate |  | 2758903.5931 | 2749795.7395 | 2738657.1362 | 2726489.4075 | 2713293.6051 | 2700834.8068 | 2687582.4677 | 2674570.8897 | 2661745.829 | 2648823.7965
Program Measures
HVAC
Cost Effectiveness
| $(000) | RIM | Monthly bill credits for direct load control of HVAC 2025: TRC; Monthly bill credits for direct load control of HVAC 2026: Participant
| NPV Benefits | 3036.4284 | Monthly bill credits for direct load control of HVAC 2025: 3036.4284; Monthly bill credits for direct load control of HVAC 2026: 8790.7096
| NPV Cost | 7813.2218 | Monthly bill credits for direct load control of HVAC 2025: 2631.3282; Monthly bill credits for direct load control of HVAC 2026: 2237.5843
| Score | 0.38863 | Monthly bill credits for direct load control of HVAC 2025: 1.154; Monthly bill credits for direct load control of HVAC 2026: 3.9287
* Values are @ Generator

## JNF-5
FPL 002731
20240012-EG
Docket No.
Comparison of Current Programs to Proposed Programs
Exhibit JNF-5, Page 1 of 1
Comparison of Current and Proposed DSM Programs
Current Programs |  | Proposed Programs |  | Differences
|  |  |  | Measures Removed | Measures Added
Residential Sector Programs |  | Residential Sector Programs |  |  | None
| Residential Home Energy Survey |  | Residential Home Energy Survey | None
| Residential Load Management (On Call®) |  | Residential Load Management (On Call®) | None | HVAC On Bill Option
| Residential Air Conditioning |  | Residential Air Conditioning | None | None
| Residential New Construction (BuildSmart®) |  | Residential New Construction (BuildSmart®) | None | None
| Residential Ceiling Insulation |  | Residential Ceiling Insulation | None | None
| Residential Low Income |  | Residential Low Income | None | Ceiling Insulation
|  |  | Residential Low Income Renter (Pilot) | New | New
Business Sector Programs |  | Business Sector Programs
| Business Energy Survey |  | Business Energy Survey | None | None
| Business On Call |  | Business On Call | None | None
| Commercial/Industrial Demand Reduction |  | Commercial/Industrial Demand Reduction | None | None
| Commercial/Industrial Load Control (CILC) |  | Commercial/Industrial Load Control (CILC) | None | None
| Business Heating, Ventilating, & Air Conditioning (HVAC) |  | Business Heating, Ventilating, & Air Conditioning (HVAC) | 1. Thermal Energy Storage (TES) 2. Glycol cooled computer room units (with & w/o economizer) 3. Demand Control Ventilation (DCV) Energy Recovery Ventilation (ERV) | 1. VFD on HVAC pump
| Business Lighting |  | Business Lighting | 1. Premium linear fluorescent lamps with high-efficiency ballasts 2. Compact fluorescent lamp (CFL) fixtures 3. Pulse-start metal halide (PSMH) | 1. LED Linear Fixture Replacement
| Business Custom Incentive (BCI) |  | Business Custom Incentive (BCI) | None | None
Other Programs |  | Other Programs |  | None | None
| Conservation Research & Development (CRD) |  | Conservation Research & Development (CRD)