## Outputs
page 1 | FPL 000074 | [12 empty] | PSC FORM CE 1
2024-06-06 13:49 | 20240012-EG |  |  |  | INPUT DATA -- PART 1 CONTINUED | [8 empty] | PAGE 1 OF 1
PROGRAM METHOD SELECTED: REV_REQ
|  |  |  | PROGRAM NAME: | Res AC Measures
I. | PROGRAM DEMAND SAVINGS & LINE LOSSES | [5 empty] | IV. | AVOIDED GENERATOR AND T&D COSTS
| (1) CUSTOMER kW REDUCTION AT METER ........................................................................................... |  |  |  | 2.4821 | kW |  | (1) BASE YEAR ............................................................................................................................. |  |  |  | 2023
| (2) GENERATOR kW REDUCTION PER CUSTOMER .......................................................................................... |  |  |  | 3.1971 | kW |  | (2) IN-SERVICE YEAR FOR AVOIDED GENERATING UNIT .............................................................................. |  |  |  | 2033
| (3) kW LINE LOSS PERCENTAGE ................................................................................................... |  |  |  | 5.2837 | % |  | (3) IN-SERVICE YEAR FOR AVOIDED T&D ........................................................................... |  |  |  | 2026-2033
| (4) GENERATOR kWh REDUCTION PER CUSTOMER ...................................................................................... |  |  |  | 2.4111 | kWh **** |  | (4) BASE YEAR AVOIDED GENERATING COST .................................................................................... |  |  |  | 786.3466 | $/kW
| (5) kWh LINE LOSS PERCENTAGE ............................................................................................... |  |  |  | 4.1934 | % |  | (5) BASE YEAR AVOIDED TRANSMISSION COST .................................................................................... |  |  |  | 0 | $/kW
| (6) GROUP LINE LOSS MULTIPLIER................................................................................................................ |  |  |  | 1 |  |  | (6) BASE YEAR DISTRIBUTION COST ........................................................................................ |  |  |  | 0 | $/kW
| (7) CUSTOMER kWh INCREASE AT METER ......................................................................................... |  |  |  | 0.012982 | kWh **** |  | (7) GEN, TRAN & DIST COST ESCALATION RATE .................................................................................... |  |  |  | 2 | %**
[8 empty] | (8) GENERATOR FIXED O & M COST .............................................................................................. |  |  |  | 11.8679 | $/kW/YR
II. | ECONOMIC LIFE & K FACTORS | [6 empty] | (9) GENERATOR FIXED O&M ESCALATION RATE .......................................................................................... |  |  |  | 2.5 | %**
[8 empty] | (10) TRANSMISSION FIXED O & M COST ............................................................................................. |  |  |  | 0 | $/kW
| (1) STUDY PERIOD FOR THE CONSERVATION PROGRAM ........................................................................................ |  |  |  | 60 | YEARS |  | (11) DISTRIBUTION FIXED O & M COST .............................................................................................. |  |  |  | 0 | $/kW
| (2) GENERATOR ECONOMIC LIFE ..................................................................................................... |  |  |  | 50 | YEARS |  | (12) T&D FIXED O&M ESCALATION RATE ................................................................................................. |  |  |  | 2.5 | %**
| (3) T&D ECONOMIC LIFE ..................................................................................................................... |  |  |  | 50 | YEARS |  | (13) AVOIDED GEN UNIT VARIABLE O & M COSTS .................................................................................................. |  |  |  | 0.0079521 | CENTS/kWh
| (4) K FACTOR FOR GENERATION .............................................................................................. |  |  |  | 1.3516 |  |  | (14) GENERATOR VARIABLE O&M COST ESCALATION RATE ......................................................................................... |  |  |  | 2.5 | %**
| (5) K FACTOR FOR T & D........................................................................................................................ |  |  |  | 1.3065 |  |  | (15) GENERATOR CAPACITY FACTOR ............................................................................................. |  |  |  | 63 | ** (In-service year)
[8 empty] | (16) AVOIDED GENERATING UNIT FUEL COST ........................................................................................... |  |  |  | 6.273 | CENTS/kWh** (In-service year)
III. | UTILITY & CUSTOMER COSTS | [6 empty] | (17) AVOIDED GEN UNIT FUEL COST ESCALATION RATE ................................................................................................... |  |  |  | 1.8651 | %**
| (1) UTILITY NON RECURRING COST PER CUSTOMER ........................................................................................................ |  |  |  | *** | $/CUST | V. | NON-FUEL ENERGY AND DEMAND CHARGES
| (2) UTILITY RECURRING COST PER CUSTOMER ...................................................................................... |  |  |  | *** | $/CUST
| (3) UTILITY COST ESCALATION RATE ......................................................................................... |  |  |  | *** | %** |  | (1) NON FUEL COST IN CUSTOMER BILL .................................................................................... |  |  |  | *** | CENTS/kWh
| (4) CUSTOMER EQUIPMENT COST ....................................................................................................................... |  |  |  | *** | $/CUST |  | (2) NON-FUEL COST ESCALATION RATE ........................................................................................ |  |  |  | *** | %
| (5) CUSTOMER EQUIPMENT ESCALATION RATE ................................................................................... |  |  |  | *** | %** |  | (3) DEMAND CHARGE IN CUSTOMER BILL ........................................................................................... |  |  |  | *** | $/kW/MO
| (6) CUSTOMER O & M COST ................................................................................................................ |  |  |  | *** | $/CUST/YR |  | (4) DEMAND CHARGE ESCALATION RATE ....................................................................................... |  |  |  | *** | %
| (7) CUSTOMER O & M COST ESCALATION RATE ................................................................................................................ |  |  |  | *** | %**
* | (8) INCREASED SUPPLY COSTS ................................................................................................................ |  |  |  | *** | $/CUST/YR | VI. | COST-EFFECTIVENESS RATIOS
* | (9) SUPPLY COSTS ESCALATION RATES......................................................................................... |  |  |  | *** | %**
* | (10) UTILITY DISCOUNT RATE ....................................................................................................... |  |  |  | 8.0956 | % |  | (1) RIM TEST ………….……………………………………………………………………………………………………………….………………………………… |  |  |  | 7.4153
* | (11) UTILITY AFUDC RATE......................................................................................................................... |  |  |  | 6.22 | % |  | (2) TRC TEST……...………………………………………………………………………………………………………………………………………….. |  |  |  | 7.4753
* | (12) UTILITY NON RECURRING REBATE/INCENTIVE ...................................................................................... |  |  |  | *** | $/CUST |  | (3) PARTICIPANT TEST ……………...…………………………………………………….…………..………………………………………………….. |  |  |  | Infinite
* | (13) UTILITY RECURRING REBATE/INCENTIVE ...................................................................................... |  |  |  | *** | $/CUST
* | (14) UTILITY REBATE/INCENTIVE ESCALATION RATE .................................................................................... |  |  |  | *** | %
* SUPPLEMENTAL INFORMATION NOT SPECIFIED IN WORKBOOK
** VALUE SHOWN IS FOR FIRST YEAR ONLY (VALUE VARIES OVER TIME)
*** PROGRAM COST CALCULATION VALUES ARE SHOWN ON PAGE 2
page 2 |  |  |  |  | * INPUT DATA -- PART 1 CONTINUED
PROGRAM METHOD SELECTED: REV_REQ
|  |  |  | PROGRAM NAME: | Res AC Measures
| (1) | (2) | (3) | (4) | (5) | (6) | (7) | (8) | (9) | (10)
| UTILITY |  |  | TOTAL | ENERGY | DEMAND
| PROGRAM COSTS |  | OTHER | UTILITY | CHARGE | CHARGE | PARTICIPANT | PARTICIPANT | OTHER | TOTAL
| WITHOUT | UTILITY | UTILITY | PROGRAM | REVENUE | REVENUE | EQUIPMENT | O&M | PARTICIPANT | PARTICIPANT
| INCENTIVES | INCENTIVES | COSTS | COSTS | LOSSES | LOSSES | COSTS | COSTS | COSTS | COSTS
YEAR | $(000) | $(000) | $(000) | $(000) | $(000) | $(000) | $(000) | $(000) | $(000) | $(000)
2023 | 0 | 0 | 0 | 0 | 0 | 0 | 0 | 0 | 0 | 0
2024 | 0 | 0 | 0 | 0 | 0 | 0 | 0 | 0 | 0 | 0
2025 | 40.4575 | 0 | 0 | 40.4575 | 0.017791 | 0 | 0 | 0 | 0 | 0
2026 | 70.2811 | 0 | 0 | 70.2811 | 0.070651 | 0 | 0 | 0 | 0 | 0
2027 | 109.4519 | 0 | 0 | 109.4519 | 0.15679 | 0 | 0 | 0 | 0 | 0
2028 | 126.1435 | 0 | 0 | 126.1435 | 0.2648 | 0 | 0 | 0 | 0 | 0
2029 | 145.1062 | 0 | 0 | 145.1062 | 0.38505 | 0 | 0 | 0 | 0 | 0
2030 | 166.3624 | 0 | 0 | 166.3624 | 0.54039 | 0 | 0 | 0 | 0 | 0
2031 | 190.5505 | 0 | 0 | 190.5505 | 0.7073 | 0 | 0 | 0 | 0 | 0
2032 | 217.898 | 0 | 0 | 217.898 | 0.89894 | 0 | 0 | 0 | 0 | 0
2033 | 30.4392 | 0 | 0 | 30.4392 | 1.0074 | 0 | 0 | 0 | 0 | 0
2034 | 31.2002 | 0 | 0 | 31.2002 | 1.0266 | 0 | 0 | 0 | 0 | 0
2035 | 31.9802 | 0 | 0 | 31.9802 | 1.052 | 0 | 0 | 0 | 0 | 0
2036 | 32.7797 | 0 | 0 | 32.7797 | 1.0751 | 0 | 0 | 0 | 0 | 0
2037 | 33.5992 | 0 | 0 | 33.5992 | 1.0989 | 0 | 0 | 0 | 0 | 0
2038 | 34.4392 | 0 | 0 | 34.4392 | 1.1265 | 0 | 0 | 0 | 0 | 0
2039 | 35.3002 | 0 | 0 | 35.3002 | 1.1557 | 0 | 0 | 0 | 0 | 0
2040 | 36.1827 | 0 | 0 | 36.1827 | 1.1797 | 0 | 0 | 0 | 0 | 0
2041 | 37.0872 | 0 | 0 | 37.0872 | 1.2043 | 0 | 0 | 0 | 0 | 0
2042 | 38.0144 | 0 | 0 | 38.0144 | 1.2284 | 0 | 0 | 0 | 0 | 0
2043 | 38.9648 | 0 | 0 | 38.9648 | 1.2524 | 0 | 0 | 0 | 0 | 0
2044 | 39.9389 | 0 | 0 | 39.9389 | 1.2828 | 0 | 0 | 0 | 0 | 0
2045 | 105.3672 | 0 | 0 | 105.3672 | 1.3165 | 0 | 0 | 0 | 0 | 0
2046 | 152.0284 | 0 | 0 | 152.0284 | 1.3449 | 0 | 0 | 0 | 0 | 0
2047 | 212.2387 | 0 | 0 | 212.2387 | 1.373 | 0 | 0 | 0 | 0 | 0
2048 | 234.8907 | 0 | 0 | 234.8907 | 1.3979 | 0 | 0 | 0 | 0 | 0
2049 | 260.439 | 0 | 0 | 260.439 | 1.4255 | 0 | 0 | 0 | 0 | 0
2050 | 288.8189 | 0 | 0 | 288.8189 | 1.4521 | 0 | 0 | 0 | 0 | 0
2051 | 320.9457 | 0 | 0 | 320.9457 | 1.4728 | 0 | 0 | 0 | 0 | 0
2052 | 357.0512 | 0 | 0 | 357.0512 | 1.5039 | 0 | 0 | 0 | 0 | 0
2053 | 49.8782 | 0 | 0 | 49.8782 | 1.5275 | 0 | 0 | 0 | 0 | 0
2054 | 51.1252 | 0 | 0 | 51.1252 | 1.5514 | 0 | 0 | 0 | 0 | 0
2055 | 52.4033 | 0 | 0 | 52.4033 | 1.5756 | 0 | 0 | 0 | 0 | 0
2056 | 53.7134 | 0 | 0 | 53.7134 | 1.6 | 0 | 0 | 0 | 0 | 0
2057 | 55.0562 | 0 | 0 | 55.0562 | 1.6248 | 0 | 0 | 0 | 0 | 0
2058 | 56.4326 | 0 | 0 | 56.4326 | 1.6498 | 0 | 0 | 0 | 0 | 0
2059 | 57.8434 | 0 | 0 | 57.8434 | 1.6752 | 0 | 0 | 0 | 0 | 0
2060 | 59.2895 | 0 | 0 | 59.2895 | 1.7009 | 0 | 0 | 0 | 0 | 0
2061 | 60.7718 | 0 | 0 | 60.7718 | 1.7269 | 0 | 0 | 0 | 0 | 0
2062 | 62.291 | 0 | 0 | 62.291 | 1.7532 | 0 | 0 | 0 | 0 | 0
2063 | 63.8483 | 0 | 0 | 63.8483 | 1.7869 | 0 | 0 | 0 | 0 | 0
2064 | 65.4445 | 0 | 0 | 65.4445 | 1.8209 | 0 | 0 | 0 | 0 | 0
2065 | 172.6564 | 0 | 0 | 172.6564 | 1.8549 | 0 | 0 | 0 | 0 | 0
2066 | 249.1162 | 0 | 0 | 249.1162 | 1.8887 | 0 | 0 | 0 | 0 | 0
2067 | 347.7779 | 0 | 0 | 347.7779 | 1.9226 | 0 | 0 | 0 | 0 | 0
2068 | 384.8957 | 0 | 0 | 384.8957 | 1.9568 | 0 | 0 | 0 | 0 | 0
2069 | 426.7597 | 0 | 0 | 426.7597 | 1.9915 | 0 | 0 | 0 | 0 | 0
2070 | 473.2635 | 0 | 0 | 473.2635 | 2.0266 | 0 | 0 | 0 | 0 | 0
2071 | 525.9069 | 0 | 0 | 525.9069 | 2.062 | 0 | 0 | 0 | 0 | 0
2072 | 585.0699 | 0 | 0 | 585.0699 | 2.0985 | 0 | 0 | 0 | 0 | 0
2073 | 81.7312 | 0 | 0 | 81.7312 | 2.1352 | 0 | 0 | 0 | 0 | 0
2074 | 83.7745 | 0 | 0 | 83.7745 | 2.1728 | 0 | 0 | 0 | 0 | 0
2075 | 85.8689 | 0 | 0 | 85.8689 | 2.2113 | 0 | 0 | 0 | 0 | 0
2076 | 88.0156 | 0 | 0 | 88.0156 | 2.2507 | 0 | 0 | 0 | 0 | 0
2077 | 90.216 | 0 | 0 | 90.216 | 2.291 | 0 | 0 | 0 | 0 | 0
2078 | 92.4714 | 0 | 0 | 92.4714 | 2.3324 | 0 | 0 | 0 | 0 | 0
2079 | 94.7832 | 0 | 0 | 94.7832 | 2.3749 | 0 | 0 | 0 | 0 | 0
2080 | 97.1528 | 0 | 0 | 97.1528 | 2.4185 | 0 | 0 | 0 | 0 | 0
2081 | 99.5816 | 0 | 0 | 99.5816 | 2.4633 | 0 | 0 | 0 | 0 | 0
2082 | 102.0711 | 0 | 0 | 102.0711 | 2.5093 | 0 | 0 | 0 | 0 | 0
NOM | 8187.1668 | 0 | 0 | 8187.1668 | 86.9724 | 0 | 0 | 0 | 0 | 0
NPV | 1180.0468 | 0 | 0 | 1180.0468 | 9.556 | 0 | 0 | 0 | 0 | 0
* SUPPLEMENTAL INFORMATION NOT SPECIFIED IN WORKBOOK
** NEGATIVE COSTS WILL BE CALCULATED AS POSITIVE BENEFITS FOR TRC AND RIM TESTS
page 2b | PROGRAM NAME: (4): INPUT DATA - PART 1 CONTINUED
PROGRAM METHOD SELECTED: REV_REQ
| ESCALATION RATES |  | PROGRAM NAME: | Res AC Measures
| (1) | (2) | (3) | (4) | (5) | (6) | (7a) | (7b) | (8)
[7 empty] | Onpeak | Offpeak
|  |  |  | Fuel | Capacity | Blended | Energy Charge | Energy Charge | Demand Charge
Year | CPI% | PPI-CAP% | O&M% | (cents/kwh) | Factor | Cap. Rate | (cents/kwh) | (cents/kwh) | ($/kw)
2023 | 2.5 | 2.5 | 2.5 | 0 | 0 | 2 | 13.2846 | 0 | 0
2024 | 2.5 | 2.5 | 2.5 | 0 | 0 | 2 | 13.9419 | 0 | 0
2025 | 2.5 | 2.5 | 2.5 | 0 | 0 | 2 | 11.7229 | 0 | 0
2026 | 2.5 | 2.5 | 2.5 | 0 | 0 | 2 | 12.696 | 0 | 0
2027 | 2.5 | 2.5 | 2.5 | 0 | 0 | 2 | 13.1883 | 0 | 0
2028 | 2.5 | 2.5 | 2.5 | 0 | 0 | 2 | 13.3358 | 0 | 0
2029 | 2.5 | 2.5 | 2.5 | 0 | 0 | 2 | 13.4522 | 0 | 0
2030 | 2.5 | 2.5 | 2.5 | 0 | 0 | 2 | 14.122 | 0 | 0
2031 | 2.5 | 2.5 | 2.5 | 0 | 0 | 2 | 14.4734 | 0 | 0
2032 | 2.5 | 2.5 | 2.5 | 0 | 0 | 2 | 14.85 | 0 | 0
2033 | 2.5 | 2.5 | 2.5 | 6.273 | 63 | 2 | 15.1151 | 0 | 0
2034 | 2.5 | 2.5 | 2.5 | 6.39 | 65 | 2 | 15.4039 | 0 | 0
2035 | 2.5 | 2.5 | 2.5 | 6.499 | 65 | 2 | 15.7842 | 0 | 0
2036 | 2.5 | 2.5 | 2.5 | 6.369 | 70 | 2 | 16.1319 | 0 | 0
2037 | 2.5 | 2.5 | 2.5 | 6.522 | 71 | 2 | 16.4883 | 0 | 0
2038 | 2.5 | 2.5 | 2.5 | 6.585 | 74 | 2 | 16.9033 | 0 | 0
2039 | 2.5 | 2.5 | 2.5 | 6.588 | 77 | 2 | 17.3412 | 0 | 0
2040 | 2.5 | 2.5 | 2.5 | 6.767 | 78 | 2 | 17.7009 | 0 | 0
2041 | 2.5 | 2.5 | 2.5 | 6.885 | 82 | 2 | 18.0695 | 0 | 0
2042 | 2.5 | 2.5 | 2.5 | 6.948 | 81 | 2 | 18.4317 | 0 | 0
2043 | 2.5 | 2.5 | 2.5 | 7.177 | 81 | 2 | 18.7911 | 0 | 0
2044 | 2.5 | 2.5 | 2.5 | 7.37 | 83 | 2 | 19.2487 | 0 | 0
2045 | 2.5 | 2.5 | 2.5 | 7.8 | 84 | 2 | 19.7531 | 0 | 0
2046 | 2.5 | 2.5 | 2.5 | 7.636 | 86 | 2 | 20.1802 | 0 | 0
2047 | 2.5 | 2.5 | 2.5 | 8.086 | 86 | 2 | 20.6009 | 0 | 0
2048 | 2.5 | 2.5 | 2.5 | 8.474 | 85 | 2 | 20.9751 | 0 | 0
2049 | 2.5 | 2.5 | 2.5 | 8.705 | 87 | 2 | 21.3898 | 0 | 0
2050 | 2.5 | 2.5 | 2.5 | 9.119 | 88 | 2 | 21.7875 | 0 | 0
2051 | 2.5 | 2.5 | 2.5 | 9.242 | 88 | 2 | 22.0992 | 0 | 0
2052 | 2.5 | 2.5 | 2.5 | 9.132 | 87 | 2 | 22.5657 | 0 | 0
2053 | 2.5 | 2.5 | 2.5 | 9.066 | 89 | 2 | 22.9199 | 0 | 0
2054 | 2.5 | 2.5 | 2.5 | 8.894 | 90 | 2 | 23.2782 | 0 | 0
2055 | 2.5 | 2.5 | 2.5 | 8.889 | 90 | 2 | 23.6409 | 0 | 0
2056 | 2.5 | 2.5 | 2.5 | 8.72 | 90 | 2 | 24.0079 | 0 | 0
2057 | 2.5 | 2.5 | 2.5 | 8.799 | 91 | 2 | 24.3794 | 0 | 0
2058 | 2.5 | 2.5 | 2.5 | 8.597 | 92 | 2 | 24.7554 | 0 | 0
2059 | 2.5 | 2.5 | 2.5 | 8.632 | 91 | 2 | 25.1361 | 0 | 0
2060 | 2.5 | 2.5 | 2.5 | 8.527 | 91 | 2 | 25.5215 | 0 | 0
2061 | 2.5 | 2.5 | 2.5 | 8.455 | 90 | 2 | 25.9117 | 0 | 0
2062 | 2.5 | 2.5 | 2.5 | 8.376 | 91 | 2 | 26.3067 | 0 | 0
2063 | 2.5 | 2.5 | 2.5 | 8.796 | 91 | 2 | 26.8112 | 0 | 0
2064 | 2.5 | 2.5 | 2.5 | 8.585 | 92 | 2 | 27.3219 | 0 | 0
2065 | 2.5 | 2.5 | 2.5 | 8.571 | 91 | 2 | 27.8323 | 0 | 0
2066 | 2.5 | 2.5 | 2.5 | 8.527 | 91 | 2 | 28.3396 | 0 | 0
2067 | 2.5 | 2.5 | 2.5 | 8.572 | 91 | 2 | 28.8486 | 0 | 0
2068 | 2.5 | 2.5 | 2.5 | 8.503 | 91 | 2 | 29.3617 | 0 | 0
2069 | 2.5 | 2.5 | 2.5 | 8.592 | 91 | 2 | 29.8822 | 0 | 0
2070 | 2.5 | 2.5 | 2.5 | 8.326 | 91 | 2 | 30.4082 | 0 | 0
2071 | 2.5 | 2.5 | 2.5 | 8.277 | 91 | 2 | 30.9403 | 0 | 0
2072 | 2.5 | 2.5 | 2.5 | 8.228 | 91 | 2 | 31.4872 | 0 | 0
2073 | 2.5 | 2.5 | 2.5 | 8.179 | 91 | 2 | 32.0385 | 0 | 0
2074 | 2.5 | 2.5 | 2.5 | 8.179 | 91 | 2 | 32.6025 | 0 | 0
2075 | 2.5 | 2.5 | 2.5 | 8.179 | 91 | 2 | 33.1797 | 0 | 0
2076 | 2.5 | 2.5 | 2.5 | 8.179 | 91 | 2 | 33.7707 | 0 | 0
2077 | 2.5 | 2.5 | 2.5 | 8.179 | 91 | 2 | 34.3763 | 0 | 0
2078 | 2.5 | 2.5 | 2.5 | 8.179 | 91 | 2 | 34.9973 | 0 | 0
2079 | 2.5 | 2.5 | 2.5 | 8.179 | 91 | 2 | 35.6344 | 0 | 0
2080 | 2.5 | 2.5 | 2.5 | 8.179 | 91 | 2 | 36.2885 | 0 | 0
2081 | 2.5 | 2.5 | 2.5 | 8.179 | 91 | 2 | 36.9606 | 0 | 0
2082 | 2.5 | 2.5 | 2.5 | 8.179 | 91 | 2 | 37.6516 | 0 | 0
Legend:
| Column (1) used for: |  | Utility Cost
Customer Equipment
Supply Costs
| Column (3) used for: |  | Customer O&M Cost
Generator Fixed O&M
T&D Fixed O&M
Generator Variable O&M
| Column (6) used for: |  | Gen, Tran, & Dist Cost
page 3 | Res AC Measures (5): CALCULATION OF GEN K-FACTOR |  |  |  |  | PSC FORM CE 1.1A
| Res AC Measures (5): PROGRAM METHOD SELECTED REV_REQ |  |  |  |  | PAGE 1 OF 2
|  |  |  | PROGRAM NAME: | Res AC Measures
| (2) | (3) | (4) | (5) | (6) | (7) | -8 | -9 | -10 | -11 | -12 | -13 | -14 | -15
REPLACEMENT
[12 empty] | PRESENT |  | COST BASIS
[11 empty] | TOTAL | WORTH | CUMULATIVE | FOR
| MID-YEAR |  | PREFERRED | COMMON | INCOME | PROPERTY | PROPERTY |  | DEFERRED | ITC | FIXED | FIXED | PW FIXED | PROPERTY
| RATE BASE | DEBT | STOCK | EQUITY | TAXES | TAX | INSURANCE | DEPREC. | TAXES | NORMALIZATION | CHARGES | CHARGES | CHARGES | INSURANCE
YEAR | $(000) | $(000) | $(000) | $(000) | $(000) | $(000) | $(000) | $(000) | $(000) | $(000) | $(000) | $(000) | $(000) | $(000)
2033 | 22217.4202 | 315.0519 | 0 | 1403.6077 | 403.3077 | 375.4163 | 8.0303 | 446.1276 | 85.081 | 0 | 3036.6225 | 3036.6225 | 3036.6225 | 22306.378
2034 | 21579.691 | 306.0086 | 0 | 1363.3186 | 674.783 | 367.908 | 7.8697 | 446.1276 | -200.0723 | 0 | 2965.9431 | 2743.814 | 5780.4365 | 21860.2504
2035 | 20863.0267 | 295.8461 | 0 | 1318.0426 | 915.3321 | 360.3997 | 7.7091 | 446.1276 | -455.9924 | 0 | 2887.4647 | 2471.1572 | 8251.5937 | 21414.1229
2036 | 20174.463 | 286.082 | 0 | 1274.5419 | 1129.5161 | 352.8914 | 7.5485 | 446.1276 | -684.9446 | 0 | 2811.7627 | 2226.1488 | 10477.7425 | 20967.9953
2037 | 19511.8963 | 276.6865 | 0 | 1232.6836 | 1319.2314 | 345.383 | 7.3879 | 446.1276 | -888.8707 | 0 | 2738.6293 | 2005.8601 | 12483.6026 | 20521.8677
2038 | 18873.385 | 267.6321 | 0 | 1192.345 | 1486.3782 | 337.8747 | 7.2273 | 446.1276 | -1069.7122 | 0 | 2667.8726 | 1807.6915 | 14291.2942 | 20075.7402
2039 | 18257.1221 | 258.8933 | 0 | 1153.4119 | 1632.5897 | 330.3664 | 7.0667 | 446.1276 | -1229.1412 | 0 | 2599.3143 | 1629.3331 | 15920.6272 | 19629.6126
2040 | 17661.4358 | 250.4462 | 0 | 1115.7789 | 1759.502 | 322.8581 | 6.9061 | 446.1276 | -1368.8298 | 0 | 2532.7889 | 1468.7299 | 17389.3571 | 19183.4851
2041 | 17077.2377 | 242.1621 | 0 | 1078.8716 | 1883.4246 | 315.3497 | 6.7454 | 446.1276 | -1505.2822 | 0 | 2467.3987 | 1323.6529 | 18713.01 | 18737.3575
2042 | 16494.6847 | 233.9012 | 0 | 1042.0682 | 2007.3285 | 307.8414 | 6.5848 | 446.1276 | -1641.6807 | 0 | 2402.171 | 1192.149 | 19905.159 | 18291.2299
2043 | 15912.1317 | 225.6404 | 0 | 1005.2648 | 2131.2864 | 300.3331 | 6.4242 | 446.1276 | -1778.1331 | 0 | 2336.9433 | 1072.9183 | 20978.0772 | 17845.1024
2044 | 15329.5787 | 217.3796 | 0 | 968.4615 | 2255.1903 | 292.8247 | 6.2636 | 446.1276 | -1914.5316 | 0 | 2271.7156 | 964.8599 | 21942.9372 | 17398.9748
2045 | 14747.0257 | 209.1187 | 0 | 931.6581 | 2379.1481 | 285.3164 | 6.103 | 446.1276 | -2050.984 | 0 | 2206.4879 | 866.9693 | 22809.9065 | 16952.8473
2046 | 14164.4726 | 200.8579 | 0 | 894.8547 | 2503.0521 | 277.8081 | 5.9424 | 446.1276 | -2187.3825 | 0 | 2141.2602 | 778.3294 | 23588.2359 | 16506.7197
2047 | 13581.9196 | 192.5971 | 0 | 858.0514 | 2627.0099 | 270.2998 | 5.7818 | 446.1276 | -2323.835 | 0 | 2076.0325 | 698.1038 | 24286.3397 | 16060.5921
2048 | 12999.3666 | 184.3362 | 0 | 821.248 | 2750.9139 | 262.7914 | 5.6212 | 446.1276 | -2460.2334 | 0 | 2010.8048 | 625.5292 | 24911.8689 | 15614.4646
2049 | 12416.8136 | 176.0754 | 0 | 784.4446 | 2874.8717 | 255.2831 | 5.4606 | 446.1276 | -2596.6859 | 0 | 1945.5771 | 559.9097 | 25471.7787 | 15168.337
2050 | 11834.2606 | 167.8145 | 0 | 747.6412 | 2998.7756 | 247.7748 | 5.3 | 446.1276 | -2733.0843 | 0 | 1880.3494 | 500.6105 | 25972.3892 | 14722.2095
2051 | 11251.7076 | 159.5537 | 0 | 710.8379 | 3122.7335 | 240.2665 | 5.1394 | 446.1276 | -2869.5368 | 0 | 1815.1217 | 447.053 | 26419.4421 | 14276.0819
2052 | 10669.1546 | 151.2929 | 0 | 674.0345 | 3246.6374 | 232.7581 | 4.9788 | 446.1276 | -3005.9352 | 0 | 1749.894 | 398.7097 | 26818.1519 | 13829.9543
2053 | 10146.7669 | 143.8852 | 0 | 641.0321 | 3251.5551 | 225.2498 | 4.8182 | 446.1276 | -3022.057 | 0 | 1690.6109 | 356.3532 | 27174.505 | 13383.8268
2054 | 9744.6829 | 138.1835 | 0 | 615.6301 | 3138.7223 | 217.7415 | 4.6576 | 446.1276 | -2917.8482 | 0 | 1643.2144 | 320.4225 | 27494.9275 | 12937.6992
2055 | 9402.7642 | 133.335 | 0 | 594.029 | 3027.18 | 210.2332 | 4.497 | 446.1276 | -2813.6393 | 0 | 1601.7624 | 288.9473 | 27783.8749 | 12491.5717
2056 | 9060.8455 | 128.4864 | 0 | 572.428 | 2915.6377 | 202.7248 | 4.3364 | 446.1276 | -2709.4304 | 0 | 1560.3104 | 260.3895 | 28044.2644 | 12045.4441
2057 | 8718.9268 | 123.6379 | 0 | 550.8269 | 2804.0954 | 195.2165 | 4.1758 | 446.1276 | -2605.2216 | 0 | 1518.8584 | 234.4885 | 28278.7529 | 11599.3165
2058 | 8377.0081 | 118.7893 | 0 | 529.2259 | 2692.5531 | 187.7082 | 4.0151 | 446.1276 | -2501.0127 | 0 | 1477.4064 | 211.0067 | 28489.7596 | 11153.189
2059 | 8035.0894 | 113.9408 | 0 | 507.6248 | 2581.0108 | 180.1998 | 3.8545 | 446.1276 | -2396.8039 | 0 | 1435.9544 | 189.7268 | 28679.4864 | 10707.0614
2060 | 7693.1707 | 109.0922 | 0 | 486.0238 | 2469.4685 | 172.6915 | 3.6939 | 446.1276 | -2292.595 | 0 | 1394.5025 | 170.4508 | 28849.9372 | 10260.9339
2061 | 7351.252 | 104.2437 | 0 | 464.4227 | 2357.9261 | 165.1832 | 3.5333 | 446.1276 | -2188.3861 | 0 | 1353.0505 | 152.998 | 29002.9352 | 9814.8063
2062 | 7009.3333 | 99.3951 | 0 | 442.8216 | 2246.3838 | 157.6749 | 3.3727 | 446.1276 | -2084.1773 | 0 | 1311.5985 | 137.2033 | 29140.1384 | 9368.6788
2063 | 6667.4146 | 94.5466 | 0 | 421.2206 | 2134.8415 | 150.1665 | 3.2121 | 446.1276 | -1979.9684 | 0 | 1270.1465 | 122.9162 | 29263.0547 | 8922.5512
2064 | 6325.4959 | 89.6981 | 0 | 399.6195 | 2023.2992 | 142.6582 | 3.0515 | 446.1276 | -1875.7595 | 0 | 1228.6945 | 109.9996 | 29373.0543 | 8476.4236
2065 | 5983.5772 | 84.8495 | 0 | 378.0185 | 1911.7569 | 135.1499 | 2.8909 | 446.1276 | -1771.5507 | 0 | 1187.2426 | 98.3283 | 29471.3826 | 8030.2961
2066 | 5641.6585 | 80.001 | 0 | 356.4174 | 1800.2146 | 127.6416 | 2.7303 | 446.1276 | -1667.3418 | 0 | 1145.7906 | 87.7882 | 29559.1708 | 7584.1685
2067 | 5299.7398 | 75.1524 | 0 | 334.8164 | 1688.6723 | 120.1332 | 2.5697 | 446.1276 | -1563.1329 | 0 | 1104.3386 | 78.2754 | 29637.4461 | 7138.041
2068 | 4957.8211 | 70.3039 | 0 | 313.2153 | 1577.1299 | 112.6249 | 2.4091 | 446.1276 | -1458.9241 | 0 | 1062.8866 | 69.695 | 29707.1411 | 6691.9134
2069 | 4615.9024 | 65.4553 | 0 | 291.6143 | 1465.5876 | 105.1166 | 2.2485 | 446.1276 | -1354.7152 | 0 | 1021.4346 | 61.9608 | 29769.1019 | 6245.7858
2070 | 4273.9837 | 60.6068 | 0 | 270.0132 | 1354.0453 | 97.6082 | 2.0879 | 446.1276 | -1250.5064 | 0 | 979.9826 | 54.9942 | 29824.0961 | 5799.6583
2071 | 3932.065 | 55.7583 | 0 | 248.4121 | 1242.503 | 90.0999 | 1.9273 | 446.1276 | -1146.2975 | 0 | 938.5307 | 48.7235 | 29872.8196 | 5353.5307
2072 | 3590.1463 | 50.9097 | 0 | 226.8111 | 1130.9607 | 82.5916 | 1.7667 | 446.1276 | -1042.0886 | 0 | 897.0787 | 43.0837 | 29915.9033 | 4907.4032
2073 | 3248.2276 | 46.0612 | 0 | 205.21 | 1019.4184 | 75.0833 | 1.6061 | 446.1276 | -937.8798 | 0 | 855.6267 | 38.0153 | 29953.9186 | 4461.2756
2074 | 2906.3089 | 41.2126 | 0 | 183.609 | 907.8761 | 75.0833 | 1.6061 | 446.1276 | -833.6709 | 0 | 821.8436 | 33.7796 | 29987.6982 | 4461.2756
2075 | 2564.3902 | 36.3641 | 0 | 162.0079 | 796.3337 | 75.0833 | 1.6061 | 446.1276 | -729.462 | 0 | 788.0606 | 29.9652 | 30017.6634 | 4461.2756
2076 | 2222.4715 | 31.5155 | 0 | 140.4069 | 684.7914 | 75.0833 | 1.6061 | 446.1276 | -625.2532 | 0 | 754.2775 | 26.5326 | 30044.196 | 4461.2756
2077 | 1880.5528 | 26.667 | 0 | 118.8058 | 573.2491 | 75.0833 | 1.6061 | 446.1276 | -521.0443 | 0 | 720.4945 | 23.4462 | 30067.6422 | 4461.2756
2078 | 1538.6341 | 21.8184 | 0 | 97.2048 | 461.7068 | 75.0833 | 1.6061 | 446.1276 | -416.8355 | 0 | 686.7114 | 20.6732 | 30088.3154 | 4461.2756
2079 | 1196.7154 | 16.9699 | 0 | 75.6037 | 350.1645 | 75.0833 | 1.6061 | 446.1276 | -312.6266 | 0 | 652.9284 | 18.184 | 30106.4994 | 4461.2756
2080 | 854.7967 | 12.1214 | 0 | 54.0026 | 238.6222 | 75.0833 | 1.6061 | 446.1276 | -208.4177 | 0 | 619.1453 | 15.9518 | 30122.4512 | 4461.2756
2081 | 512.878 | 7.2728 | 0 | 32.4016 | 127.0799 | 75.0833 | 1.6061 | 446.1276 | -104.2089 | 0 | 585.3623 | 13.9519 | 30136.4031 | 4461.2756
2082 | 170.9593 | 2.4243 | 0 | 10.8005 | 15.5376 | 75.0833 | 1.6061 | 446.1276 | -1.6769e-12 | 0 | 551.5792 | 12.1621 | 30148.5652 | 4461.2756
|  | IN SERVICE COST ($000) |  | 22306.378
|  | IN SERVICE YEAR |  | 2033 |  | CAPITAL STRUCTURE
|  | BOOK LIFE (YRS) |  | 50 |  | SOURCE | WEIGHT | COST |  |  | K-FACTOR = CPWFC / IN-SVC COST = | 1.3516
|  | EFFEC. TAX RATE |  | 25.35% |  | DEBT | 40.4% | 3.51%
|  | DISCOUNT RATE |  | 8.096% |  | P/S | 0% | 0%
|  | PROPERTY TAX |  | 1.683% |  | C/S | 59.6% | 10.6%
|  | PROPERTY INSURANCE |  | 0.036%
page 4a | PROGRAM NAME: (5): DEFERRED TAX AND MID-YEAR RATE BASE CALCULATION; Res AC Measures -15: PSC FORM CE 1.1A
|  |  |  | PROGRAM METHOD SELECTED: REV_REQ | [9 empty] | PAGE 2a OF 2
|  |  | PROGRAM NAME: | Res AC Measures
(1) | (2) | (3) | (4) | (5) | (6) | (7) | (8) | (9) | (10) | (11) | (12) | (13) | (14) | (15)
[6 empty] | BOOK | ACCUMULATED | DEFERRED
|  |  | ACCUMULATED |  | ACCUMULATED | DEPRECIATION | BOOK DEPR | TAX | TOTAL |  |  |  | ANNUAL | ACCUMULATED
| TAX | TAX | TAX | BOOK | BOOK | FOR | FOR | DUE TO | EQUITY | BOOK DEPR | (10)*(11) | SALVAGE | DEFERRED TAX | DEFERRED
| DEPRECIATION | DEPRECIATION | DEPRECIATION | DEPRECIATION | DEPRECIATION | DEFERRED TAX | DEFERRED TAX | DEPRECIATION | AFUDC | RATE | TAX RATE | TAX RATE | (9)-(12)+(13) | TAX
YEAR | SCHEDULE | $(000) | $(000) | $(000) | $(000) | $(000) | $(000) | $(000) | $(000) | MINUS 1/LIFE | $(000) | $(000) | $(000) | $(000)
2033 | 3.75% | 798.0234 | 798.0234 | 446.1276 | 446.1276 | 446.1276 | 446.1276 | 85.081 | 1748.3067 | 0 | 0 | 0 | 85.081 | 268.2121 | 7
2034 | 7.219% | 1536.2483 | 2334.2717 | 446.1276 | 892.2551 | 446.1276 | 892.2551 | -200.0723 | 1748.3067 | 0 | 0 | 0 | -200.0723 | 68.1398
2035 | 6.677% | 1420.9073 | 3755.179 | 446.1276 | 1338.3827 | 446.1276 | 1338.3827 | -455.9924 | 1748.3067 | 0 | 0 | 0 | -455.9924 | -387.8526
2036 | 6.177% | 1314.5042 | 5069.6832 | 446.1276 | 1784.5102 | 446.1276 | 1784.5102 | -684.9446 | 1748.3067 | 0 | 0 | 0 | -684.9446 | -1072.7973
2037 | 5.713% | 1215.7621 | 6285.4453 | 446.1276 | 2230.6378 | 446.1276 | 2230.6378 | -888.8707 | 1748.3067 | 0 | 0 | 0 | -888.8707 | -1961.6679
2038 | 5.285% | 1124.681 | 7410.1263 | 446.1276 | 2676.7654 | 446.1276 | 2676.7654 | -1069.7122 | 1748.3067 | 0 | 0 | 0 | -1069.7122 | -3031.3801
2039 | 4.888% | 1040.1969 | 8450.3232 | 446.1276 | 3122.8929 | 446.1276 | 3122.8929 | -1229.1412 | 1748.3067 | 0 | 0 | 0 | -1229.1412 | -4260.5213
2040 | 4.522% | 962.3098 | 9412.633 | 446.1276 | 3569.0205 | 446.1276 | 3569.0205 | -1368.8298 | 1748.3067 | 0 | 0 | 0 | -1368.8298 | -5629.3512
2041 | 4.462% | 949.5415 | 10362.1745 | 446.1276 | 4015.148 | 446.1276 | 4015.148 | -1505.2822 | 1748.3067 | 0 | 0 | 0 | -1505.2822 | -7134.6334
2042 | 4.461% | 949.3287 | 11311.5031 | 446.1276 | 4461.2756 | 446.1276 | 4461.2756 | -1641.6807 | 1748.3067 | 0 | 0 | 0 | -1641.6807 | -8776.3141
2043 | 4.462% | 949.5415 | 12261.0446 | 446.1276 | 4907.4032 | 446.1276 | 4907.4032 | -1778.1331 | 1748.3067 | 0 | 0 | 0 | -1778.1331 | -10554.4472
2044 | 4.461% | 949.3287 | 13210.3733 | 446.1276 | 5353.5307 | 446.1276 | 5353.5307 | -1914.5316 | 1748.3067 | 0 | 0 | 0 | -1914.5316 | -12468.9789
2045 | 4.462% | 949.5415 | 14159.9147 | 446.1276 | 5799.6583 | 446.1276 | 5799.6583 | -2050.984 | 1748.3067 | 0 | 0 | 0 | -2050.984 | -14519.9629
2046 | 4.461% | 949.3287 | 15109.2434 | 446.1276 | 6245.7858 | 446.1276 | 6245.7858 | -2187.3825 | 1748.3067 | 0 | 0 | 0 | -2187.3825 | -16707.3454
2047 | 4.462% | 949.5415 | 16058.7849 | 446.1276 | 6691.9134 | 446.1276 | 6691.9134 | -2323.835 | 1748.3067 | 0 | 0 | 0 | -2323.835 | -19031.1804
2048 | 4.461% | 949.3287 | 17008.1135 | 446.1276 | 7138.041 | 446.1276 | 7138.041 | -2460.2334 | 1748.3067 | 0 | 0 | 0 | -2460.2334 | -21491.4138
2049 | 4.462% | 949.5415 | 17957.655 | 446.1276 | 7584.1685 | 446.1276 | 7584.1685 | -2596.6859 | 1748.3067 | 0 | 0 | 0 | -2596.6859 | -24088.0997
2050 | 4.461% | 949.3287 | 18906.9836 | 446.1276 | 8030.2961 | 446.1276 | 8030.2961 | -2733.0843 | 1748.3067 | 0 | 0 | 0 | -2733.0843 | -26821.184
2051 | 4.462% | 949.5415 | 19856.5251 | 446.1276 | 8476.4236 | 446.1276 | 8476.4236 | -2869.5368 | 1748.3067 | 0 | 0 | 0 | -2869.5368 | -29690.7208
2052 | 4.461% | 949.3287 | 20805.8538 | 446.1276 | 8922.5512 | 446.1276 | 8922.5512 | -3005.9352 | 1748.3067 | 0 | 0 | 0 | -3005.9352 | -32696.656
2053 | 2.231% | 474.7707 | 21280.6245 | 446.1276 | 9368.6788 | 446.1276 | 9368.6788 | -3022.057 | 1748.3067 | 0 | 0 | 0 | -3022.057 | -35718.7131
2054 | 0% | 0 | 21280.6245 | 446.1276 | 9814.8063 | 446.1276 | 9814.8063 | -2917.8482 | 1748.3067 | 0 | 0 | 0 | -2917.8482 | -38636.5612
2055 | 0% | 0 | 21280.6245 | 446.1276 | 10260.9339 | 446.1276 | 10260.9339 | -2813.6393 | 1748.3067 | 0 | 0 | 0 | -2813.6393 | -41450.2005
2056 | 0% | 0 | 21280.6245 | 446.1276 | 10707.0614 | 446.1276 | 10707.0614 | -2709.4304 | 1748.3067 | 0 | 0 | 0 | -2709.4304 | -44159.631
2057 | 0% | 0 | 21280.6245 | 446.1276 | 11153.189 | 446.1276 | 11153.189 | -2605.2216 | 1748.3067 | 0 | 0 | 0 | -2605.2216 | -46764.8525
2058 | 0% | 0 | 21280.6245 | 446.1276 | 11599.3165 | 446.1276 | 11599.3165 | -2501.0127 | 1748.3067 | 0 | 0 | 0 | -2501.0127 | -49265.8653
2059 | 0% | 0 | 21280.6245 | 446.1276 | 12045.4441 | 446.1276 | 12045.4441 | -2396.8039 | 1748.3067 | 0 | 0 | 0 | -2396.8039 | -51662.6691
2060 | 0% | 0 | 21280.6245 | 446.1276 | 12491.5717 | 446.1276 | 12491.5717 | -2292.595 | 1748.3067 | 0 | 0 | 0 | -2292.595 | -53955.2641
2061 | 0% | 0 | 21280.6245 | 446.1276 | 12937.6992 | 446.1276 | 12937.6992 | -2188.3861 | 1748.3067 | 0 | 0 | 0 | -2188.3861 | -56143.6502
2062 | 0% | 0 | 21280.6245 | 446.1276 | 13383.8268 | 446.1276 | 13383.8268 | -2084.1773 | 1748.3067 | 0 | 0 | 0 | -2084.1773 | -58227.8275
2063 | 0% | 0 | 21280.6245 | 446.1276 | 13829.9543 | 446.1276 | 13829.9543 | -1979.9684 | 1748.3067 | 0 | 0 | 0 | -1979.9684 | -60207.7959
2064 | 0% | 0 | 21280.6245 | 446.1276 | 14276.0819 | 446.1276 | 14276.0819 | -1875.7595 | 1748.3067 | 0 | 0 | 0 | -1875.7595 | -62083.5554
2065 | 0% | 0 | 21280.6245 | 446.1276 | 14722.2095 | 446.1276 | 14722.2095 | -1771.5507 | 1748.3067 | 0 | 0 | 0 | -1771.5507 | -63855.1061
2066 | 0% | 0 | 21280.6245 | 446.1276 | 15168.337 | 446.1276 | 15168.337 | -1667.3418 | 1748.3067 | 0 | 0 | 0 | -1667.3418 | -65522.4479
2067 | 0% | 0 | 21280.6245 | 446.1276 | 15614.4646 | 446.1276 | 15614.4646 | -1563.1329 | 1748.3067 | 0 | 0 | 0 | -1563.1329 | -67085.5808
2068 | 0% | 0 | 21280.6245 | 446.1276 | 16060.5921 | 446.1276 | 16060.5921 | -1458.9241 | 1748.3067 | 0 | 0 | 0 | -1458.9241 | -68544.5049
2069 | 0% | 0 | 21280.6245 | 446.1276 | 16506.7197 | 446.1276 | 16506.7197 | -1354.7152 | 1748.3067 | 0 | 0 | 0 | -1354.7152 | -69899.2201
2070 | 0% | 0 | 21280.6245 | 446.1276 | 16952.8473 | 446.1276 | 16952.8473 | -1250.5064 | 1748.3067 | 0 | 0 | 0 | -1250.5064 | -71149.7265
2071 | 0% | 0 | 21280.6245 | 446.1276 | 17398.9748 | 446.1276 | 17398.9748 | -1146.2975 | 1748.3067 | 0 | 0 | 0 | -1146.2975 | -72296.024
2072 | 0% | 0 | 21280.6245 | 446.1276 | 17845.1024 | 446.1276 | 17845.1024 | -1042.0886 | 1748.3067 | 0 | 0 | 0 | -1042.0886 | -73338.1126
2073 | 0% | 0 | 21280.6245 | 446.1276 | 18291.2299 | 446.1276 | 18291.2299 | -937.8798 | 1748.3067 | 0 | 0 | 0 | -937.8798 | -74275.9924
2074 | 0% | 0 | 21280.6245 | 446.1276 | 18737.3575 | 446.1276 | 18737.3575 | -833.6709 | 1748.3067 | 0 | 0 | 0 | -833.6709 | -75109.6633
2075 | 0% | 0 | 21280.6245 | 446.1276 | 19183.4851 | 446.1276 | 19183.4851 | -729.462 | 1748.3067 | 0 | 0 | 0 | -729.462 | -75839.1253
2076 | 0% | 0 | 21280.6245 | 446.1276 | 19629.6126 | 446.1276 | 19629.6126 | -625.2532 | 1748.3067 | 0 | 0 | 0 | -625.2532 | -76464.3785
2077 | 0% | 0 | 21280.6245 | 446.1276 | 20075.7402 | 446.1276 | 20075.7402 | -521.0443 | 1748.3067 | 0 | 0 | 0 | -521.0443 | -76985.4228
2078 | 0% | 0 | 21280.6245 | 446.1276 | 20521.8677 | 446.1276 | 20521.8677 | -416.8355 | 1748.3067 | 0 | 0 | 0 | -416.8355 | -77402.2583
2079 | 0% | 0 | 21280.6245 | 446.1276 | 20967.9953 | 446.1276 | 20967.9953 | -312.6266 | 1748.3067 | 0 | 0 | 0 | -312.6266 | -77714.8849
2080 | 0% | 0 | 21280.6245 | 446.1276 | 21414.1229 | 446.1276 | 21414.1229 | -208.4177 | 1748.3067 | 0 | 0 | 0 | -208.4177 | -77923.3026
2081 | 0% | 0 | 21280.6245 | 446.1276 | 21860.2504 | 446.1276 | 21860.2504 | -104.2089 | 1748.3067 | 0 | 0 | 0 | -104.2089 | -78027.5115
2082 | 0% | 0 | 21280.6245 | 446.1276 | 22306.378 | 446.1276 | 22306.378 | -1.6769e-12 | 1748.3067 | 0 | 0 | 0 | -1.6769e-12 | -78027.5115
| SALVAGE / REMOVAL COST |  |  |  | 0
| YEAR SALVAGE / COST OF REMOVAL |  |  |  | 2082
| DEFERRED TAXES DURING CONSTRUCTION (SEE PAGE 5) |  |  |  | 183.1311
| TOTAL EQUITY AFUDC CAPITALIZED (SEE PAGE 5) |  |  |  | 1748.3067
| BOOK DEPRECIATION RATE - 1/USEFUL LIFE |  |  |  | 2%
page 4b |  |  |  | DEFERRED TAX AND MID-YEAR RATE BASE CALCULATION | [9 empty] | PSC FORM CE 1.1A
|  |  |  | PROGRAM METHOD SELECTED: REV_REQ | [9 empty] | PAGE 2b OF 2
|  |  | PROGRAM NAME: | Res AC Measures
(1) | (2) | (3) | (4) | (5) | (5a)* | (5b)* | (6) | (7) | (8)
END
OF YEAR
|  |  |  | NET |  |  | BEGINNING | ENDING OF
| TAX | TAX | DEFERRED | PLANT IN | ACCUMULATED | ACCUMULATED | YEAR RATE | YEAR RATE | MID-YEAR
| DEPRECIATION | DEPRECIATION | TAX | SERVICE | DEPRECIATION | DEF TAXES | BASE | BASE | RATE BASE
YEAR | SCHEDULE | $(000) | $(000) | $(000) | $(000) | $(000) | $(000) | $(000) | $(000)
2033 | 3.75% | 798.0234 | 85.081 | 21860.2504 | 446.1276 | 268.2121 | 22489.5091 | 21945.3314 | 22217.4202
2034 | 7.219% | 1536.2483 | -200.0723 | 21414.1229 | 892.2551 | 68.1398 | 21945.3314 | 21214.0505 | 21579.691
2035 | 6.677% | 1420.9073 | -455.9924 | 20967.9953 | 1338.3827 | -387.8526 | 21214.0505 | 20512.0029 | 20863.0267
2036 | 6.177% | 1314.5042 | -684.9446 | 20521.8677 | 1784.5102 | -1072.7973 | 20512.0029 | 19836.9231 | 20174.463
2037 | 5.713% | 1215.7621 | -888.8707 | 20075.7402 | 2230.6378 | -1961.6679 | 19836.9231 | 19186.8695 | 19511.8963
2038 | 5.285% | 1124.681 | -1069.7122 | 19629.6126 | 2676.7654 | -3031.3801 | 19186.8695 | 18559.9004 | 18873.385
2039 | 4.888% | 1040.1969 | -1229.1412 | 19183.4851 | 3122.8929 | -4260.5213 | 18559.9004 | 17954.3438 | 18257.1221
2040 | 4.522% | 962.3098 | -1368.8298 | 18737.3575 | 3569.0205 | -5629.3512 | 17954.3438 | 17368.5277 | 17661.4358
2041 | 4.462% | 949.5415 | -1505.2822 | 18291.2299 | 4015.148 | -7134.6334 | 17368.5277 | 16785.9477 | 17077.2377
2042 | 4.461% | 949.3287 | -1641.6807 | 17845.1024 | 4461.2756 | -8776.3141 | 16785.9477 | 16203.4217 | 16494.6847
2043 | 4.462% | 949.5415 | -1778.1331 | 17398.9748 | 4907.4032 | -10554.4472 | 16203.4217 | 15620.8417 | 15912.1317
2044 | 4.461% | 949.3287 | -1914.5316 | 16952.8473 | 5353.5307 | -12468.9789 | 15620.8417 | 15038.3156 | 15329.5787
2045 | 4.462% | 949.5415 | -2050.984 | 16506.7197 | 5799.6583 | -14519.9629 | 15038.3156 | 14455.7357 | 14747.0257
2046 | 4.461% | 949.3287 | -2187.3825 | 16060.5921 | 6245.7858 | -16707.3454 | 14455.7357 | 13873.2096 | 14164.4726
2047 | 4.462% | 949.5415 | -2323.835 | 15614.4646 | 6691.9134 | -19031.1804 | 13873.2096 | 13290.6296 | 13581.9196
2048 | 4.461% | 949.3287 | -2460.2334 | 15168.337 | 7138.041 | -21491.4138 | 13290.6296 | 12708.1036 | 12999.3666
2049 | 4.462% | 949.5415 | -2596.6859 | 14722.2095 | 7584.1685 | -24088.0997 | 12708.1036 | 12125.5236 | 12416.8136
2050 | 4.461% | 949.3287 | -2733.0843 | 14276.0819 | 8030.2961 | -26821.184 | 12125.5236 | 11542.9976 | 11834.2606
2051 | 4.462% | 949.5415 | -2869.5368 | 13829.9543 | 8476.4236 | -29690.7208 | 11542.9976 | 10960.4176 | 11251.7076
2052 | 4.461% | 949.3287 | -3005.9352 | 13383.8268 | 8922.5512 | -32696.656 | 10960.4176 | 10377.8915 | 10669.1546
2053 | 2.231% | 474.7707 | -3022.057 | 12937.6992 | 9368.6788 | -35718.7131 | 10377.8915 | 9915.6422 | 10146.7669
2054 | 0% | 0 | -2917.8482 | 12491.5717 | 9814.8063 | -38636.5612 | 9915.6422 | 9573.7235 | 9744.6829
2055 | 0% | 0 | -2813.6393 | 12045.4441 | 10260.9339 | -41450.2005 | 9573.7235 | 9231.8048 | 9402.7642
2056 | 0% | 0 | -2709.4304 | 11599.3165 | 10707.0614 | -44159.631 | 9231.8048 | 8889.8861 | 9060.8455
2057 | 0% | 0 | -2605.2216 | 11153.189 | 11153.189 | -46764.8525 | 8889.8861 | 8547.9674 | 8718.9268
2058 | 0% | 0 | -2501.0127 | 10707.0614 | 11599.3165 | -49265.8653 | 8547.9674 | 8206.0487 | 8377.0081
2059 | 0% | 0 | -2396.8039 | 10260.9339 | 12045.4441 | -51662.6691 | 8206.0487 | 7864.13 | 8035.0894
2060 | 0% | 0 | -2292.595 | 9814.8063 | 12491.5717 | -53955.2641 | 7864.13 | 7522.2113 | 7693.1707
2061 | 0% | 0 | -2188.3861 | 9368.6788 | 12937.6992 | -56143.6502 | 7522.2113 | 7180.2926 | 7351.252
2062 | 0% | 0 | -2084.1773 | 8922.5512 | 13383.8268 | -58227.8275 | 7180.2926 | 6838.3739 | 7009.3333
2063 | 0% | 0 | -1979.9684 | 8476.4236 | 13829.9543 | -60207.7959 | 6838.3739 | 6496.4552 | 6667.4146
2064 | 0% | 0 | -1875.7595 | 8030.2961 | 14276.0819 | -62083.5554 | 6496.4552 | 6154.5365 | 6325.4959
2065 | 0% | 0 | -1771.5507 | 7584.1685 | 14722.2095 | -63855.1061 | 6154.5365 | 5812.6178 | 5983.5772
2066 | 0% | 0 | -1667.3418 | 7138.041 | 15168.337 | -65522.4479 | 5812.6178 | 5470.6991 | 5641.6585
2067 | 0% | 0 | -1563.1329 | 6691.9134 | 15614.4646 | -67085.5808 | 5470.6991 | 5128.7804 | 5299.7398
2068 | 0% | 0 | -1458.9241 | 6245.7858 | 16060.5921 | -68544.5049 | 5128.7804 | 4786.8618 | 4957.8211
2069 | 0% | 0 | -1354.7152 | 5799.6583 | 16506.7197 | -69899.2201 | 4786.8618 | 4444.9431 | 4615.9024
2070 | 0% | 0 | -1250.5064 | 5353.5307 | 16952.8473 | -71149.7265 | 4444.9431 | 4103.0244 | 4273.9837
2071 | 0% | 0 | -1146.2975 | 4907.4032 | 17398.9748 | -72296.024 | 4103.0244 | 3761.1057 | 3932.065
2072 | 0% | 0 | -1042.0886 | 4461.2756 | 17845.1024 | -73338.1126 | 3761.1057 | 3419.187 | 3590.1463
2073 | 0% | 0 | -937.8798 | 4015.148 | 18291.2299 | -74275.9924 | 3419.187 | 3077.2683 | 3248.2276
2074 | 0% | 0 | -833.6709 | 3569.0205 | 18737.3575 | -75109.6633 | 3077.2683 | 2735.3496 | 2906.3089
2075 | 0% | 0 | -729.462 | 3122.8929 | 19183.4851 | -75839.1253 | 2735.3496 | 2393.4309 | 2564.3902
2076 | 0% | 0 | -625.2532 | 2676.7654 | 19629.6126 | -76464.3785 | 2393.4309 | 2051.5122 | 2222.4715
2077 | 0% | 0 | -521.0443 | 2230.6378 | 20075.7402 | -76985.4228 | 2051.5122 | 1709.5935 | 1880.5528
2078 | 0% | 0 | -416.8355 | 1784.5102 | 20521.8677 | -77402.2583 | 1709.5935 | 1367.6748 | 1538.6341
2079 | 0% | 0 | -312.6266 | 1338.3827 | 20967.9953 | -77714.8849 | 1367.6748 | 1025.7561 | 1196.7154
2080 | 0% | 0 | -208.4177 | 892.2551 | 21414.1229 | -77923.3026 | 1025.7561 | 683.8374 | 854.7967
2081 | 0% | 0 | -104.2089 | 446.1276 | 21860.2504 | -78027.5115 | 683.8374 | 341.9187 | 512.878
2082 | 0% | 0 | -1.6769e-12 | -2.3078e-11 | 22306.378 | -78027.5115 | 341.9187 | -2.3505e-11 | 170.9593
* Column not specified in workbook
(1): page 5 |  |  |  |  | PSC FORM CE 1.1B
PAGE 1 OF 1
(1) | (2) | (3) | (4) | (5) | (6) | (7)
| NO.YEARS | PLANT | CUMULATIVE | YEARLY | ANNUAL | CUMULATIVE
| BEFORE | ESCALATION | ESCALATION | EXPENDITURE | SPENDING | AVERAGE SPENDING
YEAR | IN-SERVICE | RATE | FACTOR | (%) | ($/kW) | ($/kW)
2023 | -10 | 0% | 1 | 0 | 0 | 0
2024 | -9 | 2.5% | 1.025 | 0 | 0 | 0
2025 | -8 | 2.5% | 1.0506 | 0 | 0 | 0
2026 | -7 | 2.5% | 1.0769 | 0 | 0 | 0
2027 | -6 | 2.5% | 1.1038 | 0 | 0 | 0
2028 | -5 | 2.5% | 1.1314 | 0 | 0 | 0
2029 | -4 | 2.5% | 1.1597 | 0 | 0 | 0
2030 | -3 | 2.5% | 1.1887 | 43.903 | 410.3701 | 205.185
2031 | -2 | 2.5% | 1.2184 | 38.3775 | 367.6895 | 594.2148
2032 | -1 | 2.5% | 1.2489 | 17.7195 | 174.0124 | 865.0657
|  |  |  | 100 | 952.0719
|  | (8) | (8a)* | (8b)* | (9) | (9a)* | (9b)* | (9c)* | (9d)* | (9e)* | (10) | (11)
(3): CUMULATIVE; (5): CUMULATIVE; (6): YEARLY; (7): CUMULATIVE | CONSTRUCTION |  |  | CUMULATIVE | INCREMENTAL | CUMULATIVE
| NO.YEARS | SPENDING | DEBT | DEBT | TOTAL | TOTAL | PERIOD | CUMULATIVE | DEFERRED | DEFERRED | YEAR-END | YEAR-END
| BEFORE | WITH AFUDC | AFUDC | AFUDC | AFUDC | AFUDC | INTEREST | CPI | TAXES | TAXES | BOOK VALUE | BOOK VALUE
YEAR | IN-SERVICE | ($/kW) | ($/kW) | ($/kW) | ($/kW) | ($/kW) | ($/kW) | ($/kW) | ($/kW) | ($/kW) | ($/kW) | ($/kW)
2023 | -10 | 0 | 0 | 0 | 0 | 0 | 0 | 0 | 0 | 0 | 0 | 0
2024 | -9 | 0 | 0 | 0 | 0 | 0 | 0 | 0 | 0 | 0 | 0 | 0
2025 | -8 | 0 | 0 | 0 | 0 | 0 | 0 | 0 | 0 | 0 | 0 | 0
2026 | -7 | 0 | 0 | 0 | 0 | 0 | 0 | 0 | 0 | 0 | 0 | 0
2027 | -6 | 0 | 0 | 0 | 0 | 0 | 0 | 0 | 0 | 0 | 0 | 0
2028 | -5 | 0 | 0 | 0 | 0 | 0 | 0 | 0 | 0 | 0 | 0 | 0
2029 | -4 | 0 | 0 | 0 | 0 | 0 | 0 | 0 | 0 | 0 | 0 | 0
2030 | -3 | 205.185 | 2.8726 | 2.8726 | 12.7625 | 12.7625 | 7.202 | 7.202 | 1.0973 | 1.0973 | 423.1326 | 423.1326
2031 | -2 | 606.9773 | 8.4823 | 11.3549 | 37.6857 | 50.4482 | 20.8569 | 28.0589 | 3.1363 | 4.2336 | 405.3752 | 828.5078
2032 | -1 | 915.514 | 12.7579 | 24.1128 | 56.6816 | 107.1299 | 30.3638 | 58.4227 | 4.4622 | 8.6958 | 230.694 | 1059.2018
(4): 24.1128; (6): 107.1299 | 58.4227 |  | 8.6958 |  | 1059.2018
BOOK BASIS
[7 empty] | BOOK BASIS | FOR DEF TAX | TAX BASIS
(6): CONSTRUCTION CASH | 20050.2643 | 20050.2643 | 20050.2643
(6): EQUITY AFUDC | 1748.3067
(6): DEBT AFUDC | 507.8069 | 507.8069
(2): IN SERVICE YEAR; (4): 2033; (6): CPI |  |  | 1230.3602
| PLANT COSTS |  | 786.3466 |  | ITC Basis Reduction (Solar)
(2): AFUDC RATE; (4): 6.22%; (6): TOTAL | 22306.378 | 20558.0712 | 21280.6245 |  | * Column not specified in workbook
(1): page 6; (6): INPUT DATA -- PART 2 | [7 empty] | PSC FORM CE 1.2
(6): PROGRAM METHOD SELECTED : REV_REQ | [7 empty] | PAGE 1 OF 1
|  |  |  | PROGRAM NAME: | Res AC Measures
(1) | (2) | (3) | (4) | (5) | (6)* | (7) | (8) | (9)
UTILITY
| CUMULATIVE | ADJUSTED | AVERAGE | AVOIDED | INCREASED |  | PROGRAM | PROGRAM
| TOTAL | CUMULATIVE | SYSTEM | MARGINAL | MARGINAL | REPLACEMENT | KW | kWH
| PARTICIPATING | PARTICIPATING | FUEL COST | FUEL COST | FUEL COST | FUEL COST | EFFECTIVENESS | EFFECTIVENESS
YEAR | CUSTOMERS | CUSTOMERS | (C/kWh) | (C/kWh) | (C/kWh) | (C/kWh) | FACTOR | FACTOR
2023 | 0 | 0 | 2.1107 | 2.8192 | 2.1107 | 0 | 1 | 1
2024 | 0 | 0 | 2.6607 | 4.004 | 2.6607 | 0 | 1 | 1
2025 | 300 | 300 | 2.9695 | 4.0819 | 2.9695 | 0 | 1 | 1
2026 | 800 | 800 | 3.4117 | 4.2157 | 3.4117 | 0 | 1 | 1
2027 | 1550 | 1550 | 3.3657 | 3.7854 | 3.3657 | 0 | 1 | 1
2028 | 2375 | 2375 | 3.5114 | 3.9701 | 3.5114 | 0 | 1 | 1
2029 | 3283 | 3283 | 3.5913 | 4.1195 | 3.5913 | 0 | 1 | 1
2030 | 4281 | 4281 | 3.292 | 3.8587 | 3.292 | 0 | 1 | 1
2031 | 5379 | 5379 | 3.0693 | 3.8401 | 3.0693 | 0 | 1 | 1
2032 | 6587 | 6587 | 2.9515 | 3.7668 | 2.9515 | 0 | 1 | 1
2033 | 6587 | 6587 | 3.334 | 3.9619 | 3.334 | 6.8825 | 1 | 1
2034 | 6587 | 6587 | 3.5332 | 4.2021 | 3.5332 | 6.9767 | 1 | 1
2035 | 6587 | 6587 | 3.8608 | 4.3779 | 3.8608 | 7.1294 | 1 | 1
2036 | 6587 | 6587 | 4.0027 | 4.5112 | 4.0027 | 6.9828 | 1 | 1
2037 | 6587 | 6587 | 4.1974 | 4.6584 | 4.1974 | 7.1471 | 1 | 1
2038 | 6587 | 6587 | 4.5318 | 5.0904 | 4.5318 | 7.2249 | 1 | 1
2039 | 6587 | 6587 | 4.7163 | 5.2542 | 4.7163 | 7.1579 | 1 | 1
2040 | 6587 | 6587 | 5.0571 | 5.5379 | 5.0571 | 7.3834 | 1 | 1
2041 | 6587 | 6587 | 5.3851 | 5.952 | 5.3851 | 7.5063 | 1 | 1
2042 | 6587 | 6587 | 5.4894 | 6.216 | 5.4894 | 7.5907 | 1 | 1
2043 | 6587 | 6587 | 5.722 | 6.0514 | 5.722 | 7.8225 | 1 | 1
2044 | 6587 | 6587 | 6.1136 | 6.5912 | 6.1136 | 8.0846 | 1 | 1
2045 | 6587 | 6587 | 6.4999 | 7.1445 | 6.4999 | 8.4913 | 1 | 1
2046 | 6587 | 6587 | 6.711 | 7.2494 | 6.711 | 8.361 | 1 | 1
2047 | 6587 | 6587 | 7.0712 | 7.315 | 7.0712 | 8.8452 | 1 | 1
2048 | 6587 | 6587 | 7.4142 | 7.8122 | 7.4142 | 9.2397 | 1 | 1
2049 | 6587 | 6587 | 7.8908 | 8.2804 | 7.8908 | 9.5526 | 1 | 1
2050 | 6587 | 6587 | 8.5419 | 9.1521 | 8.5419 | 10.0912 | 1 | 1
2051 | 6587 | 6587 | 8.4856 | 9.0627 | 8.4856 | 10.1556 | 1 | 1
2052 | 6587 | 6587 | 8.5408 | 9.0691 | 8.5408 | 10.0773 | 1 | 1
2053 | 6587 | 6587 | 8.5762 | 9.0174 | 8.5762 | 10.0634 | 1 | 1
2054 | 6587 | 6587 | 8.6113 | 8.8989 | 8.6113 | 9.8472 | 1 | 1
2055 | 6587 | 6587 | 8.5691 | 8.9924 | 8.5691 | 9.9113 | 1 | 1
2056 | 6587 | 6587 | 8.5437 | 8.9151 | 8.5437 | 9.7266 | 1 | 1
2057 | 6587 | 6587 | 8.5899 | 8.7863 | 8.5899 | 9.8003 | 1 | 1
2058 | 6587 | 6587 | 8.5125 | 8.6718 | 8.5125 | 9.5906 | 1 | 1
2059 | 6587 | 6587 | 8.5501 | 8.8089 | 8.5501 | 9.6304 | 1 | 1
2060 | 6587 | 6587 | 8.5885 | 8.7922 | 8.5885 | 9.5391 | 1 | 1
2061 | 6587 | 6587 | 8.4296 | 8.5592 | 8.4296 | 9.4471 | 1 | 1
2062 | 6587 | 6587 | 8.4175 | 8.7471 | 8.4175 | 9.2658 | 1 | 1
2063 | 6587 | 6587 | 8.4946 | 8.8115 | 8.4946 | 9.7339 | 1 | 1
2064 | 6587 | 6587 | 8.4747 | 8.4493 | 8.4747 | 9.6201 | 1 | 1
2065 | 6587 | 6587 | 8.3716 | 8.6114 | 8.3716 | 9.4973 | 1 | 1
2066 | 6587 | 6587 | 8.3231 | 8.5174 | 8.3231 | 9.4862 | 1 | 1
2067 | 6587 | 6587 | 8.3315 | 8.5094 | 8.3315 | 9.4654 | 1 | 1
2068 | 6587 | 6587 | 8.3868 | 8.39 | 8.3868 | 9.4211 | 1 | 1
2069 | 6587 | 6587 | 8.3868 | 8.39 | 8.3868 | 9.5006 | 1 | 1
2070 | 6587 | 6587 | 8.3868 | 8.39 | 8.3868 | 9.299 | 1 | 1
2071 | 6587 | 6587 | 8.3868 | 8.39 | 8.3868 | 9.2593 | 1 | 1
2072 | 6587 | 6587 | 8.3868 | 8.39 | 8.3868 | 9.2196 | 1 | 1
2073 | 6587 | 6587 | 8.3868 | 8.39 | 8.3868 | 9.18 | 1 | 1
2074 | 6587 | 6587 | 8.3868 | 8.39 | 8.3868 | 9.18 | 1 | 1
2075 | 6587 | 6587 | 8.3868 | 8.39 | 8.3868 | 9.18 | 1 | 1
2076 | 6587 | 6587 | 8.3868 | 8.39 | 8.3868 | 9.18 | 1 | 1
2077 | 6587 | 6587 | 8.3868 | 8.39 | 8.3868 | 9.18 | 1 | 1
2078 | 6587 | 6587 | 8.3868 | 8.39 | 8.3868 | 9.18 | 1 | 1
2079 | 6587 | 6587 | 8.3868 | 8.39 | 8.3868 | 9.18 | 1 | 1
2080 | 6587 | 6587 | 8.3868 | 8.39 | 8.3868 | 9.18 | 1 | 1
2081 | 6587 | 6587 | 8.3868 | 8.39 | 8.3868 | 9.18 | 1 | 1
2082 | 6587 | 6587 | 8.3868 | 8.39 | 8.3868 | 9.18 | 1 | 1
* THIS COLUMN IS USED ONLY FOR LOAD SHIFTING PROGRAMS WHICH SHIFT CONSUMPTION TO OFF-PEAK PERIODS.
THE VALUES REPRESENT THE OFF PEAK SYSTEM FUEL COSTS.
(1): page 7; (4): AVOIDED GENERATING BENEFITS | [5 empty] | PSC FORM CE 2.1
(4): PROGRAM METHOD SELECTED: REV_REQ | [5 empty] | PAGE 1 OF 1
|  | PROGRAM NAME: | Res AC Measures
| (2) | (3) | (4) | (5) | (6) | (7)
AVOIDED
| GEN UNIT | AVOIDED | AVOIDED | AVOIDED |  | AVOIDED
| CAPACITY | GEN UNIT | GEN UNIT | GEN UNIT | REPLACEMENT | GEN UNIT
| COST | FIXED O&M | VARIABLE O&M | FUEL COST | FUEL COST | BENEFITS
YEAR | $(000) | $(000) | $(000) | $(000) | $(000) | $(000)
2023 | 0 | 0 | 0 | 0 | 0 | 0
2024 | 0 | 0 | 0 | 0 | 0 | 0
2025 | 0 | 0 | 0 | 0 | 0 | 0
2026 | 0 | 0 | 0 | 0 | 0 | 0
2027 | 0 | 0 | 0 | 0 | 0 | 0
2028 | 0 | 0 | 0 | 0 | 0 | 0
2029 | 0 | 0 | 0 | 0 | 0 | 0
2030 | 0 | 0 | 0 | 0 | 0 | 0
2031 | 0 | 0 | 0 | 0 | 0 | 0
2032 | 0 | 0 | 0 | 0 | 0 | 0
2033 | 3036.6225 | 319.936 | 11.8308 | 7290.7179 | 7999.1256 | 2659.9815
2034 | 2965.9431 | 327.9344 | 12.5115 | 7662.4679 | 8365.9475 | 2602.9095
2035 | 2887.4647 | 336.1327 | 12.8243 | 7793.1736 | 8549.1374 | 2480.4579
2036 | 2811.7627 | 344.536 | 14.1561 | 8224.7697 | 9017.4435 | 2377.781
2037 | 2738.6293 | 353.1494 | 14.7173 | 8542.6694 | 9361.4056 | 2287.7597
2038 | 2667.8726 | 361.9782 | 15.7226 | 8989.6328 | 9863.2177 | 2171.9886
2039 | 2599.3143 | 371.0276 | 16.769 | 9358.339 | 10167.8471 | 2177.6027
2040 | 2532.7889 | 380.3033 | 17.4115 | 9737.4499 | 10624.4928 | 2043.4608
2041 | 2467.3987 | 389.8109 | 18.762 | 10415.3112 | 11355.2176 | 1936.0653
2042 | 2402.171 | 399.5562 | 18.9965 | 10382.4365 | 11342.8583 | 1860.3019
2043 | 2336.9433 | 409.5451 | 19.4714 | 10724.6325 | 11689.1663 | 1801.4261
2044 | 2271.7156 | 419.7837 | 20.451 | 11284.9603 | 12379.1502 | 1617.7604
2045 | 2206.4879 | 430.2783 | 21.2148 | 12087.2734 | 13158.4853 | 1586.7691
2046 | 2141.2602 | 441.0353 | 22.2629 | 12114.8719 | 13265.0533 | 1454.377
2047 | 2076.0325 | 452.0611 | 22.8195 | 12828.818 | 14033.2728 | 1346.4583
2048 | 2010.8048 | 463.3627 | 23.118 | 13288.068 | 14488.8183 | 1296.5351
2049 | 1945.5771 | 474.9467 | 24.2535 | 13971.4823 | 15331.9365 | 1084.3232
2050 | 1880.3494 | 486.8204 | 25.1456 | 14804.1795 | 16382.4735 | 814.0215
2051 | 1815.1217 | 498.9909 | 25.7742 | 15003.8631 | 16487.0739 | 856.6761
2052 | 1749.894 | 511.4657 | 26.1184 | 14656.8152 | 16174.0225 | 770.2707
2053 | 1690.6109 | 524.2523 | 27.3868 | 14885.3886 | 16523.049 | 604.5896
2054 | 1643.2144 | 537.3586 | 28.3868 | 14767.0617 | 16349.6781 | 626.3435
2055 | 1601.7624 | 550.7926 | 29.0965 | 14758.76 | 16456.1646 | 484.2469
2056 | 1560.3104 | 564.5624 | 29.8239 | 14478.1626 | 16149.5192 | 483.3402
2057 | 1518.8584 | 578.6765 | 30.9092 | 14771.6553 | 16452.6176 | 447.4818
2058 | 1477.4064 | 593.1434 | 32.0301 | 14591.1395 | 16277.553 | 416.1664
2059 | 1435.9544 | 607.972 | 32.474 | 14491.2977 | 16167.4736 | 400.2246
2060 | 1394.5025 | 623.1713 | 33.2858 | 14315.025 | 16014.147 | 351.8375
2061 | 1353.0505 | 638.7506 | 33.743 | 14038.1726 | 15685.417 | 378.2996
2062 | 1311.5985 | 654.7193 | 34.9709 | 14061.528 | 15555.3047 | 507.5121
2063 | 1270.1465 | 671.0873 | 35.8452 | 14766.619 | 16341.1953 | 402.5027
2064 | 1228.6945 | 687.8645 | 37.1451 | 14570.7727 | 16327.5563 | 196.9205
2065 | 1187.2426 | 705.0611 | 37.6598 | 14388.8917 | 15944.0252 | 374.8299
2066 | 1145.7906 | 722.6876 | 38.6013 | 14315.025 | 15925.3768 | 296.7277
2067 | 1104.3386 | 740.7548 | 39.5664 | 14390.5705 | 15890.3246 | 384.9056
2068 | 1062.8866 | 759.2737 | 40.5555 | 14274.7341 | 15816.017 | 321.4329
2069 | 1021.4346 | 778.2555 | 41.5694 | 14424.1462 | 15949.5387 | 315.8671
2070 | 979.9826 | 797.7119 | 42.6086 | 13977.5886 | 15610.9759 | 186.9159
2071 | 938.5307 | 817.6547 | 43.6739 | 13895.328 | 15544.3873 | 150.8
2072 | 897.0787 | 838.0961 | 44.7657 | 13813.0674 | 15477.8057 | 115.2022
2073 | 855.6267 | 859.0485 | 45.8848 | 13730.8068 | 15411.2313 | 80.1356
2074 | 821.8436 | 880.5247 | 47.032 | 13730.8068 | 15411.2313 | 68.9758
2075 | 788.0606 | 902.5378 | 48.2078 | 13730.8068 | 15411.2313 | 58.3817
2076 | 754.2775 | 925.1013 | 49.413 | 13730.8068 | 15411.2313 | 48.3673
2077 | 720.4945 | 948.2288 | 50.6483 | 13730.8068 | 15411.2313 | 38.9471
2078 | 686.7114 | 971.9345 | 51.9145 | 13730.8068 | 15411.2313 | 30.136
2079 | 652.9284 | 996.2329 | 53.2124 | 13730.8068 | 15411.2313 | 21.9492
2080 | 619.1453 | 1021.1387 | 54.5427 | 13730.8068 | 15411.2313 | 14.4022
2081 | 585.3623 | 1046.6672 | 55.9062 | 13730.8068 | 15411.2313 | 7.5112
2082 | 551.5792 | 1072.8339 | 57.3039 | 13730.8068 | 15411.2313 | 1.2925
NOM | 80403.5791 | 31188.7496 | 1612.494 | 644444.9337 | 714606.5847 | 43043.1716
NPV | 13841.5624 | 2638.5877 | 125.1673 | 64774.6113 | 71222.8134 | 10157.1152
page 8 | Res AC Measures (5): AVOIDED T&D AND PROGRAM FUEL SAVINGS | [7 empty] | PSC FORM CE 2.2
| Res AC Measures (5): PROGRAM METHOD SELECTED: REV_REQ | [7 empty] | PAGE 1 OF 1
|  |  | PROGRAM NAME : | Res AC Measures
(1) | (2) | (3) | (4) | (5) | (6) | (7) | (8) | (8a)*
|  |  | TOTAL |  |  | TOTAL
| AVOIDED | AVOIDED | AVOIDED | AVOIDED | AVOIDED | AVOIDED |  | PROGRAM
| TRANSMISSION | TRANSMISSION | TRANSMISSION | DISTRIBUTION | DISTRIBUTION | DISTRIBUTION | PROGRAM | OFF-PEAK
| CAP COST | O&M COST | COST | CAP COST | O&M COST | COST | FUEL SAVINGS | PAYBACK
YEAR | $(000) | $(000) | $(000) | $(000) | $(000) | $(000) | $(000) | $(000)
2023 | 0 | 0 | 0 | 0 | 0 | 0 | 0 | 0
2024 | 0 | 0 | 0 | 0 | 0 | 0 | 0 | 0
2025 | 0 | 0 | 0 | 0 | 0 | 0 | 0.016034 | 0.0060357
2026 | 0 | 0 | 0 | 0 | 0 | 0 | 0.059272 | 0.025427
2027 | 0 | 0 | 0 | 0 | 0 | 0 | 0.111 | 0.053588
2028 | 0 | 0 | 0 | 0 | 0 | 0 | 0.19471 | 0.093376
2029 | 0 | 0 | 0 | 0 | 0 | 0 | 0.29237 | 0.13767
2030 | 0 | 0 | 0 | 0 | 0 | 0 | 0.36819 | 0.16871
2031 | 0 | 0 | 0 | 0 | 0 | 0 | 0.47556 | 0.20088
2032 | 0 | 0 | 0 | 0 | 0 | 0 | 0.58052 | 0.23928
2033 | 0 | 0 | 0 | 0 | 0 | 0 | 0.66072 | 0.29758
2034 | 0 | 0 | 0 | 0 | 0 | 0 | 0.70093 | 0.31536
2035 | 0 | 0 | 0 | 0 | 0 | 0 | 0.72123 | 0.3446
2036 | 0 | 0 | 0 | 0 | 0 | 0 | 0.74198 | 0.35726
2037 | 0 | 0 | 0 | 0 | 0 | 0 | 0.76296 | 0.37464
2038 | 0 | 0 | 0 | 0 | 0 | 0 | 0.83646 | 0.40449
2039 | 0 | 0 | 0 | 0 | 0 | 0 | 0.86146 | 0.42096
2040 | 0 | 0 | 0 | 0 | 0 | 0 | 0.90365 | 0.45138
2041 | 0 | 0 | 0 | 0 | 0 | 0 | 0.97374 | 0.48066
2042 | 0 | 0 | 0 | 0 | 0 | 0 | 1.0237 | 0.48996
2043 | 0 | 0 | 0 | 0 | 0 | 0 | 0.97761 | 0.51073
2044 | 0 | 0 | 0 | 0 | 0 | 0 | 1.0708 | 0.54568
2045 | 0 | 0 | 0 | 0 | 0 | 0 | 1.167 | 0.58016
2046 | 0 | 0 | 0 | 0 | 0 | 0 | 1.1784 | 0.599
2047 | 0 | 0 | 0 | 0 | 0 | 0 | 1.174 | 0.63115
2048 | 0 | 0 | 0 | 0 | 0 | 0 | 1.2607 | 0.66176
2049 | 0 | 0 | 0 | 0 | 0 | 0 | 1.3346 | 0.7043
2050 | 0 | 0 | 0 | 0 | 0 | 0 | 1.4841 | 0.76243
2051 | 0 | 0 | 0 | 0 | 0 | 0 | 1.4683 | 0.7574
2052 | 0 | 0 | 0 | 0 | 0 | 0 | 1.4669 | 0.76232
2053 | 0 | 0 | 0 | 0 | 0 | 0 | 1.4543 | 0.76549
2054 | 0 | 0 | 0 | 0 | 0 | 0 | 1.4277 | 0.76862
2055 | 0 | 0 | 0 | 0 | 0 | 0 | 1.4494 | 0.76485
2056 | 0 | 0 | 0 | 0 | 0 | 0 | 1.4345 | 0.76258
2057 | 0 | 0 | 0 | 0 | 0 | 0 | 1.4053 | 0.76671
2058 | 0 | 0 | 0 | 0 | 0 | 0 | 1.3852 | 0.7598
2059 | 0 | 0 | 0 | 0 | 0 | 0 | 1.412 | 0.76316
2060 | 0 | 0 | 0 | 0 | 0 | 0 | 1.4066 | 0.76658
2061 | 0 | 0 | 0 | 0 | 0 | 0 | 1.3659 | 0.7524
2062 | 0 | 0 | 0 | 0 | 0 | 0 | 1.4057 | 0.75132
2063 | 0 | 0 | 0 | 0 | 0 | 0 | 1.4153 | 0.7582
2064 | 0 | 0 | 0 | 0 | 0 | 0 | 1.3406 | 0.75642
2065 | 0 | 0 | 0 | 0 | 0 | 0 | 1.3797 | 0.74722
2066 | 0 | 0 | 0 | 0 | 0 | 0 | 1.3625 | 0.7429
2067 | 0 | 0 | 0 | 0 | 0 | 0 | 1.3604 | 0.74364
2068 | 0 | 0 | 0 | 0 | 0 | 0 | 1.3327 | 0.74857
2069 | 0 | 0 | 0 | 0 | 0 | 0 | 1.3327 | 0.74857
2070 | 0 | 0 | 0 | 0 | 0 | 0 | 1.3327 | 0.74857
2071 | 0 | 0 | 0 | 0 | 0 | 0 | 1.3327 | 0.74857
2072 | 0 | 0 | 0 | 0 | 0 | 0 | 1.3327 | 0.74857
2073 | 0 | 0 | 0 | 0 | 0 | 0 | 1.3327 | 0.74857
2074 | 0 | 0 | 0 | 0 | 0 | 0 | 1.3327 | 0.74857
2075 | 0 | 0 | 0 | 0 | 0 | 0 | 1.3327 | 0.74857
2076 | 0 | 0 | 0 | 0 | 0 | 0 | 1.3327 | 0.74857
2077 | 0 | 0 | 0 | 0 | 0 | 0 | 1.3327 | 0.74857
2078 | 0 | 0 | 0 | 0 | 0 | 0 | 1.3327 | 0.74857
2079 | 0 | 0 | 0 | 0 | 0 | 0 | 1.3327 | 0.74857
2080 | 0 | 0 | 0 | 0 | 0 | 0 | 1.3327 | 0.74857
2081 | 0 | 0 | 0 | 0 | 0 | 0 | 1.3327 | 0.74857
2082 | 0 | 0 | 0 | 0 | 0 | 0 | 1.3327 | 0.74857
NOM | 0 | 0 | 0 | 0 | 0 | 0 | 63.8619 | 33.9753
NPV | 0 | 0 | 0 | 0 | 0 | 0 | 7.3305 | 3.6438
* THESE VALUES REPRESENT THE COST OF THE INCREASED FUEL CONSUMPTION DUE TO GREATER OFF-PEAK
ENERGY USAGE. USED FOR LOAD SHIFTING PROGRAMS ONLY.
page 8a |  |  | AVOIDED GENERATING EMISSION IMPACT
PROGRAM METHOD SELECTED: REV_REQ
|  | PROGRAM NAME: | Res AC Measures
| (2) | (3) | (4) | (5) | (6)
| AVOIDED |  |  | OFF-PEAK
| GEN UNIT |  | PROGRAM | EMISSION | NET
| EMISSION | REPLACEMENT | EMISSION | PAYBACK | EMISSION
| BENEFIT | EMISSION COST | BENEFIT | COST | BENEFIT
YEAR | $(000) | $(000) | $(000) | $(000) | $(000)
2023 | 0 | 0 | 0 | 0 | 0
2024 | 0 | 0 | 0 | 0 | 0
2025 | 0 | 0 | 1.5244e-06 | 8.567e-07 | 6.6768e-07
2026 | 0 | 0 | 5.5894e-06 | 3.1412e-06 | 2.4482e-06
2027 | 0 | 0 | 1.1941e-05 | 6.7108e-06 | 5.2301e-06
2028 | 0 | 0 | 1.9944e-05 | 1.1208e-05 | 8.7354e-06
2029 | 0 | 0 | 2.875e-05 | 1.6157e-05 | 1.2592e-05
2030 | 0 | 0 | 3.8435e-05 | 2.16e-05 | 1.6834e-05
2031 | 0 | 0 | 4.9085e-05 | 2.7586e-05 | 2.1499e-05
2032 | 0 | 0 | 6.0802e-05 | 3.4171e-05 | 2.6631e-05
2033 | 0.43586 | 0.48987 | 6.6941e-05 | 3.7621e-05 | -0.053979
2034 | 0.4497 | 0.50542 | 6.6941e-05 | 3.7621e-05 | -0.055694
2035 | 0.4497 | 0.50542 | 6.6941e-05 | 3.7621e-05 | -0.055694
2036 | 152.8815 | 171.8253 | 0.021132 | 0.011876 | -18.9346
2037 | 316.1319 | 355.3044 | 0.043082 | 0.024212 | -39.1537
2038 | 504.3411 | 566.835 | 0.065944 | 0.03706 | -62.465
2039 | 714.2181 | 802.7183 | 0.089748 | 0.050438 | -88.4609
2040 | 923.2097 | 1037.6064 | 0.11452 | 0.064361 | -114.3466
2041 | 1115.0636 | 1253.2334 | 0.13157 | 0.073944 | -138.1121
2042 | 1265.4795 | 1422.2876 | 0.15117 | 0.084955 | -156.7419
2043 | 1453.9288 | 1634.088 | 0.17368 | 0.097606 | -180.0832
2044 | 1711.6993 | 1923.7994 | 0.19954 | 0.11214 | -212.0127
2045 | 1990.3192 | 2236.9436 | 0.22926 | 0.12884 | -246.524
2046 | 2272.8073 | 2554.4354 | 0.25571 | 0.14371 | -281.5161
2047 | 2535.0392 | 2849.161 | 0.28521 | 0.16029 | -313.9969
2048 | 2794.6566 | 3140.9481 | 0.31812 | 0.17878 | -346.1522
2049 | 3190.4589 | 3585.795 | 0.35483 | 0.19941 | -395.1808
2050 | 3599.4979 | 4045.5189 | 0.39577 | 0.22242 | -445.8477
2051 | 3675.0746 | 4130.4605 | 0.40408 | 0.22709 | -455.2089
2052 | 3709.5993 | 4169.2632 | 0.41256 | 0.23186 | -459.4832
2053 | 3874.5569 | 4354.6611 | 0.42123 | 0.23673 | -479.9197
2054 | 4000.3581 | 4496.0505 | 0.43007 | 0.2417 | -495.5041
2055 | 4084.3526 | 4590.4529 | 0.4391 | 0.24677 | -505.908
2056 | 4170.1109 | 4686.8377 | 0.44832 | 0.25196 | -516.5305
2057 | 4304.9776 | 4838.416 | 0.45773 | 0.25725 | -533.238
2058 | 4443.6697 | 4994.2937 | 0.46734 | 0.26265 | -550.4194
2059 | 4487.6584 | 5043.7332 | 0.47716 | 0.26816 | -555.8658
2060 | 4581.886 | 5149.6368 | 0.48718 | 0.27379 | -567.5373
2061 | 4626.6848 | 5199.9866 | 0.4974 | 0.27954 | -573.084
2062 | 4776.3191 | 5368.1625 | 0.50785 | 0.28541 | -591.6209
2063 | 4876.6086 | 5480.879 | 0.51851 | 0.2914 | -604.0433
2064 | 5033.7185 | 5657.4567 | 0.5294 | 0.29752 | -623.5063
2065 | 5083.55 | 5713.463 | 0.54052 | 0.30377 | -629.6762
2066 | 5190.2914 | 5833.4308 | 0.55186 | 0.31015 | -642.8977
2067 | 5299.2743 | 5955.918 | 0.56345 | 0.31666 | -656.3969
2068 | 5410.5458 | 6080.9774 | 0.57528 | 0.32331 | -670.1796
2069 | 5524.1541 | 6208.6631 | 0.58736 | 0.3301 | -684.2518
2070 | 5640.1481 | 6339.0302 | 0.5997 | 0.33703 | -698.6194
2071 | 5758.578 | 6472.1349 | 0.61229 | 0.34411 | -713.2888
2072 | 5879.4949 | 6608.0349 | 0.62515 | 0.35133 | -728.2662
2073 | 6002.951 | 6746.7888 | 0.63827 | 0.35871 | -743.5582
2074 | 6128.9998 | 6888.4565 | 0.65167 | 0.36624 | -759.1713
2075 | 6257.6956 | 7033.0992 | 0.66536 | 0.37393 | -775.1122
2076 | 6389.094 | 7180.7794 | 0.67933 | 0.38178 | -791.3879
2077 | 6523.2517 | 7331.561 | 0.69359 | 0.3898 | -808.0055
2078 | 6660.2268 | 7485.5089 | 0.70816 | 0.39798 | -824.9719
2079 | 6800.0783 | 7642.6897 | 0.72303 | 0.40634 | -842.2947
2080 | 6942.8667 | 7803.1713 | 0.73821 | 0.41487 | -859.9813
2081 | 7088.6537 | 7967.0231 | 0.75371 | 0.42359 | -878.0392
2082 | 7237.5022 | 8134.3157 | 0.76954 | 0.43248 | -896.4764
NOM | 195003.9991 | 219167.3371 | 21.0041 | 11.8043 | -24154.1382
NPV | 10814.9328 | 12155.0329 | 1.2014 | 0.6752 | -1339.5739
(1): page 9; Res AC Measures (7): TOTAL RESOURCE COST TEST | [5 empty] | PSC FORM CE 2.3
Res AC Measures (7): PROGRAM METHOD SELECTED: REV_REQ | [5 empty] | PAGE 1 OF 1
[5 empty] | PROGRAM NAME: | Res AC Measures
(1) | (2) | (3) | (4) | (5) | (6) | (7) | (8) | (9) | (10) | (11) | (12) | (13)
| INCREASED | UTILITY | PARTICIPANT |  |  | AVOIDED | AVOIDED |  |  |  |  | CUMULATIVE
| SUPPLY | PROGRAM | PROGRAM | OTHER | TOTAL | GEN UNIT | T&D | PROGRAM | OTHER | TOTAL | NET | DISCOUNTED
| COSTS | COSTS | COSTS | COSTS | COSTS | BENEFITS | BENEFITS | FUEL SAVINGS | BENEFITS | BENEFITS | BENEFITS | NET BENEFITS
YEAR | $(000) | $(000) | $(000) | $(000) | $(000) | $(000) | $(000) | $(000) | $(000) | $(000) | $(000) | $(000)
2023 | 0 | 0 | 0 | 0 | 0 | 0 | 0 | 0 | 0 | 0 | 0 | 0
2024 | 0 | 0 | 0 | 0 | 0 | 0 | 0 | 0 | 0 | 0 | 0 | 0
2025 | 0 | 40.4575 | 0 | 0 | 40.4575 | 0 | 0 | 0.0099979 | 6.6768e-07 | 0.0099985 | -40.4475 | -34.6159
2026 | 0 | 70.2811 | 0 | 0 | 70.2811 | 0 | 0 | 0.033845 | 2.4482e-06 | 0.033848 | -70.2473 | -90.2325
2027 | 0 | 109.4519 | 0 | 0 | 109.4519 | 0 | 0 | 0.057409 | 5.2301e-06 | 0.057414 | -109.3945 | -170.3565
2028 | 0 | 126.1435 | 0 | 0 | 126.1435 | 0 | 0 | 0.10133 | 8.7354e-06 | 0.10134 | -126.0422 | -255.7599
2029 | 0 | 145.1062 | 0 | 0 | 145.1062 | 0 | 0 | 0.1547 | 1.2592e-05 | 0.15472 | -144.9515 | -346.6202
2030 | 0 | 166.3624 | 0 | 0 | 166.3624 | 0 | 0 | 0.19948 | 1.6834e-05 | 0.1995 | -166.1629 | -442.9758
2031 | 0 | 190.5505 | 0 | 0 | 190.5505 | 0 | 0 | 0.27467 | 2.1499e-05 | 0.27469 | -190.2758 | -545.0505
2032 | 0 | 217.898 | 0 | 0 | 217.898 | 0 | 0 | 0.34124 | 2.6631e-05 | 0.34127 | -217.5567 | -653.0195
2033 | 0 | 30.4392 | 0 | 0 | 30.4392 | 2659.9815 | 0 | 0.36313 | -0.053979 | 2660.2907 | 2629.8515 | 554.3763
2034 | 0 | 31.2002 | 0 | 0 | 31.2002 | 2602.9095 | 0 | 0.38557 | -0.055694 | 2603.2394 | 2572.0392 | 1646.7919
2035 | 0 | 31.9802 | 0 | 0 | 31.9802 | 2480.4579 | 0 | 0.37663 | -0.055694 | 2480.7789 | 2448.7986 | 2608.9695
2036 | 0 | 32.7797 | 0 | 0 | 32.7797 | 2377.781 | 0 | 0.38471 | -18.9346 | 2359.2311 | 2326.4514 | 3454.6143
2037 | 0 | 33.5992 | 0 | 0 | 33.5992 | 2287.7597 | 0 | 0.38832 | -39.1537 | 2248.9944 | 2215.3952 | 4199.5814
2038 | 0 | 34.4392 | 0 | 0 | 34.4392 | 2171.9886 | 0 | 0.43197 | -62.465 | 2109.9555 | 2075.5164 | 4845.2413
2039 | 0 | 35.3002 | 0 | 0 | 35.3002 | 2177.6027 | 0 | 0.4405 | -88.4609 | 2089.5823 | 2054.2822 | 5436.4348
2040 | 0 | 36.1827 | 0 | 0 | 36.1827 | 2043.4608 | 0 | 0.45227 | -114.3466 | 1929.5664 | 1893.3838 | 5940.5155
2041 | 0 | 37.0872 | 0 | 0 | 37.0872 | 1936.0653 | 0 | 0.49308 | -138.1121 | 1798.4462 | 1761.3589 | 6374.327
2042 | 0 | 38.0144 | 0 | 0 | 38.0144 | 1860.3019 | 0 | 0.5337 | -156.7419 | 1704.0937 | 1666.0793 | 6753.9397
2043 | 0 | 38.9648 | 0 | 0 | 38.9648 | 1801.4261 | 0 | 0.46688 | -180.0832 | 1621.8098 | 1582.845 | 7087.5776
2044 | 0 | 39.9389 | 0 | 0 | 39.9389 | 1617.7604 | 0 | 0.52508 | -212.0127 | 1406.2728 | 1366.3339 | 7354.0091
2045 | 0 | 105.3672 | 0 | 0 | 105.3672 | 1586.7691 | 0 | 0.58684 | -246.524 | 1340.8319 | 1235.4647 | 7576.8788
2046 | 0 | 152.0284 | 0 | 0 | 152.0284 | 1454.377 | 0 | 0.57935 | -281.5161 | 1173.4403 | 1021.4119 | 7747.3352
2047 | 0 | 212.2387 | 0 | 0 | 212.2387 | 1346.4583 | 0 | 0.54284 | -313.9969 | 1033.0043 | 820.7655 | 7874.0489
2048 | 0 | 234.8907 | 0 | 0 | 234.8907 | 1296.5351 | 0 | 0.59893 | -346.1522 | 950.9819 | 716.0912 | 7976.3227
2049 | 0 | 260.439 | 0 | 0 | 260.439 | 1084.3232 | 0 | 0.63034 | -395.1808 | 689.7727 | 429.3337 | 8033.0488
2050 | 0 | 288.8189 | 0 | 0 | 288.8189 | 814.0215 | 0 | 0.72171 | -445.8477 | 368.8955 | 80.0766 | 8042.8366
2051 | 0 | 320.9457 | 0 | 0 | 320.9457 | 856.6761 | 0 | 0.71089 | -455.2089 | 402.1781 | 81.2324 | 8052.0221
2052 | 0 | 357.0512 | 0 | 0 | 357.0512 | 770.2707 | 0 | 0.70453 | -459.4832 | 311.4921 | -45.5591 | 8047.2562
2053 | 0 | 49.8782 | 0 | 0 | 49.8782 | 604.5896 | 0 | 0.68878 | -479.9197 | 125.3588 | 75.4806 | 8054.5607
2054 | 0 | 51.1252 | 0 | 0 | 51.1252 | 626.3435 | 0 | 0.65913 | -495.5041 | 131.4986 | 80.3734 | 8061.7562
2055 | 0 | 52.4033 | 0 | 0 | 52.4033 | 484.2469 | 0 | 0.68455 | -505.908 | -20.9766 | -73.3798 | 8055.6788
2056 | 0 | 53.7134 | 0 | 0 | 53.7134 | 483.3402 | 0 | 0.67195 | -516.5305 | -32.5183 | -86.2317 | 8049.0719
2057 | 0 | 55.0562 | 0 | 0 | 55.0562 | 447.4818 | 0 | 0.63857 | -533.238 | -85.1176 | -140.1738 | 8039.1364
2058 | 0 | 56.4326 | 0 | 0 | 56.4326 | 416.1664 | 0 | 0.62544 | -550.4194 | -133.6275 | -190.0601 | 8026.6739
2059 | 0 | 57.8434 | 0 | 0 | 57.8434 | 400.2246 | 0 | 0.64886 | -555.8658 | -154.9924 | -212.8358 | 8013.7632
2060 | 0 | 59.2895 | 0 | 0 | 59.2895 | 351.8375 | 0 | 0.63999 | -567.5373 | -215.0598 | -274.3494 | 7998.3674
2061 | 0 | 60.7718 | 0 | 0 | 60.7718 | 378.2996 | 0 | 0.61346 | -573.084 | -194.1709 | -254.9426 | 7985.1321
2062 | 0 | 62.291 | 0 | 0 | 62.291 | 507.5121 | 0 | 0.65442 | -591.6209 | -83.4544 | -145.7455 | 7978.1325
2063 | 0 | 63.8483 | 0 | 0 | 63.8483 | 402.5027 | 0 | 0.65715 | -604.0433 | -200.8834 | -264.7318 | 7966.3705
2064 | 0 | 65.4445 | 0 | 0 | 65.4445 | 196.9205 | 0 | 0.58423 | -623.5063 | -426.0016 | -491.4461 | 7946.1709
2065 | 0 | 172.6564 | 0 | 0 | 172.6564 | 374.8299 | 0 | 0.63248 | -629.6762 | -254.2138 | -426.8702 | 7929.9396
2066 | 0 | 249.1162 | 0 | 0 | 249.1162 | 296.7277 | 0 | 0.61958 | -642.8977 | -345.5505 | -594.6667 | 7909.0215
2067 | 0 | 347.7779 | 0 | 0 | 347.7779 | 384.9056 | 0 | 0.61674 | -656.3969 | -270.8746 | -618.6525 | 7888.8895
2068 | 0 | 384.8957 | 0 | 0 | 384.8957 | 321.4329 | 0 | 0.58409 | -670.1796 | -348.1627 | -733.0584 | 7866.821
2069 | 0 | 426.7597 | 0 | 0 | 426.7597 | 315.8671 | 0 | 0.58409 | -684.2518 | -367.8006 | -794.5603 | 7844.6925
2070 | 0 | 473.2635 | 0 | 0 | 473.2635 | 186.9159 | 0 | 0.58409 | -698.6194 | -511.1194 | -984.3829 | 7819.3307
2071 | 0 | 525.9069 | 0 | 0 | 525.9069 | 150.8 | 0 | 0.58409 | -713.2888 | -561.9047 | -1087.8116 | 7793.4031
2072 | 0 | 585.0699 | 0 | 0 | 585.0699 | 115.2022 | 0 | 0.58409 | -728.2662 | -612.48 | -1197.5499 | 7766.9976
2073 | 0 | 81.7312 | 0 | 0 | 81.7312 | 80.1356 | 0 | 0.58409 | -743.5582 | -662.8385 | -744.5698 | 7751.8097
2074 | 0 | 83.7745 | 0 | 0 | 83.7745 | 68.9758 | 0 | 0.58409 | -759.1713 | -689.6113 | -773.3859 | 7737.2155
2075 | 0 | 85.8689 | 0 | 0 | 85.8689 | 58.3817 | 0 | 0.58409 | -775.1122 | -716.1464 | -802.0153 | 7723.2145
2076 | 0 | 88.0156 | 0 | 0 | 88.0156 | 48.3673 | 0 | 0.58409 | -791.3879 | -742.4366 | -830.4522 | 7709.8028
2077 | 0 | 90.216 | 0 | 0 | 90.216 | 38.9471 | 0 | 0.58409 | -808.0055 | -768.4743 | -858.6903 | 7696.9737
2078 | 0 | 92.4714 | 0 | 0 | 92.4714 | 30.136 | 0 | 0.58409 | -824.9719 | -794.2519 | -886.7233 | 7684.718
2079 | 0 | 94.7832 | 0 | 0 | 94.7832 | 21.9492 | 0 | 0.58409 | -842.2947 | -819.7615 | -914.5446 | 7673.0244
2080 | 0 | 97.1528 | 0 | 0 | 97.1528 | 14.4022 | 0 | 0.58409 | -859.9813 | -844.9949 | -942.1477 | 7661.8801
2081 | 0 | 99.5816 | 0 | 0 | 99.5816 | 7.5112 | 0 | 0.58409 | -878.0392 | -869.9439 | -969.5255 | 7651.2708
2082 | 0 | 102.0711 | 0 | 0 | 102.0711 | 1.2925 | 0 | 0.58409 | -896.4764 | -894.5998 | -996.6709 | 7641.1812
NOM | 0 | 8187.1668 | 0 | 0 | 8187.1668 | 43043.1716 | 0 | 29.8866 | -24154.1382 | 18918.9201 | 10731.7532
NPV | 0 | 1180.0468 | 0 | 0 | 1180.0468 | 10157.1152 | 0 | 3.6867 | -1339.5739 | 8821.228 | 7641.1812
| Discount Rate: |  |  |  | 8.0956 | %
| Benefit/Cost Ratio (Col(11) / Col(6)) : |  |  |  | 7.4753
(1): page 10; Res AC Measures (7): PARTICIPANT COSTS AND BENEFITS |  | PSC FORM CE 2.4
Res AC Measures (7): PROGRAM METHOD SELECTED: REV_REQ |  | PAGE 1 OF 1
[5 empty] | PROGRAM NAME: | Res AC Measures
(1) | (2) | (3) | (4) | (5) | (6) | (7) | (8) | (9) | (10) | (11) | (12)
| SAVINGS IN |  |  |  |  | CUSTOMER |  |  |  |  | CUMULATIVE
| PARTICIPANTS | TAX | UTILITY | OTHER | TOTAL | EQUIPMENT | CUSTOMER | OTHER | TOTAL | NET | DISCOUNTED
| BILLS | CREDITS | REBATES | BENEFITS | BENEFITS | COSTS | O&M COSTS | COSTS | COSTS | BENEFITS | NET BENEFITS
YEAR | $(000) | $(000) | $(000) | $(000) | $(000) | $(000) | $(000) | $(000) | $(000) | $(000) | $(000)
2023 | 0 | 0 | 0 | 0 | 0 | 0 | 0 | 0 | 0 | 0 | 0
2024 | 0 | 0 | 0 | 0 | 0 | 0 | 0 | 0 | 0 | 0 | 0
2025 | 0.02341 | 0 | 0 | 0 | 0.02341 | 0 | 0 | 0 | 0 | 0.02341 | 0.020035
2026 | 0.092961 | 0 | 0 | 0 | 0.092961 | 0 | 0 | 0 | 0 | 0.092961 | 0.093635
2027 | 0.2063 | 0 | 0 | 0 | 0.2063 | 0 | 0 | 0 | 0 | 0.2063 | 0.24474
2028 | 0.34842 | 0 | 0 | 0 | 0.34842 | 0 | 0 | 0 | 0 | 0.34842 | 0.48082
2029 | 0.50664 | 0 | 0 | 0 | 0.50664 | 0 | 0 | 0 | 0 | 0.50664 | 0.79839
2030 | 0.71103 | 0 | 0 | 0 | 0.71103 | 0 | 0 | 0 | 0 | 0.71103 | 1.2107
2031 | 0.93066 | 0 | 0 | 0 | 0.93066 | 0 | 0 | 0 | 0 | 0.93066 | 1.71
2032 | 1.1828 | 0 | 0 | 0 | 1.1828 | 0 | 0 | 0 | 0 | 1.1828 | 2.297
2033 | 1.3255 | 0 | 0 | 0 | 1.3255 | 0 | 0 | 0 | 0 | 1.3255 | 2.9055
2034 | 1.3508 | 0 | 0 | 0 | 1.3508 | 0 | 0 | 0 | 0 | 1.3508 | 3.4792
2035 | 1.3841 | 0 | 0 | 0 | 1.3841 | 0 | 0 | 0 | 0 | 1.3841 | 4.0231
2036 | 1.4146 | 0 | 0 | 0 | 1.4146 | 0 | 0 | 0 | 0 | 1.4146 | 4.5373
2037 | 1.4459 | 0 | 0 | 0 | 1.4459 | 0 | 0 | 0 | 0 | 1.4459 | 5.0235
2038 | 1.4823 | 0 | 0 | 0 | 1.4823 | 0 | 0 | 0 | 0 | 1.4823 | 5.4846
2039 | 1.5207 | 0 | 0 | 0 | 1.5207 | 0 | 0 | 0 | 0 | 1.5207 | 5.9223
2040 | 1.5522 | 0 | 0 | 0 | 1.5522 | 0 | 0 | 0 | 0 | 1.5522 | 6.3355
2041 | 1.5846 | 0 | 0 | 0 | 1.5846 | 0 | 0 | 0 | 0 | 1.5846 | 6.7258
2042 | 1.6163 | 0 | 0 | 0 | 1.6163 | 0 | 0 | 0 | 0 | 1.6163 | 7.0941
2043 | 1.6478 | 0 | 0 | 0 | 1.6478 | 0 | 0 | 0 | 0 | 1.6478 | 7.4414
2044 | 1.688 | 0 | 0 | 0 | 1.688 | 0 | 0 | 0 | 0 | 1.688 | 7.7705
2045 | 1.7322 | 0 | 0 | 0 | 1.7322 | 0 | 0 | 0 | 0 | 1.7322 | 8.083
2046 | 1.7696 | 0 | 0 | 0 | 1.7696 | 0 | 0 | 0 | 0 | 1.7696 | 8.3783
2047 | 1.8065 | 0 | 0 | 0 | 1.8065 | 0 | 0 | 0 | 0 | 1.8065 | 8.6572
2048 | 1.8393 | 0 | 0 | 0 | 1.8393 | 0 | 0 | 0 | 0 | 1.8393 | 8.9199
2049 | 1.8757 | 0 | 0 | 0 | 1.8757 | 0 | 0 | 0 | 0 | 1.8757 | 9.1678
2050 | 1.9106 | 0 | 0 | 0 | 1.9106 | 0 | 0 | 0 | 0 | 1.9106 | 9.4013
2051 | 1.9379 | 0 | 0 | 0 | 1.9379 | 0 | 0 | 0 | 0 | 1.9379 | 9.6204
2052 | 1.9788 | 0 | 0 | 0 | 1.9788 | 0 | 0 | 0 | 0 | 1.9788 | 9.8274
2053 | 2.0099 | 0 | 0 | 0 | 2.0099 | 0 | 0 | 0 | 0 | 2.0099 | 10.0219
2054 | 2.0413 | 0 | 0 | 0 | 2.0413 | 0 | 0 | 0 | 0 | 2.0413 | 10.2047
2055 | 2.0731 | 0 | 0 | 0 | 2.0731 | 0 | 0 | 0 | 0 | 2.0731 | 10.3764
2056 | 2.1053 | 0 | 0 | 0 | 2.1053 | 0 | 0 | 0 | 0 | 2.1053 | 10.5377
2057 | 2.1379 | 0 | 0 | 0 | 2.1379 | 0 | 0 | 0 | 0 | 2.1379 | 10.6892
2058 | 2.1709 | 0 | 0 | 0 | 2.1709 | 0 | 0 | 0 | 0 | 2.1709 | 10.8316
2059 | 2.2042 | 0 | 0 | 0 | 2.2042 | 0 | 0 | 0 | 0 | 2.2042 | 10.9653
2060 | 2.238 | 0 | 0 | 0 | 2.238 | 0 | 0 | 0 | 0 | 2.238 | 11.0909
2061 | 2.2722 | 0 | 0 | 0 | 2.2722 | 0 | 0 | 0 | 0 | 2.2722 | 11.2088
2062 | 2.3069 | 0 | 0 | 0 | 2.3069 | 0 | 0 | 0 | 0 | 2.3069 | 11.3196
2063 | 2.3511 | 0 | 0 | 0 | 2.3511 | 0 | 0 | 0 | 0 | 2.3511 | 11.4241
2064 | 2.3959 | 0 | 0 | 0 | 2.3959 | 0 | 0 | 0 | 0 | 2.3959 | 11.5226
2065 | 2.4407 | 0 | 0 | 0 | 2.4407 | 0 | 0 | 0 | 0 | 2.4407 | 11.6154
2066 | 2.4852 | 0 | 0 | 0 | 2.4852 | 0 | 0 | 0 | 0 | 2.4852 | 11.7028
2067 | 2.5298 | 0 | 0 | 0 | 2.5298 | 0 | 0 | 0 | 0 | 2.5298 | 11.7851
2068 | 2.5748 | 0 | 0 | 0 | 2.5748 | 0 | 0 | 0 | 0 | 2.5748 | 11.8626
2069 | 2.6204 | 0 | 0 | 0 | 2.6204 | 0 | 0 | 0 | 0 | 2.6204 | 11.9356
2070 | 2.6666 | 0 | 0 | 0 | 2.6666 | 0 | 0 | 0 | 0 | 2.6666 | 12.0043
2071 | 2.7132 | 0 | 0 | 0 | 2.7132 | 0 | 0 | 0 | 0 | 2.7132 | 12.069
2072 | 2.7612 | 0 | 0 | 0 | 2.7612 | 0 | 0 | 0 | 0 | 2.7612 | 12.1299
2073 | 2.8095 | 0 | 0 | 0 | 2.8095 | 0 | 0 | 0 | 0 | 2.8095 | 12.1872
2074 | 2.859 | 0 | 0 | 0 | 2.859 | 0 | 0 | 0 | 0 | 2.859 | 12.2411
2075 | 2.9096 | 0 | 0 | 0 | 2.9096 | 0 | 0 | 0 | 0 | 2.9096 | 12.2919
2076 | 2.9614 | 0 | 0 | 0 | 2.9614 | 0 | 0 | 0 | 0 | 2.9614 | 12.3397
2077 | 3.0145 | 0 | 0 | 0 | 3.0145 | 0 | 0 | 0 | 0 | 3.0145 | 12.3848
2078 | 3.069 | 0 | 0 | 0 | 3.069 | 0 | 0 | 0 | 0 | 3.069 | 12.4272
2079 | 3.1249 | 0 | 0 | 0 | 3.1249 | 0 | 0 | 0 | 0 | 3.1249 | 12.4671
2080 | 3.1822 | 0 | 0 | 0 | 3.1822 | 0 | 0 | 0 | 0 | 3.1822 | 12.5048
2081 | 3.2411 | 0 | 0 | 0 | 3.2411 | 0 | 0 | 0 | 0 | 3.2411 | 12.5403
2082 | 3.3017 | 0 | 0 | 0 | 3.3017 | 0 | 0 | 0 | 0 | 3.3017 | 12.5737
NOM | 114.4374 | 0 | 0 | 0 | 114.4374 | 0 | 0 | 0 | 0 | 114.4374
NPV | 12.5737 | 0 | 0 | 0 | 12.5737 | 0 | 0 | 0 | 0 | 12.5737
| In Service of Gen Unit: |  |  |  | 2033
| Discount Rate : |  |  |  | 8.0956 | %
| Benefit/Cost Ratio ( Col(6) / Col(10)) |  |  |  | Infinite
(1): page 11; Res AC Measures (7): RATE IMPACT TEST |  |  | PSC FORM CE 2.5
Res AC Measures (7): PROGRAM METHOD SELECTED: REV_REQ |  |  | PAGE 1 OF 1
[5 empty] | PROGRAM NAME: | Res AC Measures
(1) | (2) | (3) | (4) | (5) | (6) | (7) | (8) | (9) | (10) | (11) | (12) | (13) | (14)
| INCREASED | UTILITY |  |  | SELLBACK/ |  | AVOIDED GEN | AVOIDED |  |  |  |  | CUMULATIVE
| SUPPLY | PROGRAM |  | REVENUE | OTHER | TOTAL | UNIT & FUEL | T&D | REVENUE | OTHER | TOTAL | NET | DISCOUNTED
| COSTS | COSTS | INCENTIVES | LOSSES | COSTS | COSTS | BENEFITS | BENEFITS | GAINS | BENEFITS | BENEFITS | BENEFITS | NET BENEFITS
YEAR | $(000) | $(000) | $(000) | $(000) | $(000) | $(000) | $(000) | $(000) | $(000) | $(000) | $(000) | $(000) | $(000)
2023 | 0 | 0 | 0 | 0 | 0 | 0 | 0 | 0 | 0 | 0 | 0 | 0 | 0
2024 | 0 | 0 | 0 | 0 | 0 | 0 | 0 | 0 | 0 | 0 | 0 | 0 | 0
2025 | 0 | 40.4575 | 0 | 0.017791 | 0 | 40.4753 | 0.0099979 | 0 | 0 | 6.6768e-07 | 0.0099985 | -40.4653 | -34.6311
2026 | 0 | 70.2811 | 0 | 0.070651 | 0 | 70.3518 | 0.033845 | 0 | 0 | 2.4482e-06 | 0.033848 | -70.3179 | -90.3037
2027 | 0 | 109.4519 | 0 | 0.15679 | 0 | 109.6087 | 0.057409 | 0 | 0 | 5.2301e-06 | 0.057414 | -109.5513 | -170.5425
2028 | 0 | 126.1435 | 0 | 0.2648 | 0 | 126.4083 | 0.10133 | 0 | 0 | 8.7354e-06 | 0.10134 | -126.307 | -256.1254
2029 | 0 | 145.1062 | 0 | 0.38505 | 0 | 145.4913 | 0.1547 | 0 | 0 | 1.2592e-05 | 0.15472 | -145.3365 | -347.2269
2030 | 0 | 166.3624 | 0 | 0.54039 | 0 | 166.9028 | 0.19948 | 0 | 0 | 1.6834e-05 | 0.1995 | -166.7033 | -443.8959
2031 | 0 | 190.5505 | 0 | 0.7073 | 0 | 191.2578 | 0.27467 | 0 | 0 | 2.1499e-05 | 0.27469 | -190.9831 | -546.3501
2032 | 0 | 217.898 | 0 | 0.89894 | 0 | 218.7969 | 0.34124 | 0 | 0 | 2.6631e-05 | 0.34127 | -218.4556 | -654.7652
2033 | 0 | 30.4392 | 0 | 1.0074 | 0 | 31.4466 | 2660.3447 | 0 | 0 | -0.053979 | 2660.2907 | 2628.8441 | 552.1681
2034 | 0 | 31.2002 | 0 | 1.0266 | 0 | 32.2268 | 2603.2951 | 0 | 0 | -0.055694 | 2603.2394 | 2571.0126 | 1644.1477
2035 | 0 | 31.9802 | 0 | 1.052 | 0 | 33.0322 | 2480.8345 | 0 | 0 | -0.055694 | 2480.7789 | 2447.7467 | 2605.912
2036 | 0 | 32.7797 | 0 | 1.0751 | 0 | 33.8548 | 2378.1657 | 0 | 0 | -18.9346 | 2359.2311 | 2325.3763 | 3451.166
2037 | 0 | 33.5992 | 0 | 1.0989 | 0 | 34.6981 | 2288.1481 | 0 | 0 | -39.1537 | 2248.9944 | 2214.2963 | 4195.7635
2038 | 0 | 34.4392 | 0 | 1.1265 | 0 | 35.5657 | 2172.4206 | 0 | 0 | -62.465 | 2109.9555 | 2074.3898 | 4841.073
2039 | 0 | 35.3002 | 0 | 1.1557 | 0 | 36.4559 | 2178.0432 | 0 | 0 | -88.4609 | 2089.5823 | 2053.1265 | 5431.9339
2040 | 0 | 36.1827 | 0 | 1.1797 | 0 | 37.3624 | 2043.913 | 0 | 0 | -114.3466 | 1929.5664 | 1892.2041 | 5935.7005
2041 | 0 | 37.0872 | 0 | 1.2043 | 0 | 38.2915 | 1936.5583 | 0 | 0 | -138.1121 | 1798.4462 | 1760.1547 | 6369.2154
2042 | 0 | 38.0144 | 0 | 1.2284 | 0 | 39.2428 | 1860.8356 | 0 | 0 | -156.7419 | 1704.0937 | 1664.8509 | 6748.5483
2043 | 0 | 38.9648 | 0 | 1.2524 | 0 | 40.2171 | 1801.893 | 0 | 0 | -180.0832 | 1621.8098 | 1581.5927 | 7081.9221
2044 | 0 | 39.9389 | 0 | 1.2828 | 0 | 41.2217 | 1618.2855 | 0 | 0 | -212.0127 | 1406.2728 | 1365.0511 | 7348.1035
2045 | 0 | 105.3672 | 0 | 1.3165 | 0 | 106.6836 | 1587.3559 | 0 | 0 | -246.524 | 1340.8319 | 1234.1482 | 7570.7357
2046 | 0 | 152.0284 | 0 | 1.3449 | 0 | 153.3733 | 1454.9564 | 0 | 0 | -281.5161 | 1173.4403 | 1020.0669 | 7740.9677
2047 | 0 | 212.2387 | 0 | 1.373 | 0 | 213.6117 | 1347.0012 | 0 | 0 | -313.9969 | 1033.0043 | 819.3926 | 7867.4694
2048 | 0 | 234.8907 | 0 | 1.3979 | 0 | 236.2886 | 1297.1341 | 0 | 0 | -346.1522 | 950.9819 | 714.6933 | 7969.5435
2049 | 0 | 260.439 | 0 | 1.4255 | 0 | 261.8646 | 1084.9535 | 0 | 0 | -395.1808 | 689.7727 | 427.9081 | 8026.0813
2050 | 0 | 288.8189 | 0 | 1.4521 | 0 | 290.271 | 814.7432 | 0 | 0 | -445.8477 | 368.8955 | 78.6245 | 8035.6916
2051 | 0 | 320.9457 | 0 | 1.4728 | 0 | 322.4185 | 857.387 | 0 | 0 | -455.2089 | 402.1781 | 79.7595 | 8044.7105
2052 | 0 | 357.0512 | 0 | 1.5039 | 0 | 358.5551 | 770.9753 | 0 | 0 | -459.4832 | 311.4921 | -47.063 | 8039.7874
2053 | 0 | 49.8782 | 0 | 1.5275 | 0 | 51.4057 | 605.2784 | 0 | 0 | -479.9197 | 125.3588 | 73.953 | 8046.9441
2054 | 0 | 51.1252 | 0 | 1.5514 | 0 | 52.6766 | 627.0026 | 0 | 0 | -495.5041 | 131.4986 | 78.822 | 8054.0006
2055 | 0 | 52.4033 | 0 | 1.5756 | 0 | 53.9789 | 484.9315 | 0 | 0 | -505.908 | -20.9766 | -74.9554 | 8047.7928
2056 | 0 | 53.7134 | 0 | 1.6 | 0 | 55.3134 | 484.0121 | 0 | 0 | -516.5305 | -32.5183 | -87.8317 | 8041.0633
2057 | 0 | 55.0562 | 0 | 1.6248 | 0 | 56.681 | 448.1204 | 0 | 0 | -533.238 | -85.1176 | -141.7986 | 8031.0126
2058 | 0 | 56.4326 | 0 | 1.6498 | 0 | 58.0825 | 416.7918 | 0 | 0 | -550.4194 | -133.6275 | -191.71 | 8018.4419
2059 | 0 | 57.8434 | 0 | 1.6752 | 0 | 59.5186 | 400.8734 | 0 | 0 | -555.8658 | -154.9924 | -214.511 | 8005.4296
2060 | 0 | 59.2895 | 0 | 1.7009 | 0 | 60.9904 | 352.4775 | 0 | 0 | -567.5373 | -215.0598 | -276.0503 | 7989.9383
2061 | 0 | 60.7718 | 0 | 1.7269 | 0 | 62.4987 | 378.9131 | 0 | 0 | -573.084 | -194.1709 | -256.6695 | 7976.6134
2062 | 0 | 62.291 | 0 | 1.7532 | 0 | 64.0443 | 508.1665 | 0 | 0 | -591.6209 | -83.4544 | -147.4987 | 7969.5295
2063 | 0 | 63.8483 | 0 | 1.7869 | 0 | 65.6352 | 403.1598 | 0 | 0 | -604.0433 | -200.8834 | -266.5186 | 7957.6882
2064 | 0 | 65.4445 | 0 | 1.8209 | 0 | 67.2654 | 197.5047 | 0 | 0 | -623.5063 | -426.0016 | -493.267 | 7937.4138
2065 | 0 | 172.6564 | 0 | 1.8549 | 0 | 174.5113 | 375.4624 | 0 | 0 | -629.6762 | -254.2138 | -428.7251 | 7921.112
2066 | 0 | 249.1162 | 0 | 1.8887 | 0 | 251.0049 | 297.3473 | 0 | 0 | -642.8977 | -345.5505 | -596.5554 | 7900.1274
2067 | 0 | 347.7779 | 0 | 1.9226 | 0 | 349.7005 | 385.5224 | 0 | 0 | -656.3969 | -270.8746 | -620.5751 | 7879.9328
2068 | 0 | 384.8957 | 0 | 1.9568 | 0 | 386.8526 | 322.0169 | 0 | 0 | -670.1796 | -348.1627 | -735.0153 | 7857.8054
2069 | 0 | 426.7597 | 0 | 1.9915 | 0 | 428.7512 | 316.4512 | 0 | 0 | -684.2518 | -367.8006 | -796.5518 | 7835.6215
2070 | 0 | 473.2635 | 0 | 2.0266 | 0 | 475.2901 | 187.5 | 0 | 0 | -698.6194 | -511.1194 | -986.4095 | 7810.2074
2071 | 0 | 525.9069 | 0 | 2.062 | 0 | 527.9689 | 151.3841 | 0 | 0 | -713.2888 | -561.9047 | -1089.8737 | 7784.2307
2072 | 0 | 585.0699 | 0 | 2.0985 | 0 | 587.1684 | 115.7862 | 0 | 0 | -728.2662 | -612.48 | -1199.6484 | 7757.7789
2073 | 0 | 81.7312 | 0 | 2.1352 | 0 | 83.8665 | 80.7197 | 0 | 0 | -743.5582 | -662.8385 | -746.705 | 7742.5474
2074 | 0 | 83.7745 | 0 | 2.1728 | 0 | 85.9474 | 69.5599 | 0 | 0 | -759.1713 | -689.6113 | -775.5587 | 7727.9122
2075 | 0 | 85.8689 | 0 | 2.2113 | 0 | 88.0802 | 58.9658 | 0 | 0 | -775.1122 | -716.1464 | -804.2266 | 7713.8726
2076 | 0 | 88.0156 | 0 | 2.2507 | 0 | 90.2663 | 48.9514 | 0 | 0 | -791.3879 | -742.4366 | -832.7028 | 7700.4246
2077 | 0 | 90.216 | 0 | 2.291 | 0 | 92.507 | 39.5312 | 0 | 0 | -808.0055 | -768.4743 | -860.9813 | 7687.5613
2078 | 0 | 92.4714 | 0 | 2.3324 | 0 | 94.8038 | 30.7201 | 0 | 0 | -824.9719 | -794.2519 | -889.0557 | 7675.2733
2079 | 0 | 94.7832 | 0 | 2.3749 | 0 | 97.1581 | 22.5332 | 0 | 0 | -842.2947 | -819.7615 | -916.9195 | 7663.5494
2080 | 0 | 97.1528 | 0 | 2.4185 | 0 | 99.5713 | 14.9863 | 0 | 0 | -859.9813 | -844.9949 | -944.5662 | 7652.3764
2081 | 0 | 99.5816 | 0 | 2.4633 | 0 | 102.0449 | 8.0953 | 0 | 0 | -878.0392 | -869.9439 | -971.9888 | 7641.7402
2082 | 0 | 102.0711 | 0 | 2.5093 | 0 | 104.5805 | 1.8766 | 0 | 0 | -896.4764 | -894.5998 | -999.1803 | 7631.6252
NOM | 0 | 8187.1668 | 0 | 86.9724 | 0 | 8274.1393 | 43073.0583 | 0 | 0 | -24154.1382 | 18918.9201 | 10644.7808
NPV | 0 | 1180.0468 | 0 | 9.556 | 0 | 1189.6028 | 10160.8019 | 0 | 0 | -1339.5739 | 8821.228 | 7631.6252
| Discount Rate : |  |  |  | 8.0956 | %
| Benefit/Cost Ratio (Col(12) / Col(7)) : |  |  |  | 7.4153