## Outputs
page 1 | FPL 000182 | [12 empty] | PSC FORM CE 1
2024-06-07 11:35 | 20240012-EG |  |  |  | INPUT DATA -- PART 1 CONTINUED | [8 empty] | PAGE 1 OF 1
PROGRAM METHOD SELECTED: REV_REQ
|  |  |  | PROGRAM NAME: | Business HVAC
I. | PROGRAM DEMAND SAVINGS & LINE LOSSES | [5 empty] | IV. | AVOIDED GENERATOR AND T&D COSTS
| (1) CUSTOMER kW REDUCTION AT METER ........................................................................................... |  |  |  | 0.92615 | kW |  | (1) BASE YEAR ............................................................................................................................. |  |  |  | 2023
| (2) GENERATOR kW REDUCTION PER CUSTOMER .......................................................................................... |  |  |  | 1.1929 | kW |  | (2) IN-SERVICE YEAR FOR AVOIDED GENERATING UNIT .............................................................................. |  |  |  | 2035
| (3) kW LINE LOSS PERCENTAGE ................................................................................................... |  |  |  | 5.2837 | % |  | (3) IN-SERVICE YEAR FOR AVOIDED T&D ........................................................................... |  |  |  | 2026-2035
| (4) GENERATOR kWh REDUCTION PER CUSTOMER ...................................................................................... |  |  |  | 6282.0089 | kWh |  | (4) BASE YEAR AVOIDED GENERATING COST .................................................................................... |  |  |  | 786.3466 | $/kW
| (5) kWh LINE LOSS PERCENTAGE ............................................................................................... |  |  |  | 4.1934 | % |  | (5) BASE YEAR AVOIDED TRANSMISSION COST .................................................................................... |  |  |  | 499.1222 | $/kW
| (6) GROUP LINE LOSS MULTIPLIER................................................................................................................ |  |  |  | 1 |  |  | (6) BASE YEAR DISTRIBUTION COST ........................................................................................ |  |  |  | 196.5828 | $/kW
| (7) CUSTOMER kWh INCREASE AT METER ......................................................................................... |  |  |  | 0 | kWh |  | (7) GEN, TRAN & DIST COST ESCALATION RATE .................................................................................... |  |  |  | 2 | %**
[8 empty] | (8) GENERATOR FIXED O & M COST .............................................................................................. |  |  |  | 11.8679 | $/kW/YR
II. | ECONOMIC LIFE & K FACTORS | [6 empty] | (9) GENERATOR FIXED O&M ESCALATION RATE .......................................................................................... |  |  |  | 2.5 | %**
[8 empty] | (10) TRANSMISSION FIXED O & M COST ............................................................................................. |  |  |  | 3.4308 | $/kW
| (1) STUDY PERIOD FOR THE CONSERVATION PROGRAM ........................................................................................ |  |  |  | 62 | YEARS |  | (11) DISTRIBUTION FIXED O & M COST .............................................................................................. |  |  |  | 4.4467 | $/kW
| (2) GENERATOR ECONOMIC LIFE ..................................................................................................... |  |  |  | 50 | YEARS |  | (12) T&D FIXED O&M ESCALATION RATE ................................................................................................. |  |  |  | 2.5 | %**
| (3) T&D ECONOMIC LIFE ..................................................................................................................... |  |  |  | 50 | YEARS |  | (13) AVOIDED GEN UNIT VARIABLE O & M COSTS .................................................................................................. |  |  |  | 0.0079521 | CENTS/kWh
| (4) K FACTOR FOR GENERATION .............................................................................................. |  |  |  | 1.37 |  |  | (14) GENERATOR VARIABLE O&M COST ESCALATION RATE ......................................................................................... |  |  |  | 2.5 | %**
| (5) K FACTOR FOR T & D........................................................................................................................ |  |  |  | 1.3065 |  |  | (15) GENERATOR CAPACITY FACTOR ............................................................................................. |  |  |  | 65 | ** (In-service year)
[8 empty] | (16) AVOIDED GENERATING UNIT FUEL COST ........................................................................................... |  |  |  | 6.499 | CENTS/kWh** (In-service year)
III. | UTILITY & CUSTOMER COSTS | [6 empty] | (17) AVOIDED GEN UNIT FUEL COST ESCALATION RATE ................................................................................................... |  |  |  | -2.0003 | %**
| (1) UTILITY NON RECURRING COST PER CUSTOMER ........................................................................................................ |  |  |  | *** | $/CUST | V. | NON-FUEL ENERGY AND DEMAND CHARGES
| (2) UTILITY RECURRING COST PER CUSTOMER ...................................................................................... |  |  |  | *** | $/CUST
| (3) UTILITY COST ESCALATION RATE ......................................................................................... |  |  |  | *** | %** |  | (1) NON FUEL COST IN CUSTOMER BILL .................................................................................... |  |  |  | *** | CENTS/kWh
| (4) CUSTOMER EQUIPMENT COST ....................................................................................................................... |  |  |  | *** | $/CUST |  | (2) NON-FUEL COST ESCALATION RATE ........................................................................................ |  |  |  | *** | %
| (5) CUSTOMER EQUIPMENT ESCALATION RATE ................................................................................... |  |  |  | *** | %** |  | (3) DEMAND CHARGE IN CUSTOMER BILL ........................................................................................... |  |  |  | *** | $/kW/MO
| (6) CUSTOMER O & M COST ................................................................................................................ |  |  |  | *** | $/CUST/YR |  | (4) DEMAND CHARGE ESCALATION RATE ....................................................................................... |  |  |  | *** | %
| (7) CUSTOMER O & M COST ESCALATION RATE ................................................................................................................ |  |  |  | *** | %**
* | (8) INCREASED SUPPLY COSTS ................................................................................................................ |  |  |  | *** | $/CUST/YR | VI. | COST-EFFECTIVENESS RATIOS
* | (9) SUPPLY COSTS ESCALATION RATES......................................................................................... |  |  |  | *** | %**
* | (10) UTILITY DISCOUNT RATE ....................................................................................................... |  |  |  | 8.0956 | % |  | (1) RIM TEST ………….……………………………………………………………………………………………………………….………………………………… |  |  |  | 0.44317
* | (11) UTILITY AFUDC RATE......................................................................................................................... |  |  |  | 6.22 | % |  | (2) TRC TEST……...………………………………………………………………………………………………………………………………………….. |  |  |  | 1.4145
* | (12) UTILITY NON RECURRING REBATE/INCENTIVE ...................................................................................... |  |  |  | *** | $/CUST |  | (3) PARTICIPANT TEST ……………...…………………………………………………….…………..………………………………………………….. |  |  |  | 3.9706
* | (13) UTILITY RECURRING REBATE/INCENTIVE ...................................................................................... |  |  |  | *** | $/CUST
* | (14) UTILITY REBATE/INCENTIVE ESCALATION RATE .................................................................................... |  |  |  | *** | %
* SUPPLEMENTAL INFORMATION NOT SPECIFIED IN WORKBOOK
** VALUE SHOWN IS FOR FIRST YEAR ONLY (VALUE VARIES OVER TIME)
*** PROGRAM COST CALCULATION VALUES ARE SHOWN ON PAGE 2
page 2 |  |  |  |  | * INPUT DATA -- PART 1 CONTINUED
PROGRAM METHOD SELECTED: REV_REQ
|  |  |  | PROGRAM NAME: | Business HVAC
| (1) | (2) | (3) | (4) | (5) | (6) | (7) | (8) | (9) | (10)
| UTILITY |  |  | TOTAL | ENERGY | DEMAND
| PROGRAM COSTS |  | OTHER | UTILITY | CHARGE | CHARGE | PARTICIPANT | PARTICIPANT | OTHER | TOTAL
| WITHOUT | UTILITY | UTILITY | PROGRAM | REVENUE | REVENUE | EQUIPMENT | O&M | PARTICIPANT | PARTICIPANT
| INCENTIVES | INCENTIVES | COSTS | COSTS | LOSSES | LOSSES | COSTS | COSTS | COSTS | COSTS
YEAR | $(000) | $(000) | $(000) | $(000) | $(000) | $(000) | $(000) | $(000) | $(000) | $(000)
2023 | 0 | 0 | 0 | 0 | 0 | 0 | 0 | 0 | 0 | 0
2024 | 0 | 0 | 0 | 0 | 0 | 0 | 0 | 0 | 0 | 0
2025 | 552.6914 | 1683.463 | 0 | 2236.1544 | 1223.6136 | 0 | 9548.7167 | 0 | 0 | 9548.7167
2026 | 572.1738 | 1700.2976 | 0 | 2272.4714 | 3819.9432 | 0 | 9885.3089 | 0 | 0 | 9885.3089
2027 | 592.3429 | 1717.3006 | 0 | 2309.6435 | 6616.4196 | 0 | 10233.7661 | 0 | 0 | 10233.7661
2028 | 613.223 | 1734.4736 | 0 | 2347.6966 | 9827.669 | 0 | 10594.5063 | 0 | 0 | 10594.5063
2029 | 634.8391 | 1751.8183 | 0 | 2386.6574 | 12767.0145 | 0 | 10967.9627 | 0 | 0 | 10967.9627
2030 | 657.2172 | 1769.3365 | 0 | 2426.5537 | 15811.0204 | 0 | 11354.5834 | 0 | 0 | 11354.5834
2031 | 680.3841 | 1787.0299 | 0 | 2467.414 | 19069.5483 | 0 | 11754.8324 | 0 | 0 | 11754.8324
2032 | 704.3676 | 1804.9002 | 0 | 2509.2678 | 22527.442 | 0 | 12169.1903 | 0 | 0 | 12169.1903
2033 | 729.1966 | 1822.9492 | 0 | 2552.1458 | 26337.1564 | 0 | 12598.1542 | 0 | 0 | 12598.1542
2034 | 754.9007 | 1841.1787 | 0 | 2596.0794 | 30265.1859 | 0 | 13042.2392 | 0 | 0 | 13042.2392
2035 | 0 | 0 | 0 | 0 | 32702.9375 | 0 | 0 | 0 | 0 | 0
2036 | 0 | 0 | 0 | 0 | 33771.3866 | 0 | 0 | 0 | 0 | 0
2037 | 0 | 0 | 0 | 0 | 34953.7327 | 0 | 0 | 0 | 0 | 0
2038 | 0 | 0 | 0 | 0 | 36494.573 | 0 | 0 | 0 | 0 | 0
2039 | 0 | 0 | 0 | 0 | 37857.2878 | 0 | 0 | 0 | 0 | 0
2040 | 0 | 0 | 0 | 0 | 39260.3999 | 0 | 0 | 0 | 0 | 0
2041 | 0 | 0 | 0 | 0 | 40661.857 | 0 | 0 | 0 | 0 | 0
2042 | 0 | 0 | 0 | 0 | 41585.3205 | 0 | 0 | 0 | 0 | 0
2043 | 0 | 0 | 0 | 0 | 42500.1119 | 0 | 0 | 0 | 0 | 0
2044 | 883.5602 | 1683.463 | 0 | 2567.0232 | 43665.0723 | 0 | 15265.0577 | 0 | 0 | 15265.0577
2045 | 914.7057 | 1700.2976 | 0 | 2615.0033 | 44976.0017 | 0 | 15803.151 | 0 | 0 | 15803.151
2046 | 946.9491 | 1717.3006 | 0 | 2664.2497 | 45874.7014 | 0 | 16360.212 | 0 | 0 | 16360.212
2047 | 980.329 | 1734.4736 | 0 | 2714.8026 | 47031.4633 | 0 | 16936.9095 | 0 | 0 | 16936.9095
2048 | 1014.8856 | 1751.8183 | 0 | 2766.704 | 48451.4614 | 0 | 17533.9356 | 0 | 0 | 17533.9356
2049 | 1050.6603 | 1769.3365 | 0 | 2819.9969 | 49919.0419 | 0 | 18152.0068 | 0 | 0 | 18152.0068
2050 | 1087.6961 | 1787.0299 | 0 | 2874.726 | 51712.0218 | 0 | 18791.8651 | 0 | 0 | 18791.8651
2051 | 1126.0374 | 1804.9002 | 0 | 2930.9376 | 52348.8499 | 0 | 19454.2783 | 0 | 0 | 19454.2783
2052 | 1165.7302 | 1822.9492 | 0 | 2988.6794 | 53428.528 | 0 | 20140.0416 | 0 | 0 | 20140.0416
2053 | 1206.8222 | 1841.1787 | 0 | 3048.0009 | 55370.5226 | 0 | 20849.9781 | 0 | 0 | 20849.9781
2054 | 0 | 0 | 0 | 0 | 56721.4961 | 0 | 0 | 0 | 0 | 0
2055 | 0 | 0 | 0 | 0 | 58118.5607 | 0 | 0 | 0 | 0 | 0
2056 | 0 | 0 | 0 | 0 | 59563.786 | 0 | 0 | 0 | 0 | 0
2057 | 0 | 0 | 0 | 0 | 61059.337 | 0 | 0 | 0 | 0 | 0
2058 | 0 | 0 | 0 | 0 | 62607.4787 | 0 | 0 | 0 | 0 | 0
2059 | 0 | 0 | 0 | 0 | 64210.5805 | 0 | 0 | 0 | 0 | 0
2060 | 0 | 0 | 0 | 0 | 65871.1213 | 0 | 0 | 0 | 0 | 0
2061 | 0 | 0 | 0 | 0 | 67591.6945 | 0 | 0 | 0 | 0 | 0
2062 | 0 | 0 | 0 | 0 | 69375.0129 | 0 | 0 | 0 | 0 | 0
2063 | 1412.5037 | 1683.463 | 0 | 3095.9667 | 71223.9149 | 0 | 24403.4873 | 0 | 0 | 24403.4873
2064 | 1462.2944 | 1700.2976 | 0 | 3162.592 | 73360.6324 | 0 | 25263.7102 | 0 | 0 | 25263.7102
2065 | 1513.8403 | 1717.3006 | 0 | 3231.1409 | 75561.4514 | 0 | 26154.256 | 0 | 0 | 26154.256
2066 | 1567.2032 | 1734.4736 | 0 | 3301.6768 | 77828.2949 | 0 | 27076.1936 | 0 | 0 | 27076.1936
2067 | 1622.4471 | 1751.8183 | 0 | 3374.2654 | 80163.1437 | 0 | 28030.6294 | 0 | 0 | 28030.6294
2068 | 1679.6383 | 1769.3365 | 0 | 3448.9749 | 82568.0381 | 0 | 29018.7091 | 0 | 0 | 29018.7091
2069 | 1738.8456 | 1787.0299 | 0 | 3525.8755 | 85045.0792 | 0 | 30041.6186 | 0 | 0 | 30041.6186
2070 | 1800.1399 | 1804.9002 | 0 | 3605.0401 | 87596.4316 | 0 | 31100.5856 | 0 | 0 | 31100.5856
2071 | 1863.5948 | 1822.9492 | 0 | 3686.544 | 90224.3245 | 0 | 32196.8812 | 0 | 0 | 32196.8812
2072 | 1929.2865 | 1841.1787 | 0 | 3770.4652 | 92931.0543 | 0 | 33331.8213 | 0 | 0 | 33331.8213
2073 | 0 | 0 | 0 | 0 | 95718.9859 | 0 | 0 | 0 | 0 | 0
2074 | 0 | 0 | 0 | 0 | 98590.5555 | 0 | 0 | 0 | 0 | 0
2075 | 0 | 0 | 0 | 0 | 101548.2721 | 0 | 0 | 0 | 0 | 0
2076 | 0 | 0 | 0 | 0 | 104594.7203 | 0 | 0 | 0 | 0 | 0
2077 | 0 | 0 | 0 | 0 | 107732.5619 | 0 | 0 | 0 | 0 | 0
2078 | 0 | 0 | 0 | 0 | 110964.5388 | 0 | 0 | 0 | 0 | 0
2079 | 0 | 0 | 0 | 0 | 114293.4749 | 0 | 0 | 0 | 0 | 0
2080 | 0 | 0 | 0 | 0 | 117722.2792 | 0 | 0 | 0 | 0 | 0
2081 | 0 | 0 | 0 | 0 | 121253.9475 | 0 | 0 | 0 | 0 | 0
2082 | 2258.0992 | 1683.463 | 0 | 3941.5622 | 124891.566 | 0 | 39012.6395 | 0 | 0 | 39012.6395
NOM | 35716.6049 | 54521.7061 | 0 | 90238.311 | 3459762.6187 | 0 | 617067.2277 | 0 | 0 | 617067.2277
NPV | 5897.3785 | 13860.7598 | 0 | 19758.1383 | 324272.8372 | 0 | 101887.5957 | 0 | 0 | 101887.5957
* SUPPLEMENTAL INFORMATION NOT SPECIFIED IN WORKBOOK
** NEGATIVE COSTS WILL BE CALCULATED AS POSITIVE BENEFITS FOR TRC AND RIM TESTS
page 2b | PROGRAM NAME: (4): INPUT DATA - PART 1 CONTINUED
PROGRAM METHOD SELECTED: REV_REQ
| ESCALATION RATES |  | PROGRAM NAME: | Business HVAC
| (1) | (2) | (3) | (4) | (5) | (6) | (7a) | (7b) | (8)
[7 empty] | Onpeak | Offpeak
|  |  |  | Fuel | Capacity | Blended | Energy Charge | Energy Charge | Demand Charge
Year | CPI% | PPI-CAP% | O&M% | (cents/kwh) | Factor | Cap. Rate | (cents/kwh) | (cents/kwh) | ($/kw)
2023 | 2.5 | 2.5 | 2.5 | 0 | 0 | 2 | 10.8557 | 0 | 0
2024 | 2.5 | 2.5 | 2.5 | 0 | 0 | 2 | 11.1243 | 0 | 0
2025 | 2.5 | 2.5 | 2.5 | 0 | 0 | 2 | 10.9895 | 0 | 0
2026 | 2.5 | 2.5 | 2.5 | 0 | 0 | 2 | 11.3979 | 0 | 0
2027 | 2.5 | 2.5 | 2.5 | 0 | 0 | 2 | 11.7901 | 0 | 0
2028 | 2.5 | 2.5 | 2.5 | 0 | 0 | 2 | 12.4482 | 0 | 0
2029 | 2.5 | 2.5 | 2.5 | 0 | 0 | 2 | 12.5159 | 0 | 0
2030 | 2.5 | 2.5 | 2.5 | 0 | 0 | 2 | 12.619 | 0 | 0
2031 | 2.5 | 2.5 | 2.5 | 0 | 0 | 2 | 12.8141 | 0 | 0
2032 | 2.5 | 2.5 | 2.5 | 0 | 0 | 2 | 13.0538 | 0 | 0
2033 | 2.5 | 2.5 | 2.5 | 6.273 | 63 | 2 | 13.3985 | 0 | 0
2034 | 2.5 | 2.5 | 2.5 | 6.39 | 65 | 2 | 13.7069 | 0 | 0
2035 | 2.5 | 2.5 | 2.5 | 6.499 | 65 | 2 | 14.0368 | 0 | 0
2036 | 2.5 | 2.5 | 2.5 | 6.369 | 70 | 2 | 14.4954 | 0 | 0
2037 | 2.5 | 2.5 | 2.5 | 6.522 | 71 | 2 | 15.0029 | 0 | 0
2038 | 2.5 | 2.5 | 2.5 | 6.585 | 74 | 2 | 15.6642 | 0 | 0
2039 | 2.5 | 2.5 | 2.5 | 6.588 | 77 | 2 | 16.2491 | 0 | 0
2040 | 2.5 | 2.5 | 2.5 | 6.767 | 78 | 2 | 16.8514 | 0 | 0
2041 | 2.5 | 2.5 | 2.5 | 6.885 | 82 | 2 | 17.4529 | 0 | 0
2042 | 2.5 | 2.5 | 2.5 | 6.948 | 81 | 2 | 17.8493 | 0 | 0
2043 | 2.5 | 2.5 | 2.5 | 7.177 | 81 | 2 | 18.2419 | 0 | 0
2044 | 2.5 | 2.5 | 2.5 | 7.37 | 83 | 2 | 18.742 | 0 | 0
2045 | 2.5 | 2.5 | 2.5 | 7.8 | 84 | 2 | 19.3046 | 0 | 0
2046 | 2.5 | 2.5 | 2.5 | 7.636 | 86 | 2 | 19.6904 | 0 | 0
2047 | 2.5 | 2.5 | 2.5 | 8.086 | 86 | 2 | 20.1869 | 0 | 0
2048 | 2.5 | 2.5 | 2.5 | 8.474 | 85 | 2 | 20.7964 | 0 | 0
2049 | 2.5 | 2.5 | 2.5 | 8.705 | 87 | 2 | 21.4263 | 0 | 0
2050 | 2.5 | 2.5 | 2.5 | 9.119 | 88 | 2 | 22.1959 | 0 | 0
2051 | 2.5 | 2.5 | 2.5 | 9.242 | 88 | 2 | 22.4692 | 0 | 0
2052 | 2.5 | 2.5 | 2.5 | 9.132 | 87 | 2 | 22.9326 | 0 | 0
2053 | 2.5 | 2.5 | 2.5 | 9.066 | 89 | 2 | 23.7662 | 0 | 0
2054 | 2.5 | 2.5 | 2.5 | 8.894 | 90 | 2 | 24.3461 | 0 | 0
2055 | 2.5 | 2.5 | 2.5 | 8.889 | 90 | 2 | 24.9457 | 0 | 0
2056 | 2.5 | 2.5 | 2.5 | 8.72 | 90 | 2 | 25.566 | 0 | 0
2057 | 2.5 | 2.5 | 2.5 | 8.799 | 91 | 2 | 26.2079 | 0 | 0
2058 | 2.5 | 2.5 | 2.5 | 8.597 | 92 | 2 | 26.8724 | 0 | 0
2059 | 2.5 | 2.5 | 2.5 | 8.632 | 91 | 2 | 27.5605 | 0 | 0
2060 | 2.5 | 2.5 | 2.5 | 8.527 | 91 | 2 | 28.2733 | 0 | 0
2061 | 2.5 | 2.5 | 2.5 | 8.455 | 90 | 2 | 29.0118 | 0 | 0
2062 | 2.5 | 2.5 | 2.5 | 8.376 | 91 | 2 | 29.7772 | 0 | 0
2063 | 2.5 | 2.5 | 2.5 | 8.796 | 91 | 2 | 30.5708 | 0 | 0
2064 | 2.5 | 2.5 | 2.5 | 8.585 | 92 | 2 | 31.4879 | 0 | 0
2065 | 2.5 | 2.5 | 2.5 | 8.571 | 91 | 2 | 32.4326 | 0 | 0
2066 | 2.5 | 2.5 | 2.5 | 8.527 | 91 | 2 | 33.4055 | 0 | 0
2067 | 2.5 | 2.5 | 2.5 | 8.572 | 91 | 2 | 34.4077 | 0 | 0
2068 | 2.5 | 2.5 | 2.5 | 8.503 | 91 | 2 | 35.4399 | 0 | 0
2069 | 2.5 | 2.5 | 2.5 | 8.592 | 91 | 2 | 36.5031 | 0 | 0
2070 | 2.5 | 2.5 | 2.5 | 8.326 | 91 | 2 | 37.5982 | 0 | 0
2071 | 2.5 | 2.5 | 2.5 | 8.277 | 91 | 2 | 38.7262 | 0 | 0
2072 | 2.5 | 2.5 | 2.5 | 8.228 | 91 | 2 | 39.888 | 0 | 0
2073 | 2.5 | 2.5 | 2.5 | 8.179 | 91 | 2 | 41.0846 | 0 | 0
2074 | 2.5 | 2.5 | 2.5 | 8.179 | 91 | 2 | 42.3171 | 0 | 0
2075 | 2.5 | 2.5 | 2.5 | 8.179 | 91 | 2 | 43.5867 | 0 | 0
2076 | 2.5 | 2.5 | 2.5 | 8.179 | 91 | 2 | 44.8943 | 0 | 0
2077 | 2.5 | 2.5 | 2.5 | 8.179 | 91 | 2 | 46.2411 | 0 | 0
2078 | 2.5 | 2.5 | 2.5 | 8.179 | 91 | 2 | 47.6283 | 0 | 0
2079 | 2.5 | 2.5 | 2.5 | 8.179 | 91 | 2 | 49.0572 | 0 | 0
2080 | 2.5 | 2.5 | 2.5 | 8.179 | 91 | 2 | 50.5289 | 0 | 0
2081 | 2.5 | 2.5 | 2.5 | 8.179 | 91 | 2 | 52.0447 | 0 | 0
2082 | 2.5 | 2.5 | 2.5 | 8.179 | 91 | 2 | 53.6061 | 0 | 0
Legend:
| Column (1) used for: |  | Utility Cost
Customer Equipment
Supply Costs
| Column (3) used for: |  | Customer O&M Cost
Generator Fixed O&M
T&D Fixed O&M
Generator Variable O&M
| Column (6) used for: |  | Gen, Tran, & Dist Cost
page 3 | Business HVAC (5): CALCULATION OF GEN K-FACTOR |  |  |  |  | PSC FORM CE 1.1A
| Business HVAC (5): PROGRAM METHOD SELECTED REV_REQ |  |  |  |  | PAGE 1 OF 2
|  |  |  | PROGRAM NAME: | Business HVAC
| (2) | (3) | (4) | (5) | (6) | (7) | -8 | -9 | -10 | -11 | -12 | -13 | -14 | -15
REPLACEMENT
[12 empty] | PRESENT |  | COST BASIS
[11 empty] | TOTAL | WORTH | CUMULATIVE | FOR
| MID-YEAR |  | PREFERRED | COMMON | INCOME | PROPERTY | PROPERTY |  | DEFERRED | ITC | FIXED | FIXED | PW FIXED | PROPERTY
| RATE BASE | DEBT | STOCK | EQUITY | TAXES | TAX | INSURANCE | DEPREC. | TAXES | NORMALIZATION | CHARGES | CHARGES | CHARGES | INSURANCE
YEAR | $(000) | $(000) | $(000) | $(000) | $(000) | $(000) | $(000) | $(000) | $(000) | $(000) | $(000) | $(000) | $(000) | $(000)
2035 | 55281.1847 | 783.9093 | 0 | 3492.4441 | 652.0047 | 927.6934 | 19.8437 | 1102.4282 | 592.3611 | 0 | 7570.6846 | 7570.6846 | 7570.6846 | 55121.4123
2036 | 53722.8013 | 761.8108 | 0 | 3393.9917 | 1293.2401 | 909.1395 | 19.4468 | 1102.4282 | -82.2984 | 0 | 7397.7588 | 6843.7165 | 14414.4011 | 54018.9841
2037 | 51979.8841 | 737.0955 | 0 | 3283.8812 | 1862.1764 | 890.5856 | 19.05 | 1102.4282 | -688.6167 | 0 | 7206.6003 | 6167.5706 | 20581.9717 | 52916.5558
2038 | 50302.6602 | 713.3118 | 0 | 3177.9209 | 2369.4764 | 872.0318 | 18.6531 | 1102.4282 | -1231.8897 | 0 | 7021.9325 | 5559.4547 | 26141.4263 | 51814.1276
2039 | 48686.212 | 690.39 | 0 | 3075.8001 | 2819.5739 | 853.4779 | 18.2562 | 1102.4282 | -1716.6566 | 0 | 6843.2697 | 5012.2306 | 31153.6569 | 50711.6993
2040 | 47126.0003 | 668.2655 | 0 | 2977.2322 | 3216.9106 | 834.924 | 17.8593 | 1102.4282 | -2147.4567 | 0 | 6670.1633 | 4519.5552 | 35673.2121 | 49609.2711
2041 | 45617.8009 | 646.8787 | 0 | 2881.9502 | 3565.305 | 816.3702 | 17.4625 | 1102.4282 | -2528.1988 | 0 | 6502.1959 | 4075.7837 | 39748.9958 | 48506.8428
2042 | 44157.7052 | 626.1739 | 0 | 2789.7072 | 3868.5819 | 797.8163 | 17.0656 | 1102.4282 | -2862.7917 | 0 | 6338.9814 | 3675.8891 | 43424.8849 | 47404.4146
2043 | 42724.4667 | 605.85 | 0 | 2699.1609 | 4164.8693 | 779.2624 | 16.6687 | 1102.4282 | -3189.8192 | 0 | 6178.4204 | 3314.4558 | 46739.3407 | 46301.9863
2044 | 41295.0741 | 585.5807 | 0 | 2608.8576 | 4461.1132 | 760.7086 | 16.2718 | 1102.4282 | -3516.7206 | 0 | 6018.2395 | 2986.7308 | 49726.0716 | 45199.5581
2045 | 39865.6814 | 565.3113 | 0 | 2518.5543 | 4757.4832 | 742.1547 | 15.875 | 1102.4282 | -3843.7481 | 0 | 5858.0586 | 2689.5039 | 52415.5754 | 44097.1298
2046 | 38436.2887 | 545.0419 | 0 | 2428.251 | 5053.727 | 723.6008 | 15.4781 | 1102.4282 | -4170.6495 | 0 | 5697.8776 | 2420.0449 | 54835.6204 | 42994.7016
2047 | 37006.896 | 524.7726 | 0 | 2337.9477 | 5350.097 | 705.047 | 15.0812 | 1102.4282 | -4497.6769 | 0 | 5537.6967 | 2175.8619 | 57011.4823 | 41892.2734
2048 | 35577.5033 | 504.5032 | 0 | 2247.6444 | 5646.3408 | 686.4931 | 14.6843 | 1102.4282 | -4824.5783 | 0 | 5377.5158 | 1954.6801 | 58966.1624 | 40789.8451
2049 | 34148.1107 | 484.2339 | 0 | 2157.341 | 5942.7108 | 667.9392 | 14.2875 | 1102.4282 | -5151.6058 | 0 | 5217.3348 | 1754.424 | 60720.5864 | 39687.4169
2050 | 32718.718 | 463.9645 | 0 | 2067.0377 | 6238.9547 | 649.3854 | 13.8906 | 1102.4282 | -5478.5072 | 0 | 5057.1539 | 1573.1997 | 62293.7861 | 38584.9886
2051 | 31289.3253 | 443.6951 | 0 | 1976.7344 | 6535.3246 | 630.8315 | 13.4937 | 1102.4282 | -5805.5347 | 0 | 4896.9729 | 1409.2799 | 63703.066 | 37482.5604
2052 | 29859.9326 | 423.4258 | 0 | 1886.4311 | 6831.5685 | 612.2776 | 13.0968 | 1102.4282 | -6132.4361 | 0 | 4736.792 | 1261.0889 | 64964.1549 | 36380.1321
2053 | 28430.5399 | 403.1564 | 0 | 1796.1278 | 7127.9384 | 593.7238 | 12.7 | 1102.4282 | -6459.4635 | 0 | 4576.6111 | 1127.1903 | 66091.3452 | 35277.7039
2054 | 27001.1473 | 382.8871 | 0 | 1705.8245 | 7424.1823 | 575.1699 | 12.3031 | 1102.4282 | -6786.3649 | 0 | 4416.4301 | 1006.2745 | 67097.6197 | 34175.2756
2055 | 25712.4087 | 364.6122 | 0 | 1624.4071 | 7442.2607 | 556.616 | 11.9062 | 1102.4282 | -6832.0841 | 0 | 4270.1464 | 900.0771 | 67997.6967 | 33072.8474
2056 | 24704.9154 | 350.3256 | 0 | 1560.7577 | 7185.0629 | 538.0622 | 11.5094 | 1102.4282 | -6596.495 | 0 | 4151.651 | 809.5611 | 68807.2578 | 31970.4191
2057 | 23838.0763 | 338.0335 | 0 | 1505.9943 | 6930.8819 | 519.5083 | 11.1125 | 1102.4282 | -6360.9059 | 0 | 4047.0528 | 730.0616 | 69537.3194 | 30867.9909
2058 | 22971.2372 | 325.7413 | 0 | 1451.2309 | 6676.7009 | 500.9544 | 10.7156 | 1102.4282 | -6125.3168 | 0 | 3942.4546 | 657.9292 | 70195.2486 | 29765.5626
2059 | 22104.398 | 313.4492 | 0 | 1396.4674 | 6422.5199 | 482.4006 | 10.3187 | 1102.4282 | -5889.7277 | 0 | 3837.8564 | 592.5064 | 70787.755 | 28663.1344
2060 | 21237.5589 | 301.1571 | 0 | 1341.704 | 6168.3389 | 463.8467 | 9.9219 | 1102.4282 | -5654.1386 | 0 | 3733.2582 | 533.1927 | 71320.9477 | 27560.7062
2061 | 20370.7198 | 288.865 | 0 | 1286.9406 | 5914.1578 | 445.2928 | 9.525 | 1102.4282 | -5418.5495 | 0 | 3628.66 | 479.44 | 71800.3877 | 26458.2779
2062 | 19503.8806 | 276.5728 | 0 | 1232.1772 | 5659.9768 | 426.7389 | 9.1281 | 1102.4282 | -5182.9604 | 0 | 3524.0617 | 430.7481 | 72231.1358 | 25355.8497
2063 | 18637.0415 | 264.2807 | 0 | 1177.4137 | 5405.7958 | 408.1851 | 8.7312 | 1102.4282 | -4947.3713 | 0 | 3419.4635 | 386.6604 | 72617.7962 | 24253.4214
2064 | 17770.2023 | 251.9886 | 0 | 1122.6503 | 5151.6148 | 389.6312 | 8.3344 | 1102.4282 | -4711.7822 | 0 | 3314.8653 | 346.7604 | 72964.5565 | 23150.9932
2065 | 16903.3632 | 239.6965 | 0 | 1067.8869 | 4897.4338 | 371.0773 | 7.9375 | 1102.4282 | -4476.193 | 0 | 3210.2671 | 310.668 | 73275.2246 | 22048.5649
2066 | 16036.5241 | 227.4043 | 0 | 1013.1234 | 4643.2527 | 352.5235 | 7.5406 | 1102.4282 | -4240.6039 | 0 | 3105.6689 | 278.0369 | 73553.2614 | 20946.1367
2067 | 15169.6849 | 215.1122 | 0 | 958.36 | 4389.0717 | 333.9696 | 7.1437 | 1102.4282 | -4005.0148 | 0 | 3001.0707 | 248.5509 | 73801.8123 | 19843.7084
2068 | 14302.8458 | 202.8201 | 0 | 903.5966 | 4134.8907 | 315.4157 | 6.7469 | 1102.4282 | -3769.4257 | 0 | 2896.4725 | 221.922 | 74023.7343 | 18741.2802
2069 | 13436.0066 | 190.5279 | 0 | 848.8332 | 3880.7097 | 296.8619 | 6.35 | 1102.4282 | -3533.8366 | 0 | 2791.8743 | 197.8876 | 74221.6219 | 17638.8519
2070 | 12569.1675 | 178.2358 | 0 | 794.0697 | 3626.5287 | 278.308 | 5.9531 | 1102.4282 | -3298.2475 | 0 | 2687.2761 | 176.2085 | 74397.8305 | 16536.4237
2071 | 11702.3284 | 165.9437 | 0 | 739.3063 | 3372.3477 | 259.7541 | 5.5562 | 1102.4282 | -3062.6584 | 0 | 2582.6779 | 156.6667 | 74554.4972 | 15433.9954
2072 | 10835.4892 | 153.6516 | 0 | 684.5429 | 3118.1666 | 241.2003 | 5.1594 | 1102.4282 | -2827.0693 | 0 | 2478.0797 | 139.0636 | 74693.5608 | 14331.5672
2073 | 9968.6501 | 141.3594 | 0 | 629.7794 | 2863.9856 | 222.6464 | 4.7625 | 1102.4282 | -2591.4802 | 0 | 2373.4815 | 123.2185 | 74816.7793 | 13229.139
2074 | 9101.811 | 129.0673 | 0 | 575.016 | 2609.8046 | 204.0925 | 4.3656 | 1102.4282 | -2355.8911 | 0 | 2268.8833 | 108.9668 | 74925.7461 | 12126.7107
2075 | 8234.9718 | 116.7752 | 0 | 520.2526 | 2355.6236 | 185.5387 | 3.9687 | 1102.4282 | -2120.302 | 0 | 2164.285 | 96.1586 | 75021.9048 | 11024.2825
2076 | 7368.1327 | 104.4831 | 0 | 465.4891 | 2101.4426 | 185.5387 | 3.9687 | 1102.4282 | -1884.7129 | 0 | 2078.6376 | 85.4367 | 75107.3415 | 11024.2825
2077 | 6501.2935 | 92.1909 | 0 | 410.7257 | 1847.2615 | 185.5387 | 3.9687 | 1102.4282 | -1649.1238 | 0 | 1992.9901 | 75.7814 | 75183.1229 | 11024.2825
2078 | 5634.4544 | 79.8988 | 0 | 355.9623 | 1593.0805 | 185.5387 | 3.9687 | 1102.4282 | -1413.5346 | 0 | 1907.3426 | 67.0931 | 75250.216 | 11024.2825
2079 | 4767.6153 | 67.6067 | 0 | 301.1989 | 1338.8995 | 185.5387 | 3.9687 | 1102.4282 | -1177.9455 | 0 | 1821.6952 | 59.2812 | 75309.4972 | 11024.2825
2080 | 3900.7761 | 55.3146 | 0 | 246.4354 | 1084.7185 | 185.5387 | 3.9687 | 1102.4282 | -942.3564 | 0 | 1736.0477 | 52.263 | 75361.7603 | 11024.2825
2081 | 3033.937 | 43.0224 | 0 | 191.672 | 830.5375 | 185.5387 | 3.9687 | 1102.4282 | -706.7673 | 0 | 1650.4002 | 45.9636 | 75407.7239 | 11024.2825
2082 | 2167.0978 | 30.7303 | 0 | 136.9086 | 576.3564 | 185.5387 | 3.9687 | 1102.4282 | -471.1782 | 0 | 1564.7528 | 40.3146 | 75448.0385 | 11024.2825
2083 | 1300.2587 | 18.4382 | 0 | 82.1451 | 322.1754 | 185.5387 | 3.9687 | 1102.4282 | -235.5891 | 0 | 1479.1053 | 35.2539 | 75483.2924 | 11024.2825
2084 | 433.4196 | 6.1461 | 0 | 27.3817 | 67.9944 | 185.5387 | 3.9687 | 1102.4282 | 1.6485e-12 | 0 | 1393.4578 | 30.7252 | 75514.0176 | 11024.2825
|  | IN SERVICE COST ($000) |  | 55121.4123
|  | IN SERVICE YEAR |  | 2035 |  | CAPITAL STRUCTURE
|  | BOOK LIFE (YRS) |  | 50 |  | SOURCE | WEIGHT | COST |  |  | K-FACTOR = CPWFC / IN-SVC COST = | 1.37
|  | EFFEC. TAX RATE |  | 25.35% |  | DEBT | 40.4% | 3.51%
|  | DISCOUNT RATE |  | 8.096% |  | P/S | 0% | 0%
|  | PROPERTY TAX |  | 1.683% |  | C/S | 59.6% | 10.6%
|  | PROPERTY INSURANCE |  | 0.036%
page 4a | PROGRAM NAME: (5): DEFERRED TAX AND MID-YEAR RATE BASE CALCULATION; Business HVAC -15: PSC FORM CE 1.1A
|  |  |  | PROGRAM METHOD SELECTED: REV_REQ | [9 empty] | PAGE 2a OF 2
|  |  | PROGRAM NAME: | Business HVAC
(1) | (2) | (3) | (4) | (5) | (6) | (7) | (8) | (9) | (10) | (11) | (12) | (13) | (14) | (15)
[6 empty] | BOOK | ACCUMULATED | DEFERRED
|  |  | ACCUMULATED |  | ACCUMULATED | DEPRECIATION | BOOK DEPR | TAX | TOTAL |  |  |  | ANNUAL | ACCUMULATED
| TAX | TAX | TAX | BOOK | BOOK | FOR | FOR | DUE TO | EQUITY | BOOK DEPR | (10)*(11) | SALVAGE | DEFERRED TAX | DEFERRED
| DEPRECIATION | DEPRECIATION | DEPRECIATION | DEPRECIATION | DEPRECIATION | DEFERRED TAX | DEFERRED TAX | DEPRECIATION | AFUDC | RATE | TAX RATE | TAX RATE | (9)-(12)+(13) | TAX
YEAR | SCHEDULE | $(000) | $(000) | $(000) | $(000) | $(000) | $(000) | $(000) | $(000) | MINUS 1/LIFE | $(000) | $(000) | $(000) | $(000)
2035 | 3.75% | 1865.6146 | 1865.6146 | 1102.4282 | 1102.4282 | 1102.4282 | 1102.4282 | 592.3611 | 8644.9657 | 0 | 0 | 0 | 592.3611 | 1421.9731 | 7
2036 | 7.219% | 3591.4325 | 5457.0472 | 1102.4282 | 2204.8565 | 1102.4282 | 2204.8565 | -82.2984 | 8644.9657 | 0 | 0 | 0 | -82.2984 | 1339.6747
2037 | 6.677% | 3321.789 | 8778.8362 | 1102.4282 | 3307.2847 | 1102.4282 | 3307.2847 | -688.6167 | 8644.9657 | 0 | 0 | 0 | -688.6167 | 651.058
2038 | 6.177% | 3073.0404 | 11851.8766 | 1102.4282 | 4409.713 | 1102.4282 | 4409.713 | -1231.8897 | 8644.9657 | 0 | 0 | 0 | -1231.8897 | -580.8317
2039 | 5.713% | 2842.2017 | 14694.0783 | 1102.4282 | 5512.1412 | 1102.4282 | 5512.1412 | -1716.6566 | 8644.9657 | 0 | 0 | 0 | -1716.6566 | -2297.4884
2040 | 5.285% | 2629.2729 | 17323.3512 | 1102.4282 | 6614.5695 | 1102.4282 | 6614.5695 | -2147.4567 | 8644.9657 | 0 | 0 | 0 | -2147.4567 | -4444.9451
2041 | 4.888% | 2431.7665 | 19755.1176 | 1102.4282 | 7716.9977 | 1102.4282 | 7716.9977 | -2528.1988 | 8644.9657 | 0 | 0 | 0 | -2528.1988 | -6973.1439
2042 | 4.522% | 2249.6825 | 22004.8001 | 1102.4282 | 8819.426 | 1102.4282 | 8819.426 | -2862.7917 | 8644.9657 | 0 | 0 | 0 | -2862.7917 | -9835.9356
2043 | 4.462% | 2219.8327 | 24224.6328 | 1102.4282 | 9921.8542 | 1102.4282 | 9921.8542 | -3189.8192 | 8644.9657 | 0 | 0 | 0 | -3189.8192 | -13025.7548
2044 | 4.461% | 2219.3352 | 26443.9679 | 1102.4282 | 11024.2825 | 1102.4282 | 11024.2825 | -3516.7206 | 8644.9657 | 0 | 0 | 0 | -3516.7206 | -16542.4754
2045 | 4.462% | 2219.8327 | 28663.8006 | 1102.4282 | 12126.7107 | 1102.4282 | 12126.7107 | -3843.7481 | 8644.9657 | 0 | 0 | 0 | -3843.7481 | -20386.2235
2046 | 4.461% | 2219.3352 | 30883.1357 | 1102.4282 | 13229.139 | 1102.4282 | 13229.139 | -4170.6495 | 8644.9657 | 0 | 0 | 0 | -4170.6495 | -24556.873
2047 | 4.462% | 2219.8327 | 33102.9684 | 1102.4282 | 14331.5672 | 1102.4282 | 14331.5672 | -4497.6769 | 8644.9657 | 0 | 0 | 0 | -4497.6769 | -29054.5499
2048 | 4.461% | 2219.3352 | 35322.3036 | 1102.4282 | 15433.9954 | 1102.4282 | 15433.9954 | -4824.5783 | 8644.9657 | 0 | 0 | 0 | -4824.5783 | -33879.1283
2049 | 4.462% | 2219.8327 | 37542.1362 | 1102.4282 | 16536.4237 | 1102.4282 | 16536.4237 | -5151.6058 | 8644.9657 | 0 | 0 | 0 | -5151.6058 | -39030.7341
2050 | 4.461% | 2219.3352 | 39761.4714 | 1102.4282 | 17638.8519 | 1102.4282 | 17638.8519 | -5478.5072 | 8644.9657 | 0 | 0 | 0 | -5478.5072 | -44509.2413
2051 | 4.462% | 2219.8327 | 41981.304 | 1102.4282 | 18741.2802 | 1102.4282 | 18741.2802 | -5805.5347 | 8644.9657 | 0 | 0 | 0 | -5805.5347 | -50314.776
2052 | 4.461% | 2219.3352 | 44200.6392 | 1102.4282 | 19843.7084 | 1102.4282 | 19843.7084 | -6132.4361 | 8644.9657 | 0 | 0 | 0 | -6132.4361 | -56447.2121
2053 | 4.462% | 2219.8327 | 46420.4718 | 1102.4282 | 20946.1367 | 1102.4282 | 20946.1367 | -6459.4635 | 8644.9657 | 0 | 0 | 0 | -6459.4635 | -62906.6756
2054 | 4.461% | 2219.3352 | 48639.807 | 1102.4282 | 22048.5649 | 1102.4282 | 22048.5649 | -6786.3649 | 8644.9657 | 0 | 0 | 0 | -6786.3649 | -69693.0405
2055 | 2.231% | 1109.9163 | 49749.7233 | 1102.4282 | 23150.9932 | 1102.4282 | 23150.9932 | -6832.0841 | 8644.9657 | 0 | 0 | 0 | -6832.0841 | -76525.1247
2056 | 0% | 0 | 49749.7233 | 1102.4282 | 24253.4214 | 1102.4282 | 24253.4214 | -6596.495 | 8644.9657 | 0 | 0 | 0 | -6596.495 | -83121.6197
2057 | 0% | 0 | 49749.7233 | 1102.4282 | 25355.8497 | 1102.4282 | 25355.8497 | -6360.9059 | 8644.9657 | 0 | 0 | 0 | -6360.9059 | -89482.5256
2058 | 0% | 0 | 49749.7233 | 1102.4282 | 26458.2779 | 1102.4282 | 26458.2779 | -6125.3168 | 8644.9657 | 0 | 0 | 0 | -6125.3168 | -95607.8424
2059 | 0% | 0 | 49749.7233 | 1102.4282 | 27560.7062 | 1102.4282 | 27560.7062 | -5889.7277 | 8644.9657 | 0 | 0 | 0 | -5889.7277 | -101497.5701
2060 | 0% | 0 | 49749.7233 | 1102.4282 | 28663.1344 | 1102.4282 | 28663.1344 | -5654.1386 | 8644.9657 | 0 | 0 | 0 | -5654.1386 | -107151.7087
2061 | 0% | 0 | 49749.7233 | 1102.4282 | 29765.5626 | 1102.4282 | 29765.5626 | -5418.5495 | 8644.9657 | 0 | 0 | 0 | -5418.5495 | -112570.2581
2062 | 0% | 0 | 49749.7233 | 1102.4282 | 30867.9909 | 1102.4282 | 30867.9909 | -5182.9604 | 8644.9657 | 0 | 0 | 0 | -5182.9604 | -117753.2185
2063 | 0% | 0 | 49749.7233 | 1102.4282 | 31970.4191 | 1102.4282 | 31970.4191 | -4947.3713 | 8644.9657 | 0 | 0 | 0 | -4947.3713 | -122700.5898
2064 | 0% | 0 | 49749.7233 | 1102.4282 | 33072.8474 | 1102.4282 | 33072.8474 | -4711.7822 | 8644.9657 | 0 | 0 | 0 | -4711.7822 | -127412.3719
2065 | 0% | 0 | 49749.7233 | 1102.4282 | 34175.2756 | 1102.4282 | 34175.2756 | -4476.193 | 8644.9657 | 0 | 0 | 0 | -4476.193 | -131888.565
2066 | 0% | 0 | 49749.7233 | 1102.4282 | 35277.7039 | 1102.4282 | 35277.7039 | -4240.6039 | 8644.9657 | 0 | 0 | 0 | -4240.6039 | -136129.1689
2067 | 0% | 0 | 49749.7233 | 1102.4282 | 36380.1321 | 1102.4282 | 36380.1321 | -4005.0148 | 8644.9657 | 0 | 0 | 0 | -4005.0148 | -140134.1837
2068 | 0% | 0 | 49749.7233 | 1102.4282 | 37482.5604 | 1102.4282 | 37482.5604 | -3769.4257 | 8644.9657 | 0 | 0 | 0 | -3769.4257 | -143903.6095
2069 | 0% | 0 | 49749.7233 | 1102.4282 | 38584.9886 | 1102.4282 | 38584.9886 | -3533.8366 | 8644.9657 | 0 | 0 | 0 | -3533.8366 | -147437.4461
2070 | 0% | 0 | 49749.7233 | 1102.4282 | 39687.4169 | 1102.4282 | 39687.4169 | -3298.2475 | 8644.9657 | 0 | 0 | 0 | -3298.2475 | -150735.6936
2071 | 0% | 0 | 49749.7233 | 1102.4282 | 40789.8451 | 1102.4282 | 40789.8451 | -3062.6584 | 8644.9657 | 0 | 0 | 0 | -3062.6584 | -153798.352
2072 | 0% | 0 | 49749.7233 | 1102.4282 | 41892.2734 | 1102.4282 | 41892.2734 | -2827.0693 | 8644.9657 | 0 | 0 | 0 | -2827.0693 | -156625.4213
2073 | 0% | 0 | 49749.7233 | 1102.4282 | 42994.7016 | 1102.4282 | 42994.7016 | -2591.4802 | 8644.9657 | 0 | 0 | 0 | -2591.4802 | -159216.9015
2074 | 0% | 0 | 49749.7233 | 1102.4282 | 44097.1298 | 1102.4282 | 44097.1298 | -2355.8911 | 8644.9657 | 0 | 0 | 0 | -2355.8911 | -161572.7925
2075 | 0% | 0 | 49749.7233 | 1102.4282 | 45199.5581 | 1102.4282 | 45199.5581 | -2120.302 | 8644.9657 | 0 | 0 | 0 | -2120.302 | -163693.0945
2076 | 0% | 0 | 49749.7233 | 1102.4282 | 46301.9863 | 1102.4282 | 46301.9863 | -1884.7129 | 8644.9657 | 0 | 0 | 0 | -1884.7129 | -165577.8074
2077 | 0% | 0 | 49749.7233 | 1102.4282 | 47404.4146 | 1102.4282 | 47404.4146 | -1649.1238 | 8644.9657 | 0 | 0 | 0 | -1649.1238 | -167226.9311
2078 | 0% | 0 | 49749.7233 | 1102.4282 | 48506.8428 | 1102.4282 | 48506.8428 | -1413.5346 | 8644.9657 | 0 | 0 | 0 | -1413.5346 | -168640.4658
2079 | 0% | 0 | 49749.7233 | 1102.4282 | 49609.2711 | 1102.4282 | 49609.2711 | -1177.9455 | 8644.9657 | 0 | 0 | 0 | -1177.9455 | -169818.4113
2080 | 0% | 0 | 49749.7233 | 1102.4282 | 50711.6993 | 1102.4282 | 50711.6993 | -942.3564 | 8644.9657 | 0 | 0 | 0 | -942.3564 | -170760.7677
2081 | 0% | 0 | 49749.7233 | 1102.4282 | 51814.1276 | 1102.4282 | 51814.1276 | -706.7673 | 8644.9657 | 0 | 0 | 0 | -706.7673 | -171467.5351
2082 | 0% | 0 | 49749.7233 | 1102.4282 | 52916.5558 | 1102.4282 | 52916.5558 | -471.1782 | 8644.9657 | 0 | 0 | 0 | -471.1782 | -171938.7133
2083 | 0% | 0 | 49749.7233 | 1102.4282 | 54018.9841 | 1102.4282 | 54018.9841 | -235.5891 | 8644.9657 | 0 | 0 | 0 | -235.5891 | -172174.3024
2084 | 0% | 0 | 49749.7233 | 1102.4282 | 55121.4123 | 1102.4282 | 55121.4123 | 1.6485e-12 | 8644.9657 | 0 | 0 | 0 | 1.6485e-12 | -172174.3024
| SALVAGE / REMOVAL COST |  |  |  | 0
| YEAR SALVAGE / COST OF REMOVAL |  |  |  | 2084
| DEFERRED TAXES DURING CONSTRUCTION (SEE PAGE 5) |  |  |  | 829.612
| TOTAL EQUITY AFUDC CAPITALIZED (SEE PAGE 5) |  |  |  | 8644.9657
| BOOK DEPRECIATION RATE - 1/USEFUL LIFE |  |  |  | 2%
page 4b |  |  |  | DEFERRED TAX AND MID-YEAR RATE BASE CALCULATION | [9 empty] | PSC FORM CE 1.1A
|  |  |  | PROGRAM METHOD SELECTED: REV_REQ | [9 empty] | PAGE 2b OF 2
|  |  | PROGRAM NAME: | Business HVAC
(1) | (2) | (3) | (4) | (5) | (5a)* | (5b)* | (6) | (7) | (8)
END
OF YEAR
|  |  |  | NET |  |  | BEGINNING | ENDING OF
| TAX | TAX | DEFERRED | PLANT IN | ACCUMULATED | ACCUMULATED | YEAR RATE | YEAR RATE | MID-YEAR
| DEPRECIATION | DEPRECIATION | TAX | SERVICE | DEPRECIATION | DEF TAXES | BASE | BASE | RATE BASE
YEAR | SCHEDULE | $(000) | $(000) | $(000) | $(000) | $(000) | $(000) | $(000) | $(000)
2035 | 3.75% | 1865.6146 | 592.3611 | 54018.9841 | 1102.4282 | 1421.9731 | 55951.0243 | 54611.3451 | 55281.1847
2036 | 7.219% | 3591.4325 | -82.2984 | 52916.5558 | 2204.8565 | 1339.6747 | 54611.3451 | 52834.2574 | 53722.8013
2037 | 6.677% | 3321.789 | -688.6167 | 51814.1276 | 3307.2847 | 651.058 | 52834.2574 | 51125.5109 | 51979.8841
2038 | 6.177% | 3073.0404 | -1231.8897 | 50711.6993 | 4409.713 | -580.8317 | 51125.5109 | 49479.8096 | 50302.6602
2039 | 5.713% | 2842.2017 | -1716.6566 | 49609.2711 | 5512.1412 | -2297.4884 | 49479.8096 | 47892.6145 | 48686.212
2040 | 5.285% | 2629.2729 | -2147.4567 | 48506.8428 | 6614.5695 | -4444.9451 | 47892.6145 | 46359.3861 | 47126.0003
2041 | 4.888% | 2431.7665 | -2528.1988 | 47404.4146 | 7716.9977 | -6973.1439 | 46359.3861 | 44876.2158 | 45617.8009
2042 | 4.522% | 2249.6825 | -2862.7917 | 46301.9863 | 8819.426 | -9835.9356 | 44876.2158 | 43439.1946 | 44157.7052
2043 | 4.462% | 2219.8327 | -3189.8192 | 45199.5581 | 9921.8542 | -13025.7548 | 43439.1946 | 42009.7389 | 42724.4667
2044 | 4.461% | 2219.3352 | -3516.7206 | 44097.1298 | 11024.2825 | -16542.4754 | 42009.7389 | 40580.4092 | 41295.0741
2045 | 4.462% | 2219.8327 | -3843.7481 | 42994.7016 | 12126.7107 | -20386.2235 | 40580.4092 | 39150.9535 | 39865.6814
2046 | 4.461% | 2219.3352 | -4170.6495 | 41892.2734 | 13229.139 | -24556.873 | 39150.9535 | 37721.6239 | 38436.2887
2047 | 4.462% | 2219.8327 | -4497.6769 | 40789.8451 | 14331.5672 | -29054.5499 | 37721.6239 | 36292.1682 | 37006.896
2048 | 4.461% | 2219.3352 | -4824.5783 | 39687.4169 | 15433.9954 | -33879.1283 | 36292.1682 | 34862.8385 | 35577.5033
2049 | 4.462% | 2219.8327 | -5151.6058 | 38584.9886 | 16536.4237 | -39030.7341 | 34862.8385 | 33433.3828 | 34148.1107
2050 | 4.461% | 2219.3352 | -5478.5072 | 37482.5604 | 17638.8519 | -44509.2413 | 33433.3828 | 32004.0532 | 32718.718
2051 | 4.462% | 2219.8327 | -5805.5347 | 36380.1321 | 18741.2802 | -50314.776 | 32004.0532 | 30574.5974 | 31289.3253
2052 | 4.461% | 2219.3352 | -6132.4361 | 35277.7039 | 19843.7084 | -56447.2121 | 30574.5974 | 29145.2678 | 29859.9326
2053 | 4.462% | 2219.8327 | -6459.4635 | 34175.2756 | 20946.1367 | -62906.6756 | 29145.2678 | 27715.8121 | 28430.5399
2054 | 4.461% | 2219.3352 | -6786.3649 | 33072.8474 | 22048.5649 | -69693.0405 | 27715.8121 | 26286.4824 | 27001.1473
2055 | 2.231% | 1109.9163 | -6832.0841 | 31970.4191 | 23150.9932 | -76525.1247 | 26286.4824 | 25138.335 | 25712.4087
2056 | 0% | 0 | -6596.495 | 30867.9909 | 24253.4214 | -83121.6197 | 25138.335 | 24271.4959 | 24704.9154
2057 | 0% | 0 | -6360.9059 | 29765.5626 | 25355.8497 | -89482.5256 | 24271.4959 | 23404.6567 | 23838.0763
2058 | 0% | 0 | -6125.3168 | 28663.1344 | 26458.2779 | -95607.8424 | 23404.6567 | 22537.8176 | 22971.2372
2059 | 0% | 0 | -5889.7277 | 27560.7062 | 27560.7062 | -101497.5701 | 22537.8176 | 21670.9785 | 22104.398
2060 | 0% | 0 | -5654.1386 | 26458.2779 | 28663.1344 | -107151.7087 | 21670.9785 | 20804.1393 | 21237.5589
2061 | 0% | 0 | -5418.5495 | 25355.8497 | 29765.5626 | -112570.2581 | 20804.1393 | 19937.3002 | 20370.7198
2062 | 0% | 0 | -5182.9604 | 24253.4214 | 30867.9909 | -117753.2185 | 19937.3002 | 19070.461 | 19503.8806
2063 | 0% | 0 | -4947.3713 | 23150.9932 | 31970.4191 | -122700.5898 | 19070.461 | 18203.6219 | 18637.0415
2064 | 0% | 0 | -4711.7822 | 22048.5649 | 33072.8474 | -127412.3719 | 18203.6219 | 17336.7828 | 17770.2023
2065 | 0% | 0 | -4476.193 | 20946.1367 | 34175.2756 | -131888.565 | 17336.7828 | 16469.9436 | 16903.3632
2066 | 0% | 0 | -4240.6039 | 19843.7084 | 35277.7039 | -136129.1689 | 16469.9436 | 15603.1045 | 16036.5241
2067 | 0% | 0 | -4005.0148 | 18741.2802 | 36380.1321 | -140134.1837 | 15603.1045 | 14736.2654 | 15169.6849
2068 | 0% | 0 | -3769.4257 | 17638.8519 | 37482.5604 | -143903.6095 | 14736.2654 | 13869.4262 | 14302.8458
2069 | 0% | 0 | -3533.8366 | 16536.4237 | 38584.9886 | -147437.4461 | 13869.4262 | 13002.5871 | 13436.0066
2070 | 0% | 0 | -3298.2475 | 15433.9954 | 39687.4169 | -150735.6936 | 13002.5871 | 12135.7479 | 12569.1675
2071 | 0% | 0 | -3062.6584 | 14331.5672 | 40789.8451 | -153798.352 | 12135.7479 | 11268.9088 | 11702.3284
2072 | 0% | 0 | -2827.0693 | 13229.139 | 41892.2734 | -156625.4213 | 11268.9088 | 10402.0697 | 10835.4892
2073 | 0% | 0 | -2591.4802 | 12126.7107 | 42994.7016 | -159216.9015 | 10402.0697 | 9535.2305 | 9968.6501
2074 | 0% | 0 | -2355.8911 | 11024.2825 | 44097.1298 | -161572.7925 | 9535.2305 | 8668.3914 | 9101.811
2075 | 0% | 0 | -2120.302 | 9921.8542 | 45199.5581 | -163693.0945 | 8668.3914 | 7801.5522 | 8234.9718
2076 | 0% | 0 | -1884.7129 | 8819.426 | 46301.9863 | -165577.8074 | 7801.5522 | 6934.7131 | 7368.1327
2077 | 0% | 0 | -1649.1238 | 7716.9977 | 47404.4146 | -167226.9311 | 6934.7131 | 6067.874 | 6501.2935
2078 | 0% | 0 | -1413.5346 | 6614.5695 | 48506.8428 | -168640.4658 | 6067.874 | 5201.0348 | 5634.4544
2079 | 0% | 0 | -1177.9455 | 5512.1412 | 49609.2711 | -169818.4113 | 5201.0348 | 4334.1957 | 4767.6153
2080 | 0% | 0 | -942.3564 | 4409.713 | 50711.6993 | -170760.7677 | 4334.1957 | 3467.3566 | 3900.7761
2081 | 0% | 0 | -706.7673 | 3307.2847 | 51814.1276 | -171467.5351 | 3467.3566 | 2600.5174 | 3033.937
2082 | 0% | 0 | -471.1782 | 2204.8565 | 52916.5558 | -171938.7133 | 2600.5174 | 1733.6783 | 2167.0978
2083 | 0% | 0 | -235.5891 | 1102.4282 | 54018.9841 | -172174.3024 | 1733.6783 | 866.8391 | 1300.2587
2084 | 0% | 0 | 1.6485e-12 | -1.9554e-11 | 55121.4123 | -172174.3024 | 866.8391 | -2.0179e-11 | 433.4196
* Column not specified in workbook
(1): page 5 |  |  |  |  | PSC FORM CE 1.1B
PAGE 1 OF 1
(1) | (2) | (3) | (4) | (5) | (6) | (7)
| NO.YEARS | PLANT | CUMULATIVE | YEARLY | ANNUAL | CUMULATIVE
| BEFORE | ESCALATION | ESCALATION | EXPENDITURE | SPENDING | AVERAGE SPENDING
YEAR | IN-SERVICE | RATE | FACTOR | (%) | ($/kW) | ($/kW)
2023 | -12 | 0% | 1 | 0 | 0 | 0
2024 | -11 | 2.5% | 1.025 | 0 | 0 | 0
2025 | -10 | 2.5% | 1.0506 | 0 | 0 | 0
2026 | -9 | 2.5% | 1.0769 | 0 | 0 | 0
2027 | -8 | 2.5% | 1.1038 | 0 | 0 | 0
2028 | -7 | 2.5% | 1.1314 | 0 | 0 | 0
2029 | -6 | 2.5% | 1.1597 | 0 | 0 | 0
2030 | -5 | 2.5% | 1.1887 | 43.903 | 410.3701 | 205.185
2031 | -4 | 2.5% | 1.2184 | 38.3775 | 367.6895 | 594.2148
2032 | -3 | 2.5% | 1.2489 | 17.7195 | 174.0124 | 865.0657
2033 | -2 | 2% | 1.2738 | 0 | 0 | 952.0719
2034 | -1 | 2% | 1.2993 | 0 | 0 | 952.0719
|  |  |  | 100 | 952.0719
|  | (8) | (8a)* | (8b)* | (9) | (9a)* | (9b)* | (9c)* | (9d)* | (9e)* | (10) | (11)
(3): CUMULATIVE; (5): CUMULATIVE; (6): YEARLY; (7): CUMULATIVE | CONSTRUCTION |  |  | CUMULATIVE | INCREMENTAL | CUMULATIVE
| NO.YEARS | SPENDING | DEBT | DEBT | TOTAL | TOTAL | PERIOD | CUMULATIVE | DEFERRED | DEFERRED | YEAR-END | YEAR-END
| BEFORE | WITH AFUDC | AFUDC | AFUDC | AFUDC | AFUDC | INTEREST | CPI | TAXES | TAXES | BOOK VALUE | BOOK VALUE
YEAR | IN-SERVICE | ($/kW) | ($/kW) | ($/kW) | ($/kW) | ($/kW) | ($/kW) | ($/kW) | ($/kW) | ($/kW) | ($/kW) | ($/kW)
2023 | -12 | 0 | 0 | 0 | 0 | 0 | 0 | 0 | 0 | 0 | 0 | 0
2024 | -11 | 0 | 0 | 0 | 0 | 0 | 0 | 0 | 0 | 0 | 0 | 0
2025 | -10 | 0 | 0 | 0 | 0 | 0 | 0 | 0 | 0 | 0 | 0 | 0
2026 | -9 | 0 | 0 | 0 | 0 | 0 | 0 | 0 | 0 | 0 | 0 | 0
2027 | -8 | 0 | 0 | 0 | 0 | 0 | 0 | 0 | 0 | 0 | 0 | 0
2028 | -7 | 0 | 0 | 0 | 0 | 0 | 0 | 0 | 0 | 0 | 0 | 0
2029 | -6 | 0 | 0 | 0 | 0 | 0 | 0 | 0 | 0 | 0 | 0 | 0
2030 | -5 | 205.185 | 2.8726 | 2.8726 | 12.7625 | 12.7625 | 7.202 | 7.202 | 1.0973 | 1.0973 | 423.1326 | 423.1326
2031 | -4 | 606.9773 | 8.4823 | 11.3549 | 37.6857 | 50.4482 | 20.8569 | 28.0589 | 3.1363 | 4.2336 | 405.3752 | 828.5078
2032 | -3 | 915.514 | 12.7579 | 24.1128 | 56.6816 | 107.1299 | 30.3638 | 58.4227 | 4.4622 | 8.6958 | 230.694 | 1059.2018
2033 | -2 | 1059.2018 | 14.7071 | 38.8199 | 65.3415 | 172.4714 | 33.4177 | 91.8405 | 4.7422 | 13.4381 | 65.3415 | 1124.5433
2034 | -1 | 1124.5433 | 15.5555 | 54.3754 | 69.1107 | 241.5821 | 33.4177 | 125.2582 | 4.5272 | 17.9652 | 69.1107 | 1193.654
(4): 54.3754; (6): 241.5821 | 125.2582 |  | 17.9652 |  | 1193.654
BOOK BASIS
[7 empty] | BOOK BASIS | FOR DEF TAX | TAX BASIS
(6): CONSTRUCTION CASH | 43965.4607 | 43965.4607 | 43965.4607
(6): EQUITY AFUDC | 8644.9657
(6): DEBT AFUDC | 2510.9859 | 2510.9859
(2): IN SERVICE YEAR; (4): 2035; (6): CPI |  |  | 5784.2626
| PLANT COSTS |  | 786.3466 |  | ITC Basis Reduction (Solar)
(2): AFUDC RATE; (4): 6.22%; (6): TOTAL | 55121.4123 | 46476.4466 | 49749.7233 |  | * Column not specified in workbook
(1): page 6; (6): INPUT DATA -- PART 2 | [7 empty] | PSC FORM CE 1.2
(6): PROGRAM METHOD SELECTED : REV_REQ | [7 empty] | PAGE 1 OF 1
|  |  |  | PROGRAM NAME: | Business HVAC
(1) | (2) | (3) | (4) | (5) | (6)* | (7) | (8) | (9)
UTILITY
| CUMULATIVE | ADJUSTED | AVERAGE | AVOIDED | INCREASED |  | PROGRAM | PROGRAM
| TOTAL | CUMULATIVE | SYSTEM | MARGINAL | MARGINAL | REPLACEMENT | KW | kWH
| PARTICIPATING | PARTICIPATING | FUEL COST | FUEL COST | FUEL COST | FUEL COST | EFFECTIVENESS | EFFECTIVENESS
YEAR | CUSTOMERS | CUSTOMERS | (C/kWh) | (C/kWh) | (C/kWh) | (C/kWh) | FACTOR | FACTOR
2023 | 0 | 0 | 2.1107 | 2.8192 | 2.1107 | 0 | 1 | 1
2024 | 0 | 0 | 2.6607 | 4.004 | 2.6607 | 0 | 1 | 1
2025 | 3700 | 3700 | 2.9695 | 3.095 | 3.3326 | 0 | 1 | 1
2026 | 7437 | 7437 | 3.4117 | 3.5279 | 3.895 | 0 | 1 | 1
2027 | 11211.37 | 11211.37 | 3.3657 | 3.4899 | 3.8811 | 0 | 1 | 1
2028 | 15023.4837 | 15023.4837 | 3.5114 | 3.574 | 3.9643 | 0 | 1 | 1
2029 | 18873.7185 | 18873.7185 | 3.5913 | 3.6319 | 4.1385 | 0 | 1 | 1
2030 | 22762.4557 | 22762.4557 | 3.292 | 3.285 | 3.8619 | 0 | 1 | 1
2031 | 26690.0803 | 26690.0803 | 3.0693 | 2.9592 | 3.6881 | 0 | 1 | 1
2032 | 30656.9811 | 30656.9811 | 2.9515 | 2.81 | 3.6511 | 0 | 1 | 1
2033 | 34663.5509 | 34663.5509 | 3.334 | 3.2398 | 3.8854 | 6.8825 | 1 | 1
2034 | 38710.1864 | 38710.1864 | 3.5332 | 3.4595 | 4.0987 | 6.9767 | 1 | 1
2035 | 38710.1864 | 38710.1864 | 3.8608 | 3.8189 | 4.4696 | 7.1294 | 1 | 1
2036 | 38710.1864 | 38710.1864 | 4.0027 | 3.9519 | 4.5412 | 6.9828 | 1 | 1
2037 | 38710.1864 | 38710.1864 | 4.1974 | 4.1705 | 4.7411 | 7.1471 | 1 | 1
2038 | 38710.1864 | 38710.1864 | 4.5318 | 4.542 | 5.1012 | 7.2249 | 1 | 1
2039 | 38710.1864 | 38710.1864 | 4.7163 | 4.7127 | 5.2724 | 7.1579 | 1 | 1
2040 | 38710.1864 | 38710.1864 | 5.0571 | 5.0559 | 5.5775 | 7.3834 | 1 | 1
2041 | 38710.1864 | 38710.1864 | 5.3851 | 5.3513 | 5.8304 | 7.5063 | 1 | 1
2042 | 38710.1864 | 38710.1864 | 5.4894 | 5.4769 | 5.947 | 7.5907 | 1 | 1
2043 | 38710.1864 | 38710.1864 | 5.722 | 5.7088 | 6.2212 | 7.8225 | 1 | 1
2044 | 38710.1864 | 38710.1864 | 6.1136 | 6.131 | 6.6417 | 8.0846 | 1 | 1
2045 | 38710.1864 | 38710.1864 | 6.4999 | 6.5145 | 7.0419 | 8.4913 | 1 | 1
2046 | 38710.1864 | 38710.1864 | 6.711 | 6.7429 | 7.2916 | 8.361 | 1 | 1
2047 | 38710.1864 | 38710.1864 | 7.0712 | 7.0829 | 7.6214 | 8.8452 | 1 | 1
2048 | 38710.1864 | 38710.1864 | 7.4142 | 7.4246 | 8.0305 | 9.2397 | 1 | 1
2049 | 38710.1864 | 38710.1864 | 7.8908 | 7.9133 | 8.5146 | 9.5526 | 1 | 1
2050 | 38710.1864 | 38710.1864 | 8.5419 | 8.5991 | 9.2463 | 10.0912 | 1 | 1
2051 | 38710.1864 | 38710.1864 | 8.4856 | 8.5263 | 9.1486 | 10.1556 | 1 | 1
2052 | 38710.1864 | 38710.1864 | 8.5408 | 8.5874 | 9.1808 | 10.0773 | 1 | 1
2053 | 38710.1864 | 38710.1864 | 8.5762 | 8.6226 | 9.2695 | 10.0634 | 1 | 1
2054 | 38710.1864 | 38710.1864 | 8.6113 | 8.6678 | 9.2167 | 9.8472 | 1 | 1
2055 | 38710.1864 | 38710.1864 | 8.5691 | 8.6041 | 9.1531 | 9.9113 | 1 | 1
2056 | 38710.1864 | 38710.1864 | 8.5437 | 8.6101 | 9.1248 | 9.7266 | 1 | 1
2057 | 38710.1864 | 38710.1864 | 8.5899 | 8.6653 | 9.2225 | 9.8003 | 1 | 1
2058 | 38710.1864 | 38710.1864 | 8.5125 | 8.5532 | 9.081 | 9.5906 | 1 | 1
2059 | 38710.1864 | 38710.1864 | 8.5501 | 8.6086 | 9.1488 | 9.6304 | 1 | 1
2060 | 38710.1864 | 38710.1864 | 8.5885 | 8.6631 | 9.1492 | 9.5391 | 1 | 1
2061 | 38710.1864 | 38710.1864 | 8.4296 | 8.4977 | 8.9959 | 9.4471 | 1 | 1
2062 | 38710.1864 | 38710.1864 | 8.4175 | 8.4828 | 8.9881 | 9.2658 | 1 | 1
2063 | 38710.1864 | 38710.1864 | 8.4946 | 8.5957 | 9.1923 | 9.7339 | 1 | 1
2064 | 38710.1864 | 38710.1864 | 8.4747 | 8.5672 | 9.0512 | 9.6201 | 1 | 1
2065 | 38710.1864 | 38710.1864 | 8.3716 | 8.4498 | 8.9372 | 9.4973 | 1 | 1
2066 | 38710.1864 | 38710.1864 | 8.3231 | 8.4043 | 8.9458 | 9.4862 | 1 | 1
2067 | 38710.1864 | 38710.1864 | 8.3315 | 8.4295 | 8.9637 | 9.4654 | 1 | 1
2068 | 38710.1864 | 38710.1864 | 8.3868 | 8.504 | 8.5196 | 9.4211 | 1 | 1
2069 | 38710.1864 | 38710.1864 | 8.3868 | 8.504 | 8.5196 | 9.5006 | 1 | 1
2070 | 38710.1864 | 38710.1864 | 8.3868 | 8.504 | 8.5196 | 9.299 | 1 | 1
2071 | 38710.1864 | 38710.1864 | 8.3868 | 8.504 | 8.5196 | 9.2593 | 1 | 1
2072 | 38710.1864 | 38710.1864 | 8.3868 | 8.504 | 8.5196 | 9.2196 | 1 | 1
2073 | 38710.1864 | 38710.1864 | 8.3868 | 8.504 | 8.5196 | 9.18 | 1 | 1
2074 | 38710.1864 | 38710.1864 | 8.3868 | 8.504 | 8.5196 | 9.18 | 1 | 1
2075 | 38710.1864 | 38710.1864 | 8.3868 | 8.504 | 8.5196 | 9.18 | 1 | 1
2076 | 38710.1864 | 38710.1864 | 8.3868 | 8.504 | 8.5196 | 9.18 | 1 | 1
2077 | 38710.1864 | 38710.1864 | 8.3868 | 8.504 | 8.5196 | 9.18 | 1 | 1
2078 | 38710.1864 | 38710.1864 | 8.3868 | 8.504 | 8.5196 | 9.18 | 1 | 1
2079 | 38710.1864 | 38710.1864 | 8.3868 | 8.504 | 8.5196 | 9.18 | 1 | 1
2080 | 38710.1864 | 38710.1864 | 8.3868 | 8.504 | 8.5196 | 9.18 | 1 | 1
2081 | 38710.1864 | 38710.1864 | 8.3868 | 8.504 | 8.5196 | 9.18 | 1 | 1
2082 | 38710.1864 | 38710.1864 | 8.3868 | 8.504 | 8.5196 | 9.18 | 1 | 1
* THIS COLUMN IS USED ONLY FOR LOAD SHIFTING PROGRAMS WHICH SHIFT CONSUMPTION TO OFF-PEAK PERIODS.
THE VALUES REPRESENT THE OFF PEAK SYSTEM FUEL COSTS.
(1): page 7; (4): AVOIDED GENERATING BENEFITS | [5 empty] | PSC FORM CE 2.1
(4): PROGRAM METHOD SELECTED: REV_REQ | [5 empty] | PAGE 1 OF 1
|  | PROGRAM NAME: | Business HVAC
| (2) | (3) | (4) | (5) | (6) | (7)
AVOIDED
| GEN UNIT | AVOIDED | AVOIDED | AVOIDED |  | AVOIDED
| CAPACITY | GEN UNIT | GEN UNIT | GEN UNIT | REPLACEMENT | GEN UNIT
| COST | FIXED O&M | VARIABLE O&M | FUEL COST | FUEL COST | BENEFITS
YEAR | $(000) | $(000) | $(000) | $(000) | $(000) | $(000)
2023 | 0 | 0 | 0 | 0 | 0 | 0
2024 | 0 | 0 | 0 | 0 | 0 | 0
2025 | 0 | 0 | 0 | 0 | 0 | 0
2026 | 0 | 0 | 0 | 0 | 0 | 0
2027 | 0 | 0 | 0 | 0 | 0 | 0
2028 | 0 | 0 | 0 | 0 | 0 | 0
2029 | 0 | 0 | 0 | 0 | 0 | 0
2030 | 0 | 0 | 0 | 0 | 0 | 0
2031 | 0 | 0 | 0 | 0 | 0 | 0
2032 | 0 | 0 | 0 | 0 | 0 | 0
2033 | 0 | 0 | 0 | 0 | 0 | 0
2034 | 0 | 0 | 0 | 0 | 0 | 0
2035 | 7570.6846 | 737.0591 | 28.1207 | 17088.576 | 18746.2249 | 6678.2155
2036 | 7397.7588 | 755.4856 | 31.0409 | 18034.9636 | 19773.1088 | 6446.1402
2037 | 7206.6003 | 774.3727 | 32.2715 | 18732.0421 | 20527.3359 | 6217.9506
2038 | 7021.9325 | 793.7321 | 34.4759 | 19712.1267 | 21627.6904 | 5934.5768
2039 | 6843.2697 | 813.5754 | 36.7704 | 20520.6115 | 22295.6704 | 5918.5566
2040 | 6670.1633 | 833.9147 | 38.1792 | 21351.9115 | 23296.9858 | 5597.1829
2041 | 6502.1959 | 854.7626 | 41.1405 | 22838.3003 | 24899.2913 | 5337.108
2042 | 6338.9814 | 876.1317 | 41.6548 | 22766.2138 | 24872.1903 | 5150.7913
2043 | 6178.4204 | 898.035 | 42.6961 | 23516.5683 | 25631.5613 | 5004.1585
2044 | 6018.2395 | 920.4858 | 44.8441 | 24745.2338 | 27144.532 | 4584.2713
2045 | 5858.0586 | 943.498 | 46.519 | 26504.5155 | 28853.4286 | 4499.1626
2046 | 5697.8776 | 967.0854 | 48.8173 | 26565.0326 | 29087.1067 | 4191.7062
2047 | 5537.6967 | 991.2626 | 50.0377 | 28130.5465 | 30771.6296 | 3937.914
2048 | 5377.5158 | 1016.0441 | 50.6923 | 29137.5725 | 31770.5325 | 3811.2922
2049 | 5217.3348 | 1041.4452 | 53.1822 | 30636.1375 | 33619.29 | 3328.8097
2050 | 5057.1539 | 1067.4814 | 55.1383 | 32462.0446 | 35922.8678 | 2718.9503
2051 | 4896.9729 | 1094.1684 | 56.5167 | 32899.903 | 36152.2316 | 2795.3296
2052 | 4736.792 | 1121.5226 | 57.2714 | 32138.9095 | 35465.7844 | 2588.7111
2053 | 4576.6111 | 1149.5607 | 60.0526 | 32640.1167 | 36231.1165 | 2195.2247
2054 | 4416.4301 | 1178.2997 | 62.2456 | 32380.654 | 35850.9553 | 2186.6742
2055 | 4270.1464 | 1207.7572 | 63.8017 | 32362.4504 | 36084.4549 | 1819.7008
2056 | 4151.651 | 1237.9511 | 65.3968 | 31747.167 | 35412.0544 | 1790.1115
2057 | 4047.0528 | 1268.8999 | 67.7765 | 32390.7267 | 36076.6771 | 1697.7787
2058 | 3942.4546 | 1300.6224 | 70.2343 | 31994.8984 | 35692.8021 | 1615.4076
2059 | 3837.8564 | 1333.138 | 71.2077 | 31775.9692 | 35451.4241 | 1566.7471
2060 | 3733.2582 | 1366.4664 | 72.9879 | 31389.445 | 35115.2155 | 1446.9419
2061 | 3628.66 | 1400.6281 | 73.9904 | 30782.3735 | 34394.3888 | 1491.2632
2062 | 3524.0617 | 1435.6438 | 76.6829 | 30833.5864 | 34109.0834 | 1760.8914
2063 | 3419.4635 | 1471.5349 | 78.5999 | 32379.6832 | 35832.3545 | 1516.927
2064 | 3314.8653 | 1508.3232 | 81.4503 | 31950.2388 | 35802.4474 | 1052.4302
2065 | 3210.2671 | 1546.0313 | 82.5791 | 31551.4171 | 34961.4551 | 1428.8394
2066 | 3105.6689 | 1584.6821 | 84.6435 | 31389.445 | 34920.5636 | 1243.876
2067 | 3001.0707 | 1624.2992 | 86.7596 | 31555.0982 | 34843.7024 | 1423.5254
2068 | 2896.4725 | 1664.9066 | 88.9286 | 31301.0966 | 34680.7636 | 1270.6408
2069 | 2791.8743 | 1706.5293 | 91.1518 | 31628.7219 | 34973.5448 | 1244.7325
2070 | 2687.2761 | 1749.1925 | 93.4306 | 30649.5273 | 34231.1571 | 948.2694
2071 | 2582.6779 | 1792.9223 | 95.7664 | 30469.1493 | 34085.1441 | 855.3719
2072 | 2478.0797 | 1837.7454 | 98.1605 | 30288.7714 | 33939.1466 | 763.6104
2073 | 2373.4815 | 1883.689 | 100.6146 | 30108.3934 | 33793.1646 | 673.0139
2074 | 2268.8833 | 1930.7813 | 103.1299 | 30108.3934 | 33793.1646 | 618.0232
2075 | 2164.285 | 1979.0508 | 105.7082 | 30108.3934 | 33793.1646 | 564.2728
2076 | 2078.6376 | 2028.5271 | 108.3509 | 30108.3934 | 33793.1646 | 530.7443
2077 | 1992.9901 | 2079.2402 | 111.0596 | 30108.3934 | 33793.1646 | 498.5188
2078 | 1907.3426 | 2131.2213 | 113.8361 | 30108.3934 | 33793.1646 | 467.6288
2079 | 1821.6952 | 2184.5018 | 116.682 | 30108.3934 | 33793.1646 | 438.1078
2080 | 1736.0477 | 2239.1143 | 119.5991 | 30108.3934 | 33793.1646 | 409.9899
2081 | 1650.4002 | 2295.0922 | 122.5891 | 30108.3934 | 33793.1646 | 383.3103
2082 | 1564.7528 | 2352.4695 | 125.6538 | 30108.3934 | 33793.1646 | 358.1049
NOM | 199302.063 | 66968.8841 | 3482.4389 | 1380325.6799 | 1531077.5598 | 119001.506
NPV | 29644.9083 | 5158.2944 | 250.8994 | 127559.3253 | 140330.3596 | 22283.0679
page 8 | Business HVAC (5): AVOIDED T&D AND PROGRAM FUEL SAVINGS | [7 empty] | PSC FORM CE 2.2
| Business HVAC (5): PROGRAM METHOD SELECTED: REV_REQ | [7 empty] | PAGE 1 OF 1
|  |  | PROGRAM NAME : | Business HVAC
(1) | (2) | (3) | (4) | (5) | (6) | (7) | (8) | (8a)*
|  |  | TOTAL |  |  | TOTAL
| AVOIDED | AVOIDED | AVOIDED | AVOIDED | AVOIDED | AVOIDED |  | PROGRAM
| TRANSMISSION | TRANSMISSION | TRANSMISSION | DISTRIBUTION | DISTRIBUTION | DISTRIBUTION | PROGRAM | OFF-PEAK
| CAP COST | O&M COST | COST | CAP COST | O&M COST | COST | FUEL SAVINGS | PAYBACK
YEAR | $(000) | $(000) | $(000) | $(000) | $(000) | $(000) | $(000) | $(000)
2023 | 0 | 0 | 0 | 0 | 0 | 0 | 0 | 0
2024 | 0 | 0 | 0 | 0 | 0 | 0 | 0 | 0
2025 | 0 | 0 | 0 | 0 | 0 | 0 | 362.6817 | 0
2026 | 331.5562 | 24.5426 | 356.0988 | 99.2856 | 24.6959 | 123.9815 | 1242.4496 | 0
2027 | 667.1015 | 42.1228 | 709.2243 | 200.2419 | 42.3859 | 242.6278 | 2059.1254 | 0
2028 | 1005.7267 | 60.7405 | 1066.4673 | 302.6665 | 61.1199 | 363.7864 | 2955.6751 | 0
2029 | 1348.0985 | 80.4429 | 1428.5414 | 406.7145 | 80.9453 | 487.6598 | 3875.7857 | 0
2030 | 1694.8562 | 101.2788 | 1796.135 | 512.5402 | 101.9114 | 614.4516 | 4294.1748 | 0
2031 | 2046.6195 | 123.2992 | 2169.9187 | 620.2975 | 124.0693 | 744.3667 | 4561.4834 | 0
2032 | 2403.9008 | 146.557 | 2550.4578 | 730.1402 | 147.4724 | 877.6126 | 5009.4056 | 0
2033 | 2767.0217 | 171.1075 | 2938.1292 | 842.2228 | 172.1762 | 1014.399 | 6607.5453 | 0
2034 | 3136.2148 | 197.008 | 3333.2227 | 956.6747 | 198.2384 | 1154.9132 | 7938.1292 | 0
2035 | 3511.7246 | 213.07 | 3724.7945 | 1073.5971 | 214.4008 | 1287.9979 | 9265.9345 | 0
2036 | 3401.604 | 218.3967 | 3620.0007 | 1045.698 | 219.7608 | 1265.4588 | 9584.8342 | 0
2037 | 3292.3976 | 223.8566 | 3516.2542 | 1017.9923 | 225.2548 | 1243.2472 | 10128.3443 | 0
2038 | 3185.7307 | 229.4531 | 3415.1837 | 990.8884 | 230.8862 | 1221.7746 | 11050.0921 | 0
2039 | 3080.9001 | 235.1894 | 3316.0895 | 964.2678 | 236.6583 | 1200.9262 | 11458.504 | 0
2040 | 2977.2551 | 241.0691 | 3218.3242 | 938.0183 | 242.5748 | 1180.5931 | 12294.2221 | 0
2041 | 2875.0748 | 247.0958 | 3122.1706 | 912.0325 | 248.6392 | 1160.6717 | 12996.1853 | 0
2042 | 2775.7387 | 253.2732 | 3029.012 | 886.2084 | 254.8552 | 1141.0636 | 13312.2732 | 0
2043 | 2680.1031 | 259.6051 | 2939.7081 | 860.4481 | 261.2265 | 1121.6746 | 13876.0423 | 0
2044 | 2588.3214 | 266.0952 | 2854.4166 | 834.6958 | 267.7572 | 1102.453 | 14917.9252 | 0
2045 | 2500.5491 | 272.7476 | 2773.2966 | 808.9434 | 274.4511 | 1083.3946 | 15848.9443 | 0
2046 | 2416.9476 | 279.5663 | 2696.5139 | 783.3967 | 281.3124 | 1064.7092 | 16413.1561 | 0
2047 | 2337.6851 | 286.5554 | 2624.2405 | 758.4751 | 288.3452 | 1046.8203 | 17230.0161 | 0
2048 | 2262.9365 | 293.7193 | 2556.6558 | 734.4094 | 295.5538 | 1029.9632 | 18060.1356 | 0
2049 | 2192.8836 | 301.0623 | 2493.9459 | 711.234 | 302.9427 | 1014.1767 | 19254.6362 | 0
2050 | 2127.7156 | 308.5888 | 2436.3045 | 688.9849 | 310.5163 | 999.5012 | 20939.7054 | 0
2051 | 2066.3096 | 316.3036 | 2382.6131 | 667.6994 | 318.2792 | 985.9786 | 20754.2826 | 0
2052 | 2006.1724 | 324.2112 | 2330.3835 | 647.4164 | 326.2361 | 973.6525 | 20905.8885 | 0
2053 | 1946.0352 | 332.3164 | 2278.3516 | 628.1761 | 334.3921 | 962.5682 | 20991.4103 | 0
2054 | 1885.898 | 340.6243 | 2226.5223 | 610.0207 | 342.7519 | 952.7726 | 21106.175 | 0
2055 | 1825.7608 | 349.14 | 2174.9007 | 592.9939 | 351.3206 | 944.3145 | 20940.786 | 0
2056 | 1765.6236 | 357.8685 | 2123.492 | 576.8359 | 360.1037 | 936.9395 | 20970.9242 | 0
2057 | 1705.4864 | 366.8152 | 2072.3015 | 560.9712 | 369.1063 | 930.0775 | 21109.6335 | 0
2058 | 1645.3492 | 375.9855 | 2021.3347 | 545.1066 | 378.3339 | 923.4406 | 20819.8698 | 0
2059 | 1585.212 | 385.3852 | 1970.5971 | 529.242 | 387.7923 | 917.0343 | 20963.4328 | 0
2060 | 1525.0748 | 395.0198 | 1920.0946 | 513.3774 | 397.4871 | 910.8645 | 21103.8952 | 0
2061 | 1464.9376 | 404.8953 | 1869.8329 | 497.5128 | 407.4242 | 904.9371 | 20698.3876 | 0
2062 | 1405.5733 | 415.0177 | 1820.591 | 481.6482 | 417.6098 | 899.2581 | 20660.8813 | 0
2063 | 1347.2065 | 425.3931 | 1772.5996 | 465.7836 | 428.0501 | 893.8337 | 20953.3121 | 0
2064 | 1289.8772 | 436.028 | 1725.9051 | 449.919 | 438.7513 | 888.6704 | 20879.6163 | 0
2065 | 1233.6273 | 446.9287 | 1680.5559 | 434.0544 | 449.7201 | 883.7745 | 20587.0441 | 0
2066 | 1178.5002 | 458.1019 | 1636.6021 | 418.1898 | 460.9631 | 879.1529 | 20477.7592 | 0
2067 | 1124.5413 | 469.5544 | 1594.0957 | 402.3762 | 472.4872 | 874.8634 | 20547.4106 | 0
2068 | 1071.7976 | 481.2933 | 1553.0909 | 386.8195 | 484.2994 | 871.1189 | 20738.1262 | 0
2069 | 1020.318 | 493.3256 | 1513.6437 | 371.5301 | 496.4069 | 867.937 | 20738.1262 | 0
2070 | 917.4593 | 505.6588 | 1423.118 | 356.5188 | 508.817 | 865.3359 | 20738.1262 | 0
2071 | 809.378 | 518.3002 | 1327.6782 | 341.7968 | 521.5375 | 863.3343 | 20738.1262 | 0
2072 | 703.219 | 531.2577 | 1234.4768 | 327.3757 | 534.5759 | 861.9516 | 20738.1262 | 0
2073 | 598.7729 | 544.5392 | 1143.3121 | 313.2677 | 547.9403 | 861.208 | 20738.1262 | 0
2074 | 496.1088 | 558.1527 | 1054.2614 | 299.4854 | 561.6388 | 861.1242 | 20738.1262 | 0
2075 | 395.2983 | 572.1065 | 967.4047 | 286.0419 | 575.6798 | 861.7217 | 20738.1262 | 0
2076 | 296.4162 | 586.4091 | 882.8253 | 255.3852 | 590.0718 | 845.4569 | 20738.1262 | 0
2077 | 199.5403 | 601.0694 | 800.6096 | 225.3761 | 604.8236 | 830.1997 | 20738.1262 | 0
2078 | 104.7513 | 616.0961 | 720.8474 | 195.7383 | 619.9442 | 815.6824 | 20738.1262 | 0
2079 | 12.1335 | 631.4985 | 643.632 | 166.4865 | 635.4428 | 801.9292 | 20738.1262 | 0
2080 | -1.6009e-12 | 647.286 | 647.286 | 137.6363 | 651.3288 | 788.9651 | 20738.1262 | 0
2081 | -1.3055e-12 | 663.4681 | 663.4681 | 109.204 | 667.6121 | 776.816 | 20738.1262 | 0
2082 | 0 | 680.0548 | 680.0548 | 81.2063 | 684.3024 | 765.5087 | 20738.1262 | 0
NOM | 93235.0414 | 20306.5476 | 113541.589 | 31555.2667 | 20433.3802 | 51988.647 | 931080.009 | 0
NPV | 21082.041 | 1992.8702 | 23074.9112 | 6598.2438 | 2005.3174 | 8603.5613 | 98494.2828 | 0
* THESE VALUES REPRESENT THE COST OF THE INCREASED FUEL CONSUMPTION DUE TO GREATER OFF-PEAK
ENERGY USAGE. USED FOR LOAD SHIFTING PROGRAMS ONLY.
page 8a |  |  | AVOIDED GENERATING EMISSION IMPACT
PROGRAM METHOD SELECTED: REV_REQ
|  | PROGRAM NAME: | Business HVAC
| (2) | (3) | (4) | (5) | (6)
| AVOIDED |  |  | OFF-PEAK
| GEN UNIT |  | PROGRAM | EMISSION | NET
| EMISSION | REPLACEMENT | EMISSION | PAYBACK | EMISSION
| BENEFIT | EMISSION COST | BENEFIT | COST | BENEFIT
YEAR | $(000) | $(000) | $(000) | $(000) | $(000)
2023 | 0 | 0 | 0 | 0 | 0
2024 | 0 | 0 | 0 | 0 | 0
2025 | 0 | 0 | 0.048984 | 0 | 0.048984
2026 | 0 | 0 | 0.14744 | 0 | 0.14744
2027 | 0 | 0 | 0.24688 | 0 | 0.24688
2028 | 0 | 0 | 0.34732 | 0 | 0.34732
2029 | 0 | 0 | 0.44876 | 0 | 0.44876
2030 | 0 | 0 | 0.55122 | 0 | 0.55122
2031 | 0 | 0 | 0.6547 | 0 | 0.6547
2032 | 0 | 0 | 0.75921 | 0 | 0.75921
2033 | 0 | 0 | 0.86477 | 0 | 0.86477
2034 | 0 | 0 | 0.97139 | 0 | 0.97139
2035 | 0.98608 | 1.1083 | 1.025 | 0 | 0.90278
2036 | 1.0619 | 1.1935 | 1.025 | 0 | 0.89338
2037 | 1.0771 | 1.2106 | 1.025 | 0 | 0.8915
2038 | 1.1226 | 1.2617 | 1.025 | 0 | 0.88586
2039 | 1.1681 | 1.3129 | 1.025 | 0 | 0.88022
2040 | 1.1833 | 1.3299 | 1.025 | 0 | 0.87834
2041 | 1.244 | 1.3981 | 1.025 | 0 | 0.87082
2042 | 1.2288 | 1.3811 | 1.025 | 0 | 0.8727
2043 | 1.2288 | 1.3811 | 1.025 | 0 | 0.8727
2044 | 1.2591 | 1.4152 | 1.025 | 0 | 0.86894
2045 | 1.2743 | 1.4322 | 1.025 | 0 | 0.86706
2046 | 1.3047 | 1.4663 | 1.025 | 0 | 0.8633
2047 | 1.3047 | 1.4663 | 1.025 | 0 | 0.8633
2048 | 1.2895 | 1.4493 | 1.025 | 0 | 0.86518
2049 | 1.3198 | 1.4834 | 1.025 | 0 | 0.86142
2050 | 1.335 | 1.5004 | 1.025 | 0 | 0.85954
2051 | 1.335 | 1.5004 | 1.025 | 0 | 0.85954
2052 | 1.3198 | 1.4834 | 1.025 | 0 | 0.86142
2053 | 1.3502 | 1.5175 | 1.025 | 0 | 0.85766
2054 | 1.3653 | 1.5345 | 1.025 | 0 | 0.85578
2055 | 1.3653 | 1.5345 | 1.025 | 0 | 0.85578
2056 | 1.3653 | 1.5345 | 1.025 | 0 | 0.85578
2057 | 1.3805 | 1.5516 | 1.025 | 0 | 0.8539
2058 | 1.3957 | 1.5686 | 1.025 | 0 | 0.85202
2059 | 1.3805 | 1.5516 | 1.025 | 0 | 0.8539
2060 | 1.3805 | 1.5516 | 1.025 | 0 | 0.8539
2061 | 1.3653 | 1.5345 | 1.025 | 0 | 0.85578
2062 | 1.3805 | 1.5516 | 1.025 | 0 | 0.8539
2063 | 1.3805 | 1.5516 | 1.025 | 0 | 0.8539
2064 | 1.3957 | 1.5686 | 1.025 | 0 | 0.85202
2065 | 1.3805 | 1.5516 | 1.025 | 0 | 0.8539
2066 | 1.3805 | 1.5516 | 1.025 | 0 | 0.8539
2067 | 1.3805 | 1.5516 | 1.025 | 0 | 0.8539
2068 | 1.3805 | 1.5516 | 1.025 | 0 | 0.8539
2069 | 1.3805 | 1.5516 | 1.025 | 0 | 0.8539
2070 | 1.3805 | 1.5516 | 1.025 | 0 | 0.8539
2071 | 1.3805 | 1.5516 | 1.025 | 0 | 0.8539
2072 | 1.3805 | 1.5516 | 1.025 | 0 | 0.8539
2073 | 1.3805 | 1.5516 | 1.025 | 0 | 0.8539
2074 | 1.3805 | 1.5516 | 1.025 | 0 | 0.8539
2075 | 1.3805 | 1.5516 | 1.025 | 0 | 0.8539
2076 | 1.3805 | 1.5516 | 1.025 | 0 | 0.8539
2077 | 1.3805 | 1.5516 | 1.025 | 0 | 0.8539
2078 | 1.3805 | 1.5516 | 1.025 | 0 | 0.8539
2079 | 1.3805 | 1.5516 | 1.025 | 0 | 0.8539
2080 | 1.3805 | 1.5516 | 1.025 | 0 | 0.8539
2081 | 1.3805 | 1.5516 | 1.025 | 0 | 0.8539
2082 | 1.3805 | 1.5516 | 1.025 | 0 | 0.8539
NOM | 63.3973 | 71.253 | 54.2389 | 0 | 46.3833
NPV | 6.2921 | 7.0717 | 7.9625 | 0 | 7.1829
(1): page 9; Business HVAC (7): TOTAL RESOURCE COST TEST | [5 empty] | PSC FORM CE 2.3
Business HVAC (7): PROGRAM METHOD SELECTED: REV_REQ | [5 empty] | PAGE 1 OF 1
[5 empty] | PROGRAM NAME: | Business HVAC
(1) | (2) | (3) | (4) | (5) | (6) | (7) | (8) | (9) | (10) | (11) | (12) | (13)
| INCREASED | UTILITY | PARTICIPANT |  |  | AVOIDED | AVOIDED |  |  |  |  | CUMULATIVE
| SUPPLY | PROGRAM | PROGRAM | OTHER | TOTAL | GEN UNIT | T&D | PROGRAM | OTHER | TOTAL | NET | DISCOUNTED
| COSTS | COSTS | COSTS | COSTS | COSTS | BENEFITS | BENEFITS | FUEL SAVINGS | BENEFITS | BENEFITS | BENEFITS | NET BENEFITS
YEAR | $(000) | $(000) | $(000) | $(000) | $(000) | $(000) | $(000) | $(000) | $(000) | $(000) | $(000) | $(000)
2023 | 0 | 0 | 0 | 0 | 0 | 0 | 0 | 0 | 0 | 0 | 0 | 0
2024 | 0 | 0 | 0 | 0 | 0 | 0 | 0 | 0 | 0 | 0 | 0 | 0
2025 | 0 | 552.6914 | 9548.7167 | 0 | 10101.4081 | 0 | 0 | 362.6817 | 0.048984 | 362.7307 | -9738.6774 | -8334.5791
2026 | 0 | 572.1738 | 9885.3089 | 0 | 10457.4827 | 0 | 480.0803 | 1242.4496 | 0.14744 | 1722.6773 | -8734.8054 | -15250.1617
2027 | 0 | 592.3429 | 10233.7661 | 0 | 10826.109 | 0 | 951.8521 | 2059.1254 | 0.24688 | 3011.2244 | -7814.8846 | -20974.0343
2028 | 0 | 613.223 | 10594.5063 | 0 | 11207.7293 | 0 | 1430.2537 | 2955.6751 | 0.34732 | 4386.2761 | -6821.4532 | -25596.1002
2029 | 0 | 634.8391 | 10967.9627 | 0 | 11602.8018 | 0 | 1916.2012 | 3875.7857 | 0.44876 | 5792.4357 | -5810.3661 | -29238.2229
2030 | 0 | 657.2172 | 11354.5834 | 0 | 12011.8005 | 0 | 2410.5865 | 4294.1748 | 0.55122 | 6705.3125 | -5306.488 | -32315.3832
2031 | 0 | 680.3841 | 11754.8324 | 0 | 12435.2165 | 0 | 2914.2854 | 4561.4834 | 0.6547 | 7476.4235 | -4958.793 | -34975.5615
2032 | 0 | 704.3676 | 12169.1903 | 0 | 12873.5579 | 0 | 3428.0704 | 5009.4056 | 0.75921 | 8438.2352 | -4435.3227 | -37176.7227
2033 | 0 | 729.1966 | 12598.1542 | 0 | 13327.3508 | 0 | 3952.5282 | 6607.5453 | 0.86477 | 10560.9383 | -2766.4125 | -38446.8153
2034 | 0 | 754.9007 | 13042.2392 | 0 | 13797.1399 | 0 | 4488.1359 | 7938.1292 | 0.97139 | 12427.2365 | -1369.9034 | -39028.6509
2035 | 0 | 0 | 0 | 0 | 0 | 6678.2155 | 5012.7924 | 9265.9345 | 0.90278 | 20957.8453 | 20957.8453 | -30793.9318
2036 | 0 | 0 | 0 | 0 | 0 | 6446.1402 | 4885.4595 | 9584.8342 | 0.89338 | 20917.3273 | 20917.3273 | -23190.6656
2037 | 0 | 0 | 0 | 0 | 0 | 6217.9506 | 4759.5014 | 10128.3443 | 0.8915 | 21106.6878 | 21106.6878 | -16093.1568
2038 | 0 | 0 | 0 | 0 | 0 | 5934.5768 | 4636.9583 | 11050.0921 | 0.88586 | 21622.513 | 21622.513 | -9366.7386
2039 | 0 | 0 | 0 | 0 | 0 | 5918.5566 | 4517.0157 | 11458.504 | 0.88022 | 21894.9565 | 21894.9565 | -3065.6784
2040 | 0 | 0 | 0 | 0 | 0 | 5597.1829 | 4398.9173 | 12294.2221 | 0.87834 | 22291.2007 | 22291.2007 | 2868.9681
2041 | 0 | 0 | 0 | 0 | 0 | 5337.108 | 4282.8424 | 12996.1853 | 0.87082 | 22617.0065 | 22617.0065 | 8439.3934
2042 | 0 | 0 | 0 | 0 | 0 | 5150.7913 | 4170.0756 | 13312.2732 | 0.8727 | 22634.0128 | 22634.0128 | 13596.5063
2043 | 0 | 0 | 0 | 0 | 0 | 5004.1585 | 4061.3828 | 13876.0423 | 0.8727 | 22942.4563 | 22942.4563 | 18432.4011
2044 | 0 | 883.5602 | 15265.0577 | 0 | 16148.6179 | 4584.2713 | 3956.8696 | 14917.9252 | 0.86894 | 23459.9351 | 7311.3172 | 19858.0888
2045 | 0 | 914.7057 | 15803.151 | 0 | 16717.8567 | 4499.1626 | 3856.6912 | 15848.9443 | 0.86706 | 24205.6651 | 7487.8085 | 21208.84
2046 | 0 | 946.9491 | 16360.212 | 0 | 17307.1611 | 4191.7062 | 3761.223 | 16413.1561 | 0.8633 | 24366.9486 | 7059.7875 | 22386.9995
2047 | 0 | 980.329 | 16936.9095 | 0 | 17917.2385 | 3937.914 | 3671.0609 | 17230.0161 | 0.8633 | 24839.8543 | 6922.6157 | 23455.7456
2048 | 0 | 1014.8856 | 17533.9356 | 0 | 18548.8212 | 3811.2922 | 3586.619 | 18060.1356 | 0.86518 | 25458.9119 | 6910.0907 | 24442.661
2049 | 0 | 1050.6603 | 18152.0068 | 0 | 19202.6671 | 3328.8097 | 3508.1226 | 19254.6362 | 0.86142 | 26092.4299 | 6889.7628 | 25352.9772
2050 | 0 | 1087.6961 | 18791.8651 | 0 | 19879.5612 | 2718.9503 | 3435.8057 | 20939.7054 | 0.85954 | 27095.321 | 7215.7598 | 26234.9637
2051 | 0 | 1126.0374 | 19454.2783 | 0 | 20580.3157 | 2795.3296 | 3368.5917 | 20754.2826 | 0.85954 | 26919.0635 | 6338.7478 | 26951.726
2052 | 0 | 1165.7302 | 20140.0416 | 0 | 21305.7718 | 2588.7111 | 3304.036 | 20905.8885 | 0.86142 | 26799.497 | 5493.7252 | 27526.4118
2053 | 0 | 1206.8222 | 20849.9781 | 0 | 22056.8003 | 2195.2247 | 3240.9198 | 20991.4103 | 0.85766 | 26428.4124 | 4371.6122 | 27949.467
2054 | 0 | 0 | 0 | 0 | 0 | 2186.6742 | 3179.2949 | 21106.175 | 0.85578 | 26472.9999 | 26472.9999 | 30319.4782
2055 | 0 | 0 | 0 | 0 | 0 | 1819.7008 | 3119.2152 | 20940.786 | 0.85578 | 25880.5578 | 25880.5578 | 32462.9251
2056 | 0 | 0 | 0 | 0 | 0 | 1790.1115 | 3060.4315 | 20970.9242 | 0.85578 | 25822.323 | 25822.323 | 34441.3804
2057 | 0 | 0 | 0 | 0 | 0 | 1697.7787 | 3002.379 | 21109.6335 | 0.8539 | 25810.6451 | 25810.6451 | 36270.835
2058 | 0 | 0 | 0 | 0 | 0 | 1615.4076 | 2944.7752 | 20819.8698 | 0.85202 | 25380.9046 | 25380.9046 | 37935.0971
2059 | 0 | 0 | 0 | 0 | 0 | 1566.7471 | 2887.6314 | 20963.4328 | 0.8539 | 25418.6652 | 25418.6652 | 39477.0078
2060 | 0 | 0 | 0 | 0 | 0 | 1446.9419 | 2830.9591 | 21103.8952 | 0.8539 | 25382.6501 | 25382.6501 | 40901.4187
2061 | 0 | 0 | 0 | 0 | 0 | 1491.2632 | 2774.7699 | 20698.3876 | 0.85578 | 24965.2765 | 24965.2765 | 42197.483
2062 | 0 | 0 | 0 | 0 | 0 | 1760.8914 | 2719.8491 | 20660.8813 | 0.8539 | 25142.4756 | 25142.4756 | 43404.9911
2063 | 0 | 1412.5037 | 24403.4873 | 0 | 25815.991 | 1516.927 | 2666.4333 | 20953.3121 | 0.8539 | 25137.5263 | -678.4647 | 43374.8471
2064 | 0 | 1462.2944 | 25263.7102 | 0 | 26726.0046 | 1052.4302 | 2614.5755 | 20879.6163 | 0.85202 | 24547.474 | -2178.5307 | 43285.3045
2065 | 0 | 1513.8403 | 26154.256 | 0 | 27668.0963 | 1428.8394 | 2564.3304 | 20587.0441 | 0.8539 | 24581.0679 | -3087.0284 | 43167.9234
2066 | 0 | 1567.2032 | 27076.1936 | 0 | 28643.3967 | 1243.876 | 2515.755 | 20477.7592 | 0.8539 | 24238.2441 | -4405.1526 | 43012.9667
2067 | 0 | 1622.4471 | 28030.6294 | 0 | 29653.0764 | 1423.5254 | 2468.9591 | 20547.4106 | 0.8539 | 24440.7489 | -5212.3275 | 42843.3483
2068 | 0 | 1679.6383 | 29018.7091 | 0 | 30698.3474 | 1270.6408 | 2424.2097 | 20738.1262 | 0.8539 | 24433.8306 | -6264.5168 | 42654.7575
2069 | 0 | 1738.8456 | 30041.6186 | 0 | 31780.4641 | 1244.7325 | 2381.5806 | 20738.1262 | 0.8539 | 24365.2932 | -7415.1709 | 42448.2451
2070 | 0 | 1800.1399 | 31100.5856 | 0 | 32900.7255 | 948.2694 | 2288.4539 | 20738.1262 | 0.8539 | 23975.7034 | -8925.0221 | 42218.299
2071 | 0 | 1863.5948 | 32196.8812 | 0 | 34060.4761 | 855.3719 | 2191.0125 | 20738.1262 | 0.8539 | 23785.3645 | -10275.1116 | 41973.3953
2072 | 0 | 1929.2865 | 33331.8213 | 0 | 35261.1078 | 763.6104 | 2096.4284 | 20738.1262 | 0.8539 | 23599.0189 | -11662.0889 | 41716.2511
2073 | 0 | 0 | 0 | 0 | 0 | 673.0139 | 2004.5202 | 20738.1262 | 0.8539 | 23416.5141 | 23416.5141 | 42193.9064
2074 | 0 | 0 | 0 | 0 | 0 | 618.0232 | 1915.3856 | 20738.1262 | 0.8539 | 23272.389 | 23272.389 | 42633.0687
2075 | 0 | 0 | 0 | 0 | 0 | 564.2728 | 1829.1264 | 20738.1262 | 0.8539 | 23132.3793 | 23132.3793 | 43036.8966
2076 | 0 | 0 | 0 | 0 | 0 | 530.7443 | 1728.2823 | 20738.1262 | 0.8539 | 22998.0067 | 22998.0067 | 43408.3105
2077 | 0 | 0 | 0 | 0 | 0 | 498.5188 | 1630.8094 | 20738.1262 | 0.8539 | 22868.3083 | 22868.3083 | 43749.9702
2078 | 0 | 0 | 0 | 0 | 0 | 467.6288 | 1536.5299 | 20738.1262 | 0.8539 | 22743.1388 | 22743.1388 | 44064.3118
2079 | 0 | 0 | 0 | 0 | 0 | 438.1078 | 1445.5612 | 20738.1262 | 0.8539 | 22622.6491 | 22622.6491 | 44353.5708
2080 | 0 | 0 | 0 | 0 | 0 | 409.9899 | 1436.2511 | 20738.1262 | 0.8539 | 22585.2211 | 22585.2211 | 44620.7235
2081 | 0 | 0 | 0 | 0 | 0 | 383.3103 | 1440.2841 | 20738.1262 | 0.8539 | 22562.5745 | 22562.5745 | 44867.6205
2082 | 0 | 2258.0992 | 39012.6395 | 0 | 41270.7388 | 358.1049 | 1445.5635 | 20738.1262 | 0.8539 | 22542.6484 | -18728.0903 | 44678.0318
NOM | 0 | 35716.6049 | 617067.2277 | 0 | 652783.8326 | 119001.506 | 165530.236 | 931080.009 | 46.3833 | 1215658.1342 | 562874.3016
NPV | 0 | 5897.3785 | 101887.5957 | 0 | 107784.9742 | 22283.0679 | 31678.4725 | 98494.2828 | 7.1829 | 152463.006 | 44678.0318
| Discount Rate: |  |  |  | 8.0956 | %
| Benefit/Cost Ratio (Col(11) / Col(6)) : |  |  |  | 1.4145
(1): page 10; Business HVAC (7): PARTICIPANT COSTS AND BENEFITS |  | PSC FORM CE 2.4
Business HVAC (7): PROGRAM METHOD SELECTED: REV_REQ |  | PAGE 1 OF 1
[5 empty] | PROGRAM NAME: | Business HVAC
(1) | (2) | (3) | (4) | (5) | (6) | (7) | (8) | (9) | (10) | (11) | (12)
| SAVINGS IN |  |  |  |  | CUSTOMER |  |  |  |  | CUMULATIVE
| PARTICIPANTS | TAX | UTILITY | OTHER | TOTAL | EQUIPMENT | CUSTOMER | OTHER | TOTAL | NET | DISCOUNTED
| BILLS | CREDITS | REBATES | BENEFITS | BENEFITS | COSTS | O&M COSTS | COSTS | COSTS | BENEFITS | NET BENEFITS
YEAR | $(000) | $(000) | $(000) | $(000) | $(000) | $(000) | $(000) | $(000) | $(000) | $(000) | $(000)
2023 | 0 | 0 | 0 | 0 | 0 | 0 | 0 | 0 | 0 | 0 | 0
2024 | 0 | 0 | 0 | 0 | 0 | 0 | 0 | 0 | 0 | 0 | 0
2025 | 1474.2332 | 0 | 1683.463 | 0 | 3157.6962 | 9548.7167 | 0 | 0 | 9548.7167 | -6391.0204 | -5469.579
2026 | 4602.3412 | 0 | 1700.2976 | 0 | 6302.6388 | 9885.3089 | 0 | 0 | 9885.3089 | -3582.6701 | -8306.0762
2027 | 7971.5899 | 0 | 1717.3006 | 0 | 9688.8905 | 10233.7661 | 0 | 0 | 10233.7661 | -544.8755 | -8705.1606
2028 | 11840.5651 | 0 | 1734.4736 | 0 | 13575.0387 | 10594.5063 | 0 | 0 | 10594.5063 | 2980.5324 | -6685.6177
2029 | 15381.9452 | 0 | 1751.8183 | 0 | 17133.7635 | 10967.9627 | 0 | 0 | 10967.9627 | 6165.8008 | -2820.6972
2030 | 19049.4222 | 0 | 1769.3365 | 0 | 20818.7587 | 11354.5834 | 0 | 0 | 11354.5834 | 9464.1754 | 2667.4495
2031 | 22975.3593 | 0 | 1787.0299 | 0 | 24762.3892 | 11754.8324 | 0 | 0 | 11754.8324 | 13007.5568 | 9645.442
2032 | 27141.4964 | 0 | 1804.9002 | 0 | 28946.3966 | 12169.1903 | 0 | 0 | 12169.1903 | 16777.2063 | 17971.631
2033 | 31731.5137 | 0 | 1822.9492 | 0 | 33554.4629 | 12598.1542 | 0 | 0 | 12598.1542 | 20956.3087 | 27592.9199
2034 | 36464.0794 | 0 | 1841.1787 | 0 | 38305.2581 | 13042.2392 | 0 | 0 | 13042.2392 | 25263.0189 | 38322.817
2035 | 39401.1295 | 0 | 0 | 0 | 39401.1295 | 0 | 0 | 0 | 0 | 39401.1295 | 53804.2383
2036 | 40688.4176 | 0 | 0 | 0 | 40688.4176 | 0 | 0 | 0 | 0 | 40688.4176 | 68594.1236
2037 | 42112.9309 | 0 | 0 | 0 | 42112.9309 | 0 | 0 | 0 | 0 | 42112.9309 | 82755.3648
2038 | 43969.365 | 0 | 0 | 0 | 43969.365 | 0 | 0 | 0 | 0 | 43969.365 | 96433.5314
2039 | 45611.1902 | 0 | 0 | 0 | 45611.1902 | 0 | 0 | 0 | 0 | 45611.1902 | 109559.7898
2040 | 47301.6867 | 0 | 0 | 0 | 47301.6867 | 0 | 0 | 0 | 0 | 47301.6867 | 122153.0454
2041 | 48990.1891 | 0 | 0 | 0 | 48990.1891 | 0 | 0 | 0 | 0 | 48990.1891 | 134219.0185
2042 | 50102.7958 | 0 | 0 | 0 | 50102.7958 | 0 | 0 | 0 | 0 | 50102.7958 | 145634.8367
2043 | 51204.9541 | 0 | 0 | 0 | 51204.9541 | 0 | 0 | 0 | 0 | 51204.9541 | 156428.0041
2044 | 52608.5208 | 0 | 1683.463 | 0 | 54291.9838 | 15265.0577 | 0 | 0 | 15265.0577 | 39026.9261 | 164038.1525
2045 | 54187.9539 | 0 | 1700.2976 | 0 | 55888.2515 | 15803.151 | 0 | 0 | 15803.151 | 40085.1005 | 171269.2397
2046 | 55270.7246 | 0 | 1717.3006 | 0 | 56988.0252 | 16360.212 | 0 | 0 | 16360.212 | 40627.8131 | 178049.3368
2047 | 56664.4136 | 0 | 1734.4736 | 0 | 58398.8872 | 16936.9095 | 0 | 0 | 16936.9095 | 41461.9777 | 184450.4327
2048 | 58375.2547 | 0 | 1751.8183 | 0 | 60127.073 | 17533.9356 | 0 | 0 | 17533.9356 | 42593.1374 | 190533.6845
2049 | 60143.424 | 0 | 1769.3365 | 0 | 61912.7605 | 18152.0068 | 0 | 0 | 18152.0068 | 43760.7537 | 196315.6141
2050 | 62303.6407 | 0 | 1787.0299 | 0 | 64090.6706 | 18791.8651 | 0 | 0 | 18791.8651 | 45298.8056 | 201852.5132
2051 | 63070.9035 | 0 | 1804.9002 | 0 | 64875.8037 | 19454.2783 | 0 | 0 | 19454.2783 | 45421.5254 | 206988.6126
2052 | 64371.7205 | 0 | 1822.9492 | 0 | 66194.6697 | 20140.0416 | 0 | 0 | 20140.0416 | 46054.6281 | 211806.2801
2053 | 66711.473 | 0 | 1841.1787 | 0 | 68552.6517 | 20849.9781 | 0 | 0 | 20849.9781 | 47702.6736 | 216422.6236
2054 | 68339.152 | 0 | 0 | 0 | 68339.152 | 0 | 0 | 0 | 0 | 68339.152 | 222540.7272
2055 | 70022.3623 | 0 | 0 | 0 | 70022.3623 | 0 | 0 | 0 | 0 | 70022.3623 | 228340.0309
2056 | 71763.5976 | 0 | 0 | 0 | 71763.5976 | 0 | 0 | 0 | 0 | 71763.5976 | 233838.4157
2057 | 73565.4662 | 0 | 0 | 0 | 73565.4662 | 0 | 0 | 0 | 0 | 73565.4662 | 239052.7248
2058 | 75430.6972 | 0 | 0 | 0 | 75430.6972 | 0 | 0 | 0 | 0 | 75430.6972 | 243998.8232
2059 | 77362.1452 | 0 | 0 | 0 | 77362.1452 | 0 | 0 | 0 | 0 | 77362.1452 | 248691.6549
2060 | 79362.7968 | 0 | 0 | 0 | 79362.7968 | 0 | 0 | 0 | 0 | 79362.7968 | 253145.2967
2061 | 81435.7765 | 0 | 0 | 0 | 81435.7765 | 0 | 0 | 0 | 0 | 81435.7765 | 257373.0089
2062 | 83584.3529 | 0 | 0 | 0 | 83584.3529 | 0 | 0 | 0 | 0 | 83584.3529 | 261387.2827
2063 | 85811.9457 | 0 | 1683.463 | 0 | 87495.4087 | 24403.4873 | 0 | 0 | 24403.4873 | 63091.9214 | 264190.441
2064 | 88386.3041 | 0 | 1700.2976 | 0 | 90086.6017 | 25263.7102 | 0 | 0 | 25263.7102 | 64822.8915 | 266854.8083
2065 | 91037.8932 | 0 | 1717.3006 | 0 | 92755.1938 | 26154.256 | 0 | 0 | 26154.256 | 66600.9378 | 269387.2409
2066 | 93769.03 | 0 | 1734.4736 | 0 | 95503.5036 | 27076.1936 | 0 | 0 | 27076.1936 | 68427.3101 | 271794.2563
2067 | 96582.1009 | 0 | 1751.8183 | 0 | 98333.9193 | 28030.6294 | 0 | 0 | 28030.6294 | 70303.2899 | 274082.0502
2068 | 99479.5639 | 0 | 1769.3365 | 0 | 101248.9005 | 29018.7091 | 0 | 0 | 29018.7091 | 72230.1914 | 276256.5124
2069 | 102463.9508 | 0 | 1787.0299 | 0 | 104250.9807 | 30041.6186 | 0 | 0 | 30041.6186 | 74209.3622 | 278323.2419
2070 | 105537.8694 | 0 | 1804.9002 | 0 | 107342.7696 | 31100.5856 | 0 | 0 | 31100.5856 | 76242.184 | 280287.5614
2071 | 108704.0055 | 0 | 1822.9492 | 0 | 110526.9547 | 32196.8812 | 0 | 0 | 32196.8812 | 78330.0734 | 282154.5306
2072 | 111965.1256 | 0 | 1841.1787 | 0 | 113806.3043 | 33331.8213 | 0 | 0 | 33331.8213 | 80474.483 | 283928.9598
2073 | 115324.0794 | 0 | 0 | 0 | 115324.0794 | 0 | 0 | 0 | 0 | 115324.0794 | 286281.366
2074 | 118783.8018 | 0 | 0 | 0 | 118783.8018 | 0 | 0 | 0 | 0 | 118783.8018 | 288522.8797
2075 | 122347.3158 | 0 | 0 | 0 | 122347.3158 | 0 | 0 | 0 | 0 | 122347.3158 | 290658.7283
2076 | 126017.7353 | 0 | 0 | 0 | 126017.7353 | 0 | 0 | 0 | 0 | 126017.7353 | 292693.8929
2077 | 129798.2674 | 0 | 0 | 0 | 129798.2674 | 0 | 0 | 0 | 0 | 129798.2674 | 294633.1197
2078 | 133692.2154 | 0 | 0 | 0 | 133692.2154 | 0 | 0 | 0 | 0 | 133692.2154 | 296480.9313
2079 | 137702.9818 | 0 | 0 | 0 | 137702.9818 | 0 | 0 | 0 | 0 | 137702.9818 | 298241.6369
2080 | 141834.0713 | 0 | 0 | 0 | 141834.0713 | 0 | 0 | 0 | 0 | 141834.0713 | 299919.3427
2081 | 146089.0934 | 0 | 0 | 0 | 146089.0934 | 0 | 0 | 0 | 0 | 146089.0934 | 301517.9614
2082 | 150471.7662 | 0 | 1683.463 | 0 | 152155.2292 | 39012.6395 | 0 | 0 | 39012.6395 | 113142.5897 | 302663.3295
NOM | 4168388.6973 | 0 | 54521.7061 | 0 | 4222910.4034 | 617067.2277 | 0 | 0 | 617067.2277 | 3605843.1758
NPV | 390690.1653 | 0 | 13860.7598 | 0 | 404550.9252 | 101887.5957 | 0 | 0 | 101887.5957 | 302663.3295
| In Service of Gen Unit: |  |  |  | 2035
| Discount Rate : |  |  |  | 8.0956 | %
| Benefit/Cost Ratio ( Col(6) / Col(10)) |  |  |  | 3.9706
(1): page 11; Business HVAC (7): RATE IMPACT TEST |  |  | PSC FORM CE 2.5
Business HVAC (7): PROGRAM METHOD SELECTED: REV_REQ |  |  | PAGE 1 OF 1
[5 empty] | PROGRAM NAME: | Business HVAC
(1) | (2) | (3) | (4) | (5) | (6) | (7) | (8) | (9) | (10) | (11) | (12) | (13) | (14)
| INCREASED | UTILITY |  |  | SELLBACK/ |  | AVOIDED GEN | AVOIDED |  |  |  |  | CUMULATIVE
| SUPPLY | PROGRAM |  | REVENUE | OTHER | TOTAL | UNIT & FUEL | T&D | REVENUE | OTHER | TOTAL | NET | DISCOUNTED
| COSTS | COSTS | INCENTIVES | LOSSES | COSTS | COSTS | BENEFITS | BENEFITS | GAINS | BENEFITS | BENEFITS | BENEFITS | NET BENEFITS
YEAR | $(000) | $(000) | $(000) | $(000) | $(000) | $(000) | $(000) | $(000) | $(000) | $(000) | $(000) | $(000) | $(000)
2023 | 0 | 0 | 0 | 0 | 0 | 0 | 0 | 0 | 0 | 0 | 0 | 0 | 0
2024 | 0 | 0 | 0 | 0 | 0 | 0 | 0 | 0 | 0 | 0 | 0 | 0 | 0
2025 | 0 | 552.6914 | 1683.463 | 1223.6136 | 0 | 3459.768 | 362.6817 | 0 | 0 | 0.048984 | 362.7307 | -3097.0373 | -2650.5142
2026 | 0 | 572.1738 | 1700.2976 | 3819.9432 | 0 | 6092.4146 | 1242.4496 | 480.0803 | 0 | 0.14744 | 1722.6773 | -4369.7373 | -6110.1539
2027 | 0 | 592.3429 | 1717.3006 | 6616.4196 | 0 | 8926.0631 | 2059.1254 | 951.8521 | 0 | 0.24688 | 3011.2244 | -5914.8387 | -10442.3718
2028 | 0 | 613.223 | 1734.4736 | 9827.669 | 0 | 12175.3656 | 2955.6751 | 1430.2537 | 0 | 0.34732 | 4386.2761 | -7789.0895 | -15720.0867
2029 | 0 | 634.8391 | 1751.8183 | 12767.0145 | 0 | 15153.6719 | 3875.7857 | 1916.2012 | 0 | 0.44876 | 5792.4357 | -9361.2363 | -21588.008
2030 | 0 | 657.2172 | 1769.3365 | 15811.0204 | 0 | 18237.5741 | 4294.1748 | 2410.5865 | 0 | 0.55122 | 6705.3125 | -11532.2616 | -28275.4097
2031 | 0 | 680.3841 | 1787.0299 | 19069.5483 | 0 | 21536.9622 | 4561.4834 | 2914.2854 | 0 | 0.6547 | 7476.4235 | -14060.5387 | -35818.2817
2032 | 0 | 704.3676 | 1804.9002 | 22527.442 | 0 | 25036.7098 | 5009.4056 | 3428.0704 | 0 | 0.75921 | 8438.2352 | -16598.4747 | -44055.7697
2033 | 0 | 729.1966 | 1822.9492 | 26337.1564 | 0 | 28889.3021 | 6607.5453 | 3952.5282 | 0 | 0.86477 | 10560.9383 | -18328.3639 | -52470.538
2034 | 0 | 754.9007 | 1841.1787 | 30265.1859 | 0 | 32861.2653 | 7938.1292 | 4488.1359 | 0 | 0.97139 | 12427.2365 | -20434.0288 | -61149.4306
2035 | 0 | 0 | 0 | 32702.9375 | 0 | 32702.9375 | 15944.1501 | 5012.7924 | 0 | 0.90278 | 20957.8453 | -11745.0922 | -65764.2912
2036 | 0 | 0 | 0 | 33771.3866 | 0 | 33771.3866 | 16030.9744 | 4885.4595 | 0 | 0.89338 | 20917.3273 | -12854.0593 | -70436.6298
2037 | 0 | 0 | 0 | 34953.7327 | 0 | 34953.7327 | 16346.295 | 4759.5014 | 0 | 0.8915 | 21106.6878 | -13847.0448 | -75092.9512
2038 | 0 | 0 | 0 | 36494.573 | 0 | 36494.573 | 16984.6688 | 4636.9583 | 0 | 0.88586 | 21622.513 | -14872.06 | -79719.4113
2039 | 0 | 0 | 0 | 37857.2878 | 0 | 37857.2878 | 17377.0606 | 4517.0157 | 0 | 0.88022 | 21894.9565 | -15962.3313 | -84313.1456
2040 | 0 | 0 | 0 | 39260.3999 | 0 | 39260.3999 | 17891.405 | 4398.9173 | 0 | 0.87834 | 22291.2007 | -16969.1993 | -88830.9012
2041 | 0 | 0 | 0 | 40661.857 | 0 | 40661.857 | 18333.2933 | 4282.8424 | 0 | 0.87082 | 22617.0065 | -18044.8505 | -93275.2336
2042 | 0 | 0 | 0 | 41585.3205 | 0 | 41585.3205 | 18463.0645 | 4170.0756 | 0 | 0.8727 | 22634.0128 | -18951.3078 | -97593.2498
2043 | 0 | 0 | 0 | 42500.1119 | 0 | 42500.1119 | 18880.2008 | 4061.3828 | 0 | 0.8727 | 22942.4563 | -19557.6556 | -101715.6839
2044 | 0 | 883.5602 | 1683.463 | 43665.0723 | 0 | 46232.0955 | 19502.1965 | 3956.8696 | 0 | 0.86894 | 23459.9351 | -22772.1604 | -106156.1955
2045 | 0 | 914.7057 | 1700.2976 | 44976.0017 | 0 | 47591.005 | 20348.1069 | 3856.6912 | 0 | 0.86706 | 24205.6651 | -23385.3399 | -110374.7563
2046 | 0 | 946.9491 | 1717.3006 | 45874.7014 | 0 | 48538.9511 | 20604.8623 | 3761.223 | 0 | 0.8633 | 24366.9486 | -24172.0025 | -114408.656
2047 | 0 | 980.329 | 1734.4736 | 47031.4633 | 0 | 49746.2659 | 21167.9301 | 3671.0609 | 0 | 0.8633 | 24839.8543 | -24906.4116 | -118253.8254
2048 | 0 | 1014.8856 | 1751.8183 | 48451.4614 | 0 | 51218.1653 | 21871.4278 | 3586.619 | 0 | 0.86518 | 25458.9119 | -25759.2534 | -121932.8224
2049 | 0 | 1050.6603 | 1769.3365 | 49919.0419 | 0 | 52739.0388 | 22583.4459 | 3508.1226 | 0 | 0.86142 | 26092.4299 | -26646.6088 | -125453.53
2050 | 0 | 1087.6961 | 1787.0299 | 51712.0218 | 0 | 54586.7478 | 23658.6557 | 3435.8057 | 0 | 0.85954 | 27095.321 | -27491.4269 | -128813.8229
2051 | 0 | 1126.0374 | 1804.9002 | 52348.8499 | 0 | 55279.7875 | 23549.6122 | 3368.5917 | 0 | 0.85954 | 26919.0635 | -28360.724 | -132020.7495
2052 | 0 | 1165.7302 | 1822.9492 | 53428.528 | 0 | 56417.2074 | 23494.5996 | 3304.036 | 0 | 0.86142 | 26799.497 | -29617.7104 | -135118.9893
2053 | 0 | 1206.8222 | 1841.1787 | 55370.5226 | 0 | 58418.5235 | 23186.635 | 3240.9198 | 0 | 0.85766 | 26428.4124 | -31990.111 | -138214.7768
2054 | 0 | 0 | 0 | 56721.4961 | 0 | 56721.4961 | 23292.8492 | 3179.2949 | 0 | 0.85578 | 26472.9999 | -30248.4963 | -140922.7916
2055 | 0 | 0 | 0 | 58118.5607 | 0 | 58118.5607 | 22760.4868 | 3119.2152 | 0 | 0.85578 | 25880.5578 | -32238.0029 | -143592.7668
2056 | 0 | 0 | 0 | 59563.786 | 0 | 59563.786 | 22761.0357 | 3060.4315 | 0 | 0.85578 | 25822.323 | -33741.463 | -146177.9709
2057 | 0 | 0 | 0 | 61059.337 | 0 | 61059.337 | 22807.4122 | 3002.379 | 0 | 0.8539 | 25810.6451 | -35248.6918 | -148676.3929
2058 | 0 | 0 | 0 | 62607.4787 | 0 | 62607.4787 | 22435.2773 | 2944.7752 | 0 | 0.85202 | 25380.9046 | -37226.574 | -151117.3924
2059 | 0 | 0 | 0 | 64210.5805 | 0 | 64210.5805 | 22530.1799 | 2887.6314 | 0 | 0.8539 | 25418.6652 | -38791.9153 | -153470.532
2060 | 0 | 0 | 0 | 65871.1213 | 0 | 65871.1213 | 22550.8371 | 2830.9591 | 0 | 0.8539 | 25382.6501 | -40488.4712 | -155742.6438
2061 | 0 | 0 | 0 | 67591.6945 | 0 | 67591.6945 | 22189.6508 | 2774.7699 | 0 | 0.85578 | 24965.2765 | -42626.418 | -157955.5806
2062 | 0 | 0 | 0 | 69375.0129 | 0 | 69375.0129 | 22421.7727 | 2719.8491 | 0 | 0.8539 | 25142.4756 | -44232.5372 | -160079.9198
2063 | 0 | 1412.5037 | 1683.463 | 71223.9149 | 0 | 74319.8816 | 22470.2391 | 2666.4333 | 0 | 0.8539 | 25137.5263 | -49182.3553 | -162265.0795
2064 | 0 | 1462.2944 | 1700.2976 | 73360.6324 | 0 | 76523.2244 | 21932.0465 | 2614.5755 | 0 | 0.85202 | 24547.474 | -51975.7504 | -164401.4004
2065 | 0 | 1513.8403 | 1717.3006 | 75561.4514 | 0 | 78792.5923 | 22015.8836 | 2564.3304 | 0 | 0.8539 | 24581.0679 | -54211.5243 | -166462.7382
2066 | 0 | 1567.2032 | 1734.4736 | 77828.2949 | 0 | 81129.9717 | 21721.6351 | 2515.755 | 0 | 0.8539 | 24238.2441 | -56891.7276 | -168463.9752
2067 | 0 | 1622.4471 | 1751.8183 | 80163.1437 | 0 | 83537.4092 | 21970.9359 | 2468.9591 | 0 | 0.8539 | 24440.7489 | -59096.6602 | -170387.0854
2068 | 0 | 1679.6383 | 1769.3365 | 82568.0381 | 0 | 86017.0129 | 22008.767 | 2424.2097 | 0 | 0.8539 | 24433.8306 | -61583.1823 | -172241.0235
2069 | 0 | 1738.8456 | 1787.0299 | 85045.0792 | 0 | 88570.9547 | 21982.8587 | 2381.5806 | 0 | 0.8539 | 24365.2932 | -64205.6614 | -174029.1501
2070 | 0 | 1800.1399 | 1804.9002 | 87596.4316 | 0 | 91201.4717 | 21686.3956 | 2288.4539 | 0 | 0.8539 | 23975.7034 | -67225.7683 | -175761.1687
2071 | 0 | 1863.5948 | 1822.9492 | 90224.3245 | 0 | 93910.8685 | 21593.4981 | 2191.0125 | 0 | 0.8539 | 23785.3645 | -70125.5041 | -177432.585
2072 | 0 | 1929.2865 | 1841.1787 | 92931.0543 | 0 | 96701.5195 | 21501.7366 | 2096.4284 | 0 | 0.8539 | 23599.0189 | -73102.5006 | -179044.465
2073 | 0 | 0 | 0 | 95718.9859 | 0 | 95718.9859 | 21411.1401 | 2004.5202 | 0 | 0.8539 | 23416.5141 | -72302.4718 | -180519.307
2074 | 0 | 0 | 0 | 98590.5555 | 0 | 98590.5555 | 21356.1494 | 1915.3856 | 0 | 0.8539 | 23272.389 | -75318.1665 | -181940.6009
2075 | 0 | 0 | 0 | 101548.2721 | 0 | 101548.2721 | 21302.399 | 1829.1264 | 0 | 0.8539 | 23132.3793 | -78415.8928 | -183309.5274
2076 | 0 | 0 | 0 | 104594.7203 | 0 | 104594.7203 | 21268.8705 | 1728.2823 | 0 | 0.8539 | 22998.0067 | -81596.7136 | -184627.3001
2077 | 0 | 0 | 0 | 107732.5619 | 0 | 107732.5619 | 21236.645 | 1630.8094 | 0 | 0.8539 | 22868.3083 | -84864.2536 | -185895.1987
2078 | 0 | 0 | 0 | 110964.5388 | 0 | 110964.5388 | 21205.755 | 1536.5299 | 0 | 0.8539 | 22743.1388 | -88221.4 | -187114.5406
2079 | 0 | 0 | 0 | 114293.4749 | 0 | 114293.4749 | 21176.234 | 1445.5612 | 0 | 0.8539 | 22622.6491 | -91670.8258 | -188286.6673
2080 | 0 | 0 | 0 | 117722.2792 | 0 | 117722.2792 | 21148.1161 | 1436.2511 | 0 | 0.8539 | 22585.2211 | -95137.058 | -189412.0104
2081 | 0 | 0 | 0 | 121253.9475 | 0 | 121253.9475 | 21121.4365 | 1440.2841 | 0 | 0.8539 | 22562.5745 | -98691.373 | -190491.967
2082 | 0 | 2258.0992 | 1683.463 | 124891.566 | 0 | 128833.1282 | 21096.2311 | 1445.5635 | 0 | 0.8539 | 22542.6484 | -106290.4798 | -191567.9696
NOM | 0 | 35716.6049 | 54521.7061 | 3459762.6187 | 0 | 3550000.9298 | 1050081.515 | 165530.236 | 0 | 46.3833 | 1215658.1342 | -2334342.7956
NPV | 0 | 5897.3785 | 13860.7598 | 324272.8372 | 0 | 344030.9756 | 120777.3507 | 31678.4725 | 0 | 7.1829 | 152463.006 | -191567.9696
| Discount Rate : |  |  |  | 8.0956 | %
| Benefit/Cost Ratio (Col(12) / Col(7)) : |  |  |  | 0.44317