## Outputs
page 1 | FPL 000218 | [12 empty] | PSC FORM CE 1
2024-06-07 11:40 | 20240012-EG |  |  |  | INPUT DATA -- PART 1 CONTINUED | [8 empty] | PAGE 1 OF 1
PROGRAM METHOD SELECTED: REV_REQ
|  |  |  | PROGRAM NAME: | Residential Air Conditioning
I. | PROGRAM DEMAND SAVINGS & LINE LOSSES | [5 empty] | IV. | AVOIDED GENERATOR AND T&D COSTS
| (1) CUSTOMER kW REDUCTION AT METER ........................................................................................... |  |  |  | 0.1455 | kW |  | (1) BASE YEAR ............................................................................................................................. |  |  |  | 2023
| (2) GENERATOR kW REDUCTION PER CUSTOMER .......................................................................................... |  |  |  | 0.18741 | kW |  | (2) IN-SERVICE YEAR FOR AVOIDED GENERATING UNIT .............................................................................. |  |  |  | 2035
| (3) kW LINE LOSS PERCENTAGE ................................................................................................... |  |  |  | 5.2837 | % |  | (3) IN-SERVICE YEAR FOR AVOIDED T&D ........................................................................... |  |  |  | 2026-2035
| (4) GENERATOR kWh REDUCTION PER CUSTOMER ...................................................................................... |  |  |  | 705.5885 | kWh |  | (4) BASE YEAR AVOIDED GENERATING COST .................................................................................... |  |  |  | 786.3466 | $/kW
| (5) kWh LINE LOSS PERCENTAGE ............................................................................................... |  |  |  | 4.1934 | % |  | (5) BASE YEAR AVOIDED TRANSMISSION COST .................................................................................... |  |  |  | 499.1222 | $/kW
| (6) GROUP LINE LOSS MULTIPLIER................................................................................................................ |  |  |  | 1 |  |  | (6) BASE YEAR DISTRIBUTION COST ........................................................................................ |  |  |  | 196.5828 | $/kW
| (7) CUSTOMER kWh INCREASE AT METER ......................................................................................... |  |  |  | 0 | kWh |  | (7) GEN, TRAN & DIST COST ESCALATION RATE .................................................................................... |  |  |  | 2 | %**
[8 empty] | (8) GENERATOR FIXED O & M COST .............................................................................................. |  |  |  | 11.8679 | $/kW/YR
II. | ECONOMIC LIFE & K FACTORS | [6 empty] | (9) GENERATOR FIXED O&M ESCALATION RATE .......................................................................................... |  |  |  | 2.5 | %**
[8 empty] | (10) TRANSMISSION FIXED O & M COST ............................................................................................. |  |  |  | 3.4308 | $/kW
| (1) STUDY PERIOD FOR THE CONSERVATION PROGRAM ........................................................................................ |  |  |  | 62 | YEARS |  | (11) DISTRIBUTION FIXED O & M COST .............................................................................................. |  |  |  | 4.4467 | $/kW
| (2) GENERATOR ECONOMIC LIFE ..................................................................................................... |  |  |  | 50 | YEARS |  | (12) T&D FIXED O&M ESCALATION RATE ................................................................................................. |  |  |  | 2.5 | %**
| (3) T&D ECONOMIC LIFE ..................................................................................................................... |  |  |  | 50 | YEARS |  | (13) AVOIDED GEN UNIT VARIABLE O & M COSTS .................................................................................................. |  |  |  | 0.0079521 | CENTS/kWh
| (4) K FACTOR FOR GENERATION .............................................................................................. |  |  |  | 1.37 |  |  | (14) GENERATOR VARIABLE O&M COST ESCALATION RATE ......................................................................................... |  |  |  | 2.5 | %**
| (5) K FACTOR FOR T & D........................................................................................................................ |  |  |  | 1.3065 |  |  | (15) GENERATOR CAPACITY FACTOR ............................................................................................. |  |  |  | 65 | ** (In-service year)
[8 empty] | (16) AVOIDED GENERATING UNIT FUEL COST ........................................................................................... |  |  |  | 6.499 | CENTS/kWh** (In-service year)
III. | UTILITY & CUSTOMER COSTS | [6 empty] | (17) AVOIDED GEN UNIT FUEL COST ESCALATION RATE ................................................................................................... |  |  |  | -2.0003 | %**
| (1) UTILITY NON RECURRING COST PER CUSTOMER ........................................................................................................ |  |  |  | *** | $/CUST | V. | NON-FUEL ENERGY AND DEMAND CHARGES
| (2) UTILITY RECURRING COST PER CUSTOMER ...................................................................................... |  |  |  | *** | $/CUST
| (3) UTILITY COST ESCALATION RATE ......................................................................................... |  |  |  | *** | %** |  | (1) NON FUEL COST IN CUSTOMER BILL .................................................................................... |  |  |  | *** | CENTS/kWh
| (4) CUSTOMER EQUIPMENT COST ....................................................................................................................... |  |  |  | *** | $/CUST |  | (2) NON-FUEL COST ESCALATION RATE ........................................................................................ |  |  |  | *** | %
| (5) CUSTOMER EQUIPMENT ESCALATION RATE ................................................................................... |  |  |  | *** | %** |  | (3) DEMAND CHARGE IN CUSTOMER BILL ........................................................................................... |  |  |  | *** | $/kW/MO
| (6) CUSTOMER O & M COST ................................................................................................................ |  |  |  | *** | $/CUST/YR |  | (4) DEMAND CHARGE ESCALATION RATE ....................................................................................... |  |  |  | *** | %
| (7) CUSTOMER O & M COST ESCALATION RATE ................................................................................................................ |  |  |  | *** | %**
* | (8) INCREASED SUPPLY COSTS ................................................................................................................ |  |  |  | *** | $/CUST/YR | VI. | COST-EFFECTIVENESS RATIOS
* | (9) SUPPLY COSTS ESCALATION RATES......................................................................................... |  |  |  | *** | %**
* | (10) UTILITY DISCOUNT RATE ....................................................................................................... |  |  |  | 8.0956 | % |  | (1) RIM TEST ………….……………………………………………………………………………………………………………….………………………………… |  |  |  | 0.43445
* | (11) UTILITY AFUDC RATE......................................................................................................................... |  |  |  | 6.22 | % |  | (2) TRC TEST……...………………………………………………………………………………………………………………………………………….. |  |  |  | 2.6962
* | (12) UTILITY NON RECURRING REBATE/INCENTIVE ...................................................................................... |  |  |  | *** | $/CUST |  | (3) PARTICIPANT TEST ……………...…………………………………………………….…………..………………………………………………….. |  |  |  | 10.1816
* | (13) UTILITY RECURRING REBATE/INCENTIVE ...................................................................................... |  |  |  | *** | $/CUST
* | (14) UTILITY REBATE/INCENTIVE ESCALATION RATE .................................................................................... |  |  |  | *** | %
* SUPPLEMENTAL INFORMATION NOT SPECIFIED IN WORKBOOK
** VALUE SHOWN IS FOR FIRST YEAR ONLY (VALUE VARIES OVER TIME)
*** PROGRAM COST CALCULATION VALUES ARE SHOWN ON PAGE 2
page 2 |  |  |  |  | * INPUT DATA -- PART 1 CONTINUED
PROGRAM METHOD SELECTED: REV_REQ
|  |  |  | PROGRAM NAME: | Residential Air Conditioning
| (1) | (2) | (3) | (4) | (5) | (6) | (7) | (8) | (9) | (10)
| UTILITY |  |  | TOTAL | ENERGY | DEMAND
| PROGRAM COSTS |  | OTHER | UTILITY | CHARGE | CHARGE | PARTICIPANT | PARTICIPANT | OTHER | TOTAL
| WITHOUT | UTILITY | UTILITY | PROGRAM | REVENUE | REVENUE | EQUIPMENT | O&M | PARTICIPANT | PARTICIPANT
| INCENTIVES | INCENTIVES | COSTS | COSTS | LOSSES | LOSSES | COSTS | COSTS | COSTS | COSTS
YEAR | $(000) | $(000) | $(000) | $(000) | $(000) | $(000) | $(000) | $(000) | $(000) | $(000)
2023 | 0 | 0 | 0 | 0 | 0 | 0 | 0 | 0 | 0 | 0
2024 | 0 | 0 | 0 | 0 | 0 | 0 | 0 | 0 | 0 | 0
2025 | 917.8564 | 4000.0973 | 0 | 4917.9537 | 792.468 | 0 | 2640.6829 | 0 | 0 | 2640.6829
2026 | 950.2108 | 4040.0983 | 0 | 4990.3091 | 2583.329 | 0 | 2733.767 | 0 | 0 | 2733.767
2027 | 983.7058 | 4080.4993 | 0 | 5064.205 | 4493.4093 | 0 | 2830.1323 | 0 | 0 | 2830.1323
2028 | 1018.3814 | 4121.3043 | 0 | 5139.6856 | 6392.081 | 0 | 2929.8944 | 0 | 0 | 2929.8944
2029 | 1054.2793 | 4162.5173 | 0 | 5216.7966 | 8331.0806 | 0 | 3033.1732 | 0 | 0 | 3033.1732
2030 | 1091.4427 | 4204.1425 | 0 | 5295.5852 | 10742.6731 | 0 | 3140.0926 | 0 | 0 | 3140.0926
2031 | 1129.916 | 4246.1839 | 0 | 5376.0999 | 13076.8735 | 0 | 3250.7808 | 0 | 0 | 3250.7808
2032 | 1169.7456 | 4288.6457 | 0 | 5458.3913 | 15559.0518 | 0 | 3365.3708 | 0 | 0 | 3365.3708
2033 | 1210.9791 | 4331.5322 | 0 | 5542.5113 | 18038.7349 | 0 | 3484.0002 | 0 | 0 | 3484.0002
2034 | 1253.6661 | 4374.8475 | 0 | 5628.5136 | 20649.76 | 0 | 3606.8112 | 0 | 0 | 3606.8112
2035 | 0 | 0 | 0 | 0 | 22326.5823 | 0 | 0 | 0 | 0 | 0
2036 | 0 | 0 | 0 | 0 | 22818.4816 | 0 | 0 | 0 | 0 | 0
2037 | 0 | 0 | 0 | 0 | 23322.605 | 0 | 0 | 0 | 0 | 0
2038 | 0 | 0 | 0 | 0 | 23909.6012 | 0 | 0 | 0 | 0 | 0
2039 | 0 | 0 | 0 | 0 | 24528.9829 | 0 | 0 | 0 | 0 | 0
2040 | 0 | 0 | 0 | 0 | 25037.708 | 0 | 0 | 0 | 0 | 0
2041 | 0 | 0 | 0 | 0 | 25559.2158 | 0 | 0 | 0 | 0 | 0
2042 | 0 | 0 | 0 | 0 | 26071.4436 | 0 | 0 | 0 | 0 | 0
2043 | 1431.5427 | 4000.0973 | 0 | 5431.64 | 26579.8495 | 0 | 4118.5641 | 0 | 0 | 4118.5641
2044 | 1482.0046 | 4040.0983 | 0 | 5522.1029 | 27227.0766 | 0 | 4263.7435 | 0 | 0 | 4263.7435
2045 | 1534.2453 | 4080.4993 | 0 | 5614.7445 | 27940.5512 | 0 | 4414.0404 | 0 | 0 | 4414.0404
2046 | 1588.3274 | 4121.3043 | 0 | 5709.6317 | 28544.7512 | 0 | 4569.6354 | 0 | 0 | 4569.6354
2047 | 1644.3159 | 4162.5173 | 0 | 5806.8333 | 29139.78 | 0 | 4730.715 | 0 | 0 | 4730.715
2048 | 1702.2781 | 4204.1425 | 0 | 5906.4206 | 29669.0851 | 0 | 4897.4727 | 0 | 0 | 4897.4727
2049 | 1762.2834 | 4246.1839 | 0 | 6008.4673 | 30255.712 | 0 | 5070.1086 | 0 | 0 | 5070.1086
2050 | 1824.4039 | 4288.6457 | 0 | 6113.0496 | 30818.2627 | 0 | 5248.83 | 0 | 0 | 5248.83
2051 | 1888.7141 | 4331.5322 | 0 | 6220.2463 | 31259.1528 | 0 | 5433.8512 | 0 | 0 | 5433.8512
2052 | 1955.2913 | 4374.8475 | 0 | 6330.1388 | 31919.0533 | 0 | 5625.3945 | 0 | 0 | 5625.3945
2053 | 0 | 0 | 0 | 0 | 32419.9558 | 0 | 0 | 0 | 0 | 0
2054 | 0 | 0 | 0 | 0 | 32926.8331 | 0 | 0 | 0 | 0 | 0
2055 | 0 | 0 | 0 | 0 | 33439.7953 | 0 | 0 | 0 | 0 | 0
2056 | 0 | 0 | 0 | 0 | 33958.9549 | 0 | 0 | 0 | 0 | 0
2057 | 0 | 0 | 0 | 0 | 34484.4268 | 0 | 0 | 0 | 0 | 0
2058 | 0 | 0 | 0 | 0 | 35016.3277 | 0 | 0 | 0 | 0 | 0
2059 | 0 | 0 | 0 | 0 | 35554.7772 | 0 | 0 | 0 | 0 | 0
2060 | 0 | 0 | 0 | 0 | 36099.8968 | 0 | 0 | 0 | 0 | 0
2061 | 2232.7181 | 4000.0973 | 0 | 6232.8154 | 36651.8108 | 0 | 6423.5544 | 0 | 0 | 6423.5544
2062 | 2311.4214 | 4040.0983 | 0 | 6351.5197 | 37210.6457 | 0 | 6649.9847 | 0 | 0 | 6649.9847
2063 | 2392.899 | 4080.4993 | 0 | 6473.3983 | 37924.2464 | 0 | 6884.3967 | 0 | 0 | 6884.3967
2064 | 2477.2487 | 4121.3043 | 0 | 6598.5529 | 38646.54 | 0 | 7127.0716 | 0 | 0 | 7127.0716
2065 | 2564.5717 | 4162.5173 | 0 | 6727.089 | 39368.5778 | 0 | 7378.3009 | 0 | 0 | 7378.3009
2066 | 2654.9728 | 4204.1425 | 0 | 6859.1153 | 40086.0597 | 0 | 7638.386 | 0 | 0 | 7638.386
2067 | 2748.5606 | 4246.1839 | 0 | 6994.7445 | 40806.1159 | 0 | 7907.6391 | 0 | 0 | 7907.6391
2068 | 2845.4474 | 4288.6457 | 0 | 7134.0931 | 41531.9257 | 0 | 8186.3834 | 0 | 0 | 8186.3834
2069 | 2945.7494 | 4331.5322 | 0 | 7277.2816 | 42268.1775 | 0 | 8474.9534 | 0 | 0 | 8474.9534
2070 | 3049.5871 | 4374.8475 | 0 | 7424.4346 | 43012.1636 | 0 | 8773.6955 | 0 | 0 | 8773.6955
2071 | 0 | 0 | 0 | 0 | 43764.7793 | 0 | 0 | 0 | 0 | 0
2072 | 0 | 0 | 0 | 0 | 44538.3247 | 0 | 0 | 0 | 0 | 0
2073 | 0 | 0 | 0 | 0 | 45318.2271 | 0 | 0 | 0 | 0 | 0
2074 | 0 | 0 | 0 | 0 | 46115.935 | 0 | 0 | 0 | 0 | 0
2075 | 0 | 0 | 0 | 0 | 46932.3278 | 0 | 0 | 0 | 0 | 0
2076 | 0 | 0 | 0 | 0 | 47768.3438 | 0 | 0 | 0 | 0 | 0
2077 | 0 | 0 | 0 | 0 | 48624.9847 | 0 | 0 | 0 | 0 | 0
2078 | 0 | 0 | 0 | 0 | 49503.3217 | 0 | 0 | 0 | 0 | 0
2079 | 3482.2782 | 4000.0973 | 0 | 7482.3755 | 50404.5015 | 0 | 10018.5526 | 0 | 0 | 10018.5526
2080 | 3605.0285 | 4040.0983 | 0 | 7645.1268 | 51329.7534 | 0 | 10371.7066 | 0 | 0 | 10371.7066
2081 | 3732.1058 | 4080.4993 | 0 | 7812.605 | 52280.3966 | 0 | 10737.3093 | 0 | 0 | 10737.3093
2082 | 3863.6625 | 4121.3043 | 0 | 7984.9668 | 53257.8489 | 0 | 11115.7994 | 0 | 0 | 11115.7994
NOM | 68499.8408 | 141791.6042 | 0 | 210291.445 | 1838833.3314 | 0 | 197074.7946 | 0 | 0 | 197074.7946
NPV | 10149.535 | 33778.4543 | 0 | 43927.9893 | 200281.8553 | 0 | 29200.3236 | 0 | 0 | 29200.3236
* SUPPLEMENTAL INFORMATION NOT SPECIFIED IN WORKBOOK
** NEGATIVE COSTS WILL BE CALCULATED AS POSITIVE BENEFITS FOR TRC AND RIM TESTS
page 2b | PROGRAM NAME: (4): INPUT DATA - PART 1 CONTINUED
PROGRAM METHOD SELECTED: REV_REQ
| ESCALATION RATES |  | PROGRAM NAME: | Residential Air Conditioning
| (1) | (2) | (3) | (4) | (5) | (6) | (7a) | (7b) | (8)
[7 empty] | Onpeak | Offpeak
|  |  |  | Fuel | Capacity | Blended | Energy Charge | Energy Charge | Demand Charge
Year | CPI% | PPI-CAP% | O&M% | (cents/kwh) | Factor | Cap. Rate | (cents/kwh) | (cents/kwh) | ($/kw)
2023 | 2.5 | 2.5 | 2.5 | 0 | 0 | 2 | 13.2846 | 0 | 0
2024 | 2.5 | 2.5 | 2.5 | 0 | 0 | 2 | 13.9419 | 0 | 0
2025 | 2.5 | 2.5 | 2.5 | 0 | 0 | 2 | 11.7229 | 0 | 0
2026 | 2.5 | 2.5 | 2.5 | 0 | 0 | 2 | 12.696 | 0 | 0
2027 | 2.5 | 2.5 | 2.5 | 0 | 0 | 2 | 13.1883 | 0 | 0
2028 | 2.5 | 2.5 | 2.5 | 0 | 0 | 2 | 13.3358 | 0 | 0
2029 | 2.5 | 2.5 | 2.5 | 0 | 0 | 2 | 13.4522 | 0 | 0
2030 | 2.5 | 2.5 | 2.5 | 0 | 0 | 2 | 14.122 | 0 | 0
2031 | 2.5 | 2.5 | 2.5 | 0 | 0 | 2 | 14.4734 | 0 | 0
2032 | 2.5 | 2.5 | 2.5 | 0 | 0 | 2 | 14.85 | 0 | 0
2033 | 2.5 | 2.5 | 2.5 | 6.273 | 63 | 2 | 15.1151 | 0 | 0
2034 | 2.5 | 2.5 | 2.5 | 6.39 | 65 | 2 | 15.4039 | 0 | 0
2035 | 2.5 | 2.5 | 2.5 | 6.499 | 65 | 2 | 15.7842 | 0 | 0
2036 | 2.5 | 2.5 | 2.5 | 6.369 | 70 | 2 | 16.1319 | 0 | 0
2037 | 2.5 | 2.5 | 2.5 | 6.522 | 71 | 2 | 16.4883 | 0 | 0
2038 | 2.5 | 2.5 | 2.5 | 6.585 | 74 | 2 | 16.9033 | 0 | 0
2039 | 2.5 | 2.5 | 2.5 | 6.588 | 77 | 2 | 17.3412 | 0 | 0
2040 | 2.5 | 2.5 | 2.5 | 6.767 | 78 | 2 | 17.7009 | 0 | 0
2041 | 2.5 | 2.5 | 2.5 | 6.885 | 82 | 2 | 18.0695 | 0 | 0
2042 | 2.5 | 2.5 | 2.5 | 6.948 | 81 | 2 | 18.4317 | 0 | 0
2043 | 2.5 | 2.5 | 2.5 | 7.177 | 81 | 2 | 18.7911 | 0 | 0
2044 | 2.5 | 2.5 | 2.5 | 7.37 | 83 | 2 | 19.2487 | 0 | 0
2045 | 2.5 | 2.5 | 2.5 | 7.8 | 84 | 2 | 19.7531 | 0 | 0
2046 | 2.5 | 2.5 | 2.5 | 7.636 | 86 | 2 | 20.1802 | 0 | 0
2047 | 2.5 | 2.5 | 2.5 | 8.086 | 86 | 2 | 20.6009 | 0 | 0
2048 | 2.5 | 2.5 | 2.5 | 8.474 | 85 | 2 | 20.9751 | 0 | 0
2049 | 2.5 | 2.5 | 2.5 | 8.705 | 87 | 2 | 21.3898 | 0 | 0
2050 | 2.5 | 2.5 | 2.5 | 9.119 | 88 | 2 | 21.7875 | 0 | 0
2051 | 2.5 | 2.5 | 2.5 | 9.242 | 88 | 2 | 22.0992 | 0 | 0
2052 | 2.5 | 2.5 | 2.5 | 9.132 | 87 | 2 | 22.5657 | 0 | 0
2053 | 2.5 | 2.5 | 2.5 | 9.066 | 89 | 2 | 22.9199 | 0 | 0
2054 | 2.5 | 2.5 | 2.5 | 8.894 | 90 | 2 | 23.2782 | 0 | 0
2055 | 2.5 | 2.5 | 2.5 | 8.889 | 90 | 2 | 23.6409 | 0 | 0
2056 | 2.5 | 2.5 | 2.5 | 8.72 | 90 | 2 | 24.0079 | 0 | 0
2057 | 2.5 | 2.5 | 2.5 | 8.799 | 91 | 2 | 24.3794 | 0 | 0
2058 | 2.5 | 2.5 | 2.5 | 8.597 | 92 | 2 | 24.7554 | 0 | 0
2059 | 2.5 | 2.5 | 2.5 | 8.632 | 91 | 2 | 25.1361 | 0 | 0
2060 | 2.5 | 2.5 | 2.5 | 8.527 | 91 | 2 | 25.5215 | 0 | 0
2061 | 2.5 | 2.5 | 2.5 | 8.455 | 90 | 2 | 25.9117 | 0 | 0
2062 | 2.5 | 2.5 | 2.5 | 8.376 | 91 | 2 | 26.3067 | 0 | 0
2063 | 2.5 | 2.5 | 2.5 | 8.796 | 91 | 2 | 26.8112 | 0 | 0
2064 | 2.5 | 2.5 | 2.5 | 8.585 | 92 | 2 | 27.3219 | 0 | 0
2065 | 2.5 | 2.5 | 2.5 | 8.571 | 91 | 2 | 27.8323 | 0 | 0
2066 | 2.5 | 2.5 | 2.5 | 8.527 | 91 | 2 | 28.3396 | 0 | 0
2067 | 2.5 | 2.5 | 2.5 | 8.572 | 91 | 2 | 28.8486 | 0 | 0
2068 | 2.5 | 2.5 | 2.5 | 8.503 | 91 | 2 | 29.3617 | 0 | 0
2069 | 2.5 | 2.5 | 2.5 | 8.592 | 91 | 2 | 29.8822 | 0 | 0
2070 | 2.5 | 2.5 | 2.5 | 8.326 | 91 | 2 | 30.4082 | 0 | 0
2071 | 2.5 | 2.5 | 2.5 | 8.277 | 91 | 2 | 30.9403 | 0 | 0
2072 | 2.5 | 2.5 | 2.5 | 8.228 | 91 | 2 | 31.4872 | 0 | 0
2073 | 2.5 | 2.5 | 2.5 | 8.179 | 91 | 2 | 32.0385 | 0 | 0
2074 | 2.5 | 2.5 | 2.5 | 8.179 | 91 | 2 | 32.6025 | 0 | 0
2075 | 2.5 | 2.5 | 2.5 | 8.179 | 91 | 2 | 33.1797 | 0 | 0
2076 | 2.5 | 2.5 | 2.5 | 8.179 | 91 | 2 | 33.7707 | 0 | 0
2077 | 2.5 | 2.5 | 2.5 | 8.179 | 91 | 2 | 34.3763 | 0 | 0
2078 | 2.5 | 2.5 | 2.5 | 8.179 | 91 | 2 | 34.9973 | 0 | 0
2079 | 2.5 | 2.5 | 2.5 | 8.179 | 91 | 2 | 35.6344 | 0 | 0
2080 | 2.5 | 2.5 | 2.5 | 8.179 | 91 | 2 | 36.2885 | 0 | 0
2081 | 2.5 | 2.5 | 2.5 | 8.179 | 91 | 2 | 36.9606 | 0 | 0
2082 | 2.5 | 2.5 | 2.5 | 8.179 | 91 | 2 | 37.6516 | 0 | 0
Legend:
| Column (1) used for: |  | Utility Cost
Customer Equipment
Supply Costs
| Column (3) used for: |  | Customer O&M Cost
Generator Fixed O&M
T&D Fixed O&M
Generator Variable O&M
| Column (6) used for: |  | Gen, Tran, & Dist Cost
page 3 | Residential Air Conditioning (5): CALCULATION OF GEN K-FACTOR |  |  |  |  | PSC FORM CE 1.1A
| Residential Air Conditioning (5): PROGRAM METHOD SELECTED REV_REQ |  |  |  |  | PAGE 1 OF 2
|  |  |  | PROGRAM NAME: | Residential Air Conditioning
| (2) | (3) | (4) | (5) | (6) | (7) | -8 | -9 | -10 | -11 | -12 | -13 | -14 | -15
REPLACEMENT
[12 empty] | PRESENT |  | COST BASIS
[11 empty] | TOTAL | WORTH | CUMULATIVE | FOR
| MID-YEAR |  | PREFERRED | COMMON | INCOME | PROPERTY | PROPERTY |  | DEFERRED | ITC | FIXED | FIXED | PW FIXED | PROPERTY
| RATE BASE | DEBT | STOCK | EQUITY | TAXES | TAX | INSURANCE | DEPREC. | TAXES | NORMALIZATION | CHARGES | CHARGES | CHARGES | INSURANCE
YEAR | $(000) | $(000) | $(000) | $(000) | $(000) | $(000) | $(000) | $(000) | $(000) | $(000) | $(000) | $(000) | $(000) | $(000)
2035 | 46944.7366 | 665.6951 | 0 | 2965.7807 | 553.6819 | 787.7964 | 16.8513 | 936.1812 | 503.0325 | 0 | 6429.0191 | 6429.0191 | 6429.0191 | 46809.058
2036 | 45621.3587 | 646.9291 | 0 | 2882.175 | 1098.2184 | 772.0405 | 16.5142 | 936.1812 | -69.8877 | 0 | 6282.1707 | 5811.6785 | 12240.6976 | 45872.8769
2037 | 44141.2749 | 625.9409 | 0 | 2788.6692 | 1581.3587 | 756.2846 | 16.1772 | 936.1812 | -584.7727 | 0 | 6119.839 | 5237.4959 | 17478.1934 | 44936.6957
2038 | 42716.9777 | 605.7438 | 0 | 2698.6878 | 2012.1574 | 740.5287 | 15.8402 | 936.1812 | -1046.1197 | 0 | 5963.0193 | 4721.0843 | 22199.2777 | 44000.5145
2039 | 41344.2913 | 586.2786 | 0 | 2611.9669 | 2394.3798 | 724.7727 | 15.5032 | 936.1812 | -1457.7834 | 0 | 5811.299 | 4256.3821 | 26455.6598 | 43064.3334
2040 | 40019.3607 | 567.4905 | 0 | 2528.2631 | 2731.7979 | 709.0168 | 15.1661 | 936.1812 | -1823.6185 | 0 | 5664.2972 | 3838.0026 | 30293.6624 | 42128.1522
2041 | 38738.5991 | 549.3288 | 0 | 2447.3497 | 3027.6541 | 693.2609 | 14.8291 | 936.1812 | -2146.9444 | 0 | 5521.6594 | 3461.1522 | 33754.8146 | 41191.9711
2042 | 37498.687 | 531.7464 | 0 | 2369.017 | 3285.1965 | 677.5049 | 14.4921 | 936.1812 | -2431.0804 | 0 | 5383.0578 | 3121.562 | 36876.3766 | 40255.7899
2043 | 36281.582 | 514.4873 | 0 | 2292.1252 | 3536.8036 | 661.749 | 14.1551 | 936.1812 | -2708.7919 | 0 | 5246.7096 | 2814.6331 | 39691.0097 | 39319.6087
2044 | 35067.743 | 497.2746 | 0 | 2215.4397 | 3788.3737 | 645.9931 | 13.818 | 936.1812 | -2986.3962 | 0 | 5110.684 | 2536.3294 | 42227.3391 | 38383.4276
2045 | 33853.9039 | 480.0619 | 0 | 2138.7542 | 4040.0508 | 630.2372 | 13.481 | 936.1812 | -3264.1077 | 0 | 4974.6585 | 2283.9245 | 44511.2636 | 37447.2464
2046 | 32640.0648 | 462.8492 | 0 | 2062.0687 | 4291.6208 | 614.4812 | 13.144 | 936.1812 | -3541.7121 | 0 | 4838.633 | 2055.1002 | 46566.3638 | 36511.0653
2047 | 31426.2257 | 445.6365 | 0 | 1985.3832 | 4543.298 | 598.7253 | 12.807 | 936.1812 | -3819.4236 | 0 | 4702.6075 | 1847.7401 | 48414.1039 | 35574.8841
2048 | 30212.3866 | 428.4237 | 0 | 1908.6977 | 4794.868 | 582.9694 | 12.4699 | 936.1812 | -4097.028 | 0 | 4566.582 | 1659.9128 | 50074.0166 | 34638.7029
2049 | 28998.5475 | 411.211 | 0 | 1832.0122 | 5046.5451 | 567.2134 | 12.1329 | 936.1812 | -4374.7394 | 0 | 4430.5564 | 1489.8554 | 51563.8721 | 33702.5218
2050 | 27784.7084 | 393.9983 | 0 | 1755.3267 | 5298.1152 | 551.4575 | 11.7959 | 936.1812 | -4652.3438 | 0 | 4294.5309 | 1335.9599 | 52899.832 | 32766.3406
2051 | 26570.8693 | 376.7856 | 0 | 1678.6412 | 5549.7923 | 535.7016 | 11.4589 | 936.1812 | -4930.0553 | 0 | 4158.5054 | 1196.7593 | 54096.5913 | 31830.1595
2052 | 25357.0302 | 359.5728 | 0 | 1601.9557 | 5801.3623 | 519.9457 | 11.1218 | 936.1812 | -5207.6597 | 0 | 4022.4799 | 1070.9157 | 55167.507 | 30893.9783
2053 | 24143.1912 | 342.3601 | 0 | 1525.2702 | 6053.0395 | 504.1897 | 10.7848 | 936.1812 | -5485.3711 | 0 | 3886.4544 | 957.2091 | 56124.716 | 29957.7971
2054 | 22929.3521 | 325.1474 | 0 | 1448.5847 | 6304.6095 | 488.4338 | 10.4478 | 936.1812 | -5762.9755 | 0 | 3750.4288 | 854.5274 | 56979.2435 | 29021.616
2055 | 21834.9564 | 309.6284 | 0 | 1379.4452 | 6319.9617 | 472.6779 | 10.1108 | 936.1812 | -5801.8002 | 0 | 3626.2048 | 764.3447 | 57743.5882 | 28085.4348
2056 | 20979.3939 | 297.4962 | 0 | 1325.3942 | 6101.5495 | 456.9219 | 9.7737 | 936.1812 | -5601.7381 | 0 | 3525.5786 | 687.4786 | 58431.0668 | 27149.2537
2057 | 20243.2748 | 287.0577 | 0 | 1278.8891 | 5885.6992 | 441.166 | 9.4367 | 936.1812 | -5401.6761 | 0 | 3436.7539 | 619.9677 | 59051.0345 | 26213.0725
2058 | 19507.1557 | 276.6193 | 0 | 1232.3841 | 5669.8489 | 425.4101 | 9.0997 | 936.1812 | -5201.614 | 0 | 3347.9292 | 558.7129 | 59609.7474 | 25276.8913
2059 | 18771.0366 | 266.1808 | 0 | 1185.879 | 5453.9986 | 409.6542 | 8.7627 | 936.1812 | -5001.5519 | 0 | 3259.1045 | 503.1559 | 60112.9034 | 24340.7102
2060 | 18034.9176 | 255.7423 | 0 | 1139.374 | 5238.1483 | 393.8982 | 8.4256 | 936.1812 | -4801.4898 | 0 | 3170.2798 | 452.7868 | 60565.6901 | 23404.529
2061 | 17298.7985 | 245.3039 | 0 | 1092.8689 | 5022.298 | 378.1423 | 8.0886 | 936.1812 | -4601.4278 | 0 | 3081.455 | 407.1401 | 60972.8302 | 22468.3479
2062 | 16562.6794 | 234.8654 | 0 | 1046.3638 | 4806.4477 | 362.3864 | 7.7516 | 936.1812 | -4401.3657 | 0 | 2992.6303 | 365.7909 | 61338.6211 | 21532.1667
2063 | 15826.5603 | 224.427 | 0 | 999.8588 | 4590.5974 | 346.6304 | 7.4146 | 936.1812 | -4201.3036 | 0 | 2903.8056 | 328.3517 | 61666.9728 | 20595.9855
2064 | 15090.4412 | 213.9885 | 0 | 953.3537 | 4374.747 | 330.8745 | 7.0775 | 936.1812 | -4001.2415 | 0 | 2814.9809 | 294.4686 | 61961.4414 | 19659.8044
2065 | 14354.3221 | 203.55 | 0 | 906.8487 | 4158.8967 | 315.1186 | 6.7405 | 936.1812 | -3801.1795 | 0 | 2726.1562 | 263.819 | 62225.2605 | 18723.6232
2066 | 13618.2031 | 193.1116 | 0 | 860.3436 | 3943.0464 | 299.3626 | 6.4035 | 936.1812 | -3601.1174 | 0 | 2637.3315 | 236.1087 | 62461.3692 | 17787.4421
2067 | 12882.084 | 182.6731 | 0 | 813.8385 | 3727.1961 | 283.6067 | 6.0665 | 936.1812 | -3401.0553 | 0 | 2548.5068 | 211.0692 | 62672.4384 | 16851.2609
2068 | 12145.9649 | 172.2346 | 0 | 767.3335 | 3511.3458 | 267.8508 | 5.7294 | 936.1812 | -3200.9932 | 0 | 2459.6821 | 188.456 | 62860.8943 | 15915.0797
2069 | 11409.8458 | 161.7962 | 0 | 720.8284 | 3295.4955 | 252.0949 | 5.3924 | 936.1812 | -3000.9311 | 0 | 2370.8574 | 168.046 | 63028.9404 | 14978.8986
2070 | 10673.7267 | 151.3577 | 0 | 674.3234 | 3079.6452 | 236.3389 | 5.0554 | 936.1812 | -2800.8691 | 0 | 2282.0326 | 149.6361 | 63178.5765 | 14042.7174
2071 | 9937.6076 | 140.9193 | 0 | 627.8183 | 2863.7949 | 220.583 | 4.7184 | 936.1812 | -2600.807 | 0 | 2193.2079 | 133.0412 | 63311.6177 | 13106.5362
2072 | 9201.4885 | 130.4808 | 0 | 581.3132 | 2647.9445 | 204.8271 | 4.3813 | 936.1812 | -2400.7449 | 0 | 2104.3832 | 118.0927 | 63429.7105 | 12170.3551
2073 | 8465.3695 | 120.0423 | 0 | 534.8082 | 2432.0942 | 189.0711 | 4.0443 | 936.1812 | -2200.6828 | 0 | 2015.5585 | 104.6371 | 63534.3475 | 11234.1739
2074 | 7729.2504 | 109.6039 | 0 | 488.3031 | 2216.2439 | 173.3152 | 3.7073 | 936.1812 | -2000.6208 | 0 | 1926.7338 | 92.5345 | 63626.882 | 10297.9928
2075 | 6993.1313 | 99.1654 | 0 | 441.7981 | 2000.3936 | 157.5593 | 3.3703 | 936.1812 | -1800.5587 | 0 | 1837.9091 | 81.6578 | 63708.5399 | 9361.8116
2076 | 6257.0122 | 88.7269 | 0 | 395.293 | 1784.5433 | 157.5593 | 3.3703 | 936.1812 | -1600.4966 | 0 | 1765.1773 | 72.5528 | 63781.0927 | 9361.8116
2077 | 5520.8931 | 78.2885 | 0 | 348.7879 | 1568.693 | 157.5593 | 3.3703 | 936.1812 | -1400.4345 | 0 | 1692.4456 | 64.3535 | 63845.4462 | 9361.8116
2078 | 4784.774 | 67.85 | 0 | 302.2829 | 1352.8427 | 157.5593 | 3.3703 | 936.1812 | -1200.3725 | 0 | 1619.7138 | 56.9754 | 63902.4216 | 9361.8116
2079 | 4048.655 | 57.4115 | 0 | 255.7778 | 1136.9924 | 157.5593 | 3.3703 | 936.1812 | -1000.3104 | 0 | 1546.982 | 50.3415 | 63952.7631 | 9361.8116
2080 | 3312.5359 | 46.9731 | 0 | 209.2728 | 921.142 | 157.5593 | 3.3703 | 936.1812 | -800.2483 | 0 | 1474.2503 | 44.3817 | 63997.1449 | 9361.8116
2081 | 2576.4168 | 36.5346 | 0 | 162.7677 | 705.2917 | 157.5593 | 3.3703 | 936.1812 | -600.1862 | 0 | 1401.5185 | 39.0323 | 64036.1772 | 9361.8116
2082 | 1840.2977 | 26.0962 | 0 | 116.2626 | 489.4414 | 157.5593 | 3.3703 | 936.1812 | -400.1242 | 0 | 1328.7868 | 34.2351 | 64070.4123 | 9361.8116
2083 | 1104.1786 | 15.6577 | 0 | 69.7576 | 273.5911 | 157.5593 | 3.3703 | 936.1812 | -200.0621 | 0 | 1256.055 | 29.9376 | 64100.3499 | 9361.8116
2084 | 368.0595 | 5.2192 | 0 | 23.2525 | 57.7408 | 157.5593 | 3.3703 | 936.1812 | 6.8212e-13 | 0 | 1183.3233 | 26.0918 | 64126.4417 | 9361.8116
|  | IN SERVICE COST ($000) |  | 46809.058
|  | IN SERVICE YEAR |  | 2035 |  | CAPITAL STRUCTURE
|  | BOOK LIFE (YRS) |  | 50 |  | SOURCE | WEIGHT | COST |  |  | K-FACTOR = CPWFC / IN-SVC COST = | 1.37
|  | EFFEC. TAX RATE |  | 25.35% |  | DEBT | 40.4% | 3.51%
|  | DISCOUNT RATE |  | 8.096% |  | P/S | 0% | 0%
|  | PROPERTY TAX |  | 1.683% |  | C/S | 59.6% | 10.6%
|  | PROPERTY INSURANCE |  | 0.036%
page 4a | PROGRAM NAME: (5): DEFERRED TAX AND MID-YEAR RATE BASE CALCULATION; Residential Air Conditioning -15: PSC FORM CE 1.1A
|  |  |  | PROGRAM METHOD SELECTED: REV_REQ | [9 empty] | PAGE 2a OF 2
|  |  | PROGRAM NAME: | Residential Air Conditioning
(1) | (2) | (3) | (4) | (5) | (6) | (7) | (8) | (9) | (10) | (11) | (12) | (13) | (14) | (15)
[6 empty] | BOOK | ACCUMULATED | DEFERRED
|  |  | ACCUMULATED |  | ACCUMULATED | DEPRECIATION | BOOK DEPR | TAX | TOTAL |  |  |  | ANNUAL | ACCUMULATED
| TAX | TAX | TAX | BOOK | BOOK | FOR | FOR | DUE TO | EQUITY | BOOK DEPR | (10)*(11) | SALVAGE | DEFERRED TAX | DEFERRED
| DEPRECIATION | DEPRECIATION | DEPRECIATION | DEPRECIATION | DEPRECIATION | DEFERRED TAX | DEFERRED TAX | DEPRECIATION | AFUDC | RATE | TAX RATE | TAX RATE | (9)-(12)+(13) | TAX
YEAR | SCHEDULE | $(000) | $(000) | $(000) | $(000) | $(000) | $(000) | $(000) | $(000) | MINUS 1/LIFE | $(000) | $(000) | $(000) | $(000)
2035 | 3.75% | 1584.2784 | 1584.2784 | 936.1812 | 936.1812 | 936.1812 | 936.1812 | 503.0325 | 7341.2978 | 0 | 0 | 0 | 503.0325 | 1207.5384 | 7
2036 | 7.219% | 3049.8416 | 4634.12 | 936.1812 | 1872.3623 | 936.1812 | 1872.3623 | -69.8877 | 7341.2978 | 0 | 0 | 0 | -69.8877 | 1137.6506
2037 | 6.677% | 2820.8605 | 7454.9805 | 936.1812 | 2808.5435 | 936.1812 | 2808.5435 | -584.7727 | 7341.2978 | 0 | 0 | 0 | -584.7727 | 552.8779
2038 | 6.177% | 2609.6234 | 10064.6039 | 936.1812 | 3744.7246 | 936.1812 | 3744.7246 | -1046.1197 | 7341.2978 | 0 | 0 | 0 | -1046.1197 | -493.2418
2039 | 5.713% | 2413.5953 | 12478.1992 | 936.1812 | 4680.9058 | 936.1812 | 4680.9058 | -1457.7834 | 7341.2978 | 0 | 0 | 0 | -1457.7834 | -1951.0252
2040 | 5.285% | 2232.7764 | 14710.9756 | 936.1812 | 5617.087 | 936.1812 | 5617.087 | -1823.6185 | 7341.2978 | 0 | 0 | 0 | -1823.6185 | -3774.6437
2041 | 4.888% | 2065.0541 | 16776.0297 | 936.1812 | 6553.2681 | 936.1812 | 6553.2681 | -2146.9444 | 7341.2978 | 0 | 0 | 0 | -2146.9444 | -5921.5881
2042 | 4.522% | 1910.4285 | 18686.4582 | 936.1812 | 7489.4493 | 936.1812 | 7489.4493 | -2431.0804 | 7341.2978 | 0 | 0 | 0 | -2431.0804 | -8352.6684
2043 | 4.462% | 1885.0801 | 20571.5382 | 936.1812 | 8425.6304 | 936.1812 | 8425.6304 | -2708.7919 | 7341.2978 | 0 | 0 | 0 | -2708.7919 | -11061.4603
2044 | 4.461% | 1884.6576 | 22456.1958 | 936.1812 | 9361.8116 | 936.1812 | 9361.8116 | -2986.3962 | 7341.2978 | 0 | 0 | 0 | -2986.3962 | -14047.8566
2045 | 4.462% | 1885.0801 | 24341.2759 | 936.1812 | 10297.9928 | 936.1812 | 10297.9928 | -3264.1077 | 7341.2978 | 0 | 0 | 0 | -3264.1077 | -17311.9643
2046 | 4.461% | 1884.6576 | 26225.9335 | 936.1812 | 11234.1739 | 936.1812 | 11234.1739 | -3541.7121 | 7341.2978 | 0 | 0 | 0 | -3541.7121 | -20853.6764
2047 | 4.462% | 1885.0801 | 28111.0136 | 936.1812 | 12170.3551 | 936.1812 | 12170.3551 | -3819.4236 | 7341.2978 | 0 | 0 | 0 | -3819.4236 | -24673.0999
2048 | 4.461% | 1884.6576 | 29995.6712 | 936.1812 | 13106.5362 | 936.1812 | 13106.5362 | -4097.028 | 7341.2978 | 0 | 0 | 0 | -4097.028 | -28770.1279
2049 | 4.462% | 1885.0801 | 31880.7512 | 936.1812 | 14042.7174 | 936.1812 | 14042.7174 | -4374.7394 | 7341.2978 | 0 | 0 | 0 | -4374.7394 | -33144.8673
2050 | 4.461% | 1884.6576 | 33765.4088 | 936.1812 | 14978.8986 | 936.1812 | 14978.8986 | -4652.3438 | 7341.2978 | 0 | 0 | 0 | -4652.3438 | -37797.2111
2051 | 4.462% | 1885.0801 | 35650.4889 | 936.1812 | 15915.0797 | 936.1812 | 15915.0797 | -4930.0553 | 7341.2978 | 0 | 0 | 0 | -4930.0553 | -42727.2664
2052 | 4.461% | 1884.6576 | 37535.1465 | 936.1812 | 16851.2609 | 936.1812 | 16851.2609 | -5207.6597 | 7341.2978 | 0 | 0 | 0 | -5207.6597 | -47934.9261
2053 | 4.462% | 1885.0801 | 39420.2265 | 936.1812 | 17787.4421 | 936.1812 | 17787.4421 | -5485.3711 | 7341.2978 | 0 | 0 | 0 | -5485.3711 | -53420.2972
2054 | 4.461% | 1884.6576 | 41304.8841 | 936.1812 | 18723.6232 | 936.1812 | 18723.6232 | -5762.9755 | 7341.2978 | 0 | 0 | 0 | -5762.9755 | -59183.2728
2055 | 2.231% | 942.54 | 42247.4242 | 936.1812 | 19659.8044 | 936.1812 | 19659.8044 | -5801.8002 | 7341.2978 | 0 | 0 | 0 | -5801.8002 | -64985.073
2056 | 0% | 0 | 42247.4242 | 936.1812 | 20595.9855 | 936.1812 | 20595.9855 | -5601.7381 | 7341.2978 | 0 | 0 | 0 | -5601.7381 | -70586.8111
2057 | 0% | 0 | 42247.4242 | 936.1812 | 21532.1667 | 936.1812 | 21532.1667 | -5401.6761 | 7341.2978 | 0 | 0 | 0 | -5401.6761 | -75988.4872
2058 | 0% | 0 | 42247.4242 | 936.1812 | 22468.3479 | 936.1812 | 22468.3479 | -5201.614 | 7341.2978 | 0 | 0 | 0 | -5201.614 | -81190.1012
2059 | 0% | 0 | 42247.4242 | 936.1812 | 23404.529 | 936.1812 | 23404.529 | -5001.5519 | 7341.2978 | 0 | 0 | 0 | -5001.5519 | -86191.6531
2060 | 0% | 0 | 42247.4242 | 936.1812 | 24340.7102 | 936.1812 | 24340.7102 | -4801.4898 | 7341.2978 | 0 | 0 | 0 | -4801.4898 | -90993.1429
2061 | 0% | 0 | 42247.4242 | 936.1812 | 25276.8913 | 936.1812 | 25276.8913 | -4601.4278 | 7341.2978 | 0 | 0 | 0 | -4601.4278 | -95594.5707
2062 | 0% | 0 | 42247.4242 | 936.1812 | 26213.0725 | 936.1812 | 26213.0725 | -4401.3657 | 7341.2978 | 0 | 0 | 0 | -4401.3657 | -99995.9364
2063 | 0% | 0 | 42247.4242 | 936.1812 | 27149.2537 | 936.1812 | 27149.2537 | -4201.3036 | 7341.2978 | 0 | 0 | 0 | -4201.3036 | -104197.24
2064 | 0% | 0 | 42247.4242 | 936.1812 | 28085.4348 | 936.1812 | 28085.4348 | -4001.2415 | 7341.2978 | 0 | 0 | 0 | -4001.2415 | -108198.4815
2065 | 0% | 0 | 42247.4242 | 936.1812 | 29021.616 | 936.1812 | 29021.616 | -3801.1795 | 7341.2978 | 0 | 0 | 0 | -3801.1795 | -111999.661
2066 | 0% | 0 | 42247.4242 | 936.1812 | 29957.7971 | 936.1812 | 29957.7971 | -3601.1174 | 7341.2978 | 0 | 0 | 0 | -3601.1174 | -115600.7784
2067 | 0% | 0 | 42247.4242 | 936.1812 | 30893.9783 | 936.1812 | 30893.9783 | -3401.0553 | 7341.2978 | 0 | 0 | 0 | -3401.0553 | -119001.8337
2068 | 0% | 0 | 42247.4242 | 936.1812 | 31830.1595 | 936.1812 | 31830.1595 | -3200.9932 | 7341.2978 | 0 | 0 | 0 | -3200.9932 | -122202.8269
2069 | 0% | 0 | 42247.4242 | 936.1812 | 32766.3406 | 936.1812 | 32766.3406 | -3000.9311 | 7341.2978 | 0 | 0 | 0 | -3000.9311 | -125203.758
2070 | 0% | 0 | 42247.4242 | 936.1812 | 33702.5218 | 936.1812 | 33702.5218 | -2800.8691 | 7341.2978 | 0 | 0 | 0 | -2800.8691 | -128004.6271
2071 | 0% | 0 | 42247.4242 | 936.1812 | 34638.7029 | 936.1812 | 34638.7029 | -2600.807 | 7341.2978 | 0 | 0 | 0 | -2600.807 | -130605.4341
2072 | 0% | 0 | 42247.4242 | 936.1812 | 35574.8841 | 936.1812 | 35574.8841 | -2400.7449 | 7341.2978 | 0 | 0 | 0 | -2400.7449 | -133006.179
2073 | 0% | 0 | 42247.4242 | 936.1812 | 36511.0653 | 936.1812 | 36511.0653 | -2200.6828 | 7341.2978 | 0 | 0 | 0 | -2200.6828 | -135206.8619
2074 | 0% | 0 | 42247.4242 | 936.1812 | 37447.2464 | 936.1812 | 37447.2464 | -2000.6208 | 7341.2978 | 0 | 0 | 0 | -2000.6208 | -137207.4826
2075 | 0% | 0 | 42247.4242 | 936.1812 | 38383.4276 | 936.1812 | 38383.4276 | -1800.5587 | 7341.2978 | 0 | 0 | 0 | -1800.5587 | -139008.0413
2076 | 0% | 0 | 42247.4242 | 936.1812 | 39319.6087 | 936.1812 | 39319.6087 | -1600.4966 | 7341.2978 | 0 | 0 | 0 | -1600.4966 | -140608.5379
2077 | 0% | 0 | 42247.4242 | 936.1812 | 40255.7899 | 936.1812 | 40255.7899 | -1400.4345 | 7341.2978 | 0 | 0 | 0 | -1400.4345 | -142008.9725
2078 | 0% | 0 | 42247.4242 | 936.1812 | 41191.9711 | 936.1812 | 41191.9711 | -1200.3725 | 7341.2978 | 0 | 0 | 0 | -1200.3725 | -143209.3449
2079 | 0% | 0 | 42247.4242 | 936.1812 | 42128.1522 | 936.1812 | 42128.1522 | -1000.3104 | 7341.2978 | 0 | 0 | 0 | -1000.3104 | -144209.6553
2080 | 0% | 0 | 42247.4242 | 936.1812 | 43064.3334 | 936.1812 | 43064.3334 | -800.2483 | 7341.2978 | 0 | 0 | 0 | -800.2483 | -145009.9036
2081 | 0% | 0 | 42247.4242 | 936.1812 | 44000.5145 | 936.1812 | 44000.5145 | -600.1862 | 7341.2978 | 0 | 0 | 0 | -600.1862 | -145610.0899
2082 | 0% | 0 | 42247.4242 | 936.1812 | 44936.6957 | 936.1812 | 44936.6957 | -400.1242 | 7341.2978 | 0 | 0 | 0 | -400.1242 | -146010.214
2083 | 0% | 0 | 42247.4242 | 936.1812 | 45872.8769 | 936.1812 | 45872.8769 | -200.0621 | 7341.2978 | 0 | 0 | 0 | -200.0621 | -146210.2761
2084 | 0% | 0 | 42247.4242 | 936.1812 | 46809.058 | 936.1812 | 46809.058 | 6.8212e-13 | 7341.2978 | 0 | 0 | 0 | 6.8212e-13 | -146210.2761
| SALVAGE / REMOVAL COST |  |  |  | 0
| YEAR SALVAGE / COST OF REMOVAL |  |  |  | 2084
| DEFERRED TAXES DURING CONSTRUCTION (SEE PAGE 5) |  |  |  | 704.5058
| TOTAL EQUITY AFUDC CAPITALIZED (SEE PAGE 5) |  |  |  | 7341.2978
| BOOK DEPRECIATION RATE - 1/USEFUL LIFE |  |  |  | 2%
page 4b |  |  |  | DEFERRED TAX AND MID-YEAR RATE BASE CALCULATION | [9 empty] | PSC FORM CE 1.1A
|  |  |  | PROGRAM METHOD SELECTED: REV_REQ | [9 empty] | PAGE 2b OF 2
|  |  | PROGRAM NAME: | Residential Air Conditioning
(1) | (2) | (3) | (4) | (5) | (5a)* | (5b)* | (6) | (7) | (8)
END
OF YEAR
|  |  |  | NET |  |  | BEGINNING | ENDING OF
| TAX | TAX | DEFERRED | PLANT IN | ACCUMULATED | ACCUMULATED | YEAR RATE | YEAR RATE | MID-YEAR
| DEPRECIATION | DEPRECIATION | TAX | SERVICE | DEPRECIATION | DEF TAXES | BASE | BASE | RATE BASE
YEAR | SCHEDULE | $(000) | $(000) | $(000) | $(000) | $(000) | $(000) | $(000) | $(000)
2035 | 3.75% | 1584.2784 | 503.0325 | 45872.8769 | 936.1812 | 1207.5384 | 47513.5639 | 46375.9094 | 46944.7366
2036 | 7.219% | 3049.8416 | -69.8877 | 44936.6957 | 1872.3623 | 1137.6506 | 46375.9094 | 44866.808 | 45621.3587
2037 | 6.677% | 2820.8605 | -584.7727 | 44000.5145 | 2808.5435 | 552.8779 | 44866.808 | 43415.7418 | 44141.2749
2038 | 6.177% | 2609.6234 | -1046.1197 | 43064.3334 | 3744.7246 | -493.2418 | 43415.7418 | 42018.2137 | 42716.9777
2039 | 5.713% | 2413.5953 | -1457.7834 | 42128.1522 | 4680.9058 | -1951.0252 | 42018.2137 | 40670.3688 | 41344.2913
2040 | 5.285% | 2232.7764 | -1823.6185 | 41191.9711 | 5617.087 | -3774.6437 | 40670.3688 | 39368.3526 | 40019.3607
2041 | 4.888% | 2065.0541 | -2146.9444 | 40255.7899 | 6553.2681 | -5921.5881 | 39368.3526 | 38108.8455 | 38738.5991
2042 | 4.522% | 1910.4285 | -2431.0804 | 39319.6087 | 7489.4493 | -8352.6684 | 38108.8455 | 36888.5284 | 37498.687
2043 | 4.462% | 1885.0801 | -2708.7919 | 38383.4276 | 8425.6304 | -11061.4603 | 36888.5284 | 35674.6357 | 36281.582
2044 | 4.461% | 1884.6576 | -2986.3962 | 37447.2464 | 9361.8116 | -14047.8566 | 35674.6357 | 34460.8502 | 35067.743
2045 | 4.462% | 1885.0801 | -3264.1077 | 36511.0653 | 10297.9928 | -17311.9643 | 34460.8502 | 33246.9576 | 33853.9039
2046 | 4.461% | 1884.6576 | -3541.7121 | 35574.8841 | 11234.1739 | -20853.6764 | 33246.9576 | 32033.172 | 32640.0648
2047 | 4.462% | 1885.0801 | -3819.4236 | 34638.7029 | 12170.3551 | -24673.0999 | 32033.172 | 30819.2794 | 31426.2257
2048 | 4.461% | 1884.6576 | -4097.028 | 33702.5218 | 13106.5362 | -28770.1279 | 30819.2794 | 29605.4938 | 30212.3866
2049 | 4.462% | 1885.0801 | -4374.7394 | 32766.3406 | 14042.7174 | -33144.8673 | 29605.4938 | 28391.6012 | 28998.5475
2050 | 4.461% | 1884.6576 | -4652.3438 | 31830.1595 | 14978.8986 | -37797.2111 | 28391.6012 | 27177.8156 | 27784.7084
2051 | 4.462% | 1885.0801 | -4930.0553 | 30893.9783 | 15915.0797 | -42727.2664 | 27177.8156 | 25963.923 | 26570.8693
2052 | 4.461% | 1884.6576 | -5207.6597 | 29957.7971 | 16851.2609 | -47934.9261 | 25963.923 | 24750.1375 | 25357.0302
2053 | 4.462% | 1885.0801 | -5485.3711 | 29021.616 | 17787.4421 | -53420.2972 | 24750.1375 | 23536.2448 | 24143.1912
2054 | 4.461% | 1884.6576 | -5762.9755 | 28085.4348 | 18723.6232 | -59183.2728 | 23536.2448 | 22322.4593 | 22929.3521
2055 | 2.231% | 942.54 | -5801.8002 | 27149.2537 | 19659.8044 | -64985.073 | 22322.4593 | 21347.4534 | 21834.9564
2056 | 0% | 0 | -5601.7381 | 26213.0725 | 20595.9855 | -70586.8111 | 21347.4534 | 20611.3344 | 20979.3939
2057 | 0% | 0 | -5401.6761 | 25276.8913 | 21532.1667 | -75988.4872 | 20611.3344 | 19875.2153 | 20243.2748
2058 | 0% | 0 | -5201.614 | 24340.7102 | 22468.3479 | -81190.1012 | 19875.2153 | 19139.0962 | 19507.1557
2059 | 0% | 0 | -5001.5519 | 23404.529 | 23404.529 | -86191.6531 | 19139.0962 | 18402.9771 | 18771.0366
2060 | 0% | 0 | -4801.4898 | 22468.3479 | 24340.7102 | -90993.1429 | 18402.9771 | 17666.858 | 18034.9176
2061 | 0% | 0 | -4601.4278 | 21532.1667 | 25276.8913 | -95594.5707 | 17666.858 | 16930.7389 | 17298.7985
2062 | 0% | 0 | -4401.3657 | 20595.9855 | 26213.0725 | -99995.9364 | 16930.7389 | 16194.6198 | 16562.6794
2063 | 0% | 0 | -4201.3036 | 19659.8044 | 27149.2537 | -104197.24 | 16194.6198 | 15458.5008 | 15826.5603
2064 | 0% | 0 | -4001.2415 | 18723.6232 | 28085.4348 | -108198.4815 | 15458.5008 | 14722.3817 | 15090.4412
2065 | 0% | 0 | -3801.1795 | 17787.4421 | 29021.616 | -111999.661 | 14722.3817 | 13986.2626 | 14354.3221
2066 | 0% | 0 | -3601.1174 | 16851.2609 | 29957.7971 | -115600.7784 | 13986.2626 | 13250.1435 | 13618.2031
2067 | 0% | 0 | -3401.0553 | 15915.0797 | 30893.9783 | -119001.8337 | 13250.1435 | 12514.0244 | 12882.084
2068 | 0% | 0 | -3200.9932 | 14978.8986 | 31830.1595 | -122202.8269 | 12514.0244 | 11777.9053 | 12145.9649
2069 | 0% | 0 | -3000.9311 | 14042.7174 | 32766.3406 | -125203.758 | 11777.9053 | 11041.7863 | 11409.8458
2070 | 0% | 0 | -2800.8691 | 13106.5362 | 33702.5218 | -128004.6271 | 11041.7863 | 10305.6672 | 10673.7267
2071 | 0% | 0 | -2600.807 | 12170.3551 | 34638.7029 | -130605.4341 | 10305.6672 | 9569.5481 | 9937.6076
2072 | 0% | 0 | -2400.7449 | 11234.1739 | 35574.8841 | -133006.179 | 9569.5481 | 8833.429 | 9201.4885
2073 | 0% | 0 | -2200.6828 | 10297.9928 | 36511.0653 | -135206.8619 | 8833.429 | 8097.3099 | 8465.3695
2074 | 0% | 0 | -2000.6208 | 9361.8116 | 37447.2464 | -137207.4826 | 8097.3099 | 7361.1908 | 7729.2504
2075 | 0% | 0 | -1800.5587 | 8425.6304 | 38383.4276 | -139008.0413 | 7361.1908 | 6625.0718 | 6993.1313
2076 | 0% | 0 | -1600.4966 | 7489.4493 | 39319.6087 | -140608.5379 | 6625.0718 | 5888.9527 | 6257.0122
2077 | 0% | 0 | -1400.4345 | 6553.2681 | 40255.7899 | -142008.9725 | 5888.9527 | 5152.8336 | 5520.8931
2078 | 0% | 0 | -1200.3725 | 5617.087 | 41191.9711 | -143209.3449 | 5152.8336 | 4416.7145 | 4784.774
2079 | 0% | 0 | -1000.3104 | 4680.9058 | 42128.1522 | -144209.6553 | 4416.7145 | 3680.5954 | 4048.655
2080 | 0% | 0 | -800.2483 | 3744.7246 | 43064.3334 | -145009.9036 | 3680.5954 | 2944.4763 | 3312.5359
2081 | 0% | 0 | -600.1862 | 2808.5435 | 44000.5145 | -145610.0899 | 2944.4763 | 2208.3573 | 2576.4168
2082 | 0% | 0 | -400.1242 | 1872.3623 | 44936.6957 | -146010.214 | 2208.3573 | 1472.2382 | 1840.2977
2083 | 0% | 0 | -200.0621 | 936.1812 | 45872.8769 | -146210.2761 | 1472.2382 | 736.1191 | 1104.1786
2084 | 0% | 0 | 6.8212e-13 | -7.0486e-12 | 46809.058 | -146210.2761 | 736.1191 | 6.8212e-13 | 368.0595
* Column not specified in workbook
(1): page 5 |  |  |  |  | PSC FORM CE 1.1B
PAGE 1 OF 1
(1) | (2) | (3) | (4) | (5) | (6) | (7)
| NO.YEARS | PLANT | CUMULATIVE | YEARLY | ANNUAL | CUMULATIVE
| BEFORE | ESCALATION | ESCALATION | EXPENDITURE | SPENDING | AVERAGE SPENDING
YEAR | IN-SERVICE | RATE | FACTOR | (%) | ($/kW) | ($/kW)
2023 | -12 | 0% | 1 | 0 | 0 | 0
2024 | -11 | 2.5% | 1.025 | 0 | 0 | 0
2025 | -10 | 2.5% | 1.0506 | 0 | 0 | 0
2026 | -9 | 2.5% | 1.0769 | 0 | 0 | 0
2027 | -8 | 2.5% | 1.1038 | 0 | 0 | 0
2028 | -7 | 2.5% | 1.1314 | 0 | 0 | 0
2029 | -6 | 2.5% | 1.1597 | 0 | 0 | 0
2030 | -5 | 2.5% | 1.1887 | 43.903 | 410.3701 | 205.185
2031 | -4 | 2.5% | 1.2184 | 38.3775 | 367.6895 | 594.2148
2032 | -3 | 2.5% | 1.2489 | 17.7195 | 174.0124 | 865.0657
2033 | -2 | 2% | 1.2738 | 0 | 0 | 952.0719
2034 | -1 | 2% | 1.2993 | 0 | 0 | 952.0719
|  |  |  | 100 | 952.0719
|  | (8) | (8a)* | (8b)* | (9) | (9a)* | (9b)* | (9c)* | (9d)* | (9e)* | (10) | (11)
(3): CUMULATIVE; (5): CUMULATIVE; (6): YEARLY; (7): CUMULATIVE | CONSTRUCTION |  |  | CUMULATIVE | INCREMENTAL | CUMULATIVE
| NO.YEARS | SPENDING | DEBT | DEBT | TOTAL | TOTAL | PERIOD | CUMULATIVE | DEFERRED | DEFERRED | YEAR-END | YEAR-END
| BEFORE | WITH AFUDC | AFUDC | AFUDC | AFUDC | AFUDC | INTEREST | CPI | TAXES | TAXES | BOOK VALUE | BOOK VALUE
YEAR | IN-SERVICE | ($/kW) | ($/kW) | ($/kW) | ($/kW) | ($/kW) | ($/kW) | ($/kW) | ($/kW) | ($/kW) | ($/kW) | ($/kW)
2023 | -12 | 0 | 0 | 0 | 0 | 0 | 0 | 0 | 0 | 0 | 0 | 0
2024 | -11 | 0 | 0 | 0 | 0 | 0 | 0 | 0 | 0 | 0 | 0 | 0
2025 | -10 | 0 | 0 | 0 | 0 | 0 | 0 | 0 | 0 | 0 | 0 | 0
2026 | -9 | 0 | 0 | 0 | 0 | 0 | 0 | 0 | 0 | 0 | 0 | 0
2027 | -8 | 0 | 0 | 0 | 0 | 0 | 0 | 0 | 0 | 0 | 0 | 0
2028 | -7 | 0 | 0 | 0 | 0 | 0 | 0 | 0 | 0 | 0 | 0 | 0
2029 | -6 | 0 | 0 | 0 | 0 | 0 | 0 | 0 | 0 | 0 | 0 | 0
2030 | -5 | 205.185 | 2.8726 | 2.8726 | 12.7625 | 12.7625 | 7.202 | 7.202 | 1.0973 | 1.0973 | 423.1326 | 423.1326
2031 | -4 | 606.9773 | 8.4823 | 11.3549 | 37.6857 | 50.4482 | 20.8569 | 28.0589 | 3.1363 | 4.2336 | 405.3752 | 828.5078
2032 | -3 | 915.514 | 12.7579 | 24.1128 | 56.6816 | 107.1299 | 30.3638 | 58.4227 | 4.4622 | 8.6958 | 230.694 | 1059.2018
2033 | -2 | 1059.2018 | 14.7071 | 38.8199 | 65.3415 | 172.4714 | 33.4177 | 91.8405 | 4.7422 | 13.4381 | 65.3415 | 1124.5433
2034 | -1 | 1124.5433 | 15.5555 | 54.3754 | 69.1107 | 241.5821 | 33.4177 | 125.2582 | 4.5272 | 17.9652 | 69.1107 | 1193.654
(4): 54.3754; (6): 241.5821 | 125.2582 |  | 17.9652 |  | 1193.654
BOOK BASIS
[7 empty] | BOOK BASIS | FOR DEF TAX | TAX BASIS
(6): CONSTRUCTION CASH | 37335.4331 | 37335.4331 | 37335.4331
(6): EQUITY AFUDC | 7341.2978
(6): DEBT AFUDC | 2132.3272 | 2132.3272
(2): IN SERVICE YEAR; (4): 2035; (6): CPI |  |  | 4911.9911
| PLANT COSTS |  | 786.3466 |  | ITC Basis Reduction (Solar)
(2): AFUDC RATE; (4): 6.22%; (6): TOTAL | 46809.058 | 39467.7602 | 42247.4242 |  | * Column not specified in workbook
(1): page 6; (6): INPUT DATA -- PART 2 | [7 empty] | PSC FORM CE 1.2
(6): PROGRAM METHOD SELECTED : REV_REQ | [7 empty] | PAGE 1 OF 1
|  |  |  | PROGRAM NAME: | Residential Air Conditioning
(1) | (2) | (3) | (4) | (5) | (6)* | (7) | (8) | (9)
UTILITY
| CUMULATIVE | ADJUSTED | AVERAGE | AVOIDED | INCREASED |  | PROGRAM | PROGRAM
| TOTAL | CUMULATIVE | SYSTEM | MARGINAL | MARGINAL | REPLACEMENT | KW | kWH
| PARTICIPATING | PARTICIPATING | FUEL COST | FUEL COST | FUEL COST | FUEL COST | EFFECTIVENESS | EFFECTIVENESS
YEAR | CUSTOMERS | CUSTOMERS | (C/kWh) | (C/kWh) | (C/kWh) | (C/kWh) | FACTOR | FACTOR
2023 | 0 | 0 | 2.1107 | 2.8192 | 2.1107 | 0 | 1 | 1
2024 | 0 | 0 | 2.6607 | 4.004 | 2.6607 | 0 | 1 | 1
2025 | 20000 | 20000 | 2.9695 | 3.1242 | 3.2886 | 0 | 1 | 1
2026 | 40200 | 40200 | 3.4117 | 3.5621 | 3.8402 | 0 | 1 | 1
2027 | 60602 | 60602 | 3.3657 | 3.5229 | 3.818 | 0 | 1 | 1
2028 | 81208.02 | 81208.02 | 3.5114 | 3.6073 | 3.9228 | 0 | 1 | 1
2029 | 102020.1002 | 102020.1002 | 3.5913 | 3.6743 | 4.1124 | 0 | 1 | 1
2030 | 123040.3012 | 123040.3012 | 3.292 | 3.3123 | 3.7909 | 0 | 1 | 1
2031 | 144270.7042 | 144270.7042 | 3.0693 | 2.9822 | 3.6107 | 0 | 1 | 1
2032 | 165713.4113 | 165713.4113 | 2.9515 | 2.8382 | 3.5385 | 0 | 1 | 1
2033 | 187370.5454 | 187370.5454 | 3.334 | 3.2621 | 3.7873 | 6.8825 | 1 | 1
2034 | 209244.2508 | 209244.2508 | 3.5332 | 3.485 | 4.0354 | 6.9767 | 1 | 1
2035 | 209244.2508 | 209244.2508 | 3.8608 | 3.8506 | 4.4219 | 7.1294 | 1 | 1
2036 | 209244.2508 | 209244.2508 | 4.0027 | 3.9795 | 4.5068 | 6.9828 | 1 | 1
2037 | 209244.2508 | 209244.2508 | 4.1974 | 4.1975 | 4.6972 | 7.1471 | 1 | 1
2038 | 209244.2508 | 209244.2508 | 4.5318 | 4.5775 | 5.0494 | 7.2249 | 1 | 1
2039 | 209244.2508 | 209244.2508 | 4.7163 | 4.7431 | 5.2075 | 7.1579 | 1 | 1
2040 | 209244.2508 | 209244.2508 | 5.0571 | 5.0826 | 5.5442 | 7.3834 | 1 | 1
2041 | 209244.2508 | 209244.2508 | 5.3851 | 5.3804 | 5.8112 | 7.5063 | 1 | 1
2042 | 209244.2508 | 209244.2508 | 5.4894 | 5.5113 | 5.9303 | 7.5907 | 1 | 1
2043 | 209244.2508 | 209244.2508 | 5.722 | 5.7359 | 6.1835 | 7.8225 | 1 | 1
2044 | 209244.2508 | 209244.2508 | 6.1136 | 6.1629 | 6.6078 | 8.0846 | 1 | 1
2045 | 209244.2508 | 209244.2508 | 6.4999 | 6.5506 | 7.0229 | 8.4913 | 1 | 1
2046 | 209244.2508 | 209244.2508 | 6.711 | 6.7746 | 7.2628 | 8.361 | 1 | 1
2047 | 209244.2508 | 209244.2508 | 7.0712 | 7.1189 | 7.6091 | 8.8452 | 1 | 1
2048 | 209244.2508 | 209244.2508 | 7.4142 | 7.456 | 7.9896 | 9.2397 | 1 | 1
2049 | 209244.2508 | 209244.2508 | 7.8908 | 7.961 | 8.493 | 9.5526 | 1 | 1
2050 | 209244.2508 | 209244.2508 | 8.5419 | 8.6429 | 9.2288 | 10.0912 | 1 | 1
2051 | 209244.2508 | 209244.2508 | 8.4856 | 8.578 | 9.1322 | 10.1556 | 1 | 1
2052 | 209244.2508 | 209244.2508 | 8.5408 | 8.6269 | 9.1419 | 10.0773 | 1 | 1
2053 | 209244.2508 | 209244.2508 | 8.5762 | 8.6662 | 9.2249 | 10.0634 | 1 | 1
2054 | 209244.2508 | 209244.2508 | 8.6113 | 8.7065 | 9.1884 | 9.8472 | 1 | 1
2055 | 209244.2508 | 209244.2508 | 8.5691 | 8.6414 | 9.1088 | 9.9113 | 1 | 1
2056 | 209244.2508 | 209244.2508 | 8.5437 | 8.6448 | 9.0758 | 9.7266 | 1 | 1
2057 | 209244.2508 | 209244.2508 | 8.5899 | 8.7114 | 9.2111 | 9.8003 | 1 | 1
2058 | 209244.2508 | 209244.2508 | 8.5125 | 8.5891 | 9.0337 | 9.5906 | 1 | 1
2059 | 209244.2508 | 209244.2508 | 8.5501 | 8.6425 | 9.1026 | 9.6304 | 1 | 1
2060 | 209244.2508 | 209244.2508 | 8.5885 | 8.7028 | 9.1274 | 9.5391 | 1 | 1
2061 | 209244.2508 | 209244.2508 | 8.4296 | 8.5403 | 8.9735 | 9.4471 | 1 | 1
2062 | 209244.2508 | 209244.2508 | 8.4175 | 8.5184 | 8.9683 | 9.2658 | 1 | 1
2063 | 209244.2508 | 209244.2508 | 8.4946 | 8.6434 | 9.1512 | 9.7339 | 1 | 1
2064 | 209244.2508 | 209244.2508 | 8.4747 | 8.6014 | 9.0347 | 9.6201 | 1 | 1
2065 | 209244.2508 | 209244.2508 | 8.3716 | 8.4865 | 8.9166 | 9.4973 | 1 | 1
2066 | 209244.2508 | 209244.2508 | 8.3231 | 8.4397 | 8.9166 | 9.4862 | 1 | 1
2067 | 209244.2508 | 209244.2508 | 8.3315 | 8.4659 | 8.9216 | 9.4654 | 1 | 1
2068 | 209244.2508 | 209244.2508 | 8.3868 | 8.5208 | 8.6176 | 9.4211 | 1 | 1
2069 | 209244.2508 | 209244.2508 | 8.3868 | 8.5208 | 8.6176 | 9.5006 | 1 | 1
2070 | 209244.2508 | 209244.2508 | 8.3868 | 8.5208 | 8.6176 | 9.299 | 1 | 1
2071 | 209244.2508 | 209244.2508 | 8.3868 | 8.5208 | 8.6176 | 9.2593 | 1 | 1
2072 | 209244.2508 | 209244.2508 | 8.3868 | 8.5208 | 8.6176 | 9.2196 | 1 | 1
2073 | 209244.2508 | 209244.2508 | 8.3868 | 8.5208 | 8.6176 | 9.18 | 1 | 1
2074 | 209244.2508 | 209244.2508 | 8.3868 | 8.5208 | 8.6176 | 9.18 | 1 | 1
2075 | 209244.2508 | 209244.2508 | 8.3868 | 8.5208 | 8.6176 | 9.18 | 1 | 1
2076 | 209244.2508 | 209244.2508 | 8.3868 | 8.5208 | 8.6176 | 9.18 | 1 | 1
2077 | 209244.2508 | 209244.2508 | 8.3868 | 8.5208 | 8.6176 | 9.18 | 1 | 1
2078 | 209244.2508 | 209244.2508 | 8.3868 | 8.5208 | 8.6176 | 9.18 | 1 | 1
2079 | 209244.2508 | 209244.2508 | 8.3868 | 8.5208 | 8.6176 | 9.18 | 1 | 1
2080 | 209244.2508 | 209244.2508 | 8.3868 | 8.5208 | 8.6176 | 9.18 | 1 | 1
2081 | 209244.2508 | 209244.2508 | 8.3868 | 8.5208 | 8.6176 | 9.18 | 1 | 1
2082 | 209244.2508 | 209244.2508 | 8.3868 | 8.5208 | 8.6176 | 9.18 | 1 | 1
* THIS COLUMN IS USED ONLY FOR LOAD SHIFTING PROGRAMS WHICH SHIFT CONSUMPTION TO OFF-PEAK PERIODS.
THE VALUES REPRESENT THE OFF PEAK SYSTEM FUEL COSTS.
(1): page 7; (4): AVOIDED GENERATING BENEFITS | [5 empty] | PSC FORM CE 2.1
(4): PROGRAM METHOD SELECTED: REV_REQ | [5 empty] | PAGE 1 OF 1
|  | PROGRAM NAME: | Residential Air Conditioning
| (2) | (3) | (4) | (5) | (6) | (7)
AVOIDED
| GEN UNIT | AVOIDED | AVOIDED | AVOIDED |  | AVOIDED
| CAPACITY | GEN UNIT | GEN UNIT | GEN UNIT | REPLACEMENT | GEN UNIT
| COST | FIXED O&M | VARIABLE O&M | FUEL COST | FUEL COST | BENEFITS
YEAR | $(000) | $(000) | $(000) | $(000) | $(000) | $(000)
2023 | 0 | 0 | 0 | 0 | 0 | 0
2024 | 0 | 0 | 0 | 0 | 0 | 0
2025 | 0 | 0 | 0 | 0 | 0 | 0
2026 | 0 | 0 | 0 | 0 | 0 | 0
2027 | 0 | 0 | 0 | 0 | 0 | 0
2028 | 0 | 0 | 0 | 0 | 0 | 0
2029 | 0 | 0 | 0 | 0 | 0 | 0
2030 | 0 | 0 | 0 | 0 | 0 | 0
2031 | 0 | 0 | 0 | 0 | 0 | 0
2032 | 0 | 0 | 0 | 0 | 0 | 0
2033 | 0 | 0 | 0 | 0 | 0 | 0
2034 | 0 | 0 | 0 | 0 | 0 | 0
2035 | 6429.0191 | 625.91 | 23.8801 | 14511.6047 | 15919.2788 | 5671.1352
2036 | 6282.1707 | 641.5578 | 26.3599 | 15315.2763 | 16791.3077 | 5474.0569
2037 | 6119.839 | 657.5967 | 27.4049 | 15907.2348 | 17431.7968 | 5280.2786
2038 | 5963.0193 | 674.0366 | 29.2769 | 16739.5218 | 18366.2169 | 5039.6377
2039 | 5811.299 | 690.8875 | 31.2254 | 17426.0864 | 18933.465 | 5026.0334
2040 | 5664.2972 | 708.1597 | 32.4217 | 18132.0257 | 19783.7812 | 4753.1232
2041 | 5521.6594 | 725.8637 | 34.9365 | 19394.2658 | 21144.4577 | 4532.2677
2042 | 5383.0578 | 744.0103 | 35.3732 | 19333.0501 | 21121.4436 | 4374.0477
2043 | 5246.7096 | 762.6106 | 36.2575 | 19970.2505 | 21766.3008 | 4249.5273
2044 | 5110.684 | 781.6758 | 38.0816 | 21013.6322 | 23051.1142 | 3892.9594
2045 | 4974.6585 | 801.2177 | 39.5039 | 22507.6128 | 24502.3078 | 3820.6851
2046 | 4838.633 | 821.2482 | 41.4556 | 22559.0038 | 24700.7471 | 3559.5934
2047 | 4702.6075 | 841.7794 | 42.492 | 23888.437 | 26131.2425 | 3344.0733
2048 | 4566.582 | 862.8239 | 43.0478 | 24743.6026 | 26979.5101 | 3236.5462
2049 | 4430.5564 | 884.3944 | 45.1622 | 26016.1828 | 28549.4734 | 2826.8225
2050 | 4294.5309 | 906.5043 | 46.8234 | 27566.7416 | 30505.6698 | 2308.9304
2051 | 4158.5054 | 929.1669 | 47.994 | 27938.5706 | 30700.4454 | 2373.7916
2052 | 4022.4799 | 952.3961 | 48.6348 | 27292.3356 | 30117.515 | 2198.3313
2053 | 3886.4544 | 976.206 | 50.9967 | 27717.9603 | 30767.4343 | 1864.183
2054 | 3750.4288 | 1000.6111 | 52.8589 | 27497.6248 | 30444.6018 | 1856.9219
2055 | 3626.2048 | 1025.6264 | 54.1804 | 27482.1663 | 30642.8894 | 1545.2885
2056 | 3525.5786 | 1051.2671 | 55.5349 | 26959.6681 | 30071.8875 | 1520.1612
2057 | 3436.7539 | 1077.5488 | 57.5557 | 27506.1785 | 30636.2846 | 1441.7523
2058 | 3347.9292 | 1104.4875 | 59.6429 | 27170.0415 | 30310.2982 | 1371.8028
2059 | 3259.1045 | 1132.0997 | 60.4695 | 26984.1269 | 30105.3202 | 1330.4803
2060 | 3170.2798 | 1160.4022 | 61.9812 | 26655.8909 | 29819.8122 | 1228.7419
2061 | 3081.455 | 1189.4122 | 62.8326 | 26140.3663 | 29207.6867 | 1266.3794
2062 | 2992.6303 | 1219.1475 | 65.119 | 26183.8563 | 28965.4056 | 1495.3475
2063 | 2903.8056 | 1249.6262 | 66.747 | 27496.8003 | 30428.806 | 1288.1731
2064 | 2814.9809 | 1280.8669 | 69.1675 | 27132.1165 | 30403.4089 | 893.7229
2065 | 2726.1562 | 1312.8885 | 70.1261 | 26793.4374 | 29689.2389 | 1213.3693
2066 | 2637.3315 | 1345.7107 | 71.8792 | 26655.8909 | 29654.5139 | 1056.2985
2067 | 2548.5068 | 1379.3535 | 73.6762 | 26796.5635 | 29589.2434 | 1208.8566
2068 | 2459.6821 | 1413.8373 | 75.5181 | 26580.8655 | 29450.8759 | 1079.0271
2069 | 2370.8574 | 1449.1833 | 77.4061 | 26859.0846 | 29699.5055 | 1057.0258
2070 | 2282.0326 | 1485.4129 | 79.3412 | 26027.5534 | 29069.0705 | 805.2696
2071 | 2193.2079 | 1522.5482 | 81.3247 | 25874.3766 | 28945.0763 | 726.3811
2072 | 2104.3832 | 1560.6119 | 83.3579 | 25721.1998 | 28821.0954 | 648.4573
2073 | 2015.5585 | 1599.6272 | 85.4418 | 25568.023 | 28697.1276 | 571.5228
2074 | 1926.7338 | 1639.6179 | 87.5778 | 25568.023 | 28697.1276 | 524.8248
2075 | 1837.9091 | 1680.6083 | 89.7673 | 25568.023 | 28697.1276 | 479.18
2076 | 1765.1773 | 1722.6235 | 92.0115 | 25568.023 | 28697.1276 | 450.7076
2077 | 1692.4456 | 1765.6891 | 94.3118 | 25568.023 | 28697.1276 | 423.3418
2078 | 1619.7138 | 1809.8313 | 96.6696 | 25568.023 | 28697.1276 | 397.11
2079 | 1546.982 | 1855.0771 | 99.0863 | 25568.023 | 28697.1276 | 372.0408
2080 | 1474.2503 | 1901.454 | 101.5635 | 25568.023 | 28697.1276 | 348.1631
2081 | 1401.5185 | 1948.9904 | 104.1025 | 25568.023 | 28697.1276 | 325.5068
2082 | 1328.7868 | 1997.7152 | 106.7051 | 25568.023 | 28697.1276 | 304.1024
NOM | 169247.1481 | 56869.9214 | 2957.2842 | 1172171.433 | 1300189.8056 | 101055.9811
NPV | 25174.4318 | 4380.4194 | 213.0636 | 108323.2742 | 119168.426 | 18922.7629
page 8 | Residential Air Conditioning (5): AVOIDED T&D AND PROGRAM FUEL SAVINGS | [7 empty] | PSC FORM CE 2.2
| Residential Air Conditioning (5): PROGRAM METHOD SELECTED: REV_REQ | [7 empty] | PAGE 1 OF 1
|  |  | PROGRAM NAME : | Residential Air Conditioning
(1) | (2) | (3) | (4) | (5) | (6) | (7) | (8) | (8a)*
|  |  | TOTAL |  |  | TOTAL
| AVOIDED | AVOIDED | AVOIDED | AVOIDED | AVOIDED | AVOIDED |  | PROGRAM
| TRANSMISSION | TRANSMISSION | TRANSMISSION | DISTRIBUTION | DISTRIBUTION | DISTRIBUTION | PROGRAM | OFF-PEAK
| CAP COST | O&M COST | COST | CAP COST | O&M COST | COST | FUEL SAVINGS | PAYBACK
YEAR | $(000) | $(000) | $(000) | $(000) | $(000) | $(000) | $(000) | $(000)
2023 | 0 | 0 | 0 | 0 | 0 | 0 | 0 | 0
2024 | 0 | 0 | 0 | 0 | 0 | 0 | 0 | 0
2025 | 0 | 0 | 0 | 0 | 0 | 0 | 223.8851 | 0
2026 | 281.5572 | 20.8415 | 302.3988 | 84.3133 | 20.9717 | 105.285 | 766.6105 | 0
2027 | 566.5021 | 35.7706 | 602.2727 | 170.0453 | 35.994 | 206.0393 | 1270.4601 | 0
2028 | 854.0623 | 51.5808 | 905.6431 | 257.0241 | 51.903 | 308.9271 | 1819.8971 | 0
2029 | 1144.8042 | 68.312 | 1213.1162 | 345.3816 | 68.7387 | 414.1203 | 2392.1076 | 0
2030 | 1439.2705 | 86.0059 | 1525.2763 | 435.2487 | 86.543 | 521.7918 | 2635.0571 | 0
2031 | 1737.9876 | 104.7055 | 1842.6932 | 526.7561 | 105.3595 | 632.1156 | 2786.3804 | 0
2032 | 2041.3906 | 124.4561 | 2165.8466 | 620.0345 | 125.2334 | 745.2679 | 3064.6739 | 0
2033 | 2349.7526 | 145.3043 | 2495.0569 | 715.2149 | 146.2119 | 861.4268 | 4035.0992 | 0
2034 | 2663.271 | 167.299 | 2830.57 | 812.4074 | 168.3439 | 980.7513 | 4854.9858 | 0
2035 | 2982.1536 | 180.9388 | 3163.0925 | 911.6978 | 182.069 | 1093.7667 | 5680.2797 | 0
2036 | 2888.6393 | 185.4623 | 3074.1016 | 888.0059 | 186.6207 | 1074.6266 | 5864.5716 | 0
2037 | 2795.9013 | 190.0989 | 2986.0002 | 864.4783 | 191.2862 | 1055.7645 | 6197.2844 | 0
2038 | 2705.3199 | 194.8513 | 2900.1712 | 841.4616 | 196.0684 | 1037.53 | 6779.5097 | 0
2039 | 2616.2979 | 199.7226 | 2816.0205 | 818.8555 | 200.9701 | 1019.8255 | 7015.2632 | 0
2040 | 2528.2826 | 204.7157 | 2732.9983 | 796.5643 | 205.9943 | 1002.5587 | 7515.778 | 0
2041 | 2441.5112 | 209.8336 | 2651.3447 | 774.4973 | 211.1442 | 985.6415 | 7941.3581 | 0
2042 | 2357.1551 | 215.0794 | 2572.2345 | 752.5675 | 216.4228 | 968.9903 | 8147.0705 | 0
2043 | 2275.9413 | 220.4564 | 2496.3977 | 730.6918 | 221.8334 | 952.5252 | 8474.9597 | 0
2044 | 2198.0004 | 225.9678 | 2423.9682 | 708.823 | 227.3792 | 936.2022 | 9121.941 | 0
2045 | 2123.4642 | 231.617 | 2355.0812 | 686.9541 | 233.0637 | 920.0178 | 9694.9369 | 0
2046 | 2052.4699 | 237.4074 | 2289.8773 | 665.2599 | 238.8903 | 904.1501 | 10031.6526 | 0
2047 | 1985.1603 | 243.3426 | 2228.5029 | 644.0964 | 244.8625 | 888.959 | 10532.5256 | 0
2048 | 1921.6838 | 249.4262 | 2171.11 | 623.6598 | 250.9841 | 874.6439 | 11027.5458 | 0
2049 | 1862.1949 | 255.6618 | 2117.8568 | 603.9794 | 257.2587 | 861.238 | 11786.3143 | 0
2050 | 1806.8544 | 262.0534 | 2068.9078 | 585.0854 | 263.6902 | 848.7756 | 12807.4957 | 0
2051 | 1754.7084 | 268.6047 | 2023.3131 | 567.0098 | 270.2824 | 837.2922 | 12707.6721 | 0
2052 | 1703.6399 | 275.3198 | 1978.9598 | 549.7854 | 277.0395 | 826.8249 | 12776.9831 | 0
2053 | 1652.5715 | 282.2028 | 1934.7743 | 533.4466 | 283.9655 | 817.4121 | 12836.6833 | 0
2054 | 1601.503 | 289.2579 | 1890.7609 | 518.0291 | 291.0646 | 809.0937 | 12898.6256 | 0
2055 | 1550.4345 | 296.4894 | 1846.9239 | 503.5699 | 298.3412 | 801.9111 | 12791.9424 | 0
2056 | 1499.3661 | 303.9016 | 1803.2677 | 489.8485 | 305.7997 | 795.6483 | 12810.4595 | 0
2057 | 1448.2976 | 311.4991 | 1759.7967 | 476.3763 | 313.4447 | 789.821 | 12918.2028 | 0
2058 | 1397.2291 | 319.2866 | 1716.5158 | 462.9041 | 321.2808 | 784.185 | 12716.6393 | 0
2059 | 1346.1607 | 327.2688 | 1673.4295 | 449.4319 | 329.3129 | 778.7448 | 12802.851 | 0
2060 | 1295.0922 | 335.4505 | 1630.5427 | 435.9597 | 337.5457 | 773.5054 | 12902.0509 | 0
2061 | 1244.0238 | 343.8368 | 1587.8605 | 422.4875 | 345.9843 | 768.4718 | 12660.5193 | 0
2062 | 1193.6117 | 352.4327 | 1546.0444 | 409.0153 | 354.6339 | 763.6492 | 12623.7248 | 0
2063 | 1144.0466 | 361.2435 | 1505.2901 | 395.5431 | 363.4998 | 759.0428 | 12830.5671 | 0
2064 | 1095.3626 | 370.2746 | 1465.6372 | 382.0708 | 372.5873 | 754.6581 | 12758.2948 | 0
2065 | 1047.5952 | 379.5315 | 1427.1267 | 368.5986 | 381.902 | 750.5006 | 12582.9951 | 0
2066 | 1000.7814 | 389.0197 | 1389.8011 | 355.1264 | 391.4495 | 746.5759 | 12514.7415 | 0
2067 | 954.9595 | 398.7452 | 1353.7048 | 341.6975 | 401.2358 | 742.9333 | 12561.7906 | 0
2068 | 910.1696 | 408.7139 | 1318.8835 | 328.4868 | 411.2666 | 739.7534 | 12642.6815 | 0
2069 | 866.4532 | 418.9317 | 1285.3849 | 315.5031 | 421.5483 | 737.0514 | 12642.6815 | 0
2070 | 779.1057 | 429.405 | 1208.5107 | 302.7555 | 432.087 | 734.8425 | 12642.6815 | 0
2071 | 687.3231 | 440.1401 | 1127.4633 | 290.2536 | 442.8892 | 733.1428 | 12642.6815 | 0
2072 | 597.173 | 451.1436 | 1048.3167 | 278.0072 | 453.9614 | 731.9686 | 12642.6815 | 0
2073 | 508.4775 | 462.4222 | 970.8997 | 266.0267 | 465.3105 | 731.3372 | 12642.6815 | 0
2074 | 421.2951 | 473.9828 | 895.2779 | 254.3228 | 476.9432 | 731.266 | 12642.6815 | 0
2075 | 335.687 | 485.8323 | 821.5193 | 242.9065 | 488.8668 | 731.7734 | 12642.6815 | 0
2076 | 251.7164 | 497.9782 | 749.6946 | 216.8729 | 501.0885 | 717.9613 | 12642.6815 | 0
2077 | 169.4494 | 510.4276 | 679.8771 | 191.3892 | 513.6157 | 705.0049 | 12642.6815 | 0
2078 | 88.9547 | 523.1883 | 612.143 | 166.2208 | 526.4561 | 692.6769 | 12642.6815 | 0
2079 | 10.3037 | 536.268 | 546.5717 | 141.3802 | 539.6175 | 680.9976 | 12642.6815 | 0
2080 | -1.3595e-12 | 549.6747 | 549.6747 | 116.8806 | 553.1079 | 669.9885 | 12642.6815 | 0
2081 | -1.1086e-12 | 563.4166 | 563.4166 | 92.7359 | 566.9356 | 659.6715 | 12642.6815 | 0
2082 | 0 | 577.502 | 577.502 | 68.9603 | 581.109 | 650.0693 | 12642.6815 | 0
NOM | 79175.1205 | 17244.3035 | 96419.4241 | 26796.7066 | 17352.0097 | 44148.7163 | 568802.6093 | 0
NPV | 17902.8519 | 1692.3437 | 19595.1956 | 5603.2232 | 1702.9139 | 7306.1372 | 60268.6265 | 0
* THESE VALUES REPRESENT THE COST OF THE INCREASED FUEL CONSUMPTION DUE TO GREATER OFF-PEAK
ENERGY USAGE. USED FOR LOAD SHIFTING PROGRAMS ONLY.
page 8a |  |  | AVOIDED GENERATING EMISSION IMPACT
PROGRAM METHOD SELECTED: REV_REQ
|  | PROGRAM NAME: | Residential Air Conditioning
| (2) | (3) | (4) | (5) | (6)
| AVOIDED |  |  | OFF-PEAK
| GEN UNIT |  | PROGRAM | EMISSION | NET
| EMISSION | REPLACEMENT | EMISSION | PAYBACK | EMISSION
| BENEFIT | EMISSION COST | BENEFIT | COST | BENEFIT
YEAR | $(000) | $(000) | $(000) | $(000) | $(000)
2023 | 0 | 0 | 0 | 0 | 0
2024 | 0 | 0 | 0 | 0 | 0
2025 | 0 | 0 | 0.02974 | 0 | 0.02974
2026 | 0 | 0 | 0.089516 | 0 | 0.089516
2027 | 0 | 0 | 0.14989 | 0 | 0.14989
2028 | 0 | 0 | 0.21087 | 0 | 0.21087
2029 | 0 | 0 | 0.27246 | 0 | 0.27246
2030 | 0 | 0 | 0.33466 | 0 | 0.33466
2031 | 0 | 0 | 0.39749 | 0 | 0.39749
2032 | 0 | 0 | 0.46094 | 0 | 0.46094
2033 | 0 | 0 | 0.52503 | 0 | 0.52503
2034 | 0 | 0 | 0.58976 | 0 | 0.58976
2035 | 0.83738 | 0.94114 | 0.62229 | 0 | 0.51852
2036 | 0.90179 | 1.0135 | 0.62229 | 0 | 0.51054
2037 | 0.91467 | 1.028 | 0.62229 | 0 | 0.50895
2038 | 0.95332 | 1.0714 | 0.62229 | 0 | 0.50416
2039 | 0.99197 | 1.1149 | 0.62229 | 0 | 0.49937
2040 | 1.0049 | 1.1294 | 0.62229 | 0 | 0.49777
2041 | 1.0564 | 1.1873 | 0.62229 | 0 | 0.49139
2042 | 1.0435 | 1.1728 | 0.62229 | 0 | 0.49298
2043 | 1.0435 | 1.1728 | 0.62229 | 0 | 0.49298
2044 | 1.0693 | 1.2018 | 0.62229 | 0 | 0.48979
2045 | 1.0821 | 1.2162 | 0.62229 | 0 | 0.48819
2046 | 1.1079 | 1.2452 | 0.62229 | 0 | 0.485
2047 | 1.1079 | 1.2452 | 0.62229 | 0 | 0.485
2048 | 1.095 | 1.2307 | 0.62229 | 0 | 0.4866
2049 | 1.1208 | 1.2597 | 0.62229 | 0 | 0.48341
2050 | 1.1337 | 1.2742 | 0.62229 | 0 | 0.48181
2051 | 1.1337 | 1.2742 | 0.62229 | 0 | 0.48181
2052 | 1.1208 | 1.2597 | 0.62229 | 0 | 0.48341
2053 | 1.1466 | 1.2886 | 0.62229 | 0 | 0.48021
2054 | 1.1594 | 1.3031 | 0.62229 | 0 | 0.47862
2055 | 1.1594 | 1.3031 | 0.62229 | 0 | 0.47862
2056 | 1.1594 | 1.3031 | 0.62229 | 0 | 0.47862
2057 | 1.1723 | 1.3176 | 0.62229 | 0 | 0.47702
2058 | 1.1852 | 1.3321 | 0.62229 | 0 | 0.47542
2059 | 1.1723 | 1.3176 | 0.62229 | 0 | 0.47702
2060 | 1.1723 | 1.3176 | 0.62229 | 0 | 0.47702
2061 | 1.1594 | 1.3031 | 0.62229 | 0 | 0.47862
2062 | 1.1723 | 1.3176 | 0.62229 | 0 | 0.47702
2063 | 1.1723 | 1.3176 | 0.62229 | 0 | 0.47702
2064 | 1.1852 | 1.3321 | 0.62229 | 0 | 0.47542
2065 | 1.1723 | 1.3176 | 0.62229 | 0 | 0.47702
2066 | 1.1723 | 1.3176 | 0.62229 | 0 | 0.47702
2067 | 1.1723 | 1.3176 | 0.62229 | 0 | 0.47702
2068 | 1.1723 | 1.3176 | 0.62229 | 0 | 0.47702
2069 | 1.1723 | 1.3176 | 0.62229 | 0 | 0.47702
2070 | 1.1723 | 1.3176 | 0.62229 | 0 | 0.47702
2071 | 1.1723 | 1.3176 | 0.62229 | 0 | 0.47702
2072 | 1.1723 | 1.3176 | 0.62229 | 0 | 0.47702
2073 | 1.1723 | 1.3176 | 0.62229 | 0 | 0.47702
2074 | 1.1723 | 1.3176 | 0.62229 | 0 | 0.47702
2075 | 1.1723 | 1.3176 | 0.62229 | 0 | 0.47702
2076 | 1.1723 | 1.3176 | 0.62229 | 0 | 0.47702
2077 | 1.1723 | 1.3176 | 0.62229 | 0 | 0.47702
2078 | 1.1723 | 1.3176 | 0.62229 | 0 | 0.47702
2079 | 1.1723 | 1.3176 | 0.62229 | 0 | 0.47702
2080 | 1.1723 | 1.3176 | 0.62229 | 0 | 0.47702
2081 | 1.1723 | 1.3176 | 0.62229 | 0 | 0.47702
2082 | 1.1723 | 1.3176 | 0.62229 | 0 | 0.47702
NOM | 53.8369 | 60.508 | 32.93 | 0 | 26.259
NPV | 5.3432 | 6.0053 | 4.8343 | 0 | 4.1722
(1): page 9; Residential Air Conditioning (7): TOTAL RESOURCE COST TEST | [5 empty] | PSC FORM CE 2.3
Residential Air Conditioning (7): PROGRAM METHOD SELECTED: REV_REQ | [5 empty] | PAGE 1 OF 1
[5 empty] | PROGRAM NAME: | Residential Air Conditioning
(1) | (2) | (3) | (4) | (5) | (6) | (7) | (8) | (9) | (10) | (11) | (12) | (13)
| INCREASED | UTILITY | PARTICIPANT |  |  | AVOIDED | AVOIDED |  |  |  |  | CUMULATIVE
| SUPPLY | PROGRAM | PROGRAM | OTHER | TOTAL | GEN UNIT | T&D | PROGRAM | OTHER | TOTAL | NET | DISCOUNTED
| COSTS | COSTS | COSTS | COSTS | COSTS | BENEFITS | BENEFITS | FUEL SAVINGS | BENEFITS | BENEFITS | BENEFITS | NET BENEFITS
YEAR | $(000) | $(000) | $(000) | $(000) | $(000) | $(000) | $(000) | $(000) | $(000) | $(000) | $(000) | $(000)
2023 | 0 | 0 | 0 | 0 | 0 | 0 | 0 | 0 | 0 | 0 | 0 | 0
2024 | 0 | 0 | 0 | 0 | 0 | 0 | 0 | 0 | 0 | 0 | 0 | 0
2025 | 0 | 917.8564 | 2640.6829 | 0 | 3558.5393 | 0 | 0 | 223.8851 | 0.02974 | 223.9148 | -3334.6244 | -2853.8466
2026 | 0 | 950.2108 | 2733.767 | 0 | 3683.9778 | 0 | 407.6838 | 766.6105 | 0.089516 | 1174.3838 | -2509.594 | -4840.7603
2027 | 0 | 983.7058 | 2830.1323 | 0 | 3813.838 | 0 | 808.312 | 1270.4601 | 0.14989 | 2078.922 | -1734.916 | -6111.4685
2028 | 0 | 1018.3814 | 2929.8944 | 0 | 3948.2758 | 0 | 1214.5702 | 1819.8971 | 0.21087 | 3034.6782 | -913.5976 | -6730.5021
2029 | 0 | 1054.2793 | 3033.1732 | 0 | 4087.4525 | 0 | 1627.2365 | 2392.1076 | 0.27246 | 4019.6165 | -67.836 | -6773.0238
2030 | 0 | 1091.4427 | 3140.0926 | 0 | 4231.5352 | 0 | 2047.0681 | 2635.0571 | 0.33466 | 4682.4598 | 450.9246 | -6511.5388
2031 | 0 | 1129.916 | 3250.7808 | 0 | 4380.6968 | 0 | 2474.8088 | 2786.3804 | 0.39749 | 5261.5867 | 880.8898 | -6038.9794
2032 | 0 | 1169.7456 | 3365.3708 | 0 | 4535.1164 | 0 | 2911.1145 | 3064.6739 | 0.46094 | 5976.2494 | 1441.1329 | -5323.7742
2033 | 0 | 1210.9791 | 3484.0002 | 0 | 4694.9793 | 0 | 3356.4837 | 4035.0992 | 0.52503 | 7392.108 | 2697.1287 | -4085.4906
2034 | 0 | 1253.6661 | 3606.8112 | 0 | 4860.4773 | 0 | 3811.3213 | 4854.9858 | 0.58976 | 8666.8968 | 3806.4195 | -2468.7998
2035 | 0 | 0 | 0 | 0 | 0 | 5671.1352 | 4256.8592 | 5680.2797 | 0.51852 | 15608.7925 | 15608.7925 | 3664.179
2036 | 0 | 0 | 0 | 0 | 0 | 5474.0569 | 4148.7282 | 5864.5716 | 0.51054 | 15487.8673 | 15487.8673 | 9293.8839
2037 | 0 | 0 | 0 | 0 | 0 | 5280.2786 | 4041.7647 | 6197.2844 | 0.50895 | 15519.8366 | 15519.8366 | 14512.712
2038 | 0 | 0 | 0 | 0 | 0 | 5039.6377 | 3937.7012 | 6779.5097 | 0.50416 | 15757.3528 | 15757.3528 | 19414.5726
2039 | 0 | 0 | 0 | 0 | 0 | 5026.0334 | 3835.846 | 7015.2632 | 0.49937 | 15877.642 | 15877.642 | 23983.9344
2040 | 0 | 0 | 0 | 0 | 0 | 4753.1232 | 3735.557 | 7515.778 | 0.49777 | 16004.9558 | 16004.9558 | 28244.977
2041 | 0 | 0 | 0 | 0 | 0 | 4532.2677 | 3636.9862 | 7941.3581 | 0.49139 | 16111.1034 | 16111.1034 | 32213.0396
2042 | 0 | 0 | 0 | 0 | 0 | 4374.0477 | 3541.2248 | 8147.0705 | 0.49298 | 16062.8359 | 16062.8359 | 35872.9235
2043 | 0 | 1431.5427 | 4118.5641 | 0 | 5550.1068 | 4249.5273 | 3448.9229 | 8474.9597 | 0.49298 | 16173.9029 | 10623.7961 | 38112.2461
2044 | 0 | 1482.0046 | 4263.7435 | 0 | 5745.7481 | 3892.9594 | 3360.1704 | 9121.941 | 0.48979 | 16375.5606 | 10629.8125 | 40185.0317
2045 | 0 | 1534.2453 | 4414.0404 | 0 | 5948.2857 | 3820.6851 | 3275.099 | 9694.9369 | 0.48819 | 16791.2092 | 10842.9235 | 42141.0234
2046 | 0 | 1588.3274 | 4569.6354 | 0 | 6157.9628 | 3559.5934 | 3194.0275 | 10031.6526 | 0.485 | 16785.7585 | 10627.7958 | 43914.6234
2047 | 0 | 1644.3159 | 4730.715 | 0 | 6375.031 | 3344.0733 | 3117.4619 | 10532.5256 | 0.485 | 16994.5457 | 10619.5148 | 45554.1142
2048 | 0 | 1702.2781 | 4897.4727 | 0 | 6599.7508 | 3236.5462 | 3045.7539 | 11027.5458 | 0.4866 | 17310.3325 | 10710.5817 | 47083.8246
2049 | 0 | 1762.2834 | 5070.1086 | 0 | 6832.392 | 2826.8225 | 2979.0948 | 11786.3143 | 0.48341 | 17592.715 | 10760.323 | 48505.5421
2050 | 0 | 1824.4039 | 5248.83 | 0 | 7073.2338 | 2308.9304 | 2917.6834 | 12807.4957 | 0.48181 | 18034.5912 | 10961.3574 | 49845.3552
2051 | 0 | 1888.7141 | 5433.8512 | 0 | 7322.5653 | 2373.7916 | 2860.6053 | 12707.6721 | 0.48181 | 17942.5508 | 10619.9854 | 51046.2241
2052 | 0 | 1955.2913 | 5625.3945 | 0 | 7580.6858 | 2198.3313 | 2805.7847 | 12776.9831 | 0.48341 | 17781.5826 | 10200.8968 | 52113.3162
2053 | 0 | 0 | 0 | 0 | 0 | 1864.183 | 2752.1864 | 12836.6833 | 0.48021 | 17453.5329 | 17453.5329 | 53802.3516
2054 | 0 | 0 | 0 | 0 | 0 | 1856.9219 | 2699.8546 | 12898.6256 | 0.47862 | 17455.8807 | 17455.8807 | 55365.0998
2055 | 0 | 0 | 0 | 0 | 0 | 1545.2885 | 2648.835 | 12791.9424 | 0.47862 | 16986.5445 | 16986.5445 | 56771.9379
2056 | 0 | 0 | 0 | 0 | 0 | 1520.1612 | 2598.9159 | 12810.4595 | 0.47862 | 16930.0152 | 16930.0152 | 58069.0822
2057 | 0 | 0 | 0 | 0 | 0 | 1441.7523 | 2549.6178 | 12918.2028 | 0.47702 | 16910.0499 | 16910.0499 | 59267.664
2058 | 0 | 0 | 0 | 0 | 0 | 1371.8028 | 2500.7007 | 12716.6393 | 0.47542 | 16589.6182 | 16589.6182 | 60355.4689
2059 | 0 | 0 | 0 | 0 | 0 | 1330.4803 | 2452.1742 | 12802.851 | 0.47702 | 16585.9826 | 16585.9826 | 61361.584
2060 | 0 | 0 | 0 | 0 | 0 | 1228.7419 | 2404.0481 | 12902.0509 | 0.47702 | 16535.3179 | 16535.3179 | 62289.5047
2061 | 0 | 2232.7181 | 6423.5544 | 0 | 8656.2725 | 1266.3794 | 2356.3323 | 12660.5193 | 0.47862 | 16283.7097 | 7627.4372 | 62685.4807
2062 | 0 | 2311.4214 | 6649.9847 | 0 | 8961.4061 | 1495.3475 | 2309.6936 | 12623.7248 | 0.47702 | 16429.243 | 7467.8369 | 63044.1357
2063 | 0 | 2392.899 | 6884.3967 | 0 | 9277.2956 | 1288.1731 | 2264.333 | 12830.5671 | 0.47702 | 16383.5502 | 7106.2545 | 63359.8648
2064 | 0 | 2477.2487 | 7127.0716 | 0 | 9604.3203 | 893.7229 | 2220.2954 | 12758.2948 | 0.47542 | 15872.7884 | 6268.4681 | 63617.513
2065 | 0 | 2564.5717 | 7378.3009 | 0 | 9942.8726 | 1213.3693 | 2177.6273 | 12582.9951 | 0.47702 | 15974.4687 | 6031.5961 | 63846.8582
2066 | 0 | 2654.9728 | 7638.386 | 0 | 10293.3589 | 1056.2985 | 2136.3771 | 12514.7415 | 0.47702 | 15707.894 | 5414.5352 | 64037.3212
2067 | 0 | 2748.5606 | 7907.6391 | 0 | 10656.1998 | 1208.8566 | 2096.638 | 12561.7906 | 0.47702 | 15867.7622 | 5211.5624 | 64206.9147
2068 | 0 | 2845.4474 | 8186.3834 | 0 | 11031.8308 | 1079.0271 | 2058.6369 | 12642.6815 | 0.47702 | 15780.8226 | 4748.9918 | 64349.8813
2069 | 0 | 2945.7494 | 8474.9534 | 0 | 11420.7028 | 1057.0258 | 2022.4363 | 12642.6815 | 0.47702 | 15722.6207 | 4301.9178 | 64469.6896
2070 | 0 | 3049.5871 | 8773.6955 | 0 | 11823.2826 | 805.2696 | 1943.3532 | 12642.6815 | 0.47702 | 15391.7813 | 3568.4987 | 64561.6292
2071 | 0 | 0 | 0 | 0 | 0 | 726.3811 | 1860.606 | 12642.6815 | 0.47702 | 15230.1456 | 15230.1456 | 64924.6342
2072 | 0 | 0 | 0 | 0 | 0 | 648.4573 | 1780.2853 | 12642.6815 | 0.47702 | 15071.9012 | 15071.9012 | 65256.9635
2073 | 0 | 0 | 0 | 0 | 0 | 571.5228 | 1702.2369 | 12642.6815 | 0.47702 | 14916.9182 | 14916.9182 | 65561.2421
2074 | 0 | 0 | 0 | 0 | 0 | 524.8248 | 1626.5439 | 12642.6815 | 0.47702 | 14794.5273 | 14794.5273 | 65840.4227
2075 | 0 | 0 | 0 | 0 | 0 | 479.18 | 1553.2927 | 12642.6815 | 0.47702 | 14675.6312 | 14675.6312 | 66096.619
2076 | 0 | 0 | 0 | 0 | 0 | 450.7076 | 1467.6559 | 12642.6815 | 0.47702 | 14561.5221 | 14561.5221 | 66331.785
2077 | 0 | 0 | 0 | 0 | 0 | 423.3418 | 1384.882 | 12642.6815 | 0.47702 | 14451.3823 | 14451.3823 | 66547.6932
2078 | 0 | 0 | 0 | 0 | 0 | 397.11 | 1304.8199 | 12642.6815 | 0.47702 | 14345.0885 | 14345.0885 | 66745.9622
2079 | 0 | 3482.2782 | 10018.5526 | 0 | 13500.8308 | 372.0408 | 1227.5694 | 12642.6815 | 0.47702 | 14242.7687 | 741.9379 | 66755.4488
2080 | 0 | 3605.0285 | 10371.7066 | 0 | 13976.7351 | 348.1631 | 1219.6633 | 12642.6815 | 0.47702 | 14210.9849 | 234.2498 | 66758.2197
2081 | 0 | 3732.1058 | 10737.3093 | 0 | 14469.415 | 325.5068 | 1223.0881 | 12642.6815 | 0.47702 | 14191.7534 | -277.6616 | 66755.1813
2082 | 0 | 3863.6625 | 11115.7994 | 0 | 14979.4619 | 304.1024 | 1227.5713 | 12642.6815 | 0.47702 | 14174.8322 | -804.6297 | 66747.0358
NOM | 0 | 68499.8408 | 197074.7946 | 0 | 265574.6354 | 101055.9811 | 140568.1404 | 568802.6093 | 26.259 | 810452.9898 | 544878.3543
NPV | 0 | 10149.535 | 29200.3236 | 0 | 39349.8586 | 18922.7629 | 26901.3328 | 60268.6265 | 4.1722 | 106096.8944 | 66747.0358
| Discount Rate: |  |  |  | 8.0956 | %
| Benefit/Cost Ratio (Col(11) / Col(6)) : |  |  |  | 2.6962
(1): page 10; Residential Air Conditioning (7): PARTICIPANT COSTS AND BENEFITS |  | PSC FORM CE 2.4
Residential Air Conditioning (7): PROGRAM METHOD SELECTED: REV_REQ |  | PAGE 1 OF 1
[5 empty] | PROGRAM NAME: | Residential Air Conditioning
(1) | (2) | (3) | (4) | (5) | (6) | (7) | (8) | (9) | (10) | (11) | (12)
| SAVINGS IN |  |  |  |  | CUSTOMER |  |  |  |  | CUMULATIVE
| PARTICIPANTS | TAX | UTILITY | OTHER | TOTAL | EQUIPMENT | CUSTOMER | OTHER | TOTAL | NET | DISCOUNTED
| BILLS | CREDITS | REBATES | BENEFITS | BENEFITS | COSTS | O&M COSTS | COSTS | COSTS | BENEFITS | NET BENEFITS
YEAR | $(000) | $(000) | $(000) | $(000) | $(000) | $(000) | $(000) | $(000) | $(000) | $(000) | $(000)
2023 | 0 | 0 | 0 | 0 | 0 | 0 | 0 | 0 | 0 | 0 | 0
2024 | 0 | 0 | 0 | 0 | 0 | 0 | 0 | 0 | 0 | 0 | 0
2025 | 1042.7211 | 0 | 4000.0973 | 0 | 5042.8184 | 2640.6829 | 0 | 0 | 2640.6829 | 2402.1355 | 2055.8016
2026 | 3399.1171 | 0 | 4040.0983 | 0 | 7439.2154 | 2733.767 | 0 | 0 | 2733.767 | 4705.4484 | 5781.2329
2027 | 5912.3807 | 0 | 4080.4993 | 0 | 9992.8799 | 2830.1323 | 0 | 0 | 2830.1323 | 7162.7477 | 11027.4594
2028 | 8410.6329 | 0 | 4121.3043 | 0 | 12531.9371 | 2929.8944 | 0 | 0 | 2929.8944 | 9602.0427 | 17533.5913
2029 | 10961.9481 | 0 | 4162.5173 | 0 | 15124.4655 | 3033.1732 | 0 | 0 | 3033.1732 | 12091.2923 | 25112.7988
2030 | 14135.0961 | 0 | 4204.1425 | 0 | 18339.2386 | 3140.0926 | 0 | 0 | 3140.0926 | 15199.1461 | 33926.577
2031 | 17206.4125 | 0 | 4246.1839 | 0 | 21452.5964 | 3250.7808 | 0 | 0 | 3250.7808 | 18201.8156 | 43691.0651
2032 | 20472.4366 | 0 | 4288.6457 | 0 | 24761.0823 | 3365.3708 | 0 | 0 | 3365.3708 | 21395.7115 | 54309.325
2033 | 23735.1775 | 0 | 4331.5322 | 0 | 28066.7097 | 3484.0002 | 0 | 0 | 3484.0002 | 24582.7095 | 65595.5373
2034 | 27170.7369 | 0 | 4374.8475 | 0 | 31545.5844 | 3606.8112 | 0 | 0 | 3606.8112 | 27938.7732 | 77461.9007
2035 | 29377.082 | 0 | 0 | 0 | 29377.082 | 0 | 0 | 0 | 0 | 29377.082 | 89004.6912
2036 | 30024.3179 | 0 | 0 | 0 | 30024.3179 | 0 | 0 | 0 | 0 | 30024.3179 | 99918.2692
2037 | 30687.6382 | 0 | 0 | 0 | 30687.6382 | 0 | 0 | 0 | 0 | 30687.6382 | 110237.5473
2038 | 31460.0016 | 0 | 0 | 0 | 31460.0016 | 0 | 0 | 0 | 0 | 31460.0016 | 120024.251
2039 | 32274.9775 | 0 | 0 | 0 | 32274.9775 | 0 | 0 | 0 | 0 | 32274.9775 | 129312.5351
2040 | 32944.3526 | 0 | 0 | 0 | 32944.3526 | 0 | 0 | 0 | 0 | 32944.3526 | 138083.3989
2041 | 33630.5471 | 0 | 0 | 0 | 33630.5471 | 0 | 0 | 0 | 0 | 33630.5471 | 146366.3896
2042 | 34304.531 | 0 | 0 | 0 | 34304.531 | 0 | 0 | 0 | 0 | 34304.531 | 154182.6059
2043 | 34973.4862 | 0 | 4000.0973 | 0 | 38973.5835 | 4118.5641 | 0 | 0 | 4118.5641 | 34855.0194 | 161529.4743
2044 | 35825.1007 | 0 | 4040.0983 | 0 | 39865.199 | 4263.7435 | 0 | 0 | 4263.7435 | 35601.4556 | 168471.6648
2045 | 36763.8831 | 0 | 4080.4993 | 0 | 40844.3824 | 4414.0404 | 0 | 0 | 4414.0404 | 36430.3419 | 175043.4578
2046 | 37558.8831 | 0 | 4121.3043 | 0 | 41680.1874 | 4569.6354 | 0 | 0 | 4569.6354 | 37110.552 | 181236.5833
2047 | 38341.8158 | 0 | 4162.5173 | 0 | 42504.3331 | 4730.715 | 0 | 0 | 4730.715 | 37773.6181 | 187068.2528
2048 | 39038.2699 | 0 | 4204.1425 | 0 | 43242.4124 | 4897.4727 | 0 | 0 | 4897.4727 | 38344.9397 | 192544.767
2049 | 39810.1474 | 0 | 4246.1839 | 0 | 44056.3313 | 5070.1086 | 0 | 0 | 5070.1086 | 38986.2227 | 197695.8574
2050 | 40550.3457 | 0 | 4288.6457 | 0 | 44838.9914 | 5248.83 | 0 | 0 | 5248.83 | 39590.1614 | 202534.9856
2051 | 41130.4642 | 0 | 4331.5322 | 0 | 45461.9964 | 5433.8512 | 0 | 0 | 5433.8512 | 40028.1452 | 207061.2213
2052 | 41998.7543 | 0 | 4374.8475 | 0 | 46373.6018 | 5625.3945 | 0 | 0 | 5625.3945 | 40748.2074 | 211323.7966
2053 | 42657.8366 | 0 | 0 | 0 | 42657.8366 | 0 | 0 | 0 | 0 | 42657.8366 | 215451.9347
2054 | 43324.7804 | 0 | 0 | 0 | 43324.7804 | 0 | 0 | 0 | 0 | 43324.7804 | 219330.6117
2055 | 43999.7306 | 0 | 0 | 0 | 43999.7306 | 0 | 0 | 0 | 0 | 43999.7306 | 222974.7018
2056 | 44682.8355 | 0 | 0 | 0 | 44682.8355 | 0 | 0 | 0 | 0 | 44682.8355 | 226398.2122
2057 | 45374.2457 | 0 | 0 | 0 | 45374.2457 | 0 | 0 | 0 | 0 | 45374.2457 | 229614.3319
2058 | 46074.1154 | 0 | 0 | 0 | 46074.1154 | 0 | 0 | 0 | 0 | 46074.1154 | 232635.4773
2059 | 46782.6015 | 0 | 0 | 0 | 46782.6015 | 0 | 0 | 0 | 0 | 46782.6015 | 235473.3365
2060 | 47499.8642 | 0 | 0 | 0 | 47499.8642 | 0 | 0 | 0 | 0 | 47499.8642 | 238138.9102
2061 | 48226.0668 | 0 | 4000.0973 | 0 | 52226.1642 | 6423.5544 | 0 | 0 | 6423.5544 | 45802.6097 | 240516.738
2062 | 48961.376 | 0 | 4040.0983 | 0 | 53001.4743 | 6649.9847 | 0 | 0 | 6649.9847 | 46351.4896 | 242742.8433
2063 | 49900.3242 | 0 | 4080.4993 | 0 | 53980.8235 | 6884.3967 | 0 | 0 | 6884.3967 | 47096.4269 | 244835.3257
2064 | 50850.7105 | 0 | 4121.3043 | 0 | 54972.0148 | 7127.0716 | 0 | 0 | 7127.0716 | 47844.9432 | 246801.861
2065 | 51800.7603 | 0 | 4162.5173 | 0 | 55963.2776 | 7378.3009 | 0 | 0 | 7378.3009 | 48584.9767 | 248649.2551
2066 | 52744.8154 | 0 | 4204.1425 | 0 | 56948.9579 | 7638.386 | 0 | 0 | 7638.386 | 49310.5719 | 250383.8156
2067 | 53692.2578 | 0 | 4246.1839 | 0 | 57938.4417 | 7907.6391 | 0 | 0 | 7907.6391 | 50030.8026 | 252011.9067
2068 | 54647.2707 | 0 | 4288.6457 | 0 | 58935.9164 | 8186.3834 | 0 | 0 | 8186.3834 | 50749.533 | 253539.7019
2069 | 55616.0231 | 0 | 4331.5322 | 0 | 59947.5553 | 8474.9534 | 0 | 0 | 8474.9534 | 51472.6018 | 254973.213
2070 | 56594.9521 | 0 | 4374.8475 | 0 | 60969.7996 | 8773.6955 | 0 | 0 | 8773.6955 | 52196.1041 | 256318.0043
2071 | 57585.236 | 0 | 0 | 0 | 57585.236 | 0 | 0 | 0 | 0 | 57585.236 | 257690.5278
2072 | 58603.0588 | 0 | 0 | 0 | 58603.0588 | 0 | 0 | 0 | 0 | 58603.0588 | 258982.7011
2073 | 59629.2462 | 0 | 0 | 0 | 59629.2462 | 0 | 0 | 0 | 0 | 59629.2462 | 260199.0317
2074 | 60678.8618 | 0 | 0 | 0 | 60678.8618 | 0 | 0 | 0 | 0 | 60678.8618 | 261344.0742
2075 | 61753.063 | 0 | 0 | 0 | 61753.063 | 0 | 0 | 0 | 0 | 61753.063 | 262422.1133
2076 | 62853.084 | 0 | 0 | 0 | 62853.084 | 0 | 0 | 0 | 0 | 62853.084 | 263437.1797
2077 | 63980.2431 | 0 | 0 | 0 | 63980.2431 | 0 | 0 | 0 | 0 | 63980.2431 | 264393.0646
2078 | 65135.9496 | 0 | 0 | 0 | 65135.9496 | 0 | 0 | 0 | 0 | 65135.9496 | 265293.3336
2079 | 66321.7125 | 0 | 4000.0973 | 0 | 70321.8098 | 10018.5526 | 0 | 0 | 10018.5526 | 60303.2572 | 266064.3865
2080 | 67539.1492 | 0 | 4040.0983 | 0 | 71579.2475 | 10371.7066 | 0 | 0 | 10371.7066 | 61207.5408 | 266788.3892
2081 | 68789.9955 | 0 | 4080.4993 | 0 | 72870.4948 | 10737.3093 | 0 | 0 | 10737.3093 | 62133.1855 | 267468.2981
2082 | 70076.1169 | 0 | 4121.3043 | 0 | 74197.4212 | 11115.7994 | 0 | 0 | 11115.7994 | 63081.6218 | 268106.8877
NOM | 2419517.5413 | 0 | 141791.6042 | 0 | 2561309.1455 | 197074.7946 | 0 | 0 | 197074.7946 | 2364234.3509
NPV | 263528.7569 | 0 | 33778.4543 | 0 | 297307.2113 | 29200.3236 | 0 | 0 | 29200.3236 | 268106.8877
| In Service of Gen Unit: |  |  |  | 2035
| Discount Rate : |  |  |  | 8.0956 | %
| Benefit/Cost Ratio ( Col(6) / Col(10)) |  |  |  | 10.1816
(1): page 11; Residential Air Conditioning (7): RATE IMPACT TEST |  |  | PSC FORM CE 2.5
Residential Air Conditioning (7): PROGRAM METHOD SELECTED: REV_REQ |  |  | PAGE 1 OF 1
[5 empty] | PROGRAM NAME: | Residential Air Conditioning
(1) | (2) | (3) | (4) | (5) | (6) | (7) | (8) | (9) | (10) | (11) | (12) | (13) | (14)
| INCREASED | UTILITY |  |  | SELLBACK/ |  | AVOIDED GEN | AVOIDED |  |  |  |  | CUMULATIVE
| SUPPLY | PROGRAM |  | REVENUE | OTHER | TOTAL | UNIT & FUEL | T&D | REVENUE | OTHER | TOTAL | NET | DISCOUNTED
| COSTS | COSTS | INCENTIVES | LOSSES | COSTS | COSTS | BENEFITS | BENEFITS | GAINS | BENEFITS | BENEFITS | BENEFITS | NET BENEFITS
YEAR | $(000) | $(000) | $(000) | $(000) | $(000) | $(000) | $(000) | $(000) | $(000) | $(000) | $(000) | $(000) | $(000)
2023 | 0 | 0 | 0 | 0 | 0 | 0 | 0 | 0 | 0 | 0 | 0 | 0 | 0
2024 | 0 | 0 | 0 | 0 | 0 | 0 | 0 | 0 | 0 | 0 | 0 | 0 | 0
2025 | 0 | 917.8564 | 4000.0973 | 792.468 | 0 | 5710.4217 | 223.8851 | 0 | 0 | 0.02974 | 223.9148 | -5486.5069 | -4695.476
2026 | 0 | 950.2108 | 4040.0983 | 2583.329 | 0 | 7573.6381 | 766.6105 | 407.6838 | 0 | 0.089516 | 1174.3838 | -6399.2544 | -9761.9394
2027 | 0 | 983.7058 | 4080.4993 | 4493.4093 | 0 | 9557.6143 | 1270.4601 | 808.312 | 0 | 0.14989 | 2078.922 | -7478.6923 | -15239.5739
2028 | 0 | 1018.3814 | 4121.3043 | 6392.081 | 0 | 11531.7666 | 1819.8971 | 1214.5702 | 0 | 0.21087 | 3034.6782 | -8497.0884 | -20997.0133
2029 | 0 | 1054.2793 | 4162.5173 | 8331.0806 | 0 | 13547.8772 | 2392.1076 | 1627.2365 | 0 | 0.27246 | 4019.6165 | -9528.2607 | -26969.6309
2030 | 0 | 1091.4427 | 4204.1425 | 10742.6731 | 0 | 16038.2582 | 2635.0571 | 2047.0681 | 0 | 0.33466 | 4682.4598 | -11355.7984 | -33554.7039
2031 | 0 | 1129.916 | 4246.1839 | 13076.8735 | 0 | 18452.9735 | 2786.3804 | 2474.8088 | 0 | 0.39749 | 5261.5867 | -13191.3868 | -40631.3134
2032 | 0 | 1169.7456 | 4288.6457 | 15559.0518 | 0 | 21017.4431 | 3064.6739 | 2911.1145 | 0 | 0.46094 | 5976.2494 | -15041.1938 | -48095.9544
2033 | 0 | 1210.9791 | 4331.5322 | 18038.7349 | 0 | 23581.2462 | 4035.0992 | 3356.4837 | 0 | 0.52503 | 7392.108 | -16189.1382 | -55528.5789
2034 | 0 | 1253.6661 | 4374.8475 | 20649.76 | 0 | 26278.2737 | 4854.9858 | 3811.3213 | 0 | 0.58976 | 8666.8968 | -17611.3768 | -63008.6138
2035 | 0 | 0 | 0 | 22326.5823 | 0 | 22326.5823 | 11351.4148 | 4256.8592 | 0 | 0.51852 | 15608.7925 | -6717.7898 | -65648.1557
2036 | 0 | 0 | 0 | 22818.4816 | 0 | 22818.4816 | 11338.6286 | 4148.7282 | 0 | 0.51054 | 15487.8673 | -7330.6143 | -68312.7702
2037 | 0 | 0 | 0 | 23322.605 | 0 | 23322.605 | 11477.563 | 4041.7647 | 0 | 0.50895 | 15519.8366 | -7802.7685 | -70936.5934
2038 | 0 | 0 | 0 | 23909.6012 | 0 | 23909.6012 | 11819.1475 | 3937.7012 | 0 | 0.50416 | 15757.3528 | -8152.2484 | -73472.6276
2039 | 0 | 0 | 0 | 24528.9829 | 0 | 24528.9829 | 12041.2966 | 3835.846 | 0 | 0.49937 | 15877.642 | -8651.3409 | -75962.3617
2040 | 0 | 0 | 0 | 25037.708 | 0 | 25037.708 | 12268.9011 | 3735.557 | 0 | 0.49777 | 16004.9558 | -9032.7521 | -78367.1756
2041 | 0 | 0 | 0 | 25559.2158 | 0 | 25559.2158 | 12473.6258 | 3636.9862 | 0 | 0.49139 | 16111.1034 | -9448.1124 | -80694.1858
2042 | 0 | 0 | 0 | 26071.4436 | 0 | 26071.4436 | 12521.1182 | 3541.2248 | 0 | 0.49298 | 16062.8359 | -10008.6077 | -82974.6264
2043 | 0 | 1431.5427 | 4000.0973 | 26579.8495 | 0 | 32011.4895 | 12724.487 | 3448.9229 | 0 | 0.49298 | 16173.9029 | -15837.5866 | -86312.9308
2044 | 0 | 1482.0046 | 4040.0983 | 27227.0766 | 0 | 32749.1795 | 13014.9004 | 3360.1704 | 0 | 0.48979 | 16375.5606 | -16373.6189 | -89505.7435
2045 | 0 | 1534.2453 | 4080.4993 | 27940.5512 | 0 | 33555.2957 | 13515.622 | 3275.099 | 0 | 0.48819 | 16791.2092 | -16764.0865 | -92529.874
2046 | 0 | 1588.3274 | 4121.3043 | 28544.7512 | 0 | 34254.3828 | 13591.246 | 3194.0275 | 0 | 0.485 | 16785.7585 | -17468.6243 | -95445.0929
2047 | 0 | 1644.3159 | 4162.5173 | 29139.78 | 0 | 34946.6133 | 13876.5989 | 3117.4619 | 0 | 0.485 | 16994.5457 | -17952.0675 | -98216.6178
2048 | 0 | 1702.2781 | 4204.1425 | 29669.0851 | 0 | 35575.5057 | 14264.092 | 3045.7539 | 0 | 0.4866 | 17310.3325 | -18265.1732 | -100825.2927
2049 | 0 | 1762.2834 | 4246.1839 | 30255.712 | 0 | 36264.1793 | 14613.1368 | 2979.0948 | 0 | 0.48341 | 17592.715 | -18671.4643 | -103292.277
2050 | 0 | 1824.4039 | 4288.6457 | 30818.2627 | 0 | 36931.3123 | 15116.426 | 2917.6834 | 0 | 0.48181 | 18034.5912 | -18896.7211 | -105602.0341
2051 | 0 | 1888.7141 | 4331.5322 | 31259.1528 | 0 | 37479.3991 | 15081.4636 | 2860.6053 | 0 | 0.48181 | 17942.5508 | -19536.8483 | -107811.1892
2052 | 0 | 1955.2913 | 4374.8475 | 31919.0533 | 0 | 38249.1921 | 14975.3145 | 2805.7847 | 0 | 0.48341 | 17781.5826 | -20467.6095 | -109952.2582
2053 | 0 | 0 | 0 | 32419.9558 | 0 | 32419.9558 | 14700.8663 | 2752.1864 | 0 | 0.48021 | 17453.5329 | -14966.4229 | -111400.6079
2054 | 0 | 0 | 0 | 32926.8331 | 0 | 32926.8331 | 14755.5475 | 2699.8546 | 0 | 0.47862 | 17455.8807 | -15470.9524 | -112785.6542
2055 | 0 | 0 | 0 | 33439.7953 | 0 | 33439.7953 | 14337.2309 | 2648.835 | 0 | 0.47862 | 16986.5445 | -16453.2508 | -114148.3245
2056 | 0 | 0 | 0 | 33958.9549 | 0 | 33958.9549 | 14330.6207 | 2598.9159 | 0 | 0.47862 | 16930.0152 | -17028.9397 | -115453.0482
2057 | 0 | 0 | 0 | 34484.4268 | 0 | 34484.4268 | 14359.9551 | 2549.6178 | 0 | 0.47702 | 16910.0499 | -17574.3768 | -116698.7174
2058 | 0 | 0 | 0 | 35016.3277 | 0 | 35016.3277 | 14088.4421 | 2500.7007 | 0 | 0.47542 | 16589.6182 | -18426.7095 | -117906.983
2059 | 0 | 0 | 0 | 35554.7772 | 0 | 35554.7772 | 14133.3313 | 2452.1742 | 0 | 0.47702 | 16585.9826 | -18968.7946 | -119057.6408
2060 | 0 | 0 | 0 | 36099.8968 | 0 | 36099.8968 | 14130.7927 | 2404.0481 | 0 | 0.47702 | 16535.3179 | -19564.5789 | -120155.5561
2061 | 0 | 2232.7181 | 4000.0973 | 36651.8108 | 0 | 42884.6262 | 13926.8987 | 2356.3323 | 0 | 0.47862 | 16283.7097 | -26600.9165 | -121536.5341
2062 | 0 | 2311.4214 | 4040.0983 | 37210.6457 | 0 | 43562.1654 | 14119.0724 | 2309.6936 | 0 | 0.47702 | 16429.243 | -27132.9224 | -122839.6367
2063 | 0 | 2392.899 | 4080.4993 | 37924.2464 | 0 | 44397.6447 | 14118.7402 | 2264.333 | 0 | 0.47702 | 16383.5502 | -28014.0945 | -124084.2958
2064 | 0 | 2477.2487 | 4121.3043 | 38646.54 | 0 | 45245.0929 | 13652.0177 | 2220.2954 | 0 | 0.47542 | 15872.7884 | -29372.3045 | -125291.564
2065 | 0 | 2564.5717 | 4162.5173 | 39368.5778 | 0 | 46095.6668 | 13796.3644 | 2177.6273 | 0 | 0.47702 | 15974.4687 | -30121.1981 | -126436.8917
2066 | 0 | 2654.9728 | 4204.1425 | 40086.0597 | 0 | 46945.175 | 13571.0399 | 2136.3771 | 0 | 0.47702 | 15707.894 | -31237.281 | -127535.7018
2067 | 0 | 2748.5606 | 4246.1839 | 40806.1159 | 0 | 47800.8605 | 13770.6471 | 2096.638 | 0 | 0.47702 | 15867.7622 | -31933.0983 | -128574.8615
2068 | 0 | 2845.4474 | 4288.6457 | 41531.9257 | 0 | 48666.0188 | 13721.7086 | 2058.6369 | 0 | 0.47702 | 15780.8226 | -32885.1963 | -129564.8577
2069 | 0 | 2945.7494 | 4331.5322 | 42268.1775 | 0 | 49545.4591 | 13699.7073 | 2022.4363 | 0 | 0.47702 | 15722.6207 | -33822.8385 | -130506.8232
2070 | 0 | 3049.5871 | 4374.8475 | 43012.1636 | 0 | 50436.5982 | 13447.9511 | 1943.3532 | 0 | 0.47702 | 15391.7813 | -35044.8169 | -131409.7251
2071 | 0 | 0 | 0 | 43764.7793 | 0 | 43764.7793 | 13369.0626 | 1860.606 | 0 | 0.47702 | 15230.1456 | -28534.6337 | -132089.8379
2072 | 0 | 0 | 0 | 44538.3247 | 0 | 44538.3247 | 13291.1389 | 1780.2853 | 0 | 0.47702 | 15071.9012 | -29466.4235 | -132739.5604
2073 | 0 | 0 | 0 | 45318.2271 | 0 | 45318.2271 | 13214.2043 | 1702.2369 | 0 | 0.47702 | 14916.9182 | -30401.3089 | -133359.6931
2074 | 0 | 0 | 0 | 46115.935 | 0 | 46115.935 | 13167.5064 | 1626.5439 | 0 | 0.47702 | 14794.5273 | -31321.4077 | -133950.7447
2075 | 0 | 0 | 0 | 46932.3278 | 0 | 46932.3278 | 13121.8615 | 1553.2927 | 0 | 0.47702 | 14675.6312 | -32256.6966 | -134513.8582
2076 | 0 | 0 | 0 | 47768.3438 | 0 | 47768.3438 | 13093.3892 | 1467.6559 | 0 | 0.47702 | 14561.5221 | -33206.8217 | -135050.1426
2077 | 0 | 0 | 0 | 48624.9847 | 0 | 48624.9847 | 13066.0233 | 1384.882 | 0 | 0.47702 | 14451.3823 | -34173.6024 | -135560.707
2078 | 0 | 0 | 0 | 49503.3217 | 0 | 49503.3217 | 13039.7915 | 1304.8199 | 0 | 0.47702 | 14345.0885 | -35158.2332 | -136046.6424
2079 | 0 | 3482.2782 | 4000.0973 | 50404.5015 | 0 | 57886.877 | 13014.7223 | 1227.5694 | 0 | 0.47702 | 14242.7687 | -43644.1083 | -136604.6872
2080 | 0 | 3605.0285 | 4040.0983 | 51329.7534 | 0 | 58974.8802 | 12990.8446 | 1219.6633 | 0 | 0.47702 | 14210.9849 | -44763.8953 | -137134.1837
2081 | 0 | 3732.1058 | 4080.4993 | 52280.3966 | 0 | 60093.0016 | 12968.1883 | 1223.0881 | 0 | 0.47702 | 14191.7534 | -45901.2482 | -137636.4703
2082 | 0 | 3863.6625 | 4121.3043 | 53257.8489 | 0 | 61242.8156 | 12946.7839 | 1227.5713 | 0 | 0.47702 | 14174.8322 | -47067.9834 | -138112.9502
NOM | 0 | 68499.8408 | 141791.6042 | 1838833.3314 | 0 | 2049124.7764 | 669858.5904 | 140568.1404 | 0 | 26.259 | 810452.9898 | -1238671.7866
NPV | 0 | 10149.535 | 33778.4543 | 200281.8553 | 0 | 244209.8446 | 79191.3894 | 26901.3328 | 0 | 4.1722 | 106096.8944 | -138112.9502
| Discount Rate : |  |  |  | 8.0956 | %
| Benefit/Cost Ratio (Col(12) / Col(7)) : |  |  |  | 0.43445