## Outputs
page 1 | FPL 000236 | [12 empty] | PSC FORM CE 1
2024-06-07 11:44 | 20240012-EG |  |  |  | INPUT DATA -- PART 1 CONTINUED | [8 empty] | PAGE 1 OF 1
PROGRAM METHOD SELECTED: REV_REQ
|  |  |  | PROGRAM NAME: | Residential Ceiling Insulation
I. | PROGRAM DEMAND SAVINGS & LINE LOSSES | [5 empty] | IV. | AVOIDED GENERATOR AND T&D COSTS
| (1) CUSTOMER kW REDUCTION AT METER ........................................................................................... |  |  |  | 1.4648 | kW |  | (1) BASE YEAR ............................................................................................................................. |  |  |  | 2023
| (2) GENERATOR kW REDUCTION PER CUSTOMER .......................................................................................... |  |  |  | 1.8867 | kW |  | (2) IN-SERVICE YEAR FOR AVOIDED GENERATING UNIT .............................................................................. |  |  |  | 2035
| (3) kW LINE LOSS PERCENTAGE ................................................................................................... |  |  |  | 5.2837 | % |  | (3) IN-SERVICE YEAR FOR AVOIDED T&D ........................................................................... |  |  |  | 2026-2035
| (4) GENERATOR kWh REDUCTION PER CUSTOMER ...................................................................................... |  |  |  | 3477.1088 | kWh |  | (4) BASE YEAR AVOIDED GENERATING COST .................................................................................... |  |  |  | 786.3466 | $/kW
| (5) kWh LINE LOSS PERCENTAGE ............................................................................................... |  |  |  | 4.1934 | % |  | (5) BASE YEAR AVOIDED TRANSMISSION COST .................................................................................... |  |  |  | 499.1222 | $/kW
| (6) GROUP LINE LOSS MULTIPLIER................................................................................................................ |  |  |  | 1 |  |  | (6) BASE YEAR DISTRIBUTION COST ........................................................................................ |  |  |  | 196.5828 | $/kW
| (7) CUSTOMER kWh INCREASE AT METER ......................................................................................... |  |  |  | 0 | kWh |  | (7) GEN, TRAN & DIST COST ESCALATION RATE .................................................................................... |  |  |  | 2 | %**
[8 empty] | (8) GENERATOR FIXED O & M COST .............................................................................................. |  |  |  | 11.8679 | $/kW/YR
II. | ECONOMIC LIFE & K FACTORS | [6 empty] | (9) GENERATOR FIXED O&M ESCALATION RATE .......................................................................................... |  |  |  | 2.5 | %**
[8 empty] | (10) TRANSMISSION FIXED O & M COST ............................................................................................. |  |  |  | 3.4308 | $/kW
| (1) STUDY PERIOD FOR THE CONSERVATION PROGRAM ........................................................................................ |  |  |  | 62 | YEARS |  | (11) DISTRIBUTION FIXED O & M COST .............................................................................................. |  |  |  | 4.4467 | $/kW
| (2) GENERATOR ECONOMIC LIFE ..................................................................................................... |  |  |  | 50 | YEARS |  | (12) T&D FIXED O&M ESCALATION RATE ................................................................................................. |  |  |  | 2.5 | %**
| (3) T&D ECONOMIC LIFE ..................................................................................................................... |  |  |  | 50 | YEARS |  | (13) AVOIDED GEN UNIT VARIABLE O & M COSTS .................................................................................................. |  |  |  | 0.0079521 | CENTS/kWh
| (4) K FACTOR FOR GENERATION .............................................................................................. |  |  |  | 1.37 |  |  | (14) GENERATOR VARIABLE O&M COST ESCALATION RATE ......................................................................................... |  |  |  | 2.5 | %**
| (5) K FACTOR FOR T & D........................................................................................................................ |  |  |  | 1.3065 |  |  | (15) GENERATOR CAPACITY FACTOR ............................................................................................. |  |  |  | 65 | ** (In-service year)
[8 empty] | (16) AVOIDED GENERATING UNIT FUEL COST ........................................................................................... |  |  |  | 6.499 | CENTS/kWh** (In-service year)
III. | UTILITY & CUSTOMER COSTS | [6 empty] | (17) AVOIDED GEN UNIT FUEL COST ESCALATION RATE ................................................................................................... |  |  |  | -2.0003 | %**
| (1) UTILITY NON RECURRING COST PER CUSTOMER ........................................................................................................ |  |  |  | *** | $/CUST | V. | NON-FUEL ENERGY AND DEMAND CHARGES
| (2) UTILITY RECURRING COST PER CUSTOMER ...................................................................................... |  |  |  | *** | $/CUST
| (3) UTILITY COST ESCALATION RATE ......................................................................................... |  |  |  | *** | %** |  | (1) NON FUEL COST IN CUSTOMER BILL .................................................................................... |  |  |  | *** | CENTS/kWh
| (4) CUSTOMER EQUIPMENT COST ....................................................................................................................... |  |  |  | *** | $/CUST |  | (2) NON-FUEL COST ESCALATION RATE ........................................................................................ |  |  |  | *** | %
| (5) CUSTOMER EQUIPMENT ESCALATION RATE ................................................................................... |  |  |  | *** | %** |  | (3) DEMAND CHARGE IN CUSTOMER BILL ........................................................................................... |  |  |  | *** | $/kW/MO
| (6) CUSTOMER O & M COST ................................................................................................................ |  |  |  | *** | $/CUST/YR |  | (4) DEMAND CHARGE ESCALATION RATE ....................................................................................... |  |  |  | *** | %
| (7) CUSTOMER O & M COST ESCALATION RATE ................................................................................................................ |  |  |  | *** | %**
* | (8) INCREASED SUPPLY COSTS ................................................................................................................ |  |  |  | *** | $/CUST/YR | VI. | COST-EFFECTIVENESS RATIOS
* | (9) SUPPLY COSTS ESCALATION RATES......................................................................................... |  |  |  | *** | %**
* | (10) UTILITY DISCOUNT RATE ....................................................................................................... |  |  |  | 8.0956 | % |  | (1) RIM TEST ………….……………………………………………………………………………………………………………….………………………………… |  |  |  | 0.75094
* | (11) UTILITY AFUDC RATE......................................................................................................................... |  |  |  | 6.22 | % |  | (2) TRC TEST……...………………………………………………………………………………………………………………………………………….. |  |  |  | 2.6006
* | (12) UTILITY NON RECURRING REBATE/INCENTIVE ...................................................................................... |  |  |  | *** | $/CUST |  | (3) PARTICIPANT TEST ……………...…………………………………………………….…………..………………………………………………….. |  |  |  | 4.8365
* | (13) UTILITY RECURRING REBATE/INCENTIVE ...................................................................................... |  |  |  | *** | $/CUST
* | (14) UTILITY REBATE/INCENTIVE ESCALATION RATE .................................................................................... |  |  |  | *** | %
* SUPPLEMENTAL INFORMATION NOT SPECIFIED IN WORKBOOK
** VALUE SHOWN IS FOR FIRST YEAR ONLY (VALUE VARIES OVER TIME)
*** PROGRAM COST CALCULATION VALUES ARE SHOWN ON PAGE 2
page 2 |  |  |  |  | * INPUT DATA -- PART 1 CONTINUED
PROGRAM METHOD SELECTED: REV_REQ
|  |  |  | PROGRAM NAME: | Residential Ceiling Insulation
| (1) | (2) | (3) | (4) | (5) | (6) | (7) | (8) | (9) | (10)
| UTILITY |  |  | TOTAL | ENERGY | DEMAND
| PROGRAM COSTS |  | OTHER | UTILITY | CHARGE | CHARGE | PARTICIPANT | PARTICIPANT | OTHER | TOTAL
| WITHOUT | UTILITY | UTILITY | PROGRAM | REVENUE | REVENUE | EQUIPMENT | O&M | PARTICIPANT | PARTICIPANT
| INCENTIVES | INCENTIVES | COSTS | COSTS | LOSSES | LOSSES | COSTS | COSTS | COSTS | COSTS
YEAR | $(000) | $(000) | $(000) | $(000) | $(000) | $(000) | $(000) | $(000) | $(000) | $(000)
2023 | 0 | 0 | 0 | 0 | 0 | 0 | 0 | 0 | 0 | 0
2024 | 0 | 0 | 0 | 0 | 0 | 0 | 0 | 0 | 0 | 0
2025 | 396.783 | 663.8364 | 0 | 1060.6194 | 585.7871 | 0 | 4003.1888 | 0 | 0 | 4003.1888
2026 | 366.0323 | 597.4527 | 0 | 963.4851 | 1839.7944 | 0 | 3692.9417 | 0 | 0 | 3692.9417
2027 | 337.6648 | 537.7075 | 0 | 875.3723 | 3038.0563 | 0 | 3406.7387 | 0 | 0 | 3406.7387
2028 | 311.4958 | 483.9367 | 0 | 795.4325 | 4097.5844 | 0 | 3142.7164 | 0 | 0 | 3142.7164
2029 | 287.3549 | 435.5431 | 0 | 722.8979 | 5064.4076 | 0 | 2899.1559 | 0 | 0 | 2899.1559
2030 | 265.0849 | 391.9887 | 0 | 657.0736 | 6196.2649 | 0 | 2674.4713 | 0 | 0 | 2674.4713
2031 | 244.5408 | 352.7899 | 0 | 597.3307 | 7161.8514 | 0 | 2467.1998 | 0 | 0 | 2467.1998
2032 | 225.5889 | 317.5109 | 0 | 543.0998 | 8097.4894 | 0 | 2275.9918 | 0 | 0 | 2275.9918
2033 | 208.1057 | 285.7598 | 0 | 493.8655 | 8928.4257 | 0 | 2099.6025 | 0 | 0 | 2099.6025
2034 | 191.9776 | 257.1838 | 0 | 449.1614 | 9728.5304 | 0 | 1936.8833 | 0 | 0 | 1936.8833
2035 | 0 | 0 | 0 | 0 | 10274.2997 | 0 | 0 | 0 | 0 | 0
2036 | 0 | 0 | 0 | 0 | 10500.6631 | 0 | 0 | 0 | 0 | 0
2037 | 0 | 0 | 0 | 0 | 10732.6518 | 0 | 0 | 0 | 0 | 0
2038 | 0 | 0 | 0 | 0 | 11002.7771 | 0 | 0 | 0 | 0 | 0
2039 | 0 | 0 | 0 | 0 | 11287.8057 | 0 | 0 | 0 | 0 | 0
2040 | 0 | 0 | 0 | 0 | 11521.912 | 0 | 0 | 0 | 0 | 0
2041 | 0 | 0 | 0 | 0 | 11761.9007 | 0 | 0 | 0 | 0 | 0
2042 | 0 | 0 | 0 | 0 | 11997.6189 | 0 | 0 | 0 | 0 | 0
2043 | 0 | 0 | 0 | 0 | 12231.5783 | 0 | 0 | 0 | 0 | 0
2044 | 0 | 0 | 0 | 0 | 12529.4208 | 0 | 0 | 0 | 0 | 0
2045 | 650.1752 | 663.8364 | 0 | 1314.0116 | 12857.7492 | 0 | 6559.691 | 0 | 0 | 6559.691
2046 | 599.7866 | 597.4527 | 0 | 1197.2393 | 13135.7914 | 0 | 6051.3149 | 0 | 0 | 6051.3149
2047 | 553.3031 | 537.7075 | 0 | 1091.0106 | 13409.6132 | 0 | 5582.338 | 0 | 0 | 5582.338
2048 | 510.4221 | 483.9367 | 0 | 994.3589 | 13653.1901 | 0 | 5149.7068 | 0 | 0 | 5149.7068
2049 | 470.8644 | 435.5431 | 0 | 906.4075 | 13923.1455 | 0 | 4750.6046 | 0 | 0 | 4750.6046
2050 | 434.3724 | 391.9887 | 0 | 826.3612 | 14182.0214 | 0 | 4382.4327 | 0 | 0 | 4382.4327
2051 | 400.7086 | 352.7899 | 0 | 753.4984 | 14384.9112 | 0 | 4042.7942 | 0 | 0 | 4042.7942
2052 | 369.6537 | 317.5109 | 0 | 687.1645 | 14688.5858 | 0 | 3729.4776 | 0 | 0 | 3729.4776
2053 | 341.0055 | 285.7598 | 0 | 626.7653 | 14919.0923 | 0 | 3440.4431 | 0 | 0 | 3440.4431
2054 | 314.5776 | 257.1838 | 0 | 571.7614 | 15152.3483 | 0 | 3173.8088 | 0 | 0 | 3173.8088
2055 | 0 | 0 | 0 | 0 | 15388.4045 | 0 | 0 | 0 | 0 | 0
2056 | 0 | 0 | 0 | 0 | 15627.3126 | 0 | 0 | 0 | 0 | 0
2057 | 0 | 0 | 0 | 0 | 15869.1255 | 0 | 0 | 0 | 0 | 0
2058 | 0 | 0 | 0 | 0 | 16113.8969 | 0 | 0 | 0 | 0 | 0
2059 | 0 | 0 | 0 | 0 | 16361.6819 | 0 | 0 | 0 | 0 | 0
2060 | 0 | 0 | 0 | 0 | 16612.5363 | 0 | 0 | 0 | 0 | 0
2061 | 0 | 0 | 0 | 0 | 16866.5174 | 0 | 0 | 0 | 0 | 0
2062 | 0 | 0 | 0 | 0 | 17123.6834 | 0 | 0 | 0 | 0 | 0
2063 | 0 | 0 | 0 | 0 | 17452.0698 | 0 | 0 | 0 | 0 | 0
2064 | 0 | 0 | 0 | 0 | 17784.4566 | 0 | 0 | 0 | 0 | 0
2065 | 1065.3877 | 663.8364 | 0 | 1729.2241 | 18116.7257 | 0 | 10748.8175 | 0 | 0 | 10748.8175
2066 | 982.8202 | 597.4527 | 0 | 1580.2729 | 18446.8982 | 0 | 9915.7842 | 0 | 0 | 9915.7842
2067 | 906.6516 | 537.7075 | 0 | 1444.3591 | 18778.2554 | 0 | 9147.3109 | 0 | 0 | 9147.3109
2068 | 836.3861 | 483.9367 | 0 | 1320.3228 | 19112.2603 | 0 | 8438.3943 | 0 | 0 | 8438.3943
2069 | 771.5662 | 435.5431 | 0 | 1207.1092 | 19451.0704 | 0 | 7784.4187 | 0 | 0 | 7784.4187
2070 | 711.7698 | 391.9887 | 0 | 1103.7586 | 19793.4397 | 0 | 7181.1263 | 0 | 0 | 7181.1263
2071 | 656.6077 | 352.7899 | 0 | 1009.3975 | 20139.7802 | 0 | 6624.589 | 0 | 0 | 6624.589
2072 | 605.7206 | 317.5109 | 0 | 923.2314 | 20495.7521 | 0 | 6111.1833 | 0 | 0 | 6111.1833
2073 | 558.7772 | 285.7598 | 0 | 844.537 | 20854.6495 | 0 | 5637.5666 | 0 | 0 | 5637.5666
2074 | 515.472 | 257.1838 | 0 | 772.6558 | 21221.7406 | 0 | 5200.6552 | 0 | 0 | 5200.6552
2075 | 0 | 0 | 0 | 0 | 21597.4302 | 0 | 0 | 0 | 0 | 0
2076 | 0 | 0 | 0 | 0 | 21982.15 | 0 | 0 | 0 | 0 | 0
2077 | 0 | 0 | 0 | 0 | 22376.361 | 0 | 0 | 0 | 0 | 0
2078 | 0 | 0 | 0 | 0 | 22780.5562 | 0 | 0 | 0 | 0 | 0
2079 | 0 | 0 | 0 | 0 | 23195.2633 | 0 | 0 | 0 | 0 | 0
2080 | 0 | 0 | 0 | 0 | 23621.0479 | 0 | 0 | 0 | 0 | 0
2081 | 0 | 0 | 0 | 0 | 24058.5171 | 0 | 0 | 0 | 0 | 0
2082 | 0 | 0 | 0 | 0 | 24508.3235 | 0 | 0 | 0 | 0 | 0
NOM | 15090.6571 | 12971.1284 | 0 | 28061.7856 | 854615.174 | 0 | 152251.3481 | 0 | 0 | 152251.3481
NPV | 2697.6927 | 3577.9424 | 0 | 6275.6351 | 97325.5411 | 0 | 27217.3272 | 0 | 0 | 27217.3272
* SUPPLEMENTAL INFORMATION NOT SPECIFIED IN WORKBOOK
** NEGATIVE COSTS WILL BE CALCULATED AS POSITIVE BENEFITS FOR TRC AND RIM TESTS
page 2b | PROGRAM NAME: (4): INPUT DATA - PART 1 CONTINUED
PROGRAM METHOD SELECTED: REV_REQ
| ESCALATION RATES |  | PROGRAM NAME: | Residential Ceiling Insulation
| (1) | (2) | (3) | (4) | (5) | (6) | (7a) | (7b) | (8)
[7 empty] | Onpeak | Offpeak
|  |  |  | Fuel | Capacity | Blended | Energy Charge | Energy Charge | Demand Charge
Year | CPI% | PPI-CAP% | O&M% | (cents/kwh) | Factor | Cap. Rate | (cents/kwh) | (cents/kwh) | ($/kw)
2023 | 2.5 | 2.5 | 2.5 | 0 | 0 | 2 | 13.2846 | 0 | 0
2024 | 2.5 | 2.5 | 2.5 | 0 | 0 | 2 | 13.9419 | 0 | 0
2025 | 2.5 | 2.5 | 2.5 | 0 | 0 | 2 | 11.7229 | 0 | 0
2026 | 2.5 | 2.5 | 2.5 | 0 | 0 | 2 | 12.696 | 0 | 0
2027 | 2.5 | 2.5 | 2.5 | 0 | 0 | 2 | 13.1883 | 0 | 0
2028 | 2.5 | 2.5 | 2.5 | 0 | 0 | 2 | 13.3358 | 0 | 0
2029 | 2.5 | 2.5 | 2.5 | 0 | 0 | 2 | 13.4522 | 0 | 0
2030 | 2.5 | 2.5 | 2.5 | 0 | 0 | 2 | 14.122 | 0 | 0
2031 | 2.5 | 2.5 | 2.5 | 0 | 0 | 2 | 14.4734 | 0 | 0
2032 | 2.5 | 2.5 | 2.5 | 0 | 0 | 2 | 14.85 | 0 | 0
2033 | 2.5 | 2.5 | 2.5 | 6.273 | 63 | 2 | 15.1151 | 0 | 0
2034 | 2.5 | 2.5 | 2.5 | 6.39 | 65 | 2 | 15.4039 | 0 | 0
2035 | 2.5 | 2.5 | 2.5 | 6.499 | 65 | 2 | 15.7842 | 0 | 0
2036 | 2.5 | 2.5 | 2.5 | 6.369 | 70 | 2 | 16.1319 | 0 | 0
2037 | 2.5 | 2.5 | 2.5 | 6.522 | 71 | 2 | 16.4883 | 0 | 0
2038 | 2.5 | 2.5 | 2.5 | 6.585 | 74 | 2 | 16.9033 | 0 | 0
2039 | 2.5 | 2.5 | 2.5 | 6.588 | 77 | 2 | 17.3412 | 0 | 0
2040 | 2.5 | 2.5 | 2.5 | 6.767 | 78 | 2 | 17.7009 | 0 | 0
2041 | 2.5 | 2.5 | 2.5 | 6.885 | 82 | 2 | 18.0695 | 0 | 0
2042 | 2.5 | 2.5 | 2.5 | 6.948 | 81 | 2 | 18.4317 | 0 | 0
2043 | 2.5 | 2.5 | 2.5 | 7.177 | 81 | 2 | 18.7911 | 0 | 0
2044 | 2.5 | 2.5 | 2.5 | 7.37 | 83 | 2 | 19.2487 | 0 | 0
2045 | 2.5 | 2.5 | 2.5 | 7.8 | 84 | 2 | 19.7531 | 0 | 0
2046 | 2.5 | 2.5 | 2.5 | 7.636 | 86 | 2 | 20.1802 | 0 | 0
2047 | 2.5 | 2.5 | 2.5 | 8.086 | 86 | 2 | 20.6009 | 0 | 0
2048 | 2.5 | 2.5 | 2.5 | 8.474 | 85 | 2 | 20.9751 | 0 | 0
2049 | 2.5 | 2.5 | 2.5 | 8.705 | 87 | 2 | 21.3898 | 0 | 0
2050 | 2.5 | 2.5 | 2.5 | 9.119 | 88 | 2 | 21.7875 | 0 | 0
2051 | 2.5 | 2.5 | 2.5 | 9.242 | 88 | 2 | 22.0992 | 0 | 0
2052 | 2.5 | 2.5 | 2.5 | 9.132 | 87 | 2 | 22.5657 | 0 | 0
2053 | 2.5 | 2.5 | 2.5 | 9.066 | 89 | 2 | 22.9199 | 0 | 0
2054 | 2.5 | 2.5 | 2.5 | 8.894 | 90 | 2 | 23.2782 | 0 | 0
2055 | 2.5 | 2.5 | 2.5 | 8.889 | 90 | 2 | 23.6409 | 0 | 0
2056 | 2.5 | 2.5 | 2.5 | 8.72 | 90 | 2 | 24.0079 | 0 | 0
2057 | 2.5 | 2.5 | 2.5 | 8.799 | 91 | 2 | 24.3794 | 0 | 0
2058 | 2.5 | 2.5 | 2.5 | 8.597 | 92 | 2 | 24.7554 | 0 | 0
2059 | 2.5 | 2.5 | 2.5 | 8.632 | 91 | 2 | 25.1361 | 0 | 0
2060 | 2.5 | 2.5 | 2.5 | 8.527 | 91 | 2 | 25.5215 | 0 | 0
2061 | 2.5 | 2.5 | 2.5 | 8.455 | 90 | 2 | 25.9117 | 0 | 0
2062 | 2.5 | 2.5 | 2.5 | 8.376 | 91 | 2 | 26.3067 | 0 | 0
2063 | 2.5 | 2.5 | 2.5 | 8.796 | 91 | 2 | 26.8112 | 0 | 0
2064 | 2.5 | 2.5 | 2.5 | 8.585 | 92 | 2 | 27.3219 | 0 | 0
2065 | 2.5 | 2.5 | 2.5 | 8.571 | 91 | 2 | 27.8323 | 0 | 0
2066 | 2.5 | 2.5 | 2.5 | 8.527 | 91 | 2 | 28.3396 | 0 | 0
2067 | 2.5 | 2.5 | 2.5 | 8.572 | 91 | 2 | 28.8486 | 0 | 0
2068 | 2.5 | 2.5 | 2.5 | 8.503 | 91 | 2 | 29.3617 | 0 | 0
2069 | 2.5 | 2.5 | 2.5 | 8.592 | 91 | 2 | 29.8822 | 0 | 0
2070 | 2.5 | 2.5 | 2.5 | 8.326 | 91 | 2 | 30.4082 | 0 | 0
2071 | 2.5 | 2.5 | 2.5 | 8.277 | 91 | 2 | 30.9403 | 0 | 0
2072 | 2.5 | 2.5 | 2.5 | 8.228 | 91 | 2 | 31.4872 | 0 | 0
2073 | 2.5 | 2.5 | 2.5 | 8.179 | 91 | 2 | 32.0385 | 0 | 0
2074 | 2.5 | 2.5 | 2.5 | 8.179 | 91 | 2 | 32.6025 | 0 | 0
2075 | 2.5 | 2.5 | 2.5 | 8.179 | 91 | 2 | 33.1797 | 0 | 0
2076 | 2.5 | 2.5 | 2.5 | 8.179 | 91 | 2 | 33.7707 | 0 | 0
2077 | 2.5 | 2.5 | 2.5 | 8.179 | 91 | 2 | 34.3763 | 0 | 0
2078 | 2.5 | 2.5 | 2.5 | 8.179 | 91 | 2 | 34.9973 | 0 | 0
2079 | 2.5 | 2.5 | 2.5 | 8.179 | 91 | 2 | 35.6344 | 0 | 0
2080 | 2.5 | 2.5 | 2.5 | 8.179 | 91 | 2 | 36.2885 | 0 | 0
2081 | 2.5 | 2.5 | 2.5 | 8.179 | 91 | 2 | 36.9606 | 0 | 0
2082 | 2.5 | 2.5 | 2.5 | 8.179 | 91 | 2 | 37.6516 | 0 | 0
Legend:
| Column (1) used for: |  | Utility Cost
Customer Equipment
Supply Costs
| Column (3) used for: |  | Customer O&M Cost
Generator Fixed O&M
T&D Fixed O&M
Generator Variable O&M
| Column (6) used for: |  | Gen, Tran, & Dist Cost
page 3 | Residential Ceiling Insulation (5): CALCULATION OF GEN K-FACTOR |  |  |  |  | PSC FORM CE 1.1A
| Residential Ceiling Insulation (5): PROGRAM METHOD SELECTED REV_REQ |  |  |  |  | PAGE 1 OF 2
|  |  |  | PROGRAM NAME: | Residential Ceiling Insulation
| (2) | (3) | (4) | (5) | (6) | (7) | -8 | -9 | -10 | -11 | -12 | -13 | -14 | -15
REPLACEMENT
[12 empty] | PRESENT |  | COST BASIS
[11 empty] | TOTAL | WORTH | CUMULATIVE | FOR
| MID-YEAR |  | PREFERRED | COMMON | INCOME | PROPERTY | PROPERTY |  | DEFERRED | ITC | FIXED | FIXED | PW FIXED | PROPERTY
| RATE BASE | DEBT | STOCK | EQUITY | TAXES | TAX | INSURANCE | DEPREC. | TAXES | NORMALIZATION | CHARGES | CHARGES | CHARGES | INSURANCE
YEAR | $(000) | $(000) | $(000) | $(000) | $(000) | $(000) | $(000) | $(000) | $(000) | $(000) | $(000) | $(000) | $(000) | $(000)
2035 | 44132.9514 | 625.8229 | 0 | 2788.1433 | 520.5188 | 740.6109 | 15.8419 | 880.108 | 472.9031 | 0 | 6043.9489 | 6043.9489 | 6043.9489 | 44005.3994
2036 | 42888.838 | 608.1809 | 0 | 2709.5452 | 1032.4399 | 725.7987 | 15.5251 | 880.108 | -65.7018 | 0 | 5905.896 | 5463.5842 | 11507.5331 | 43125.2914
2037 | 41497.4048 | 588.4498 | 0 | 2621.64 | 1486.6422 | 710.9864 | 15.2083 | 880.108 | -549.7474 | 0 | 5753.2873 | 4923.7927 | 16431.3258 | 42245.1834
2038 | 40158.4168 | 569.4624 | 0 | 2537.0481 | 1891.638 | 696.1742 | 14.8914 | 880.108 | -983.4617 | 0 | 5605.8605 | 4438.3119 | 20869.6377 | 41365.0754
2039 | 38867.9483 | 551.1631 | 0 | 2455.5215 | 2250.9669 | 681.362 | 14.5746 | 880.108 | -1370.4685 | 0 | 5463.2275 | 4001.4433 | 24871.0811 | 40484.9674
2040 | 37622.3753 | 533.5003 | 0 | 2376.8312 | 2568.1751 | 666.5498 | 14.2577 | 880.108 | -1714.3917 | 0 | 5325.0304 | 3608.1229 | 28479.204 | 39604.8594
2041 | 36418.3257 | 516.4264 | 0 | 2300.7641 | 2846.3108 | 651.7376 | 13.9409 | 880.108 | -2018.3517 | 0 | 5190.9361 | 3253.8442 | 31733.0482 | 38724.7514
2042 | 35252.6789 | 499.8971 | 0 | 2227.1232 | 3088.4276 | 636.9253 | 13.6241 | 880.108 | -2285.4693 | 0 | 5060.6361 | 2934.594 | 34667.6423 | 37844.6434
2043 | 34108.4733 | 483.6718 | 0 | 2154.8369 | 3324.9645 | 622.1131 | 13.3072 | 880.108 | -2546.547 | 0 | 4932.4545 | 2646.0489 | 37313.6912 | 36964.5355
2044 | 32967.3379 | 467.49 | 0 | 2082.7445 | 3561.4666 | 607.3009 | 12.9904 | 880.108 | -2807.5241 | 0 | 4804.5763 | 2384.4143 | 39698.1054 | 36084.4275
2045 | 31826.2025 | 451.3083 | 0 | 2010.6522 | 3798.0693 | 592.4887 | 12.6736 | 880.108 | -3068.6019 | 0 | 4676.6981 | 2147.1274 | 41845.2328 | 35204.3195
2046 | 30685.0671 | 435.1265 | 0 | 1938.5598 | 4034.5714 | 577.6765 | 12.3567 | 880.108 | -3329.579 | 0 | 4548.82 | 1932.0086 | 43777.2414 | 34324.2115
2047 | 29543.9317 | 418.9448 | 0 | 1866.4674 | 4271.1742 | 562.8643 | 12.0399 | 880.108 | -3590.6567 | 0 | 4420.9418 | 1737.0685 | 45514.31 | 33444.1035
2048 | 28402.7962 | 402.763 | 0 | 1794.3751 | 4507.6763 | 548.052 | 11.723 | 880.108 | -3851.6338 | 0 | 4293.0636 | 1560.4912 | 47074.8012 | 32563.9955
2049 | 27261.6608 | 386.5813 | 0 | 1722.2827 | 4744.279 | 533.2398 | 11.4062 | 880.108 | -4112.7116 | 0 | 4165.1854 | 1400.6196 | 48475.4207 | 31683.8875
2050 | 26120.5254 | 370.3995 | 0 | 1650.1903 | 4980.7811 | 518.4276 | 11.0894 | 880.108 | -4373.6887 | 0 | 4037.3072 | 1255.9417 | 49731.3625 | 30803.7795
2051 | 24979.39 | 354.2177 | 0 | 1578.0979 | 5217.3839 | 503.6154 | 10.7725 | 880.108 | -4634.7664 | 0 | 3909.429 | 1125.0786 | 50856.4411 | 29923.6716
2052 | 23838.2546 | 338.036 | 0 | 1506.0056 | 5453.886 | 488.8032 | 10.4557 | 880.108 | -4895.7435 | 0 | 3781.5509 | 1006.7725 | 51863.2136 | 29043.5636
2053 | 22697.1192 | 321.8542 | 0 | 1433.9132 | 5690.4888 | 473.991 | 10.1388 | 880.108 | -5156.8213 | 0 | 3653.6727 | 899.8764 | 52763.09 | 28163.4556
2054 | 21555.9838 | 305.6725 | 0 | 1361.8208 | 5926.9909 | 459.1787 | 9.822 | 880.108 | -5417.7984 | 0 | 3525.7945 | 803.345 | 53566.435 | 27283.3476
2055 | 20527.1376 | 291.083 | 0 | 1296.8224 | 5941.4235 | 444.3665 | 9.5052 | 880.108 | -5454.2977 | 0 | 3409.011 | 718.5638 | 54284.9988 | 26403.2396
2056 | 19722.8196 | 279.6775 | 0 | 1246.0089 | 5736.0933 | 429.5543 | 9.1883 | 880.108 | -5266.2184 | 0 | 3314.4118 | 646.3016 | 54931.3004 | 25523.1316
2057 | 19030.7908 | 269.8642 | 0 | 1202.2892 | 5533.1715 | 414.7421 | 8.8715 | 880.108 | -5078.1392 | 0 | 3230.9073 | 582.8343 | 55514.1347 | 24643.0236
2058 | 18338.7621 | 260.051 | 0 | 1158.5696 | 5330.2497 | 399.9299 | 8.5546 | 880.108 | -4890.06 | 0 | 3147.4028 | 525.2485 | 56039.3832 | 23762.9157
2059 | 17646.7333 | 250.2377 | 0 | 1114.85 | 5127.3278 | 385.1177 | 8.2378 | 880.108 | -4701.9807 | 0 | 3063.8983 | 473.0191 | 56512.4023 | 22882.8077
2060 | 16954.7046 | 240.4245 | 0 | 1071.1304 | 4924.406 | 370.3054 | 7.921 | 880.108 | -4513.9015 | 0 | 2980.3938 | 425.6668 | 56938.0691 | 22002.6997
2061 | 16262.6758 | 230.6112 | 0 | 1027.4108 | 4721.4842 | 355.4932 | 7.6041 | 880.108 | -4325.8223 | 0 | 2896.8893 | 382.7542 | 57320.8233 | 21122.5917
2062 | 15570.647 | 220.798 | 0 | 983.6912 | 4518.5624 | 340.681 | 7.2873 | 880.108 | -4137.7431 | 0 | 2813.3848 | 343.8816 | 57664.7049 | 20242.4837
2063 | 14878.6183 | 210.9848 | 0 | 939.9716 | 4315.6406 | 325.8688 | 6.9705 | 880.108 | -3949.6638 | 0 | 2729.8803 | 308.6848 | 57973.3898 | 19362.3757
2064 | 14186.5895 | 201.1715 | 0 | 896.252 | 4112.7187 | 311.0566 | 6.6536 | 880.108 | -3761.5846 | 0 | 2646.3758 | 276.8312 | 58250.221 | 18482.2677
2065 | 13494.5608 | 191.3583 | 0 | 852.5324 | 3909.7969 | 296.2443 | 6.3368 | 880.108 | -3573.5054 | 0 | 2562.8713 | 248.0174 | 58498.2384 | 17602.1597
2066 | 12802.532 | 181.545 | 0 | 808.8128 | 3706.8751 | 281.4321 | 6.0199 | 880.108 | -3385.4261 | 0 | 2479.3668 | 221.9668 | 58720.2052 | 16722.0518
2067 | 12110.5033 | 171.7318 | 0 | 765.0932 | 3503.9533 | 266.6199 | 5.7031 | 880.108 | -3197.3469 | 0 | 2395.8623 | 198.4271 | 58918.6323 | 15841.9438
2068 | 11418.4745 | 161.9185 | 0 | 721.3735 | 3301.0315 | 251.8077 | 5.3863 | 880.108 | -3009.2677 | 0 | 2312.3578 | 177.1683 | 59095.8006 | 14961.8358
2069 | 10726.4457 | 152.1053 | 0 | 677.6539 | 3098.1097 | 236.9955 | 5.0694 | 880.108 | -2821.1884 | 0 | 2228.8533 | 157.9808 | 59253.7814 | 14081.7278
2070 | 10034.417 | 142.292 | 0 | 633.9343 | 2895.1878 | 222.1833 | 4.7526 | 880.108 | -2633.1092 | 0 | 2145.3488 | 140.6736 | 59394.455 | 13201.6198
2071 | 9342.3882 | 132.4788 | 0 | 590.2147 | 2692.266 | 207.371 | 4.4357 | 880.108 | -2445.03 | 0 | 2061.8443 | 125.0726 | 59519.5276 | 12321.5118
2072 | 8650.3595 | 122.6656 | 0 | 546.4951 | 2489.3442 | 192.5588 | 4.1189 | 880.108 | -2256.9508 | 0 | 1978.3398 | 111.0195 | 59630.5471 | 11441.4038
2073 | 7958.3307 | 112.8523 | 0 | 502.7755 | 2286.4224 | 177.7466 | 3.8021 | 880.108 | -2068.8715 | 0 | 1894.8353 | 98.3698 | 59728.9169 | 10561.2958
2074 | 7266.302 | 103.0391 | 0 | 459.0559 | 2083.5006 | 162.9344 | 3.4852 | 880.108 | -1880.7923 | 0 | 1811.3308 | 86.9921 | 59815.909 | 9681.1879
2075 | 6574.2732 | 93.2258 | 0 | 415.3363 | 1880.5787 | 148.1222 | 3.1684 | 880.108 | -1692.7131 | 0 | 1727.8263 | 76.7669 | 59892.6758 | 8801.0799
2076 | 5882.2444 | 83.4126 | 0 | 371.6167 | 1677.6569 | 148.1222 | 3.1684 | 880.108 | -1504.6338 | 0 | 1659.4509 | 68.2072 | 59960.883 | 8801.0799
2077 | 5190.2157 | 73.5993 | 0 | 327.8971 | 1474.7351 | 148.1222 | 3.1684 | 880.108 | -1316.5546 | 0 | 1591.0754 | 60.499 | 60021.3821 | 8801.0799
2078 | 4498.1869 | 63.7861 | 0 | 284.1775 | 1271.8133 | 148.1222 | 3.1684 | 880.108 | -1128.4754 | 0 | 1522.7 | 53.5629 | 60074.9449 | 8801.0799
2079 | 3806.1582 | 53.9728 | 0 | 240.4578 | 1068.8915 | 148.1222 | 3.1684 | 880.108 | -940.3961 | 0 | 1454.3246 | 47.3263 | 60122.2712 | 8801.0799
2080 | 3114.1294 | 44.1596 | 0 | 196.7382 | 865.9696 | 148.1222 | 3.1684 | 880.108 | -752.3169 | 0 | 1385.9491 | 41.7235 | 60163.9947 | 8801.0799
2081 | 2422.1007 | 34.3464 | 0 | 153.0186 | 663.0478 | 148.1222 | 3.1684 | 880.108 | -564.2377 | 0 | 1317.5737 | 36.6944 | 60200.6891 | 8801.0799
2082 | 1730.0719 | 24.5331 | 0 | 109.299 | 460.126 | 148.1222 | 3.1684 | 880.108 | -376.1585 | 0 | 1249.1982 | 32.1846 | 60232.8737 | 8801.0799
2083 | 1038.0431 | 14.7199 | 0 | 65.5794 | 257.2042 | 148.1222 | 3.1684 | 880.108 | -188.0792 | 0 | 1180.8228 | 28.1445 | 60261.0182 | 8801.0799
2084 | 346.0144 | 4.9066 | 0 | 21.8598 | 54.2824 | 148.1222 | 3.1684 | 880.108 | 2.2737e-13 | 0 | 1112.4474 | 24.529 | 60285.5472 | 8801.0799
|  | IN SERVICE COST ($000) |  | 44005.3994
|  | IN SERVICE YEAR |  | 2035 |  | CAPITAL STRUCTURE
|  | BOOK LIFE (YRS) |  | 50 |  | SOURCE | WEIGHT | COST |  |  | K-FACTOR = CPWFC / IN-SVC COST = | 1.37
|  | EFFEC. TAX RATE |  | 25.35% |  | DEBT | 40.4% | 3.51%
|  | DISCOUNT RATE |  | 8.096% |  | P/S | 0% | 0%
|  | PROPERTY TAX |  | 1.683% |  | C/S | 59.6% | 10.6%
|  | PROPERTY INSURANCE |  | 0.036%
page 4a | PROGRAM NAME: (5): DEFERRED TAX AND MID-YEAR RATE BASE CALCULATION; Residential Ceiling Insulation -15: PSC FORM CE 1.1A
|  |  |  | PROGRAM METHOD SELECTED: REV_REQ | [9 empty] | PAGE 2a OF 2
|  |  | PROGRAM NAME: | Residential Ceiling Insulation
(1) | (2) | (3) | (4) | (5) | (6) | (7) | (8) | (9) | (10) | (11) | (12) | (13) | (14) | (15)
[6 empty] | BOOK | ACCUMULATED | DEFERRED
|  |  | ACCUMULATED |  | ACCUMULATED | DEPRECIATION | BOOK DEPR | TAX | TOTAL |  |  |  | ANNUAL | ACCUMULATED
| TAX | TAX | TAX | BOOK | BOOK | FOR | FOR | DUE TO | EQUITY | BOOK DEPR | (10)*(11) | SALVAGE | DEFERRED TAX | DEFERRED
| DEPRECIATION | DEPRECIATION | DEPRECIATION | DEPRECIATION | DEPRECIATION | DEFERRED TAX | DEFERRED TAX | DEPRECIATION | AFUDC | RATE | TAX RATE | TAX RATE | (9)-(12)+(13) | TAX
YEAR | SCHEDULE | $(000) | $(000) | $(000) | $(000) | $(000) | $(000) | $(000) | $(000) | MINUS 1/LIFE | $(000) | $(000) | $(000) | $(000)
2035 | 3.75% | 1489.387 | 1489.387 | 880.108 | 880.108 | 880.108 | 880.108 | 472.9031 | 6901.586 | 0 | 0 | 0 | 472.9031 | 1135.2121 | 7
2036 | 7.219% | 2867.1693 | 4356.5564 | 880.108 | 1760.216 | 880.108 | 1760.216 | -65.7018 | 6901.586 | 0 | 0 | 0 | -65.7018 | 1069.5103
2037 | 6.677% | 2651.9033 | 7008.4596 | 880.108 | 2640.324 | 880.108 | 2640.324 | -549.7474 | 6901.586 | 0 | 0 | 0 | -549.7474 | 519.7629
2038 | 6.177% | 2453.3183 | 9461.7779 | 880.108 | 3520.4319 | 880.108 | 3520.4319 | -983.4617 | 6901.586 | 0 | 0 | 0 | -983.4617 | -463.6988
2039 | 5.713% | 2269.0315 | 11730.8094 | 880.108 | 4400.5399 | 880.108 | 4400.5399 | -1370.4685 | 6901.586 | 0 | 0 | 0 | -1370.4685 | -1834.1673
2040 | 5.285% | 2099.0428 | 13829.8522 | 880.108 | 5280.6479 | 880.108 | 5280.6479 | -1714.3917 | 6901.586 | 0 | 0 | 0 | -1714.3917 | -3548.559
2041 | 4.888% | 1941.3663 | 15771.2186 | 880.108 | 6160.7559 | 880.108 | 6160.7559 | -2018.3517 | 6901.586 | 0 | 0 | 0 | -2018.3517 | -5566.9107
2042 | 4.522% | 1796.0022 | 17567.2207 | 880.108 | 7040.8639 | 880.108 | 7040.8639 | -2285.4693 | 6901.586 | 0 | 0 | 0 | -2285.4693 | -7852.38
2043 | 4.462% | 1772.172 | 19339.3927 | 880.108 | 7920.9719 | 880.108 | 7920.9719 | -2546.547 | 6901.586 | 0 | 0 | 0 | -2546.547 | -10398.927
2044 | 4.461% | 1771.7748 | 21111.1675 | 880.108 | 8801.0799 | 880.108 | 8801.0799 | -2807.5241 | 6901.586 | 0 | 0 | 0 | -2807.5241 | -13206.4511
2045 | 4.462% | 1772.172 | 22883.3395 | 880.108 | 9681.1879 | 880.108 | 9681.1879 | -3068.6019 | 6901.586 | 0 | 0 | 0 | -3068.6019 | -16275.053
2046 | 4.461% | 1771.7748 | 24655.1143 | 880.108 | 10561.2958 | 880.108 | 10561.2958 | -3329.579 | 6901.586 | 0 | 0 | 0 | -3329.579 | -19604.632
2047 | 4.462% | 1772.172 | 26427.2863 | 880.108 | 11441.4038 | 880.108 | 11441.4038 | -3590.6567 | 6901.586 | 0 | 0 | 0 | -3590.6567 | -23195.2887
2048 | 4.461% | 1771.7748 | 28199.0611 | 880.108 | 12321.5118 | 880.108 | 12321.5118 | -3851.6338 | 6901.586 | 0 | 0 | 0 | -3851.6338 | -27046.9226
2049 | 4.462% | 1772.172 | 29971.2331 | 880.108 | 13201.6198 | 880.108 | 13201.6198 | -4112.7116 | 6901.586 | 0 | 0 | 0 | -4112.7116 | -31159.6341
2050 | 4.461% | 1771.7748 | 31743.0079 | 880.108 | 14081.7278 | 880.108 | 14081.7278 | -4373.6887 | 6901.586 | 0 | 0 | 0 | -4373.6887 | -35533.3228
2051 | 4.462% | 1772.172 | 33515.1799 | 880.108 | 14961.8358 | 880.108 | 14961.8358 | -4634.7664 | 6901.586 | 0 | 0 | 0 | -4634.7664 | -40168.0893
2052 | 4.461% | 1771.7748 | 35286.9547 | 880.108 | 15841.9438 | 880.108 | 15841.9438 | -4895.7435 | 6901.586 | 0 | 0 | 0 | -4895.7435 | -45063.8328
2053 | 4.462% | 1772.172 | 37059.1267 | 880.108 | 16722.0518 | 880.108 | 16722.0518 | -5156.8213 | 6901.586 | 0 | 0 | 0 | -5156.8213 | -50220.6541
2054 | 4.461% | 1771.7748 | 38830.9015 | 880.108 | 17602.1597 | 880.108 | 17602.1597 | -5417.7984 | 6901.586 | 0 | 0 | 0 | -5417.7984 | -55638.4525
2055 | 2.231% | 886.086 | 39716.9875 | 880.108 | 18482.2677 | 880.108 | 18482.2677 | -5454.2977 | 6901.586 | 0 | 0 | 0 | -5454.2977 | -61092.7502
2056 | 0% | 0 | 39716.9875 | 880.108 | 19362.3757 | 880.108 | 19362.3757 | -5266.2184 | 6901.586 | 0 | 0 | 0 | -5266.2184 | -66358.9686
2057 | 0% | 0 | 39716.9875 | 880.108 | 20242.4837 | 880.108 | 20242.4837 | -5078.1392 | 6901.586 | 0 | 0 | 0 | -5078.1392 | -71437.1078
2058 | 0% | 0 | 39716.9875 | 880.108 | 21122.5917 | 880.108 | 21122.5917 | -4890.06 | 6901.586 | 0 | 0 | 0 | -4890.06 | -76327.1678
2059 | 0% | 0 | 39716.9875 | 880.108 | 22002.6997 | 880.108 | 22002.6997 | -4701.9807 | 6901.586 | 0 | 0 | 0 | -4701.9807 | -81029.1485
2060 | 0% | 0 | 39716.9875 | 880.108 | 22882.8077 | 880.108 | 22882.8077 | -4513.9015 | 6901.586 | 0 | 0 | 0 | -4513.9015 | -85543.05
2061 | 0% | 0 | 39716.9875 | 880.108 | 23762.9157 | 880.108 | 23762.9157 | -4325.8223 | 6901.586 | 0 | 0 | 0 | -4325.8223 | -89868.8723
2062 | 0% | 0 | 39716.9875 | 880.108 | 24643.0236 | 880.108 | 24643.0236 | -4137.7431 | 6901.586 | 0 | 0 | 0 | -4137.7431 | -94006.6154
2063 | 0% | 0 | 39716.9875 | 880.108 | 25523.1316 | 880.108 | 25523.1316 | -3949.6638 | 6901.586 | 0 | 0 | 0 | -3949.6638 | -97956.2792
2064 | 0% | 0 | 39716.9875 | 880.108 | 26403.2396 | 880.108 | 26403.2396 | -3761.5846 | 6901.586 | 0 | 0 | 0 | -3761.5846 | -101717.8638
2065 | 0% | 0 | 39716.9875 | 880.108 | 27283.3476 | 880.108 | 27283.3476 | -3573.5054 | 6901.586 | 0 | 0 | 0 | -3573.5054 | -105291.3692
2066 | 0% | 0 | 39716.9875 | 880.108 | 28163.4556 | 880.108 | 28163.4556 | -3385.4261 | 6901.586 | 0 | 0 | 0 | -3385.4261 | -108676.7953
2067 | 0% | 0 | 39716.9875 | 880.108 | 29043.5636 | 880.108 | 29043.5636 | -3197.3469 | 6901.586 | 0 | 0 | 0 | -3197.3469 | -111874.1422
2068 | 0% | 0 | 39716.9875 | 880.108 | 29923.6716 | 880.108 | 29923.6716 | -3009.2677 | 6901.586 | 0 | 0 | 0 | -3009.2677 | -114883.4099
2069 | 0% | 0 | 39716.9875 | 880.108 | 30803.7795 | 880.108 | 30803.7795 | -2821.1884 | 6901.586 | 0 | 0 | 0 | -2821.1884 | -117704.5983
2070 | 0% | 0 | 39716.9875 | 880.108 | 31683.8875 | 880.108 | 31683.8875 | -2633.1092 | 6901.586 | 0 | 0 | 0 | -2633.1092 | -120337.7075
2071 | 0% | 0 | 39716.9875 | 880.108 | 32563.9955 | 880.108 | 32563.9955 | -2445.03 | 6901.586 | 0 | 0 | 0 | -2445.03 | -122782.7375
2072 | 0% | 0 | 39716.9875 | 880.108 | 33444.1035 | 880.108 | 33444.1035 | -2256.9508 | 6901.586 | 0 | 0 | 0 | -2256.9508 | -125039.6883
2073 | 0% | 0 | 39716.9875 | 880.108 | 34324.2115 | 880.108 | 34324.2115 | -2068.8715 | 6901.586 | 0 | 0 | 0 | -2068.8715 | -127108.5598
2074 | 0% | 0 | 39716.9875 | 880.108 | 35204.3195 | 880.108 | 35204.3195 | -1880.7923 | 6901.586 | 0 | 0 | 0 | -1880.7923 | -128989.3521
2075 | 0% | 0 | 39716.9875 | 880.108 | 36084.4275 | 880.108 | 36084.4275 | -1692.7131 | 6901.586 | 0 | 0 | 0 | -1692.7131 | -130682.0652
2076 | 0% | 0 | 39716.9875 | 880.108 | 36964.5355 | 880.108 | 36964.5355 | -1504.6338 | 6901.586 | 0 | 0 | 0 | -1504.6338 | -132186.699
2077 | 0% | 0 | 39716.9875 | 880.108 | 37844.6434 | 880.108 | 37844.6434 | -1316.5546 | 6901.586 | 0 | 0 | 0 | -1316.5546 | -133503.2536
2078 | 0% | 0 | 39716.9875 | 880.108 | 38724.7514 | 880.108 | 38724.7514 | -1128.4754 | 6901.586 | 0 | 0 | 0 | -1128.4754 | -134631.729
2079 | 0% | 0 | 39716.9875 | 880.108 | 39604.8594 | 880.108 | 39604.8594 | -940.3961 | 6901.586 | 0 | 0 | 0 | -940.3961 | -135572.1251
2080 | 0% | 0 | 39716.9875 | 880.108 | 40484.9674 | 880.108 | 40484.9674 | -752.3169 | 6901.586 | 0 | 0 | 0 | -752.3169 | -136324.4421
2081 | 0% | 0 | 39716.9875 | 880.108 | 41365.0754 | 880.108 | 41365.0754 | -564.2377 | 6901.586 | 0 | 0 | 0 | -564.2377 | -136888.6798
2082 | 0% | 0 | 39716.9875 | 880.108 | 42245.1834 | 880.108 | 42245.1834 | -376.1585 | 6901.586 | 0 | 0 | 0 | -376.1585 | -137264.8382
2083 | 0% | 0 | 39716.9875 | 880.108 | 43125.2914 | 880.108 | 43125.2914 | -188.0792 | 6901.586 | 0 | 0 | 0 | -188.0792 | -137452.9174
2084 | 0% | 0 | 39716.9875 | 880.108 | 44005.3994 | 880.108 | 44005.3994 | 2.2737e-13 | 6901.586 | 0 | 0 | 0 | 2.2737e-13 | -137452.9174
| SALVAGE / REMOVAL COST |  |  |  | 0
| YEAR SALVAGE / COST OF REMOVAL |  |  |  | 2084
| DEFERRED TAXES DURING CONSTRUCTION (SEE PAGE 5) |  |  |  | 662.309
| TOTAL EQUITY AFUDC CAPITALIZED (SEE PAGE 5) |  |  |  | 6901.586
| BOOK DEPRECIATION RATE - 1/USEFUL LIFE |  |  |  | 2%
page 4b |  |  |  | DEFERRED TAX AND MID-YEAR RATE BASE CALCULATION | [9 empty] | PSC FORM CE 1.1A
|  |  |  | PROGRAM METHOD SELECTED: REV_REQ | [9 empty] | PAGE 2b OF 2
|  |  | PROGRAM NAME: | Residential Ceiling Insulation
(1) | (2) | (3) | (4) | (5) | (5a)* | (5b)* | (6) | (7) | (8)
END
OF YEAR
|  |  |  | NET |  |  | BEGINNING | ENDING OF
| TAX | TAX | DEFERRED | PLANT IN | ACCUMULATED | ACCUMULATED | YEAR RATE | YEAR RATE | MID-YEAR
| DEPRECIATION | DEPRECIATION | TAX | SERVICE | DEPRECIATION | DEF TAXES | BASE | BASE | RATE BASE
YEAR | SCHEDULE | $(000) | $(000) | $(000) | $(000) | $(000) | $(000) | $(000) | $(000)
2035 | 3.75% | 1489.387 | 472.9031 | 43125.2914 | 880.108 | 1135.2121 | 44667.7083 | 43598.1944 | 44132.9514
2036 | 7.219% | 2867.1693 | -65.7018 | 42245.1834 | 1760.216 | 1069.5103 | 43598.1944 | 42179.4816 | 42888.838
2037 | 6.677% | 2651.9033 | -549.7474 | 41365.0754 | 2640.324 | 519.7629 | 42179.4816 | 40815.328 | 41497.4048
2038 | 6.177% | 2453.3183 | -983.4617 | 40484.9674 | 3520.4319 | -463.6988 | 40815.328 | 39501.5057 | 40158.4168
2039 | 5.713% | 2269.0315 | -1370.4685 | 39604.8594 | 4400.5399 | -1834.1673 | 39501.5057 | 38234.3909 | 38867.9483
2040 | 5.285% | 2099.0428 | -1714.3917 | 38724.7514 | 5280.6479 | -3548.559 | 38234.3909 | 37010.3598 | 37622.3753
2041 | 4.888% | 1941.3663 | -2018.3517 | 37844.6434 | 6160.7559 | -5566.9107 | 37010.3598 | 35826.2917 | 36418.3257
2042 | 4.522% | 1796.0022 | -2285.4693 | 36964.5355 | 7040.8639 | -7852.38 | 35826.2917 | 34679.0662 | 35252.6789
2043 | 4.462% | 1772.172 | -2546.547 | 36084.4275 | 7920.9719 | -10398.927 | 34679.0662 | 33537.8804 | 34108.4733
2044 | 4.461% | 1771.7748 | -2807.5241 | 35204.3195 | 8801.0799 | -13206.4511 | 33537.8804 | 32396.7954 | 32967.3379
2045 | 4.462% | 1772.172 | -3068.6019 | 34324.2115 | 9681.1879 | -16275.053 | 32396.7954 | 31255.6096 | 31826.2025
2046 | 4.461% | 1771.7748 | -3329.579 | 33444.1035 | 10561.2958 | -19604.632 | 31255.6096 | 30114.5245 | 30685.0671
2047 | 4.462% | 1772.172 | -3590.6567 | 32563.9955 | 11441.4038 | -23195.2887 | 30114.5245 | 28973.3388 | 29543.9317
2048 | 4.461% | 1771.7748 | -3851.6338 | 31683.8875 | 12321.5118 | -27046.9226 | 28973.3388 | 27832.2537 | 28402.7962
2049 | 4.462% | 1772.172 | -4112.7116 | 30803.7795 | 13201.6198 | -31159.6341 | 27832.2537 | 26691.068 | 27261.6608
2050 | 4.461% | 1771.7748 | -4373.6887 | 29923.6716 | 14081.7278 | -35533.3228 | 26691.068 | 25549.9829 | 26120.5254
2051 | 4.462% | 1772.172 | -4634.7664 | 29043.5636 | 14961.8358 | -40168.0893 | 25549.9829 | 24408.7971 | 24979.39
2052 | 4.461% | 1771.7748 | -4895.7435 | 28163.4556 | 15841.9438 | -45063.8328 | 24408.7971 | 23267.712 | 23838.2546
2053 | 4.462% | 1772.172 | -5156.8213 | 27283.3476 | 16722.0518 | -50220.6541 | 23267.712 | 22126.5263 | 22697.1192
2054 | 4.461% | 1771.7748 | -5417.7984 | 26403.2396 | 17602.1597 | -55638.4525 | 22126.5263 | 20985.4412 | 21555.9838
2055 | 2.231% | 886.086 | -5454.2977 | 25523.1316 | 18482.2677 | -61092.7502 | 20985.4412 | 20068.834 | 20527.1376
2056 | 0% | 0 | -5266.2184 | 24643.0236 | 19362.3757 | -66358.9686 | 20068.834 | 19376.8052 | 19722.8196
2057 | 0% | 0 | -5078.1392 | 23762.9157 | 20242.4837 | -71437.1078 | 19376.8052 | 18684.7764 | 19030.7908
2058 | 0% | 0 | -4890.06 | 22882.8077 | 21122.5917 | -76327.1678 | 18684.7764 | 17992.7477 | 18338.7621
2059 | 0% | 0 | -4701.9807 | 22002.6997 | 22002.6997 | -81029.1485 | 17992.7477 | 17300.7189 | 17646.7333
2060 | 0% | 0 | -4513.9015 | 21122.5917 | 22882.8077 | -85543.05 | 17300.7189 | 16608.6902 | 16954.7046
2061 | 0% | 0 | -4325.8223 | 20242.4837 | 23762.9157 | -89868.8723 | 16608.6902 | 15916.6614 | 16262.6758
2062 | 0% | 0 | -4137.7431 | 19362.3757 | 24643.0236 | -94006.6154 | 15916.6614 | 15224.6327 | 15570.647
2063 | 0% | 0 | -3949.6638 | 18482.2677 | 25523.1316 | -97956.2792 | 15224.6327 | 14532.6039 | 14878.6183
2064 | 0% | 0 | -3761.5846 | 17602.1597 | 26403.2396 | -101717.8638 | 14532.6039 | 13840.5751 | 14186.5895
2065 | 0% | 0 | -3573.5054 | 16722.0518 | 27283.3476 | -105291.3692 | 13840.5751 | 13148.5464 | 13494.5608
2066 | 0% | 0 | -3385.4261 | 15841.9438 | 28163.4556 | -108676.7953 | 13148.5464 | 12456.5176 | 12802.532
2067 | 0% | 0 | -3197.3469 | 14961.8358 | 29043.5636 | -111874.1422 | 12456.5176 | 11764.4889 | 12110.5033
2068 | 0% | 0 | -3009.2677 | 14081.7278 | 29923.6716 | -114883.4099 | 11764.4889 | 11072.4601 | 11418.4745
2069 | 0% | 0 | -2821.1884 | 13201.6198 | 30803.7795 | -117704.5983 | 11072.4601 | 10380.4314 | 10726.4457
2070 | 0% | 0 | -2633.1092 | 12321.5118 | 31683.8875 | -120337.7075 | 10380.4314 | 9688.4026 | 10034.417
2071 | 0% | 0 | -2445.03 | 11441.4038 | 32563.9955 | -122782.7375 | 9688.4026 | 8996.3738 | 9342.3882
2072 | 0% | 0 | -2256.9508 | 10561.2958 | 33444.1035 | -125039.6883 | 8996.3738 | 8304.3451 | 8650.3595
2073 | 0% | 0 | -2068.8715 | 9681.1879 | 34324.2115 | -127108.5598 | 8304.3451 | 7612.3163 | 7958.3307
2074 | 0% | 0 | -1880.7923 | 8801.0799 | 35204.3195 | -128989.3521 | 7612.3163 | 6920.2876 | 7266.302
2075 | 0% | 0 | -1692.7131 | 7920.9719 | 36084.4275 | -130682.0652 | 6920.2876 | 6228.2588 | 6574.2732
2076 | 0% | 0 | -1504.6338 | 7040.8639 | 36964.5355 | -132186.699 | 6228.2588 | 5536.2301 | 5882.2444
2077 | 0% | 0 | -1316.5546 | 6160.7559 | 37844.6434 | -133503.2536 | 5536.2301 | 4844.2013 | 5190.2157
2078 | 0% | 0 | -1128.4754 | 5280.6479 | 38724.7514 | -134631.729 | 4844.2013 | 4152.1725 | 4498.1869
2079 | 0% | 0 | -940.3961 | 4400.5399 | 39604.8594 | -135572.1251 | 4152.1725 | 3460.1438 | 3806.1582
2080 | 0% | 0 | -752.3169 | 3520.4319 | 40484.9674 | -136324.4421 | 3460.1438 | 2768.115 | 3114.1294
2081 | 0% | 0 | -564.2377 | 2640.324 | 41365.0754 | -136888.6798 | 2768.115 | 2076.0863 | 2422.1007
2082 | 0% | 0 | -376.1585 | 1760.216 | 42245.1834 | -137264.8382 | 2076.0863 | 1384.0575 | 1730.0719
2083 | 0% | 0 | -188.0792 | 880.108 | 43125.2914 | -137452.9174 | 1384.0575 | 692.0288 | 1038.0431
2084 | 0% | 0 | 2.2737e-13 | 2.9786e-11 | 44005.3994 | -137452.9174 | 692.0288 | 3.6607e-11 | 346.0144
* Column not specified in workbook
(1): page 5 |  |  |  |  | PSC FORM CE 1.1B
PAGE 1 OF 1
(1) | (2) | (3) | (4) | (5) | (6) | (7)
| NO.YEARS | PLANT | CUMULATIVE | YEARLY | ANNUAL | CUMULATIVE
| BEFORE | ESCALATION | ESCALATION | EXPENDITURE | SPENDING | AVERAGE SPENDING
YEAR | IN-SERVICE | RATE | FACTOR | (%) | ($/kW) | ($/kW)
2023 | -12 | 0% | 1 | 0 | 0 | 0
2024 | -11 | 2.5% | 1.025 | 0 | 0 | 0
2025 | -10 | 2.5% | 1.0506 | 0 | 0 | 0
2026 | -9 | 2.5% | 1.0769 | 0 | 0 | 0
2027 | -8 | 2.5% | 1.1038 | 0 | 0 | 0
2028 | -7 | 2.5% | 1.1314 | 0 | 0 | 0
2029 | -6 | 2.5% | 1.1597 | 0 | 0 | 0
2030 | -5 | 2.5% | 1.1887 | 43.903 | 410.3701 | 205.185
2031 | -4 | 2.5% | 1.2184 | 38.3775 | 367.6895 | 594.2148
2032 | -3 | 2.5% | 1.2489 | 17.7195 | 174.0124 | 865.0657
2033 | -2 | 2% | 1.2738 | 0 | 0 | 952.0719
2034 | -1 | 2% | 1.2993 | 0 | 0 | 952.0719
|  |  |  | 100 | 952.0719
|  | (8) | (8a)* | (8b)* | (9) | (9a)* | (9b)* | (9c)* | (9d)* | (9e)* | (10) | (11)
(3): CUMULATIVE; (5): CUMULATIVE; (6): YEARLY; (7): CUMULATIVE | CONSTRUCTION |  |  | CUMULATIVE | INCREMENTAL | CUMULATIVE
| NO.YEARS | SPENDING | DEBT | DEBT | TOTAL | TOTAL | PERIOD | CUMULATIVE | DEFERRED | DEFERRED | YEAR-END | YEAR-END
| BEFORE | WITH AFUDC | AFUDC | AFUDC | AFUDC | AFUDC | INTEREST | CPI | TAXES | TAXES | BOOK VALUE | BOOK VALUE
YEAR | IN-SERVICE | ($/kW) | ($/kW) | ($/kW) | ($/kW) | ($/kW) | ($/kW) | ($/kW) | ($/kW) | ($/kW) | ($/kW) | ($/kW)
2023 | -12 | 0 | 0 | 0 | 0 | 0 | 0 | 0 | 0 | 0 | 0 | 0
2024 | -11 | 0 | 0 | 0 | 0 | 0 | 0 | 0 | 0 | 0 | 0 | 0
2025 | -10 | 0 | 0 | 0 | 0 | 0 | 0 | 0 | 0 | 0 | 0 | 0
2026 | -9 | 0 | 0 | 0 | 0 | 0 | 0 | 0 | 0 | 0 | 0 | 0
2027 | -8 | 0 | 0 | 0 | 0 | 0 | 0 | 0 | 0 | 0 | 0 | 0
2028 | -7 | 0 | 0 | 0 | 0 | 0 | 0 | 0 | 0 | 0 | 0 | 0
2029 | -6 | 0 | 0 | 0 | 0 | 0 | 0 | 0 | 0 | 0 | 0 | 0
2030 | -5 | 205.185 | 2.8726 | 2.8726 | 12.7625 | 12.7625 | 7.202 | 7.202 | 1.0973 | 1.0973 | 423.1326 | 423.1326
2031 | -4 | 606.9773 | 8.4823 | 11.3549 | 37.6857 | 50.4482 | 20.8569 | 28.0589 | 3.1363 | 4.2336 | 405.3752 | 828.5078
2032 | -3 | 915.514 | 12.7579 | 24.1128 | 56.6816 | 107.1299 | 30.3638 | 58.4227 | 4.4622 | 8.6958 | 230.694 | 1059.2018
2033 | -2 | 1059.2018 | 14.7071 | 38.8199 | 65.3415 | 172.4714 | 33.4177 | 91.8405 | 4.7422 | 13.4381 | 65.3415 | 1124.5433
2034 | -1 | 1124.5433 | 15.5555 | 54.3754 | 69.1107 | 241.5821 | 33.4177 | 125.2582 | 4.5272 | 17.9652 | 69.1107 | 1193.654
(4): 54.3754; (6): 241.5821 | 125.2582 |  | 17.9652 |  | 1193.654
BOOK BASIS
[7 empty] | BOOK BASIS | FOR DEF TAX | TAX BASIS
(6): CONSTRUCTION CASH | 35099.2033 | 35099.2033 | 35099.2033
(6): EQUITY AFUDC | 6901.586
(6): DEBT AFUDC | 2004.6101 | 2004.6101
(2): IN SERVICE YEAR; (4): 2035; (6): CPI |  |  | 4617.7842
| PLANT COSTS |  | 786.3466 |  | ITC Basis Reduction (Solar)
(2): AFUDC RATE; (4): 6.22%; (6): TOTAL | 44005.3994 | 37103.8133 | 39716.9875 |  | * Column not specified in workbook
(1): page 6; (6): INPUT DATA -- PART 2 | [7 empty] | PSC FORM CE 1.2
(6): PROGRAM METHOD SELECTED : REV_REQ | [7 empty] | PAGE 1 OF 1
|  |  |  | PROGRAM NAME: | Residential Ceiling Insulation
(1) | (2) | (3) | (4) | (5) | (6)* | (7) | (8) | (9)
UTILITY
| CUMULATIVE | ADJUSTED | AVERAGE | AVOIDED | INCREASED |  | PROGRAM | PROGRAM
| TOTAL | CUMULATIVE | SYSTEM | MARGINAL | MARGINAL | REPLACEMENT | KW | kWH
| PARTICIPATING | PARTICIPATING | FUEL COST | FUEL COST | FUEL COST | FUEL COST | EFFECTIVENESS | EFFECTIVENESS
YEAR | CUSTOMERS | CUSTOMERS | (C/kWh) | (C/kWh) | (C/kWh) | (C/kWh) | FACTOR | FACTOR
2023 | 0 | 0 | 2.1107 | 2.8192 | 2.1107 | 0 | 1 | 1
2024 | 0 | 0 | 2.6607 | 4.004 | 2.6607 | 0 | 1 | 1
2025 | 3000 | 3000 | 2.9695 | 3.3552 | 3.0553 | 0 | 1 | 1
2026 | 5700 | 5700 | 3.4117 | 3.9253 | 3.4909 | 0 | 1 | 1
2027 | 8130 | 8130 | 3.3657 | 3.9676 | 3.4505 | 0 | 1 | 1
2028 | 10317 | 10317 | 3.5114 | 4.0154 | 3.5443 | 0 | 1 | 1
2029 | 12285.3 | 12285.3 | 3.5913 | 4.1938 | 3.6026 | 0 | 1 | 1
2030 | 14056.77 | 14056.77 | 3.292 | 3.9109 | 3.2653 | 0 | 1 | 1
2031 | 15651.093 | 15651.093 | 3.0693 | 3.786 | 2.9555 | 0 | 1 | 1
2032 | 17085.9837 | 17085.9837 | 2.9515 | 3.882 | 2.8184 | 0 | 1 | 1
2033 | 18377.3853 | 18377.3853 | 3.334 | 4.0631 | 3.2369 | 6.8825 | 1 | 1
2034 | 19539.6468 | 19539.6468 | 3.5332 | 4.2162 | 3.4575 | 6.9767 | 1 | 1
2035 | 19539.6468 | 19539.6468 | 3.8608 | 4.5841 | 3.8021 | 7.1294 | 1 | 1
2036 | 19539.6468 | 19539.6468 | 4.0027 | 4.6564 | 3.9463 | 6.9828 | 1 | 1
2037 | 19539.6468 | 19539.6468 | 4.1974 | 4.7891 | 4.1546 | 7.1471 | 1 | 1
2038 | 19539.6468 | 19539.6468 | 4.5318 | 5.1883 | 4.5117 | 7.2249 | 1 | 1
2039 | 19539.6468 | 19539.6468 | 4.7163 | 5.3589 | 4.6877 | 7.1579 | 1 | 1
2040 | 19539.6468 | 19539.6468 | 5.0571 | 5.6949 | 5.0251 | 7.3834 | 1 | 1
2041 | 19539.6468 | 19539.6468 | 5.3851 | 5.8551 | 5.335 | 7.5063 | 1 | 1
2042 | 19539.6468 | 19539.6468 | 5.4894 | 5.9927 | 5.4569 | 7.5907 | 1 | 1
2043 | 19539.6468 | 19539.6468 | 5.722 | 6.2893 | 5.6884 | 7.8225 | 1 | 1
2044 | 19539.6468 | 19539.6468 | 6.1136 | 6.7281 | 6.0928 | 8.0846 | 1 | 1
2045 | 19539.6468 | 19539.6468 | 6.4999 | 7.1395 | 6.4847 | 8.4913 | 1 | 1
2046 | 19539.6468 | 19539.6468 | 6.711 | 7.348 | 6.7107 | 8.361 | 1 | 1
2047 | 19539.6468 | 19539.6468 | 7.0712 | 7.6538 | 7.0534 | 8.8452 | 1 | 1
2048 | 19539.6468 | 19539.6468 | 7.4142 | 8.1001 | 7.3848 | 9.2397 | 1 | 1
2049 | 19539.6468 | 19539.6468 | 7.8908 | 8.5843 | 7.8643 | 9.5526 | 1 | 1
2050 | 19539.6468 | 19539.6468 | 8.5419 | 9.3462 | 8.5498 | 10.0912 | 1 | 1
2051 | 19539.6468 | 19539.6468 | 8.4856 | 9.1869 | 8.4751 | 10.1556 | 1 | 1
2052 | 19539.6468 | 19539.6468 | 8.5408 | 9.2569 | 8.5492 | 10.0773 | 1 | 1
2053 | 19539.6468 | 19539.6468 | 8.5762 | 9.3651 | 8.5909 | 10.0634 | 1 | 1
2054 | 19539.6468 | 19539.6468 | 8.6113 | 9.3133 | 8.6244 | 9.8472 | 1 | 1
2055 | 19539.6468 | 19539.6468 | 8.5691 | 9.2204 | 8.5708 | 9.9113 | 1 | 1
2056 | 19539.6468 | 19539.6468 | 8.5437 | 9.2302 | 8.5733 | 9.7266 | 1 | 1
2057 | 19539.6468 | 19539.6468 | 8.5899 | 9.3143 | 8.6185 | 9.8003 | 1 | 1
2058 | 19539.6468 | 19539.6468 | 8.5125 | 9.1382 | 8.5205 | 9.5906 | 1 | 1
2059 | 19539.6468 | 19539.6468 | 8.5501 | 9.2205 | 8.5737 | 9.6304 | 1 | 1
2060 | 19539.6468 | 19539.6468 | 8.5885 | 9.2111 | 8.6231 | 9.5391 | 1 | 1
2061 | 19539.6468 | 19539.6468 | 8.4296 | 9.0481 | 8.4661 | 9.4471 | 1 | 1
2062 | 19539.6468 | 19539.6468 | 8.4175 | 9.0369 | 8.4396 | 9.2658 | 1 | 1
2063 | 19539.6468 | 19539.6468 | 8.4946 | 9.2145 | 8.5459 | 9.7339 | 1 | 1
2064 | 19539.6468 | 19539.6468 | 8.4747 | 9.1256 | 8.5163 | 9.6201 | 1 | 1
2065 | 19539.6468 | 19539.6468 | 8.3716 | 9.0055 | 8.4186 | 9.4973 | 1 | 1
2066 | 19539.6468 | 19539.6468 | 8.3231 | 9.03 | 8.3726 | 9.4862 | 1 | 1
2067 | 19539.6468 | 19539.6468 | 8.3315 | 9.0454 | 8.3911 | 9.4654 | 1 | 1
2068 | 19539.6468 | 19539.6468 | 8.3868 | 8.3353 | 8.4695 | 9.4211 | 1 | 1
2069 | 19539.6468 | 19539.6468 | 8.3868 | 8.3353 | 8.4695 | 9.5006 | 1 | 1
2070 | 19539.6468 | 19539.6468 | 8.3868 | 8.3353 | 8.4695 | 9.299 | 1 | 1
2071 | 19539.6468 | 19539.6468 | 8.3868 | 8.3353 | 8.4695 | 9.2593 | 1 | 1
2072 | 19539.6468 | 19539.6468 | 8.3868 | 8.3353 | 8.4695 | 9.2196 | 1 | 1
2073 | 19539.6468 | 19539.6468 | 8.3868 | 8.3353 | 8.4695 | 9.18 | 1 | 1
2074 | 19539.6468 | 19539.6468 | 8.3868 | 8.3353 | 8.4695 | 9.18 | 1 | 1
2075 | 19539.6468 | 19539.6468 | 8.3868 | 8.3353 | 8.4695 | 9.18 | 1 | 1
2076 | 19539.6468 | 19539.6468 | 8.3868 | 8.3353 | 8.4695 | 9.18 | 1 | 1
2077 | 19539.6468 | 19539.6468 | 8.3868 | 8.3353 | 8.4695 | 9.18 | 1 | 1
2078 | 19539.6468 | 19539.6468 | 8.3868 | 8.3353 | 8.4695 | 9.18 | 1 | 1
2079 | 19539.6468 | 19539.6468 | 8.3868 | 8.3353 | 8.4695 | 9.18 | 1 | 1
2080 | 19539.6468 | 19539.6468 | 8.3868 | 8.3353 | 8.4695 | 9.18 | 1 | 1
2081 | 19539.6468 | 19539.6468 | 8.3868 | 8.3353 | 8.4695 | 9.18 | 1 | 1
2082 | 19539.6468 | 19539.6468 | 8.3868 | 8.3353 | 8.4695 | 9.18 | 1 | 1
* THIS COLUMN IS USED ONLY FOR LOAD SHIFTING PROGRAMS WHICH SHIFT CONSUMPTION TO OFF-PEAK PERIODS.
THE VALUES REPRESENT THE OFF PEAK SYSTEM FUEL COSTS.
(1): page 7; (4): AVOIDED GENERATING BENEFITS | [5 empty] | PSC FORM CE 2.1
(4): PROGRAM METHOD SELECTED: REV_REQ | [5 empty] | PAGE 1 OF 1
|  | PROGRAM NAME: | Residential Ceiling Insulation
| (2) | (3) | (4) | (5) | (6) | (7)
AVOIDED
| GEN UNIT | AVOIDED | AVOIDED | AVOIDED |  | AVOIDED
| CAPACITY | GEN UNIT | GEN UNIT | GEN UNIT | REPLACEMENT | GEN UNIT
| COST | FIXED O&M | VARIABLE O&M | FUEL COST | FUEL COST | BENEFITS
YEAR | $(000) | $(000) | $(000) | $(000) | $(000) | $(000)
2023 | 0 | 0 | 0 | 0 | 0 | 0
2024 | 0 | 0 | 0 | 0 | 0 | 0
2025 | 0 | 0 | 0 | 0 | 0 | 0
2026 | 0 | 0 | 0 | 0 | 0 | 0
2027 | 0 | 0 | 0 | 0 | 0 | 0
2028 | 0 | 0 | 0 | 0 | 0 | 0
2029 | 0 | 0 | 0 | 0 | 0 | 0
2030 | 0 | 0 | 0 | 0 | 0 | 0
2031 | 0 | 0 | 0 | 0 | 0 | 0
2032 | 0 | 0 | 0 | 0 | 0 | 0
2033 | 0 | 0 | 0 | 0 | 0 | 0
2034 | 0 | 0 | 0 | 0 | 0 | 0
2035 | 6043.9489 | 588.4207 | 22.4498 | 13642.4228 | 14965.7833 | 5331.4589
2036 | 5905.896 | 603.1312 | 24.7811 | 14397.958 | 15785.5815 | 5146.1848
2037 | 5753.2873 | 618.2095 | 25.7635 | 14954.4607 | 16387.7081 | 4964.0129
2038 | 5605.8605 | 633.6648 | 27.5234 | 15736.8973 | 17266.1605 | 4737.7854
2039 | 5463.2275 | 649.5064 | 29.3552 | 16382.3397 | 17799.4329 | 4724.9959
2040 | 5325.0304 | 665.744 | 30.4798 | 17045.9964 | 18598.8188 | 4468.4318
2041 | 5190.9361 | 682.3876 | 32.8439 | 18232.6338 | 19877.9968 | 4260.8046
2042 | 5060.6361 | 699.4473 | 33.2545 | 18175.0846 | 19856.3611 | 4112.0613
2043 | 4932.4545 | 716.9335 | 34.0858 | 18774.1195 | 20462.5942 | 3994.9991
2044 | 4804.5763 | 734.8568 | 35.8007 | 19755.0072 | 21670.4529 | 3659.7881
2045 | 4676.6981 | 753.2283 | 37.1378 | 21159.5049 | 23034.7263 | 3591.8427
2046 | 4548.82 | 772.059 | 38.9726 | 21207.8178 | 23221.28 | 3346.3893
2047 | 4420.9418 | 791.3604 | 39.9469 | 22457.6237 | 24566.0949 | 3143.7779
2048 | 4293.0636 | 811.1445 | 40.4695 | 23261.5686 | 25363.555 | 3042.6912
2049 | 4165.1854 | 831.4231 | 42.4572 | 24457.9268 | 26839.4843 | 2657.5081
2050 | 4037.3072 | 852.2086 | 44.0189 | 25915.6138 | 28678.5131 | 2170.6355
2051 | 3909.429 | 873.5139 | 45.1193 | 26265.172 | 28861.6224 | 2231.6118
2052 | 3781.5509 | 895.3517 | 45.7218 | 25657.6436 | 28313.607 | 2066.6609
2053 | 3653.6727 | 917.7355 | 47.9422 | 26057.7752 | 28924.599 | 1752.5265
2054 | 3525.7945 | 940.6789 | 49.6929 | 25850.6368 | 28621.1027 | 1745.7004
2055 | 3409.011 | 964.1959 | 50.9352 | 25836.1042 | 28807.5138 | 1452.7324
2056 | 3314.4118 | 988.3008 | 52.2086 | 25344.9014 | 28270.7124 | 1429.1102
2057 | 3230.9073 | 1013.0083 | 54.1084 | 25858.6782 | 28801.3046 | 1355.3976
2058 | 3147.4028 | 1038.3335 | 56.0706 | 25542.6743 | 28494.8434 | 1289.6378
2059 | 3063.8983 | 1064.2918 | 56.8476 | 25367.8953 | 28302.1427 | 1250.7903
2060 | 2980.3938 | 1090.8991 | 58.2688 | 25059.3192 | 28033.7353 | 1155.1456
2061 | 2896.8893 | 1118.1716 | 59.0692 | 24574.6722 | 27458.2735 | 1190.5288
2062 | 2813.3848 | 1146.1259 | 61.2187 | 24615.5573 | 27230.504 | 1405.7827
2063 | 2729.8803 | 1174.779 | 62.7491 | 25849.8618 | 28606.2531 | 1211.0172
2064 | 2646.3758 | 1204.1485 | 65.0247 | 25507.021 | 28582.3772 | 840.1928
2065 | 2562.8713 | 1234.2522 | 65.9258 | 25188.6272 | 27910.9829 | 1140.6937
2066 | 2479.3668 | 1265.1085 | 67.574 | 25059.3192 | 27878.3377 | 993.0308
2067 | 2395.8623 | 1296.7362 | 69.2633 | 25191.5661 | 27816.9766 | 1136.4513
2068 | 2312.3578 | 1329.1546 | 70.9949 | 24988.7875 | 27686.8968 | 1014.3981
2069 | 2228.8533 | 1362.3835 | 72.7698 | 25250.3425 | 27920.6345 | 993.7146
2070 | 2145.3488 | 1396.4431 | 74.589 | 24468.6163 | 27327.9598 | 757.0374
2071 | 2061.8443 | 1431.3542 | 76.4537 | 24324.6141 | 27211.3924 | 682.874
2072 | 1978.3398 | 1467.138 | 78.3651 | 24180.6119 | 27094.8373 | 609.6176
2073 | 1894.8353 | 1503.8165 | 80.3242 | 24036.6098 | 26978.2947 | 537.2911
2074 | 1811.3308 | 1541.4119 | 82.3323 | 24036.6098 | 26978.2947 | 493.3901
2075 | 1727.8263 | 1579.9472 | 84.3906 | 24036.6098 | 26978.2947 | 450.4792
2076 | 1659.4509 | 1619.4459 | 86.5004 | 24036.6098 | 26978.2947 | 423.7122
2077 | 1591.0754 | 1659.932 | 88.6629 | 24036.6098 | 26978.2947 | 397.9854
2078 | 1522.7 | 1701.4303 | 90.8795 | 24036.6098 | 26978.2947 | 373.3249
2079 | 1454.3246 | 1743.9661 | 93.1515 | 24036.6098 | 26978.2947 | 349.7572
2080 | 1385.9491 | 1787.5652 | 95.4802 | 24036.6098 | 26978.2947 | 327.3097
2081 | 1317.5737 | 1832.2544 | 97.8672 | 24036.6098 | 26978.2947 | 306.0104
2082 | 1249.1982 | 1878.0607 | 100.3139 | 24036.6098 | 26978.2947 | 285.888
NOM | 159109.9811 | 53463.6608 | 2780.1558 | 1101963.4702 | 1222314.0999 | 95003.168
NPV | 23666.593 | 4118.0514 | 200.302 | 101835.182 | 112030.7564 | 17789.3719
page 8 | Residential Ceiling Insulation (5): AVOIDED T&D AND PROGRAM FUEL SAVINGS | [7 empty] | PSC FORM CE 2.2
| Residential Ceiling Insulation (5): PROGRAM METHOD SELECTED: REV_REQ | [7 empty] | PAGE 1 OF 1
|  |  | PROGRAM NAME : | Residential Ceiling Insulation
(1) | (2) | (3) | (4) | (5) | (6) | (7) | (8) | (8a)*
|  |  | TOTAL |  |  | TOTAL
| AVOIDED | AVOIDED | AVOIDED | AVOIDED | AVOIDED | AVOIDED |  | PROGRAM
| TRANSMISSION | TRANSMISSION | TRANSMISSION | DISTRIBUTION | DISTRIBUTION | DISTRIBUTION | PROGRAM | OFF-PEAK
| CAP COST | O&M COST | COST | CAP COST | O&M COST | COST | FUEL SAVINGS | PAYBACK
YEAR | $(000) | $(000) | $(000) | $(000) | $(000) | $(000) | $(000) | $(000)
2023 | 0 | 0 | 0 | 0 | 0 | 0 | 0 | 0
2024 | 0 | 0 | 0 | 0 | 0 | 0 | 0 | 0
2025 | 0 | 0 | 0 | 0 | 0 | 0 | 181.3457 | 0
2026 | 425.178 | 30.3225 | 455.5006 | 127.321 | 30.5119 | 157.833 | 618.2438 | 0
2027 | 807.299 | 49.4074 | 856.7065 | 242.359 | 49.716 | 292.075 | 999.6793 | 0
2028 | 1148.1339 | 67.5491 | 1215.683 | 345.6647 | 67.9711 | 413.6357 | 1338.8215 | 0
2029 | 1451.3923 | 84.8341 | 1536.2264 | 438.2176 | 85.364 | 523.5816 | 1722.7389 | 0
2030 | 1720.4435 | 101.3425 | 1821.786 | 520.9167 | 101.9755 | 622.8922 | 1880.5845 | 0
2031 | 1958.3528 | 117.1486 | 2075.5014 | 594.5868 | 117.8803 | 712.4671 | 2072.2764 | 0
2032 | 2167.7918 | 132.3212 | 2300.113 | 659.9844 | 133.1477 | 793.1321 | 2376.722 | 0
2033 | 2350.9663 | 146.9242 | 2497.8906 | 717.8037 | 147.8419 | 865.6456 | 2647.0325 | 0
2034 | 2509.7898 | 161.017 | 2670.8068 | 768.6481 | 162.0227 | 930.6708 | 2921.5516 | 0
2035 | 2646.0399 | 170.1014 | 2816.1413 | 813.0342 | 171.1638 | 984.198 | 3269.6887 | 0
2036 | 2562.1282 | 174.3539 | 2736.4821 | 791.7713 | 175.4429 | 967.2142 | 3303.8651 | 0
2037 | 2478.9949 | 178.7128 | 2657.7077 | 770.7143 | 179.829 | 950.5433 | 3380.764 | 0
2038 | 2397.2261 | 183.1806 | 2580.4067 | 750.0102 | 184.3247 | 934.3349 | 3665.8415 | 0
2039 | 2316.3961 | 187.7601 | 2504.1563 | 729.5756 | 188.9328 | 918.5084 | 3778.7958 | 0
2040 | 2236.1431 | 192.4541 | 2428.5972 | 709.3374 | 193.6562 | 902.9935 | 4006.0207 | 0
2041 | 2157.2989 | 197.2655 | 2354.5644 | 689.2318 | 198.4976 | 887.7294 | 4078.8986 | 0
2042 | 2081.8585 | 202.1971 | 2284.0556 | 669.2035 | 203.46 | 872.6635 | 4179.5141 | 0
2043 | 2010.654 | 207.252 | 2217.906 | 649.2046 | 208.5465 | 857.7511 | 4394.7385 | 0
2044 | 1943.3779 | 212.4333 | 2155.8113 | 629.2094 | 213.7602 | 842.9696 | 4703.0538 | 0
2045 | 1879.7436 | 217.7442 | 2097.4877 | 609.2141 | 219.1042 | 828.3183 | 4987.8955 | 0
2046 | 1819.485 | 223.1878 | 2042.6728 | 589.4826 | 224.5818 | 814.0644 | 5128.9889 | 0
2047 | 1762.3558 | 228.7675 | 1991.1233 | 570.5227 | 230.1963 | 800.719 | 5325.0652 | 0
2048 | 1708.1276 | 234.4867 | 1942.6143 | 552.5419 | 235.9512 | 788.4932 | 5650.5016 | 0
2049 | 1656.5886 | 240.3488 | 1896.9374 | 535.4687 | 241.85 | 777.3187 | 5981.0582 | 0
2050 | 1607.5424 | 246.3575 | 1853.9 | 519.2368 | 247.8963 | 767.1331 | 6522.5375 | 0
2051 | 1560.2728 | 252.5165 | 1812.7893 | 503.7848 | 254.0937 | 757.8785 | 6392.1874 | 0
2052 | 1513.5797 | 258.8294 | 1772.4091 | 489.0558 | 260.446 | 749.5018 | 6442.8747 | 0
2053 | 1466.8865 | 265.3001 | 1732.1866 | 474.997 | 266.9572 | 741.9542 | 6532.0489 | 0
2054 | 1420.1933 | 271.9326 | 1692.1259 | 461.5595 | 273.6311 | 735.1906 | 6478.237 | 0
2055 | 1373.5001 | 278.7309 | 1652.231 | 448.6979 | 280.4719 | 729.1698 | 6404.2427 | 0
2056 | 1326.8069 | 285.6992 | 1612.5061 | 436.2467 | 287.4837 | 723.7303 | 6418.4204 | 0
2057 | 1280.1137 | 292.8417 | 1572.9554 | 423.9287 | 294.6708 | 718.5994 | 6483.7002 | 0
2058 | 1233.4205 | 300.1627 | 1533.5833 | 411.6107 | 302.0375 | 713.6482 | 6342.9056 | 0
2059 | 1186.7274 | 307.6668 | 1494.3942 | 399.2927 | 309.5885 | 708.8812 | 6408.3994 | 0
2060 | 1140.0342 | 315.3585 | 1455.3926 | 386.9747 | 317.3282 | 704.3029 | 6391.696 | 0
2061 | 1093.341 | 323.2424 | 1416.5834 | 374.6567 | 325.2614 | 699.9181 | 6280.1086 | 0
2062 | 1047.639 | 331.3235 | 1378.9625 | 362.3388 | 333.3929 | 695.7317 | 6272.6679 | 0
2063 | 1003.1038 | 339.6066 | 1342.7104 | 350.0208 | 341.7277 | 691.7485 | 6414.9751 | 0
2064 | 959.65 | 348.0968 | 1307.7468 | 337.7028 | 350.2709 | 687.9737 | 6339.7632 | 0
2065 | 917.1989 | 356.7992 | 1273.998 | 325.3848 | 359.0277 | 684.4125 | 6254.4744 | 0
2066 | 875.6771 | 365.7191 | 1241.3962 | 313.0668 | 368.0034 | 681.0702 | 6286.7336 | 0
2067 | 835.0168 | 374.8621 | 1209.879 | 300.8142 | 377.2035 | 678.0177 | 6298.778 | 0
2068 | 795.1552 | 384.2337 | 1179.3889 | 288.8837 | 386.6336 | 675.5173 | 5652.0986 | 0
2069 | 756.034 | 393.8395 | 1149.8735 | 277.2518 | 396.2994 | 673.5512 | 5652.0986 | 0
2070 | 650.0253 | 403.6855 | 1053.7108 | 265.8966 | 406.2069 | 672.1035 | 5652.0986 | 0
2071 | 543.8573 | 413.7776 | 957.635 | 254.7981 | 416.3621 | 671.1601 | 5652.0986 | 0
2072 | 447.9808 | 424.1221 | 872.1029 | 243.9374 | 426.7711 | 670.7085 | 5652.0986 | 0
2073 | 361.5285 | 434.7251 | 796.2536 | 233.2972 | 437.4404 | 670.7375 | 5652.0986 | 0
2074 | 283.8122 | 445.5933 | 729.4055 | 222.8613 | 448.3764 | 671.2377 | 5652.0986 | 0
2075 | 214.1943 | 456.7331 | 670.9274 | 212.615 | 459.5858 | 672.2008 | 5652.0986 | 0
2076 | 152.0836 | 468.1514 | 620.2351 | 180.0185 | 471.0755 | 651.094 | 5652.0986 | 0
2077 | 96.9322 | 479.8552 | 576.7874 | 150.5639 | 482.8523 | 633.4162 | 5652.0986 | 0
2078 | 48.2318 | 491.8516 | 540.0834 | 123.8992 | 494.9237 | 618.8229 | 5652.0986 | 0
2079 | 5.5117 | 504.1479 | 509.6596 | 99.8208 | 507.2967 | 607.1175 | 5652.0986 | 0
2080 | -9.1968e-13 | 516.7516 | 516.7516 | 78.1399 | 519.9792 | 598.119 | 5652.0986 | 0
2081 | -7.0686e-13 | 529.6704 | 529.6704 | 58.6814 | 532.9786 | 591.6601 | 5652.0986 | 0
2082 | 0 | 542.9121 | 542.9121 | 41.2832 | 546.3031 | 587.5863 | 5652.0986 | 0
NOM | 72391.817 | 16346.2085 | 88738.0255 | 24525.3425 | 16448.3052 | 40973.6477 | 282339.9154 | 0
NPV | 17596.4025 | 1672.7164 | 19269.1189 | 5507.5764 | 1683.164 | 7190.7404 | 33547.3023 | 0
* THESE VALUES REPRESENT THE COST OF THE INCREASED FUEL CONSUMPTION DUE TO GREATER OFF-PEAK
ENERGY USAGE. USED FOR LOAD SHIFTING PROGRAMS ONLY.
page 8a |  |  | AVOIDED GENERATING EMISSION IMPACT
PROGRAM METHOD SELECTED: REV_REQ
|  | PROGRAM NAME: | Residential Ceiling Insulation
| (2) | (3) | (4) | (5) | (6)
| AVOIDED |  |  | OFF-PEAK
| GEN UNIT |  | PROGRAM | EMISSION | NET
| EMISSION | REPLACEMENT | EMISSION | PAYBACK | EMISSION
| BENEFIT | EMISSION COST | BENEFIT | COST | BENEFIT
YEAR | $(000) | $(000) | $(000) | $(000) | $(000)
2023 | 0 | 0 | 0 | 0 | 0
2024 | 0 | 0 | 0 | 0 | 0
2025 | 0 | 0 | 0.021983 | 0 | 0.021983
2026 | 0 | 0 | 0.063752 | 0 | 0.063752
2027 | 0 | 0 | 0.10134 | 0 | 0.10134
2028 | 0 | 0 | 0.13518 | 0 | 0.13518
2029 | 0 | 0 | 0.16562 | 0 | 0.16562
2030 | 0 | 0 | 0.19303 | 0 | 0.19303
2031 | 0 | 0 | 0.21769 | 0 | 0.21769
2032 | 0 | 0 | 0.23989 | 0 | 0.23989
2033 | 0 | 0 | 0.25987 | 0 | 0.25987
2034 | 0 | 0 | 0.27785 | 0 | 0.27785
2035 | 0.78722 | 0.88477 | 0.28636 | 0 | 0.18882
2036 | 0.84778 | 0.95283 | 0.28636 | 0 | 0.18131
2037 | 0.85989 | 0.96644 | 0.28636 | 0 | 0.17981
2038 | 0.89622 | 1.0073 | 0.28636 | 0 | 0.17531
2039 | 0.93256 | 1.0481 | 0.28636 | 0 | 0.17081
2040 | 0.94467 | 1.0617 | 0.28636 | 0 | 0.16931
2041 | 0.99311 | 1.1162 | 0.28636 | 0 | 0.16331
2042 | 0.981 | 1.1026 | 0.28636 | 0 | 0.16481
2043 | 0.981 | 1.1026 | 0.28636 | 0 | 0.16481
2044 | 1.0052 | 1.1298 | 0.28636 | 0 | 0.16181
2045 | 1.0173 | 1.1434 | 0.28636 | 0 | 0.1603
2046 | 1.0416 | 1.1706 | 0.28636 | 0 | 0.1573
2047 | 1.0416 | 1.1706 | 0.28636 | 0 | 0.1573
2048 | 1.0294 | 1.157 | 0.28636 | 0 | 0.1588
2049 | 1.0537 | 1.1842 | 0.28636 | 0 | 0.1558
2050 | 1.0658 | 1.1978 | 0.28636 | 0 | 0.1543
2051 | 1.0658 | 1.1978 | 0.28636 | 0 | 0.1543
2052 | 1.0537 | 1.1842 | 0.28636 | 0 | 0.1558
2053 | 1.0779 | 1.2115 | 0.28636 | 0 | 0.1528
2054 | 1.09 | 1.2251 | 0.28636 | 0 | 0.1513
2055 | 1.09 | 1.2251 | 0.28636 | 0 | 0.1513
2056 | 1.09 | 1.2251 | 0.28636 | 0 | 0.1513
2057 | 1.1021 | 1.2387 | 0.28636 | 0 | 0.1498
2058 | 1.1142 | 1.2523 | 0.28636 | 0 | 0.1483
2059 | 1.1021 | 1.2387 | 0.28636 | 0 | 0.1498
2060 | 1.1021 | 1.2387 | 0.28636 | 0 | 0.1498
2061 | 1.09 | 1.2251 | 0.28636 | 0 | 0.1513
2062 | 1.1021 | 1.2387 | 0.28636 | 0 | 0.1498
2063 | 1.1021 | 1.2387 | 0.28636 | 0 | 0.1498
2064 | 1.1142 | 1.2523 | 0.28636 | 0 | 0.1483
2065 | 1.1021 | 1.2387 | 0.28636 | 0 | 0.1498
2066 | 1.1021 | 1.2387 | 0.28636 | 0 | 0.1498
2067 | 1.1021 | 1.2387 | 0.28636 | 0 | 0.1498
2068 | 1.1021 | 1.2387 | 0.28636 | 0 | 0.1498
2069 | 1.1021 | 1.2387 | 0.28636 | 0 | 0.1498
2070 | 1.1021 | 1.2387 | 0.28636 | 0 | 0.1498
2071 | 1.1021 | 1.2387 | 0.28636 | 0 | 0.1498
2072 | 1.1021 | 1.2387 | 0.28636 | 0 | 0.1498
2073 | 1.1021 | 1.2387 | 0.28636 | 0 | 0.1498
2074 | 1.1021 | 1.2387 | 0.28636 | 0 | 0.1498
2075 | 1.1021 | 1.2387 | 0.28636 | 0 | 0.1498
2076 | 1.1021 | 1.2387 | 0.28636 | 0 | 0.1498
2077 | 1.1021 | 1.2387 | 0.28636 | 0 | 0.1498
2078 | 1.1021 | 1.2387 | 0.28636 | 0 | 0.1498
2079 | 1.1021 | 1.2387 | 0.28636 | 0 | 0.1498
2080 | 1.1021 | 1.2387 | 0.28636 | 0 | 0.1498
2081 | 1.1021 | 1.2387 | 0.28636 | 0 | 0.1498
2082 | 1.1021 | 1.2387 | 0.28636 | 0 | 0.1498
NOM | 50.6123 | 56.8838 | 15.4217 | 0 | 9.1502
NPV | 5.0232 | 5.6456 | 2.3906 | 0 | 1.7682
(1): page 9; Residential Ceiling Insulation (7): TOTAL RESOURCE COST TEST | [5 empty] | PSC FORM CE 2.3
Residential Ceiling Insulation (7): PROGRAM METHOD SELECTED: REV_REQ | [5 empty] | PAGE 1 OF 1
[5 empty] | PROGRAM NAME: | Residential Ceiling Insulation
(1) | (2) | (3) | (4) | (5) | (6) | (7) | (8) | (9) | (10) | (11) | (12) | (13)
| INCREASED | UTILITY | PARTICIPANT |  |  | AVOIDED | AVOIDED |  |  |  |  | CUMULATIVE
| SUPPLY | PROGRAM | PROGRAM | OTHER | TOTAL | GEN UNIT | T&D | PROGRAM | OTHER | TOTAL | NET | DISCOUNTED
| COSTS | COSTS | COSTS | COSTS | COSTS | BENEFITS | BENEFITS | FUEL SAVINGS | BENEFITS | BENEFITS | BENEFITS | NET BENEFITS
YEAR | $(000) | $(000) | $(000) | $(000) | $(000) | $(000) | $(000) | $(000) | $(000) | $(000) | $(000) | $(000)
2023 | 0 | 0 | 0 | 0 | 0 | 0 | 0 | 0 | 0 | 0 | 0 | 0
2024 | 0 | 0 | 0 | 0 | 0 | 0 | 0 | 0 | 0 | 0 | 0 | 0
2025 | 0 | 396.783 | 4003.1888 | 0 | 4399.9718 | 0 | 0 | 181.3457 | 0.021983 | 181.3677 | -4218.6042 | -3610.3763
2026 | 0 | 366.0323 | 3692.9417 | 0 | 4058.974 | 0 | 613.3335 | 618.2438 | 0.063752 | 1231.6411 | -2827.3329 | -5848.8525
2027 | 0 | 337.6648 | 3406.7387 | 0 | 3744.4035 | 0 | 1148.7815 | 999.6793 | 0.10134 | 2148.5621 | -1595.8414 | -7017.698
2028 | 0 | 311.4958 | 3142.7164 | 0 | 3454.2123 | 0 | 1629.3187 | 1338.8215 | 0.13518 | 2968.2754 | -485.9369 | -7346.9581
2029 | 0 | 287.3549 | 2899.1559 | 0 | 3186.5108 | 0 | 2059.808 | 1722.7389 | 0.16562 | 3782.7126 | 596.2017 | -6973.2398
2030 | 0 | 265.0849 | 2674.4713 | 0 | 2939.5562 | 0 | 2444.6783 | 1880.5845 | 0.19303 | 4325.4557 | 1385.8995 | -6169.5755
2031 | 0 | 244.5408 | 2467.1998 | 0 | 2711.7406 | 0 | 2787.9685 | 2072.2764 | 0.21769 | 4860.4626 | 2148.722 | -5016.879
2032 | 0 | 225.5889 | 2275.9918 | 0 | 2501.5807 | 0 | 3093.2451 | 2376.722 | 0.23989 | 5470.207 | 2968.6263 | -3543.6096
2033 | 0 | 208.1057 | 2099.6025 | 0 | 2307.7082 | 0 | 3363.5361 | 2647.0325 | 0.25987 | 6010.8285 | 3703.1203 | -1843.4634
2034 | 0 | 191.9776 | 1936.8833 | 0 | 2128.8608 | 0 | 3601.4776 | 2921.5516 | 0.27785 | 6523.307 | 4394.4462 | 22.9785
2035 | 0 | 0 | 0 | 0 | 0 | 5331.4589 | 3800.3393 | 3269.6887 | 0.18882 | 12401.6756 | 12401.6756 | 4895.8227
2036 | 0 | 0 | 0 | 0 | 0 | 5146.1848 | 3703.6964 | 3303.8651 | 0.18131 | 12153.9275 | 12153.9275 | 9313.6694
2037 | 0 | 0 | 0 | 0 | 0 | 4964.0129 | 3608.2509 | 3380.764 | 0.17981 | 11953.2077 | 11953.2077 | 13333.1535
2038 | 0 | 0 | 0 | 0 | 0 | 4737.7854 | 3514.7416 | 3665.8415 | 0.17531 | 11918.5438 | 11918.5438 | 17040.822
2039 | 0 | 0 | 0 | 0 | 0 | 4724.9959 | 3422.6647 | 3778.7958 | 0.17081 | 11926.6271 | 11926.6271 | 20473.1374
2040 | 0 | 0 | 0 | 0 | 0 | 4468.4318 | 3331.5908 | 4006.0207 | 0.16931 | 11806.2126 | 11806.2126 | 23616.3372
2041 | 0 | 0 | 0 | 0 | 0 | 4260.8046 | 3242.2937 | 4078.8986 | 0.16331 | 11582.1603 | 11582.1603 | 26468.9499
2042 | 0 | 0 | 0 | 0 | 0 | 4112.0613 | 3156.7192 | 4179.5141 | 0.16481 | 11448.4594 | 11448.4594 | 29077.4576
2043 | 0 | 0 | 0 | 0 | 0 | 3994.9991 | 3075.6572 | 4394.7385 | 0.16481 | 11465.5597 | 11465.5597 | 31494.2102
2044 | 0 | 0 | 0 | 0 | 0 | 3659.7881 | 2998.7808 | 4703.0538 | 0.16181 | 11361.7846 | 11361.7846 | 33709.7284
2045 | 0 | 650.1752 | 6559.691 | 0 | 7209.8662 | 3591.8427 | 2925.806 | 4987.8955 | 0.1603 | 11505.7046 | 4295.8384 | 34484.6693
2046 | 0 | 599.7866 | 6051.3149 | 0 | 6651.1015 | 3346.3893 | 2856.7371 | 5128.9889 | 0.1573 | 11332.2726 | 4681.1711 | 35265.8778
2047 | 0 | 553.3031 | 5582.338 | 0 | 6135.6412 | 3143.7779 | 2791.8423 | 5325.0652 | 0.1573 | 11260.8427 | 5125.2015 | 36057.1306
2048 | 0 | 510.4221 | 5149.7068 | 0 | 5660.129 | 3042.6912 | 2731.1074 | 5650.5016 | 0.1588 | 11424.4591 | 5764.3301 | 36880.4058
2049 | 0 | 470.8644 | 4750.6046 | 0 | 5221.469 | 2657.5081 | 2674.2561 | 5981.0582 | 0.1558 | 11312.9782 | 6091.5092 | 37685.252
2050 | 0 | 434.3724 | 4382.4327 | 0 | 4816.8051 | 2170.6355 | 2621.0331 | 6522.5375 | 0.1543 | 11314.3604 | 6497.5552 | 38479.4519
2051 | 0 | 400.7086 | 4042.7942 | 0 | 4443.5027 | 2231.6118 | 2570.6678 | 6392.1874 | 0.1543 | 11194.6213 | 6751.1185 | 39242.8436
2052 | 0 | 369.6537 | 3729.4776 | 0 | 4099.1313 | 2066.6609 | 2521.9109 | 6442.8747 | 0.1558 | 11031.6022 | 6932.4709 | 39968.0333
2053 | 0 | 341.0055 | 3440.4431 | 0 | 3781.4486 | 1752.5265 | 2474.1408 | 6532.0489 | 0.1528 | 10758.8691 | 6977.4204 | 40643.261
2054 | 0 | 314.5776 | 3173.8088 | 0 | 3488.3863 | 1745.7004 | 2427.3165 | 6478.237 | 0.1513 | 10651.4052 | 7163.0189 | 41284.5346
2055 | 0 | 0 | 0 | 0 | 0 | 1452.7324 | 2381.4008 | 6404.2427 | 0.1513 | 10238.5272 | 10238.5272 | 42132.497
2056 | 0 | 0 | 0 | 0 | 0 | 1429.1102 | 2336.2364 | 6418.4204 | 0.1513 | 10183.9183 | 10183.9183 | 42912.7686
2057 | 0 | 0 | 0 | 0 | 0 | 1355.3976 | 2291.5548 | 6483.7002 | 0.1498 | 10130.8025 | 10130.8025 | 43630.8384
2058 | 0 | 0 | 0 | 0 | 0 | 1289.6378 | 2247.2315 | 6342.9056 | 0.1483 | 9879.9232 | 9879.9232 | 44278.679
2059 | 0 | 0 | 0 | 0 | 0 | 1250.7903 | 2203.2753 | 6408.3994 | 0.1498 | 9862.6148 | 9862.6148 | 44876.9509
2060 | 0 | 0 | 0 | 0 | 0 | 1155.1456 | 2159.6955 | 6391.696 | 0.1498 | 9706.6869 | 9706.6869 | 45421.6659
2061 | 0 | 0 | 0 | 0 | 0 | 1190.5288 | 2116.5015 | 6280.1086 | 0.1513 | 9587.2903 | 9587.2903 | 45919.3869
2062 | 0 | 0 | 0 | 0 | 0 | 1405.7827 | 2074.6942 | 6272.6679 | 0.1498 | 9753.2947 | 9753.2947 | 46387.8047
2063 | 0 | 0 | 0 | 0 | 0 | 1211.0172 | 2034.4589 | 6414.9751 | 0.1498 | 9660.6009 | 9660.6009 | 46817.0228
2064 | 0 | 0 | 0 | 0 | 0 | 840.1928 | 1995.7205 | 6339.7632 | 0.1483 | 9175.8248 | 9175.8248 | 47194.1699
2065 | 0 | 1065.3877 | 10748.8175 | 0 | 11814.2053 | 1140.6937 | 1958.4105 | 6254.4744 | 0.1498 | 9353.7285 | -2460.4768 | 47100.6128
2066 | 0 | 982.8202 | 9915.7842 | 0 | 10898.6043 | 993.0308 | 1922.4664 | 6286.7336 | 0.1498 | 9202.3806 | -1696.2237 | 47040.946
2067 | 0 | 906.6516 | 9147.3109 | 0 | 10053.9625 | 1136.4513 | 1887.8967 | 6298.778 | 0.1498 | 9323.2758 | -730.6867 | 47017.1682
2068 | 0 | 836.3861 | 8438.3943 | 0 | 9274.7804 | 1014.3981 | 1854.9062 | 5652.0986 | 0.1498 | 8521.5526 | -753.2278 | 46994.4926
2069 | 0 | 771.5662 | 7784.4187 | 0 | 8555.9849 | 993.7146 | 1823.4247 | 5652.0986 | 0.1498 | 8469.3876 | -86.5973 | 46992.0808
2070 | 0 | 711.7698 | 7181.1263 | 0 | 7892.8961 | 757.0374 | 1725.8143 | 5652.0986 | 0.1498 | 8135.1002 | 242.2041 | 46998.321
2071 | 0 | 656.6077 | 6624.589 | 0 | 7281.1967 | 682.874 | 1628.7951 | 5652.0986 | 0.1498 | 7963.9175 | 682.7209 | 47014.5934
2072 | 0 | 605.7206 | 6111.1833 | 0 | 6716.9039 | 609.6176 | 1542.8114 | 5652.0986 | 0.1498 | 7804.6774 | 1087.7735 | 47038.5784
2073 | 0 | 558.7772 | 5637.5666 | 0 | 6196.3439 | 537.2911 | 1466.9911 | 5652.0986 | 0.1498 | 7656.5306 | 1460.1868 | 47068.3636
2074 | 0 | 515.472 | 5200.6552 | 0 | 5716.1272 | 493.3901 | 1400.6432 | 5652.0986 | 0.1498 | 7546.2817 | 1830.1545 | 47102.8996
2075 | 0 | 0 | 0 | 0 | 0 | 450.4792 | 1343.1282 | 5652.0986 | 0.1498 | 7445.8558 | 7445.8558 | 47232.8838
2076 | 0 | 0 | 0 | 0 | 0 | 423.7122 | 1271.329 | 5652.0986 | 0.1498 | 7347.2896 | 7347.2896 | 47351.5413
2077 | 0 | 0 | 0 | 0 | 0 | 397.9854 | 1210.2036 | 5652.0986 | 0.1498 | 7260.4374 | 7260.4374 | 47460.0145
2078 | 0 | 0 | 0 | 0 | 0 | 373.3249 | 1158.9063 | 5652.0986 | 0.1498 | 7184.4795 | 7184.4795 | 47559.3139
2079 | 0 | 0 | 0 | 0 | 0 | 349.7572 | 1116.7772 | 5652.0986 | 0.1498 | 7118.7827 | 7118.7827 | 47650.3365
2080 | 0 | 0 | 0 | 0 | 0 | 327.3097 | 1114.8706 | 5652.0986 | 0.1498 | 7094.4287 | 7094.4287 | 47734.254
2081 | 0 | 0 | 0 | 0 | 0 | 306.0104 | 1121.3304 | 5652.0986 | 0.1498 | 7079.5892 | 7079.5892 | 47811.7243
2082 | 0 | 0 | 0 | 0 | 0 | 285.888 | 1130.4984 | 5652.0986 | 0.1498 | 7068.6348 | 7068.6348 | 47883.2817
NOM | 0 | 15090.6571 | 152251.3481 | 0 | 167342.0052 | 95003.168 | 129711.6732 | 282339.9154 | 9.1502 | 507063.9069 | 339721.9017
NPV | 0 | 2697.6927 | 27217.3272 | 0 | 29915.0199 | 17789.3719 | 26459.8593 | 33547.3023 | 1.7682 | 77798.3016 | 47883.2817
| Discount Rate: |  |  |  | 8.0956 | %
| Benefit/Cost Ratio (Col(11) / Col(6)) : |  |  |  | 2.6006
(1): page 10; Residential Ceiling Insulation (7): PARTICIPANT COSTS AND BENEFITS |  | PSC FORM CE 2.4
Residential Ceiling Insulation (7): PROGRAM METHOD SELECTED: REV_REQ |  | PAGE 1 OF 1
[5 empty] | PROGRAM NAME: | Residential Ceiling Insulation
(1) | (2) | (3) | (4) | (5) | (6) | (7) | (8) | (9) | (10) | (11) | (12)
| SAVINGS IN |  |  |  |  | CUSTOMER |  |  |  |  | CUMULATIVE
| PARTICIPANTS | TAX | UTILITY | OTHER | TOTAL | EQUIPMENT | CUSTOMER | OTHER | TOTAL | NET | DISCOUNTED
| BILLS | CREDITS | REBATES | BENEFITS | BENEFITS | COSTS | O&M COSTS | COSTS | COSTS | BENEFITS | NET BENEFITS
YEAR | $(000) | $(000) | $(000) | $(000) | $(000) | $(000) | $(000) | $(000) | $(000) | $(000) | $(000)
2023 | 0 | 0 | 0 | 0 | 0 | 0 | 0 | 0 | 0 | 0 | 0
2024 | 0 | 0 | 0 | 0 | 0 | 0 | 0 | 0 | 0 | 0 | 0
2025 | 770.7725 | 0 | 663.8364 | 0 | 1434.6089 | 4003.1888 | 0 | 0 | 4003.1888 | -2568.5799 | -2198.2484
2026 | 2420.7821 | 0 | 597.4527 | 0 | 3018.2348 | 3692.9417 | 0 | 0 | 3692.9417 | -674.7069 | -2732.4322
2027 | 3997.4425 | 0 | 537.7075 | 0 | 4535.15 | 3406.7387 | 0 | 0 | 3406.7387 | 1128.4113 | -1905.9475
2028 | 5391.5584 | 0 | 483.9367 | 0 | 5875.4951 | 3142.7164 | 0 | 0 | 3142.7164 | 2732.7787 | -54.2771
2029 | 6663.6942 | 0 | 435.5431 | 0 | 7099.2373 | 2899.1559 | 0 | 0 | 2899.1559 | 4200.0813 | 2578.4678
2030 | 8152.9801 | 0 | 391.9887 | 0 | 8544.9689 | 2674.4713 | 0 | 0 | 2674.4713 | 5870.4976 | 5982.6895
2031 | 9423.4887 | 0 | 352.7899 | 0 | 9776.2785 | 2467.1998 | 0 | 0 | 2467.1998 | 7309.0787 | 9903.6947
2032 | 10654.5914 | 0 | 317.5109 | 0 | 10972.1023 | 2275.9918 | 0 | 0 | 2275.9918 | 8696.1104 | 14219.3988
2033 | 11747.9286 | 0 | 285.7598 | 0 | 12033.6884 | 2099.6025 | 0 | 0 | 2099.6025 | 9934.0859 | 18780.255
2034 | 12800.6979 | 0 | 257.1838 | 0 | 13057.8817 | 1936.8833 | 0 | 0 | 1936.8833 | 11120.9985 | 23503.6481
2035 | 13518.8154 | 0 | 0 | 0 | 13518.8154 | 0 | 0 | 0 | 0 | 13518.8154 | 28815.4369
2036 | 13816.662 | 0 | 0 | 0 | 13816.662 | 0 | 0 | 0 | 0 | 13816.662 | 33837.6731
2037 | 14121.9103 | 0 | 0 | 0 | 14121.9103 | 0 | 0 | 0 | 0 | 14121.9103 | 38586.423
2038 | 14477.3383 | 0 | 0 | 0 | 14477.3383 | 0 | 0 | 0 | 0 | 14477.3383 | 43090.0916
2039 | 14852.3759 | 0 | 0 | 0 | 14852.3759 | 0 | 0 | 0 | 0 | 14852.3759 | 47364.3963
2040 | 15160.4105 | 0 | 0 | 0 | 15160.4105 | 0 | 0 | 0 | 0 | 15160.4105 | 51400.5932
2041 | 15476.1851 | 0 | 0 | 0 | 15476.1851 | 0 | 0 | 0 | 0 | 15476.1851 | 55212.2795
2042 | 15786.3406 | 0 | 0 | 0 | 15786.3406 | 0 | 0 | 0 | 0 | 15786.3406 | 58809.1645
2043 | 16094.182 | 0 | 0 | 0 | 16094.182 | 0 | 0 | 0 | 0 | 16094.182 | 62201.555
2044 | 16486.08 | 0 | 0 | 0 | 16486.08 | 0 | 0 | 0 | 0 | 16486.08 | 65416.2974
2045 | 16918.0911 | 0 | 663.8364 | 0 | 17581.9275 | 6559.691 | 0 | 0 | 6559.691 | 11022.2365 | 67404.6361
2046 | 17283.9361 | 0 | 597.4527 | 0 | 17881.3888 | 6051.3149 | 0 | 0 | 6051.3149 | 11830.0739 | 69378.876
2047 | 17644.2279 | 0 | 537.7075 | 0 | 18181.9354 | 5582.338 | 0 | 0 | 5582.338 | 12599.5973 | 71324.0613
2048 | 17964.7238 | 0 | 483.9367 | 0 | 18448.6606 | 5149.7068 | 0 | 0 | 5149.7068 | 13298.9537 | 73223.4491
2049 | 18319.9282 | 0 | 435.5431 | 0 | 18755.4713 | 4750.6046 | 0 | 0 | 4750.6046 | 14004.8667 | 75073.8549
2050 | 18660.5544 | 0 | 391.9887 | 0 | 19052.5432 | 4382.4327 | 0 | 0 | 4382.4327 | 14670.1105 | 76866.9909
2051 | 18927.5148 | 0 | 352.7899 | 0 | 19280.3046 | 4042.7942 | 0 | 0 | 4042.7942 | 15237.5105 | 78589.9927
2052 | 19327.0866 | 0 | 317.5109 | 0 | 19644.5975 | 3729.4776 | 0 | 0 | 3729.4776 | 15915.1198 | 80254.8364
2053 | 19630.3846 | 0 | 285.7598 | 0 | 19916.1444 | 3440.4431 | 0 | 0 | 3440.4431 | 16475.7013 | 81849.2438
2054 | 19937.3004 | 0 | 257.1838 | 0 | 20194.4842 | 3173.8088 | 0 | 0 | 3173.8088 | 17020.6754 | 83373.03
2055 | 20247.9006 | 0 | 0 | 0 | 20247.9006 | 0 | 0 | 0 | 0 | 20247.9006 | 85049.976
2056 | 20562.2534 | 0 | 0 | 0 | 20562.2534 | 0 | 0 | 0 | 0 | 20562.2534 | 86625.4152
2057 | 20880.4282 | 0 | 0 | 0 | 20880.4282 | 0 | 0 | 0 | 0 | 20880.4282 | 88105.4168
2058 | 21202.4959 | 0 | 0 | 0 | 21202.4959 | 0 | 0 | 0 | 0 | 21202.4959 | 89495.6947
2059 | 21528.5288 | 0 | 0 | 0 | 21528.5288 | 0 | 0 | 0 | 0 | 21528.5288 | 90801.6275
2060 | 21858.6004 | 0 | 0 | 0 | 21858.6004 | 0 | 0 | 0 | 0 | 21858.6004 | 92028.2775
2061 | 22192.786 | 0 | 0 | 0 | 22192.786 | 0 | 0 | 0 | 0 | 22192.786 | 93180.4088
2062 | 22531.1623 | 0 | 0 | 0 | 22531.1623 | 0 | 0 | 0 | 0 | 22531.1623 | 94262.5044
2063 | 22963.2498 | 0 | 0 | 0 | 22963.2498 | 0 | 0 | 0 | 0 | 22963.2498 | 95282.7558
2064 | 23400.6008 | 0 | 0 | 0 | 23400.6008 | 0 | 0 | 0 | 0 | 23400.6008 | 96244.5734
2065 | 23837.797 | 0 | 663.8364 | 0 | 24501.6334 | 10748.8175 | 0 | 0 | 10748.8175 | 13752.8159 | 96767.5102
2066 | 24272.2345 | 0 | 597.4527 | 0 | 24869.6873 | 9915.7842 | 0 | 0 | 9915.7842 | 14953.9031 | 97293.5322
2067 | 24708.2308 | 0 | 537.7075 | 0 | 25245.9383 | 9147.3109 | 0 | 0 | 9147.3109 | 16098.6274 | 97817.4102
2068 | 25147.7109 | 0 | 483.9367 | 0 | 25631.6476 | 8438.3943 | 0 | 0 | 8438.3943 | 17193.2533 | 98335.0065
2069 | 25593.5137 | 0 | 435.5431 | 0 | 26029.0567 | 7784.4187 | 0 | 0 | 7784.4187 | 18244.638 | 98843.1193
2070 | 26043.9995 | 0 | 391.9887 | 0 | 26435.9883 | 7181.1263 | 0 | 0 | 7181.1263 | 19254.862 | 99339.2056
2071 | 26499.7107 | 0 | 352.7899 | 0 | 26852.5006 | 6624.589 | 0 | 0 | 6624.589 | 20227.9116 | 99821.3306
2072 | 26968.0949 | 0 | 317.5109 | 0 | 27285.6057 | 6111.1833 | 0 | 0 | 6111.1833 | 21174.4224 | 100288.2179
2073 | 27440.3282 | 0 | 285.7598 | 0 | 27726.088 | 5637.5666 | 0 | 0 | 5637.5666 | 22088.5214 | 100738.7845
2074 | 27923.3428 | 0 | 257.1838 | 0 | 28180.5267 | 5200.6552 | 0 | 0 | 5200.6552 | 22979.8714 | 101172.4269
2075 | 28417.6713 | 0 | 0 | 0 | 28417.6713 | 0 | 0 | 0 | 0 | 28417.6713 | 101668.5215
2076 | 28923.8816 | 0 | 0 | 0 | 28923.8816 | 0 | 0 | 0 | 0 | 28923.8816 | 102135.6372
2077 | 29442.5803 | 0 | 0 | 0 | 29442.5803 | 0 | 0 | 0 | 0 | 29442.5803 | 102575.5186
2078 | 29974.4161 | 0 | 0 | 0 | 29974.4161 | 0 | 0 | 0 | 0 | 29974.4161 | 102989.8065
2079 | 30520.0833 | 0 | 0 | 0 | 30520.0833 | 0 | 0 | 0 | 0 | 30520.0833 | 103380.0441
2080 | 31080.3262 | 0 | 0 | 0 | 31080.3262 | 0 | 0 | 0 | 0 | 31080.3262 | 103747.6825
2081 | 31655.9436 | 0 | 0 | 0 | 31655.9436 | 0 | 0 | 0 | 0 | 31655.9436 | 104094.086
2082 | 32247.794 | 0 | 0 | 0 | 32247.794 | 0 | 0 | 0 | 0 | 32247.794 | 104420.5377
NOM | 1124493.65 | 0 | 12971.1284 | 0 | 1137464.7784 | 152251.3481 | 0 | 0 | 152251.3481 | 985213.4303
NPV | 128059.9225 | 0 | 3577.9424 | 0 | 131637.8649 | 27217.3272 | 0 | 0 | 27217.3272 | 104420.5377
| In Service of Gen Unit: |  |  |  | 2035
| Discount Rate : |  |  |  | 8.0956 | %
| Benefit/Cost Ratio ( Col(6) / Col(10)) |  |  |  | 4.8365
(1): page 11; Residential Ceiling Insulation (7): RATE IMPACT TEST |  |  | PSC FORM CE 2.5
Residential Ceiling Insulation (7): PROGRAM METHOD SELECTED: REV_REQ |  |  | PAGE 1 OF 1
[5 empty] | PROGRAM NAME: | Residential Ceiling Insulation
(1) | (2) | (3) | (4) | (5) | (6) | (7) | (8) | (9) | (10) | (11) | (12) | (13) | (14)
| INCREASED | UTILITY |  |  | SELLBACK/ |  | AVOIDED GEN | AVOIDED |  |  |  |  | CUMULATIVE
| SUPPLY | PROGRAM |  | REVENUE | OTHER | TOTAL | UNIT & FUEL | T&D | REVENUE | OTHER | TOTAL | NET | DISCOUNTED
| COSTS | COSTS | INCENTIVES | LOSSES | COSTS | COSTS | BENEFITS | BENEFITS | GAINS | BENEFITS | BENEFITS | BENEFITS | NET BENEFITS
YEAR | $(000) | $(000) | $(000) | $(000) | $(000) | $(000) | $(000) | $(000) | $(000) | $(000) | $(000) | $(000) | $(000)
2023 | 0 | 0 | 0 | 0 | 0 | 0 | 0 | 0 | 0 | 0 | 0 | 0 | 0
2024 | 0 | 0 | 0 | 0 | 0 | 0 | 0 | 0 | 0 | 0 | 0 | 0 | 0
2025 | 0 | 396.783 | 663.8364 | 585.7871 | 0 | 1646.4065 | 181.3457 | 0 | 0 | 0.021983 | 181.3677 | -1465.0388 | -1253.8132
2026 | 0 | 366.0323 | 597.4527 | 1839.7944 | 0 | 2803.2795 | 618.2438 | 613.3335 | 0 | 0.063752 | 1231.6411 | -1571.6383 | -2498.1219
2027 | 0 | 337.6648 | 537.7075 | 3038.0563 | 0 | 3913.4286 | 999.6793 | 1148.7815 | 0 | 0.10134 | 2148.5621 | -1764.8665 | -3790.7668
2028 | 0 | 311.4958 | 483.9367 | 4097.5844 | 0 | 4893.0169 | 1338.8215 | 1629.3187 | 0 | 0.13518 | 2968.2754 | -1924.7415 | -5094.9291
2029 | 0 | 287.3549 | 435.5431 | 5064.4076 | 0 | 5787.3055 | 1722.7389 | 2059.808 | 0 | 0.16562 | 3782.7126 | -2004.593 | -6351.4719
2030 | 0 | 265.0849 | 391.9887 | 6196.2649 | 0 | 6853.3385 | 1880.5845 | 2444.6783 | 0 | 0.19303 | 4325.4557 | -2527.8828 | -7817.3568
2031 | 0 | 244.5408 | 352.7899 | 7161.8514 | 0 | 7759.182 | 2072.2764 | 2787.9685 | 0 | 0.21769 | 4860.4626 | -2898.7194 | -9372.3946
2032 | 0 | 225.5889 | 317.5109 | 8097.4894 | 0 | 8640.5892 | 2376.722 | 3093.2451 | 0 | 0.23989 | 5470.207 | -3170.3822 | -10945.7913
2033 | 0 | 208.1057 | 285.7598 | 8928.4257 | 0 | 9422.2913 | 2647.0325 | 3363.5361 | 0 | 0.25987 | 6010.8285 | -3411.4628 | -12512.0342
2034 | 0 | 191.9776 | 257.1838 | 9728.5304 | 0 | 10177.6918 | 2921.5516 | 3601.4776 | 0 | 0.27785 | 6523.307 | -3654.3848 | -14064.1516
2035 | 0 | 0 | 0 | 10274.2997 | 0 | 10274.2997 | 8601.1476 | 3800.3393 | 0 | 0.18882 | 12401.6756 | 2127.3759 | -13228.2669
2036 | 0 | 0 | 0 | 10500.6631 | 0 | 10500.6631 | 8450.0498 | 3703.6964 | 0 | 0.18131 | 12153.9275 | 1653.2644 | -12627.3197
2037 | 0 | 0 | 0 | 10732.6518 | 0 | 10732.6518 | 8344.7769 | 3608.2509 | 0 | 0.17981 | 11953.2077 | 1220.5559 | -12216.8855
2038 | 0 | 0 | 0 | 11002.7771 | 0 | 11002.7771 | 8403.6269 | 3514.7416 | 0 | 0.17531 | 11918.5438 | 915.7667 | -11932.0052
2039 | 0 | 0 | 0 | 11287.8057 | 0 | 11287.8057 | 8503.7917 | 3422.6647 | 0 | 0.17081 | 11926.6271 | 638.8215 | -11748.1613
2040 | 0 | 0 | 0 | 11521.912 | 0 | 11521.912 | 8474.4525 | 3331.5908 | 0 | 0.16931 | 11806.2126 | 284.3006 | -11672.4712
2041 | 0 | 0 | 0 | 11761.9007 | 0 | 11761.9007 | 8339.7032 | 3242.2937 | 0 | 0.16331 | 11582.1603 | -179.7404 | -11716.7401
2042 | 0 | 0 | 0 | 11997.6189 | 0 | 11997.6189 | 8291.5754 | 3156.7192 | 0 | 0.16481 | 11448.4594 | -549.1595 | -11841.865
2043 | 0 | 0 | 0 | 12231.5783 | 0 | 12231.5783 | 8389.7377 | 3075.6572 | 0 | 0.16481 | 11465.5597 | -766.0187 | -12003.3292
2044 | 0 | 0 | 0 | 12529.4208 | 0 | 12529.4208 | 8362.8419 | 2998.7808 | 0 | 0.16181 | 11361.7846 | -1167.6362 | -12231.0152
2045 | 0 | 650.1752 | 663.8364 | 12857.7492 | 0 | 14171.7608 | 8579.7382 | 2925.806 | 0 | 0.1603 | 11505.7046 | -2666.0562 | -12711.9541
2046 | 0 | 599.7866 | 597.4527 | 13135.7914 | 0 | 14333.0308 | 8475.3782 | 2856.7371 | 0 | 0.1573 | 11332.2726 | -3000.7582 | -13212.7301
2047 | 0 | 553.3031 | 537.7075 | 13409.6132 | 0 | 14500.6238 | 8468.8431 | 2791.8423 | 0 | 0.1573 | 11260.8427 | -3239.7811 | -13712.9028
2048 | 0 | 510.4221 | 483.9367 | 13653.1901 | 0 | 14647.549 | 8693.1928 | 2731.1074 | 0 | 0.1588 | 11424.4591 | -3223.0899 | -14173.232
2049 | 0 | 470.8644 | 435.5431 | 13923.1455 | 0 | 14829.5529 | 8638.5663 | 2674.2561 | 0 | 0.1558 | 11312.9782 | -3516.5747 | -14637.8627
2050 | 0 | 434.3724 | 391.9887 | 14182.0214 | 0 | 15008.3825 | 8693.173 | 2621.0331 | 0 | 0.1543 | 11314.3604 | -3694.0222 | -15089.3852
2051 | 0 | 400.7086 | 352.7899 | 14384.9112 | 0 | 15138.4097 | 8623.7991 | 2570.6678 | 0 | 0.1543 | 11194.6213 | -3943.7884 | -15535.3343
2052 | 0 | 369.6537 | 317.5109 | 14688.5858 | 0 | 15375.7503 | 8509.5355 | 2521.9109 | 0 | 0.1558 | 11031.6022 | -4344.1481 | -15989.7655
2053 | 0 | 341.0055 | 285.7598 | 14919.0923 | 0 | 15545.8576 | 8284.5754 | 2474.1408 | 0 | 0.1528 | 10758.8691 | -4786.9886 | -16453.018
2054 | 0 | 314.5776 | 257.1838 | 15152.3483 | 0 | 15724.1097 | 8223.9374 | 2427.3165 | 0 | 0.1513 | 10651.4052 | -5072.7045 | -16907.1549
2055 | 0 | 0 | 0 | 15388.4045 | 0 | 15388.4045 | 7856.9751 | 2381.4008 | 0 | 0.1513 | 10238.5272 | -5149.8772 | -17333.6716
2056 | 0 | 0 | 0 | 15627.3126 | 0 | 15627.3126 | 7847.5306 | 2336.2364 | 0 | 0.1513 | 10183.9183 | -5443.3943 | -17750.7337
2057 | 0 | 0 | 0 | 15869.1255 | 0 | 15869.1255 | 7839.0979 | 2291.5548 | 0 | 0.1498 | 10130.8025 | -5738.3229 | -18157.4651
2058 | 0 | 0 | 0 | 16113.8969 | 0 | 16113.8969 | 7632.5434 | 2247.2315 | 0 | 0.1483 | 9879.9232 | -6233.9737 | -18566.2357
2059 | 0 | 0 | 0 | 16361.6819 | 0 | 16361.6819 | 7659.1897 | 2203.2753 | 0 | 0.1498 | 9862.6148 | -6499.067 | -18960.4728
2060 | 0 | 0 | 0 | 16612.5363 | 0 | 16612.5363 | 7546.8415 | 2159.6955 | 0 | 0.1498 | 9706.6869 | -6905.8494 | -19348.0118
2061 | 0 | 0 | 0 | 16866.5174 | 0 | 16866.5174 | 7470.6374 | 2116.5015 | 0 | 0.1513 | 9587.2903 | -7279.2271 | -19725.9105
2062 | 0 | 0 | 0 | 17123.6834 | 0 | 17123.6834 | 7678.4507 | 2074.6942 | 0 | 0.1498 | 9753.2947 | -7370.3887 | -20079.8854
2063 | 0 | 0 | 0 | 17452.0698 | 0 | 17452.0698 | 7625.9922 | 2034.4589 | 0 | 0.1498 | 9660.6009 | -7791.4689 | -20426.0584
2064 | 0 | 0 | 0 | 17784.4566 | 0 | 17784.4566 | 7179.956 | 1995.7205 | 0 | 0.1483 | 9175.8248 | -8608.6318 | -20779.8926
2065 | 0 | 1065.3877 | 663.8364 | 18116.7257 | 0 | 19845.9498 | 7395.1681 | 1958.4105 | 0 | 0.1498 | 9353.7285 | -10492.2214 | -21178.8486
2066 | 0 | 982.8202 | 597.4527 | 18446.8982 | 0 | 20027.1712 | 7279.7644 | 1922.4664 | 0 | 0.1498 | 9202.3806 | -10824.7905 | -21559.624
2067 | 0 | 906.6516 | 537.7075 | 18778.2554 | 0 | 20222.6145 | 7435.2293 | 1887.8967 | 0 | 0.1498 | 9323.2758 | -10899.3387 | -21914.3079
2068 | 0 | 836.3861 | 483.9367 | 19112.2603 | 0 | 20432.5831 | 6666.4967 | 1854.9062 | 0 | 0.1498 | 8521.5526 | -11911.0305 | -22272.8849
2069 | 0 | 771.5662 | 435.5431 | 19451.0704 | 0 | 20658.1796 | 6645.8132 | 1823.4247 | 0 | 0.1498 | 8469.3876 | -12188.792 | -22612.3425
2070 | 0 | 711.7698 | 391.9887 | 19793.4397 | 0 | 20897.1982 | 6409.136 | 1725.8143 | 0 | 0.1498 | 8135.1002 | -12762.0981 | -22941.1478
2071 | 0 | 656.6077 | 352.7899 | 20139.7802 | 0 | 21149.1777 | 6334.9726 | 1628.7951 | 0 | 0.1498 | 7963.9175 | -13185.2602 | -23255.4138
2072 | 0 | 605.7206 | 317.5109 | 20495.7521 | 0 | 21418.9835 | 6261.7161 | 1542.8114 | 0 | 0.1498 | 7804.6774 | -13614.3062 | -23555.6036
2073 | 0 | 558.7772 | 285.7598 | 20854.6495 | 0 | 21699.1865 | 6189.3897 | 1466.9911 | 0 | 0.1498 | 7656.5306 | -14042.6559 | -23842.0489
2074 | 0 | 515.472 | 257.1838 | 21221.7406 | 0 | 21994.3964 | 6145.4887 | 1400.6432 | 0 | 0.1498 | 7546.2817 | -14448.1147 | -24114.6925
2075 | 0 | 0 | 0 | 21597.4302 | 0 | 21597.4302 | 6102.5778 | 1343.1282 | 0 | 0.1498 | 7445.8558 | -14151.5744 | -24361.7402
2076 | 0 | 0 | 0 | 21982.15 | 0 | 21982.15 | 6075.8108 | 1271.329 | 0 | 0.1498 | 7347.2896 | -14634.8603 | -24598.0906
2077 | 0 | 0 | 0 | 22376.361 | 0 | 22376.361 | 6050.084 | 1210.2036 | 0 | 0.1498 | 7260.4374 | -15115.9236 | -24823.9273
2078 | 0 | 0 | 0 | 22780.5562 | 0 | 22780.5562 | 6025.4234 | 1158.9063 | 0 | 0.1498 | 7184.4795 | -15596.0767 | -25039.4866
2079 | 0 | 0 | 0 | 23195.2633 | 0 | 23195.2633 | 6001.8557 | 1116.7772 | 0 | 0.1498 | 7118.7827 | -16076.4806 | -25245.0446
2080 | 0 | 0 | 0 | 23621.0479 | 0 | 23621.0479 | 5979.4082 | 1114.8706 | 0 | 0.1498 | 7094.4287 | -16526.6192 | -25440.5323
2081 | 0 | 0 | 0 | 24058.5171 | 0 | 24058.5171 | 5958.1089 | 1121.3304 | 0 | 0.1498 | 7079.5892 | -16978.928 | -25626.3287
2082 | 0 | 0 | 0 | 24508.3235 | 0 | 24508.3235 | 5937.9865 | 1130.4984 | 0 | 0.1498 | 7068.6348 | -17439.6887 | -25802.8746
NOM | 0 | 15090.6571 | 12971.1284 | 854615.174 | 0 | 882676.9595 | 377343.0834 | 129711.6732 | 0 | 9.1502 | 507063.9069 | -375613.0526
NPV | 0 | 2697.6927 | 3577.9424 | 97325.5411 | 0 | 103601.1763 | 51336.6741 | 26459.8593 | 0 | 1.7682 | 77798.3016 | -25802.8746
| Discount Rate : |  |  |  | 8.0956 | %
| Benefit/Cost Ratio (Col(12) / Col(7)) : |  |  |  | 0.75094