## Outputs
page 1 | FPL 000254 | [12 empty] | PSC FORM CE 1
2024-06-07 11:46 | 20240012-EG |  |  |  | INPUT DATA -- PART 1 CONTINUED | [8 empty] | PAGE 1 OF 1
PROGRAM METHOD SELECTED: REV_REQ
|  |  |  | PROGRAM NAME: | Residential Low Income Renter Pilot
I. | PROGRAM DEMAND SAVINGS & LINE LOSSES | [5 empty] | IV. | AVOIDED GENERATOR AND T&D COSTS
| (1) CUSTOMER kW REDUCTION AT METER ........................................................................................... |  |  |  | 0.1455 | kW |  | (1) BASE YEAR ............................................................................................................................. |  |  |  | 2023
| (2) GENERATOR kW REDUCTION PER CUSTOMER .......................................................................................... |  |  |  | 0.18741 | kW |  | (2) IN-SERVICE YEAR FOR AVOIDED GENERATING UNIT .............................................................................. |  |  |  | 2035
| (3) kW LINE LOSS PERCENTAGE ................................................................................................... |  |  |  | 5.2837 | % |  | (3) IN-SERVICE YEAR FOR AVOIDED T&D ........................................................................... |  |  |  | 2026-2028
| (4) GENERATOR kWh REDUCTION PER CUSTOMER ...................................................................................... |  |  |  | 705.5885 | kWh |  | (4) BASE YEAR AVOIDED GENERATING COST .................................................................................... |  |  |  | 786.3466 | $/kW
| (5) kWh LINE LOSS PERCENTAGE ............................................................................................... |  |  |  | 4.1934 | % |  | (5) BASE YEAR AVOIDED TRANSMISSION COST .................................................................................... |  |  |  | 499.1222 | $/kW
| (6) GROUP LINE LOSS MULTIPLIER................................................................................................................ |  |  |  | 1 |  |  | (6) BASE YEAR DISTRIBUTION COST ........................................................................................ |  |  |  | 196.5828 | $/kW
| (7) CUSTOMER kWh INCREASE AT METER ......................................................................................... |  |  |  | 0 | kWh |  | (7) GEN, TRAN & DIST COST ESCALATION RATE .................................................................................... |  |  |  | 2 | %**
[8 empty] | (8) GENERATOR FIXED O & M COST .............................................................................................. |  |  |  | 11.8679 | $/kW/YR
II. | ECONOMIC LIFE & K FACTORS | [6 empty] | (9) GENERATOR FIXED O&M ESCALATION RATE .......................................................................................... |  |  |  | 2.5 | %**
[8 empty] | (10) TRANSMISSION FIXED O & M COST ............................................................................................. |  |  |  | 3.4308 | $/kW
| (1) STUDY PERIOD FOR THE CONSERVATION PROGRAM ........................................................................................ |  |  |  | 62 | YEARS |  | (11) DISTRIBUTION FIXED O & M COST .............................................................................................. |  |  |  | 4.4467 | $/kW
| (2) GENERATOR ECONOMIC LIFE ..................................................................................................... |  |  |  | 50 | YEARS |  | (12) T&D FIXED O&M ESCALATION RATE ................................................................................................. |  |  |  | 2.5 | %**
| (3) T&D ECONOMIC LIFE ..................................................................................................................... |  |  |  | 50 | YEARS |  | (13) AVOIDED GEN UNIT VARIABLE O & M COSTS .................................................................................................. |  |  |  | 0.0079521 | CENTS/kWh
| (4) K FACTOR FOR GENERATION .............................................................................................. |  |  |  | 1.37 |  |  | (14) GENERATOR VARIABLE O&M COST ESCALATION RATE ......................................................................................... |  |  |  | 2.5 | %**
| (5) K FACTOR FOR T & D........................................................................................................................ |  |  |  | 1.3065 |  |  | (15) GENERATOR CAPACITY FACTOR ............................................................................................. |  |  |  | 65 | ** (In-service year)
[8 empty] | (16) AVOIDED GENERATING UNIT FUEL COST ........................................................................................... |  |  |  | 6.499 | CENTS/kWh** (In-service year)
III. | UTILITY & CUSTOMER COSTS | [6 empty] | (17) AVOIDED GEN UNIT FUEL COST ESCALATION RATE ................................................................................................... |  |  |  | -2.0003 | %**
| (1) UTILITY NON RECURRING COST PER CUSTOMER ........................................................................................................ |  |  |  | *** | $/CUST | V. | NON-FUEL ENERGY AND DEMAND CHARGES
| (2) UTILITY RECURRING COST PER CUSTOMER ...................................................................................... |  |  |  | *** | $/CUST
| (3) UTILITY COST ESCALATION RATE ......................................................................................... |  |  |  | *** | %** |  | (1) NON FUEL COST IN CUSTOMER BILL .................................................................................... |  |  |  | *** | CENTS/kWh
| (4) CUSTOMER EQUIPMENT COST ....................................................................................................................... |  |  |  | *** | $/CUST |  | (2) NON-FUEL COST ESCALATION RATE ........................................................................................ |  |  |  | *** | %
| (5) CUSTOMER EQUIPMENT ESCALATION RATE ................................................................................... |  |  |  | *** | %** |  | (3) DEMAND CHARGE IN CUSTOMER BILL ........................................................................................... |  |  |  | *** | $/kW/MO
| (6) CUSTOMER O & M COST ................................................................................................................ |  |  |  | *** | $/CUST/YR |  | (4) DEMAND CHARGE ESCALATION RATE ....................................................................................... |  |  |  | *** | %
| (7) CUSTOMER O & M COST ESCALATION RATE ................................................................................................................ |  |  |  | *** | %**
* | (8) INCREASED SUPPLY COSTS ................................................................................................................ |  |  |  | *** | $/CUST/YR | VI. | COST-EFFECTIVENESS RATIOS
* | (9) SUPPLY COSTS ESCALATION RATES......................................................................................... |  |  |  | *** | %**
* | (10) UTILITY DISCOUNT RATE ....................................................................................................... |  |  |  | 8.0956 | % |  | (1) RIM TEST ………….……………………………………………………………………………………………………………….………………………………… |  |  |  | 0.30021
* | (11) UTILITY AFUDC RATE......................................................................................................................... |  |  |  | 6.22 | % |  | (2) TRC TEST……...………………………………………………………………………………………………………………………………………….. |  |  |  | 1.4479
* | (12) UTILITY NON RECURRING REBATE/INCENTIVE ...................................................................................... |  |  |  | *** | $/CUST |  | (3) PARTICIPANT TEST ……………...…………………………………………………….…………..………………………………………………….. |  |  |  | 12.2549
* | (13) UTILITY RECURRING REBATE/INCENTIVE ...................................................................................... |  |  |  | *** | $/CUST
* | (14) UTILITY REBATE/INCENTIVE ESCALATION RATE .................................................................................... |  |  |  | *** | %
* SUPPLEMENTAL INFORMATION NOT SPECIFIED IN WORKBOOK
** VALUE SHOWN IS FOR FIRST YEAR ONLY (VALUE VARIES OVER TIME)
*** PROGRAM COST CALCULATION VALUES ARE SHOWN ON PAGE 2
page 2 |  |  |  |  | * INPUT DATA -- PART 1 CONTINUED
PROGRAM METHOD SELECTED: REV_REQ
|  |  |  | PROGRAM NAME: | Residential Low Income Renter Pilot
| (1) | (2) | (3) | (4) | (5) | (6) | (7) | (8) | (9) | (10)
| UTILITY |  |  | TOTAL | ENERGY | DEMAND
| PROGRAM COSTS |  | OTHER | UTILITY | CHARGE | CHARGE | PARTICIPANT | PARTICIPANT | OTHER | TOTAL
| WITHOUT | UTILITY | UTILITY | PROGRAM | REVENUE | REVENUE | EQUIPMENT | O&M | PARTICIPANT | PARTICIPANT
| INCENTIVES | INCENTIVES | COSTS | COSTS | LOSSES | LOSSES | COSTS | COSTS | COSTS | COSTS
YEAR | $(000) | $(000) | $(000) | $(000) | $(000) | $(000) | $(000) | $(000) | $(000) | $(000)
2023 | 0 | 0 | 0 | 0 | 0 | 0 | 0 | 0 | 0 | 0
2024 | 0 | 0 | 0 | 0 | 0 | 0 | 0 | 0 | 0 | 0
2025 | 90.9598 | 262.836 | 0 | 353.7958 | 19.8117 | 0 | 66.0171 | 0 | 0 | 66.0171
2026 | 93.2338 | 262.836 | 0 | 356.0698 | 64.3687 | 0 | 67.6675 | 0 | 0 | 67.6675
2027 | 95.5647 | 262.836 | 0 | 358.4007 | 111.4415 | 0 | 69.3592 | 0 | 0 | 69.3592
2028 | 0 | 0 | 0 | 0 | 135.2249 | 0 | 0 | 0 | 0 | 0
2029 | 0 | 0 | 0 | 0 | 136.4051 | 0 | 0 | 0 | 0 | 0
2030 | 0 | 0 | 0 | 0 | 143.1972 | 0 | 0 | 0 | 0 | 0
2031 | 0 | 0 | 0 | 0 | 146.7602 | 0 | 0 | 0 | 0 | 0
2032 | 0 | 0 | 0 | 0 | 150.5792 | 0 | 0 | 0 | 0 | 0
2033 | 0 | 0 | 0 | 0 | 153.2672 | 0 | 0 | 0 | 0 | 0
2034 | 0 | 0 | 0 | 0 | 156.1951 | 0 | 0 | 0 | 0 | 0
2035 | 0 | 0 | 0 | 0 | 160.0516 | 0 | 0 | 0 | 0 | 0
2036 | 0 | 0 | 0 | 0 | 163.5778 | 0 | 0 | 0 | 0 | 0
2037 | 0 | 0 | 0 | 0 | 167.1917 | 0 | 0 | 0 | 0 | 0
2038 | 0 | 0 | 0 | 0 | 171.3997 | 0 | 0 | 0 | 0 | 0
2039 | 0 | 0 | 0 | 0 | 175.8398 | 0 | 0 | 0 | 0 | 0
2040 | 0 | 0 | 0 | 0 | 179.4867 | 0 | 0 | 0 | 0 | 0
2041 | 0 | 0 | 0 | 0 | 183.2252 | 0 | 0 | 0 | 0 | 0
2042 | 0 | 0 | 0 | 0 | 186.8972 | 0 | 0 | 0 | 0 | 0
2043 | 141.8663 | 262.836 | 0 | 404.7023 | 190.5418 | 0 | 102.9641 | 0 | 0 | 102.9641
2044 | 145.4129 | 262.836 | 0 | 408.2489 | 195.1815 | 0 | 105.5382 | 0 | 0 | 105.5382
2045 | 149.0483 | 262.836 | 0 | 411.8843 | 200.2962 | 0 | 108.1767 | 0 | 0 | 108.1767
2046 | 0 | 0 | 0 | 0 | 204.6275 | 0 | 0 | 0 | 0 | 0
2047 | 0 | 0 | 0 | 0 | 208.8931 | 0 | 0 | 0 | 0 | 0
2048 | 0 | 0 | 0 | 0 | 212.6875 | 0 | 0 | 0 | 0 | 0
2049 | 0 | 0 | 0 | 0 | 216.8928 | 0 | 0 | 0 | 0 | 0
2050 | 0 | 0 | 0 | 0 | 220.9255 | 0 | 0 | 0 | 0 | 0
2051 | 0 | 0 | 0 | 0 | 224.0861 | 0 | 0 | 0 | 0 | 0
2052 | 0 | 0 | 0 | 0 | 228.8167 | 0 | 0 | 0 | 0 | 0
2053 | 0 | 0 | 0 | 0 | 232.4075 | 0 | 0 | 0 | 0 | 0
2054 | 0 | 0 | 0 | 0 | 236.0411 | 0 | 0 | 0 | 0 | 0
2055 | 0 | 0 | 0 | 0 | 239.7184 | 0 | 0 | 0 | 0 | 0
2056 | 0 | 0 | 0 | 0 | 243.4401 | 0 | 0 | 0 | 0 | 0
2057 | 0 | 0 | 0 | 0 | 247.207 | 0 | 0 | 0 | 0 | 0
2058 | 0 | 0 | 0 | 0 | 251.02 | 0 | 0 | 0 | 0 | 0
2059 | 0 | 0 | 0 | 0 | 254.88 | 0 | 0 | 0 | 0 | 0
2060 | 0 | 0 | 0 | 0 | 258.7877 | 0 | 0 | 0 | 0 | 0
2061 | 221.263 | 262.836 | 0 | 484.099 | 262.7442 | 0 | 160.5889 | 0 | 0 | 160.5889
2062 | 226.7946 | 262.836 | 0 | 489.6306 | 266.7503 | 0 | 164.6036 | 0 | 0 | 164.6036
2063 | 232.4644 | 262.836 | 0 | 495.3004 | 271.8659 | 0 | 168.7187 | 0 | 0 | 168.7187
2064 | 0 | 0 | 0 | 0 | 277.0437 | 0 | 0 | 0 | 0 | 0
2065 | 0 | 0 | 0 | 0 | 282.2198 | 0 | 0 | 0 | 0 | 0
2066 | 0 | 0 | 0 | 0 | 287.3632 | 0 | 0 | 0 | 0 | 0
2067 | 0 | 0 | 0 | 0 | 292.525 | 0 | 0 | 0 | 0 | 0
2068 | 0 | 0 | 0 | 0 | 297.7281 | 0 | 0 | 0 | 0 | 0
2069 | 0 | 0 | 0 | 0 | 303.006 | 0 | 0 | 0 | 0 | 0
2070 | 0 | 0 | 0 | 0 | 308.3394 | 0 | 0 | 0 | 0 | 0
2071 | 0 | 0 | 0 | 0 | 313.7346 | 0 | 0 | 0 | 0 | 0
2072 | 0 | 0 | 0 | 0 | 319.2799 | 0 | 0 | 0 | 0 | 0
2073 | 0 | 0 | 0 | 0 | 324.8708 | 0 | 0 | 0 | 0 | 0
2074 | 0 | 0 | 0 | 0 | 330.5893 | 0 | 0 | 0 | 0 | 0
2075 | 0 | 0 | 0 | 0 | 336.4417 | 0 | 0 | 0 | 0 | 0
2076 | 0 | 0 | 0 | 0 | 342.4348 | 0 | 0 | 0 | 0 | 0
2077 | 0 | 0 | 0 | 0 | 348.5758 | 0 | 0 | 0 | 0 | 0
2078 | 0 | 0 | 0 | 0 | 354.8723 | 0 | 0 | 0 | 0 | 0
2079 | 345.0947 | 262.836 | 0 | 607.9307 | 361.3325 | 0 | 250.4638 | 0 | 0 | 250.4638
2080 | 353.7221 | 262.836 | 0 | 616.5581 | 367.9653 | 0 | 256.7254 | 0 | 0 | 256.7254
2081 | 362.5652 | 262.836 | 0 | 625.4012 | 374.7802 | 0 | 263.1435 | 0 | 0 | 263.1435
2082 | 0 | 0 | 0 | 0 | 381.7872 | 0 | 0 | 0 | 0 | 0
NOM | 2457.9898 | 3154.032 | 0 | 5612.0218 | 13677.6208 | 0 | 1783.9666 | 0 | 0 | 1783.9666
NPV | 352.0727 | 826.9044 | 0 | 1178.9771 | 1751.4824 | 0 | 255.5283 | 0 | 0 | 255.5283
* SUPPLEMENTAL INFORMATION NOT SPECIFIED IN WORKBOOK
** NEGATIVE COSTS WILL BE CALCULATED AS POSITIVE BENEFITS FOR TRC AND RIM TESTS
page 2b | PROGRAM NAME: (4): INPUT DATA - PART 1 CONTINUED
PROGRAM METHOD SELECTED: REV_REQ
| ESCALATION RATES |  | PROGRAM NAME: | Residential Low Income Renter Pilot
| (1) | (2) | (3) | (4) | (5) | (6) | (7a) | (7b) | (8)
[7 empty] | Onpeak | Offpeak
|  |  |  | Fuel | Capacity | Blended | Energy Charge | Energy Charge | Demand Charge
Year | CPI% | PPI-CAP% | O&M% | (cents/kwh) | Factor | Cap. Rate | (cents/kwh) | (cents/kwh) | ($/kw)
2023 | 2.5 | 2.5 | 2.5 | 0 | 0 | 2 | 13.2846 | 0 | 0
2024 | 2.5 | 2.5 | 2.5 | 0 | 0 | 2 | 13.9419 | 0 | 0
2025 | 2.5 | 2.5 | 2.5 | 0 | 0 | 2 | 11.7229 | 0 | 0
2026 | 2.5 | 2.5 | 2.5 | 0 | 0 | 2 | 12.696 | 0 | 0
2027 | 2.5 | 2.5 | 2.5 | 0 | 0 | 2 | 13.1883 | 0 | 0
2028 | 2.5 | 2.5 | 2.5 | 0 | 0 | 2 | 13.3358 | 0 | 0
2029 | 2.5 | 2.5 | 2.5 | 0 | 0 | 2 | 13.4522 | 0 | 0
2030 | 2.5 | 2.5 | 2.5 | 0 | 0 | 2 | 14.122 | 0 | 0
2031 | 2.5 | 2.5 | 2.5 | 0 | 0 | 2 | 14.4734 | 0 | 0
2032 | 2.5 | 2.5 | 2.5 | 0 | 0 | 2 | 14.85 | 0 | 0
2033 | 2.5 | 2.5 | 2.5 | 6.273 | 63 | 2 | 15.1151 | 0 | 0
2034 | 2.5 | 2.5 | 2.5 | 6.39 | 65 | 2 | 15.4039 | 0 | 0
2035 | 2.5 | 2.5 | 2.5 | 6.499 | 65 | 2 | 15.7842 | 0 | 0
2036 | 2.5 | 2.5 | 2.5 | 6.369 | 70 | 2 | 16.1319 | 0 | 0
2037 | 2.5 | 2.5 | 2.5 | 6.522 | 71 | 2 | 16.4883 | 0 | 0
2038 | 2.5 | 2.5 | 2.5 | 6.585 | 74 | 2 | 16.9033 | 0 | 0
2039 | 2.5 | 2.5 | 2.5 | 6.588 | 77 | 2 | 17.3412 | 0 | 0
2040 | 2.5 | 2.5 | 2.5 | 6.767 | 78 | 2 | 17.7009 | 0 | 0
2041 | 2.5 | 2.5 | 2.5 | 6.885 | 82 | 2 | 18.0695 | 0 | 0
2042 | 2.5 | 2.5 | 2.5 | 6.948 | 81 | 2 | 18.4317 | 0 | 0
2043 | 2.5 | 2.5 | 2.5 | 7.177 | 81 | 2 | 18.7911 | 0 | 0
2044 | 2.5 | 2.5 | 2.5 | 7.37 | 83 | 2 | 19.2487 | 0 | 0
2045 | 2.5 | 2.5 | 2.5 | 7.8 | 84 | 2 | 19.7531 | 0 | 0
2046 | 2.5 | 2.5 | 2.5 | 7.636 | 86 | 2 | 20.1802 | 0 | 0
2047 | 2.5 | 2.5 | 2.5 | 8.086 | 86 | 2 | 20.6009 | 0 | 0
2048 | 2.5 | 2.5 | 2.5 | 8.474 | 85 | 2 | 20.9751 | 0 | 0
2049 | 2.5 | 2.5 | 2.5 | 8.705 | 87 | 2 | 21.3898 | 0 | 0
2050 | 2.5 | 2.5 | 2.5 | 9.119 | 88 | 2 | 21.7875 | 0 | 0
2051 | 2.5 | 2.5 | 2.5 | 9.242 | 88 | 2 | 22.0992 | 0 | 0
2052 | 2.5 | 2.5 | 2.5 | 9.132 | 87 | 2 | 22.5657 | 0 | 0
2053 | 2.5 | 2.5 | 2.5 | 9.066 | 89 | 2 | 22.9199 | 0 | 0
2054 | 2.5 | 2.5 | 2.5 | 8.894 | 90 | 2 | 23.2782 | 0 | 0
2055 | 2.5 | 2.5 | 2.5 | 8.889 | 90 | 2 | 23.6409 | 0 | 0
2056 | 2.5 | 2.5 | 2.5 | 8.72 | 90 | 2 | 24.0079 | 0 | 0
2057 | 2.5 | 2.5 | 2.5 | 8.799 | 91 | 2 | 24.3794 | 0 | 0
2058 | 2.5 | 2.5 | 2.5 | 8.597 | 92 | 2 | 24.7554 | 0 | 0
2059 | 2.5 | 2.5 | 2.5 | 8.632 | 91 | 2 | 25.1361 | 0 | 0
2060 | 2.5 | 2.5 | 2.5 | 8.527 | 91 | 2 | 25.5215 | 0 | 0
2061 | 2.5 | 2.5 | 2.5 | 8.455 | 90 | 2 | 25.9117 | 0 | 0
2062 | 2.5 | 2.5 | 2.5 | 8.376 | 91 | 2 | 26.3067 | 0 | 0
2063 | 2.5 | 2.5 | 2.5 | 8.796 | 91 | 2 | 26.8112 | 0 | 0
2064 | 2.5 | 2.5 | 2.5 | 8.585 | 92 | 2 | 27.3219 | 0 | 0
2065 | 2.5 | 2.5 | 2.5 | 8.571 | 91 | 2 | 27.8323 | 0 | 0
2066 | 2.5 | 2.5 | 2.5 | 8.527 | 91 | 2 | 28.3396 | 0 | 0
2067 | 2.5 | 2.5 | 2.5 | 8.572 | 91 | 2 | 28.8486 | 0 | 0
2068 | 2.5 | 2.5 | 2.5 | 8.503 | 91 | 2 | 29.3617 | 0 | 0
2069 | 2.5 | 2.5 | 2.5 | 8.592 | 91 | 2 | 29.8822 | 0 | 0
2070 | 2.5 | 2.5 | 2.5 | 8.326 | 91 | 2 | 30.4082 | 0 | 0
2071 | 2.5 | 2.5 | 2.5 | 8.277 | 91 | 2 | 30.9403 | 0 | 0
2072 | 2.5 | 2.5 | 2.5 | 8.228 | 91 | 2 | 31.4872 | 0 | 0
2073 | 2.5 | 2.5 | 2.5 | 8.179 | 91 | 2 | 32.0385 | 0 | 0
2074 | 2.5 | 2.5 | 2.5 | 8.179 | 91 | 2 | 32.6025 | 0 | 0
2075 | 2.5 | 2.5 | 2.5 | 8.179 | 91 | 2 | 33.1797 | 0 | 0
2076 | 2.5 | 2.5 | 2.5 | 8.179 | 91 | 2 | 33.7707 | 0 | 0
2077 | 2.5 | 2.5 | 2.5 | 8.179 | 91 | 2 | 34.3763 | 0 | 0
2078 | 2.5 | 2.5 | 2.5 | 8.179 | 91 | 2 | 34.9973 | 0 | 0
2079 | 2.5 | 2.5 | 2.5 | 8.179 | 91 | 2 | 35.6344 | 0 | 0
2080 | 2.5 | 2.5 | 2.5 | 8.179 | 91 | 2 | 36.2885 | 0 | 0
2081 | 2.5 | 2.5 | 2.5 | 8.179 | 91 | 2 | 36.9606 | 0 | 0
2082 | 2.5 | 2.5 | 2.5 | 8.179 | 91 | 2 | 37.6516 | 0 | 0
Legend:
| Column (1) used for: |  | Utility Cost
Customer Equipment
Supply Costs
| Column (3) used for: |  | Customer O&M Cost
Generator Fixed O&M
T&D Fixed O&M
Generator Variable O&M
| Column (6) used for: |  | Gen, Tran, & Dist Cost
page 3 | Residential Low Income Renter Pilot (5): CALCULATION OF GEN K-FACTOR |  |  |  |  | PSC FORM CE 1.1A
| Residential Low Income Renter Pilot (5): PROGRAM METHOD SELECTED REV_REQ |  |  |  |  | PAGE 1 OF 2
|  |  |  | PROGRAM NAME: | Residential Low Income Renter Pilot
| (2) | (3) | (4) | (5) | (6) | (7) | -8 | -9 | -10 | -11 | -12 | -13 | -14 | -15
REPLACEMENT
[12 empty] | PRESENT |  | COST BASIS
[11 empty] | TOTAL | WORTH | CUMULATIVE | FOR
| MID-YEAR |  | PREFERRED | COMMON | INCOME | PROPERTY | PROPERTY |  | DEFERRED | ITC | FIXED | FIXED | PW FIXED | PROPERTY
| RATE BASE | DEBT | STOCK | EQUITY | TAXES | TAX | INSURANCE | DEPREC. | TAXES | NORMALIZATION | CHARGES | CHARGES | CHARGES | INSURANCE
YEAR | $(000) | $(000) | $(000) | $(000) | $(000) | $(000) | $(000) | $(000) | $(000) | $(000) | $(000) | $(000) | $(000) | $(000)
2035 | 336.5307 | 4.7721 | 0 | 21.2607 | 3.9692 | 5.6474 | 0.1208 | 6.7112 | 3.6061 | 0 | 46.0874 | 46.0874 | 46.0874 | 335.558
2036 | 327.0438 | 4.6376 | 0 | 20.6613 | 7.8727 | 5.5345 | 0.11838 | 6.7112 | -0.501 | 0 | 45.0347 | 41.6619 | 87.7493 | 328.8469
2037 | 316.4336 | 4.4872 | 0 | 19.991 | 11.3362 | 5.4215 | 0.11597 | 6.7112 | -4.192 | 0 | 43.871 | 37.5458 | 125.2952 | 322.1357
2038 | 306.2233 | 4.3424 | 0 | 19.346 | 14.4245 | 5.3086 | 0.11355 | 6.7112 | -7.4993 | 0 | 42.7468 | 33.8438 | 159.139 | 315.4245
2039 | 296.383 | 4.2028 | 0 | 18.7243 | 17.1645 | 5.1956 | 0.11114 | 6.7112 | -10.4503 | 0 | 41.6592 | 30.5125 | 189.6515 | 308.7134
2040 | 286.885 | 4.0681 | 0 | 18.1242 | 19.5833 | 5.0827 | 0.10872 | 6.7112 | -13.0729 | 0 | 40.6054 | 27.5133 | 217.1648 | 302.0022
2041 | 277.7037 | 3.9379 | 0 | 17.5442 | 21.7042 | 4.9697 | 0.1063 | 6.7112 | -15.3907 | 0 | 39.5829 | 24.8118 | 241.9766 | 295.2911
2042 | 268.8152 | 3.8119 | 0 | 16.9827 | 23.5504 | 4.8568 | 0.10389 | 6.7112 | -17.4276 | 0 | 38.5893 | 22.3774 | 264.354 | 288.5799
2043 | 260.0902 | 3.6882 | 0 | 16.4315 | 25.3541 | 4.7439 | 0.10147 | 6.7112 | -19.4184 | 0 | 37.6119 | 20.1771 | 284.5312 | 281.8687
2044 | 251.3886 | 3.5648 | 0 | 15.8817 | 27.1575 | 4.6309 | 0.099057 | 6.7112 | -21.4084 | 0 | 36.6367 | 18.1821 | 302.7133 | 275.1576
2045 | 242.687 | 3.4414 | 0 | 15.332 | 28.9617 | 4.518 | 0.096641 | 6.7112 | -23.3993 | 0 | 35.6616 | 16.3727 | 319.0859 | 268.4464
2046 | 233.9854 | 3.318 | 0 | 14.7823 | 30.7652 | 4.405 | 0.094225 | 6.7112 | -25.3893 | 0 | 34.6865 | 14.7323 | 333.8182 | 261.7353
2047 | 225.2838 | 3.1946 | 0 | 14.2325 | 32.5693 | 4.2921 | 0.091809 | 6.7112 | -27.3801 | 0 | 33.7114 | 13.2458 | 347.064 | 255.0241
2048 | 216.5822 | 3.0712 | 0 | 13.6828 | 34.3728 | 4.1791 | 0.089393 | 6.7112 | -29.3702 | 0 | 32.7363 | 11.8993 | 358.9634 | 248.3129
2049 | 207.8806 | 2.9478 | 0 | 13.1331 | 36.1769 | 4.0662 | 0.086977 | 6.7112 | -31.361 | 0 | 31.7611 | 10.6803 | 369.6436 | 241.6018
2050 | 199.179 | 2.8244 | 0 | 12.5833 | 37.9804 | 3.9532 | 0.084561 | 6.7112 | -33.3511 | 0 | 30.786 | 9.577 | 379.2207 | 234.8906
2051 | 190.4774 | 2.701 | 0 | 12.0336 | 39.7846 | 3.8403 | 0.082145 | 6.7112 | -35.3419 | 0 | 29.8109 | 8.5792 | 387.7998 | 228.1795
2052 | 181.7758 | 2.5777 | 0 | 11.4839 | 41.588 | 3.7273 | 0.079729 | 6.7112 | -37.3319 | 0 | 28.8358 | 7.677 | 395.4769 | 221.4683
2053 | 173.0742 | 2.4543 | 0 | 10.9341 | 43.3922 | 3.6144 | 0.077313 | 6.7112 | -39.3227 | 0 | 27.8607 | 6.8619 | 402.3388 | 214.7571
2054 | 164.3726 | 2.3309 | 0 | 10.3844 | 45.1956 | 3.5014 | 0.074897 | 6.7112 | -41.3128 | 0 | 26.8855 | 6.1258 | 408.4646 | 208.046
2055 | 156.5273 | 2.2196 | 0 | 9.8888 | 45.3056 | 3.3885 | 0.072481 | 6.7112 | -41.5911 | 0 | 25.995 | 5.4793 | 413.9439 | 201.3348
2056 | 150.3941 | 2.1326 | 0 | 9.5013 | 43.7399 | 3.2755 | 0.070065 | 6.7112 | -40.1569 | 0 | 25.2737 | 4.9283 | 418.8722 | 194.6237
2057 | 145.1171 | 2.0578 | 0 | 9.1679 | 42.1926 | 3.1626 | 0.067648 | 6.7112 | -38.7228 | 0 | 24.6369 | 4.4443 | 423.3165 | 187.9125
2058 | 139.8401 | 1.983 | 0 | 8.8345 | 40.6452 | 3.0496 | 0.065232 | 6.7112 | -37.2886 | 0 | 24.0002 | 4.0052 | 427.3218 | 181.2013
2059 | 134.5631 | 1.9082 | 0 | 8.5012 | 39.0978 | 2.9367 | 0.062816 | 6.7112 | -35.8544 | 0 | 23.3634 | 3.607 | 430.9287 | 174.4902
2060 | 129.2861 | 1.8333 | 0 | 8.1678 | 37.5505 | 2.8237 | 0.0604 | 6.7112 | -34.4202 | 0 | 22.7266 | 3.2459 | 434.1746 | 167.779
2061 | 124.0091 | 1.7585 | 0 | 7.8344 | 36.0031 | 2.7108 | 0.057984 | 6.7112 | -32.9861 | 0 | 22.0899 | 2.9186 | 437.0932 | 161.0679
2062 | 118.7321 | 1.6837 | 0 | 7.501 | 34.4558 | 2.5978 | 0.055568 | 6.7112 | -31.5519 | 0 | 21.4531 | 2.6222 | 439.7155 | 154.3567
2063 | 113.4552 | 1.6088 | 0 | 7.1676 | 32.9084 | 2.4849 | 0.053152 | 6.7112 | -30.1177 | 0 | 20.8164 | 2.3538 | 442.0693 | 147.6455
2064 | 108.1782 | 1.534 | 0 | 6.8343 | 31.3611 | 2.3719 | 0.050736 | 6.7112 | -28.6835 | 0 | 20.1796 | 2.1109 | 444.1802 | 140.9344
2065 | 102.9012 | 1.4592 | 0 | 6.5009 | 29.8137 | 2.259 | 0.04832 | 6.7112 | -27.2493 | 0 | 19.5429 | 1.8912 | 446.0715 | 134.2232
2066 | 97.6242 | 1.3844 | 0 | 6.1675 | 28.2663 | 2.146 | 0.045904 | 6.7112 | -25.8152 | 0 | 18.9061 | 1.6926 | 447.7641 | 127.512
2067 | 92.3472 | 1.3095 | 0 | 5.8341 | 26.719 | 2.0331 | 0.043488 | 6.7112 | -24.381 | 0 | 18.2694 | 1.5131 | 449.2771 | 120.8009
2068 | 87.0702 | 1.2347 | 0 | 5.5007 | 25.1716 | 1.9201 | 0.041072 | 6.7112 | -22.9468 | 0 | 17.6326 | 1.351 | 450.6281 | 114.0897
2069 | 81.7933 | 1.1599 | 0 | 5.1674 | 23.6243 | 1.8072 | 0.038656 | 6.7112 | -21.5126 | 0 | 16.9959 | 1.2047 | 451.8328 | 107.3786
2070 | 76.5163 | 1.085 | 0 | 4.834 | 22.0769 | 1.6942 | 0.03624 | 6.7112 | -20.0785 | 0 | 16.3591 | 1.0727 | 452.9055 | 100.6674
2071 | 71.2393 | 1.0102 | 0 | 4.5006 | 20.5296 | 1.5813 | 0.033824 | 6.7112 | -18.6443 | 0 | 15.7224 | 0.95373 | 453.8592 | 93.9562
2072 | 65.9623 | 0.93537 | 0 | 4.1672 | 18.9822 | 1.4683 | 0.031408 | 6.7112 | -17.2101 | 0 | 15.0856 | 0.84657 | 454.7058 | 87.2451
2073 | 60.6853 | 0.86054 | 0 | 3.8339 | 17.4348 | 1.3554 | 0.028992 | 6.7112 | -15.7759 | 0 | 14.4488 | 0.75011 | 455.4559 | 80.5339
2074 | 55.4083 | 0.78571 | 0 | 3.5005 | 15.8875 | 1.2424 | 0.026576 | 6.7112 | -14.3418 | 0 | 13.8121 | 0.66335 | 456.1192 | 73.8228
2075 | 50.1314 | 0.71088 | 0 | 3.1671 | 14.3401 | 1.1295 | 0.02416 | 6.7112 | -12.9076 | 0 | 13.1753 | 0.58538 | 456.7046 | 67.1116
2076 | 44.8544 | 0.63605 | 0 | 2.8337 | 12.7928 | 1.1295 | 0.02416 | 6.7112 | -11.4734 | 0 | 12.6539 | 0.52011 | 457.2247 | 67.1116
2077 | 39.5774 | 0.56122 | 0 | 2.5003 | 11.2454 | 1.1295 | 0.02416 | 6.7112 | -10.0392 | 0 | 12.1326 | 0.46133 | 457.686 | 67.1116
2078 | 34.3004 | 0.48639 | 0 | 2.167 | 9.6981 | 1.1295 | 0.02416 | 6.7112 | -8.6051 | 0 | 11.6112 | 0.40844 | 458.0945 | 67.1116
2079 | 29.0234 | 0.41156 | 0 | 1.8336 | 8.1507 | 1.1295 | 0.02416 | 6.7112 | -7.1709 | 0 | 11.0898 | 0.36088 | 458.4553 | 67.1116
2080 | 23.7464 | 0.33673 | 0 | 1.5002 | 6.6034 | 1.1295 | 0.02416 | 6.7112 | -5.7367 | 0 | 10.5684 | 0.31816 | 458.7735 | 67.1116
2081 | 18.4694 | 0.2619 | 0 | 1.1668 | 5.056 | 1.1295 | 0.02416 | 6.7112 | -4.3025 | 0 | 10.047 | 0.27981 | 459.0533 | 67.1116
2082 | 13.1925 | 0.18707 | 0 | 0.83345 | 3.5086 | 1.1295 | 0.02416 | 6.7112 | -2.8684 | 0 | 9.5256 | 0.24542 | 459.2987 | 67.1116
2083 | 7.9155 | 0.11224 | 0 | 0.50007 | 1.9613 | 1.1295 | 0.02416 | 6.7112 | -1.4342 | 0 | 9.0042 | 0.21461 | 459.5133 | 67.1116
2084 | 2.6385 | 0.037415 | 0 | 0.16669 | 0.41392 | 1.1295 | 0.02416 | 6.7112 | 2.2204e-15 | 0 | 8.4828 | 0.18704 | 459.7004 | 67.1116
|  | IN SERVICE COST ($000) |  | 335.558
|  | IN SERVICE YEAR |  | 2035 |  | CAPITAL STRUCTURE
|  | BOOK LIFE (YRS) |  | 50 |  | SOURCE | WEIGHT | COST |  |  | K-FACTOR = CPWFC / IN-SVC COST = | 1.37
|  | EFFEC. TAX RATE |  | 25.35% |  | DEBT | 40.4% | 3.51%
|  | DISCOUNT RATE |  | 8.096% |  | P/S | 0% | 0%
|  | PROPERTY TAX |  | 1.683% |  | C/S | 59.6% | 10.6%
|  | PROPERTY INSURANCE |  | 0.036%
page 4a | PROGRAM NAME: (5): DEFERRED TAX AND MID-YEAR RATE BASE CALCULATION; Residential Low Income Renter Pilot -15: PSC FORM CE 1.1A
|  |  |  | PROGRAM METHOD SELECTED: REV_REQ | [9 empty] | PAGE 2a OF 2
|  |  | PROGRAM NAME: | Residential Low Income Renter Pilot
(1) | (2) | (3) | (4) | (5) | (6) | (7) | (8) | (9) | (10) | (11) | (12) | (13) | (14) | (15)
[6 empty] | BOOK | ACCUMULATED | DEFERRED
|  |  | ACCUMULATED |  | ACCUMULATED | DEPRECIATION | BOOK DEPR | TAX | TOTAL |  |  |  | ANNUAL | ACCUMULATED
| TAX | TAX | TAX | BOOK | BOOK | FOR | FOR | DUE TO | EQUITY | BOOK DEPR | (10)*(11) | SALVAGE | DEFERRED TAX | DEFERRED
| DEPRECIATION | DEPRECIATION | DEPRECIATION | DEPRECIATION | DEPRECIATION | DEFERRED TAX | DEFERRED TAX | DEPRECIATION | AFUDC | RATE | TAX RATE | TAX RATE | (9)-(12)+(13) | TAX
YEAR | SCHEDULE | $(000) | $(000) | $(000) | $(000) | $(000) | $(000) | $(000) | $(000) | MINUS 1/LIFE | $(000) | $(000) | $(000) | $(000)
2035 | 3.75% | 11.3571 | 11.3571 | 6.7112 | 6.7112 | 6.7112 | 6.7112 | 3.6061 | 52.6272 | 0 | 0 | 0 | 3.6061 | 8.6564 | 7
2036 | 7.219% | 21.8633 | 33.2204 | 6.7112 | 13.4223 | 6.7112 | 13.4223 | -0.501 | 52.6272 | 0 | 0 | 0 | -0.501 | 8.1554
2037 | 6.677% | 20.2218 | 53.4422 | 6.7112 | 20.1335 | 6.7112 | 20.1335 | -4.192 | 52.6272 | 0 | 0 | 0 | -4.192 | 3.9634
2038 | 6.177% | 18.7075 | 72.1497 | 6.7112 | 26.8446 | 6.7112 | 26.8446 | -7.4993 | 52.6272 | 0 | 0 | 0 | -7.4993 | -3.5359
2039 | 5.713% | 17.3022 | 89.4519 | 6.7112 | 33.5558 | 6.7112 | 33.5558 | -10.4503 | 52.6272 | 0 | 0 | 0 | -10.4503 | -13.9862
2040 | 5.285% | 16.006 | 105.4579 | 6.7112 | 40.267 | 6.7112 | 40.267 | -13.0729 | 52.6272 | 0 | 0 | 0 | -13.0729 | -27.0591
2041 | 4.888% | 14.8037 | 120.2616 | 6.7112 | 46.9781 | 6.7112 | 46.9781 | -15.3907 | 52.6272 | 0 | 0 | 0 | -15.3907 | -42.4498
2042 | 4.522% | 13.6952 | 133.9568 | 6.7112 | 53.6893 | 6.7112 | 53.6893 | -17.4276 | 52.6272 | 0 | 0 | 0 | -17.4276 | -59.8774
2043 | 4.462% | 13.5135 | 147.4703 | 6.7112 | 60.4004 | 6.7112 | 60.4004 | -19.4184 | 52.6272 | 0 | 0 | 0 | -19.4184 | -79.2958
2044 | 4.461% | 13.5105 | 160.9807 | 6.7112 | 67.1116 | 6.7112 | 67.1116 | -21.4084 | 52.6272 | 0 | 0 | 0 | -21.4084 | -100.7042
2045 | 4.462% | 13.5135 | 174.4942 | 6.7112 | 73.8228 | 6.7112 | 73.8228 | -23.3993 | 52.6272 | 0 | 0 | 0 | -23.3993 | -124.1035
2046 | 4.461% | 13.5105 | 188.0047 | 6.7112 | 80.5339 | 6.7112 | 80.5339 | -25.3893 | 52.6272 | 0 | 0 | 0 | -25.3893 | -149.4928
2047 | 4.462% | 13.5135 | 201.5182 | 6.7112 | 87.2451 | 6.7112 | 87.2451 | -27.3801 | 52.6272 | 0 | 0 | 0 | -27.3801 | -176.873
2048 | 4.461% | 13.5105 | 215.0286 | 6.7112 | 93.9562 | 6.7112 | 93.9562 | -29.3702 | 52.6272 | 0 | 0 | 0 | -29.3702 | -206.2431
2049 | 4.462% | 13.5135 | 228.5421 | 6.7112 | 100.6674 | 6.7112 | 100.6674 | -31.361 | 52.6272 | 0 | 0 | 0 | -31.361 | -237.6041
2050 | 4.461% | 13.5105 | 242.0526 | 6.7112 | 107.3786 | 6.7112 | 107.3786 | -33.3511 | 52.6272 | 0 | 0 | 0 | -33.3511 | -270.9552
2051 | 4.462% | 13.5135 | 255.5661 | 6.7112 | 114.0897 | 6.7112 | 114.0897 | -35.3419 | 52.6272 | 0 | 0 | 0 | -35.3419 | -306.2971
2052 | 4.461% | 13.5105 | 269.0765 | 6.7112 | 120.8009 | 6.7112 | 120.8009 | -37.3319 | 52.6272 | 0 | 0 | 0 | -37.3319 | -343.629
2053 | 4.462% | 13.5135 | 282.59 | 6.7112 | 127.512 | 6.7112 | 127.512 | -39.3227 | 52.6272 | 0 | 0 | 0 | -39.3227 | -382.9517
2054 | 4.461% | 13.5105 | 296.1005 | 6.7112 | 134.2232 | 6.7112 | 134.2232 | -41.3128 | 52.6272 | 0 | 0 | 0 | -41.3128 | -424.2645
2055 | 2.231% | 6.7567 | 302.8572 | 6.7112 | 140.9344 | 6.7112 | 140.9344 | -41.5911 | 52.6272 | 0 | 0 | 0 | -41.5911 | -465.8556
2056 | 0% | 0 | 302.8572 | 6.7112 | 147.6455 | 6.7112 | 147.6455 | -40.1569 | 52.6272 | 0 | 0 | 0 | -40.1569 | -506.0125
2057 | 0% | 0 | 302.8572 | 6.7112 | 154.3567 | 6.7112 | 154.3567 | -38.7228 | 52.6272 | 0 | 0 | 0 | -38.7228 | -544.7353
2058 | 0% | 0 | 302.8572 | 6.7112 | 161.0679 | 6.7112 | 161.0679 | -37.2886 | 52.6272 | 0 | 0 | 0 | -37.2886 | -582.0239
2059 | 0% | 0 | 302.8572 | 6.7112 | 167.779 | 6.7112 | 167.779 | -35.8544 | 52.6272 | 0 | 0 | 0 | -35.8544 | -617.8783
2060 | 0% | 0 | 302.8572 | 6.7112 | 174.4902 | 6.7112 | 174.4902 | -34.4202 | 52.6272 | 0 | 0 | 0 | -34.4202 | -652.2985
2061 | 0% | 0 | 302.8572 | 6.7112 | 181.2013 | 6.7112 | 181.2013 | -32.9861 | 52.6272 | 0 | 0 | 0 | -32.9861 | -685.2846
2062 | 0% | 0 | 302.8572 | 6.7112 | 187.9125 | 6.7112 | 187.9125 | -31.5519 | 52.6272 | 0 | 0 | 0 | -31.5519 | -716.8364
2063 | 0% | 0 | 302.8572 | 6.7112 | 194.6237 | 6.7112 | 194.6237 | -30.1177 | 52.6272 | 0 | 0 | 0 | -30.1177 | -746.9541
2064 | 0% | 0 | 302.8572 | 6.7112 | 201.3348 | 6.7112 | 201.3348 | -28.6835 | 52.6272 | 0 | 0 | 0 | -28.6835 | -775.6377
2065 | 0% | 0 | 302.8572 | 6.7112 | 208.046 | 6.7112 | 208.046 | -27.2493 | 52.6272 | 0 | 0 | 0 | -27.2493 | -802.887
2066 | 0% | 0 | 302.8572 | 6.7112 | 214.7571 | 6.7112 | 214.7571 | -25.8152 | 52.6272 | 0 | 0 | 0 | -25.8152 | -828.7022
2067 | 0% | 0 | 302.8572 | 6.7112 | 221.4683 | 6.7112 | 221.4683 | -24.381 | 52.6272 | 0 | 0 | 0 | -24.381 | -853.0832
2068 | 0% | 0 | 302.8572 | 6.7112 | 228.1795 | 6.7112 | 228.1795 | -22.9468 | 52.6272 | 0 | 0 | 0 | -22.9468 | -876.03
2069 | 0% | 0 | 302.8572 | 6.7112 | 234.8906 | 6.7112 | 234.8906 | -21.5126 | 52.6272 | 0 | 0 | 0 | -21.5126 | -897.5426
2070 | 0% | 0 | 302.8572 | 6.7112 | 241.6018 | 6.7112 | 241.6018 | -20.0785 | 52.6272 | 0 | 0 | 0 | -20.0785 | -917.6211
2071 | 0% | 0 | 302.8572 | 6.7112 | 248.3129 | 6.7112 | 248.3129 | -18.6443 | 52.6272 | 0 | 0 | 0 | -18.6443 | -936.2654
2072 | 0% | 0 | 302.8572 | 6.7112 | 255.0241 | 6.7112 | 255.0241 | -17.2101 | 52.6272 | 0 | 0 | 0 | -17.2101 | -953.4755
2073 | 0% | 0 | 302.8572 | 6.7112 | 261.7353 | 6.7112 | 261.7353 | -15.7759 | 52.6272 | 0 | 0 | 0 | -15.7759 | -969.2514
2074 | 0% | 0 | 302.8572 | 6.7112 | 268.4464 | 6.7112 | 268.4464 | -14.3418 | 52.6272 | 0 | 0 | 0 | -14.3418 | -983.5932
2075 | 0% | 0 | 302.8572 | 6.7112 | 275.1576 | 6.7112 | 275.1576 | -12.9076 | 52.6272 | 0 | 0 | 0 | -12.9076 | -996.5008
2076 | 0% | 0 | 302.8572 | 6.7112 | 281.8687 | 6.7112 | 281.8687 | -11.4734 | 52.6272 | 0 | 0 | 0 | -11.4734 | -1007.9742
2077 | 0% | 0 | 302.8572 | 6.7112 | 288.5799 | 6.7112 | 288.5799 | -10.0392 | 52.6272 | 0 | 0 | 0 | -10.0392 | -1018.0134
2078 | 0% | 0 | 302.8572 | 6.7112 | 295.2911 | 6.7112 | 295.2911 | -8.6051 | 52.6272 | 0 | 0 | 0 | -8.6051 | -1026.6185
2079 | 0% | 0 | 302.8572 | 6.7112 | 302.0022 | 6.7112 | 302.0022 | -7.1709 | 52.6272 | 0 | 0 | 0 | -7.1709 | -1033.7894
2080 | 0% | 0 | 302.8572 | 6.7112 | 308.7134 | 6.7112 | 308.7134 | -5.7367 | 52.6272 | 0 | 0 | 0 | -5.7367 | -1039.5261
2081 | 0% | 0 | 302.8572 | 6.7112 | 315.4245 | 6.7112 | 315.4245 | -4.3025 | 52.6272 | 0 | 0 | 0 | -4.3025 | -1043.8286
2082 | 0% | 0 | 302.8572 | 6.7112 | 322.1357 | 6.7112 | 322.1357 | -2.8684 | 52.6272 | 0 | 0 | 0 | -2.8684 | -1046.697
2083 | 0% | 0 | 302.8572 | 6.7112 | 328.8469 | 6.7112 | 328.8469 | -1.4342 | 52.6272 | 0 | 0 | 0 | -1.4342 | -1048.1311
2084 | 0% | 0 | 302.8572 | 6.7112 | 335.558 | 6.7112 | 335.558 | 2.2204e-15 | 52.6272 | 0 | 0 | 0 | 2.2204e-15 | -1048.1311
| SALVAGE / REMOVAL COST |  |  |  | 0
| YEAR SALVAGE / COST OF REMOVAL |  |  |  | 2084
| DEFERRED TAXES DURING CONSTRUCTION (SEE PAGE 5) |  |  |  | 5.0504
| TOTAL EQUITY AFUDC CAPITALIZED (SEE PAGE 5) |  |  |  | 52.6272
| BOOK DEPRECIATION RATE - 1/USEFUL LIFE |  |  |  | 2%
page 4b |  |  |  | DEFERRED TAX AND MID-YEAR RATE BASE CALCULATION | [9 empty] | PSC FORM CE 1.1A
|  |  |  | PROGRAM METHOD SELECTED: REV_REQ | [9 empty] | PAGE 2b OF 2
|  |  | PROGRAM NAME: | Residential Low Income Renter Pilot
(1) | (2) | (3) | (4) | (5) | (5a)* | (5b)* | (6) | (7) | (8)
END
OF YEAR
|  |  |  | NET |  |  | BEGINNING | ENDING OF
| TAX | TAX | DEFERRED | PLANT IN | ACCUMULATED | ACCUMULATED | YEAR RATE | YEAR RATE | MID-YEAR
| DEPRECIATION | DEPRECIATION | TAX | SERVICE | DEPRECIATION | DEF TAXES | BASE | BASE | RATE BASE
YEAR | SCHEDULE | $(000) | $(000) | $(000) | $(000) | $(000) | $(000) | $(000) | $(000)
2035 | 3.75% | 11.3571 | 3.6061 | 328.8469 | 6.7112 | 8.6564 | 340.6084 | 332.4529 | 336.5307
2036 | 7.219% | 21.8633 | -0.501 | 322.1357 | 13.4223 | 8.1554 | 332.4529 | 321.6347 | 327.0438
2037 | 6.677% | 20.2218 | -4.192 | 315.4245 | 20.1335 | 3.9634 | 321.6347 | 311.2325 | 316.4336
2038 | 6.177% | 18.7075 | -7.4993 | 308.7134 | 26.8446 | -3.5359 | 311.2325 | 301.2141 | 306.2233
2039 | 5.713% | 17.3022 | -10.4503 | 302.0022 | 33.5558 | -13.9862 | 301.2141 | 291.5519 | 296.383
2040 | 5.285% | 16.006 | -13.0729 | 295.2911 | 40.267 | -27.0591 | 291.5519 | 282.2182 | 286.885
2041 | 4.888% | 14.8037 | -15.3907 | 288.5799 | 46.9781 | -42.4498 | 282.2182 | 273.1892 | 277.7037
2042 | 4.522% | 13.6952 | -17.4276 | 281.8687 | 53.6893 | -59.8774 | 273.1892 | 264.4412 | 268.8152
2043 | 4.462% | 13.5135 | -19.4184 | 275.1576 | 60.4004 | -79.2958 | 264.4412 | 255.7392 | 260.0902
2044 | 4.461% | 13.5105 | -21.4084 | 268.4464 | 67.1116 | -100.7042 | 255.7392 | 247.038 | 251.3886
2045 | 4.462% | 13.5135 | -23.3993 | 261.7353 | 73.8228 | -124.1035 | 247.038 | 238.336 | 242.687
2046 | 4.461% | 13.5105 | -25.3893 | 255.0241 | 80.5339 | -149.4928 | 238.336 | 229.6348 | 233.9854
2047 | 4.462% | 13.5135 | -27.3801 | 248.3129 | 87.2451 | -176.873 | 229.6348 | 220.9328 | 225.2838
2048 | 4.461% | 13.5105 | -29.3702 | 241.6018 | 93.9562 | -206.2431 | 220.9328 | 212.2316 | 216.5822
2049 | 4.462% | 13.5135 | -31.361 | 234.8906 | 100.6674 | -237.6041 | 212.2316 | 203.5296 | 207.8806
2050 | 4.461% | 13.5105 | -33.3511 | 228.1795 | 107.3786 | -270.9552 | 203.5296 | 194.8284 | 199.179
2051 | 4.462% | 13.5135 | -35.3419 | 221.4683 | 114.0897 | -306.2971 | 194.8284 | 186.1264 | 190.4774
2052 | 4.461% | 13.5105 | -37.3319 | 214.7571 | 120.8009 | -343.629 | 186.1264 | 177.4252 | 181.7758
2053 | 4.462% | 13.5135 | -39.3227 | 208.046 | 127.512 | -382.9517 | 177.4252 | 168.7232 | 173.0742
2054 | 4.461% | 13.5105 | -41.3128 | 201.3348 | 134.2232 | -424.2645 | 168.7232 | 160.022 | 164.3726
2055 | 2.231% | 6.7567 | -41.5911 | 194.6237 | 140.9344 | -465.8556 | 160.022 | 153.0325 | 156.5273
2056 | 0% | 0 | -40.1569 | 187.9125 | 147.6455 | -506.0125 | 153.0325 | 147.7556 | 150.3941
2057 | 0% | 0 | -38.7228 | 181.2013 | 154.3567 | -544.7353 | 147.7556 | 142.4786 | 145.1171
2058 | 0% | 0 | -37.2886 | 174.4902 | 161.0679 | -582.0239 | 142.4786 | 137.2016 | 139.8401
2059 | 0% | 0 | -35.8544 | 167.779 | 167.779 | -617.8783 | 137.2016 | 131.9246 | 134.5631
2060 | 0% | 0 | -34.4202 | 161.0679 | 174.4902 | -652.2985 | 131.9246 | 126.6476 | 129.2861
2061 | 0% | 0 | -32.9861 | 154.3567 | 181.2013 | -685.2846 | 126.6476 | 121.3706 | 124.0091
2062 | 0% | 0 | -31.5519 | 147.6455 | 187.9125 | -716.8364 | 121.3706 | 116.0937 | 118.7321
2063 | 0% | 0 | -30.1177 | 140.9344 | 194.6237 | -746.9541 | 116.0937 | 110.8167 | 113.4552
2064 | 0% | 0 | -28.6835 | 134.2232 | 201.3348 | -775.6377 | 110.8167 | 105.5397 | 108.1782
2065 | 0% | 0 | -27.2493 | 127.512 | 208.046 | -802.887 | 105.5397 | 100.2627 | 102.9012
2066 | 0% | 0 | -25.8152 | 120.8009 | 214.7571 | -828.7022 | 100.2627 | 94.9857 | 97.6242
2067 | 0% | 0 | -24.381 | 114.0897 | 221.4683 | -853.0832 | 94.9857 | 89.7087 | 92.3472
2068 | 0% | 0 | -22.9468 | 107.3786 | 228.1795 | -876.03 | 89.7087 | 84.4317 | 87.0702
2069 | 0% | 0 | -21.5126 | 100.6674 | 234.8906 | -897.5426 | 84.4317 | 79.1548 | 81.7933
2070 | 0% | 0 | -20.0785 | 93.9562 | 241.6018 | -917.6211 | 79.1548 | 73.8778 | 76.5163
2071 | 0% | 0 | -18.6443 | 87.2451 | 248.3129 | -936.2654 | 73.8778 | 68.6008 | 71.2393
2072 | 0% | 0 | -17.2101 | 80.5339 | 255.0241 | -953.4755 | 68.6008 | 63.3238 | 65.9623
2073 | 0% | 0 | -15.7759 | 73.8228 | 261.7353 | -969.2514 | 63.3238 | 58.0468 | 60.6853
2074 | 0% | 0 | -14.3418 | 67.1116 | 268.4464 | -983.5932 | 58.0468 | 52.7698 | 55.4083
2075 | 0% | 0 | -12.9076 | 60.4004 | 275.1576 | -996.5008 | 52.7698 | 47.4929 | 50.1314
2076 | 0% | 0 | -11.4734 | 53.6893 | 281.8687 | -1007.9742 | 47.4929 | 42.2159 | 44.8544
2077 | 0% | 0 | -10.0392 | 46.9781 | 288.5799 | -1018.0134 | 42.2159 | 36.9389 | 39.5774
2078 | 0% | 0 | -8.6051 | 40.267 | 295.2911 | -1026.6185 | 36.9389 | 31.6619 | 34.3004
2079 | 0% | 0 | -7.1709 | 33.5558 | 302.0022 | -1033.7894 | 31.6619 | 26.3849 | 29.0234
2080 | 0% | 0 | -5.7367 | 26.8446 | 308.7134 | -1039.5261 | 26.3849 | 21.1079 | 23.7464
2081 | 0% | 0 | -4.3025 | 20.1335 | 315.4245 | -1043.8286 | 21.1079 | 15.831 | 18.4694
2082 | 0% | 0 | -2.8684 | 13.4223 | 322.1357 | -1046.697 | 15.831 | 10.554 | 13.1925
2083 | 0% | 0 | -1.4342 | 6.7112 | 328.8469 | -1048.1311 | 10.554 | 5.277 | 7.9155
2084 | 0% | 0 | 2.2204e-15 | 2.0428e-13 | 335.558 | -1048.1311 | 5.277 | 2.2959e-13 | 2.6385
* Column not specified in workbook
(1): page 5 |  |  |  |  | PSC FORM CE 1.1B
PAGE 1 OF 1
(1) | (2) | (3) | (4) | (5) | (6) | (7)
| NO.YEARS | PLANT | CUMULATIVE | YEARLY | ANNUAL | CUMULATIVE
| BEFORE | ESCALATION | ESCALATION | EXPENDITURE | SPENDING | AVERAGE SPENDING
YEAR | IN-SERVICE | RATE | FACTOR | (%) | ($/kW) | ($/kW)
2023 | -12 | 0% | 1 | 0 | 0 | 0
2024 | -11 | 2.5% | 1.025 | 0 | 0 | 0
2025 | -10 | 2.5% | 1.0506 | 0 | 0 | 0
2026 | -9 | 2.5% | 1.0769 | 0 | 0 | 0
2027 | -8 | 2.5% | 1.1038 | 0 | 0 | 0
2028 | -7 | 2.5% | 1.1314 | 0 | 0 | 0
2029 | -6 | 2.5% | 1.1597 | 0 | 0 | 0
2030 | -5 | 2.5% | 1.1887 | 43.903 | 410.3701 | 205.185
2031 | -4 | 2.5% | 1.2184 | 38.3775 | 367.6895 | 594.2148
2032 | -3 | 2.5% | 1.2489 | 17.7195 | 174.0124 | 865.0657
2033 | -2 | 2% | 1.2738 | 0 | 0 | 952.0719
2034 | -1 | 2% | 1.2993 | 0 | 0 | 952.0719
|  |  |  | 100 | 952.0719
|  | (8) | (8a)* | (8b)* | (9) | (9a)* | (9b)* | (9c)* | (9d)* | (9e)* | (10) | (11)
(3): CUMULATIVE; (5): CUMULATIVE; (6): YEARLY; (7): CUMULATIVE | CONSTRUCTION |  |  | CUMULATIVE | INCREMENTAL | CUMULATIVE
| NO.YEARS | SPENDING | DEBT | DEBT | TOTAL | TOTAL | PERIOD | CUMULATIVE | DEFERRED | DEFERRED | YEAR-END | YEAR-END
| BEFORE | WITH AFUDC | AFUDC | AFUDC | AFUDC | AFUDC | INTEREST | CPI | TAXES | TAXES | BOOK VALUE | BOOK VALUE
YEAR | IN-SERVICE | ($/kW) | ($/kW) | ($/kW) | ($/kW) | ($/kW) | ($/kW) | ($/kW) | ($/kW) | ($/kW) | ($/kW) | ($/kW)
2023 | -12 | 0 | 0 | 0 | 0 | 0 | 0 | 0 | 0 | 0 | 0 | 0
2024 | -11 | 0 | 0 | 0 | 0 | 0 | 0 | 0 | 0 | 0 | 0 | 0
2025 | -10 | 0 | 0 | 0 | 0 | 0 | 0 | 0 | 0 | 0 | 0 | 0
2026 | -9 | 0 | 0 | 0 | 0 | 0 | 0 | 0 | 0 | 0 | 0 | 0
2027 | -8 | 0 | 0 | 0 | 0 | 0 | 0 | 0 | 0 | 0 | 0 | 0
2028 | -7 | 0 | 0 | 0 | 0 | 0 | 0 | 0 | 0 | 0 | 0 | 0
2029 | -6 | 0 | 0 | 0 | 0 | 0 | 0 | 0 | 0 | 0 | 0 | 0
2030 | -5 | 205.185 | 2.8726 | 2.8726 | 12.7625 | 12.7625 | 7.202 | 7.202 | 1.0973 | 1.0973 | 423.1326 | 423.1326
2031 | -4 | 606.9773 | 8.4823 | 11.3549 | 37.6857 | 50.4482 | 20.8569 | 28.0589 | 3.1363 | 4.2336 | 405.3752 | 828.5078
2032 | -3 | 915.514 | 12.7579 | 24.1128 | 56.6816 | 107.1299 | 30.3638 | 58.4227 | 4.4622 | 8.6958 | 230.694 | 1059.2018
2033 | -2 | 1059.2018 | 14.7071 | 38.8199 | 65.3415 | 172.4714 | 33.4177 | 91.8405 | 4.7422 | 13.4381 | 65.3415 | 1124.5433
2034 | -1 | 1124.5433 | 15.5555 | 54.3754 | 69.1107 | 241.5821 | 33.4177 | 125.2582 | 4.5272 | 17.9652 | 69.1107 | 1193.654
(4): 54.3754; (6): 241.5821 | 125.2582 |  | 17.9652 |  | 1193.654
BOOK BASIS
[7 empty] | BOOK BASIS | FOR DEF TAX | TAX BASIS
(6): CONSTRUCTION CASH | 267.6449 | 267.6449 | 267.6449
(6): EQUITY AFUDC | 52.6272
(6): DEBT AFUDC | 15.2859 | 15.2859
(2): IN SERVICE YEAR; (4): 2035; (6): CPI |  |  | 35.2124
| PLANT COSTS |  | 786.3466 |  | ITC Basis Reduction (Solar)
(2): AFUDC RATE; (4): 6.22%; (6): TOTAL | 335.558 | 282.9308 | 302.8572 |  | * Column not specified in workbook
(1): page 6; (6): INPUT DATA -- PART 2 | [7 empty] | PSC FORM CE 1.2
(6): PROGRAM METHOD SELECTED : REV_REQ | [7 empty] | PAGE 1 OF 1
|  |  |  | PROGRAM NAME: | Residential Low Income Renter Pilot
(1) | (2) | (3) | (4) | (5) | (6)* | (7) | (8) | (9)
UTILITY
| CUMULATIVE | ADJUSTED | AVERAGE | AVOIDED | INCREASED |  | PROGRAM | PROGRAM
| TOTAL | CUMULATIVE | SYSTEM | MARGINAL | MARGINAL | REPLACEMENT | KW | kWH
| PARTICIPATING | PARTICIPATING | FUEL COST | FUEL COST | FUEL COST | FUEL COST | EFFECTIVENESS | EFFECTIVENESS
YEAR | CUSTOMERS | CUSTOMERS | (C/kWh) | (C/kWh) | (C/kWh) | (C/kWh) | FACTOR | FACTOR
2023 | 0 | 0 | 2.1107 | 2.8192 | 2.1107 | 0 | 1 | 1
2024 | 0 | 0 | 2.6607 | 4.004 | 2.6607 | 0 | 1 | 1
2025 | 500 | 500 | 2.9695 | 3.1242 | 3.2886 | 0 | 1 | 1
2026 | 1000 | 1000 | 3.4117 | 3.5621 | 3.8402 | 0 | 1 | 1
2027 | 1500 | 1500 | 3.3657 | 3.5229 | 3.818 | 0 | 1 | 1
2028 | 1500 | 1500 | 3.5114 | 3.6073 | 3.9228 | 0 | 1 | 1
2029 | 1500 | 1500 | 3.5913 | 3.6743 | 4.1124 | 0 | 1 | 1
2030 | 1500 | 1500 | 3.292 | 3.3123 | 3.7909 | 0 | 1 | 1
2031 | 1500 | 1500 | 3.0693 | 2.9822 | 3.6107 | 0 | 1 | 1
2032 | 1500 | 1500 | 2.9515 | 2.8382 | 3.5385 | 0 | 1 | 1
2033 | 1500 | 1500 | 3.334 | 3.2621 | 3.7873 | 6.8825 | 1 | 1
2034 | 1500 | 1500 | 3.5332 | 3.485 | 4.0354 | 6.9767 | 1 | 1
2035 | 1500 | 1500 | 3.8608 | 3.8506 | 4.4219 | 7.1294 | 1 | 1
2036 | 1500 | 1500 | 4.0027 | 3.9795 | 4.5068 | 6.9828 | 1 | 1
2037 | 1500 | 1500 | 4.1974 | 4.1975 | 4.6972 | 7.1471 | 1 | 1
2038 | 1500 | 1500 | 4.5318 | 4.5775 | 5.0494 | 7.2249 | 1 | 1
2039 | 1500 | 1500 | 4.7163 | 4.7431 | 5.2075 | 7.1579 | 1 | 1
2040 | 1500 | 1500 | 5.0571 | 5.0826 | 5.5442 | 7.3834 | 1 | 1
2041 | 1500 | 1500 | 5.3851 | 5.3804 | 5.8112 | 7.5063 | 1 | 1
2042 | 1500 | 1500 | 5.4894 | 5.5113 | 5.9303 | 7.5907 | 1 | 1
2043 | 1500 | 1500 | 5.722 | 5.7359 | 6.1835 | 7.8225 | 1 | 1
2044 | 1500 | 1500 | 6.1136 | 6.1629 | 6.6078 | 8.0846 | 1 | 1
2045 | 1500 | 1500 | 6.4999 | 6.5506 | 7.0229 | 8.4913 | 1 | 1
2046 | 1500 | 1500 | 6.711 | 6.7746 | 7.2628 | 8.361 | 1 | 1
2047 | 1500 | 1500 | 7.0712 | 7.1189 | 7.6091 | 8.8452 | 1 | 1
2048 | 1500 | 1500 | 7.4142 | 7.456 | 7.9896 | 9.2397 | 1 | 1
2049 | 1500 | 1500 | 7.8908 | 7.961 | 8.493 | 9.5526 | 1 | 1
2050 | 1500 | 1500 | 8.5419 | 8.6429 | 9.2288 | 10.0912 | 1 | 1
2051 | 1500 | 1500 | 8.4856 | 8.578 | 9.1322 | 10.1556 | 1 | 1
2052 | 1500 | 1500 | 8.5408 | 8.6269 | 9.1419 | 10.0773 | 1 | 1
2053 | 1500 | 1500 | 8.5762 | 8.6662 | 9.2249 | 10.0634 | 1 | 1
2054 | 1500 | 1500 | 8.6113 | 8.7065 | 9.1884 | 9.8472 | 1 | 1
2055 | 1500 | 1500 | 8.5691 | 8.6414 | 9.1088 | 9.9113 | 1 | 1
2056 | 1500 | 1500 | 8.5437 | 8.6448 | 9.0758 | 9.7266 | 1 | 1
2057 | 1500 | 1500 | 8.5899 | 8.7114 | 9.2111 | 9.8003 | 1 | 1
2058 | 1500 | 1500 | 8.5125 | 8.5891 | 9.0337 | 9.5906 | 1 | 1
2059 | 1500 | 1500 | 8.5501 | 8.6425 | 9.1026 | 9.6304 | 1 | 1
2060 | 1500 | 1500 | 8.5885 | 8.7028 | 9.1274 | 9.5391 | 1 | 1
2061 | 1500 | 1500 | 8.4296 | 8.5403 | 8.9735 | 9.4471 | 1 | 1
2062 | 1500 | 1500 | 8.4175 | 8.5184 | 8.9683 | 9.2658 | 1 | 1
2063 | 1500 | 1500 | 8.4946 | 8.6434 | 9.1512 | 9.7339 | 1 | 1
2064 | 1500 | 1500 | 8.4747 | 8.6014 | 9.0347 | 9.6201 | 1 | 1
2065 | 1500 | 1500 | 8.3716 | 8.4865 | 8.9166 | 9.4973 | 1 | 1
2066 | 1500 | 1500 | 8.3231 | 8.4397 | 8.9166 | 9.4862 | 1 | 1
2067 | 1500 | 1500 | 8.3315 | 8.4659 | 8.9216 | 9.4654 | 1 | 1
2068 | 1500 | 1500 | 8.3868 | 8.5208 | 8.6176 | 9.4211 | 1 | 1
2069 | 1500 | 1500 | 8.3868 | 8.5208 | 8.6176 | 9.5006 | 1 | 1
2070 | 1500 | 1500 | 8.3868 | 8.5208 | 8.6176 | 9.299 | 1 | 1
2071 | 1500 | 1500 | 8.3868 | 8.5208 | 8.6176 | 9.2593 | 1 | 1
2072 | 1500 | 1500 | 8.3868 | 8.5208 | 8.6176 | 9.2196 | 1 | 1
2073 | 1500 | 1500 | 8.3868 | 8.5208 | 8.6176 | 9.18 | 1 | 1
2074 | 1500 | 1500 | 8.3868 | 8.5208 | 8.6176 | 9.18 | 1 | 1
2075 | 1500 | 1500 | 8.3868 | 8.5208 | 8.6176 | 9.18 | 1 | 1
2076 | 1500 | 1500 | 8.3868 | 8.5208 | 8.6176 | 9.18 | 1 | 1
2077 | 1500 | 1500 | 8.3868 | 8.5208 | 8.6176 | 9.18 | 1 | 1
2078 | 1500 | 1500 | 8.3868 | 8.5208 | 8.6176 | 9.18 | 1 | 1
2079 | 1500 | 1500 | 8.3868 | 8.5208 | 8.6176 | 9.18 | 1 | 1
2080 | 1500 | 1500 | 8.3868 | 8.5208 | 8.6176 | 9.18 | 1 | 1
2081 | 1500 | 1500 | 8.3868 | 8.5208 | 8.6176 | 9.18 | 1 | 1
2082 | 1500 | 1500 | 8.3868 | 8.5208 | 8.6176 | 9.18 | 1 | 1
* THIS COLUMN IS USED ONLY FOR LOAD SHIFTING PROGRAMS WHICH SHIFT CONSUMPTION TO OFF-PEAK PERIODS.
THE VALUES REPRESENT THE OFF PEAK SYSTEM FUEL COSTS.
(1): page 7; (4): AVOIDED GENERATING BENEFITS | [5 empty] | PSC FORM CE 2.1
(4): PROGRAM METHOD SELECTED: REV_REQ | [5 empty] | PAGE 1 OF 1
|  | PROGRAM NAME: | Residential Low Income Renter Pilot
| (2) | (3) | (4) | (5) | (6) | (7)
AVOIDED
| GEN UNIT | AVOIDED | AVOIDED | AVOIDED |  | AVOIDED
| CAPACITY | GEN UNIT | GEN UNIT | GEN UNIT | REPLACEMENT | GEN UNIT
| COST | FIXED O&M | VARIABLE O&M | FUEL COST | FUEL COST | BENEFITS
YEAR | $(000) | $(000) | $(000) | $(000) | $(000) | $(000)
2023 | 0 | 0 | 0 | 0 | 0 | 0
2024 | 0 | 0 | 0 | 0 | 0 | 0
2025 | 0 | 0 | 0 | 0 | 0 | 0
2026 | 0 | 0 | 0 | 0 | 0 | 0
2027 | 0 | 0 | 0 | 0 | 0 | 0
2028 | 0 | 0 | 0 | 0 | 0 | 0
2029 | 0 | 0 | 0 | 0 | 0 | 0
2030 | 0 | 0 | 0 | 0 | 0 | 0
2031 | 0 | 0 | 0 | 0 | 0 | 0
2032 | 0 | 0 | 0 | 0 | 0 | 0
2033 | 0 | 0 | 0 | 0 | 0 | 0
2034 | 0 | 0 | 0 | 0 | 0 | 0
2035 | 46.0874 | 4.4869 | 0.17119 | 104.0287 | 114.1198 | 40.6544
2036 | 45.0347 | 4.5991 | 0.18897 | 109.7899 | 120.3711 | 39.2416
2037 | 43.871 | 4.7141 | 0.19646 | 114.0335 | 124.9626 | 37.8525
2038 | 42.7468 | 4.8319 | 0.20988 | 119.9999 | 131.6611 | 36.1274
2039 | 41.6592 | 4.9527 | 0.22384 | 124.9216 | 135.7275 | 36.0299
2040 | 40.6054 | 5.0766 | 0.23242 | 129.9823 | 141.8231 | 34.0735
2041 | 39.5829 | 5.2035 | 0.25045 | 139.0308 | 151.5773 | 32.4903
2042 | 38.5893 | 5.3336 | 0.25358 | 138.592 | 151.4124 | 31.356
2043 | 37.6119 | 5.4669 | 0.25992 | 143.1599 | 156.0351 | 30.4634
2044 | 36.6367 | 5.6036 | 0.27299 | 150.6395 | 165.2455 | 27.9073
2045 | 35.6616 | 5.7437 | 0.28319 | 161.3493 | 175.6486 | 27.3892
2046 | 34.6865 | 5.8872 | 0.29718 | 161.7177 | 177.0712 | 25.5175
2047 | 33.7114 | 6.0344 | 0.30461 | 171.248 | 187.3259 | 23.9725
2048 | 32.7363 | 6.1853 | 0.3086 | 177.3784 | 193.4068 | 23.2017
2049 | 31.7611 | 6.3399 | 0.32375 | 186.5011 | 204.6613 | 20.2645
2050 | 30.786 | 6.4984 | 0.33566 | 197.6165 | 218.6846 | 16.5519
2051 | 29.8109 | 6.6609 | 0.34405 | 200.282 | 220.0809 | 17.0169
2052 | 28.8358 | 6.8274 | 0.34865 | 195.6494 | 215.9021 | 15.7591
2053 | 27.8607 | 6.9981 | 0.36558 | 198.7005 | 220.5611 | 13.3637
2054 | 26.8855 | 7.173 | 0.37893 | 197.121 | 218.2469 | 13.3116
2055 | 25.995 | 7.3524 | 0.3884 | 197.0102 | 219.6683 | 11.0776
2056 | 25.2737 | 7.5362 | 0.39811 | 193.2646 | 215.575 | 10.8975
2057 | 24.6369 | 7.7246 | 0.4126 | 197.1823 | 219.621 | 10.3354
2058 | 24.0002 | 7.9177 | 0.42756 | 194.7727 | 217.2841 | 9.834
2059 | 23.3634 | 8.1156 | 0.43348 | 193.4399 | 215.8147 | 9.5378
2060 | 22.7266 | 8.3185 | 0.44432 | 191.0869 | 213.768 | 8.8084
2061 | 22.0899 | 8.5265 | 0.45043 | 187.3913 | 209.3799 | 9.0782
2062 | 21.4531 | 8.7396 | 0.46682 | 187.7031 | 207.643 | 10.7196
2063 | 20.8164 | 8.9581 | 0.47849 | 197.1151 | 218.1336 | 9.2345
2064 | 20.1796 | 9.1821 | 0.49584 | 194.5008 | 217.9516 | 6.4068
2065 | 19.5429 | 9.4116 | 0.50271 | 192.0729 | 212.8319 | 8.6982
2066 | 18.9061 | 9.6469 | 0.51528 | 191.0869 | 212.583 | 7.5722
2067 | 18.2694 | 9.8881 | 0.52816 | 192.0953 | 212.1151 | 8.6659
2068 | 17.6326 | 10.1353 | 0.54136 | 190.5491 | 211.1232 | 7.7352
2069 | 16.9959 | 10.3887 | 0.5549 | 192.5435 | 212.9055 | 7.5775
2070 | 16.3591 | 10.6484 | 0.56877 | 186.5826 | 208.3862 | 5.7727
2071 | 15.7224 | 10.9146 | 0.58299 | 185.4845 | 207.4973 | 5.2072
2072 | 15.0856 | 11.1875 | 0.59756 | 184.3864 | 206.6085 | 4.6486
2073 | 14.4488 | 11.4672 | 0.6125 | 183.2884 | 205.7198 | 4.0971
2074 | 13.8121 | 11.7539 | 0.62782 | 183.2884 | 205.7198 | 3.7623
2075 | 13.1753 | 12.0477 | 0.64351 | 183.2884 | 205.7198 | 3.4351
2076 | 12.6539 | 12.3489 | 0.6596 | 183.2884 | 205.7198 | 3.231
2077 | 12.1326 | 12.6576 | 0.67609 | 183.2884 | 205.7198 | 3.0348
2078 | 11.6112 | 12.9741 | 0.69299 | 183.2884 | 205.7198 | 2.8467
2079 | 11.0898 | 13.2984 | 0.71032 | 183.2884 | 205.7198 | 2.667
2080 | 10.5684 | 13.6309 | 0.72807 | 183.2884 | 205.7198 | 2.4959
2081 | 10.047 | 13.9716 | 0.74628 | 183.2884 | 205.7198 | 2.3334
2082 | 9.5256 | 14.3209 | 0.76493 | 183.2884 | 205.7198 | 2.18
NOM | 1213.2745 | 407.6809 | 21.1998 | 8402.8935 | 9320.6131 | 724.4355
NPV | 180.4668 | 31.4017 | 1.5274 | 776.5323 | 854.2774 | 135.6508
page 8 | Residential Low Income Renter Pilot (5): AVOIDED T&D AND PROGRAM FUEL SAVINGS | [7 empty] | PSC FORM CE 2.2
| Residential Low Income Renter Pilot (5): PROGRAM METHOD SELECTED: REV_REQ | [7 empty] | PAGE 1 OF 1
|  |  | PROGRAM NAME : | Residential Low Income Renter Pilot
(1) | (2) | (3) | (4) | (5) | (6) | (7) | (8) | (8a)*
|  |  | TOTAL |  |  | TOTAL
| AVOIDED | AVOIDED | AVOIDED | AVOIDED | AVOIDED | AVOIDED |  | PROGRAM
| TRANSMISSION | TRANSMISSION | TRANSMISSION | DISTRIBUTION | DISTRIBUTION | DISTRIBUTION | PROGRAM | OFF-PEAK
| CAP COST | O&M COST | COST | CAP COST | O&M COST | COST | FUEL SAVINGS | PAYBACK
YEAR | $(000) | $(000) | $(000) | $(000) | $(000) | $(000) | $(000) | $(000)
2023 | 0 | 0 | 0 | 0 | 0 | 0 | 0 | 0
2024 | 0 | 0 | 0 | 0 | 0 | 0 | 0 | 0
2025 | 0 | 0 | 0 | 0 | 0 | 0 | 5.5971 | 0
2026 | 7.0389 | 0.51931 | 7.5582 | 2.1078 | 0.52255 | 2.6304 | 19.1016 | 0
2027 | 14.0901 | 0.88715 | 14.9772 | 4.2294 | 0.89269 | 5.1221 | 31.5088 | 0
2028 | 21.131 | 1.0912 | 22.2222 | 6.3595 | 1.098 | 7.4575 | 38.5 | 0
2029 | 20.4814 | 1.1185 | 21.5999 | 6.1969 | 1.1255 | 7.3224 | 39.1661 | 0
2030 | 19.8299 | 1.1464 | 20.9763 | 6.0323 | 1.1536 | 7.1859 | 35.1247 | 0
2031 | 19.2107 | 1.1751 | 20.3858 | 5.8736 | 1.1824 | 7.056 | 31.2712 | 0
2032 | 18.6188 | 1.2045 | 19.8233 | 5.7202 | 1.212 | 6.9322 | 29.6597 | 0
2033 | 18.0458 | 1.2346 | 19.2804 | 5.5719 | 1.2423 | 6.8142 | 34.2845 | 0
2034 | 17.4818 | 1.2655 | 18.7473 | 5.4277 | 1.2734 | 6.701 | 36.7232 | 0
2035 | 16.9201 | 1.2971 | 18.2172 | 5.286 | 1.3052 | 6.5912 | 40.72 | 0
2036 | 16.3583 | 1.3295 | 17.6878 | 5.1453 | 1.3378 | 6.4831 | 42.0411 | 0
2037 | 15.7965 | 1.3628 | 17.1592 | 5.0047 | 1.3713 | 6.376 | 44.4262 | 0
2038 | 15.2346 | 1.3968 | 16.6315 | 4.8642 | 1.4055 | 6.2697 | 48.6 | 0
2039 | 14.6728 | 1.4317 | 16.1046 | 4.7236 | 1.4407 | 6.1643 | 50.29 | 0
2040 | 14.111 | 1.4675 | 15.5785 | 4.5831 | 1.4767 | 6.0598 | 53.878 | 0
2041 | 13.5681 | 1.5042 | 15.0723 | 4.4425 | 1.5136 | 5.9561 | 56.9289 | 0
2042 | 13.0824 | 1.5418 | 14.6242 | 4.302 | 1.5515 | 5.8534 | 58.4035 | 0
2043 | 12.6746 | 1.5804 | 14.255 | 4.1614 | 1.5902 | 5.7516 | 60.7541 | 0
2044 | 12.3263 | 1.6199 | 13.9462 | 4.0208 | 1.63 | 5.6509 | 65.3921 | 0
2045 | 11.9981 | 1.6604 | 13.6585 | 3.8803 | 1.6708 | 5.551 | 69.4997 | 0
2046 | 11.6699 | 1.7019 | 13.3718 | 3.7441 | 1.7125 | 5.4566 | 71.9135 | 0
2047 | 11.3417 | 1.7444 | 13.0861 | 3.6211 | 1.7553 | 5.3765 | 75.504 | 0
2048 | 11.0134 | 1.7881 | 12.8015 | 3.5162 | 1.7992 | 5.3154 | 79.0527 | 0
2049 | 10.6852 | 1.8328 | 12.518 | 3.4249 | 1.8442 | 5.2691 | 84.492 | 0
2050 | 10.357 | 1.8786 | 12.2355 | 3.3384 | 1.8903 | 5.2287 | 91.8125 | 0
2051 | 10.0288 | 1.9255 | 11.9543 | 3.2518 | 1.9376 | 5.1893 | 91.0969 | 0
2052 | 9.7005 | 1.9737 | 11.6742 | 3.1652 | 1.986 | 5.1512 | 91.5938 | 0
2053 | 9.3723 | 2.023 | 11.3953 | 3.0786 | 2.0357 | 5.1142 | 92.0218 | 0
2054 | 9.0441 | 2.0736 | 11.1177 | 2.992 | 2.0865 | 5.0785 | 92.4658 | 0
2055 | 8.7159 | 2.1254 | 10.8413 | 2.9054 | 2.1387 | 5.0441 | 91.701 | 0
2056 | 8.3876 | 2.1786 | 10.5662 | 2.8188 | 2.1922 | 5.011 | 91.8338 | 0
2057 | 8.0594 | 2.233 | 10.2924 | 2.7322 | 2.247 | 4.9792 | 92.6061 | 0
2058 | 7.7312 | 2.2889 | 10.02 | 2.6457 | 2.3032 | 4.9488 | 91.1612 | 0
2059 | 7.403 | 2.3461 | 9.749 | 2.5591 | 2.3607 | 4.9198 | 91.7792 | 0
2060 | 7.0747 | 2.4047 | 9.4795 | 2.4725 | 2.4197 | 4.8922 | 92.4904 | 0
2061 | 6.7465 | 2.4648 | 9.2114 | 2.3859 | 2.4802 | 4.8661 | 90.7589 | 0
2062 | 6.4347 | 2.5265 | 8.9612 | 2.2993 | 2.5422 | 4.8416 | 90.4951 | 0
2063 | 6.1439 | 2.5896 | 8.7335 | 2.2127 | 2.6058 | 4.8185 | 91.9779 | 0
2064 | 5.8747 | 2.6544 | 8.5291 | 2.1261 | 2.6709 | 4.7971 | 91.4598 | 0
2065 | 5.6099 | 2.7207 | 8.3306 | 2.0395 | 2.7377 | 4.7773 | 90.2032 | 0
2066 | 5.3451 | 2.7887 | 8.1338 | 1.953 | 2.8062 | 4.7591 | 89.7139 | 0
2067 | 5.0802 | 2.8585 | 7.9387 | 1.8674 | 2.8763 | 4.7438 | 90.0512 | 0
2068 | 4.8154 | 2.9299 | 7.7453 | 1.7874 | 2.9482 | 4.7356 | 90.631 | 0
2069 | 4.5506 | 3.0032 | 7.5538 | 1.7129 | 3.0219 | 4.7349 | 90.631 | 0
2070 | 3.1671 | 3.0783 | 6.2453 | 1.6431 | 3.0975 | 4.7405 | 90.631 | 0
2071 | 1.6552 | 3.1552 | 4.8104 | 1.5732 | 3.1749 | 4.7481 | 90.631 | 0
2072 | 0.19151 | 3.2341 | 3.4256 | 1.5033 | 3.2543 | 4.7576 | 90.631 | 0
2073 | -1.5909e-14 | 3.3149 | 3.3149 | 1.4335 | 3.3357 | 4.7691 | 90.631 | 0
2074 | -1.5909e-14 | 3.3978 | 3.3978 | 1.3636 | 3.419 | 4.7827 | 90.631 | 0
2075 | -1.5909e-14 | 3.4828 | 3.4828 | 1.2938 | 3.5045 | 4.7983 | 90.631 | 0
2076 | -1.0762e-14 | 3.5698 | 3.5698 | 0.85098 | 3.5921 | 4.4431 | 90.631 | 0
2077 | -5.4604e-15 | 3.6591 | 3.6591 | 0.41961 | 3.6819 | 4.1015 | 90.631 | 0
2078 | 0 | 3.7506 | 3.7506 | 0 | 3.774 | 3.774 | 90.631 | 0
2079 | 0 | 3.8443 | 3.8443 | 0 | 3.8683 | 3.8683 | 90.631 | 0
2080 | 0 | 3.9404 | 3.9404 | 0 | 3.965 | 3.965 | 90.631 | 0
2081 | 0 | 4.0389 | 4.0389 | 0 | 4.0642 | 4.0642 | 90.631 | 0
2082 | 0 | 4.1399 | 4.1399 | 0 | 4.1658 | 4.1658 | 90.631 | 0
NOM | 508.8705 | 127.4951 | 636.3655 | 172.6645 | 128.2914 | 300.9559 | 4207.5205 | 0
NPV | 151.2319 | 14.5763 | 165.8081 | 47.3377 | 14.6673 | 62.005 | 516.256 | 0
* THESE VALUES REPRESENT THE COST OF THE INCREASED FUEL CONSUMPTION DUE TO GREATER OFF-PEAK
ENERGY USAGE. USED FOR LOAD SHIFTING PROGRAMS ONLY.
page 8a |  |  | AVOIDED GENERATING EMISSION IMPACT
PROGRAM METHOD SELECTED: REV_REQ
|  | PROGRAM NAME: | Residential Low Income Renter Pilot
| (2) | (3) | (4) | (5) | (6)
| AVOIDED |  |  | OFF-PEAK
| GEN UNIT |  | PROGRAM | EMISSION | NET
| EMISSION | REPLACEMENT | EMISSION | PAYBACK | EMISSION
| BENEFIT | EMISSION COST | BENEFIT | COST | BENEFIT
YEAR | $(000) | $(000) | $(000) | $(000) | $(000)
2023 | 0 | 0 | 0 | 0 | 0
2024 | 0 | 0 | 0 | 0 | 0
2025 | 0 | 0 | 0.00074349 | 0 | 0.00074349
2026 | 0 | 0 | 0.0022305 | 0 | 0.0022305
2027 | 0 | 0 | 0.0037175 | 0 | 0.0037175
2028 | 0 | 0 | 0.0044609 | 0 | 0.0044609
2029 | 0 | 0 | 0.0044609 | 0 | 0.0044609
2030 | 0 | 0 | 0.0044609 | 0 | 0.0044609
2031 | 0 | 0 | 0.0044609 | 0 | 0.0044609
2032 | 0 | 0 | 0.0044609 | 0 | 0.0044609
2033 | 0 | 0 | 0.0044609 | 0 | 0.0044609
2034 | 0 | 0 | 0.0044609 | 0 | 0.0044609
2035 | 0.0060029 | 0.0067467 | 0.0044609 | 0 | 0.0037171
2036 | 0.0064646 | 0.0072657 | 0.0044609 | 0 | 0.0036599
2037 | 0.006557 | 0.0073695 | 0.0044609 | 0 | 0.0036485
2038 | 0.006834 | 0.0076809 | 0.0044609 | 0 | 0.0036141
2039 | 0.0071111 | 0.0079922 | 0.0044609 | 0 | 0.0035798
2040 | 0.0072034 | 0.008096 | 0.0044609 | 0 | 0.0035684
2041 | 0.0075729 | 0.0085112 | 0.0044609 | 0 | 0.0035226
2042 | 0.0074805 | 0.0084074 | 0.0044609 | 0 | 0.003534
2043 | 0.0074805 | 0.0084074 | 0.0044609 | 0 | 0.003534
2044 | 0.0076652 | 0.008615 | 0.0044609 | 0 | 0.0035111
2045 | 0.0077576 | 0.0087188 | 0.0044609 | 0 | 0.0034997
2046 | 0.0079423 | 0.0089264 | 0.0044609 | 0 | 0.0034768
2047 | 0.0079423 | 0.0089264 | 0.0044609 | 0 | 0.0034768
2048 | 0.0078499 | 0.0088226 | 0.0044609 | 0 | 0.0034883
2049 | 0.0080346 | 0.0090302 | 0.0044609 | 0 | 0.0034654
2050 | 0.008127 | 0.009134 | 0.0044609 | 0 | 0.0034539
2051 | 0.008127 | 0.009134 | 0.0044609 | 0 | 0.0034539
2052 | 0.0080346 | 0.0090302 | 0.0044609 | 0 | 0.0034654
2053 | 0.0082193 | 0.0092378 | 0.0044609 | 0 | 0.0034425
2054 | 0.0083117 | 0.0093416 | 0.0044609 | 0 | 0.003431
2055 | 0.0083117 | 0.0093416 | 0.0044609 | 0 | 0.003431
2056 | 0.0083117 | 0.0093416 | 0.0044609 | 0 | 0.003431
2057 | 0.008404 | 0.0094454 | 0.0044609 | 0 | 0.0034196
2058 | 0.0084964 | 0.0095492 | 0.0044609 | 0 | 0.0034081
2059 | 0.008404 | 0.0094454 | 0.0044609 | 0 | 0.0034196
2060 | 0.008404 | 0.0094454 | 0.0044609 | 0 | 0.0034196
2061 | 0.0083117 | 0.0093416 | 0.0044609 | 0 | 0.003431
2062 | 0.008404 | 0.0094454 | 0.0044609 | 0 | 0.0034196
2063 | 0.008404 | 0.0094454 | 0.0044609 | 0 | 0.0034196
2064 | 0.0084964 | 0.0095492 | 0.0044609 | 0 | 0.0034081
2065 | 0.008404 | 0.0094454 | 0.0044609 | 0 | 0.0034196
2066 | 0.008404 | 0.0094454 | 0.0044609 | 0 | 0.0034196
2067 | 0.008404 | 0.0094454 | 0.0044609 | 0 | 0.0034196
2068 | 0.008404 | 0.0094454 | 0.0044609 | 0 | 0.0034196
2069 | 0.008404 | 0.0094454 | 0.0044609 | 0 | 0.0034196
2070 | 0.008404 | 0.0094454 | 0.0044609 | 0 | 0.0034196
2071 | 0.008404 | 0.0094454 | 0.0044609 | 0 | 0.0034196
2072 | 0.008404 | 0.0094454 | 0.0044609 | 0 | 0.0034196
2073 | 0.008404 | 0.0094454 | 0.0044609 | 0 | 0.0034196
2074 | 0.008404 | 0.0094454 | 0.0044609 | 0 | 0.0034196
2075 | 0.008404 | 0.0094454 | 0.0044609 | 0 | 0.0034196
2076 | 0.008404 | 0.0094454 | 0.0044609 | 0 | 0.0034196
2077 | 0.008404 | 0.0094454 | 0.0044609 | 0 | 0.0034196
2078 | 0.008404 | 0.0094454 | 0.0044609 | 0 | 0.0034196
2079 | 0.008404 | 0.0094454 | 0.0044609 | 0 | 0.0034196
2080 | 0.008404 | 0.0094454 | 0.0044609 | 0 | 0.0034196
2081 | 0.008404 | 0.0094454 | 0.0044609 | 0 | 0.0034196
2082 | 0.008404 | 0.0094454 | 0.0044609 | 0 | 0.0034196
NOM | 0.38594 | 0.43376 | 0.25204 | 0 | 0.20422
NPV | 0.038304 | 0.04305 | 0.044927 | 0 | 0.04018
(1): page 9; Residential Low Income Renter Pilot (7): TOTAL RESOURCE COST TEST | [5 empty] | PSC FORM CE 2.3
Residential Low Income Renter Pilot (7): PROGRAM METHOD SELECTED: REV_REQ | [5 empty] | PAGE 1 OF 1
[5 empty] | PROGRAM NAME: | Residential Low Income Renter Pilot
(1) | (2) | (3) | (4) | (5) | (6) | (7) | (8) | (9) | (10) | (11) | (12) | (13)
| INCREASED | UTILITY | PARTICIPANT |  |  | AVOIDED | AVOIDED |  |  |  |  | CUMULATIVE
| SUPPLY | PROGRAM | PROGRAM | OTHER | TOTAL | GEN UNIT | T&D | PROGRAM | OTHER | TOTAL | NET | DISCOUNTED
| COSTS | COSTS | COSTS | COSTS | COSTS | BENEFITS | BENEFITS | FUEL SAVINGS | BENEFITS | BENEFITS | BENEFITS | NET BENEFITS
YEAR | $(000) | $(000) | $(000) | $(000) | $(000) | $(000) | $(000) | $(000) | $(000) | $(000) | $(000) | $(000)
2023 | 0 | 0 | 0 | 0 | 0 | 0 | 0 | 0 | 0 | 0 | 0 | 0
2024 | 0 | 0 | 0 | 0 | 0 | 0 | 0 | 0 | 0 | 0 | 0 | 0
2025 | 0 | 90.9598 | 66.0171 | 0 | 156.9769 | 0 | 0 | 5.5971 | 0.00074349 | 5.5979 | -151.379 | -129.5536
2026 | 0 | 93.2338 | 67.6675 | 0 | 160.9013 | 0 | 10.1886 | 19.1016 | 0.0022305 | 29.2924 | -131.6089 | -233.7519
2027 | 0 | 95.5647 | 69.3592 | 0 | 164.9239 | 0 | 20.0993 | 31.5088 | 0.0037175 | 51.6118 | -113.312 | -316.7453
2028 | 0 | 0 | 0 | 0 | 0 | 0 | 29.6797 | 38.5 | 0.0044609 | 68.1842 | 68.1842 | -270.5452
2029 | 0 | 0 | 0 | 0 | 0 | 0 | 28.9223 | 39.1661 | 0.0044609 | 68.0928 | 68.0928 | -227.8624
2030 | 0 | 0 | 0 | 0 | 0 | 0 | 28.1623 | 35.1247 | 0.0044609 | 63.2914 | 63.2914 | -191.1606
2031 | 0 | 0 | 0 | 0 | 0 | 0 | 27.4418 | 31.2712 | 0.0044609 | 58.7175 | 58.7175 | -159.6612
2032 | 0 | 0 | 0 | 0 | 0 | 0 | 26.7555 | 29.6597 | 0.0044609 | 56.4196 | 56.4196 | -131.6613
2033 | 0 | 0 | 0 | 0 | 0 | 0 | 26.0946 | 34.2845 | 0.0044609 | 60.3835 | 60.3835 | -103.9385
2034 | 0 | 0 | 0 | 0 | 0 | 0 | 25.4483 | 36.7232 | 0.0044609 | 62.176 | 62.176 | -77.5307
2035 | 0 | 0 | 0 | 0 | 0 | 40.6544 | 24.8083 | 40.72 | 0.0037171 | 106.1864 | 106.1864 | -35.8081
2036 | 0 | 0 | 0 | 0 | 0 | 39.2416 | 24.1709 | 42.0411 | 0.0036599 | 105.4573 | 105.4573 | 2.5247
2037 | 0 | 0 | 0 | 0 | 0 | 37.8525 | 23.5352 | 44.4262 | 0.0036485 | 105.8176 | 105.8176 | 38.1078
2038 | 0 | 0 | 0 | 0 | 0 | 36.1274 | 22.9012 | 48.6 | 0.0036141 | 107.6322 | 107.6322 | 71.5904
2039 | 0 | 0 | 0 | 0 | 0 | 36.0299 | 22.2689 | 50.29 | 0.0035798 | 108.5924 | 108.5924 | 102.8418
2040 | 0 | 0 | 0 | 0 | 0 | 34.0735 | 21.6383 | 53.878 | 0.0035684 | 109.5934 | 109.5934 | 132.0191
2041 | 0 | 0 | 0 | 0 | 0 | 32.4903 | 21.0284 | 56.9289 | 0.0035226 | 110.4511 | 110.4511 | 159.2225
2042 | 0 | 0 | 0 | 0 | 0 | 31.356 | 20.4776 | 58.4035 | 0.003534 | 110.2408 | 110.2408 | 184.3407
2043 | 0 | 141.8663 | 102.9641 | 0 | 244.8304 | 30.4634 | 20.0066 | 60.7541 | 0.003534 | 111.2276 | -133.6028 | 156.1794
2044 | 0 | 145.4129 | 105.5382 | 0 | 250.9511 | 27.9073 | 19.5971 | 65.3921 | 0.0035111 | 112.8999 | -138.0512 | 129.2598
2045 | 0 | 149.0483 | 108.1767 | 0 | 257.2249 | 27.3892 | 19.2095 | 69.4997 | 0.0034997 | 116.1019 | -141.1231 | 103.8021
2046 | 0 | 0 | 0 | 0 | 0 | 25.5175 | 18.8284 | 71.9135 | 0.0034768 | 116.2628 | 116.2628 | 123.2044
2047 | 0 | 0 | 0 | 0 | 0 | 23.9725 | 18.4626 | 75.504 | 0.0034768 | 117.9426 | 117.9426 | 141.4129
2048 | 0 | 0 | 0 | 0 | 0 | 23.2017 | 18.1169 | 79.0527 | 0.0034883 | 120.3747 | 120.3747 | 158.6051
2049 | 0 | 0 | 0 | 0 | 0 | 20.2645 | 17.7871 | 84.492 | 0.0034654 | 122.5471 | 122.5471 | 174.7968
2050 | 0 | 0 | 0 | 0 | 0 | 16.5519 | 17.4642 | 91.8125 | 0.0034539 | 125.8321 | 125.8321 | 190.1773
2051 | 0 | 0 | 0 | 0 | 0 | 17.0169 | 17.1436 | 91.0969 | 0.0034539 | 125.2609 | 125.2609 | 204.3414
2052 | 0 | 0 | 0 | 0 | 0 | 15.7591 | 16.8254 | 91.5938 | 0.0034654 | 124.1817 | 124.1817 | 217.3317
2053 | 0 | 0 | 0 | 0 | 0 | 13.3637 | 16.5096 | 92.0218 | 0.0034425 | 121.8985 | 121.8985 | 229.1282
2054 | 0 | 0 | 0 | 0 | 0 | 13.3116 | 16.1962 | 92.4658 | 0.003431 | 121.9771 | 121.9771 | 240.0483
2055 | 0 | 0 | 0 | 0 | 0 | 11.0776 | 15.8854 | 91.701 | 0.003431 | 118.6675 | 118.6675 | 249.8764
2056 | 0 | 0 | 0 | 0 | 0 | 10.8975 | 15.5772 | 91.8338 | 0.003431 | 118.3119 | 118.3119 | 258.9413
2057 | 0 | 0 | 0 | 0 | 0 | 10.3354 | 15.2717 | 92.6061 | 0.0034196 | 118.2166 | 118.2166 | 267.3204
2058 | 0 | 0 | 0 | 0 | 0 | 9.834 | 14.9688 | 91.1612 | 0.0034081 | 115.9674 | 115.9674 | 274.9246
2059 | 0 | 0 | 0 | 0 | 0 | 9.5378 | 14.6688 | 91.7792 | 0.0034196 | 115.9892 | 115.9892 | 281.9606
2060 | 0 | 0 | 0 | 0 | 0 | 8.8084 | 14.3717 | 92.4904 | 0.0034196 | 115.6739 | 115.6739 | 288.4519
2061 | 0 | 221.263 | 160.5889 | 0 | 381.8518 | 9.0782 | 14.0775 | 90.7589 | 0.003431 | 113.9181 | -267.9338 | 274.5422
2062 | 0 | 226.7946 | 164.6036 | 0 | 391.3981 | 10.7196 | 13.8027 | 90.4951 | 0.0034196 | 115.0209 | -276.3772 | 261.2687
2063 | 0 | 232.4644 | 168.7187 | 0 | 401.1831 | 9.2345 | 13.552 | 91.9779 | 0.0034196 | 114.7678 | -286.4153 | 248.5434
2064 | 0 | 0 | 0 | 0 | 0 | 6.4068 | 13.3262 | 91.4598 | 0.0034081 | 111.1962 | 111.1962 | 253.1138
2065 | 0 | 0 | 0 | 0 | 0 | 8.6982 | 13.1079 | 90.2032 | 0.0034196 | 112.0127 | 112.0127 | 257.373
2066 | 0 | 0 | 0 | 0 | 0 | 7.5722 | 12.8929 | 89.7139 | 0.0034196 | 110.1825 | 110.1825 | 261.2488
2067 | 0 | 0 | 0 | 0 | 0 | 8.6659 | 12.6825 | 90.0512 | 0.0034196 | 111.4029 | 111.4029 | 264.874
2068 | 0 | 0 | 0 | 0 | 0 | 7.7352 | 12.481 | 90.631 | 0.0034196 | 110.8506 | 110.8506 | 268.2111
2069 | 0 | 0 | 0 | 0 | 0 | 7.5775 | 12.2886 | 90.631 | 0.0034196 | 110.5005 | 110.5005 | 271.2886
2070 | 0 | 0 | 0 | 0 | 0 | 5.7727 | 10.9859 | 90.631 | 0.0034196 | 107.393 | 107.393 | 274.0555
2071 | 0 | 0 | 0 | 0 | 0 | 5.2072 | 9.5585 | 90.631 | 0.0034196 | 105.4001 | 105.4001 | 276.5676
2072 | 0 | 0 | 0 | 0 | 0 | 4.6486 | 8.1832 | 90.631 | 0.0034196 | 103.4663 | 103.4663 | 278.849
2073 | 0 | 0 | 0 | 0 | 0 | 4.0971 | 8.0841 | 90.631 | 0.0034196 | 102.8156 | 102.8156 | 280.9463
2074 | 0 | 0 | 0 | 0 | 0 | 3.7623 | 8.1805 | 90.631 | 0.0034196 | 102.5772 | 102.5772 | 282.882
2075 | 0 | 0 | 0 | 0 | 0 | 3.4351 | 8.281 | 90.631 | 0.0034196 | 102.3506 | 102.3506 | 284.6687
2076 | 0 | 0 | 0 | 0 | 0 | 3.231 | 8.0129 | 90.631 | 0.0034196 | 101.8784 | 101.8784 | 286.314
2077 | 0 | 0 | 0 | 0 | 0 | 3.0348 | 7.7606 | 90.631 | 0.0034196 | 101.4299 | 101.4299 | 287.8294
2078 | 0 | 0 | 0 | 0 | 0 | 2.8467 | 7.5245 | 90.631 | 0.0034196 | 101.0057 | 101.0057 | 289.2255
2079 | 0 | 345.0947 | 250.4638 | 0 | 595.5586 | 2.667 | 7.7127 | 90.631 | 0.0034196 | 101.0141 | -494.5444 | 282.9021
2080 | 0 | 353.7221 | 256.7254 | 0 | 610.4475 | 2.4959 | 7.9055 | 90.631 | 0.0034196 | 101.0358 | -509.4117 | 276.8764
2081 | 0 | 362.5652 | 263.1435 | 0 | 625.7087 | 2.3334 | 8.1031 | 90.631 | 0.0034196 | 101.071 | -524.6377 | 271.1355
2082 | 0 | 0 | 0 | 0 | 0 | 2.18 | 8.3057 | 90.631 | 0.0034196 | 101.1201 | 101.1201 | 272.1591
NOM | 0 | 2457.9898 | 1783.9666 | 0 | 4241.9564 | 724.4355 | 937.3214 | 4207.5205 | 0.20422 | 5869.4817 | 1627.5253
NPV | 0 | 352.0727 | 255.5283 | 0 | 607.601 | 135.6508 | 227.8132 | 516.256 | 0.04018 | 879.7601 | 272.1591
| Discount Rate: |  |  |  | 8.0956 | %
| Benefit/Cost Ratio (Col(11) / Col(6)) : |  |  |  | 1.4479
(1): page 10; Residential Low Income Renter Pilot (7): PARTICIPANT COSTS AND BENEFITS |  | PSC FORM CE 2.4
Residential Low Income Renter Pilot (7): PROGRAM METHOD SELECTED: REV_REQ |  | PAGE 1 OF 1
[5 empty] | PROGRAM NAME: | Residential Low Income Renter Pilot
(1) | (2) | (3) | (4) | (5) | (6) | (7) | (8) | (9) | (10) | (11) | (12)
| SAVINGS IN |  |  |  |  | CUSTOMER |  |  |  |  | CUMULATIVE
| PARTICIPANTS | TAX | UTILITY | OTHER | TOTAL | EQUIPMENT | CUSTOMER | OTHER | TOTAL | NET | DISCOUNTED
| BILLS | CREDITS | REBATES | BENEFITS | BENEFITS | COSTS | O&M COSTS | COSTS | COSTS | BENEFITS | NET BENEFITS
YEAR | $(000) | $(000) | $(000) | $(000) | $(000) | $(000) | $(000) | $(000) | $(000) | $(000) | $(000)
2023 | 0 | 0 | 0 | 0 | 0 | 0 | 0 | 0 | 0 | 0 | 0
2024 | 0 | 0 | 0 | 0 | 0 | 0 | 0 | 0 | 0 | 0 | 0
2025 | 26.068 | 0 | 262.836 | 0 | 288.904 | 66.0171 | 0 | 0 | 66.0171 | 222.887 | 190.7517
2026 | 84.6956 | 0 | 262.836 | 0 | 347.5316 | 67.6675 | 0 | 0 | 67.6675 | 279.8641 | 412.3277
2027 | 146.6335 | 0 | 262.836 | 0 | 409.4695 | 69.3592 | 0 | 0 | 69.3592 | 340.1103 | 661.4354
2028 | 177.9275 | 0 | 0 | 0 | 177.9275 | 0 | 0 | 0 | 0 | 177.9275 | 781.9951
2029 | 179.4803 | 0 | 0 | 0 | 179.4803 | 0 | 0 | 0 | 0 | 179.4803 | 894.4991
2030 | 188.4174 | 0 | 0 | 0 | 188.4174 | 0 | 0 | 0 | 0 | 188.4174 | 1003.7598
2031 | 193.1055 | 0 | 0 | 0 | 193.1055 | 0 | 0 | 0 | 0 | 193.1055 | 1107.3526
2032 | 198.1305 | 0 | 0 | 0 | 198.1305 | 0 | 0 | 0 | 0 | 198.1305 | 1205.6808
2033 | 201.6674 | 0 | 0 | 0 | 201.6674 | 0 | 0 | 0 | 0 | 201.6674 | 1298.2687
2034 | 205.5198 | 0 | 0 | 0 | 205.5198 | 0 | 0 | 0 | 0 | 205.5198 | 1385.5586
2035 | 210.5942 | 0 | 0 | 0 | 210.5942 | 0 | 0 | 0 | 0 | 210.5942 | 1468.3049
2036 | 215.234 | 0 | 0 | 0 | 215.234 | 0 | 0 | 0 | 0 | 215.234 | 1546.5406
2037 | 219.9891 | 0 | 0 | 0 | 219.9891 | 0 | 0 | 0 | 0 | 219.9891 | 1620.5159
2038 | 225.5259 | 0 | 0 | 0 | 225.5259 | 0 | 0 | 0 | 0 | 225.5259 | 1690.6734
2039 | 231.3682 | 0 | 0 | 0 | 231.3682 | 0 | 0 | 0 | 0 | 231.3682 | 1757.2579
2040 | 236.1667 | 0 | 0 | 0 | 236.1667 | 0 | 0 | 0 | 0 | 236.1667 | 1820.1332
2041 | 241.0858 | 0 | 0 | 0 | 241.0858 | 0 | 0 | 0 | 0 | 241.0858 | 1879.5111
2042 | 245.9174 | 0 | 0 | 0 | 245.9174 | 0 | 0 | 0 | 0 | 245.9174 | 1935.5429
2043 | 250.7129 | 0 | 262.836 | 0 | 513.5489 | 102.9641 | 0 | 0 | 102.9641 | 410.5848 | 2022.0875
2044 | 256.8178 | 0 | 262.836 | 0 | 519.6538 | 105.5382 | 0 | 0 | 105.5382 | 414.1156 | 2102.8389
2045 | 263.5476 | 0 | 262.836 | 0 | 526.3836 | 108.1767 | 0 | 0 | 108.1767 | 418.207 | 2178.2807
2046 | 269.2467 | 0 | 0 | 0 | 269.2467 | 0 | 0 | 0 | 0 | 269.2467 | 2223.2134
2047 | 274.8593 | 0 | 0 | 0 | 274.8593 | 0 | 0 | 0 | 0 | 274.8593 | 2265.6475
2048 | 279.8519 | 0 | 0 | 0 | 279.8519 | 0 | 0 | 0 | 0 | 279.8519 | 2305.6166
2049 | 285.3852 | 0 | 0 | 0 | 285.3852 | 0 | 0 | 0 | 0 | 285.3852 | 2343.3234
2050 | 290.6915 | 0 | 0 | 0 | 290.6915 | 0 | 0 | 0 | 0 | 290.6915 | 2378.8548
2051 | 294.8501 | 0 | 0 | 0 | 294.8501 | 0 | 0 | 0 | 0 | 294.8501 | 2412.1954
2052 | 301.0746 | 0 | 0 | 0 | 301.0746 | 0 | 0 | 0 | 0 | 301.0746 | 2443.6901
2053 | 305.7993 | 0 | 0 | 0 | 305.7993 | 0 | 0 | 0 | 0 | 305.7993 | 2473.2833
2054 | 310.5804 | 0 | 0 | 0 | 310.5804 | 0 | 0 | 0 | 0 | 310.5804 | 2501.0882
2055 | 315.4189 | 0 | 0 | 0 | 315.4189 | 0 | 0 | 0 | 0 | 315.4189 | 2527.2114
2056 | 320.3159 | 0 | 0 | 0 | 320.3159 | 0 | 0 | 0 | 0 | 320.3159 | 2551.7534
2057 | 325.2723 | 0 | 0 | 0 | 325.2723 | 0 | 0 | 0 | 0 | 325.2723 | 2574.8086
2058 | 330.2895 | 0 | 0 | 0 | 330.2895 | 0 | 0 | 0 | 0 | 330.2895 | 2596.4662
2059 | 335.3684 | 0 | 0 | 0 | 335.3684 | 0 | 0 | 0 | 0 | 335.3684 | 2616.8098
2060 | 340.5102 | 0 | 0 | 0 | 340.5102 | 0 | 0 | 0 | 0 | 340.5102 | 2635.9184
2061 | 345.7161 | 0 | 262.836 | 0 | 608.5521 | 160.5889 | 0 | 0 | 160.5889 | 447.9632 | 2659.1742
2062 | 350.9872 | 0 | 262.836 | 0 | 613.8232 | 164.6036 | 0 | 0 | 164.6036 | 449.2197 | 2680.7488
2063 | 357.7182 | 0 | 262.836 | 0 | 620.5542 | 168.7187 | 0 | 0 | 168.7187 | 451.8356 | 2700.8237
2064 | 364.5312 | 0 | 0 | 0 | 364.5312 | 0 | 0 | 0 | 0 | 364.5312 | 2715.8068
2065 | 371.3418 | 0 | 0 | 0 | 371.3418 | 0 | 0 | 0 | 0 | 371.3418 | 2729.9266
2066 | 378.1094 | 0 | 0 | 0 | 378.1094 | 0 | 0 | 0 | 0 | 378.1094 | 2743.2271
2067 | 384.9013 | 0 | 0 | 0 | 384.9013 | 0 | 0 | 0 | 0 | 384.9013 | 2755.7525
2068 | 391.7475 | 0 | 0 | 0 | 391.7475 | 0 | 0 | 0 | 0 | 391.7475 | 2767.5459
2069 | 398.6921 | 0 | 0 | 0 | 398.6921 | 0 | 0 | 0 | 0 | 398.6921 | 2778.6495
2070 | 405.7097 | 0 | 0 | 0 | 405.7097 | 0 | 0 | 0 | 0 | 405.7097 | 2789.1022
2071 | 412.8087 | 0 | 0 | 0 | 412.8087 | 0 | 0 | 0 | 0 | 412.8087 | 2798.9414
2072 | 420.1052 | 0 | 0 | 0 | 420.1052 | 0 | 0 | 0 | 0 | 420.1052 | 2808.2045
2073 | 427.4615 | 0 | 0 | 0 | 427.4615 | 0 | 0 | 0 | 0 | 427.4615 | 2816.924
2074 | 434.9859 | 0 | 0 | 0 | 434.9859 | 0 | 0 | 0 | 0 | 434.9859 | 2825.1324
2075 | 442.6864 | 0 | 0 | 0 | 442.6864 | 0 | 0 | 0 | 0 | 442.6864 | 2832.8605
2076 | 450.5721 | 0 | 0 | 0 | 450.5721 | 0 | 0 | 0 | 0 | 450.5721 | 2840.1372
2077 | 458.6523 | 0 | 0 | 0 | 458.6523 | 0 | 0 | 0 | 0 | 458.6523 | 2846.9896
2078 | 466.9372 | 0 | 0 | 0 | 466.9372 | 0 | 0 | 0 | 0 | 466.9372 | 2853.4433
2079 | 475.4375 | 0 | 262.836 | 0 | 738.2735 | 250.4638 | 0 | 0 | 250.4638 | 487.8097 | 2859.6806
2080 | 484.1649 | 0 | 262.836 | 0 | 747.0009 | 256.7254 | 0 | 0 | 256.7254 | 490.2755 | 2865.4799
2081 | 493.1318 | 0 | 262.836 | 0 | 755.9678 | 263.1435 | 0 | 0 | 263.1435 | 492.8242 | 2870.8727
2082 | 502.3516 | 0 | 0 | 0 | 502.3516 | 0 | 0 | 0 | 0 | 502.3516 | 2875.9581
NOM | 17996.8695 | 0 | 3154.032 | 0 | 21150.9015 | 1783.9666 | 0 | 0 | 1783.9666 | 19366.9348
NPV | 2304.5821 | 0 | 826.9044 | 0 | 3131.4864 | 255.5283 | 0 | 0 | 255.5283 | 2875.9581
| In Service of Gen Unit: |  |  |  | 2035
| Discount Rate : |  |  |  | 8.0956 | %
| Benefit/Cost Ratio ( Col(6) / Col(10)) |  |  |  | 12.2549
(1): page 11; Residential Low Income Renter Pilot (7): RATE IMPACT TEST |  |  | PSC FORM CE 2.5
Residential Low Income Renter Pilot (7): PROGRAM METHOD SELECTED: REV_REQ |  |  | PAGE 1 OF 1
[5 empty] | PROGRAM NAME: | Residential Low Income Renter Pilot
(1) | (2) | (3) | (4) | (5) | (6) | (7) | (8) | (9) | (10) | (11) | (12) | (13) | (14)
| INCREASED | UTILITY |  |  | SELLBACK/ |  | AVOIDED GEN | AVOIDED |  |  |  |  | CUMULATIVE
| SUPPLY | PROGRAM |  | REVENUE | OTHER | TOTAL | UNIT & FUEL | T&D | REVENUE | OTHER | TOTAL | NET | DISCOUNTED
| COSTS | COSTS | INCENTIVES | LOSSES | COSTS | COSTS | BENEFITS | BENEFITS | GAINS | BENEFITS | BENEFITS | BENEFITS | NET BENEFITS
YEAR | $(000) | $(000) | $(000) | $(000) | $(000) | $(000) | $(000) | $(000) | $(000) | $(000) | $(000) | $(000) | $(000)
2023 | 0 | 0 | 0 | 0 | 0 | 0 | 0 | 0 | 0 | 0 | 0 | 0 | 0
2024 | 0 | 0 | 0 | 0 | 0 | 0 | 0 | 0 | 0 | 0 | 0 | 0 | 0
2025 | 0 | 90.9598 | 262.836 | 19.8117 | 0 | 373.6075 | 5.5971 | 0 | 0 | 0.00074349 | 5.5979 | -368.0097 | -314.9509
2026 | 0 | 93.2338 | 262.836 | 64.3687 | 0 | 420.4385 | 19.1016 | 10.1886 | 0 | 0.0022305 | 29.2924 | -391.146 | -624.6319
2027 | 0 | 95.5647 | 262.836 | 111.4415 | 0 | 469.8421 | 31.5088 | 20.0993 | 0 | 0.0037175 | 51.6118 | -418.2303 | -930.9572
2028 | 0 | 0 | 0 | 135.2249 | 0 | 135.2249 | 38.5 | 29.6797 | 0 | 0.0044609 | 68.1842 | -67.0407 | -976.3825
2029 | 0 | 0 | 0 | 136.4051 | 0 | 136.4051 | 39.1661 | 28.9223 | 0 | 0.0044609 | 68.0928 | -68.3123 | -1019.2028
2030 | 0 | 0 | 0 | 143.1972 | 0 | 143.1972 | 35.1247 | 28.1623 | 0 | 0.0044609 | 63.2914 | -79.9058 | -1065.5391
2031 | 0 | 0 | 0 | 146.7602 | 0 | 146.7602 | 31.2712 | 27.4418 | 0 | 0.0044609 | 58.7175 | -88.0427 | -1112.7702
2032 | 0 | 0 | 0 | 150.5792 | 0 | 150.5792 | 29.6597 | 26.7555 | 0 | 0.0044609 | 56.4196 | -94.1596 | -1159.4997
2033 | 0 | 0 | 0 | 153.2672 | 0 | 153.2672 | 34.2845 | 26.0946 | 0 | 0.0044609 | 60.3835 | -92.8837 | -1202.1437
2034 | 0 | 0 | 0 | 156.1951 | 0 | 156.1951 | 36.7232 | 25.4483 | 0 | 0.0044609 | 62.176 | -94.0191 | -1242.0762
2035 | 0 | 0 | 0 | 160.0516 | 0 | 160.0516 | 81.3744 | 24.8083 | 0 | 0.0037171 | 106.1864 | -53.8651 | -1263.2408
2036 | 0 | 0 | 0 | 163.5778 | 0 | 163.5778 | 81.2827 | 24.1709 | 0 | 0.0036599 | 105.4573 | -58.1206 | -1284.3671
2037 | 0 | 0 | 0 | 167.1917 | 0 | 167.1917 | 82.2787 | 23.5352 | 0 | 0.0036485 | 105.8176 | -61.3742 | -1305.0053
2038 | 0 | 0 | 0 | 171.3997 | 0 | 171.3997 | 84.7274 | 22.9012 | 0 | 0.0036141 | 107.6322 | -63.7675 | -1324.8424
2039 | 0 | 0 | 0 | 175.8398 | 0 | 175.8398 | 86.3199 | 22.2689 | 0 | 0.0035798 | 108.5924 | -67.2475 | -1344.1952
2040 | 0 | 0 | 0 | 179.4867 | 0 | 179.4867 | 87.9515 | 21.6383 | 0 | 0.0035684 | 109.5934 | -69.8933 | -1362.8031
2041 | 0 | 0 | 0 | 183.2252 | 0 | 183.2252 | 89.4191 | 21.0284 | 0 | 0.0035226 | 110.4511 | -72.7741 | -1380.7269
2042 | 0 | 0 | 0 | 186.8972 | 0 | 186.8972 | 89.7596 | 20.4776 | 0 | 0.003534 | 110.2408 | -76.6564 | -1398.1929
2043 | 0 | 141.8663 | 262.836 | 190.5418 | 0 | 595.2441 | 91.2175 | 20.0066 | 0 | 0.003534 | 111.2276 | -484.0165 | -1500.2157
2044 | 0 | 145.4129 | 262.836 | 195.1815 | 0 | 603.4305 | 93.2993 | 19.5971 | 0 | 0.0035111 | 112.8999 | -490.5306 | -1595.8679
2045 | 0 | 149.0483 | 262.836 | 200.2962 | 0 | 612.1805 | 96.8888 | 19.2095 | 0 | 0.0034997 | 116.1019 | -496.0786 | -1685.3572
2046 | 0 | 0 | 0 | 204.6275 | 0 | 204.6275 | 97.431 | 18.8284 | 0 | 0.0034768 | 116.2628 | -88.3647 | -1700.1038
2047 | 0 | 0 | 0 | 208.8931 | 0 | 208.8931 | 99.4766 | 18.4626 | 0 | 0.0034768 | 117.9426 | -90.9504 | -1714.1451
2048 | 0 | 0 | 0 | 212.6875 | 0 | 212.6875 | 102.2544 | 18.1169 | 0 | 0.0034883 | 120.3747 | -92.3127 | -1727.3294
2049 | 0 | 0 | 0 | 216.8928 | 0 | 216.8928 | 104.7565 | 17.7871 | 0 | 0.0034654 | 122.5471 | -94.3457 | -1739.7949
2050 | 0 | 0 | 0 | 220.9255 | 0 | 220.9255 | 108.3645 | 17.4642 | 0 | 0.0034539 | 125.8321 | -95.0934 | -1751.4183
2051 | 0 | 0 | 0 | 224.0861 | 0 | 224.0861 | 108.1138 | 17.1436 | 0 | 0.0034539 | 125.2609 | -98.8252 | -1762.5931
2052 | 0 | 0 | 0 | 228.8167 | 0 | 228.8167 | 107.3529 | 16.8254 | 0 | 0.0034654 | 124.1817 | -104.635 | -1773.5387
2053 | 0 | 0 | 0 | 232.4075 | 0 | 232.4075 | 105.3854 | 16.5096 | 0 | 0.0034425 | 121.8985 | -110.509 | -1784.233
2054 | 0 | 0 | 0 | 236.0411 | 0 | 236.0411 | 105.7774 | 16.1962 | 0 | 0.003431 | 121.9771 | -114.064 | -1794.4447
2055 | 0 | 0 | 0 | 239.7184 | 0 | 239.7184 | 102.7787 | 15.8854 | 0 | 0.003431 | 118.6675 | -121.0509 | -1804.4702
2056 | 0 | 0 | 0 | 243.4401 | 0 | 243.4401 | 102.7313 | 15.5772 | 0 | 0.003431 | 118.3119 | -125.1281 | -1814.0572
2057 | 0 | 0 | 0 | 247.207 | 0 | 247.207 | 102.9416 | 15.2717 | 0 | 0.0034196 | 118.2166 | -128.9903 | -1823.2001
2058 | 0 | 0 | 0 | 251.02 | 0 | 251.02 | 100.9952 | 14.9688 | 0 | 0.0034081 | 115.9674 | -135.0526 | -1832.0557
2059 | 0 | 0 | 0 | 254.88 | 0 | 254.88 | 101.317 | 14.6688 | 0 | 0.0034196 | 115.9892 | -138.8907 | -1840.4808
2060 | 0 | 0 | 0 | 258.7877 | 0 | 258.7877 | 101.2988 | 14.3717 | 0 | 0.0034196 | 115.6739 | -143.1138 | -1848.512
2061 | 0 | 221.263 | 262.836 | 262.7442 | 0 | 746.8432 | 99.8371 | 14.0775 | 0 | 0.003431 | 113.9181 | -632.9251 | -1881.3701
2062 | 0 | 226.7946 | 262.836 | 266.7503 | 0 | 756.3809 | 101.2148 | 13.8027 | 0 | 0.0034196 | 115.0209 | -641.36 | -1912.1725
2063 | 0 | 232.4644 | 262.836 | 271.8659 | 0 | 767.1663 | 101.2124 | 13.552 | 0 | 0.0034196 | 114.7678 | -652.3985 | -1941.1584
2064 | 0 | 0 | 0 | 277.0437 | 0 | 277.0437 | 97.8666 | 13.3262 | 0 | 0.0034081 | 111.1962 | -165.8476 | -1947.9751
2065 | 0 | 0 | 0 | 282.2198 | 0 | 282.2198 | 98.9014 | 13.1079 | 0 | 0.0034196 | 112.0127 | -170.2071 | -1954.447
2066 | 0 | 0 | 0 | 287.3632 | 0 | 287.3632 | 97.2861 | 12.8929 | 0 | 0.0034196 | 110.1825 | -177.1807 | -1960.6796
2067 | 0 | 0 | 0 | 292.525 | 0 | 292.525 | 98.717 | 12.6825 | 0 | 0.0034196 | 111.4029 | -181.1221 | -1966.5736
2068 | 0 | 0 | 0 | 297.7281 | 0 | 297.7281 | 98.3662 | 12.481 | 0 | 0.0034196 | 110.8506 | -186.8775 | -1972.1995
2069 | 0 | 0 | 0 | 303.006 | 0 | 303.006 | 98.2085 | 12.2886 | 0 | 0.0034196 | 110.5005 | -192.5055 | -1977.5608
2070 | 0 | 0 | 0 | 308.3394 | 0 | 308.3394 | 96.4037 | 10.9859 | 0 | 0.0034196 | 107.393 | -200.9464 | -1982.738
2071 | 0 | 0 | 0 | 313.7346 | 0 | 313.7346 | 95.8382 | 9.5585 | 0 | 0.0034196 | 105.4001 | -208.3345 | -1987.7036
2072 | 0 | 0 | 0 | 319.2799 | 0 | 319.2799 | 95.2796 | 8.1832 | 0 | 0.0034196 | 103.4663 | -215.8137 | -1992.4622
2073 | 0 | 0 | 0 | 324.8708 | 0 | 324.8708 | 94.7281 | 8.0841 | 0 | 0.0034196 | 102.8156 | -222.0552 | -1996.9917
2074 | 0 | 0 | 0 | 330.5893 | 0 | 330.5893 | 94.3933 | 8.1805 | 0 | 0.0034196 | 102.5772 | -228.012 | -2001.2944
2075 | 0 | 0 | 0 | 336.4417 | 0 | 336.4417 | 94.0661 | 8.281 | 0 | 0.0034196 | 102.3506 | -234.0911 | -2005.381
2076 | 0 | 0 | 0 | 342.4348 | 0 | 342.4348 | 93.862 | 8.0129 | 0 | 0.0034196 | 101.8784 | -240.5565 | -2009.266
2077 | 0 | 0 | 0 | 348.5758 | 0 | 348.5758 | 93.6658 | 7.7606 | 0 | 0.0034196 | 101.4299 | -247.1459 | -2012.9584
2078 | 0 | 0 | 0 | 354.8723 | 0 | 354.8723 | 93.4778 | 7.5245 | 0 | 0.0034196 | 101.0057 | -253.8665 | -2016.4672
2079 | 0 | 345.0947 | 262.836 | 361.3325 | 0 | 969.2633 | 93.2981 | 7.7127 | 0 | 0.0034196 | 101.0141 | -868.2491 | -2027.5688
2080 | 0 | 353.7221 | 262.836 | 367.9653 | 0 | 984.5234 | 93.1269 | 7.9055 | 0 | 0.0034196 | 101.0358 | -883.4877 | -2038.0193
2081 | 0 | 362.5652 | 262.836 | 374.7802 | 0 | 1000.1813 | 92.9645 | 8.1031 | 0 | 0.0034196 | 101.071 | -899.1103 | -2047.8581
2082 | 0 | 0 | 0 | 381.7872 | 0 | 381.7872 | 92.811 | 8.3057 | 0 | 0.0034196 | 101.1201 | -280.667 | -2050.6993
NOM | 0 | 2457.9898 | 3154.032 | 13677.6208 | 0 | 19289.6426 | 4931.956 | 937.3214 | 0 | 0.20422 | 5869.4817 | -13420.1609
NPV | 0 | 352.0727 | 826.9044 | 1751.4824 | 0 | 2930.4594 | 651.9068 | 227.8132 | 0 | 0.04018 | 879.7601 | -2050.6993
| Discount Rate : |  |  |  | 8.0956 | %
| Benefit/Cost Ratio (Col(12) / Col(7)) : |  |  |  | 0.30021