## Outputs
page 1 | FPL 000272 | [12 empty] | PSC FORM CE 1
2024-06-07 11:49 | 20240012-EG |  |  |  | INPUT DATA -- PART 1 CONTINUED | [8 empty] | PAGE 1 OF 1
PROGRAM METHOD SELECTED: REV_REQ
|  |  |  | PROGRAM NAME: | Residential Low Income
I. | PROGRAM DEMAND SAVINGS & LINE LOSSES | [5 empty] | IV. | AVOIDED GENERATOR AND T&D COSTS
| (1) CUSTOMER kW REDUCTION AT METER ........................................................................................... |  |  |  | 0.41877 | kW |  | (1) BASE YEAR ............................................................................................................................. |  |  |  | 2023
| (2) GENERATOR kW REDUCTION PER CUSTOMER .......................................................................................... |  |  |  | 0.53939 | kW |  | (2) IN-SERVICE YEAR FOR AVOIDED GENERATING UNIT .............................................................................. |  |  |  | 2035
| (3) kW LINE LOSS PERCENTAGE ................................................................................................... |  |  |  | 5.2837 | % |  | (3) IN-SERVICE YEAR FOR AVOIDED T&D ........................................................................... |  |  |  | 2026-2035
| (4) GENERATOR kWh REDUCTION PER CUSTOMER ...................................................................................... |  |  |  | 927.9777 | kWh |  | (4) BASE YEAR AVOIDED GENERATING COST .................................................................................... |  |  |  | 786.3466 | $/kW
| (5) kWh LINE LOSS PERCENTAGE ............................................................................................... |  |  |  | 4.1934 | % |  | (5) BASE YEAR AVOIDED TRANSMISSION COST .................................................................................... |  |  |  | 499.1222 | $/kW
| (6) GROUP LINE LOSS MULTIPLIER................................................................................................................ |  |  |  | 1 |  |  | (6) BASE YEAR DISTRIBUTION COST ........................................................................................ |  |  |  | 196.5828 | $/kW
| (7) CUSTOMER kWh INCREASE AT METER ......................................................................................... |  |  |  | 0 | kWh |  | (7) GEN, TRAN & DIST COST ESCALATION RATE .................................................................................... |  |  |  | 2 | %**
[8 empty] | (8) GENERATOR FIXED O & M COST .............................................................................................. |  |  |  | 11.8679 | $/kW/YR
II. | ECONOMIC LIFE & K FACTORS | [6 empty] | (9) GENERATOR FIXED O&M ESCALATION RATE .......................................................................................... |  |  |  | 2.5 | %**
[8 empty] | (10) TRANSMISSION FIXED O & M COST ............................................................................................. |  |  |  | 3.4308 | $/kW
| (1) STUDY PERIOD FOR THE CONSERVATION PROGRAM ........................................................................................ |  |  |  | 62 | YEARS |  | (11) DISTRIBUTION FIXED O & M COST .............................................................................................. |  |  |  | 4.4467 | $/kW
| (2) GENERATOR ECONOMIC LIFE ..................................................................................................... |  |  |  | 50 | YEARS |  | (12) T&D FIXED O&M ESCALATION RATE ................................................................................................. |  |  |  | 2.5 | %**
| (3) T&D ECONOMIC LIFE ..................................................................................................................... |  |  |  | 50 | YEARS |  | (13) AVOIDED GEN UNIT VARIABLE O & M COSTS .................................................................................................. |  |  |  | 0.0079521 | CENTS/kWh
| (4) K FACTOR FOR GENERATION .............................................................................................. |  |  |  | 1.37 |  |  | (14) GENERATOR VARIABLE O&M COST ESCALATION RATE ......................................................................................... |  |  |  | 2.5 | %**
| (5) K FACTOR FOR T & D........................................................................................................................ |  |  |  | 1.3065 |  |  | (15) GENERATOR CAPACITY FACTOR ............................................................................................. |  |  |  | 65 | ** (In-service year)
[8 empty] | (16) AVOIDED GENERATING UNIT FUEL COST ........................................................................................... |  |  |  | 6.499 | CENTS/kWh** (In-service year)
III. | UTILITY & CUSTOMER COSTS | [6 empty] | (17) AVOIDED GEN UNIT FUEL COST ESCALATION RATE ................................................................................................... |  |  |  | -2.0003 | %**
| (1) UTILITY NON RECURRING COST PER CUSTOMER ........................................................................................................ |  |  |  | *** | $/CUST | V. | NON-FUEL ENERGY AND DEMAND CHARGES
| (2) UTILITY RECURRING COST PER CUSTOMER ...................................................................................... |  |  |  | *** | $/CUST
| (3) UTILITY COST ESCALATION RATE ......................................................................................... |  |  |  | *** | %** |  | (1) NON FUEL COST IN CUSTOMER BILL .................................................................................... |  |  |  | *** | CENTS/kWh
| (4) CUSTOMER EQUIPMENT COST ....................................................................................................................... |  |  |  | *** | $/CUST |  | (2) NON-FUEL COST ESCALATION RATE ........................................................................................ |  |  |  | *** | %
| (5) CUSTOMER EQUIPMENT ESCALATION RATE ................................................................................... |  |  |  | *** | %** |  | (3) DEMAND CHARGE IN CUSTOMER BILL ........................................................................................... |  |  |  | *** | $/kW/MO
| (6) CUSTOMER O & M COST ................................................................................................................ |  |  |  | *** | $/CUST/YR |  | (4) DEMAND CHARGE ESCALATION RATE ....................................................................................... |  |  |  | *** | %
| (7) CUSTOMER O & M COST ESCALATION RATE ................................................................................................................ |  |  |  | *** | %**
* | (8) INCREASED SUPPLY COSTS ................................................................................................................ |  |  |  | *** | $/CUST/YR | VI. | COST-EFFECTIVENESS RATIOS
* | (9) SUPPLY COSTS ESCALATION RATES......................................................................................... |  |  |  | *** | %**
* | (10) UTILITY DISCOUNT RATE ....................................................................................................... |  |  |  | 8.0956 | % |  | (1) RIM TEST ………….……………………………………………………………………………………………………………….………………………………… |  |  |  | 0.62937
* | (11) UTILITY AFUDC RATE......................................................................................................................... |  |  |  | 6.22 | % |  | (2) TRC TEST……...………………………………………………………………………………………………………………………………………….. |  |  |  | 3.449
* | (12) UTILITY NON RECURRING REBATE/INCENTIVE ...................................................................................... |  |  |  | *** | $/CUST |  | (3) PARTICIPANT TEST ……………...…………………………………………………….…………..………………………………………………….. |  |  |  | Infinite
* | (13) UTILITY RECURRING REBATE/INCENTIVE ...................................................................................... |  |  |  | *** | $/CUST
* | (14) UTILITY REBATE/INCENTIVE ESCALATION RATE .................................................................................... |  |  |  | *** | %
* SUPPLEMENTAL INFORMATION NOT SPECIFIED IN WORKBOOK
** VALUE SHOWN IS FOR FIRST YEAR ONLY (VALUE VARIES OVER TIME)
*** PROGRAM COST CALCULATION VALUES ARE SHOWN ON PAGE 2
page 2 |  |  |  |  | * INPUT DATA -- PART 1 CONTINUED
PROGRAM METHOD SELECTED: REV_REQ
|  |  |  | PROGRAM NAME: | Residential Low Income
| (1) | (2) | (3) | (4) | (5) | (6) | (7) | (8) | (9) | (10)
| UTILITY |  |  | TOTAL | ENERGY | DEMAND
| PROGRAM COSTS |  | OTHER | UTILITY | CHARGE | CHARGE | PARTICIPANT | PARTICIPANT | OTHER | TOTAL
| WITHOUT | UTILITY | UTILITY | PROGRAM | REVENUE | REVENUE | EQUIPMENT | O&M | PARTICIPANT | PARTICIPANT
| INCENTIVES | INCENTIVES | COSTS | COSTS | LOSSES | LOSSES | COSTS | COSTS | COSTS | COSTS
YEAR | $(000) | $(000) | $(000) | $(000) | $(000) | $(000) | $(000) | $(000) | $(000) | $(000)
2023 | 0 | 0 | 0 | 0 | 0 | 0 | 0 | 0 | 0 | 0
2024 | 0 | 0 | 0 | 0 | 0 | 0 | 0 | 0 | 0 | 0
2025 | 2001.1161 | 1165.0012 | 0 | 3166.1173 | 573.2321 | 0 | 0 | 0 | 0 | 0
2026 | 2071.6555 | 1176.6512 | 0 | 3248.3067 | 1868.6521 | 0 | 0 | 0 | 0 | 0
2027 | 2144.6813 | 1188.4177 | 0 | 3333.099 | 3250.3095 | 0 | 0 | 0 | 0 | 0
2028 | 2220.2813 | 1200.3019 | 0 | 3420.5832 | 4623.7144 | 0 | 0 | 0 | 0 | 0
2029 | 2298.5463 | 1212.3049 | 0 | 3510.8512 | 6026.2906 | 0 | 0 | 0 | 0 | 0
2030 | 2379.57 | 1224.428 | 0 | 3603.998 | 7770.717 | 0 | 0 | 0 | 0 | 0
2031 | 2463.4498 | 1236.6722 | 0 | 3700.1221 | 9459.1619 | 0 | 0 | 0 | 0 | 0
2032 | 2550.2865 | 1249.039 | 0 | 3799.3254 | 11254.6466 | 0 | 0 | 0 | 0 | 0
2033 | 2640.1841 | 1261.5293 | 0 | 3901.7134 | 13048.3264 | 0 | 0 | 0 | 0 | 0
2034 | 5232.3704 | 2439.1458 | 0 | 7671.5162 | 14937.0125 | 0 | 0 | 0 | 0 | 0
2035 | 2587.2138 | 1176.6512 | 0 | 3763.865 | 16149.9426 | 0 | 0 | 0 | 0 | 0
2036 | 2678.4131 | 1188.4177 | 0 | 3866.8308 | 16505.7582 | 0 | 0 | 0 | 0 | 0
2037 | 2772.8271 | 1200.3019 | 0 | 3973.129 | 16870.4161 | 0 | 0 | 0 | 0 | 0
2038 | 2870.5693 | 1212.3049 | 0 | 4082.8742 | 17295.02 | 0 | 0 | 0 | 0 | 0
2039 | 2971.7569 | 1224.428 | 0 | 4196.1848 | 17743.05 | 0 | 0 | 0 | 0 | 0
2040 | 3076.5113 | 1236.6722 | 0 | 4313.1835 | 18111.0365 | 0 | 0 | 0 | 0 | 0
2041 | 3184.9583 | 1249.039 | 0 | 4433.9973 | 18488.2694 | 0 | 0 | 0 | 0 | 0
2042 | 3297.2281 | 1261.5293 | 0 | 4558.7574 | 18858.7896 | 0 | 0 | 0 | 0 | 0
2043 | 6534.5136 | 2439.1458 | 0 | 8973.6594 | 19226.5452 | 0 | 0 | 0 | 0 | 0
2044 | 3231.0755 | 1176.6512 | 0 | 4407.7267 | 19694.7172 | 0 | 0 | 0 | 0 | 0
2045 | 3344.9709 | 1188.4177 | 0 | 4533.3886 | 20210.8093 | 0 | 0 | 0 | 0 | 0
2046 | 3462.8811 | 1200.3019 | 0 | 4663.183 | 20647.8577 | 0 | 0 | 0 | 0 | 0
2047 | 3584.9477 | 1212.3049 | 0 | 4797.2526 | 21078.272 | 0 | 0 | 0 | 0 | 0
2048 | 3711.3171 | 1224.428 | 0 | 4935.7451 | 21461.1451 | 0 | 0 | 0 | 0 | 0
2049 | 3842.141 | 1236.6722 | 0 | 5078.8133 | 21885.4819 | 0 | 0 | 0 | 0 | 0
2050 | 3977.5765 | 1249.039 | 0 | 5226.6155 | 22292.4032 | 0 | 0 | 0 | 0 | 0
2051 | 4117.7861 | 1261.5293 | 0 | 5379.3154 | 22611.3212 | 0 | 0 | 0 | 0 | 0
2052 | 8160.712 | 2439.1458 | 0 | 10599.8579 | 23088.6605 | 0 | 0 | 0 | 0 | 0
2053 | 4035.1705 | 1176.6512 | 0 | 5211.8217 | 23450.9886 | 0 | 0 | 0 | 0 | 0
2054 | 4177.4103 | 1188.4177 | 0 | 5365.828 | 23817.6385 | 0 | 0 | 0 | 0 | 0
2055 | 4324.664 | 1200.3019 | 0 | 5524.9659 | 24188.6899 | 0 | 0 | 0 | 0 | 0
2056 | 4477.1084 | 1212.3049 | 0 | 5689.4133 | 24564.2242 | 0 | 0 | 0 | 0 | 0
2057 | 4634.9265 | 1224.428 | 0 | 5859.3545 | 24944.3245 | 0 | 0 | 0 | 0 | 0
2058 | 4798.3077 | 1236.6722 | 0 | 6034.9799 | 25329.0753 | 0 | 0 | 0 | 0 | 0
2059 | 4967.448 | 1249.039 | 0 | 6216.487 | 25718.5629 | 0 | 0 | 0 | 0 | 0
2060 | 5142.5505 | 1261.5293 | 0 | 6404.0799 | 26112.8754 | 0 | 0 | 0 | 0 | 0
2061 | 10191.6111 | 2439.1458 | 0 | 12630.7569 | 26512.1026 | 0 | 0 | 0 | 0 | 0
2062 | 5039.3751 | 1176.6512 | 0 | 6216.0263 | 26916.3361 | 0 | 0 | 0 | 0 | 0
2063 | 5217.013 | 1188.4177 | 0 | 6405.4308 | 27432.5195 | 0 | 0 | 0 | 0 | 0
2064 | 5400.9128 | 1200.3019 | 0 | 6601.2146 | 27954.9908 | 0 | 0 | 0 | 0 | 0
2065 | 5591.2949 | 1212.3049 | 0 | 6803.5998 | 28477.2772 | 0 | 0 | 0 | 0 | 0
2066 | 5788.3881 | 1224.428 | 0 | 7012.816 | 28996.268 | 0 | 0 | 0 | 0 | 0
2067 | 5992.4288 | 1236.6722 | 0 | 7229.101 | 29517.121 | 0 | 0 | 0 | 0 | 0
2068 | 6203.6619 | 1249.039 | 0 | 7452.7008 | 30042.1358 | 0 | 0 | 0 | 0 | 0
2069 | 6422.3409 | 1261.5293 | 0 | 7683.8703 | 30574.7039 | 0 | 0 | 0 | 0 | 0
2070 | 12727.9257 | 2439.1458 | 0 | 15167.0715 | 31112.8665 | 0 | 0 | 0 | 0 | 0
2071 | 6293.4889 | 1176.6512 | 0 | 7470.1401 | 31657.2714 | 0 | 0 | 0 | 0 | 0
2072 | 6515.3344 | 1188.4177 | 0 | 7703.7521 | 32216.8157 | 0 | 0 | 0 | 0 | 0
2073 | 6744.9999 | 1200.3019 | 0 | 7945.3018 | 32780.9585 | 0 | 0 | 0 | 0 | 0
2074 | 6982.7612 | 1212.3049 | 0 | 8195.0661 | 33357.9808 | 0 | 0 | 0 | 0 | 0
2075 | 7228.9035 | 1224.428 | 0 | 8453.3315 | 33948.5189 | 0 | 0 | 0 | 0 | 0
2076 | 7483.7224 | 1236.6722 | 0 | 8720.3946 | 34553.2514 | 0 | 0 | 0 | 0 | 0
2077 | 7747.5236 | 1249.039 | 0 | 8996.5625 | 35172.903 | 0 | 0 | 0 | 0 | 0
2078 | 8020.6238 | 1261.5293 | 0 | 9282.1531 | 35808.2484 | 0 | 0 | 0 | 0 | 0
2079 | 15895.4351 | 2439.1458 | 0 | 18334.5809 | 36460.1172 | 0 | 0 | 0 | 0 | 0
2080 | 7859.7053 | 1176.6512 | 0 | 9036.3565 | 37129.3985 | 0 | 0 | 0 | 0 | 0
2081 | 8136.7599 | 1188.4177 | 0 | 9325.1776 | 37817.0467 | 0 | 0 | 0 | 0 | 0
2082 | 8423.5807 | 1200.3019 | 0 | 9623.8825 | 38524.0872 | 0 | 0 | 0 | 0 | 0
NOM | 295874.9175 | 77861.3119 | 0 | 373736.2295 | 1330120.8578 | 0 | 0 | 0 | 0 | 0
NPV | 35616.9175 | 14693.236 | 0 | 50310.1535 | 144873.9636 | 0 | 0 | 0 | 0 | 0
* SUPPLEMENTAL INFORMATION NOT SPECIFIED IN WORKBOOK
** NEGATIVE COSTS WILL BE CALCULATED AS POSITIVE BENEFITS FOR TRC AND RIM TESTS
page 2b | PROGRAM NAME: (4): INPUT DATA - PART 1 CONTINUED
PROGRAM METHOD SELECTED: REV_REQ
| ESCALATION RATES |  | PROGRAM NAME: | Residential Low Income
| (1) | (2) | (3) | (4) | (5) | (6) | (7a) | (7b) | (8)
[7 empty] | Onpeak | Offpeak
|  |  |  | Fuel | Capacity | Blended | Energy Charge | Energy Charge | Demand Charge
Year | CPI% | PPI-CAP% | O&M% | (cents/kwh) | Factor | Cap. Rate | (cents/kwh) | (cents/kwh) | ($/kw)
2023 | 2.5 | 2.5 | 2.5 | 0 | 0 | 2 | 13.2846 | 0 | 0
2024 | 2.5 | 2.5 | 2.5 | 0 | 0 | 2 | 13.9419 | 0 | 0
2025 | 2.5 | 2.5 | 2.5 | 0 | 0 | 2 | 11.7229 | 0 | 0
2026 | 2.5 | 2.5 | 2.5 | 0 | 0 | 2 | 12.696 | 0 | 0
2027 | 2.5 | 2.5 | 2.5 | 0 | 0 | 2 | 13.1883 | 0 | 0
2028 | 2.5 | 2.5 | 2.5 | 0 | 0 | 2 | 13.3358 | 0 | 0
2029 | 2.5 | 2.5 | 2.5 | 0 | 0 | 2 | 13.4522 | 0 | 0
2030 | 2.5 | 2.5 | 2.5 | 0 | 0 | 2 | 14.122 | 0 | 0
2031 | 2.5 | 2.5 | 2.5 | 0 | 0 | 2 | 14.4734 | 0 | 0
2032 | 2.5 | 2.5 | 2.5 | 0 | 0 | 2 | 14.85 | 0 | 0
2033 | 2.5 | 2.5 | 2.5 | 6.273 | 63 | 2 | 15.1151 | 0 | 0
2034 | 2.5 | 2.5 | 2.5 | 6.39 | 65 | 2 | 15.4039 | 0 | 0
2035 | 2.5 | 2.5 | 2.5 | 6.499 | 65 | 2 | 15.7842 | 0 | 0
2036 | 2.5 | 2.5 | 2.5 | 6.369 | 70 | 2 | 16.1319 | 0 | 0
2037 | 2.5 | 2.5 | 2.5 | 6.522 | 71 | 2 | 16.4883 | 0 | 0
2038 | 2.5 | 2.5 | 2.5 | 6.585 | 74 | 2 | 16.9033 | 0 | 0
2039 | 2.5 | 2.5 | 2.5 | 6.588 | 77 | 2 | 17.3412 | 0 | 0
2040 | 2.5 | 2.5 | 2.5 | 6.767 | 78 | 2 | 17.7009 | 0 | 0
2041 | 2.5 | 2.5 | 2.5 | 6.885 | 82 | 2 | 18.0695 | 0 | 0
2042 | 2.5 | 2.5 | 2.5 | 6.948 | 81 | 2 | 18.4317 | 0 | 0
2043 | 2.5 | 2.5 | 2.5 | 7.177 | 81 | 2 | 18.7911 | 0 | 0
2044 | 2.5 | 2.5 | 2.5 | 7.37 | 83 | 2 | 19.2487 | 0 | 0
2045 | 2.5 | 2.5 | 2.5 | 7.8 | 84 | 2 | 19.7531 | 0 | 0
2046 | 2.5 | 2.5 | 2.5 | 7.636 | 86 | 2 | 20.1802 | 0 | 0
2047 | 2.5 | 2.5 | 2.5 | 8.086 | 86 | 2 | 20.6009 | 0 | 0
2048 | 2.5 | 2.5 | 2.5 | 8.474 | 85 | 2 | 20.9751 | 0 | 0
2049 | 2.5 | 2.5 | 2.5 | 8.705 | 87 | 2 | 21.3898 | 0 | 0
2050 | 2.5 | 2.5 | 2.5 | 9.119 | 88 | 2 | 21.7875 | 0 | 0
2051 | 2.5 | 2.5 | 2.5 | 9.242 | 88 | 2 | 22.0992 | 0 | 0
2052 | 2.5 | 2.5 | 2.5 | 9.132 | 87 | 2 | 22.5657 | 0 | 0
2053 | 2.5 | 2.5 | 2.5 | 9.066 | 89 | 2 | 22.9199 | 0 | 0
2054 | 2.5 | 2.5 | 2.5 | 8.894 | 90 | 2 | 23.2782 | 0 | 0
2055 | 2.5 | 2.5 | 2.5 | 8.889 | 90 | 2 | 23.6409 | 0 | 0
2056 | 2.5 | 2.5 | 2.5 | 8.72 | 90 | 2 | 24.0079 | 0 | 0
2057 | 2.5 | 2.5 | 2.5 | 8.799 | 91 | 2 | 24.3794 | 0 | 0
2058 | 2.5 | 2.5 | 2.5 | 8.597 | 92 | 2 | 24.7554 | 0 | 0
2059 | 2.5 | 2.5 | 2.5 | 8.632 | 91 | 2 | 25.1361 | 0 | 0
2060 | 2.5 | 2.5 | 2.5 | 8.527 | 91 | 2 | 25.5215 | 0 | 0
2061 | 2.5 | 2.5 | 2.5 | 8.455 | 90 | 2 | 25.9117 | 0 | 0
2062 | 2.5 | 2.5 | 2.5 | 8.376 | 91 | 2 | 26.3067 | 0 | 0
2063 | 2.5 | 2.5 | 2.5 | 8.796 | 91 | 2 | 26.8112 | 0 | 0
2064 | 2.5 | 2.5 | 2.5 | 8.585 | 92 | 2 | 27.3219 | 0 | 0
2065 | 2.5 | 2.5 | 2.5 | 8.571 | 91 | 2 | 27.8323 | 0 | 0
2066 | 2.5 | 2.5 | 2.5 | 8.527 | 91 | 2 | 28.3396 | 0 | 0
2067 | 2.5 | 2.5 | 2.5 | 8.572 | 91 | 2 | 28.8486 | 0 | 0
2068 | 2.5 | 2.5 | 2.5 | 8.503 | 91 | 2 | 29.3617 | 0 | 0
2069 | 2.5 | 2.5 | 2.5 | 8.592 | 91 | 2 | 29.8822 | 0 | 0
2070 | 2.5 | 2.5 | 2.5 | 8.326 | 91 | 2 | 30.4082 | 0 | 0
2071 | 2.5 | 2.5 | 2.5 | 8.277 | 91 | 2 | 30.9403 | 0 | 0
2072 | 2.5 | 2.5 | 2.5 | 8.228 | 91 | 2 | 31.4872 | 0 | 0
2073 | 2.5 | 2.5 | 2.5 | 8.179 | 91 | 2 | 32.0385 | 0 | 0
2074 | 2.5 | 2.5 | 2.5 | 8.179 | 91 | 2 | 32.6025 | 0 | 0
2075 | 2.5 | 2.5 | 2.5 | 8.179 | 91 | 2 | 33.1797 | 0 | 0
2076 | 2.5 | 2.5 | 2.5 | 8.179 | 91 | 2 | 33.7707 | 0 | 0
2077 | 2.5 | 2.5 | 2.5 | 8.179 | 91 | 2 | 34.3763 | 0 | 0
2078 | 2.5 | 2.5 | 2.5 | 8.179 | 91 | 2 | 34.9973 | 0 | 0
2079 | 2.5 | 2.5 | 2.5 | 8.179 | 91 | 2 | 35.6344 | 0 | 0
2080 | 2.5 | 2.5 | 2.5 | 8.179 | 91 | 2 | 36.2885 | 0 | 0
2081 | 2.5 | 2.5 | 2.5 | 8.179 | 91 | 2 | 36.9606 | 0 | 0
2082 | 2.5 | 2.5 | 2.5 | 8.179 | 91 | 2 | 37.6516 | 0 | 0
Legend:
| Column (1) used for: |  | Utility Cost
Customer Equipment
Supply Costs
| Column (3) used for: |  | Customer O&M Cost
Generator Fixed O&M
T&D Fixed O&M
Generator Variable O&M
| Column (6) used for: |  | Gen, Tran, & Dist Cost
page 3 | Residential Low Income (5): CALCULATION OF GEN K-FACTOR |  |  |  |  | PSC FORM CE 1.1A
| Residential Low Income (5): PROGRAM METHOD SELECTED REV_REQ |  |  |  |  | PAGE 1 OF 2
|  |  |  | PROGRAM NAME: | Residential Low Income
| (2) | (3) | (4) | (5) | (6) | (7) | -8 | -9 | -10 | -11 | -12 | -13 | -14 | -15
REPLACEMENT
[12 empty] | PRESENT |  | COST BASIS
[11 empty] | TOTAL | WORTH | CUMULATIVE | FOR
| MID-YEAR |  | PREFERRED | COMMON | INCOME | PROPERTY | PROPERTY |  | DEFERRED | ITC | FIXED | FIXED | PW FIXED | PROPERTY
| RATE BASE | DEBT | STOCK | EQUITY | TAXES | TAX | INSURANCE | DEPREC. | TAXES | NORMALIZATION | CHARGES | CHARGES | CHARGES | INSURANCE
YEAR | $(000) | $(000) | $(000) | $(000) | $(000) | $(000) | $(000) | $(000) | $(000) | $(000) | $(000) | $(000) | $(000) | $(000)
2035 | 74311.7394 | 1053.7702 | 0 | 4694.7184 | 876.4574 | 1247.0519 | 26.6749 | 1481.9393 | 796.2814 | 0 | 10176.8937 | 10176.8937 | 10176.8937 | 74096.9653
2036 | 72216.8823 | 1024.0643 | 0 | 4562.3738 | 1738.4382 | 1222.1109 | 26.1414 | 1481.9393 | -110.6296 | 0 | 9944.4382 | 9199.6668 | 19376.5605 | 72615.026
2037 | 69873.9657 | 990.8408 | 0 | 4414.3577 | 2503.2309 | 1197.1698 | 25.6079 | 1481.9393 | -925.6731 | 0 | 9687.4733 | 8290.7575 | 27667.318 | 71133.0867
2038 | 67619.3573 | 958.8695 | 0 | 4271.9205 | 3185.169 | 1172.2288 | 25.0744 | 1481.9393 | -1655.9679 | 0 | 9439.2337 | 7473.2976 | 35140.6156 | 69651.1474
2039 | 65446.4466 | 928.0568 | 0 | 4134.6447 | 3790.2125 | 1147.2878 | 24.5409 | 1481.9393 | -2307.6159 | 0 | 9199.0661 | 6737.6916 | 41878.3072 | 68169.2081
2040 | 63349.1317 | 898.316 | 0 | 4002.1447 | 4324.3325 | 1122.3467 | 24.0074 | 1481.9393 | -2886.719 | 0 | 8966.3678 | 6075.4127 | 47953.7198 | 66687.2688
2041 | 61321.7346 | 869.5667 | 0 | 3874.0619 | 4792.6617 | 1097.4057 | 23.4739 | 1481.9393 | -3398.5316 | 0 | 8740.5776 | 5478.8728 | 53432.5926 | 65205.3295
2042 | 59359.0007 | 841.7344 | 0 | 3750.0642 | 5200.3416 | 1072.4647 | 22.9404 | 1481.9393 | -3848.3081 | 0 | 8521.1765 | 4941.3144 | 58373.907 | 63723.3902
2043 | 57432.3697 | 814.414 | 0 | 3628.3474 | 5598.6261 | 1047.5236 | 22.4069 | 1481.9393 | -4287.9149 | 0 | 8305.3425 | 4455.4576 | 62829.3646 | 62241.4509
2044 | 55510.9084 | 787.1669 | 0 | 3506.9572 | 5996.852 | 1022.5826 | 21.8734 | 1481.9393 | -4727.3521 | 0 | 8090.0192 | 4014.9133 | 66844.2779 | 60759.5116
2045 | 53589.4471 | 759.9198 | 0 | 3385.5669 | 6395.2473 | 997.6415 | 21.3399 | 1481.9393 | -5166.9588 | 0 | 7874.696 | 3615.3659 | 70459.6438 | 59277.5723
2046 | 51667.9859 | 732.6727 | 0 | 3264.1767 | 6793.4732 | 972.7005 | 20.8064 | 1481.9393 | -5606.3961 | 0 | 7659.3727 | 3253.1457 | 73712.7895 | 57795.633
2047 | 49746.5246 | 705.4256 | 0 | 3142.7864 | 7191.8685 | 947.7595 | 20.2729 | 1481.9393 | -6046.0028 | 0 | 7444.0495 | 2924.9026 | 76637.6921 | 56313.6937
2048 | 47825.0633 | 678.1785 | 0 | 3021.3962 | 7590.0944 | 922.8184 | 19.7394 | 1481.9393 | -6485.44 | 0 | 7228.7262 | 2627.579 | 79265.2711 | 54831.7544
2049 | 45903.602 | 650.9314 | 0 | 2900.006 | 7988.4897 | 897.8774 | 19.2059 | 1481.9393 | -6925.0468 | 0 | 7013.403 | 2358.3847 | 81623.6558 | 53349.815
2050 | 43982.1407 | 623.6843 | 0 | 2778.6157 | 8386.7156 | 872.9363 | 18.6724 | 1481.9393 | -7364.484 | 0 | 6798.0797 | 2114.774 | 83738.4297 | 51867.8757
2051 | 42060.6794 | 596.4373 | 0 | 2657.2255 | 8785.1109 | 847.9953 | 18.1389 | 1481.9393 | -7804.0907 | 0 | 6582.7565 | 1894.4246 | 85632.8544 | 50385.9364
2052 | 40139.2181 | 569.1902 | 0 | 2535.8352 | 9183.3368 | 823.0543 | 17.6054 | 1481.9393 | -8243.5279 | 0 | 6367.4332 | 1695.2189 | 87328.0733 | 48903.9971
2053 | 38217.7569 | 541.9431 | 0 | 2414.445 | 9581.7321 | 798.1132 | 17.0719 | 1481.9393 | -8683.1347 | 0 | 6152.11 | 1515.2257 | 88843.299 | 47422.0578
2054 | 36296.2956 | 514.696 | 0 | 2293.0548 | 9979.958 | 773.1722 | 16.5384 | 1481.9393 | -9122.5719 | 0 | 5936.7868 | 1352.6846 | 90195.9836 | 45940.1185
2055 | 34563.9086 | 490.13 | 0 | 2183.6095 | 10004.2599 | 748.2312 | 16.0049 | 1481.9393 | -9184.0299 | 0 | 5740.1449 | 1209.9287 | 91405.9123 | 44458.1792
2056 | 33209.5857 | 470.9252 | 0 | 2098.0488 | 9658.5217 | 723.2901 | 15.4714 | 1481.9393 | -8867.3392 | 0 | 5580.8574 | 1088.2526 | 92494.1649 | 42976.2399
2057 | 32044.337 | 454.4015 | 0 | 2024.433 | 9316.8389 | 698.3491 | 14.9379 | 1481.9393 | -8550.6486 | 0 | 5440.2512 | 981.3854 | 93475.5502 | 41494.3006
2058 | 30879.0884 | 437.8778 | 0 | 1950.8173 | 8975.156 | 673.408 | 14.4045 | 1481.9393 | -8233.9579 | 0 | 5299.6451 | 884.4214 | 94359.9717 | 40012.3613
2059 | 29713.8398 | 421.3541 | 0 | 1877.2015 | 8633.4731 | 648.467 | 13.871 | 1481.9393 | -7917.2672 | 0 | 5159.0389 | 796.4768 | 95156.4484 | 38530.422
2060 | 28548.5912 | 404.8304 | 0 | 1803.5858 | 8291.7903 | 623.526 | 13.3375 | 1481.9393 | -7600.5765 | 0 | 5018.4327 | 716.7443 | 95873.1928 | 37048.4827
2061 | 27383.3426 | 388.3068 | 0 | 1729.97 | 7950.1074 | 598.5849 | 12.804 | 1481.9393 | -7283.8858 | 0 | 4877.8266 | 644.4873 | 96517.6801 | 35566.5434
2062 | 26218.0939 | 371.7831 | 0 | 1656.3543 | 7608.4245 | 573.6439 | 12.2705 | 1481.9393 | -6967.1951 | 0 | 4737.2204 | 579.0332 | 97096.7133 | 34084.6041
2063 | 25052.8453 | 355.2594 | 0 | 1582.7386 | 7266.7417 | 548.7028 | 11.737 | 1481.9393 | -6650.5044 | 0 | 4596.6143 | 519.7683 | 97616.4815 | 32602.6648
2064 | 23887.5967 | 338.7357 | 0 | 1509.1228 | 6925.0588 | 523.7618 | 11.2035 | 1481.9393 | -6333.8137 | 0 | 4456.0081 | 466.1326 | 98082.6142 | 31120.7254
2065 | 22722.3481 | 322.212 | 0 | 1435.5071 | 6583.3759 | 498.8208 | 10.67 | 1481.9393 | -6017.1231 | 0 | 4315.402 | 417.6155 | 98500.2297 | 29638.7861
2066 | 21557.0995 | 305.6883 | 0 | 1361.8913 | 6241.6931 | 473.8797 | 10.1365 | 1481.9393 | -5700.4324 | 0 | 4174.7958 | 373.7511 | 98873.9808 | 28156.8468
2067 | 20391.8508 | 289.1646 | 0 | 1288.2756 | 5900.0102 | 448.9387 | 9.603 | 1481.9393 | -5383.7417 | 0 | 4034.1897 | 334.1146 | 99208.0954 | 26674.9075
2068 | 19226.6022 | 272.6409 | 0 | 1214.6598 | 5558.3274 | 423.9977 | 9.0695 | 1481.9393 | -5067.051 | 0 | 3893.5835 | 298.3187 | 99506.414 | 25192.9682
2069 | 18061.3536 | 256.1172 | 0 | 1141.0441 | 5216.6445 | 399.0566 | 8.536 | 1481.9393 | -4750.3603 | 0 | 3752.9774 | 266.0105 | 99772.4245 | 23711.0289
2070 | 16896.105 | 239.5935 | 0 | 1067.4283 | 4874.9616 | 374.1156 | 8.0025 | 1481.9393 | -4433.6696 | 0 | 3612.3712 | 236.8683 | 100009.2928 | 22229.0896
2071 | 15730.8564 | 223.0698 | 0 | 993.8126 | 4533.2788 | 349.1745 | 7.469 | 1481.9393 | -4116.9789 | 0 | 3471.7651 | 210.5992 | 100219.8921 | 20747.1503
2072 | 14565.6077 | 206.5461 | 0 | 920.1968 | 4191.5959 | 324.2335 | 6.9355 | 1481.9393 | -3800.2882 | 0 | 3331.1589 | 186.9363 | 100406.8284 | 19265.211
2073 | 13400.3591 | 190.0225 | 0 | 846.5811 | 3849.913 | 299.2925 | 6.402 | 1481.9393 | -3483.5976 | 0 | 3190.5527 | 165.6365 | 100572.4649 | 17783.2717
2074 | 12235.1105 | 173.4988 | 0 | 772.9653 | 3508.2302 | 274.3514 | 5.8685 | 1481.9393 | -3166.9069 | 0 | 3049.9466 | 146.4786 | 100718.9435 | 16301.3324
2075 | 11069.8619 | 156.9751 | 0 | 699.3496 | 3166.5473 | 249.4104 | 5.335 | 1481.9393 | -2850.2162 | 0 | 2909.3404 | 129.2613 | 100848.2048 | 14819.3931
2076 | 9904.6133 | 140.4514 | 0 | 625.7338 | 2824.8644 | 249.4104 | 5.335 | 1481.9393 | -2533.5255 | 0 | 2794.2088 | 114.8483 | 100963.0531 | 14819.3931
2077 | 8739.3646 | 123.9277 | 0 | 552.1181 | 2483.1816 | 249.4104 | 5.335 | 1481.9393 | -2216.8348 | 0 | 2679.0772 | 101.8692 | 101064.9223 | 14819.3931
2078 | 7574.116 | 107.404 | 0 | 478.5024 | 2141.4987 | 249.4104 | 5.335 | 1481.9393 | -1900.1441 | 0 | 2563.9456 | 90.19 | 101155.1122 | 14819.3931
2079 | 6408.8674 | 90.8803 | 0 | 404.8866 | 1799.8158 | 249.4104 | 5.335 | 1481.9393 | -1583.4534 | 0 | 2448.814 | 79.6888 | 101234.801 | 14819.3931
2080 | 5243.6188 | 74.3566 | 0 | 331.2709 | 1458.133 | 249.4104 | 5.335 | 1481.9393 | -1266.7627 | 0 | 2333.6824 | 70.2546 | 101305.0556 | 14819.3931
2081 | 4078.3702 | 57.8329 | 0 | 257.6551 | 1116.4501 | 249.4104 | 5.335 | 1481.9393 | -950.0721 | 0 | 2218.5507 | 61.7866 | 101366.8422 | 14819.3931
2082 | 2913.1215 | 41.3092 | 0 | 184.0394 | 774.7672 | 249.4104 | 5.335 | 1481.9393 | -633.3814 | 0 | 2103.4191 | 54.1929 | 101421.0351 | 14819.3931
2083 | 1747.8729 | 24.7855 | 0 | 110.4236 | 433.0844 | 249.4104 | 5.335 | 1481.9393 | -316.6907 | 0 | 1988.2875 | 47.3901 | 101468.4253 | 14819.3931
2084 | 582.6243 | 8.2618 | 0 | 36.8079 | 91.4015 | 249.4104 | 5.335 | 1481.9393 | 2.2737e-13 | 0 | 1873.1559 | 41.3023 | 101509.7276 | 14819.3931
|  | IN SERVICE COST ($000) |  | 74096.9653
|  | IN SERVICE YEAR |  | 2035 |  | CAPITAL STRUCTURE
|  | BOOK LIFE (YRS) |  | 50 |  | SOURCE | WEIGHT | COST |  |  | K-FACTOR = CPWFC / IN-SVC COST = | 1.37
|  | EFFEC. TAX RATE |  | 25.35% |  | DEBT | 40.4% | 3.51%
|  | DISCOUNT RATE |  | 8.096% |  | P/S | 0% | 0%
|  | PROPERTY TAX |  | 1.683% |  | C/S | 59.6% | 10.6%
|  | PROPERTY INSURANCE |  | 0.036%
page 4a | PROGRAM NAME: (5): DEFERRED TAX AND MID-YEAR RATE BASE CALCULATION; Residential Low Income -15: PSC FORM CE 1.1A
|  |  |  | PROGRAM METHOD SELECTED: REV_REQ | [9 empty] | PAGE 2a OF 2
|  |  | PROGRAM NAME: | Residential Low Income
(1) | (2) | (3) | (4) | (5) | (6) | (7) | (8) | (9) | (10) | (11) | (12) | (13) | (14) | (15)
[6 empty] | BOOK | ACCUMULATED | DEFERRED
|  |  | ACCUMULATED |  | ACCUMULATED | DEPRECIATION | BOOK DEPR | TAX | TOTAL |  |  |  | ANNUAL | ACCUMULATED
| TAX | TAX | TAX | BOOK | BOOK | FOR | FOR | DUE TO | EQUITY | BOOK DEPR | (10)*(11) | SALVAGE | DEFERRED TAX | DEFERRED
| DEPRECIATION | DEPRECIATION | DEPRECIATION | DEPRECIATION | DEPRECIATION | DEFERRED TAX | DEFERRED TAX | DEPRECIATION | AFUDC | RATE | TAX RATE | TAX RATE | (9)-(12)+(13) | TAX
YEAR | SCHEDULE | $(000) | $(000) | $(000) | $(000) | $(000) | $(000) | $(000) | $(000) | MINUS 1/LIFE | $(000) | $(000) | $(000) | $(000)
2035 | 3.75% | 2507.8527 | 2507.8527 | 1481.9393 | 1481.9393 | 1481.9393 | 1481.9393 | 796.2814 | 11620.9963 | 0 | 0 | 0 | 796.2814 | 1911.4875 | 7
2036 | 7.219% | 4827.7836 | 7335.6363 | 1481.9393 | 2963.8786 | 1481.9393 | 2963.8786 | -110.6296 | 11620.9963 | 0 | 0 | 0 | -110.6296 | 1800.8578
2037 | 6.677% | 4465.3153 | 11800.9516 | 1481.9393 | 4445.8179 | 1481.9393 | 4445.8179 | -925.6731 | 11620.9963 | 0 | 0 | 0 | -925.6731 | 875.1847
2038 | 6.177% | 4130.935 | 15931.8866 | 1481.9393 | 5927.7572 | 1481.9393 | 5927.7572 | -1655.9679 | 11620.9963 | 0 | 0 | 0 | -1655.9679 | -780.7831
2039 | 5.713% | 3820.63 | 19752.5166 | 1481.9393 | 7409.6965 | 1481.9393 | 7409.6965 | -2307.6159 | 11620.9963 | 0 | 0 | 0 | -2307.6159 | -3088.399
2040 | 5.285% | 3534.4004 | 23286.9169 | 1481.9393 | 8891.6358 | 1481.9393 | 8891.6358 | -2886.719 | 11620.9963 | 0 | 0 | 0 | -2886.719 | -5975.118
2041 | 4.888% | 3268.9024 | 26555.8193 | 1481.9393 | 10373.5751 | 1481.9393 | 10373.5751 | -3398.5316 | 11620.9963 | 0 | 0 | 0 | -3398.5316 | -9373.6495
2042 | 4.522% | 3024.136 | 29579.9553 | 1481.9393 | 11855.5145 | 1481.9393 | 11855.5145 | -3848.3081 | 11620.9963 | 0 | 0 | 0 | -3848.3081 | -13221.9577
2043 | 4.462% | 2984.0103 | 32563.9656 | 1481.9393 | 13337.4538 | 1481.9393 | 13337.4538 | -4287.9149 | 11620.9963 | 0 | 0 | 0 | -4287.9149 | -17509.8726
2044 | 4.461% | 2983.3416 | 35547.3072 | 1481.9393 | 14819.3931 | 1481.9393 | 14819.3931 | -4727.3521 | 11620.9963 | 0 | 0 | 0 | -4727.3521 | -22237.2247
2045 | 4.462% | 2984.0103 | 38531.3175 | 1481.9393 | 16301.3324 | 1481.9393 | 16301.3324 | -5166.9588 | 11620.9963 | 0 | 0 | 0 | -5166.9588 | -27404.1835
2046 | 4.461% | 2983.3416 | 41514.6591 | 1481.9393 | 17783.2717 | 1481.9393 | 17783.2717 | -5606.3961 | 11620.9963 | 0 | 0 | 0 | -5606.3961 | -33010.5796
2047 | 4.462% | 2984.0103 | 44498.6694 | 1481.9393 | 19265.211 | 1481.9393 | 19265.211 | -6046.0028 | 11620.9963 | 0 | 0 | 0 | -6046.0028 | -39056.5824
2048 | 4.461% | 2983.3416 | 47482.0109 | 1481.9393 | 20747.1503 | 1481.9393 | 20747.1503 | -6485.44 | 11620.9963 | 0 | 0 | 0 | -6485.44 | -45542.0224
2049 | 4.462% | 2984.0103 | 50466.0213 | 1481.9393 | 22229.0896 | 1481.9393 | 22229.0896 | -6925.0468 | 11620.9963 | 0 | 0 | 0 | -6925.0468 | -52467.0692
2050 | 4.461% | 2983.3416 | 53449.3628 | 1481.9393 | 23711.0289 | 1481.9393 | 23711.0289 | -7364.484 | 11620.9963 | 0 | 0 | 0 | -7364.484 | -59831.5532
2051 | 4.462% | 2984.0103 | 56433.3732 | 1481.9393 | 25192.9682 | 1481.9393 | 25192.9682 | -7804.0907 | 11620.9963 | 0 | 0 | 0 | -7804.0907 | -67635.6439
2052 | 4.461% | 2983.3416 | 59416.7147 | 1481.9393 | 26674.9075 | 1481.9393 | 26674.9075 | -8243.5279 | 11620.9963 | 0 | 0 | 0 | -8243.5279 | -75879.1718
2053 | 4.462% | 2984.0103 | 62400.725 | 1481.9393 | 28156.8468 | 1481.9393 | 28156.8468 | -8683.1347 | 11620.9963 | 0 | 0 | 0 | -8683.1347 | -84562.3065
2054 | 4.461% | 2983.3416 | 65384.0666 | 1481.9393 | 29638.7861 | 1481.9393 | 29638.7861 | -9122.5719 | 11620.9963 | 0 | 0 | 0 | -9122.5719 | -93684.8784
2055 | 2.231% | 1492.0052 | 66876.0718 | 1481.9393 | 31120.7254 | 1481.9393 | 31120.7254 | -9184.0299 | 11620.9963 | 0 | 0 | 0 | -9184.0299 | -102868.9083
2056 | 0% | 0 | 66876.0718 | 1481.9393 | 32602.6648 | 1481.9393 | 32602.6648 | -8867.3392 | 11620.9963 | 0 | 0 | 0 | -8867.3392 | -111736.2476
2057 | 0% | 0 | 66876.0718 | 1481.9393 | 34084.6041 | 1481.9393 | 34084.6041 | -8550.6486 | 11620.9963 | 0 | 0 | 0 | -8550.6486 | -120286.8961
2058 | 0% | 0 | 66876.0718 | 1481.9393 | 35566.5434 | 1481.9393 | 35566.5434 | -8233.9579 | 11620.9963 | 0 | 0 | 0 | -8233.9579 | -128520.854
2059 | 0% | 0 | 66876.0718 | 1481.9393 | 37048.4827 | 1481.9393 | 37048.4827 | -7917.2672 | 11620.9963 | 0 | 0 | 0 | -7917.2672 | -136438.1212
2060 | 0% | 0 | 66876.0718 | 1481.9393 | 38530.422 | 1481.9393 | 38530.422 | -7600.5765 | 11620.9963 | 0 | 0 | 0 | -7600.5765 | -144038.6977
2061 | 0% | 0 | 66876.0718 | 1481.9393 | 40012.3613 | 1481.9393 | 40012.3613 | -7283.8858 | 11620.9963 | 0 | 0 | 0 | -7283.8858 | -151322.5835
2062 | 0% | 0 | 66876.0718 | 1481.9393 | 41494.3006 | 1481.9393 | 41494.3006 | -6967.1951 | 11620.9963 | 0 | 0 | 0 | -6967.1951 | -158289.7786
2063 | 0% | 0 | 66876.0718 | 1481.9393 | 42976.2399 | 1481.9393 | 42976.2399 | -6650.5044 | 11620.9963 | 0 | 0 | 0 | -6650.5044 | -164940.283
2064 | 0% | 0 | 66876.0718 | 1481.9393 | 44458.1792 | 1481.9393 | 44458.1792 | -6333.8137 | 11620.9963 | 0 | 0 | 0 | -6333.8137 | -171274.0968
2065 | 0% | 0 | 66876.0718 | 1481.9393 | 45940.1185 | 1481.9393 | 45940.1185 | -6017.1231 | 11620.9963 | 0 | 0 | 0 | -6017.1231 | -177291.2198
2066 | 0% | 0 | 66876.0718 | 1481.9393 | 47422.0578 | 1481.9393 | 47422.0578 | -5700.4324 | 11620.9963 | 0 | 0 | 0 | -5700.4324 | -182991.6522
2067 | 0% | 0 | 66876.0718 | 1481.9393 | 48903.9971 | 1481.9393 | 48903.9971 | -5383.7417 | 11620.9963 | 0 | 0 | 0 | -5383.7417 | -188375.3939
2068 | 0% | 0 | 66876.0718 | 1481.9393 | 50385.9364 | 1481.9393 | 50385.9364 | -5067.051 | 11620.9963 | 0 | 0 | 0 | -5067.051 | -193442.4449
2069 | 0% | 0 | 66876.0718 | 1481.9393 | 51867.8757 | 1481.9393 | 51867.8757 | -4750.3603 | 11620.9963 | 0 | 0 | 0 | -4750.3603 | -198192.8052
2070 | 0% | 0 | 66876.0718 | 1481.9393 | 53349.815 | 1481.9393 | 53349.815 | -4433.6696 | 11620.9963 | 0 | 0 | 0 | -4433.6696 | -202626.4748
2071 | 0% | 0 | 66876.0718 | 1481.9393 | 54831.7544 | 1481.9393 | 54831.7544 | -4116.9789 | 11620.9963 | 0 | 0 | 0 | -4116.9789 | -206743.4538
2072 | 0% | 0 | 66876.0718 | 1481.9393 | 56313.6937 | 1481.9393 | 56313.6937 | -3800.2882 | 11620.9963 | 0 | 0 | 0 | -3800.2882 | -210543.742
2073 | 0% | 0 | 66876.0718 | 1481.9393 | 57795.633 | 1481.9393 | 57795.633 | -3483.5976 | 11620.9963 | 0 | 0 | 0 | -3483.5976 | -214027.3396
2074 | 0% | 0 | 66876.0718 | 1481.9393 | 59277.5723 | 1481.9393 | 59277.5723 | -3166.9069 | 11620.9963 | 0 | 0 | 0 | -3166.9069 | -217194.2464
2075 | 0% | 0 | 66876.0718 | 1481.9393 | 60759.5116 | 1481.9393 | 60759.5116 | -2850.2162 | 11620.9963 | 0 | 0 | 0 | -2850.2162 | -220044.4626
2076 | 0% | 0 | 66876.0718 | 1481.9393 | 62241.4509 | 1481.9393 | 62241.4509 | -2533.5255 | 11620.9963 | 0 | 0 | 0 | -2533.5255 | -222577.9881
2077 | 0% | 0 | 66876.0718 | 1481.9393 | 63723.3902 | 1481.9393 | 63723.3902 | -2216.8348 | 11620.9963 | 0 | 0 | 0 | -2216.8348 | -224794.8229
2078 | 0% | 0 | 66876.0718 | 1481.9393 | 65205.3295 | 1481.9393 | 65205.3295 | -1900.1441 | 11620.9963 | 0 | 0 | 0 | -1900.1441 | -226694.9671
2079 | 0% | 0 | 66876.0718 | 1481.9393 | 66687.2688 | 1481.9393 | 66687.2688 | -1583.4534 | 11620.9963 | 0 | 0 | 0 | -1583.4534 | -228278.4205
2080 | 0% | 0 | 66876.0718 | 1481.9393 | 68169.2081 | 1481.9393 | 68169.2081 | -1266.7627 | 11620.9963 | 0 | 0 | 0 | -1266.7627 | -229545.1832
2081 | 0% | 0 | 66876.0718 | 1481.9393 | 69651.1474 | 1481.9393 | 69651.1474 | -950.0721 | 11620.9963 | 0 | 0 | 0 | -950.0721 | -230495.2553
2082 | 0% | 0 | 66876.0718 | 1481.9393 | 71133.0867 | 1481.9393 | 71133.0867 | -633.3814 | 11620.9963 | 0 | 0 | 0 | -633.3814 | -231128.6367
2083 | 0% | 0 | 66876.0718 | 1481.9393 | 72615.026 | 1481.9393 | 72615.026 | -316.6907 | 11620.9963 | 0 | 0 | 0 | -316.6907 | -231445.3274
2084 | 0% | 0 | 66876.0718 | 1481.9393 | 74096.9653 | 1481.9393 | 74096.9653 | 2.2737e-13 | 11620.9963 | 0 | 0 | 0 | 2.2737e-13 | -231445.3274
| SALVAGE / REMOVAL COST |  |  |  | 0
| YEAR SALVAGE / COST OF REMOVAL |  |  |  | 2084
| DEFERRED TAXES DURING CONSTRUCTION (SEE PAGE 5) |  |  |  | 1115.206
| TOTAL EQUITY AFUDC CAPITALIZED (SEE PAGE 5) |  |  |  | 11620.9963
| BOOK DEPRECIATION RATE - 1/USEFUL LIFE |  |  |  | 2%
page 4b |  |  |  | DEFERRED TAX AND MID-YEAR RATE BASE CALCULATION | [9 empty] | PSC FORM CE 1.1A
|  |  |  | PROGRAM METHOD SELECTED: REV_REQ | [9 empty] | PAGE 2b OF 2
|  |  | PROGRAM NAME: | Residential Low Income
(1) | (2) | (3) | (4) | (5) | (5a)* | (5b)* | (6) | (7) | (8)
END
OF YEAR
|  |  |  | NET |  |  | BEGINNING | ENDING OF
| TAX | TAX | DEFERRED | PLANT IN | ACCUMULATED | ACCUMULATED | YEAR RATE | YEAR RATE | MID-YEAR
| DEPRECIATION | DEPRECIATION | TAX | SERVICE | DEPRECIATION | DEF TAXES | BASE | BASE | RATE BASE
YEAR | SCHEDULE | $(000) | $(000) | $(000) | $(000) | $(000) | $(000) | $(000) | $(000)
2035 | 3.75% | 2507.8527 | 796.2814 | 72615.026 | 1481.9393 | 1911.4875 | 75212.1714 | 73411.3075 | 74311.7394
2036 | 7.219% | 4827.7836 | -110.6296 | 71133.0867 | 2963.8786 | 1800.8578 | 73411.3075 | 71022.4571 | 72216.8823
2037 | 6.677% | 4465.3153 | -925.6731 | 69651.1474 | 4445.8179 | 875.1847 | 71022.4571 | 68725.4743 | 69873.9657
2038 | 6.177% | 4130.935 | -1655.9679 | 68169.2081 | 5927.7572 | -780.7831 | 68725.4743 | 66513.2402 | 67619.3573
2039 | 5.713% | 3820.63 | -2307.6159 | 66687.2688 | 7409.6965 | -3088.399 | 66513.2402 | 64379.6529 | 65446.4466
2040 | 5.285% | 3534.4004 | -2886.719 | 65205.3295 | 8891.6358 | -5975.118 | 64379.6529 | 62318.6105 | 63349.1317
2041 | 4.888% | 3268.9024 | -3398.5316 | 63723.3902 | 10373.5751 | -9373.6495 | 62318.6105 | 60324.8586 | 61321.7346
2042 | 4.522% | 3024.136 | -3848.3081 | 62241.4509 | 11855.5145 | -13221.9577 | 60324.8586 | 58393.1427 | 59359.0007
2043 | 4.462% | 2984.0103 | -4287.9149 | 60759.5116 | 13337.4538 | -17509.8726 | 58393.1427 | 56471.5967 | 57432.3697
2044 | 4.461% | 2983.3416 | -4727.3521 | 59277.5723 | 14819.3931 | -22237.2247 | 56471.5967 | 54550.2202 | 55510.9084
2045 | 4.462% | 2984.0103 | -5166.9588 | 57795.633 | 16301.3324 | -27404.1835 | 54550.2202 | 52628.6741 | 53589.4471
2046 | 4.461% | 2983.3416 | -5606.3961 | 56313.6937 | 17783.2717 | -33010.5796 | 52628.6741 | 50707.2976 | 51667.9859
2047 | 4.462% | 2984.0103 | -6046.0028 | 54831.7544 | 19265.211 | -39056.5824 | 50707.2976 | 48785.7516 | 49746.5246
2048 | 4.461% | 2983.3416 | -6485.44 | 53349.815 | 20747.1503 | -45542.0224 | 48785.7516 | 46864.375 | 47825.0633
2049 | 4.462% | 2984.0103 | -6925.0468 | 51867.8757 | 22229.0896 | -52467.0692 | 46864.375 | 44942.829 | 45903.602
2050 | 4.461% | 2983.3416 | -7364.484 | 50385.9364 | 23711.0289 | -59831.5532 | 44942.829 | 43021.4524 | 43982.1407
2051 | 4.462% | 2984.0103 | -7804.0907 | 48903.9971 | 25192.9682 | -67635.6439 | 43021.4524 | 41099.9064 | 42060.6794
2052 | 4.461% | 2983.3416 | -8243.5279 | 47422.0578 | 26674.9075 | -75879.1718 | 41099.9064 | 39178.5299 | 40139.2181
2053 | 4.462% | 2984.0103 | -8683.1347 | 45940.1185 | 28156.8468 | -84562.3065 | 39178.5299 | 37256.9838 | 38217.7569
2054 | 4.461% | 2983.3416 | -9122.5719 | 44458.1792 | 29638.7861 | -93684.8784 | 37256.9838 | 35335.6073 | 36296.2956
2055 | 2.231% | 1492.0052 | -9184.0299 | 42976.2399 | 31120.7254 | -102868.9083 | 35335.6073 | 33792.21 | 34563.9086
2056 | 0% | 0 | -8867.3392 | 41494.3006 | 32602.6648 | -111736.2476 | 33792.21 | 32626.9613 | 33209.5857
2057 | 0% | 0 | -8550.6486 | 40012.3613 | 34084.6041 | -120286.8961 | 32626.9613 | 31461.7127 | 32044.337
2058 | 0% | 0 | -8233.9579 | 38530.422 | 35566.5434 | -128520.854 | 31461.7127 | 30296.4641 | 30879.0884
2059 | 0% | 0 | -7917.2672 | 37048.4827 | 37048.4827 | -136438.1212 | 30296.4641 | 29131.2155 | 29713.8398
2060 | 0% | 0 | -7600.5765 | 35566.5434 | 38530.422 | -144038.6977 | 29131.2155 | 27965.9669 | 28548.5912
2061 | 0% | 0 | -7283.8858 | 34084.6041 | 40012.3613 | -151322.5835 | 27965.9669 | 26800.7183 | 27383.3426
2062 | 0% | 0 | -6967.1951 | 32602.6648 | 41494.3006 | -158289.7786 | 26800.7183 | 25635.4696 | 26218.0939
2063 | 0% | 0 | -6650.5044 | 31120.7254 | 42976.2399 | -164940.283 | 25635.4696 | 24470.221 | 25052.8453
2064 | 0% | 0 | -6333.8137 | 29638.7861 | 44458.1792 | -171274.0968 | 24470.221 | 23304.9724 | 23887.5967
2065 | 0% | 0 | -6017.1231 | 28156.8468 | 45940.1185 | -177291.2198 | 23304.9724 | 22139.7238 | 22722.3481
2066 | 0% | 0 | -5700.4324 | 26674.9075 | 47422.0578 | -182991.6522 | 22139.7238 | 20974.4752 | 21557.0995
2067 | 0% | 0 | -5383.7417 | 25192.9682 | 48903.9971 | -188375.3939 | 20974.4752 | 19809.2265 | 20391.8508
2068 | 0% | 0 | -5067.051 | 23711.0289 | 50385.9364 | -193442.4449 | 19809.2265 | 18643.9779 | 19226.6022
2069 | 0% | 0 | -4750.3603 | 22229.0896 | 51867.8757 | -198192.8052 | 18643.9779 | 17478.7293 | 18061.3536
2070 | 0% | 0 | -4433.6696 | 20747.1503 | 53349.815 | -202626.4748 | 17478.7293 | 16313.4807 | 16896.105
2071 | 0% | 0 | -4116.9789 | 19265.211 | 54831.7544 | -206743.4538 | 16313.4807 | 15148.2321 | 15730.8564
2072 | 0% | 0 | -3800.2882 | 17783.2717 | 56313.6937 | -210543.742 | 15148.2321 | 13982.9834 | 14565.6077
2073 | 0% | 0 | -3483.5976 | 16301.3324 | 57795.633 | -214027.3396 | 13982.9834 | 12817.7348 | 13400.3591
2074 | 0% | 0 | -3166.9069 | 14819.3931 | 59277.5723 | -217194.2464 | 12817.7348 | 11652.4862 | 12235.1105
2075 | 0% | 0 | -2850.2162 | 13337.4538 | 60759.5116 | -220044.4626 | 11652.4862 | 10487.2376 | 11069.8619
2076 | 0% | 0 | -2533.5255 | 11855.5145 | 62241.4509 | -222577.9881 | 10487.2376 | 9321.989 | 9904.6133
2077 | 0% | 0 | -2216.8348 | 10373.5751 | 63723.3902 | -224794.8229 | 9321.989 | 8156.7403 | 8739.3646
2078 | 0% | 0 | -1900.1441 | 8891.6358 | 65205.3295 | -226694.9671 | 8156.7403 | 6991.4917 | 7574.116
2079 | 0% | 0 | -1583.4534 | 7409.6965 | 66687.2688 | -228278.4205 | 6991.4917 | 5826.2431 | 6408.8674
2080 | 0% | 0 | -1266.7627 | 5927.7572 | 68169.2081 | -229545.1832 | 5826.2431 | 4660.9945 | 5243.6188
2081 | 0% | 0 | -950.0721 | 4445.8179 | 69651.1474 | -230495.2553 | 4660.9945 | 3495.7459 | 4078.3702
2082 | 0% | 0 | -633.3814 | 2963.8786 | 71133.0867 | -231128.6367 | 3495.7459 | 2330.4972 | 2913.1215
2083 | 0% | 0 | -316.6907 | 1481.9393 | 72615.026 | -231445.3274 | 2330.4972 | 1165.2486 | 1747.8729
2084 | 0% | 0 | 2.2737e-13 | 4.1382e-11 | 74096.9653 | -231445.3274 | 1165.2486 | 4.3883e-11 | 582.6243
* Column not specified in workbook
(1): page 5 |  |  |  |  | PSC FORM CE 1.1B
PAGE 1 OF 1
(1) | (2) | (3) | (4) | (5) | (6) | (7)
| NO.YEARS | PLANT | CUMULATIVE | YEARLY | ANNUAL | CUMULATIVE
| BEFORE | ESCALATION | ESCALATION | EXPENDITURE | SPENDING | AVERAGE SPENDING
YEAR | IN-SERVICE | RATE | FACTOR | (%) | ($/kW) | ($/kW)
2023 | -12 | 0% | 1 | 0 | 0 | 0
2024 | -11 | 2.5% | 1.025 | 0 | 0 | 0
2025 | -10 | 2.5% | 1.0506 | 0 | 0 | 0
2026 | -9 | 2.5% | 1.0769 | 0 | 0 | 0
2027 | -8 | 2.5% | 1.1038 | 0 | 0 | 0
2028 | -7 | 2.5% | 1.1314 | 0 | 0 | 0
2029 | -6 | 2.5% | 1.1597 | 0 | 0 | 0
2030 | -5 | 2.5% | 1.1887 | 43.903 | 410.3701 | 205.185
2031 | -4 | 2.5% | 1.2184 | 38.3775 | 367.6895 | 594.2148
2032 | -3 | 2.5% | 1.2489 | 17.7195 | 174.0124 | 865.0657
2033 | -2 | 2% | 1.2738 | 0 | 0 | 952.0719
2034 | -1 | 2% | 1.2993 | 0 | 0 | 952.0719
|  |  |  | 100 | 952.0719
|  | (8) | (8a)* | (8b)* | (9) | (9a)* | (9b)* | (9c)* | (9d)* | (9e)* | (10) | (11)
(3): CUMULATIVE; (5): CUMULATIVE; (6): YEARLY; (7): CUMULATIVE | CONSTRUCTION |  |  | CUMULATIVE | INCREMENTAL | CUMULATIVE
| NO.YEARS | SPENDING | DEBT | DEBT | TOTAL | TOTAL | PERIOD | CUMULATIVE | DEFERRED | DEFERRED | YEAR-END | YEAR-END
| BEFORE | WITH AFUDC | AFUDC | AFUDC | AFUDC | AFUDC | INTEREST | CPI | TAXES | TAXES | BOOK VALUE | BOOK VALUE
YEAR | IN-SERVICE | ($/kW) | ($/kW) | ($/kW) | ($/kW) | ($/kW) | ($/kW) | ($/kW) | ($/kW) | ($/kW) | ($/kW) | ($/kW)
2023 | -12 | 0 | 0 | 0 | 0 | 0 | 0 | 0 | 0 | 0 | 0 | 0
2024 | -11 | 0 | 0 | 0 | 0 | 0 | 0 | 0 | 0 | 0 | 0 | 0
2025 | -10 | 0 | 0 | 0 | 0 | 0 | 0 | 0 | 0 | 0 | 0 | 0
2026 | -9 | 0 | 0 | 0 | 0 | 0 | 0 | 0 | 0 | 0 | 0 | 0
2027 | -8 | 0 | 0 | 0 | 0 | 0 | 0 | 0 | 0 | 0 | 0 | 0
2028 | -7 | 0 | 0 | 0 | 0 | 0 | 0 | 0 | 0 | 0 | 0 | 0
2029 | -6 | 0 | 0 | 0 | 0 | 0 | 0 | 0 | 0 | 0 | 0 | 0
2030 | -5 | 205.185 | 2.8726 | 2.8726 | 12.7625 | 12.7625 | 7.202 | 7.202 | 1.0973 | 1.0973 | 423.1326 | 423.1326
2031 | -4 | 606.9773 | 8.4823 | 11.3549 | 37.6857 | 50.4482 | 20.8569 | 28.0589 | 3.1363 | 4.2336 | 405.3752 | 828.5078
2032 | -3 | 915.514 | 12.7579 | 24.1128 | 56.6816 | 107.1299 | 30.3638 | 58.4227 | 4.4622 | 8.6958 | 230.694 | 1059.2018
2033 | -2 | 1059.2018 | 14.7071 | 38.8199 | 65.3415 | 172.4714 | 33.4177 | 91.8405 | 4.7422 | 13.4381 | 65.3415 | 1124.5433
2034 | -1 | 1124.5433 | 15.5555 | 54.3754 | 69.1107 | 241.5821 | 33.4177 | 125.2582 | 4.5272 | 17.9652 | 69.1107 | 1193.654
(4): 54.3754; (6): 241.5821 | 125.2582 |  | 17.9652 |  | 1193.654
BOOK BASIS
[7 empty] | BOOK BASIS | FOR DEF TAX | TAX BASIS
(6): CONSTRUCTION CASH | 59100.576 | 59100.576 | 59100.576
(6): EQUITY AFUDC | 11620.9963
(6): DEBT AFUDC | 3375.3931 | 3375.3931
(2): IN SERVICE YEAR; (4): 2035; (6): CPI |  |  | 7775.4958
| PLANT COSTS |  | 786.3466 |  | ITC Basis Reduction (Solar)
(2): AFUDC RATE; (4): 6.22%; (6): TOTAL | 74096.9653 | 62475.9691 | 66876.0718 |  | * Column not specified in workbook
(1): page 6; (6): INPUT DATA -- PART 2 | [7 empty] | PSC FORM CE 1.2
(6): PROGRAM METHOD SELECTED : REV_REQ | [7 empty] | PAGE 1 OF 1
|  |  |  | PROGRAM NAME: | Residential Low Income
(1) | (2) | (3) | (4) | (5) | (6)* | (7) | (8) | (9)
UTILITY
| CUMULATIVE | ADJUSTED | AVERAGE | AVOIDED | INCREASED |  | PROGRAM | PROGRAM
| TOTAL | CUMULATIVE | SYSTEM | MARGINAL | MARGINAL | REPLACEMENT | KW | kWH
| PARTICIPATING | PARTICIPATING | FUEL COST | FUEL COST | FUEL COST | FUEL COST | EFFECTIVENESS | EFFECTIVENESS
YEAR | CUSTOMERS | CUSTOMERS | (C/kWh) | (C/kWh) | (C/kWh) | (C/kWh) | FACTOR | FACTOR
2023 | 0 | 0 | 2.1107 | 2.8192 | 2.1107 | 0 | 1 | 1
2024 | 0 | 0 | 2.6607 | 4.004 | 2.6607 | 0 | 1 | 1
2025 | 11000 | 11000 | 2.9695 | 3.3736 | 3.044 | 0 | 1 | 1
2026 | 22110 | 22110 | 3.4117 | 3.9524 | 3.4818 | 0 | 1 | 1
2027 | 33331.1 | 33331.1 | 3.3657 | 4.0061 | 3.4372 | 0 | 1 | 1
2028 | 44664.411 | 44664.411 | 3.5114 | 4.0358 | 3.5338 | 0 | 1 | 1
2029 | 56111.0551 | 56111.0551 | 3.5913 | 4.1843 | 3.5922 | 0 | 1 | 1
2030 | 67672.1657 | 67672.1657 | 3.292 | 3.9131 | 3.2592 | 0 | 1 | 1
2031 | 79348.8873 | 79348.8873 | 3.0693 | 3.8033 | 2.9557 | 0 | 1 | 1
2032 | 91142.3762 | 91142.3762 | 2.9515 | 3.9036 | 2.821 | 0 | 1 | 1
2033 | 103053.8 | 103053.8 | 3.334 | 4.0886 | 3.243 | 6.8825 | 1 | 1
2034 | 115084.338 | 115084.338 | 3.5332 | 4.2319 | 3.4577 | 6.9767 | 1 | 1
2035 | 115084.338 | 115084.338 | 3.8608 | 4.6157 | 3.804 | 7.1294 | 1 | 1
2036 | 115084.338 | 115084.338 | 4.0027 | 4.6728 | 3.9459 | 6.9828 | 1 | 1
2037 | 115084.338 | 115084.338 | 4.1974 | 4.8404 | 4.1543 | 7.1471 | 1 | 1
2038 | 115084.338 | 115084.338 | 4.5318 | 5.2012 | 4.5047 | 7.2249 | 1 | 1
2039 | 115084.338 | 115084.338 | 4.7163 | 5.3584 | 4.6846 | 7.1579 | 1 | 1
2040 | 115084.338 | 115084.338 | 5.0571 | 5.6989 | 5.018 | 7.3834 | 1 | 1
2041 | 115084.338 | 115084.338 | 5.3851 | 5.8551 | 5.3342 | 7.5063 | 1 | 1
2042 | 115084.338 | 115084.338 | 5.4894 | 6.0168 | 5.4549 | 7.5907 | 1 | 1
2043 | 115084.338 | 115084.338 | 5.722 | 6.2667 | 5.6881 | 7.8225 | 1 | 1
2044 | 115084.338 | 115084.338 | 6.1136 | 6.7346 | 6.0987 | 8.0846 | 1 | 1
2045 | 115084.338 | 115084.338 | 6.4999 | 7.135 | 6.4802 | 8.4913 | 1 | 1
2046 | 115084.338 | 115084.338 | 6.711 | 7.3661 | 6.7028 | 8.361 | 1 | 1
2047 | 115084.338 | 115084.338 | 7.0712 | 7.659 | 7.0503 | 8.8452 | 1 | 1
2048 | 115084.338 | 115084.338 | 7.4142 | 8.122 | 7.3838 | 9.2397 | 1 | 1
2049 | 115084.338 | 115084.338 | 7.8908 | 8.5728 | 7.8625 | 9.5526 | 1 | 1
2050 | 115084.338 | 115084.338 | 8.5419 | 9.3968 | 8.5437 | 10.0912 | 1 | 1
2051 | 115084.338 | 115084.338 | 8.4856 | 9.2086 | 8.4698 | 10.1556 | 1 | 1
2052 | 115084.338 | 115084.338 | 8.5408 | 9.2599 | 8.5427 | 10.0773 | 1 | 1
2053 | 115084.338 | 115084.338 | 8.5762 | 9.3542 | 8.5829 | 10.0634 | 1 | 1
2054 | 115084.338 | 115084.338 | 8.6113 | 9.3321 | 8.6168 | 9.8472 | 1 | 1
2055 | 115084.338 | 115084.338 | 8.5691 | 9.2067 | 8.5621 | 9.9113 | 1 | 1
2056 | 115084.338 | 115084.338 | 8.5437 | 9.2297 | 8.5691 | 9.7266 | 1 | 1
2057 | 115084.338 | 115084.338 | 8.5899 | 9.2897 | 8.6089 | 9.8003 | 1 | 1
2058 | 115084.338 | 115084.338 | 8.5125 | 9.1513 | 8.5206 | 9.5906 | 1 | 1
2059 | 115084.338 | 115084.338 | 8.5501 | 9.2236 | 8.5663 | 9.6304 | 1 | 1
2060 | 115084.338 | 115084.338 | 8.5885 | 9.2419 | 8.6151 | 9.5391 | 1 | 1
2061 | 115084.338 | 115084.338 | 8.4296 | 9.0296 | 8.4571 | 9.4471 | 1 | 1
2062 | 115084.338 | 115084.338 | 8.4175 | 9.0069 | 8.4281 | 9.2658 | 1 | 1
2063 | 115084.338 | 115084.338 | 8.4946 | 9.1914 | 8.5315 | 9.7339 | 1 | 1
2064 | 115084.338 | 115084.338 | 8.4747 | 9.1274 | 8.5049 | 9.6201 | 1 | 1
2065 | 115084.338 | 115084.338 | 8.3716 | 9.0384 | 8.4102 | 9.4973 | 1 | 1
2066 | 115084.338 | 115084.338 | 8.3231 | 9.0222 | 8.3724 | 9.4862 | 1 | 1
2067 | 115084.338 | 115084.338 | 8.3315 | 9.0123 | 8.3897 | 9.4654 | 1 | 1
2068 | 115084.338 | 115084.338 | 8.3868 | 8.3406 | 8.468 | 9.4211 | 1 | 1
2069 | 115084.338 | 115084.338 | 8.3868 | 8.3406 | 8.468 | 9.5006 | 1 | 1
2070 | 115084.338 | 115084.338 | 8.3868 | 8.3406 | 8.468 | 9.299 | 1 | 1
2071 | 115084.338 | 115084.338 | 8.3868 | 8.3406 | 8.468 | 9.2593 | 1 | 1
2072 | 115084.338 | 115084.338 | 8.3868 | 8.3406 | 8.468 | 9.2196 | 1 | 1
2073 | 115084.338 | 115084.338 | 8.3868 | 8.3406 | 8.468 | 9.18 | 1 | 1
2074 | 115084.338 | 115084.338 | 8.3868 | 8.3406 | 8.468 | 9.18 | 1 | 1
2075 | 115084.338 | 115084.338 | 8.3868 | 8.3406 | 8.468 | 9.18 | 1 | 1
2076 | 115084.338 | 115084.338 | 8.3868 | 8.3406 | 8.468 | 9.18 | 1 | 1
2077 | 115084.338 | 115084.338 | 8.3868 | 8.3406 | 8.468 | 9.18 | 1 | 1
2078 | 115084.338 | 115084.338 | 8.3868 | 8.3406 | 8.468 | 9.18 | 1 | 1
2079 | 115084.338 | 115084.338 | 8.3868 | 8.3406 | 8.468 | 9.18 | 1 | 1
2080 | 115084.338 | 115084.338 | 8.3868 | 8.3406 | 8.468 | 9.18 | 1 | 1
2081 | 115084.338 | 115084.338 | 8.3868 | 8.3406 | 8.468 | 9.18 | 1 | 1
2082 | 115084.338 | 115084.338 | 8.3868 | 8.3406 | 8.468 | 9.18 | 1 | 1
* THIS COLUMN IS USED ONLY FOR LOAD SHIFTING PROGRAMS WHICH SHIFT CONSUMPTION TO OFF-PEAK PERIODS.
THE VALUES REPRESENT THE OFF PEAK SYSTEM FUEL COSTS.
(1): page 7; (4): AVOIDED GENERATING BENEFITS | [5 empty] | PSC FORM CE 2.1
(4): PROGRAM METHOD SELECTED: REV_REQ | [5 empty] | PAGE 1 OF 1
|  | PROGRAM NAME: | Residential Low Income
| (2) | (3) | (4) | (5) | (6) | (7)
AVOIDED
| GEN UNIT | AVOIDED | AVOIDED | AVOIDED |  | AVOIDED
| CAPACITY | GEN UNIT | GEN UNIT | GEN UNIT | REPLACEMENT | GEN UNIT
| COST | FIXED O&M | VARIABLE O&M | FUEL COST | FUEL COST | BENEFITS
YEAR | $(000) | $(000) | $(000) | $(000) | $(000) | $(000)
2023 | 0 | 0 | 0 | 0 | 0 | 0
2024 | 0 | 0 | 0 | 0 | 0 | 0
2025 | 0 | 0 | 0 | 0 | 0 | 0
2026 | 0 | 0 | 0 | 0 | 0 | 0
2027 | 0 | 0 | 0 | 0 | 0 | 0
2028 | 0 | 0 | 0 | 0 | 0 | 0
2029 | 0 | 0 | 0 | 0 | 0 | 0
2030 | 0 | 0 | 0 | 0 | 0 | 0
2031 | 0 | 0 | 0 | 0 | 0 | 0
2032 | 0 | 0 | 0 | 0 | 0 | 0
2033 | 0 | 0 | 0 | 0 | 0 | 0
2034 | 0 | 0 | 0 | 0 | 0 | 0
2035 | 10176.8937 | 990.7918 | 37.8012 | 22971.3205 | 25199.6151 | 8977.1921
2036 | 9944.4382 | 1015.5616 | 41.7267 | 24243.5021 | 26580.0039 | 8665.2247
2037 | 9687.4733 | 1040.9507 | 43.3809 | 25180.5499 | 27593.8739 | 8358.4809
2038 | 9439.2337 | 1066.9744 | 46.3443 | 26498.0287 | 29073.0255 | 7977.5556
2039 | 9199.0661 | 1093.6488 | 49.4287 | 27584.8345 | 29970.9577 | 7956.0204
2040 | 8966.3678 | 1120.99 | 51.3224 | 28702.3097 | 31316.976 | 7524.0139
2041 | 8740.5776 | 1149.0147 | 55.3031 | 30700.388 | 33470.8754 | 7174.4081
2042 | 8521.1765 | 1177.7401 | 55.9944 | 30603.4858 | 33434.445 | 6923.9518
2043 | 8305.3425 | 1207.1836 | 57.3943 | 31612.1499 | 34455.2295 | 6726.8407
2044 | 8090.0192 | 1237.3632 | 60.2817 | 33263.7837 | 36489.0405 | 6162.4073
2045 | 7874.696 | 1268.2973 | 62.5332 | 35628.6983 | 38786.2249 | 6047.9998
2046 | 7659.3727 | 1300.0047 | 65.6226 | 35710.0483 | 39100.3469 | 5634.7016
2047 | 7444.0495 | 1332.5048 | 67.2632 | 37814.4907 | 41364.7669 | 5293.5413
2048 | 7228.7262 | 1365.8175 | 68.1431 | 39168.1855 | 42707.5423 | 5123.33
2049 | 7013.403 | 1399.9629 | 71.4901 | 41182.6316 | 45192.7348 | 4474.7529
2050 | 6798.0797 | 1434.962 | 74.1196 | 43637.1074 | 48289.3195 | 3654.9493
2051 | 6582.7565 | 1470.836 | 75.9726 | 44225.6988 | 48597.6418 | 3757.6221
2052 | 6367.4332 | 1507.6069 | 76.987 | 43202.7331 | 47674.8851 | 3479.8752
2053 | 6152.11 | 1545.2971 | 80.7258 | 43876.481 | 48703.6828 | 2950.931
2054 | 5936.7868 | 1583.9295 | 83.6736 | 43527.6982 | 48192.6511 | 2939.437
2055 | 5740.1449 | 1623.5278 | 85.7655 | 43503.2279 | 48506.533 | 2446.1331
2056 | 5580.8574 | 1664.116 | 87.9096 | 42676.1332 | 47602.6585 | 2406.3576
2057 | 5440.2512 | 1705.7189 | 91.1085 | 43541.2384 | 48496.0777 | 2282.2393
2058 | 5299.6451 | 1748.3618 | 94.4125 | 43009.1462 | 47980.0537 | 2171.5118
2059 | 5159.0389 | 1792.0709 | 95.7209 | 42714.8505 | 47655.5813 | 2106.0999
2060 | 5018.4327 | 1836.8726 | 98.1139 | 42195.2654 | 47203.6329 | 1945.0518
2061 | 4877.8266 | 1882.7945 | 99.4616 | 41379.2094 | 46234.6614 | 2004.6307
2062 | 4737.2204 | 1929.8643 | 103.0809 | 41448.0524 | 45851.1396 | 2367.0785
2063 | 4596.6143 | 1978.1109 | 105.658 | 43526.3931 | 48167.647 | 2039.1293
2064 | 4456.0081 | 2027.5637 | 109.4895 | 42949.1125 | 48127.4444 | 1414.7294
2065 | 4315.402 | 2078.2528 | 111.0069 | 42412.9963 | 46996.9404 | 1920.7176
2066 | 4174.7958 | 2130.2091 | 113.7821 | 42195.2654 | 46941.9719 | 1672.0804
2067 | 4034.1897 | 2183.4643 | 116.6266 | 42417.9447 | 46838.6512 | 1913.5741
2068 | 3893.5835 | 2238.051 | 119.5423 | 42076.503 | 46619.6208 | 1708.059
2069 | 3752.9774 | 2294.0022 | 122.5309 | 42516.9133 | 47013.1919 | 1673.2318
2070 | 3612.3712 | 2351.3523 | 125.5941 | 41200.6309 | 46015.2372 | 1274.7112
2071 | 3471.7651 | 2410.1361 | 128.734 | 40958.1578 | 45818.9592 | 1149.8337
2072 | 3331.1589 | 2470.3895 | 131.9523 | 40715.6847 | 45622.702 | 1026.4834
2073 | 3190.5527 | 2532.1492 | 135.2511 | 40473.2116 | 45426.4657 | 904.699
2074 | 3049.9466 | 2595.453 | 138.6324 | 40473.2116 | 45426.4657 | 830.7778
2075 | 2909.3404 | 2660.3393 | 142.0982 | 40473.2116 | 45426.4657 | 758.5238
2076 | 2794.2088 | 2726.8478 | 145.6507 | 40473.2116 | 45426.4657 | 713.4531
2077 | 2679.0772 | 2795.019 | 149.2919 | 40473.2116 | 45426.4657 | 670.134
2078 | 2563.9456 | 2864.8944 | 153.0242 | 40473.2116 | 45426.4657 | 628.6101
2079 | 2448.814 | 2936.5168 | 156.8498 | 40473.2116 | 45426.4657 | 588.9265
2080 | 2333.6824 | 3009.9297 | 160.7711 | 40473.2116 | 45426.4657 | 551.129
2081 | 2218.5507 | 3085.178 | 164.7904 | 40473.2116 | 45426.4657 | 515.2649
2082 | 2103.4191 | 3162.3074 | 168.9101 | 40473.2116 | 45426.4657 | 481.3825
NOM | 267911.8229 | 90022.9308 | 4681.2689 | 1855502.9668 | 2058151.2001 | 159967.7892
NPV | 39850.1717 | 6934.0379 | 337.2715 | 171471.6389 | 188639.1033 | 29954.0168
page 8 | Residential Low Income (5): AVOIDED T&D AND PROGRAM FUEL SAVINGS | [7 empty] | PSC FORM CE 2.2
| Residential Low Income (5): PROGRAM METHOD SELECTED: REV_REQ | [7 empty] | PAGE 1 OF 1
|  |  | PROGRAM NAME : | Residential Low Income
(1) | (2) | (3) | (4) | (5) | (6) | (7) | (8) | (8a)*
|  |  | TOTAL |  |  | TOTAL
| AVOIDED | AVOIDED | AVOIDED | AVOIDED | AVOIDED | AVOIDED |  | PROGRAM
| TRANSMISSION | TRANSMISSION | TRANSMISSION | DISTRIBUTION | DISTRIBUTION | DISTRIBUTION | PROGRAM | OFF-PEAK
| CAP COST | O&M COST | COST | CAP COST | O&M COST | COST | FUEL SAVINGS | PAYBACK
YEAR | $(000) | $(000) | $(000) | $(000) | $(000) | $(000) | $(000) | $(000)
2023 | 0 | 0 | 0 | 0 | 0 | 0 | 0 | 0
2024 | 0 | 0 | 0 | 0 | 0 | 0 | 0 | 0
2025 | 0 | 0 | 0 | 0 | 0 | 0 | 178.6991 | 0
2026 | 445.6944 | 32.9914 | 478.6858 | 133.4647 | 33.1974 | 166.6622 | 633.4167 | 0
2027 | 896.7513 | 56.6235 | 953.3748 | 269.1753 | 56.9772 | 326.1525 | 1082.5603 | 0
2028 | 1351.9483 | 81.6505 | 1433.5988 | 406.8595 | 82.1604 | 489.0199 | 1520.4494 | 0
2029 | 1812.1816 | 108.1354 | 1920.317 | 546.726 | 108.8108 | 655.5368 | 2044.0733 | 0
2030 | 2278.3106 | 136.144 | 2414.4546 | 688.9822 | 136.9944 | 825.9766 | 2360.1201 | 0
2031 | 2751.1686 | 165.7449 | 2916.9135 | 833.835 | 166.7801 | 1000.6151 | 2752.5777 | 0
2032 | 3231.4439 | 197.0093 | 3428.4532 | 981.4911 | 198.2398 | 1179.7309 | 3325.8662 | 0
2033 | 3719.5693 | 230.0112 | 3949.5806 | 1132.1581 | 231.4479 | 1363.606 | 3898.6943 | 0
2034 | 4215.8571 | 264.828 | 4480.6851 | 1286.0101 | 266.4821 | 1552.4922 | 4506.5489 | 0
2035 | 4720.6362 | 286.4193 | 5007.0555 | 1443.183 | 288.2083 | 1731.3913 | 5184.0057 | 0
2036 | 4572.6066 | 293.5798 | 4866.1864 | 1405.6797 | 295.4135 | 1701.0932 | 5216.3416 | 0
2037 | 4425.8058 | 300.9193 | 4726.7252 | 1368.4363 | 302.7988 | 1671.2352 | 5386.2175 | 0
2038 | 4282.4188 | 308.4423 | 4590.8611 | 1332.0019 | 310.3688 | 1642.3706 | 5780.4506 | 0
2039 | 4141.5004 | 316.1534 | 4457.6537 | 1296.2172 | 318.128 | 1614.3452 | 5939.0718 | 0
2040 | 4002.1756 | 324.0572 | 4326.2327 | 1260.9312 | 326.0812 | 1587.0124 | 6302.5874 | 0
2041 | 3864.8197 | 332.1586 | 4196.9783 | 1225.9999 | 334.2332 | 1560.2331 | 6411.5141 | 0
2042 | 3731.2871 | 340.4626 | 4071.7497 | 1191.2858 | 342.5891 | 1533.8749 | 6603.5254 | 0
2043 | 3602.7289 | 348.9741 | 3951.703 | 1156.6575 | 351.1538 | 1507.8113 | 6876.2468 | 0
2044 | 3479.3514 | 357.6985 | 3837.0499 | 1122.0399 | 359.9326 | 1481.9725 | 7401.7533 | 0
2045 | 3361.3634 | 366.641 | 3728.0043 | 1087.4223 | 368.931 | 1456.3533 | 7834.0154 | 0
2046 | 3248.9821 | 375.807 | 3624.7891 | 1053.0812 | 378.1542 | 1431.2354 | 8087.6599 | 0
2047 | 3142.4335 | 385.2022 | 3527.6357 | 1019.5803 | 387.6081 | 1407.1884 | 8377.7552 | 0
2048 | 3041.9526 | 394.8322 | 3436.7848 | 987.2299 | 397.2983 | 1384.5282 | 8912.6434 | 0
2049 | 2947.784 | 404.703 | 3352.487 | 956.0764 | 407.2308 | 1363.3072 | 9385.4122 | 0
2050 | 2860.182 | 414.8206 | 3275.0026 | 926.1681 | 417.4115 | 1343.5796 | 10323.6928 | 0
2051 | 2777.6369 | 425.1911 | 3202.828 | 897.5551 | 427.8468 | 1325.4019 | 10078.2182 | 0
2052 | 2696.7974 | 435.8209 | 3132.6183 | 870.2895 | 438.543 | 1308.8325 | 10131.666 | 0
2053 | 2615.958 | 446.7164 | 3062.6744 | 844.4258 | 449.5066 | 1293.9324 | 10252.2455 | 0
2054 | 2535.1186 | 457.8843 | 2993.0029 | 820.0204 | 460.7442 | 1280.7646 | 10209.3007 | 0
2055 | 2454.2791 | 469.3314 | 2923.6105 | 797.1321 | 472.2628 | 1269.3949 | 10047.3429 | 0
2056 | 2373.4397 | 481.0647 | 2854.5044 | 775.4117 | 484.0694 | 1259.4811 | 10088.2313 | 0
2057 | 2292.6002 | 493.0913 | 2785.6916 | 754.0857 | 496.1711 | 1250.2568 | 10157.0343 | 0
2058 | 2211.7608 | 505.4186 | 2717.1794 | 732.7597 | 508.5754 | 1241.3351 | 9988.6758 | 0
2059 | 2130.9214 | 518.0541 | 2648.9754 | 711.4337 | 521.2898 | 1232.7235 | 10077.5898 | 0
2060 | 2050.0819 | 531.0054 | 2581.0874 | 690.1077 | 534.322 | 1224.4297 | 10090.3111 | 0
2061 | 1969.2425 | 544.2806 | 2513.5231 | 668.7817 | 547.6801 | 1216.4618 | 9845.5244 | 0
2062 | 1889.4421 | 557.8876 | 2447.3297 | 647.4557 | 561.3721 | 1208.8278 | 9817.7803 | 0
2063 | 1810.9825 | 571.8348 | 2382.8172 | 626.1297 | 575.4064 | 1201.5361 | 10051.0448 | 0
2064 | 1733.9175 | 586.1306 | 2320.0482 | 604.8037 | 589.7916 | 1194.5952 | 9967.8644 | 0
2065 | 1658.3036 | 600.7839 | 2259.0875 | 583.4777 | 604.5363 | 1188.014 | 9877.5708 | 0
2066 | 1584.1991 | 615.8035 | 2200.0026 | 562.1517 | 619.6498 | 1181.8014 | 9871.0499 | 0
2067 | 1511.6648 | 631.1986 | 2142.8634 | 540.8942 | 635.141 | 1176.0352 | 9854.3238 | 0
2068 | 1440.764 | 646.9786 | 2087.7426 | 519.9821 | 651.0195 | 1171.0017 | 8891.8887 | 0
2069 | 1371.5626 | 663.153 | 2034.7157 | 499.4294 | 667.295 | 1166.7244 | 8891.8887 | 0
2070 | 1233.2947 | 679.7318 | 1913.0266 | 479.2505 | 683.9774 | 1163.2278 | 8891.8887 | 0
2071 | 1088.0065 | 696.7251 | 1784.7316 | 459.4604 | 701.0768 | 1160.5372 | 8891.8887 | 0
2072 | 945.3023 | 714.1433 | 1659.4456 | 440.0749 | 718.6037 | 1158.6786 | 8891.8887 | 0
2073 | 804.9006 | 731.9969 | 1536.8975 | 421.1102 | 736.5688 | 1157.679 | 8891.8887 | 0
2074 | 666.8943 | 750.2968 | 1417.191 | 402.5833 | 754.9831 | 1157.5664 | 8891.8887 | 0
2075 | 531.3798 | 769.0542 | 1300.4339 | 384.5119 | 773.8576 | 1158.3695 | 8891.8887 | 0
2076 | 398.4575 | 788.2805 | 1186.7381 | 343.3015 | 793.2041 | 1136.5056 | 8891.8887 | 0
2077 | 268.232 | 807.9876 | 1076.2196 | 302.9619 | 813.0342 | 1115.9961 | 8891.8887 | 0
2078 | 140.812 | 828.1873 | 968.9992 | 263.1212 | 833.36 | 1096.4812 | 8891.8887 | 0
2079 | 16.3104 | 848.8919 | 865.2024 | 223.7994 | 854.194 | 1077.9935 | 8891.8887 | 0
2080 | -2.152e-12 | 870.1142 | 870.1142 | 185.0176 | 875.5489 | 1060.5665 | 8891.8887 | 0
2081 | -1.7549e-12 | 891.8671 | 891.8671 | 146.7974 | 897.4376 | 1044.235 | 8891.8887 | 0
2082 | 0 | 914.1638 | 914.1638 | 109.1616 | 919.8735 | 1029.0351 | 8891.8887 | 0
NOM | 125331.216 | 27297.0791 | 152628.2951 | 42418.1712 | 27467.5739 | 69885.7451 | 440110.0037 | 0
NPV | 28339.5362 | 2678.916 | 31018.4522 | 8869.6901 | 2695.6482 | 11565.3383 | 50303.6341 | 0
* THESE VALUES REPRESENT THE COST OF THE INCREASED FUEL CONSUMPTION DUE TO GREATER OFF-PEAK
ENERGY USAGE. USED FOR LOAD SHIFTING PROGRAMS ONLY.
page 8a |  |  | AVOIDED GENERATING EMISSION IMPACT
PROGRAM METHOD SELECTED: REV_REQ
|  | PROGRAM NAME: | Residential Low Income
| (2) | (3) | (4) | (5) | (6)
| AVOIDED |  |  | OFF-PEAK
| GEN UNIT |  | PROGRAM | EMISSION | NET
| EMISSION | REPLACEMENT | EMISSION | PAYBACK | EMISSION
| BENEFIT | EMISSION COST | BENEFIT | COST | BENEFIT
YEAR | $(000) | $(000) | $(000) | $(000) | $(000)
2023 | 0 | 0 | 0 | 0 | 0
2024 | 0 | 0 | 0 | 0 | 0
2025 | 0 | 0 | 0.021512 | 0 | 0.021512
2026 | 0 | 0 | 0.064752 | 0 | 0.064752
2027 | 0 | 0 | 0.10842 | 0 | 0.10842
2028 | 0 | 0 | 0.15253 | 0 | 0.15253
2029 | 0 | 0 | 0.19708 | 0 | 0.19708
2030 | 0 | 0 | 0.24208 | 0 | 0.24208
2031 | 0 | 0 | 0.28752 | 0 | 0.28752
2032 | 0 | 0 | 0.33342 | 0 | 0.33342
2033 | 0 | 0 | 0.37978 | 0 | 0.37978
2034 | 0 | 0 | 0.4266 | 0 | 0.4266
2035 | 1.3255 | 1.4898 | 0.45013 | 0 | 0.28588
2036 | 1.4275 | 1.6044 | 0.45013 | 0 | 0.27325
2037 | 1.4479 | 1.6273 | 0.45013 | 0 | 0.27072
2038 | 1.5091 | 1.6961 | 0.45013 | 0 | 0.26314
2039 | 1.5703 | 1.7648 | 0.45013 | 0 | 0.25556
2040 | 1.5906 | 1.7877 | 0.45013 | 0 | 0.25303
2041 | 1.6722 | 1.8794 | 0.45013 | 0 | 0.24292
2042 | 1.6518 | 1.8565 | 0.45013 | 0 | 0.24545
2043 | 1.6518 | 1.8565 | 0.45013 | 0 | 0.24545
2044 | 1.6926 | 1.9023 | 0.45013 | 0 | 0.2404
2045 | 1.713 | 1.9253 | 0.45013 | 0 | 0.23787
2046 | 1.7538 | 1.9711 | 0.45013 | 0 | 0.23282
2047 | 1.7538 | 1.9711 | 0.45013 | 0 | 0.23282
2048 | 1.7334 | 1.9482 | 0.45013 | 0 | 0.23534
2049 | 1.7742 | 1.994 | 0.45013 | 0 | 0.23029
2050 | 1.7946 | 2.0169 | 0.45013 | 0 | 0.22776
2051 | 1.7946 | 2.0169 | 0.45013 | 0 | 0.22776
2052 | 1.7742 | 1.994 | 0.45013 | 0 | 0.23029
2053 | 1.815 | 2.0399 | 0.45013 | 0 | 0.22523
2054 | 1.8354 | 2.0628 | 0.45013 | 0 | 0.22271
2055 | 1.8354 | 2.0628 | 0.45013 | 0 | 0.22271
2056 | 1.8354 | 2.0628 | 0.45013 | 0 | 0.22271
2057 | 1.8558 | 2.0857 | 0.45013 | 0 | 0.22018
2058 | 1.8761 | 2.1086 | 0.45013 | 0 | 0.21765
2059 | 1.8558 | 2.0857 | 0.45013 | 0 | 0.22018
2060 | 1.8558 | 2.0857 | 0.45013 | 0 | 0.22018
2061 | 1.8354 | 2.0628 | 0.45013 | 0 | 0.22271
2062 | 1.8558 | 2.0857 | 0.45013 | 0 | 0.22018
2063 | 1.8558 | 2.0857 | 0.45013 | 0 | 0.22018
2064 | 1.8761 | 2.1086 | 0.45013 | 0 | 0.21765
2065 | 1.8558 | 2.0857 | 0.45013 | 0 | 0.22018
2066 | 1.8558 | 2.0857 | 0.45013 | 0 | 0.22018
2067 | 1.8558 | 2.0857 | 0.45013 | 0 | 0.22018
2068 | 1.8558 | 2.0857 | 0.45013 | 0 | 0.22018
2069 | 1.8558 | 2.0857 | 0.45013 | 0 | 0.22018
2070 | 1.8558 | 2.0857 | 0.45013 | 0 | 0.22018
2071 | 1.8558 | 2.0857 | 0.45013 | 0 | 0.22018
2072 | 1.8558 | 2.0857 | 0.45013 | 0 | 0.22018
2073 | 1.8558 | 2.0857 | 0.45013 | 0 | 0.22018
2074 | 1.8558 | 2.0857 | 0.45013 | 0 | 0.22018
2075 | 1.8558 | 2.0857 | 0.45013 | 0 | 0.22018
2076 | 1.8558 | 2.0857 | 0.45013 | 0 | 0.22018
2077 | 1.8558 | 2.0857 | 0.45013 | 0 | 0.22018
2078 | 1.8558 | 2.0857 | 0.45013 | 0 | 0.22018
2079 | 1.8558 | 2.0857 | 0.45013 | 0 | 0.22018
2080 | 1.8558 | 2.0857 | 0.45013 | 0 | 0.22018
2081 | 1.8558 | 2.0857 | 0.45013 | 0 | 0.22018
2082 | 1.8558 | 2.0857 | 0.45013 | 0 | 0.22018
NOM | 85.2218 | 95.7818 | 23.82 | 0 | 13.26
NPV | 8.4581 | 9.5062 | 3.4969 | 0 | 2.4488
(1): page 9; Residential Low Income (7): TOTAL RESOURCE COST TEST | [5 empty] | PSC FORM CE 2.3
Residential Low Income (7): PROGRAM METHOD SELECTED: REV_REQ | [5 empty] | PAGE 1 OF 1
[5 empty] | PROGRAM NAME: | Residential Low Income
(1) | (2) | (3) | (4) | (5) | (6) | (7) | (8) | (9) | (10) | (11) | (12) | (13)
| INCREASED | UTILITY | PARTICIPANT |  |  | AVOIDED | AVOIDED |  |  |  |  | CUMULATIVE
| SUPPLY | PROGRAM | PROGRAM | OTHER | TOTAL | GEN UNIT | T&D | PROGRAM | OTHER | TOTAL | NET | DISCOUNTED
| COSTS | COSTS | COSTS | COSTS | COSTS | BENEFITS | BENEFITS | FUEL SAVINGS | BENEFITS | BENEFITS | BENEFITS | NET BENEFITS
YEAR | $(000) | $(000) | $(000) | $(000) | $(000) | $(000) | $(000) | $(000) | $(000) | $(000) | $(000) | $(000)
2023 | 0 | 0 | 0 | 0 | 0 | 0 | 0 | 0 | 0 | 0 | 0 | 0
2024 | 0 | 0 | 0 | 0 | 0 | 0 | 0 | 0 | 0 | 0 | 0 | 0
2025 | 0 | 2001.1161 | 0 | 0 | 2001.1161 | 0 | 0 | 178.6991 | 0.021512 | 178.7207 | -1822.3955 | -1559.647
2026 | 0 | 2071.6555 | 0 | 0 | 2071.6555 | 0 | 645.348 | 633.4167 | 0.064752 | 1278.8295 | -792.826 | -2187.3489
2027 | 0 | 2144.6813 | 0 | 0 | 2144.6813 | 0 | 1279.5273 | 1082.5603 | 0.10842 | 2362.1961 | 217.5147 | -2028.0341
2028 | 0 | 2220.2813 | 0 | 0 | 2220.2813 | 0 | 1922.6187 | 1520.4494 | 0.15253 | 3443.2206 | 1222.9393 | -1199.3975
2029 | 0 | 2298.5463 | 0 | 0 | 2298.5463 | 0 | 2575.8537 | 2044.0733 | 0.19708 | 4620.1241 | 2321.5779 | 255.8416
2030 | 0 | 2379.57 | 0 | 0 | 2379.57 | 0 | 3240.4312 | 2360.1201 | 0.24208 | 5600.7934 | 3221.2234 | 2123.7852
2031 | 0 | 2463.4498 | 0 | 0 | 2463.4498 | 0 | 3917.5286 | 2752.5777 | 0.28752 | 6670.3938 | 4206.944 | 4380.629
2032 | 0 | 2550.2865 | 0 | 0 | 2550.2865 | 0 | 4608.184 | 3325.8662 | 0.33342 | 7934.3837 | 5384.0972 | 7052.6478
2033 | 0 | 2640.1841 | 0 | 0 | 2640.1841 | 0 | 5313.1865 | 3898.6943 | 0.37978 | 9212.2606 | 6572.0766 | 10069.9658
2034 | 0 | 5232.3704 | 0 | 0 | 5232.3704 | 0 | 6033.1772 | 4506.5489 | 0.4266 | 10540.1527 | 5307.7823 | 12324.3265
2035 | 0 | 2587.2138 | 0 | 0 | 2587.2138 | 8977.1921 | 6738.4468 | 5184.0057 | 0.28588 | 20899.9305 | 18312.7167 | 19519.7264
2036 | 0 | 2678.4131 | 0 | 0 | 2678.4131 | 8665.2247 | 6567.2796 | 5216.3416 | 0.27325 | 20449.1192 | 17770.7061 | 25979.2232
2037 | 0 | 2772.8271 | 0 | 0 | 2772.8271 | 8358.4809 | 6397.9603 | 5386.2175 | 0.27072 | 20142.9294 | 17370.1023 | 31820.237
2038 | 0 | 2870.5693 | 0 | 0 | 2870.5693 | 7977.5556 | 6233.2318 | 5780.4506 | 0.26314 | 19991.5011 | 17120.9318 | 37146.2852
2039 | 0 | 2971.7569 | 0 | 0 | 2971.7569 | 7956.0204 | 6071.9989 | 5939.0718 | 0.25556 | 19967.3467 | 16995.5898 | 42037.3767
2040 | 0 | 3076.5113 | 0 | 0 | 3076.5113 | 7524.0139 | 5913.2451 | 6302.5874 | 0.25303 | 19740.0994 | 16663.5881 | 46473.7687
2041 | 0 | 3184.9583 | 0 | 0 | 3184.9583 | 7174.4081 | 5757.2114 | 6411.5141 | 0.24292 | 19343.3765 | 16158.4182 | 50453.4847
2042 | 0 | 3297.2281 | 0 | 0 | 3297.2281 | 6923.9518 | 5605.6246 | 6603.5254 | 0.24545 | 19133.3472 | 15836.1191 | 54061.7116
2043 | 0 | 6534.5136 | 0 | 0 | 6534.5136 | 6726.8407 | 5459.5143 | 6876.2468 | 0.24545 | 19062.8472 | 12528.3337 | 56702.4796
2044 | 0 | 3231.0755 | 0 | 0 | 3231.0755 | 6162.4073 | 5319.0224 | 7401.7533 | 0.2404 | 18883.4234 | 15652.3479 | 59754.6464
2045 | 0 | 3344.9709 | 0 | 0 | 3344.9709 | 6047.9998 | 5184.3576 | 7834.0154 | 0.23787 | 19066.6107 | 15721.6398 | 62590.7263
2046 | 0 | 3462.8811 | 0 | 0 | 3462.8811 | 5634.7016 | 5056.0245 | 8087.6599 | 0.23282 | 18778.6187 | 15315.7376 | 65146.6648
2047 | 0 | 3584.9477 | 0 | 0 | 3584.9477 | 5293.5413 | 4934.824 | 8377.7552 | 0.23282 | 18606.3534 | 15021.4057 | 67465.7403
2048 | 0 | 3711.3171 | 0 | 0 | 3711.3171 | 5123.33 | 4821.313 | 8912.6434 | 0.23534 | 18857.5218 | 15146.2047 | 69628.9568
2049 | 0 | 3842.141 | 0 | 0 | 3842.141 | 4474.7529 | 4715.7942 | 9385.4122 | 0.23029 | 18576.1896 | 14734.0485 | 71575.7064
2050 | 0 | 3977.5765 | 0 | 0 | 3977.5765 | 3654.9493 | 4618.5822 | 10323.6928 | 0.22776 | 18597.452 | 14619.8755 | 73362.7022
2051 | 0 | 4117.7861 | 0 | 0 | 4117.7861 | 3757.6221 | 4528.2299 | 10078.2182 | 0.22776 | 18364.2979 | 14246.5118 | 74973.6455
2052 | 0 | 8160.712 | 0 | 0 | 8160.712 | 3479.8752 | 4441.4508 | 10131.666 | 0.23029 | 18053.2223 | 9892.5103 | 76008.478
2053 | 0 | 4035.1705 | 0 | 0 | 4035.1705 | 2950.931 | 4356.6068 | 10252.2455 | 0.22523 | 17560.0085 | 13524.838 | 77317.3207
2054 | 0 | 4177.4103 | 0 | 0 | 4177.4103 | 2939.437 | 4273.7675 | 10209.3007 | 0.22271 | 17422.7279 | 13245.3176 | 78503.1157
2055 | 0 | 4324.664 | 0 | 0 | 4324.664 | 2446.1331 | 4193.0055 | 10047.3429 | 0.22271 | 16686.7042 | 12362.0402 | 79526.949
2056 | 0 | 4477.1084 | 0 | 0 | 4477.1084 | 2406.3576 | 4113.9855 | 10088.2313 | 0.22271 | 16608.797 | 12131.6886 | 80456.455
2057 | 0 | 4634.9265 | 0 | 0 | 4634.9265 | 2282.2393 | 4035.9484 | 10157.0343 | 0.22018 | 16475.4422 | 11840.5157 | 81295.7089
2058 | 0 | 4798.3077 | 0 | 0 | 4798.3077 | 2171.5118 | 3958.5145 | 9988.6758 | 0.21765 | 16118.9197 | 11320.6121 | 82038.0176
2059 | 0 | 4967.448 | 0 | 0 | 4967.448 | 2106.0999 | 3881.6989 | 10077.5898 | 0.22018 | 16065.6088 | 11098.1608 | 82711.2383
2060 | 0 | 5142.5505 | 0 | 0 | 5142.5505 | 1945.0518 | 3805.5171 | 10090.3111 | 0.22018 | 15841.1002 | 10698.5496 | 83311.6142
2061 | 0 | 10191.6111 | 0 | 0 | 10191.6111 | 2004.6307 | 3729.9848 | 9845.5244 | 0.22271 | 15580.3626 | 5388.7516 | 83591.3695
2062 | 0 | 5039.3751 | 0 | 0 | 5039.3751 | 2367.0785 | 3656.1575 | 9817.7803 | 0.22018 | 15841.2365 | 10801.8614 | 84110.1464
2063 | 0 | 5217.013 | 0 | 0 | 5217.013 | 2039.1293 | 3584.3533 | 10051.0448 | 0.22018 | 15674.7475 | 10457.7345 | 84574.7809
2064 | 0 | 5400.9128 | 0 | 0 | 5400.9128 | 1414.7294 | 3514.6434 | 9967.8644 | 0.21765 | 14897.4549 | 9496.5421 | 84965.1103
2065 | 0 | 5591.2949 | 0 | 0 | 5591.2949 | 1920.7176 | 3447.1015 | 9877.5708 | 0.22018 | 15245.6101 | 9654.3151 | 85332.2057
2066 | 0 | 5788.3881 | 0 | 0 | 5788.3881 | 1672.0804 | 3381.804 | 9871.0499 | 0.22018 | 14925.1545 | 9136.7664 | 85653.6028
2067 | 0 | 5992.4288 | 0 | 0 | 5992.4288 | 1913.5741 | 3318.8986 | 9854.3238 | 0.22018 | 15087.0167 | 9094.588 | 85949.5568
2068 | 0 | 6203.6619 | 0 | 0 | 6203.6619 | 1708.059 | 3258.7442 | 8891.8887 | 0.22018 | 13858.9122 | 7655.2503 | 86180.0152
2069 | 0 | 6422.3409 | 0 | 0 | 6422.3409 | 1673.2318 | 3201.4401 | 8891.8887 | 0.22018 | 13766.7808 | 7344.4398 | 86384.5577
2070 | 0 | 12727.9257 | 0 | 0 | 12727.9257 | 1274.7112 | 3076.2544 | 8891.8887 | 0.22018 | 13243.0745 | 515.1489 | 86397.8301
2071 | 0 | 6293.4889 | 0 | 0 | 6293.4889 | 1149.8337 | 2945.2688 | 8891.8887 | 0.22018 | 12987.2115 | 6693.7225 | 86557.3726
2072 | 0 | 6515.3344 | 0 | 0 | 6515.3344 | 1026.4834 | 2818.1242 | 8891.8887 | 0.22018 | 12736.7164 | 6221.382 | 86694.5515
2073 | 0 | 6744.9999 | 0 | 0 | 6744.9999 | 904.699 | 2694.5765 | 8891.8887 | 0.22018 | 12491.3843 | 5746.3844 | 86811.7676
2074 | 0 | 6982.7612 | 0 | 0 | 6982.7612 | 830.7778 | 2574.7574 | 8891.8887 | 0.22018 | 12297.6441 | 5314.8829 | 86912.0622
2075 | 0 | 7228.9035 | 0 | 0 | 7228.9035 | 758.5238 | 2458.8034 | 8891.8887 | 0.22018 | 12109.4361 | 4880.5326 | 86997.263
2076 | 0 | 7483.7224 | 0 | 0 | 7483.7224 | 713.4531 | 2323.2437 | 8891.8887 | 0.22018 | 11928.8057 | 4445.0833 | 87069.0503
2077 | 0 | 7747.5236 | 0 | 0 | 7747.5236 | 670.134 | 2192.2157 | 8891.8887 | 0.22018 | 11754.4585 | 4006.935 | 87128.9151
2078 | 0 | 8020.6238 | 0 | 0 | 8020.6238 | 628.6101 | 2065.4805 | 8891.8887 | 0.22018 | 11586.1995 | 3565.5757 | 87178.1963
2079 | 0 | 15895.4351 | 0 | 0 | 15895.4351 | 588.9265 | 1943.1958 | 8891.8887 | 0.22018 | 11424.2312 | -4471.2039 | 87121.0264
2080 | 0 | 7859.7053 | 0 | 0 | 7859.7053 | 551.129 | 1930.6807 | 8891.8887 | 0.22018 | 11373.9186 | 3514.2134 | 87162.5948
2081 | 0 | 8136.7599 | 0 | 0 | 8136.7599 | 515.2649 | 1936.1021 | 8891.8887 | 0.22018 | 11343.4759 | 3206.7161 | 87197.6851
2082 | 0 | 8423.5807 | 0 | 0 | 8423.5807 | 481.3825 | 1943.1989 | 8891.8887 | 0.22018 | 11316.6903 | 2893.1096 | 87226.9727
NOM | 0 | 295874.9175 | 0 | 0 | 295874.9175 | 159967.7892 | 222514.0403 | 440110.0037 | 13.26 | 822605.0932 | 526730.1756
NPV | 0 | 35616.9175 | 0 | 0 | 35616.9175 | 29954.0168 | 42583.7905 | 50303.6341 | 2.4488 | 122843.8903 | 87226.9727
| Discount Rate: |  |  |  | 8.0956 | %
| Benefit/Cost Ratio (Col(11) / Col(6)) : |  |  |  | 3.449
(1): page 10; Residential Low Income (7): PARTICIPANT COSTS AND BENEFITS |  | PSC FORM CE 2.4
Residential Low Income (7): PROGRAM METHOD SELECTED: REV_REQ |  | PAGE 1 OF 1
[5 empty] | PROGRAM NAME: | Residential Low Income
(1) | (2) | (3) | (4) | (5) | (6) | (7) | (8) | (9) | (10) | (11) | (12)
| SAVINGS IN |  |  |  |  | CUSTOMER |  |  |  |  | CUMULATIVE
| PARTICIPANTS | TAX | UTILITY | OTHER | TOTAL | EQUIPMENT | CUSTOMER | OTHER | TOTAL | NET | DISCOUNTED
| BILLS | CREDITS | REBATES | BENEFITS | BENEFITS | COSTS | O&M COSTS | COSTS | COSTS | BENEFITS | NET BENEFITS
YEAR | $(000) | $(000) | $(000) | $(000) | $(000) | $(000) | $(000) | $(000) | $(000) | $(000) | $(000)
2023 | 0 | 0 | 0 | 0 | 0 | 0 | 0 | 0 | 0 | 0 | 0
2024 | 0 | 0 | 0 | 0 | 0 | 0 | 0 | 0 | 0 | 0 | 0
2025 | 754.2527 | 0 | 1165.0012 | 0 | 1919.2539 | 0 | 0 | 0 | 0 | 1919.2539 | 1642.5407
2026 | 2458.7528 | 0 | 1176.6512 | 0 | 3635.404 | 0 | 0 | 0 | 0 | 3635.404 | 4520.7887
2027 | 4276.723 | 0 | 1188.4177 | 0 | 5465.1407 | 0 | 0 | 0 | 0 | 5465.1407 | 8523.6334
2028 | 6083.8348 | 0 | 1200.3019 | 0 | 7284.1367 | 0 | 0 | 0 | 0 | 7284.1367 | 13459.2034
2029 | 7929.3298 | 0 | 1212.3049 | 0 | 9141.6347 | 0 | 0 | 0 | 0 | 9141.6347 | 19189.4715
2030 | 10224.6277 | 0 | 1224.428 | 0 | 11449.0556 | 0 | 0 | 0 | 0 | 11449.0556 | 25828.6232
2031 | 12446.2657 | 0 | 1236.6722 | 0 | 13682.9379 | 0 | 0 | 0 | 0 | 13682.9379 | 33168.9285
2032 | 14808.7455 | 0 | 1249.039 | 0 | 16057.7845 | 0 | 0 | 0 | 0 | 16057.7845 | 41138.083
2033 | 17168.8505 | 0 | 1261.5293 | 0 | 18430.3799 | 0 | 0 | 0 | 0 | 18430.3799 | 49599.6881
2034 | 19653.9639 | 0 | 2439.1458 | 0 | 22093.1097 | 0 | 0 | 0 | 0 | 22093.1097 | 58983.2378
2035 | 21249.9245 | 0 | 1176.6512 | 0 | 22426.5757 | 0 | 0 | 0 | 0 | 22426.5757 | 67795.0478
2036 | 21718.1029 | 0 | 1188.4177 | 0 | 22906.5206 | 0 | 0 | 0 | 0 | 22906.5206 | 76121.3685
2037 | 22197.9159 | 0 | 1200.3019 | 0 | 23398.2178 | 0 | 0 | 0 | 0 | 23398.2178 | 83989.446
2038 | 22756.6053 | 0 | 1212.3049 | 0 | 23968.9102 | 0 | 0 | 0 | 0 | 23968.9102 | 91445.7909
2039 | 23346.1185 | 0 | 1224.428 | 0 | 24570.5464 | 0 | 0 | 0 | 0 | 24570.5464 | 98516.8482
2040 | 23830.3112 | 0 | 1236.6722 | 0 | 25066.9834 | 0 | 0 | 0 | 0 | 25066.9834 | 105190.4988
2041 | 24326.6703 | 0 | 1249.039 | 0 | 25575.7093 | 0 | 0 | 0 | 0 | 25575.7093 | 111489.6339
2042 | 24814.1969 | 0 | 1261.5293 | 0 | 26075.7262 | 0 | 0 | 0 | 0 | 26075.7262 | 117430.9341
2043 | 25298.0858 | 0 | 2439.1458 | 0 | 27737.2317 | 0 | 0 | 0 | 0 | 27737.2317 | 123277.4891
2044 | 25914.1016 | 0 | 1176.6512 | 0 | 27090.7528 | 0 | 0 | 0 | 0 | 27090.7528 | 128560.115
2045 | 26593.1702 | 0 | 1188.4177 | 0 | 27781.5879 | 0 | 0 | 0 | 0 | 27781.5879 | 133571.7298
2046 | 27168.2338 | 0 | 1200.3019 | 0 | 28368.5357 | 0 | 0 | 0 | 0 | 28368.5357 | 138305.9602
2047 | 27734.5685 | 0 | 1212.3049 | 0 | 28946.8734 | 0 | 0 | 0 | 0 | 28946.8734 | 142774.9152
2048 | 28238.3489 | 0 | 1224.428 | 0 | 29462.7768 | 0 | 0 | 0 | 0 | 29462.7768 | 146982.8581
2049 | 28796.6867 | 0 | 1236.6722 | 0 | 30033.359 | 0 | 0 | 0 | 0 | 30033.359 | 150951.0431
2050 | 29332.1095 | 0 | 1249.039 | 0 | 30581.1484 | 0 | 0 | 0 | 0 | 30581.1484 | 154688.9945
2051 | 29751.7384 | 0 | 1261.5293 | 0 | 31013.2678 | 0 | 0 | 0 | 0 | 31013.2678 | 158195.861
2052 | 30379.8165 | 0 | 2439.1458 | 0 | 32818.9623 | 0 | 0 | 0 | 0 | 32818.9623 | 161628.9763
2053 | 30856.5639 | 0 | 1176.6512 | 0 | 32033.2151 | 0 | 0 | 0 | 0 | 32033.2151 | 164728.9351
2054 | 31338.998 | 0 | 1188.4177 | 0 | 32527.4157 | 0 | 0 | 0 | 0 | 32527.4157 | 167640.9715
2055 | 31827.2235 | 0 | 1200.3019 | 0 | 33027.5254 | 0 | 0 | 0 | 0 | 33027.5254 | 170376.3355
2056 | 32321.3477 | 0 | 1212.3049 | 0 | 33533.6526 | 0 | 0 | 0 | 0 | 33533.6526 | 172945.6176
2057 | 32821.4796 | 0 | 1224.428 | 0 | 34045.9075 | 0 | 0 | 0 | 0 | 34045.9075 | 175358.7864
2058 | 33327.7306 | 0 | 1236.6722 | 0 | 34564.4028 | 0 | 0 | 0 | 0 | 34564.4028 | 177625.2236
2059 | 33840.2143 | 0 | 1249.039 | 0 | 35089.2533 | 0 | 0 | 0 | 0 | 35089.2533 | 179753.7576
2060 | 34359.0466 | 0 | 1261.5293 | 0 | 35620.576 | 0 | 0 | 0 | 0 | 35620.576 | 181752.6953
2061 | 34884.3456 | 0 | 2439.1458 | 0 | 37323.4914 | 0 | 0 | 0 | 0 | 37323.4914 | 183690.3324
2062 | 35416.2317 | 0 | 1176.6512 | 0 | 36592.8829 | 0 | 0 | 0 | 0 | 36592.8829 | 185447.7648
2063 | 36095.4204 | 0 | 1188.4177 | 0 | 37283.8381 | 0 | 0 | 0 | 0 | 37283.8381 | 187104.2764
2064 | 36782.8827 | 0 | 1200.3019 | 0 | 37983.1846 | 0 | 0 | 0 | 0 | 37983.1846 | 188665.4712
2065 | 37470.1016 | 0 | 1212.3049 | 0 | 38682.4065 | 0 | 0 | 0 | 0 | 38682.4065 | 190136.3301
2066 | 38152.9843 | 0 | 1224.428 | 0 | 39377.4122 | 0 | 0 | 0 | 0 | 39377.4122 | 191521.4794
2067 | 38838.3171 | 0 | 1236.6722 | 0 | 40074.9893 | 0 | 0 | 0 | 0 | 40074.9893 | 192825.5907
2068 | 39529.126 | 0 | 1249.039 | 0 | 40778.165 | 0 | 0 | 0 | 0 | 40778.165 | 194053.2017
2069 | 40229.8735 | 0 | 1261.5293 | 0 | 41491.4028 | 0 | 0 | 0 | 0 | 41491.4028 | 195208.7366
2070 | 40937.9822 | 0 | 2439.1458 | 0 | 43377.128 | 0 | 0 | 0 | 0 | 43377.128 | 196326.3139
2071 | 41654.3045 | 0 | 1176.6512 | 0 | 42830.9557 | 0 | 0 | 0 | 0 | 42830.9557 | 197347.1744
2072 | 42390.547 | 0 | 1188.4177 | 0 | 43578.9647 | 0 | 0 | 0 | 0 | 43578.9647 | 198308.0726
2073 | 43132.8402 | 0 | 1200.3019 | 0 | 44333.142 | 0 | 0 | 0 | 0 | 44333.142 | 199212.3899
2074 | 43892.08 | 0 | 1212.3049 | 0 | 45104.3849 | 0 | 0 | 0 | 0 | 45104.3849 | 200063.5337
2075 | 44669.1039 | 0 | 1224.428 | 0 | 45893.5318 | 0 | 0 | 0 | 0 | 45893.5318 | 200864.7089
2076 | 45464.8045 | 0 | 1236.6722 | 0 | 46701.4768 | 0 | 0 | 0 | 0 | 46701.4768 | 201618.9297
2077 | 46280.1355 | 0 | 1249.039 | 0 | 47529.1745 | 0 | 0 | 0 | 0 | 47529.1745 | 202329.0304
2078 | 47116.1163 | 0 | 1261.5293 | 0 | 48377.6457 | 0 | 0 | 0 | 0 | 48377.6457 | 202997.6765
2079 | 47973.8384 | 0 | 2439.1458 | 0 | 50412.9842 | 0 | 0 | 0 | 0 | 50412.9842 | 203642.2698
2080 | 48854.4717 | 0 | 1176.6512 | 0 | 50031.1229 | 0 | 0 | 0 | 0 | 50031.1229 | 204234.0706
2081 | 49759.272 | 0 | 1188.4177 | 0 | 50947.6897 | 0 | 0 | 0 | 0 | 50947.6897 | 204791.5792
2082 | 50689.5884 | 0 | 1200.3019 | 0 | 51889.8903 | 0 | 0 | 0 | 0 | 51889.8903 | 205316.8723
NOM | 1750159.0234 | 0 | 77861.3119 | 0 | 1828020.3353 | 0 | 0 | 0 | 0 | 1828020.3353
NPV | 190623.6363 | 0 | 14693.236 | 0 | 205316.8723 | 0 | 0 | 0 | 0 | 205316.8723
| In Service of Gen Unit: |  |  |  | 2035
| Discount Rate : |  |  |  | 8.0956 | %
| Benefit/Cost Ratio ( Col(6) / Col(10)) |  |  |  | Infinite
(1): page 11; Residential Low Income (7): RATE IMPACT TEST |  |  | PSC FORM CE 2.5
Residential Low Income (7): PROGRAM METHOD SELECTED: REV_REQ |  |  | PAGE 1 OF 1
[5 empty] | PROGRAM NAME: | Residential Low Income
(1) | (2) | (3) | (4) | (5) | (6) | (7) | (8) | (9) | (10) | (11) | (12) | (13) | (14)
| INCREASED | UTILITY |  |  | SELLBACK/ |  | AVOIDED GEN | AVOIDED |  |  |  |  | CUMULATIVE
| SUPPLY | PROGRAM |  | REVENUE | OTHER | TOTAL | UNIT & FUEL | T&D | REVENUE | OTHER | TOTAL | NET | DISCOUNTED
| COSTS | COSTS | INCENTIVES | LOSSES | COSTS | COSTS | BENEFITS | BENEFITS | GAINS | BENEFITS | BENEFITS | BENEFITS | NET BENEFITS
YEAR | $(000) | $(000) | $(000) | $(000) | $(000) | $(000) | $(000) | $(000) | $(000) | $(000) | $(000) | $(000) | $(000)
2023 | 0 | 0 | 0 | 0 | 0 | 0 | 0 | 0 | 0 | 0 | 0 | 0 | 0
2024 | 0 | 0 | 0 | 0 | 0 | 0 | 0 | 0 | 0 | 0 | 0 | 0 | 0
2025 | 0 | 2001.1161 | 1165.0012 | 573.2321 | 0 | 3739.3494 | 178.6991 | 0 | 0 | 0.021512 | 178.7207 | -3560.6287 | -3047.2661
2026 | 0 | 2071.6555 | 1176.6512 | 1868.6521 | 0 | 5116.9588 | 633.4167 | 645.348 | 0 | 0.064752 | 1278.8295 | -3838.1293 | -6086.0173
2027 | 0 | 2144.6813 | 1188.4177 | 3250.3095 | 0 | 6583.4085 | 1082.5603 | 1279.5273 | 0 | 0.10842 | 2362.1961 | -4221.2125 | -9177.7689
2028 | 0 | 2220.2813 | 1200.3019 | 4623.7144 | 0 | 8044.2977 | 1520.4494 | 1922.6187 | 0 | 0.15253 | 3443.2206 | -4601.077 | -12295.3571
2029 | 0 | 2298.5463 | 1212.3049 | 6026.2906 | 0 | 9537.1418 | 2044.0733 | 2575.8537 | 0 | 0.19708 | 4620.1241 | -4917.0176 | -15377.5005
2030 | 0 | 2379.57 | 1224.428 | 7770.717 | 0 | 11374.715 | 2360.1201 | 3240.4312 | 0 | 0.24208 | 5600.7934 | -5773.9216 | -18725.7191
2031 | 0 | 2463.4498 | 1236.6722 | 9459.1619 | 0 | 13159.284 | 2752.5777 | 3917.5286 | 0 | 0.28752 | 6670.3938 | -6488.8902 | -22206.7285
2032 | 0 | 2550.2865 | 1249.039 | 11254.6466 | 0 | 15053.972 | 3325.8662 | 4608.184 | 0 | 0.33342 | 7934.3837 | -7119.5884 | -25740.0366
2033 | 0 | 2640.1841 | 1261.5293 | 13048.3264 | 0 | 16950.0398 | 3898.6943 | 5313.1865 | 0 | 0.37978 | 9212.2606 | -7737.7792 | -29292.5424
2034 | 0 | 5232.3704 | 2439.1458 | 14937.0125 | 0 | 22608.5287 | 4506.5489 | 6033.1772 | 0 | 0.4266 | 10540.1527 | -12068.376 | -34418.3128
2035 | 0 | 2587.2138 | 1176.6512 | 16149.9426 | 0 | 19913.8076 | 14161.1978 | 6738.4468 | 0 | 0.28588 | 20899.9305 | 986.1229 | -34030.8471
2036 | 0 | 2678.4131 | 1188.4177 | 16505.7582 | 0 | 20372.589 | 13881.5664 | 6567.2796 | 0 | 0.27325 | 20449.1192 | 76.5302 | -34003.0291
2037 | 0 | 2772.8271 | 1200.3019 | 16870.4161 | 0 | 20843.5451 | 13744.6984 | 6397.9603 | 0 | 0.27072 | 20142.9294 | -700.6157 | -34238.6239
2038 | 0 | 2870.5693 | 1212.3049 | 17295.02 | 0 | 21377.8942 | 13758.0062 | 6233.2318 | 0 | 0.26314 | 19991.5011 | -1386.3931 | -34669.9086
2039 | 0 | 2971.7569 | 1224.428 | 17743.05 | 0 | 21939.2349 | 13895.0922 | 6071.9989 | 0 | 0.25556 | 19967.3467 | -1971.8882 | -35237.3903
2040 | 0 | 3076.5113 | 1236.6722 | 18111.0365 | 0 | 22424.22 | 13826.6013 | 5913.2451 | 0 | 0.25303 | 19740.0994 | -2684.1206 | -35951.9909
2041 | 0 | 3184.9583 | 1249.039 | 18488.2694 | 0 | 22922.2667 | 13585.9222 | 5757.2114 | 0 | 0.24292 | 19343.3765 | -3578.8902 | -36833.4489
2042 | 0 | 3297.2281 | 1261.5293 | 18858.7896 | 0 | 23417.547 | 13527.4772 | 5605.6246 | 0 | 0.24545 | 19133.3472 | -4284.1998 | -37809.595
2043 | 0 | 6534.5136 | 2439.1458 | 19226.5452 | 0 | 28200.2047 | 13603.0875 | 5459.5143 | 0 | 0.24545 | 19062.8472 | -9137.3574 | -39735.6006
2044 | 0 | 3231.0755 | 1176.6512 | 19694.7172 | 0 | 24102.4439 | 13564.1606 | 5319.0224 | 0 | 0.2404 | 18883.4234 | -5219.0205 | -40753.2959
2045 | 0 | 3344.9709 | 1188.4177 | 20210.8093 | 0 | 24744.198 | 13882.0152 | 5184.3576 | 0 | 0.23787 | 19066.6107 | -5677.5873 | -41777.4951
2046 | 0 | 3462.8811 | 1200.3019 | 20647.8577 | 0 | 25311.0407 | 13722.3614 | 5056.0245 | 0 | 0.23282 | 18778.6187 | -6532.422 | -42867.6462
2047 | 0 | 3584.9477 | 1212.3049 | 21078.272 | 0 | 25875.5246 | 13671.2965 | 4934.824 | 0 | 0.23282 | 18606.3534 | -7269.1713 | -43989.8952
2048 | 0 | 3711.3171 | 1224.428 | 21461.1451 | 0 | 26396.8902 | 14035.9734 | 4821.313 | 0 | 0.23534 | 18857.5218 | -7539.3684 | -45066.6855
2049 | 0 | 3842.141 | 1236.6722 | 21885.4819 | 0 | 26964.2952 | 13860.1651 | 4715.7942 | 0 | 0.23029 | 18576.1896 | -8388.1056 | -46174.9716
2050 | 0 | 3977.5765 | 1249.039 | 22292.4032 | 0 | 27519.0186 | 13978.642 | 4618.5822 | 0 | 0.22776 | 18597.452 | -8921.5666 | -47265.4598
2051 | 0 | 4117.7861 | 1261.5293 | 22611.3212 | 0 | 27990.6366 | 13835.8403 | 4528.2299 | 0 | 0.22776 | 18364.2979 | -9626.3387 | -48353.9709
2052 | 0 | 8160.712 | 2439.1458 | 23088.6605 | 0 | 33688.5184 | 13611.5412 | 4441.4508 | 0 | 0.23029 | 18053.2223 | -15635.2961 | -49989.5428
2053 | 0 | 4035.1705 | 1176.6512 | 23450.9886 | 0 | 28662.8103 | 13203.1765 | 4356.6068 | 0 | 0.22523 | 17560.0085 | -11102.8018 | -51063.9972
2054 | 0 | 4177.4103 | 1188.4177 | 23817.6385 | 0 | 29183.4665 | 13148.7377 | 4273.7675 | 0 | 0.22271 | 17422.7279 | -11760.7385 | -52116.8844
2055 | 0 | 4324.664 | 1200.3019 | 24188.6899 | 0 | 29713.6558 | 12493.476 | 4193.0055 | 0 | 0.22271 | 16686.7042 | -13026.9516 | -53195.7861
2056 | 0 | 4477.1084 | 1212.3049 | 24564.2242 | 0 | 30253.6376 | 12494.5888 | 4113.9855 | 0 | 0.22271 | 16608.797 | -13644.8406 | -54241.2268
2057 | 0 | 4634.9265 | 1224.428 | 24944.3245 | 0 | 30803.6789 | 12439.2736 | 4035.9484 | 0 | 0.22018 | 16475.4422 | -14328.2368 | -55256.8101
2058 | 0 | 4798.3077 | 1236.6722 | 25329.0753 | 0 | 31364.0552 | 12160.1876 | 3958.5145 | 0 | 0.21765 | 16118.9197 | -15245.1354 | -56256.4553
2059 | 0 | 4967.448 | 1249.039 | 25718.5629 | 0 | 31935.0499 | 12183.6897 | 3881.6989 | 0 | 0.22018 | 16065.6088 | -15869.441 | -57219.1046
2060 | 0 | 5142.5505 | 1261.5293 | 26112.8754 | 0 | 32516.9553 | 12035.3629 | 3805.5171 | 0 | 0.22018 | 15841.1002 | -16675.8551 | -58154.912
2061 | 0 | 10191.6111 | 2439.1458 | 26512.1026 | 0 | 39142.8595 | 11850.1551 | 3729.9848 | 0 | 0.22271 | 15580.3626 | -23562.4969 | -59378.1514
2062 | 0 | 5039.3751 | 1176.6512 | 26916.3361 | 0 | 33132.3624 | 12184.8588 | 3656.1575 | 0 | 0.22018 | 15841.2365 | -17291.1259 | -60208.5857
2063 | 0 | 5217.013 | 1188.4177 | 27432.5195 | 0 | 33837.9502 | 12090.174 | 3584.3533 | 0 | 0.22018 | 15674.7475 | -18163.2027 | -61015.5723
2064 | 0 | 5400.9128 | 1200.3019 | 27954.9908 | 0 | 34556.2055 | 11382.5938 | 3514.6434 | 0 | 0.21765 | 14897.4549 | -19658.7506 | -61823.5913
2065 | 0 | 5591.2949 | 1212.3049 | 28477.2772 | 0 | 35280.877 | 11798.2884 | 3447.1015 | 0 | 0.22018 | 15245.6101 | -20035.267 | -62585.4119
2066 | 0 | 5788.3881 | 1224.428 | 28996.268 | 0 | 36009.0841 | 11543.1303 | 3381.804 | 0 | 0.22018 | 14925.1545 | -21083.9296 | -63327.0652
2067 | 0 | 5992.4288 | 1236.6722 | 29517.121 | 0 | 36746.222 | 11767.898 | 3318.8986 | 0 | 0.22018 | 15087.0167 | -21659.2052 | -64031.8942
2068 | 0 | 6203.6619 | 1249.039 | 30042.1358 | 0 | 37494.8366 | 10599.9477 | 3258.7442 | 0 | 0.22018 | 13858.9122 | -23635.9244 | -64743.4447
2069 | 0 | 6422.3409 | 1261.5293 | 30574.7039 | 0 | 38258.5741 | 10565.1205 | 3201.4401 | 0 | 0.22018 | 13766.7808 | -24491.7934 | -65425.5407
2070 | 0 | 12727.9257 | 2439.1458 | 31112.8665 | 0 | 46279.938 | 10166.5999 | 3076.2544 | 0 | 0.22018 | 13243.0745 | -33036.8634 | -66276.7093
2071 | 0 | 6293.4889 | 1176.6512 | 31657.2714 | 0 | 39127.4115 | 10041.7224 | 2945.2688 | 0 | 0.22018 | 12987.2115 | -26140.2001 | -66899.7516
2072 | 0 | 6515.3344 | 1188.4177 | 32216.8157 | 0 | 39920.5678 | 9918.3721 | 2818.1242 | 0 | 0.22018 | 12736.7164 | -27183.8514 | -67499.1443
2073 | 0 | 6744.9999 | 1200.3019 | 32780.9585 | 0 | 40726.2603 | 9796.5877 | 2694.5765 | 0 | 0.22018 | 12491.3843 | -28234.876 | -68075.0856
2074 | 0 | 6982.7612 | 1212.3049 | 33357.9808 | 0 | 41553.0469 | 9722.6665 | 2574.7574 | 0 | 0.22018 | 12297.6441 | -29255.4028 | -68627.1507
2075 | 0 | 7228.9035 | 1224.428 | 33948.5189 | 0 | 42401.8504 | 9650.4125 | 2458.8034 | 0 | 0.22018 | 12109.4361 | -30292.4143 | -69155.9732
2076 | 0 | 7483.7224 | 1236.6722 | 34553.2514 | 0 | 43273.646 | 9605.3418 | 2323.2437 | 0 | 0.22018 | 11928.8057 | -31344.8404 | -69662.1869
2077 | 0 | 7747.5236 | 1249.039 | 35172.903 | 0 | 44169.4655 | 9562.0227 | 2192.2157 | 0 | 0.22018 | 11754.4585 | -32415.007 | -70146.4773
2078 | 0 | 8020.6238 | 1261.5293 | 35808.2484 | 0 | 45090.4015 | 9520.4988 | 2065.4805 | 0 | 0.22018 | 11586.1995 | -33504.2021 | -70609.5517
2079 | 0 | 15895.4351 | 2439.1458 | 36460.1172 | 0 | 54794.6981 | 9480.8152 | 1943.1958 | 0 | 0.22018 | 11424.2312 | -43370.4669 | -71164.0976
2080 | 0 | 7859.7053 | 1176.6512 | 37129.3985 | 0 | 46165.755 | 9443.0177 | 1930.6807 | 0 | 0.22018 | 11373.9186 | -34791.8364 | -71575.6382
2081 | 0 | 8136.7599 | 1188.4177 | 37817.0467 | 0 | 47142.2243 | 9407.1536 | 1936.1021 | 0 | 0.22018 | 11343.4759 | -35798.7483 | -71967.3755
2082 | 0 | 8423.5807 | 1200.3019 | 38524.0872 | 0 | 48147.9697 | 9373.2712 | 1943.1989 | 0 | 0.22018 | 11316.6903 | -36831.2795 | -72340.2268
NOM | 0 | 295874.9175 | 77861.3119 | 1330120.8578 | 0 | 1703857.0872 | 600077.7929 | 222514.0403 | 0 | 13.26 | 822605.0932 | -881251.9941
NPV | 0 | 35616.9175 | 14693.236 | 144873.9636 | 0 | 195184.1171 | 80257.6509 | 42583.7905 | 0 | 2.4488 | 122843.8903 | -72340.2268
| Discount Rate : |  |  |  | 8.0956 | %
| Benefit/Cost Ratio (Col(12) / Col(7)) : |  |  |  | 0.62937