## Outputs
page 1 | FPL 000290 | [12 empty] | PSC FORM CE 1
2024-06-07 11:51 | 20240012-EG |  |  |  | INPUT DATA -- PART 1 CONTINUED | [8 empty] | PAGE 1 OF 1
PROGRAM METHOD SELECTED: REV_REQ
|  |  |  | PROGRAM NAME: | Residential New Construction
I. | PROGRAM DEMAND SAVINGS & LINE LOSSES | [5 empty] | IV. | AVOIDED GENERATOR AND T&D COSTS
| (1) CUSTOMER kW REDUCTION AT METER ........................................................................................... |  |  |  | 0.334 | kW |  | (1) BASE YEAR ............................................................................................................................. |  |  |  | 2023
| (2) GENERATOR kW REDUCTION PER CUSTOMER .......................................................................................... |  |  |  | 0.43021 | kW |  | (2) IN-SERVICE YEAR FOR AVOIDED GENERATING UNIT .............................................................................. |  |  |  | 2035
| (3) kW LINE LOSS PERCENTAGE ................................................................................................... |  |  |  | 5.2837 | % |  | (3) IN-SERVICE YEAR FOR AVOIDED T&D ........................................................................... |  |  |  | 2026-2035
| (4) GENERATOR kWh REDUCTION PER CUSTOMER ...................................................................................... |  |  |  | 1106.3961 | kWh |  | (4) BASE YEAR AVOIDED GENERATING COST .................................................................................... |  |  |  | 786.3466 | $/kW
| (5) kWh LINE LOSS PERCENTAGE ............................................................................................... |  |  |  | 4.1934 | % |  | (5) BASE YEAR AVOIDED TRANSMISSION COST .................................................................................... |  |  |  | 499.1222 | $/kW
| (6) GROUP LINE LOSS MULTIPLIER................................................................................................................ |  |  |  | 1 |  |  | (6) BASE YEAR DISTRIBUTION COST ........................................................................................ |  |  |  | 196.5828 | $/kW
| (7) CUSTOMER kWh INCREASE AT METER ......................................................................................... |  |  |  | 0 | kWh |  | (7) GEN, TRAN & DIST COST ESCALATION RATE .................................................................................... |  |  |  | 2 | %**
[8 empty] | (8) GENERATOR FIXED O & M COST .............................................................................................. |  |  |  | 11.8679 | $/kW/YR
II. | ECONOMIC LIFE & K FACTORS | [6 empty] | (9) GENERATOR FIXED O&M ESCALATION RATE .......................................................................................... |  |  |  | 2.5 | %**
[8 empty] | (10) TRANSMISSION FIXED O & M COST ............................................................................................. |  |  |  | 3.4308 | $/kW
| (1) STUDY PERIOD FOR THE CONSERVATION PROGRAM ........................................................................................ |  |  |  | 62 | YEARS |  | (11) DISTRIBUTION FIXED O & M COST .............................................................................................. |  |  |  | 4.4467 | $/kW
| (2) GENERATOR ECONOMIC LIFE ..................................................................................................... |  |  |  | 50 | YEARS |  | (12) T&D FIXED O&M ESCALATION RATE ................................................................................................. |  |  |  | 2.5 | %**
| (3) T&D ECONOMIC LIFE ..................................................................................................................... |  |  |  | 50 | YEARS |  | (13) AVOIDED GEN UNIT VARIABLE O & M COSTS .................................................................................................. |  |  |  | 0.0079521 | CENTS/kWh
| (4) K FACTOR FOR GENERATION .............................................................................................. |  |  |  | 1.37 |  |  | (14) GENERATOR VARIABLE O&M COST ESCALATION RATE ......................................................................................... |  |  |  | 2.5 | %**
| (5) K FACTOR FOR T & D........................................................................................................................ |  |  |  | 1.3065 |  |  | (15) GENERATOR CAPACITY FACTOR ............................................................................................. |  |  |  | 65 | ** (In-service year)
[8 empty] | (16) AVOIDED GENERATING UNIT FUEL COST ........................................................................................... |  |  |  | 6.499 | CENTS/kWh** (In-service year)
III. | UTILITY & CUSTOMER COSTS | [6 empty] | (17) AVOIDED GEN UNIT FUEL COST ESCALATION RATE ................................................................................................... |  |  |  | -2.0003 | %**
| (1) UTILITY NON RECURRING COST PER CUSTOMER ........................................................................................................ |  |  |  | *** | $/CUST | V. | NON-FUEL ENERGY AND DEMAND CHARGES
| (2) UTILITY RECURRING COST PER CUSTOMER ...................................................................................... |  |  |  | *** | $/CUST
| (3) UTILITY COST ESCALATION RATE ......................................................................................... |  |  |  | *** | %** |  | (1) NON FUEL COST IN CUSTOMER BILL .................................................................................... |  |  |  | *** | CENTS/kWh
| (4) CUSTOMER EQUIPMENT COST ....................................................................................................................... |  |  |  | *** | $/CUST |  | (2) NON-FUEL COST ESCALATION RATE ........................................................................................ |  |  |  | *** | %
| (5) CUSTOMER EQUIPMENT ESCALATION RATE ................................................................................... |  |  |  | *** | %** |  | (3) DEMAND CHARGE IN CUSTOMER BILL ........................................................................................... |  |  |  | *** | $/kW/MO
| (6) CUSTOMER O & M COST ................................................................................................................ |  |  |  | *** | $/CUST/YR |  | (4) DEMAND CHARGE ESCALATION RATE ....................................................................................... |  |  |  | *** | %
| (7) CUSTOMER O & M COST ESCALATION RATE ................................................................................................................ |  |  |  | *** | %**
* | (8) INCREASED SUPPLY COSTS ................................................................................................................ |  |  |  | *** | $/CUST/YR | VI. | COST-EFFECTIVENESS RATIOS
* | (9) SUPPLY COSTS ESCALATION RATES......................................................................................... |  |  |  | *** | %**
* | (10) UTILITY DISCOUNT RATE ....................................................................................................... |  |  |  | 8.0956 | % |  | (1) RIM TEST ………….……………………………………………………………………………………………………………….………………………………… |  |  |  | 0.62653
* | (11) UTILITY AFUDC RATE......................................................................................................................... |  |  |  | 6.22 | % |  | (2) TRC TEST……...………………………………………………………………………………………………………………………………………….. |  |  |  | 1.8832
* | (12) UTILITY NON RECURRING REBATE/INCENTIVE ...................................................................................... |  |  |  | *** | $/CUST |  | (3) PARTICIPANT TEST ……………...…………………………………………………….…………..………………………………………………….. |  |  |  | 4.6403
* | (13) UTILITY RECURRING REBATE/INCENTIVE ...................................................................................... |  |  |  | *** | $/CUST
* | (14) UTILITY REBATE/INCENTIVE ESCALATION RATE .................................................................................... |  |  |  | *** | %
* SUPPLEMENTAL INFORMATION NOT SPECIFIED IN WORKBOOK
** VALUE SHOWN IS FOR FIRST YEAR ONLY (VALUE VARIES OVER TIME)
*** PROGRAM COST CALCULATION VALUES ARE SHOWN ON PAGE 2
page 2 |  |  |  |  | * INPUT DATA -- PART 1 CONTINUED
PROGRAM METHOD SELECTED: REV_REQ
|  |  |  | PROGRAM NAME: | Residential New Construction
| (1) | (2) | (3) | (4) | (5) | (6) | (7) | (8) | (9) | (10)
| UTILITY |  |  | TOTAL | ENERGY | DEMAND
| PROGRAM COSTS |  | OTHER | UTILITY | CHARGE | CHARGE | PARTICIPANT | PARTICIPANT | OTHER | TOTAL
| WITHOUT | UTILITY | UTILITY | PROGRAM | REVENUE | REVENUE | EQUIPMENT | O&M | PARTICIPANT | PARTICIPANT
| INCENTIVES | INCENTIVES | COSTS | COSTS | LOSSES | LOSSES | COSTS | COSTS | COSTS | COSTS
YEAR | $(000) | $(000) | $(000) | $(000) | $(000) | $(000) | $(000) | $(000) | $(000) | $(000)
2023 | 0 | 0 | 0 | 0 | 0 | 0 | 0 | 0 | 0 | 0
2024 | 0 | 0 | 0 | 0 | 0 | 0 | 0 | 0 | 0 | 0
2025 | 412.9409 | 11.5595 | 0 | 424.5004 | 229.8861 | 0 | 1586.0235 | 0 | 0 | 1586.0235
2026 | 427.4971 | 11.6751 | 0 | 439.1722 | 749.3947 | 0 | 1641.9308 | 0 | 0 | 1641.9308
2027 | 442.5664 | 11.7918 | 0 | 454.3582 | 1303.4875 | 0 | 1699.8089 | 0 | 0 | 1699.8089
2028 | 458.1668 | 11.9098 | 0 | 470.0766 | 1854.2708 | 0 | 1759.7272 | 0 | 0 | 1759.7272
2029 | 474.3172 | 12.0289 | 0 | 486.3461 | 2416.7528 | 0 | 1821.7575 | 0 | 0 | 1821.7575
2030 | 491.0369 | 12.1491 | 0 | 503.186 | 3116.3287 | 0 | 1885.9745 | 0 | 0 | 1885.9745
2031 | 508.346 | 12.2706 | 0 | 520.6166 | 3793.454 | 0 | 1952.4551 | 0 | 0 | 1952.4551
2032 | 526.2652 | 12.3933 | 0 | 538.6585 | 4513.506 | 0 | 2021.2791 | 0 | 0 | 2021.2791
2033 | 544.816 | 12.5173 | 0 | 557.3333 | 5232.8342 | 0 | 2092.5292 | 0 | 0 | 2092.5292
2034 | 564.0208 | 12.6424 | 0 | 576.6632 | 5990.2632 | 0 | 2166.2909 | 0 | 0 | 2166.2909
2035 | 0 | 0 | 0 | 0 | 6476.6905 | 0 | 0 | 0 | 0 | 0
2036 | 0 | 0 | 0 | 0 | 6619.385 | 0 | 0 | 0 | 0 | 0
2037 | 0 | 0 | 0 | 0 | 6765.6255 | 0 | 0 | 0 | 0 | 0
2038 | 0 | 0 | 0 | 0 | 6935.9065 | 0 | 0 | 0 | 0 | 0
2039 | 0 | 0 | 0 | 0 | 7115.5822 | 0 | 0 | 0 | 0 | 0
2040 | 0 | 0 | 0 | 0 | 7263.1576 | 0 | 0 | 0 | 0 | 0
2041 | 0 | 0 | 0 | 0 | 7414.4412 | 0 | 0 | 0 | 0 | 0
2042 | 0 | 0 | 0 | 0 | 7563.0327 | 0 | 0 | 0 | 0 | 0
2043 | 0 | 0 | 0 | 0 | 7710.5155 | 0 | 0 | 0 | 0 | 0
2044 | 0 | 0 | 0 | 0 | 7898.2688 | 0 | 0 | 0 | 0 | 0
2045 | 676.6518 | 11.5595 | 0 | 688.2113 | 8105.2398 | 0 | 2598.8842 | 0 | 0 | 2598.8842
2046 | 700.5038 | 11.6751 | 0 | 712.1789 | 8280.5114 | 0 | 2690.4948 | 0 | 0 | 2690.4948
2047 | 725.1965 | 11.7918 | 0 | 736.9884 | 8453.1226 | 0 | 2785.3348 | 0 | 0 | 2785.3348
2048 | 750.7597 | 11.9098 | 0 | 762.6695 | 8606.668 | 0 | 2883.5178 | 0 | 0 | 2883.5178
2049 | 777.224 | 12.0289 | 0 | 789.2529 | 8776.8419 | 0 | 2985.1618 | 0 | 0 | 2985.1618
2050 | 804.6211 | 12.1491 | 0 | 816.7703 | 8940.0315 | 0 | 3090.3888 | 0 | 0 | 3090.3888
2051 | 832.984 | 12.2706 | 0 | 845.2547 | 9067.9288 | 0 | 3199.325 | 0 | 0 | 3199.325
2052 | 862.3467 | 12.3933 | 0 | 874.7401 | 9259.3585 | 0 | 3312.1012 | 0 | 0 | 3312.1012
2053 | 892.7445 | 12.5173 | 0 | 905.2617 | 9404.6647 | 0 | 3428.8528 | 0 | 0 | 3428.8528
2054 | 924.2137 | 12.6424 | 0 | 936.8561 | 9551.7041 | 0 | 3549.7198 | 0 | 0 | 3549.7198
2055 | 0 | 0 | 0 | 0 | 9700.5087 | 0 | 0 | 0 | 0 | 0
2056 | 0 | 0 | 0 | 0 | 9851.111 | 0 | 0 | 0 | 0 | 0
2057 | 0 | 0 | 0 | 0 | 10003.5445 | 0 | 0 | 0 | 0 | 0
2058 | 0 | 0 | 0 | 0 | 10157.843 | 0 | 0 | 0 | 0 | 0
2059 | 0 | 0 | 0 | 0 | 10314.0411 | 0 | 0 | 0 | 0 | 0
2060 | 0 | 0 | 0 | 0 | 10472.1742 | 0 | 0 | 0 | 0 | 0
2061 | 0 | 0 | 0 | 0 | 10632.2782 | 0 | 0 | 0 | 0 | 0
2062 | 0 | 0 | 0 | 0 | 10794.39 | 0 | 0 | 0 | 0 | 0
2063 | 0 | 0 | 0 | 0 | 11001.3975 | 0 | 0 | 0 | 0 | 0
2064 | 0 | 0 | 0 | 0 | 11210.9268 | 0 | 0 | 0 | 0 | 0
2065 | 1108.7728 | 11.5595 | 0 | 1120.3323 | 11420.3818 | 0 | 4258.5743 | 0 | 0 | 4258.5743
2066 | 1147.857 | 11.6751 | 0 | 1159.5321 | 11628.5153 | 0 | 4408.6891 | 0 | 0 | 4408.6891
2067 | 1188.319 | 11.7918 | 0 | 1200.1108 | 11837.3955 | 0 | 4564.0954 | 0 | 0 | 4564.0954
2068 | 1230.2072 | 11.9098 | 0 | 1242.117 | 12047.9447 | 0 | 4724.9797 | 0 | 0 | 4724.9797
2069 | 1273.572 | 12.0289 | 0 | 1285.6009 | 12261.5231 | 0 | 4891.5353 | 0 | 0 | 4891.5353
2070 | 1318.4654 | 12.1491 | 0 | 1330.6146 | 12477.3451 | 0 | 5063.9619 | 0 | 0 | 5063.9619
2071 | 1364.9414 | 12.2706 | 0 | 1377.212 | 12695.6705 | 0 | 5242.4666 | 0 | 0 | 5242.4666
2072 | 1413.0555 | 12.3933 | 0 | 1425.4489 | 12920.0673 | 0 | 5427.2635 | 0 | 0 | 5427.2635
2073 | 1462.8657 | 12.5173 | 0 | 1475.383 | 13146.3082 | 0 | 5618.5745 | 0 | 0 | 5618.5745
2074 | 1514.4318 | 12.6424 | 0 | 1527.0742 | 13377.7143 | 0 | 5816.6293 | 0 | 0 | 5816.6293
2075 | 0 | 0 | 0 | 0 | 13614.5407 | 0 | 0 | 0 | 0 | 0
2076 | 0 | 0 | 0 | 0 | 13857.0595 | 0 | 0 | 0 | 0 | 0
2077 | 0 | 0 | 0 | 0 | 14105.5614 | 0 | 0 | 0 | 0 | 0
2078 | 0 | 0 | 0 | 0 | 14360.3571 | 0 | 0 | 0 | 0 | 0
2079 | 0 | 0 | 0 | 0 | 14621.7792 | 0 | 0 | 0 | 0 | 0
2080 | 0 | 0 | 0 | 0 | 14890.1844 | 0 | 0 | 0 | 0 | 0
2081 | 0 | 0 | 0 | 0 | 15165.9553 | 0 | 0 | 0 | 0 | 0
2082 | 0 | 0 | 0 | 0 | 15449.5032 | 0 | 0 | 0 | 0 | 0
NOM | 25819.7071 | 362.8135 | 0 | 26182.5206 | 533424.8762 | 0 | 99168.3275 | 0 | 0 | 99168.3275
NPV | 4294.6016 | 93.2344 | 0 | 4387.8359 | 58099.5145 | 0 | 16494.7051 | 0 | 0 | 16494.7051
* SUPPLEMENTAL INFORMATION NOT SPECIFIED IN WORKBOOK
** NEGATIVE COSTS WILL BE CALCULATED AS POSITIVE BENEFITS FOR TRC AND RIM TESTS
page 2b | PROGRAM NAME: (4): INPUT DATA - PART 1 CONTINUED
PROGRAM METHOD SELECTED: REV_REQ
| ESCALATION RATES |  | PROGRAM NAME: | Residential New Construction
| (1) | (2) | (3) | (4) | (5) | (6) | (7a) | (7b) | (8)
[7 empty] | Onpeak | Offpeak
|  |  |  | Fuel | Capacity | Blended | Energy Charge | Energy Charge | Demand Charge
Year | CPI% | PPI-CAP% | O&M% | (cents/kwh) | Factor | Cap. Rate | (cents/kwh) | (cents/kwh) | ($/kw)
2023 | 2.5 | 2.5 | 2.5 | 0 | 0 | 2 | 13.2846 | 0 | 0
2024 | 2.5 | 2.5 | 2.5 | 0 | 0 | 2 | 13.9419 | 0 | 0
2025 | 2.5 | 2.5 | 2.5 | 0 | 0 | 2 | 11.7229 | 0 | 0
2026 | 2.5 | 2.5 | 2.5 | 0 | 0 | 2 | 12.696 | 0 | 0
2027 | 2.5 | 2.5 | 2.5 | 0 | 0 | 2 | 13.1883 | 0 | 0
2028 | 2.5 | 2.5 | 2.5 | 0 | 0 | 2 | 13.3358 | 0 | 0
2029 | 2.5 | 2.5 | 2.5 | 0 | 0 | 2 | 13.4522 | 0 | 0
2030 | 2.5 | 2.5 | 2.5 | 0 | 0 | 2 | 14.122 | 0 | 0
2031 | 2.5 | 2.5 | 2.5 | 0 | 0 | 2 | 14.4734 | 0 | 0
2032 | 2.5 | 2.5 | 2.5 | 0 | 0 | 2 | 14.85 | 0 | 0
2033 | 2.5 | 2.5 | 2.5 | 6.273 | 63 | 2 | 15.1151 | 0 | 0
2034 | 2.5 | 2.5 | 2.5 | 6.39 | 65 | 2 | 15.4039 | 0 | 0
2035 | 2.5 | 2.5 | 2.5 | 6.499 | 65 | 2 | 15.7842 | 0 | 0
2036 | 2.5 | 2.5 | 2.5 | 6.369 | 70 | 2 | 16.1319 | 0 | 0
2037 | 2.5 | 2.5 | 2.5 | 6.522 | 71 | 2 | 16.4883 | 0 | 0
2038 | 2.5 | 2.5 | 2.5 | 6.585 | 74 | 2 | 16.9033 | 0 | 0
2039 | 2.5 | 2.5 | 2.5 | 6.588 | 77 | 2 | 17.3412 | 0 | 0
2040 | 2.5 | 2.5 | 2.5 | 6.767 | 78 | 2 | 17.7009 | 0 | 0
2041 | 2.5 | 2.5 | 2.5 | 6.885 | 82 | 2 | 18.0695 | 0 | 0
2042 | 2.5 | 2.5 | 2.5 | 6.948 | 81 | 2 | 18.4317 | 0 | 0
2043 | 2.5 | 2.5 | 2.5 | 7.177 | 81 | 2 | 18.7911 | 0 | 0
2044 | 2.5 | 2.5 | 2.5 | 7.37 | 83 | 2 | 19.2487 | 0 | 0
2045 | 2.5 | 2.5 | 2.5 | 7.8 | 84 | 2 | 19.7531 | 0 | 0
2046 | 2.5 | 2.5 | 2.5 | 7.636 | 86 | 2 | 20.1802 | 0 | 0
2047 | 2.5 | 2.5 | 2.5 | 8.086 | 86 | 2 | 20.6009 | 0 | 0
2048 | 2.5 | 2.5 | 2.5 | 8.474 | 85 | 2 | 20.9751 | 0 | 0
2049 | 2.5 | 2.5 | 2.5 | 8.705 | 87 | 2 | 21.3898 | 0 | 0
2050 | 2.5 | 2.5 | 2.5 | 9.119 | 88 | 2 | 21.7875 | 0 | 0
2051 | 2.5 | 2.5 | 2.5 | 9.242 | 88 | 2 | 22.0992 | 0 | 0
2052 | 2.5 | 2.5 | 2.5 | 9.132 | 87 | 2 | 22.5657 | 0 | 0
2053 | 2.5 | 2.5 | 2.5 | 9.066 | 89 | 2 | 22.9199 | 0 | 0
2054 | 2.5 | 2.5 | 2.5 | 8.894 | 90 | 2 | 23.2782 | 0 | 0
2055 | 2.5 | 2.5 | 2.5 | 8.889 | 90 | 2 | 23.6409 | 0 | 0
2056 | 2.5 | 2.5 | 2.5 | 8.72 | 90 | 2 | 24.0079 | 0 | 0
2057 | 2.5 | 2.5 | 2.5 | 8.799 | 91 | 2 | 24.3794 | 0 | 0
2058 | 2.5 | 2.5 | 2.5 | 8.597 | 92 | 2 | 24.7554 | 0 | 0
2059 | 2.5 | 2.5 | 2.5 | 8.632 | 91 | 2 | 25.1361 | 0 | 0
2060 | 2.5 | 2.5 | 2.5 | 8.527 | 91 | 2 | 25.5215 | 0 | 0
2061 | 2.5 | 2.5 | 2.5 | 8.455 | 90 | 2 | 25.9117 | 0 | 0
2062 | 2.5 | 2.5 | 2.5 | 8.376 | 91 | 2 | 26.3067 | 0 | 0
2063 | 2.5 | 2.5 | 2.5 | 8.796 | 91 | 2 | 26.8112 | 0 | 0
2064 | 2.5 | 2.5 | 2.5 | 8.585 | 92 | 2 | 27.3219 | 0 | 0
2065 | 2.5 | 2.5 | 2.5 | 8.571 | 91 | 2 | 27.8323 | 0 | 0
2066 | 2.5 | 2.5 | 2.5 | 8.527 | 91 | 2 | 28.3396 | 0 | 0
2067 | 2.5 | 2.5 | 2.5 | 8.572 | 91 | 2 | 28.8486 | 0 | 0
2068 | 2.5 | 2.5 | 2.5 | 8.503 | 91 | 2 | 29.3617 | 0 | 0
2069 | 2.5 | 2.5 | 2.5 | 8.592 | 91 | 2 | 29.8822 | 0 | 0
2070 | 2.5 | 2.5 | 2.5 | 8.326 | 91 | 2 | 30.4082 | 0 | 0
2071 | 2.5 | 2.5 | 2.5 | 8.277 | 91 | 2 | 30.9403 | 0 | 0
2072 | 2.5 | 2.5 | 2.5 | 8.228 | 91 | 2 | 31.4872 | 0 | 0
2073 | 2.5 | 2.5 | 2.5 | 8.179 | 91 | 2 | 32.0385 | 0 | 0
2074 | 2.5 | 2.5 | 2.5 | 8.179 | 91 | 2 | 32.6025 | 0 | 0
2075 | 2.5 | 2.5 | 2.5 | 8.179 | 91 | 2 | 33.1797 | 0 | 0
2076 | 2.5 | 2.5 | 2.5 | 8.179 | 91 | 2 | 33.7707 | 0 | 0
2077 | 2.5 | 2.5 | 2.5 | 8.179 | 91 | 2 | 34.3763 | 0 | 0
2078 | 2.5 | 2.5 | 2.5 | 8.179 | 91 | 2 | 34.9973 | 0 | 0
2079 | 2.5 | 2.5 | 2.5 | 8.179 | 91 | 2 | 35.6344 | 0 | 0
2080 | 2.5 | 2.5 | 2.5 | 8.179 | 91 | 2 | 36.2885 | 0 | 0
2081 | 2.5 | 2.5 | 2.5 | 8.179 | 91 | 2 | 36.9606 | 0 | 0
2082 | 2.5 | 2.5 | 2.5 | 8.179 | 91 | 2 | 37.6516 | 0 | 0
Legend:
| Column (1) used for: |  | Utility Cost
Customer Equipment
Supply Costs
| Column (3) used for: |  | Customer O&M Cost
Generator Fixed O&M
T&D Fixed O&M
Generator Variable O&M
| Column (6) used for: |  | Gen, Tran, & Dist Cost
page 3 | Residential New Construction (5): CALCULATION OF GEN K-FACTOR |  |  |  |  | PSC FORM CE 1.1A
| Residential New Construction (5): PROGRAM METHOD SELECTED REV_REQ |  |  |  |  | PAGE 1 OF 2
|  |  |  | PROGRAM NAME: | Residential New Construction
| (2) | (3) | (4) | (5) | (6) | (7) | -8 | -9 | -10 | -11 | -12 | -13 | -14 | -15
REPLACEMENT
[12 empty] | PRESENT |  | COST BASIS
[11 empty] | TOTAL | WORTH | CUMULATIVE | FOR
| MID-YEAR |  | PREFERRED | COMMON | INCOME | PROPERTY | PROPERTY |  | DEFERRED | ITC | FIXED | FIXED | PW FIXED | PROPERTY
| RATE BASE | DEBT | STOCK | EQUITY | TAXES | TAX | INSURANCE | DEPREC. | TAXES | NORMALIZATION | CHARGES | CHARGES | CHARGES | INSURANCE
YEAR | $(000) | $(000) | $(000) | $(000) | $(000) | $(000) | $(000) | $(000) | $(000) | $(000) | $(000) | $(000) | $(000) | $(000)
2035 | 19936.1875 | 282.7031 | 0 | 1259.4886 | 235.134 | 334.5563 | 7.1563 | 397.5714 | 213.6246 | 0 | 2730.2343 | 2730.2343 | 2730.2343 | 19878.5684
2036 | 19374.1839 | 274.7337 | 0 | 1223.9834 | 466.3843 | 327.8652 | 7.0132 | 397.5714 | -29.6795 | 0 | 2667.8717 | 2468.0661 | 5198.3004 | 19480.997
2037 | 18745.6314 | 265.8206 | 0 | 1184.274 | 671.5612 | 321.1741 | 6.87 | 397.5714 | -248.3375 | 0 | 2598.9337 | 2224.2259 | 7422.5263 | 19083.4256
2038 | 18140.7701 | 257.2434 | 0 | 1146.0613 | 854.51 | 314.4829 | 6.7269 | 397.5714 | -444.2594 | 0 | 2532.3365 | 2004.9196 | 9427.4459 | 18685.8543
2039 | 17557.8265 | 248.977 | 0 | 1109.2332 | 1016.8297 | 307.7918 | 6.5838 | 397.5714 | -619.082 | 0 | 2467.9049 | 1807.5729 | 11235.0187 | 18288.2829
2040 | 16995.1636 | 240.9982 | 0 | 1073.6865 | 1160.1223 | 301.1007 | 6.4407 | 397.5714 | -774.4425 | 0 | 2405.4771 | 1629.8981 | 12864.9168 | 17890.7115
2041 | 16451.258 | 233.2854 | 0 | 1039.3247 | 1285.7646 | 294.4095 | 6.2975 | 397.5714 | -911.7505 | 0 | 2344.9026 | 1469.8597 | 14334.7766 | 17493.1402
2042 | 15924.7001 | 225.8186 | 0 | 1006.0589 | 1395.136 | 287.7184 | 6.1544 | 397.5714 | -1032.4155 | 0 | 2286.0422 | 1325.6448 | 15660.4214 | 17095.5688
2043 | 15407.8279 | 218.4892 | 0 | 973.4049 | 1501.9869 | 281.0273 | 6.0113 | 397.5714 | -1150.3522 | 0 | 2228.1387 | 1195.3002 | 16855.7216 | 16697.9974
2044 | 14892.3425 | 211.1794 | 0 | 940.8386 | 1608.8221 | 274.3362 | 5.8682 | 397.5714 | -1268.2435 | 0 | 2170.3723 | 1077.112 | 17932.8336 | 16300.4261
2045 | 14376.8572 | 203.8696 | 0 | 908.2723 | 1715.7027 | 267.645 | 5.725 | 397.5714 | -1386.1802 | 0 | 2112.6058 | 969.9223 | 18902.7559 | 15902.8547
2046 | 13861.3718 | 196.5598 | 0 | 875.706 | 1822.5378 | 260.9539 | 5.5819 | 397.5714 | -1504.0714 | 0 | 2054.8394 | 872.7467 | 19775.5025 | 15505.2833
2047 | 13345.8865 | 189.25 | 0 | 843.1397 | 1929.4184 | 254.2628 | 5.4388 | 397.5714 | -1622.0081 | 0 | 1997.073 | 784.6863 | 20560.1889 | 15107.712
2048 | 12830.4012 | 181.9402 | 0 | 810.5734 | 2036.2536 | 247.5717 | 5.2957 | 397.5714 | -1739.8994 | 0 | 1939.3065 | 704.921 | 21265.1099 | 14710.1406
2049 | 12314.9158 | 174.6304 | 0 | 778.0071 | 2143.1342 | 240.8805 | 5.1525 | 397.5714 | -1857.8361 | 0 | 1881.5401 | 632.7022 | 21897.8121 | 14312.5692
2050 | 11799.4305 | 167.3206 | 0 | 745.4408 | 2249.9693 | 234.1894 | 5.0094 | 397.5714 | -1975.7273 | 0 | 1823.7736 | 567.3468 | 22465.1589 | 13914.9978
2051 | 11283.9451 | 160.0109 | 0 | 712.8745 | 2356.8499 | 227.4983 | 4.8663 | 397.5714 | -2093.664 | 0 | 1766.0072 | 508.232 | 22973.3909 | 13517.4265
2052 | 10768.4598 | 152.7011 | 0 | 680.3082 | 2463.6851 | 220.8072 | 4.7231 | 397.5714 | -2211.5553 | 0 | 1708.2408 | 454.7895 | 23428.1804 | 13119.8551
2053 | 10252.9744 | 145.3913 | 0 | 647.7419 | 2570.5657 | 214.116 | 4.58 | 397.5714 | -2329.492 | 0 | 1650.4743 | 406.5014 | 23834.6818 | 12722.2837
2054 | 9737.4891 | 138.0815 | 0 | 615.1756 | 2677.4008 | 207.4249 | 4.4369 | 397.5714 | -2447.3832 | 0 | 1592.7079 | 362.8952 | 24197.577 | 12324.7124
2055 | 9272.7282 | 131.491 | 0 | 585.8139 | 2683.9205 | 200.7338 | 4.2938 | 397.5714 | -2463.871 | 0 | 1539.9532 | 324.597 | 24522.174 | 11927.141
2056 | 8909.3935 | 126.3388 | 0 | 562.8598 | 2591.1666 | 194.0427 | 4.1506 | 397.5714 | -2378.91 | 0 | 1497.2199 | 291.954 | 24814.128 | 11529.5696
2057 | 8596.7832 | 121.9058 | 0 | 543.1104 | 2499.5007 | 187.3515 | 4.0075 | 397.5714 | -2293.9489 | 0 | 1459.4984 | 263.2839 | 25077.4118 | 11131.9983
2058 | 8284.1729 | 117.4729 | 0 | 523.3609 | 2407.8348 | 180.6604 | 3.8644 | 397.5714 | -2208.9878 | 0 | 1421.7769 | 237.2706 | 25314.6824 | 10734.4269
2059 | 7971.5626 | 113.0399 | 0 | 503.6114 | 2316.1689 | 173.9693 | 3.7213 | 397.5714 | -2124.0268 | 0 | 1384.0554 | 213.677 | 25528.3594 | 10336.8555
2060 | 7658.9523 | 108.607 | 0 | 483.862 | 2224.503 | 167.2782 | 3.5781 | 397.5714 | -2039.0657 | 0 | 1346.3339 | 192.2866 | 25720.646 | 9939.2842
2061 | 7346.342 | 104.1741 | 0 | 464.1125 | 2132.8371 | 160.587 | 3.435 | 397.5714 | -1954.1046 | 0 | 1308.6124 | 172.9016 | 25893.5476 | 9541.7128
2062 | 7033.7317 | 99.7411 | 0 | 444.363 | 2041.1711 | 153.8959 | 3.2919 | 397.5714 | -1869.1435 | 0 | 1270.8909 | 155.3417 | 26048.8894 | 9144.1414
2063 | 6721.1214 | 95.3082 | 0 | 424.6136 | 1949.5052 | 147.2048 | 3.1488 | 397.5714 | -1784.1825 | 0 | 1233.1694 | 139.4423 | 26188.3316 | 8746.5701
2064 | 6408.5111 | 90.8753 | 0 | 404.8641 | 1857.8393 | 140.5136 | 3.0056 | 397.5714 | -1699.2214 | 0 | 1195.4479 | 125.053 | 26313.3846 | 8348.9987
2065 | 6095.9008 | 86.4423 | 0 | 385.1146 | 1766.1734 | 133.8225 | 2.8625 | 397.5714 | -1614.2603 | 0 | 1157.7264 | 112.037 | 26425.4216 | 7951.4273
2066 | 5783.2905 | 82.0094 | 0 | 365.3652 | 1674.5075 | 127.1314 | 2.7194 | 397.5714 | -1529.2993 | 0 | 1120.0049 | 100.2691 | 26525.6907 | 7553.856
2067 | 5470.6802 | 77.5764 | 0 | 345.6157 | 1582.8416 | 120.4403 | 2.5763 | 397.5714 | -1444.3382 | 0 | 1082.2834 | 89.6355 | 26615.3262 | 7156.2846
2068 | 5158.0699 | 73.1435 | 0 | 325.8662 | 1491.1756 | 113.7491 | 2.4331 | 397.5714 | -1359.3771 | 0 | 1044.5619 | 80.0323 | 26695.3585 | 6758.7132
2069 | 4845.4596 | 68.7106 | 0 | 306.1168 | 1399.5097 | 107.058 | 2.29 | 397.5714 | -1274.4161 | 0 | 1006.8404 | 71.3647 | 26766.7232 | 6361.1419
2070 | 4532.8493 | 64.2776 | 0 | 286.3673 | 1307.8438 | 100.3669 | 2.1469 | 397.5714 | -1189.455 | 0 | 969.1189 | 63.5465 | 26830.2697 | 5963.5705
2071 | 4220.239 | 59.8447 | 0 | 266.6178 | 1216.1779 | 93.6758 | 2.0038 | 397.5714 | -1104.4939 | 0 | 931.3974 | 56.4991 | 26886.7688 | 5565.9991
2072 | 3907.6287 | 55.4117 | 0 | 246.8684 | 1124.512 | 86.9846 | 1.8606 | 397.5714 | -1019.5328 | 0 | 893.6759 | 50.1509 | 26936.9196 | 5168.4278
2073 | 3595.0184 | 50.9788 | 0 | 227.1189 | 1032.8461 | 80.2935 | 1.7175 | 397.5714 | -934.5718 | 0 | 855.9544 | 44.4366 | 26981.3562 | 4770.8564
2074 | 3282.4081 | 46.5459 | 0 | 207.3694 | 941.1801 | 73.6024 | 1.5744 | 397.5714 | -849.6107 | 0 | 818.2329 | 39.297 | 27020.6532 | 4373.285
2075 | 2969.7978 | 42.1129 | 0 | 187.6199 | 849.5142 | 66.9113 | 1.4313 | 397.5714 | -764.6496 | 0 | 780.5114 | 34.6779 | 27055.3311 | 3975.7137
2076 | 2657.1875 | 37.68 | 0 | 167.8705 | 757.8483 | 66.9113 | 1.4313 | 397.5714 | -679.6886 | 0 | 749.6241 | 30.8112 | 27086.1424 | 3975.7137
2077 | 2344.5772 | 33.247 | 0 | 148.121 | 666.1824 | 66.9113 | 1.4313 | 397.5714 | -594.7275 | 0 | 718.7368 | 27.3292 | 27113.4716 | 3975.7137
2078 | 2031.9669 | 28.8141 | 0 | 128.3715 | 574.5165 | 66.9113 | 1.4313 | 397.5714 | -509.7664 | 0 | 687.8496 | 24.196 | 27137.6676 | 3975.7137
2079 | 1719.3566 | 24.3812 | 0 | 108.6221 | 482.8506 | 66.9113 | 1.4313 | 397.5714 | -424.8054 | 0 | 656.9623 | 21.3787 | 27159.0463 | 3975.7137
2080 | 1406.7463 | 19.9482 | 0 | 88.8726 | 391.1847 | 66.9113 | 1.4313 | 397.5714 | -339.8443 | 0 | 626.0751 | 18.8478 | 27177.894 | 3975.7137
2081 | 1094.136 | 15.5153 | 0 | 69.1231 | 299.5187 | 66.9113 | 1.4313 | 397.5714 | -254.8832 | 0 | 595.1878 | 16.576 | 27194.47 | 3975.7137
2082 | 781.5257 | 11.0823 | 0 | 49.3737 | 207.8528 | 66.9113 | 1.4313 | 397.5714 | -169.9221 | 0 | 564.3006 | 14.5388 | 27209.0088 | 3975.7137
2083 | 468.9154 | 6.6494 | 0 | 29.6242 | 116.1869 | 66.9113 | 1.4313 | 397.5714 | -84.9611 | 0 | 533.4133 | 12.7137 | 27221.7225 | 3975.7137
2084 | 156.3051 | 2.2165 | 0 | 9.8747 | 24.521 | 66.9113 | 1.4313 | 397.5714 | 1.2506e-12 | 0 | 502.5261 | 11.0805 | 27232.803 | 3975.7137
|  | IN SERVICE COST ($000) |  | 19878.5684
|  | IN SERVICE YEAR |  | 2035 |  | CAPITAL STRUCTURE
|  | BOOK LIFE (YRS) |  | 50 |  | SOURCE | WEIGHT | COST |  |  | K-FACTOR = CPWFC / IN-SVC COST = | 1.37
|  | EFFEC. TAX RATE |  | 25.35% |  | DEBT | 40.4% | 3.51%
|  | DISCOUNT RATE |  | 8.096% |  | P/S | 0% | 0%
|  | PROPERTY TAX |  | 1.683% |  | C/S | 59.6% | 10.6%
|  | PROPERTY INSURANCE |  | 0.036%
page 4a | PROGRAM NAME: (5): DEFERRED TAX AND MID-YEAR RATE BASE CALCULATION; Residential New Construction -15: PSC FORM CE 1.1A
|  |  |  | PROGRAM METHOD SELECTED: REV_REQ | [9 empty] | PAGE 2a OF 2
|  |  | PROGRAM NAME: | Residential New Construction
(1) | (2) | (3) | (4) | (5) | (6) | (7) | (8) | (9) | (10) | (11) | (12) | (13) | (14) | (15)
[6 empty] | BOOK | ACCUMULATED | DEFERRED
|  |  | ACCUMULATED |  | ACCUMULATED | DEPRECIATION | BOOK DEPR | TAX | TOTAL |  |  |  | ANNUAL | ACCUMULATED
| TAX | TAX | TAX | BOOK | BOOK | FOR | FOR | DUE TO | EQUITY | BOOK DEPR | (10)*(11) | SALVAGE | DEFERRED TAX | DEFERRED
| DEPRECIATION | DEPRECIATION | DEPRECIATION | DEPRECIATION | DEPRECIATION | DEFERRED TAX | DEFERRED TAX | DEPRECIATION | AFUDC | RATE | TAX RATE | TAX RATE | (9)-(12)+(13) | TAX
YEAR | SCHEDULE | $(000) | $(000) | $(000) | $(000) | $(000) | $(000) | $(000) | $(000) | MINUS 1/LIFE | $(000) | $(000) | $(000) | $(000)
2035 | 3.75% | 672.8011 | 672.8011 | 397.5714 | 397.5714 | 397.5714 | 397.5714 | 213.6246 | 3117.6549 | 0 | 0 | 0 | 213.6246 | 512.8096 | 7
2036 | 7.219% | 1295.187 | 1967.9881 | 397.5714 | 795.1427 | 397.5714 | 795.1427 | -29.6795 | 3117.6549 | 0 | 0 | 0 | -29.6795 | 483.1301
2037 | 6.677% | 1197.9448 | 3165.9329 | 397.5714 | 1192.7141 | 397.5714 | 1192.7141 | -248.3375 | 3117.6549 | 0 | 0 | 0 | -248.3375 | 234.7926
2038 | 6.177% | 1108.238 | 4274.1709 | 397.5714 | 1590.2855 | 397.5714 | 1590.2855 | -444.2594 | 3117.6549 | 0 | 0 | 0 | -444.2594 | -209.4668
2039 | 5.713% | 1024.9901 | 5299.161 | 397.5714 | 1987.8568 | 397.5714 | 1987.8568 | -619.082 | 3117.6549 | 0 | 0 | 0 | -619.082 | -828.5488
2040 | 5.285% | 948.201 | 6247.3621 | 397.5714 | 2385.4282 | 397.5714 | 2385.4282 | -774.4425 | 3117.6549 | 0 | 0 | 0 | -774.4425 | -1602.9913
2041 | 4.888% | 876.9738 | 7124.3359 | 397.5714 | 2782.9996 | 397.5714 | 2782.9996 | -911.7505 | 3117.6549 | 0 | 0 | 0 | -911.7505 | -2514.7418
2042 | 4.522% | 811.3084 | 7935.6443 | 397.5714 | 3180.5709 | 397.5714 | 3180.5709 | -1032.4155 | 3117.6549 | 0 | 0 | 0 | -1032.4155 | -3547.1573
2043 | 4.462% | 800.5436 | 8736.188 | 397.5714 | 3578.1423 | 397.5714 | 3578.1423 | -1150.3522 | 3117.6549 | 0 | 0 | 0 | -1150.3522 | -4697.5095
2044 | 4.461% | 800.3642 | 9536.5522 | 397.5714 | 3975.7137 | 397.5714 | 3975.7137 | -1268.2435 | 3117.6549 | 0 | 0 | 0 | -1268.2435 | -5965.753
2045 | 4.462% | 800.5436 | 10337.0958 | 397.5714 | 4373.285 | 397.5714 | 4373.285 | -1386.1802 | 3117.6549 | 0 | 0 | 0 | -1386.1802 | -7351.9331
2046 | 4.461% | 800.3642 | 11137.46 | 397.5714 | 4770.8564 | 397.5714 | 4770.8564 | -1504.0714 | 3117.6549 | 0 | 0 | 0 | -1504.0714 | -8856.0046
2047 | 4.462% | 800.5436 | 11938.0036 | 397.5714 | 5168.4278 | 397.5714 | 5168.4278 | -1622.0081 | 3117.6549 | 0 | 0 | 0 | -1622.0081 | -10478.0127
2048 | 4.461% | 800.3642 | 12738.3678 | 397.5714 | 5565.9991 | 397.5714 | 5565.9991 | -1739.8994 | 3117.6549 | 0 | 0 | 0 | -1739.8994 | -12217.912
2049 | 4.462% | 800.5436 | 13538.9115 | 397.5714 | 5963.5705 | 397.5714 | 5963.5705 | -1857.8361 | 3117.6549 | 0 | 0 | 0 | -1857.8361 | -14075.7481
2050 | 4.461% | 800.3642 | 14339.2757 | 397.5714 | 6361.1419 | 397.5714 | 6361.1419 | -1975.7273 | 3117.6549 | 0 | 0 | 0 | -1975.7273 | -16051.4754
2051 | 4.462% | 800.5436 | 15139.8193 | 397.5714 | 6758.7132 | 397.5714 | 6758.7132 | -2093.664 | 3117.6549 | 0 | 0 | 0 | -2093.664 | -18145.1395
2052 | 4.461% | 800.3642 | 15940.1835 | 397.5714 | 7156.2846 | 397.5714 | 7156.2846 | -2211.5553 | 3117.6549 | 0 | 0 | 0 | -2211.5553 | -20356.6947
2053 | 4.462% | 800.5436 | 16740.7271 | 397.5714 | 7553.856 | 397.5714 | 7553.856 | -2329.492 | 3117.6549 | 0 | 0 | 0 | -2329.492 | -22686.1867
2054 | 4.461% | 800.3642 | 17541.0913 | 397.5714 | 7951.4273 | 397.5714 | 7951.4273 | -2447.3832 | 3117.6549 | 0 | 0 | 0 | -2447.3832 | -25133.5699
2055 | 2.231% | 400.2718 | 17941.3632 | 397.5714 | 8348.9987 | 397.5714 | 8348.9987 | -2463.871 | 3117.6549 | 0 | 0 | 0 | -2463.871 | -27597.441
2056 | 0% | 0 | 17941.3632 | 397.5714 | 8746.5701 | 397.5714 | 8746.5701 | -2378.91 | 3117.6549 | 0 | 0 | 0 | -2378.91 | -29976.3509
2057 | 0% | 0 | 17941.3632 | 397.5714 | 9144.1414 | 397.5714 | 9144.1414 | -2293.9489 | 3117.6549 | 0 | 0 | 0 | -2293.9489 | -32270.2998
2058 | 0% | 0 | 17941.3632 | 397.5714 | 9541.7128 | 397.5714 | 9541.7128 | -2208.9878 | 3117.6549 | 0 | 0 | 0 | -2208.9878 | -34479.2876
2059 | 0% | 0 | 17941.3632 | 397.5714 | 9939.2842 | 397.5714 | 9939.2842 | -2124.0268 | 3117.6549 | 0 | 0 | 0 | -2124.0268 | -36603.3144
2060 | 0% | 0 | 17941.3632 | 397.5714 | 10336.8555 | 397.5714 | 10336.8555 | -2039.0657 | 3117.6549 | 0 | 0 | 0 | -2039.0657 | -38642.3801
2061 | 0% | 0 | 17941.3632 | 397.5714 | 10734.4269 | 397.5714 | 10734.4269 | -1954.1046 | 3117.6549 | 0 | 0 | 0 | -1954.1046 | -40596.4847
2062 | 0% | 0 | 17941.3632 | 397.5714 | 11131.9983 | 397.5714 | 11131.9983 | -1869.1435 | 3117.6549 | 0 | 0 | 0 | -1869.1435 | -42465.6282
2063 | 0% | 0 | 17941.3632 | 397.5714 | 11529.5696 | 397.5714 | 11529.5696 | -1784.1825 | 3117.6549 | 0 | 0 | 0 | -1784.1825 | -44249.8107
2064 | 0% | 0 | 17941.3632 | 397.5714 | 11927.141 | 397.5714 | 11927.141 | -1699.2214 | 3117.6549 | 0 | 0 | 0 | -1699.2214 | -45949.0321
2065 | 0% | 0 | 17941.3632 | 397.5714 | 12324.7124 | 397.5714 | 12324.7124 | -1614.2603 | 3117.6549 | 0 | 0 | 0 | -1614.2603 | -47563.2925
2066 | 0% | 0 | 17941.3632 | 397.5714 | 12722.2837 | 397.5714 | 12722.2837 | -1529.2993 | 3117.6549 | 0 | 0 | 0 | -1529.2993 | -49092.5917
2067 | 0% | 0 | 17941.3632 | 397.5714 | 13119.8551 | 397.5714 | 13119.8551 | -1444.3382 | 3117.6549 | 0 | 0 | 0 | -1444.3382 | -50536.9299
2068 | 0% | 0 | 17941.3632 | 397.5714 | 13517.4265 | 397.5714 | 13517.4265 | -1359.3771 | 3117.6549 | 0 | 0 | 0 | -1359.3771 | -51896.307
2069 | 0% | 0 | 17941.3632 | 397.5714 | 13914.9978 | 397.5714 | 13914.9978 | -1274.4161 | 3117.6549 | 0 | 0 | 0 | -1274.4161 | -53170.7231
2070 | 0% | 0 | 17941.3632 | 397.5714 | 14312.5692 | 397.5714 | 14312.5692 | -1189.455 | 3117.6549 | 0 | 0 | 0 | -1189.455 | -54360.1781
2071 | 0% | 0 | 17941.3632 | 397.5714 | 14710.1406 | 397.5714 | 14710.1406 | -1104.4939 | 3117.6549 | 0 | 0 | 0 | -1104.4939 | -55464.672
2072 | 0% | 0 | 17941.3632 | 397.5714 | 15107.712 | 397.5714 | 15107.712 | -1019.5328 | 3117.6549 | 0 | 0 | 0 | -1019.5328 | -56484.2048
2073 | 0% | 0 | 17941.3632 | 397.5714 | 15505.2833 | 397.5714 | 15505.2833 | -934.5718 | 3117.6549 | 0 | 0 | 0 | -934.5718 | -57418.7766
2074 | 0% | 0 | 17941.3632 | 397.5714 | 15902.8547 | 397.5714 | 15902.8547 | -849.6107 | 3117.6549 | 0 | 0 | 0 | -849.6107 | -58268.3873
2075 | 0% | 0 | 17941.3632 | 397.5714 | 16300.4261 | 397.5714 | 16300.4261 | -764.6496 | 3117.6549 | 0 | 0 | 0 | -764.6496 | -59033.0369
2076 | 0% | 0 | 17941.3632 | 397.5714 | 16697.9974 | 397.5714 | 16697.9974 | -679.6886 | 3117.6549 | 0 | 0 | 0 | -679.6886 | -59712.7255
2077 | 0% | 0 | 17941.3632 | 397.5714 | 17095.5688 | 397.5714 | 17095.5688 | -594.7275 | 3117.6549 | 0 | 0 | 0 | -594.7275 | -60307.453
2078 | 0% | 0 | 17941.3632 | 397.5714 | 17493.1402 | 397.5714 | 17493.1402 | -509.7664 | 3117.6549 | 0 | 0 | 0 | -509.7664 | -60817.2194
2079 | 0% | 0 | 17941.3632 | 397.5714 | 17890.7115 | 397.5714 | 17890.7115 | -424.8054 | 3117.6549 | 0 | 0 | 0 | -424.8054 | -61242.0248
2080 | 0% | 0 | 17941.3632 | 397.5714 | 18288.2829 | 397.5714 | 18288.2829 | -339.8443 | 3117.6549 | 0 | 0 | 0 | -339.8443 | -61581.869
2081 | 0% | 0 | 17941.3632 | 397.5714 | 18685.8543 | 397.5714 | 18685.8543 | -254.8832 | 3117.6549 | 0 | 0 | 0 | -254.8832 | -61836.7523
2082 | 0% | 0 | 17941.3632 | 397.5714 | 19083.4256 | 397.5714 | 19083.4256 | -169.9221 | 3117.6549 | 0 | 0 | 0 | -169.9221 | -62006.6744
2083 | 0% | 0 | 17941.3632 | 397.5714 | 19480.997 | 397.5714 | 19480.997 | -84.9611 | 3117.6549 | 0 | 0 | 0 | -84.9611 | -62091.6355
2084 | 0% | 0 | 17941.3632 | 397.5714 | 19878.5684 | 397.5714 | 19878.5684 | 1.2506e-12 | 3117.6549 | 0 | 0 | 0 | 1.2506e-12 | -62091.6355
| SALVAGE / REMOVAL COST |  |  |  | 0
| YEAR SALVAGE / COST OF REMOVAL |  |  |  | 2084
| DEFERRED TAXES DURING CONSTRUCTION (SEE PAGE 5) |  |  |  | 299.185
| TOTAL EQUITY AFUDC CAPITALIZED (SEE PAGE 5) |  |  |  | 3117.6549
| BOOK DEPRECIATION RATE - 1/USEFUL LIFE |  |  |  | 2%
page 4b |  |  |  | DEFERRED TAX AND MID-YEAR RATE BASE CALCULATION | [9 empty] | PSC FORM CE 1.1A
|  |  |  | PROGRAM METHOD SELECTED: REV_REQ | [9 empty] | PAGE 2b OF 2
|  |  | PROGRAM NAME: | Residential New Construction
(1) | (2) | (3) | (4) | (5) | (5a)* | (5b)* | (6) | (7) | (8)
END
OF YEAR
|  |  |  | NET |  |  | BEGINNING | ENDING OF
| TAX | TAX | DEFERRED | PLANT IN | ACCUMULATED | ACCUMULATED | YEAR RATE | YEAR RATE | MID-YEAR
| DEPRECIATION | DEPRECIATION | TAX | SERVICE | DEPRECIATION | DEF TAXES | BASE | BASE | RATE BASE
YEAR | SCHEDULE | $(000) | $(000) | $(000) | $(000) | $(000) | $(000) | $(000) | $(000)
2035 | 3.75% | 672.8011 | 213.6246 | 19480.997 | 397.5714 | 512.8096 | 20177.7533 | 19694.6216 | 19936.1875
2036 | 7.219% | 1295.187 | -29.6795 | 19083.4256 | 795.1427 | 483.1301 | 19694.6216 | 19053.7462 | 19374.1839
2037 | 6.677% | 1197.9448 | -248.3375 | 18685.8543 | 1192.7141 | 234.7926 | 19053.7462 | 18437.5167 | 18745.6314
2038 | 6.177% | 1108.238 | -444.2594 | 18288.2829 | 1590.2855 | -209.4668 | 18437.5167 | 17844.0235 | 18140.7701
2039 | 5.713% | 1024.9901 | -619.082 | 17890.7115 | 1987.8568 | -828.5488 | 17844.0235 | 17271.6295 | 17557.8265
2040 | 5.285% | 948.201 | -774.4425 | 17493.1402 | 2385.4282 | -1602.9913 | 17271.6295 | 16718.6976 | 16995.1636
2041 | 4.888% | 876.9738 | -911.7505 | 17095.5688 | 2782.9996 | -2514.7418 | 16718.6976 | 16183.8183 | 16451.258
2042 | 4.522% | 811.3084 | -1032.4155 | 16697.9974 | 3180.5709 | -3547.1573 | 16183.8183 | 15665.5819 | 15924.7001
2043 | 4.462% | 800.5436 | -1150.3522 | 16300.4261 | 3578.1423 | -4697.5095 | 15665.5819 | 15150.0738 | 15407.8279
2044 | 4.461% | 800.3642 | -1268.2435 | 15902.8547 | 3975.7137 | -5965.753 | 15150.0738 | 14634.6112 | 14892.3425
2045 | 4.462% | 800.5436 | -1386.1802 | 15505.2833 | 4373.285 | -7351.9331 | 14634.6112 | 14119.1031 | 14376.8572
2046 | 4.461% | 800.3642 | -1504.0714 | 15107.712 | 4770.8564 | -8856.0046 | 14119.1031 | 13603.6405 | 13861.3718
2047 | 4.462% | 800.5436 | -1622.0081 | 14710.1406 | 5168.4278 | -10478.0127 | 13603.6405 | 13088.1325 | 13345.8865
2048 | 4.461% | 800.3642 | -1739.8994 | 14312.5692 | 5565.9991 | -12217.912 | 13088.1325 | 12572.6699 | 12830.4012
2049 | 4.462% | 800.5436 | -1857.8361 | 13914.9978 | 5963.5705 | -14075.7481 | 12572.6699 | 12057.1618 | 12314.9158
2050 | 4.461% | 800.3642 | -1975.7273 | 13517.4265 | 6361.1419 | -16051.4754 | 12057.1618 | 11541.6992 | 11799.4305
2051 | 4.462% | 800.5436 | -2093.664 | 13119.8551 | 6758.7132 | -18145.1395 | 11541.6992 | 11026.1911 | 11283.9451
2052 | 4.461% | 800.3642 | -2211.5553 | 12722.2837 | 7156.2846 | -20356.6947 | 11026.1911 | 10510.7285 | 10768.4598
2053 | 4.462% | 800.5436 | -2329.492 | 12324.7124 | 7553.856 | -22686.1867 | 10510.7285 | 9995.2204 | 10252.9744
2054 | 4.461% | 800.3642 | -2447.3832 | 11927.141 | 7951.4273 | -25133.5699 | 9995.2204 | 9479.7578 | 9737.4891
2055 | 2.231% | 400.2718 | -2463.871 | 11529.5696 | 8348.9987 | -27597.441 | 9479.7578 | 9065.6986 | 9272.7282
2056 | 0% | 0 | -2378.91 | 11131.9983 | 8746.5701 | -29976.3509 | 9065.6986 | 8753.0883 | 8909.3935
2057 | 0% | 0 | -2293.9489 | 10734.4269 | 9144.1414 | -32270.2998 | 8753.0883 | 8440.478 | 8596.7832
2058 | 0% | 0 | -2208.9878 | 10336.8555 | 9541.7128 | -34479.2876 | 8440.478 | 8127.8677 | 8284.1729
2059 | 0% | 0 | -2124.0268 | 9939.2842 | 9939.2842 | -36603.3144 | 8127.8677 | 7815.2574 | 7971.5626
2060 | 0% | 0 | -2039.0657 | 9541.7128 | 10336.8555 | -38642.3801 | 7815.2574 | 7502.6471 | 7658.9523
2061 | 0% | 0 | -1954.1046 | 9144.1414 | 10734.4269 | -40596.4847 | 7502.6471 | 7190.0368 | 7346.342
2062 | 0% | 0 | -1869.1435 | 8746.5701 | 11131.9983 | -42465.6282 | 7190.0368 | 6877.4265 | 7033.7317
2063 | 0% | 0 | -1784.1825 | 8348.9987 | 11529.5696 | -44249.8107 | 6877.4265 | 6564.8162 | 6721.1214
2064 | 0% | 0 | -1699.2214 | 7951.4273 | 11927.141 | -45949.0321 | 6564.8162 | 6252.2059 | 6408.5111
2065 | 0% | 0 | -1614.2603 | 7553.856 | 12324.7124 | -47563.2925 | 6252.2059 | 5939.5956 | 6095.9008
2066 | 0% | 0 | -1529.2993 | 7156.2846 | 12722.2837 | -49092.5917 | 5939.5956 | 5626.9853 | 5783.2905
2067 | 0% | 0 | -1444.3382 | 6758.7132 | 13119.8551 | -50536.9299 | 5626.9853 | 5314.375 | 5470.6802
2068 | 0% | 0 | -1359.3771 | 6361.1419 | 13517.4265 | -51896.307 | 5314.375 | 5001.7648 | 5158.0699
2069 | 0% | 0 | -1274.4161 | 5963.5705 | 13914.9978 | -53170.7231 | 5001.7648 | 4689.1545 | 4845.4596
2070 | 0% | 0 | -1189.455 | 5565.9991 | 14312.5692 | -54360.1781 | 4689.1545 | 4376.5442 | 4532.8493
2071 | 0% | 0 | -1104.4939 | 5168.4278 | 14710.1406 | -55464.672 | 4376.5442 | 4063.9339 | 4220.239
2072 | 0% | 0 | -1019.5328 | 4770.8564 | 15107.712 | -56484.2048 | 4063.9339 | 3751.3236 | 3907.6287
2073 | 0% | 0 | -934.5718 | 4373.285 | 15505.2833 | -57418.7766 | 3751.3236 | 3438.7133 | 3595.0184
2074 | 0% | 0 | -849.6107 | 3975.7137 | 15902.8547 | -58268.3873 | 3438.7133 | 3126.103 | 3282.4081
2075 | 0% | 0 | -764.6496 | 3578.1423 | 16300.4261 | -59033.0369 | 3126.103 | 2813.4927 | 2969.7978
2076 | 0% | 0 | -679.6886 | 3180.5709 | 16697.9974 | -59712.7255 | 2813.4927 | 2500.8824 | 2657.1875
2077 | 0% | 0 | -594.7275 | 2782.9996 | 17095.5688 | -60307.453 | 2500.8824 | 2188.2721 | 2344.5772
2078 | 0% | 0 | -509.7664 | 2385.4282 | 17493.1402 | -60817.2194 | 2188.2721 | 1875.6618 | 2031.9669
2079 | 0% | 0 | -424.8054 | 1987.8568 | 17890.7115 | -61242.0248 | 1875.6618 | 1563.0515 | 1719.3566
2080 | 0% | 0 | -339.8443 | 1590.2855 | 18288.2829 | -61581.869 | 1563.0515 | 1250.4412 | 1406.7463
2081 | 0% | 0 | -254.8832 | 1192.7141 | 18685.8543 | -61836.7523 | 1250.4412 | 937.8309 | 1094.136
2082 | 0% | 0 | -169.9221 | 795.1427 | 19083.4256 | -62006.6744 | 937.8309 | 625.2206 | 781.5257
2083 | 0% | 0 | -84.9611 | 397.5714 | 19480.997 | -62091.6355 | 625.2206 | 312.6103 | 468.9154
2084 | 0% | 0 | 1.2506e-12 | 2.4556e-11 | 19878.5684 | -62091.6355 | 312.6103 | 2.6716e-11 | 156.3051
* Column not specified in workbook
(1): page 5 |  |  |  |  | PSC FORM CE 1.1B
PAGE 1 OF 1
(1) | (2) | (3) | (4) | (5) | (6) | (7)
| NO.YEARS | PLANT | CUMULATIVE | YEARLY | ANNUAL | CUMULATIVE
| BEFORE | ESCALATION | ESCALATION | EXPENDITURE | SPENDING | AVERAGE SPENDING
YEAR | IN-SERVICE | RATE | FACTOR | (%) | ($/kW) | ($/kW)
2023 | -12 | 0% | 1 | 0 | 0 | 0
2024 | -11 | 2.5% | 1.025 | 0 | 0 | 0
2025 | -10 | 2.5% | 1.0506 | 0 | 0 | 0
2026 | -9 | 2.5% | 1.0769 | 0 | 0 | 0
2027 | -8 | 2.5% | 1.1038 | 0 | 0 | 0
2028 | -7 | 2.5% | 1.1314 | 0 | 0 | 0
2029 | -6 | 2.5% | 1.1597 | 0 | 0 | 0
2030 | -5 | 2.5% | 1.1887 | 43.903 | 410.3701 | 205.185
2031 | -4 | 2.5% | 1.2184 | 38.3775 | 367.6895 | 594.2148
2032 | -3 | 2.5% | 1.2489 | 17.7195 | 174.0124 | 865.0657
2033 | -2 | 2% | 1.2738 | 0 | 0 | 952.0719
2034 | -1 | 2% | 1.2993 | 0 | 0 | 952.0719
|  |  |  | 100 | 952.0719
|  | (8) | (8a)* | (8b)* | (9) | (9a)* | (9b)* | (9c)* | (9d)* | (9e)* | (10) | (11)
(3): CUMULATIVE; (5): CUMULATIVE; (6): YEARLY; (7): CUMULATIVE | CONSTRUCTION |  |  | CUMULATIVE | INCREMENTAL | CUMULATIVE
| NO.YEARS | SPENDING | DEBT | DEBT | TOTAL | TOTAL | PERIOD | CUMULATIVE | DEFERRED | DEFERRED | YEAR-END | YEAR-END
| BEFORE | WITH AFUDC | AFUDC | AFUDC | AFUDC | AFUDC | INTEREST | CPI | TAXES | TAXES | BOOK VALUE | BOOK VALUE
YEAR | IN-SERVICE | ($/kW) | ($/kW) | ($/kW) | ($/kW) | ($/kW) | ($/kW) | ($/kW) | ($/kW) | ($/kW) | ($/kW) | ($/kW)
2023 | -12 | 0 | 0 | 0 | 0 | 0 | 0 | 0 | 0 | 0 | 0 | 0
2024 | -11 | 0 | 0 | 0 | 0 | 0 | 0 | 0 | 0 | 0 | 0 | 0
2025 | -10 | 0 | 0 | 0 | 0 | 0 | 0 | 0 | 0 | 0 | 0 | 0
2026 | -9 | 0 | 0 | 0 | 0 | 0 | 0 | 0 | 0 | 0 | 0 | 0
2027 | -8 | 0 | 0 | 0 | 0 | 0 | 0 | 0 | 0 | 0 | 0 | 0
2028 | -7 | 0 | 0 | 0 | 0 | 0 | 0 | 0 | 0 | 0 | 0 | 0
2029 | -6 | 0 | 0 | 0 | 0 | 0 | 0 | 0 | 0 | 0 | 0 | 0
2030 | -5 | 205.185 | 2.8726 | 2.8726 | 12.7625 | 12.7625 | 7.202 | 7.202 | 1.0973 | 1.0973 | 423.1326 | 423.1326
2031 | -4 | 606.9773 | 8.4823 | 11.3549 | 37.6857 | 50.4482 | 20.8569 | 28.0589 | 3.1363 | 4.2336 | 405.3752 | 828.5078
2032 | -3 | 915.514 | 12.7579 | 24.1128 | 56.6816 | 107.1299 | 30.3638 | 58.4227 | 4.4622 | 8.6958 | 230.694 | 1059.2018
2033 | -2 | 1059.2018 | 14.7071 | 38.8199 | 65.3415 | 172.4714 | 33.4177 | 91.8405 | 4.7422 | 13.4381 | 65.3415 | 1124.5433
2034 | -1 | 1124.5433 | 15.5555 | 54.3754 | 69.1107 | 241.5821 | 33.4177 | 125.2582 | 4.5272 | 17.9652 | 69.1107 | 1193.654
(4): 54.3754; (6): 241.5821 | 125.2582 |  | 17.9652 |  | 1193.654
BOOK BASIS
[7 empty] | BOOK BASIS | FOR DEF TAX | TAX BASIS
(6): CONSTRUCTION CASH | 15855.3705 | 15855.3705 | 15855.3705
(6): EQUITY AFUDC | 3117.6549
(6): DEBT AFUDC | 905.5429 | 905.5429
(2): IN SERVICE YEAR; (4): 2035; (6): CPI |  |  | 2085.9926
| PLANT COSTS |  | 786.3466 |  | ITC Basis Reduction (Solar)
(2): AFUDC RATE; (4): 6.22%; (6): TOTAL | 19878.5684 | 16760.9134 | 17941.3632 |  | * Column not specified in workbook
(1): page 6; (6): INPUT DATA -- PART 2 | [7 empty] | PSC FORM CE 1.2
(6): PROGRAM METHOD SELECTED : REV_REQ | [7 empty] | PAGE 1 OF 1
|  |  |  | PROGRAM NAME: | Residential New Construction
(1) | (2) | (3) | (4) | (5) | (6)* | (7) | (8) | (9)
UTILITY
| CUMULATIVE | ADJUSTED | AVERAGE | AVOIDED | INCREASED |  | PROGRAM | PROGRAM
| TOTAL | CUMULATIVE | SYSTEM | MARGINAL | MARGINAL | REPLACEMENT | KW | kWH
| PARTICIPATING | PARTICIPATING | FUEL COST | FUEL COST | FUEL COST | FUEL COST | EFFECTIVENESS | EFFECTIVENESS
YEAR | CUSTOMERS | CUSTOMERS | (C/kWh) | (C/kWh) | (C/kWh) | (C/kWh) | FACTOR | FACTOR
2023 | 0 | 0 | 2.1107 | 2.8192 | 2.1107 | 0 | 1 | 1
2024 | 0 | 0 | 2.6607 | 4.004 | 2.6607 | 0 | 1 | 1
2025 | 3700 | 3700 | 2.9695 | 3.3108 | 3.1085 | 0 | 1 | 1
2026 | 7437 | 7437 | 3.4117 | 3.8694 | 3.544 | 0 | 1 | 1
2027 | 11211.37 | 11211.37 | 3.3657 | 3.8549 | 3.5038 | 0 | 1 | 1
2028 | 15023.4837 | 15023.4837 | 3.5114 | 3.9459 | 3.5892 | 0 | 1 | 1
2029 | 18873.7185 | 18873.7185 | 3.5913 | 4.1145 | 3.6496 | 0 | 1 | 1
2030 | 22762.4557 | 22762.4557 | 3.292 | 3.8253 | 3.3 | 0 | 1 | 1
2031 | 26690.0803 | 26690.0803 | 3.0693 | 3.6588 | 2.9711 | 0 | 1 | 1
2032 | 30656.9811 | 30656.9811 | 2.9515 | 3.6184 | 2.8252 | 0 | 1 | 1
2033 | 34663.5509 | 34663.5509 | 3.334 | 3.8378 | 3.2486 | 6.8825 | 1 | 1
2034 | 38710.1864 | 38710.1864 | 3.5332 | 4.0816 | 3.4705 | 6.9767 | 1 | 1
2035 | 38710.1864 | 38710.1864 | 3.8608 | 4.4332 | 3.8296 | 7.1294 | 1 | 1
2036 | 38710.1864 | 38710.1864 | 4.0027 | 4.5218 | 3.9627 | 6.9828 | 1 | 1
2037 | 38710.1864 | 38710.1864 | 4.1974 | 4.7156 | 4.18 | 7.1471 | 1 | 1
2038 | 38710.1864 | 38710.1864 | 4.5318 | 5.0612 | 4.5565 | 7.2249 | 1 | 1
2039 | 38710.1864 | 38710.1864 | 4.7163 | 5.2445 | 4.7222 | 7.1579 | 1 | 1
2040 | 38710.1864 | 38710.1864 | 5.0571 | 5.57 | 5.0647 | 7.3834 | 1 | 1
2041 | 38710.1864 | 38710.1864 | 5.3851 | 5.8131 | 5.3629 | 7.5063 | 1 | 1
2042 | 38710.1864 | 38710.1864 | 5.4894 | 5.9475 | 5.4906 | 7.5907 | 1 | 1
2043 | 38710.1864 | 38710.1864 | 5.722 | 6.2 | 5.7218 | 7.8225 | 1 | 1
2044 | 38710.1864 | 38710.1864 | 6.1136 | 6.6285 | 6.1477 | 8.0846 | 1 | 1
2045 | 38710.1864 | 38710.1864 | 6.4999 | 7.0386 | 6.5267 | 8.4913 | 1 | 1
2046 | 38710.1864 | 38710.1864 | 6.711 | 7.2984 | 6.7597 | 8.361 | 1 | 1
2047 | 38710.1864 | 38710.1864 | 7.0712 | 7.6223 | 7.0976 | 8.8452 | 1 | 1
2048 | 38710.1864 | 38710.1864 | 7.4142 | 8.0089 | 7.4368 | 9.2397 | 1 | 1
2049 | 38710.1864 | 38710.1864 | 7.8908 | 8.4954 | 7.9361 | 9.5526 | 1 | 1
2050 | 38710.1864 | 38710.1864 | 8.5419 | 9.2429 | 8.612 | 10.0912 | 1 | 1
2051 | 38710.1864 | 38710.1864 | 8.4856 | 9.1582 | 8.5495 | 10.1556 | 1 | 1
2052 | 38710.1864 | 38710.1864 | 8.5408 | 9.1535 | 8.6012 | 10.0773 | 1 | 1
2053 | 38710.1864 | 38710.1864 | 8.5762 | 9.247 | 8.6386 | 10.0634 | 1 | 1
2054 | 38710.1864 | 38710.1864 | 8.6113 | 9.2214 | 8.6787 | 9.8472 | 1 | 1
2055 | 38710.1864 | 38710.1864 | 8.5691 | 9.1466 | 8.6186 | 9.9113 | 1 | 1
2056 | 38710.1864 | 38710.1864 | 8.5437 | 9.1082 | 8.6214 | 9.7266 | 1 | 1
2057 | 38710.1864 | 38710.1864 | 8.5899 | 9.2356 | 8.6847 | 9.8003 | 1 | 1
2058 | 38710.1864 | 38710.1864 | 8.5125 | 9.0571 | 8.5675 | 9.5906 | 1 | 1
2059 | 38710.1864 | 38710.1864 | 8.5501 | 9.1419 | 8.6183 | 9.6304 | 1 | 1
2060 | 38710.1864 | 38710.1864 | 8.5885 | 9.1555 | 8.6759 | 9.5391 | 1 | 1
2061 | 38710.1864 | 38710.1864 | 8.4296 | 9.0018 | 8.5149 | 9.4471 | 1 | 1
2062 | 38710.1864 | 38710.1864 | 8.4175 | 8.9934 | 8.4985 | 9.2658 | 1 | 1
2063 | 38710.1864 | 38710.1864 | 8.4946 | 9.1537 | 8.6153 | 9.7339 | 1 | 1
2064 | 38710.1864 | 38710.1864 | 8.4747 | 9.0438 | 8.5804 | 9.6201 | 1 | 1
2065 | 38710.1864 | 38710.1864 | 8.3716 | 8.9369 | 8.463 | 9.4973 | 1 | 1
2066 | 38710.1864 | 38710.1864 | 8.3231 | 8.9319 | 8.4193 | 9.4862 | 1 | 1
2067 | 38710.1864 | 38710.1864 | 8.3315 | 8.957 | 8.4439 | 9.4654 | 1 | 1
2068 | 38710.1864 | 38710.1864 | 8.3868 | 8.5736 | 8.5178 | 9.4211 | 1 | 1
2069 | 38710.1864 | 38710.1864 | 8.3868 | 8.5736 | 8.5178 | 9.5006 | 1 | 1
2070 | 38710.1864 | 38710.1864 | 8.3868 | 8.5736 | 8.5178 | 9.299 | 1 | 1
2071 | 38710.1864 | 38710.1864 | 8.3868 | 8.5736 | 8.5178 | 9.2593 | 1 | 1
2072 | 38710.1864 | 38710.1864 | 8.3868 | 8.5736 | 8.5178 | 9.2196 | 1 | 1
2073 | 38710.1864 | 38710.1864 | 8.3868 | 8.5736 | 8.5178 | 9.18 | 1 | 1
2074 | 38710.1864 | 38710.1864 | 8.3868 | 8.5736 | 8.5178 | 9.18 | 1 | 1
2075 | 38710.1864 | 38710.1864 | 8.3868 | 8.5736 | 8.5178 | 9.18 | 1 | 1
2076 | 38710.1864 | 38710.1864 | 8.3868 | 8.5736 | 8.5178 | 9.18 | 1 | 1
2077 | 38710.1864 | 38710.1864 | 8.3868 | 8.5736 | 8.5178 | 9.18 | 1 | 1
2078 | 38710.1864 | 38710.1864 | 8.3868 | 8.5736 | 8.5178 | 9.18 | 1 | 1
2079 | 38710.1864 | 38710.1864 | 8.3868 | 8.5736 | 8.5178 | 9.18 | 1 | 1
2080 | 38710.1864 | 38710.1864 | 8.3868 | 8.5736 | 8.5178 | 9.18 | 1 | 1
2081 | 38710.1864 | 38710.1864 | 8.3868 | 8.5736 | 8.5178 | 9.18 | 1 | 1
2082 | 38710.1864 | 38710.1864 | 8.3868 | 8.5736 | 8.5178 | 9.18 | 1 | 1
* THIS COLUMN IS USED ONLY FOR LOAD SHIFTING PROGRAMS WHICH SHIFT CONSUMPTION TO OFF-PEAK PERIODS.
THE VALUES REPRESENT THE OFF PEAK SYSTEM FUEL COSTS.
(1): page 7; (4): AVOIDED GENERATING BENEFITS | [5 empty] | PSC FORM CE 2.1
(4): PROGRAM METHOD SELECTED: REV_REQ | [5 empty] | PAGE 1 OF 1
|  | PROGRAM NAME: | Residential New Construction
| (2) | (3) | (4) | (5) | (6) | (7)
AVOIDED
| GEN UNIT | AVOIDED | AVOIDED | AVOIDED |  | AVOIDED
| CAPACITY | GEN UNIT | GEN UNIT | GEN UNIT | REPLACEMENT | GEN UNIT
| COST | FIXED O&M | VARIABLE O&M | FUEL COST | FUEL COST | BENEFITS
YEAR | $(000) | $(000) | $(000) | $(000) | $(000) | $(000)
2023 | 0 | 0 | 0 | 0 | 0 | 0
2024 | 0 | 0 | 0 | 0 | 0 | 0
2025 | 0 | 0 | 0 | 0 | 0 | 0
2026 | 0 | 0 | 0 | 0 | 0 | 0
2027 | 0 | 0 | 0 | 0 | 0 | 0
2028 | 0 | 0 | 0 | 0 | 0 | 0
2029 | 0 | 0 | 0 | 0 | 0 | 0
2030 | 0 | 0 | 0 | 0 | 0 | 0
2031 | 0 | 0 | 0 | 0 | 0 | 0
2032 | 0 | 0 | 0 | 0 | 0 | 0
2033 | 0 | 0 | 0 | 0 | 0 | 0
2034 | 0 | 0 | 0 | 0 | 0 | 0
2035 | 2730.2343 | 265.8074 | 10.1412 | 6162.6945 | 6760.4965 | 2408.381
2036 | 2667.8717 | 272.4526 | 11.1944 | 6503.9926 | 7130.8241 | 2324.6871
2037 | 2598.9337 | 279.2639 | 11.6381 | 6755.3817 | 7402.8229 | 2242.3946
2038 | 2532.3365 | 286.2455 | 12.4331 | 7108.832 | 7799.6463 | 2140.2008
2039 | 2467.9049 | 293.4017 | 13.2606 | 7400.3978 | 8040.5416 | 2134.4234
2040 | 2405.4771 | 300.7367 | 13.7686 | 7700.1915 | 8401.6484 | 2018.5256
2041 | 2344.9026 | 308.2551 | 14.8366 | 8236.2315 | 8979.4917 | 1924.7342
2042 | 2286.0422 | 315.9615 | 15.0221 | 8210.2348 | 8969.7182 | 1857.5423
2043 | 2228.1387 | 323.8605 | 15.3976 | 8480.837 | 9243.572 | 1804.6618
2044 | 2170.3723 | 331.957 | 16.1722 | 8923.9336 | 9789.1983 | 1653.2369
2045 | 2112.6058 | 340.256 | 16.7763 | 9558.3876 | 10405.4818 | 1622.5439
2046 | 2054.8394 | 348.7624 | 17.6051 | 9580.212 | 10489.7537 | 1511.6651
2047 | 1997.073 | 357.4814 | 18.0452 | 10144.7871 | 11097.2473 | 1420.1394
2048 | 1939.3065 | 366.4185 | 18.2813 | 10507.9533 | 11457.484 | 1374.4755
2049 | 1881.5401 | 375.5789 | 19.1792 | 11048.3844 | 12124.2059 | 1200.4767
2050 | 1823.7736 | 384.9684 | 19.8847 | 11706.8657 | 12954.9508 | 980.5416
2051 | 1766.0072 | 394.5926 | 20.3818 | 11864.7717 | 13037.6668 | 1008.0865
2052 | 1708.2408 | 404.4574 | 20.6539 | 11590.3327 | 12790.1117 | 933.5731
2053 | 1650.4743 | 414.5689 | 21.6569 | 11771.0843 | 13066.1152 | 791.6692
2054 | 1592.7079 | 424.9331 | 22.4478 | 11677.5136 | 12929.0168 | 788.5856
2055 | 1539.9532 | 435.5564 | 23.009 | 11670.9488 | 13013.2243 | 656.2431
2056 | 1497.2199 | 446.4453 | 23.5842 | 11449.0577 | 12770.7349 | 645.5722
2057 | 1459.4984 | 457.6064 | 24.4424 | 11681.1462 | 13010.4194 | 612.2741
2058 | 1421.7769 | 469.0466 | 25.3288 | 11538.3977 | 12871.9816 | 582.5683
2059 | 1384.0554 | 480.7728 | 25.6798 | 11459.4447 | 12784.9329 | 565.0198
2060 | 1346.3339 | 492.7921 | 26.3218 | 11320.0515 | 12663.6852 | 521.8142
2061 | 1308.6124 | 505.1119 | 26.6833 | 11101.1219 | 12403.7317 | 537.7978
2062 | 1270.8909 | 517.7397 | 27.6543 | 11119.5909 | 12300.8413 | 635.0345
2063 | 1233.1694 | 530.6832 | 28.3457 | 11677.1635 | 12922.3088 | 547.053
2064 | 1195.4479 | 543.9503 | 29.3736 | 11522.292 | 12911.5233 | 379.5405
2065 | 1157.7264 | 557.549 | 29.7807 | 11378.4639 | 12608.2342 | 515.2858
2066 | 1120.0049 | 571.4877 | 30.5252 | 11320.0515 | 12593.4874 | 448.582
2067 | 1082.2834 | 585.7749 | 31.2883 | 11379.7915 | 12565.7687 | 513.3694
2068 | 1044.5619 | 600.4193 | 32.0705 | 11288.1902 | 12507.0077 | 458.2343
2069 | 1006.8404 | 615.4298 | 32.8723 | 11406.3425 | 12612.5941 | 448.8909
2070 | 969.1189 | 630.8155 | 33.6941 | 11053.2132 | 12344.8651 | 341.9767
2071 | 931.3974 | 646.5859 | 34.5365 | 10988.1631 | 12292.208 | 308.4748
2072 | 893.6759 | 662.7506 | 35.3999 | 10923.1129 | 12239.5566 | 275.3827
2073 | 855.9544 | 679.3193 | 36.2849 | 10858.0628 | 12186.9108 | 242.7106
2074 | 818.2329 | 696.3023 | 37.192 | 10858.0628 | 12186.9108 | 222.8792
2075 | 780.5114 | 713.7099 | 38.1218 | 10858.0628 | 12186.9108 | 203.4951
2076 | 749.6241 | 731.5526 | 39.0748 | 10858.0628 | 12186.9108 | 191.4036
2077 | 718.7368 | 749.8414 | 40.0517 | 10858.0628 | 12186.9108 | 179.782
2078 | 687.8496 | 768.5875 | 41.053 | 10858.0628 | 12186.9108 | 168.6421
2079 | 656.9623 | 787.8022 | 42.0793 | 10858.0628 | 12186.9108 | 157.9959
2080 | 626.0751 | 807.4972 | 43.1313 | 10858.0628 | 12186.9108 | 147.8557
2081 | 595.1878 | 827.6847 | 44.2096 | 10858.0628 | 12186.9108 | 138.2341
2082 | 564.3006 | 848.3768 | 45.3148 | 10858.0628 | 12186.9108 | 129.1442
NOM | 71874.7854 | 24151.1508 | 1255.8804 | 497790.1914 | 552156.2068 | 42915.8012
NPV | 10690.9151 | 1860.2482 | 90.4825 | 46002.0283 | 50607.6773 | 8035.9967
page 8 | Residential New Construction (5): AVOIDED T&D AND PROGRAM FUEL SAVINGS | [7 empty] | PSC FORM CE 2.2
| Residential New Construction (5): PROGRAM METHOD SELECTED: REV_REQ | [7 empty] | PAGE 1 OF 1
|  |  | PROGRAM NAME : | Residential New Construction
(1) | (2) | (3) | (4) | (5) | (6) | (7) | (8) | (8a)*
|  |  | TOTAL |  |  | TOTAL
| AVOIDED | AVOIDED | AVOIDED | AVOIDED | AVOIDED | AVOIDED |  | PROGRAM
| TRANSMISSION | TRANSMISSION | TRANSMISSION | DISTRIBUTION | DISTRIBUTION | DISTRIBUTION | PROGRAM | OFF-PEAK
| CAP COST | O&M COST | COST | CAP COST | O&M COST | COST | FUEL SAVINGS | PAYBACK
YEAR | $(000) | $(000) | $(000) | $(000) | $(000) | $(000) | $(000) | $(000)
2023 | 0 | 0 | 0 | 0 | 0 | 0 | 0 | 0
2024 | 0 | 0 | 0 | 0 | 0 | 0 | 0 | 0
2025 | 0 | 0 | 0 | 0 | 0 | 0 | 69.9728 | 0
2026 | 119.5699 | 8.8509 | 128.4208 | 35.8056 | 8.9061 | 44.7118 | 247.2991 | 0
2027 | 240.5784 | 15.1908 | 255.7693 | 72.2137 | 15.2857 | 87.4995 | 413.6122 | 0
2028 | 362.6977 | 21.905 | 384.6027 | 109.1513 | 22.0418 | 131.1932 | 592.5915 | 0
2029 | 486.168 | 29.0103 | 515.1783 | 146.6744 | 29.1915 | 175.8659 | 802.5376 | 0
2030 | 611.2201 | 36.5244 | 647.7445 | 184.8386 | 36.7525 | 221.5912 | 919.8844 | 0
2031 | 738.0774 | 44.4657 | 782.543 | 223.6994 | 44.7434 | 268.4428 | 1051.8648 | 0
2032 | 866.9246 | 52.8532 | 919.7778 | 263.3122 | 53.1833 | 316.4956 | 1214.7235 | 0
2033 | 997.8777 | 61.7069 | 1059.5846 | 303.7328 | 62.0923 | 365.8252 | 1444.2765 | 0
2034 | 1131.0207 | 71.0475 | 1202.0682 | 345.0079 | 71.4912 | 416.4991 | 1727.0011 | 0
2035 | 1266.4417 | 76.8399 | 1343.2817 | 387.1739 | 77.3199 | 464.4938 | 1976.1231 | 0
2036 | 1226.7287 | 78.7609 | 1305.4896 | 377.1126 | 79.2529 | 456.3655 | 2006.8311 | 0
2037 | 1187.3453 | 80.73 | 1268.0753 | 367.121 | 81.2342 | 448.3552 | 2089.7414 | 0
2038 | 1148.8778 | 82.7482 | 1231.626 | 357.3465 | 83.265 | 440.6115 | 2239.2499 | 0
2039 | 1111.0725 | 84.8169 | 1195.8894 | 347.7462 | 85.3467 | 433.0929 | 2317.5803 | 0
2040 | 1073.6947 | 86.9373 | 1160.6321 | 338.2798 | 87.4803 | 425.7601 | 2454.9198 | 0
2041 | 1036.8452 | 89.1108 | 1125.956 | 328.9085 | 89.6673 | 418.5759 | 2547.555 | 0
2042 | 1001.0214 | 91.3385 | 1092.3599 | 319.5955 | 91.909 | 411.5045 | 2609.2218 | 0
2043 | 966.5321 | 93.622 | 1060.1541 | 310.3055 | 94.2068 | 404.5122 | 2720.0457 | 0
2044 | 933.4326 | 95.9626 | 1029.3952 | 301.0184 | 96.5619 | 397.5803 | 2908.5397 | 0
2045 | 901.7791 | 98.3616 | 1000.1407 | 291.7312 | 98.976 | 390.7072 | 3087.4247 | 0
2046 | 871.6297 | 100.8207 | 972.4503 | 282.5183 | 101.4504 | 383.9686 | 3205.2413 | 0
2047 | 843.045 | 103.3412 | 946.3862 | 273.5307 | 103.9866 | 377.5174 | 3339.061 | 0
2048 | 816.0883 | 105.9247 | 922.013 | 264.8518 | 106.5863 | 371.4381 | 3510.5295 | 0
2049 | 790.8249 | 108.5728 | 899.3977 | 256.494 | 109.251 | 365.745 | 3720.2681 | 0
2050 | 767.3232 | 111.2871 | 878.6104 | 248.4703 | 111.9822 | 360.4525 | 4053.4016 | 0
2051 | 745.1782 | 114.0693 | 859.2475 | 240.7941 | 114.7818 | 355.5759 | 4013.3088 | 0
2052 | 723.4908 | 116.9211 | 840.4118 | 233.4793 | 117.6513 | 351.1307 | 4003.2282 | 0
2053 | 701.8034 | 119.8441 | 821.6474 | 226.5407 | 120.5926 | 347.1333 | 4051.1198 | 0
2054 | 680.1159 | 122.8402 | 802.9561 | 219.9932 | 123.6074 | 343.6007 | 4031.9136 | 0
2055 | 658.4285 | 125.9112 | 784.3397 | 213.8528 | 126.6976 | 340.5504 | 3995.5041 | 0
2056 | 636.7411 | 129.059 | 765.8001 | 208.0257 | 129.8651 | 337.8908 | 3977.2812 | 0
2057 | 615.0537 | 132.2854 | 747.3391 | 202.3044 | 133.1117 | 335.4161 | 4042.8476 | 0
2058 | 593.3662 | 135.5926 | 728.9588 | 196.5831 | 136.4395 | 333.0226 | 3952.729 | 0
2059 | 571.6788 | 138.9824 | 710.6612 | 190.8618 | 139.8505 | 330.7123 | 3995.3753 | 0
2060 | 549.9914 | 142.457 | 692.4484 | 185.1405 | 143.3467 | 328.4873 | 3997.8852 | 0
2061 | 528.304 | 146.0184 | 674.3224 | 179.4193 | 146.9304 | 326.3496 | 3932.7395 | 0
2062 | 506.8953 | 149.6688 | 656.5641 | 173.698 | 150.6037 | 324.3016 | 3929.6534 | 0
2063 | 485.8463 | 153.4106 | 639.2569 | 167.9767 | 154.3687 | 322.3454 | 4009.5691 | 0
2064 | 465.1715 | 157.2458 | 622.4173 | 162.2554 | 158.228 | 320.4833 | 3950.3241 | 0
2065 | 444.886 | 161.177 | 606.0629 | 156.5341 | 162.1837 | 318.7177 | 3904.0372 | 0
2066 | 425.0054 | 165.2064 | 590.2118 | 150.8128 | 166.2383 | 317.051 | 3907.7405 | 0
2067 | 405.546 | 169.3365 | 574.8826 | 145.1099 | 170.3942 | 315.5041 | 3920.7987 | 0
2068 | 386.525 | 173.57 | 560.0949 | 139.4996 | 174.6541 | 314.1537 | 3697.2158 | 0
2069 | 367.9598 | 177.9092 | 545.869 | 133.9858 | 179.0204 | 313.0062 | 3697.2158 | 0
2070 | 330.8656 | 182.3569 | 513.2225 | 128.5722 | 183.4959 | 312.0682 | 3697.2158 | 0
2071 | 291.888 | 186.9159 | 478.8038 | 123.263 | 188.0833 | 311.3463 | 3697.2158 | 0
2072 | 253.6036 | 191.5888 | 445.1923 | 118.0623 | 192.7854 | 310.8477 | 3697.2158 | 0
2073 | 215.9369 | 196.3785 | 412.3154 | 112.9745 | 197.605 | 310.5795 | 3697.2158 | 0
2074 | 178.9129 | 201.2879 | 380.2008 | 108.0041 | 202.5452 | 310.5493 | 3697.2158 | 0
2075 | 142.5574 | 206.3201 | 348.8775 | 103.156 | 207.6088 | 310.7648 | 3697.2158 | 0
2076 | 106.8973 | 211.4781 | 318.3754 | 92.1002 | 212.799 | 304.8992 | 3697.2158 | 0
2077 | 71.9607 | 216.7651 | 288.7258 | 81.2779 | 218.119 | 299.3969 | 3697.2158 | 0
2078 | 37.7767 | 222.1842 | 259.961 | 70.5896 | 223.572 | 294.1615 | 3697.2158 | 0
2079 | 4.3757 | 227.7388 | 232.1146 | 60.0404 | 229.1613 | 289.2017 | 3697.2158 | 0
2080 | -5.7733e-13 | 233.4323 | 233.4323 | 49.6361 | 234.8903 | 284.5264 | 3697.2158 | 0
2081 | -4.708e-13 | 239.2681 | 239.2681 | 39.3825 | 240.7626 | 280.145 | 3697.2158 | 0
2082 | 0 | 245.2498 | 245.2498 | 29.2856 | 246.7816 | 276.0672 | 3697.2158 | 0
NOM | 33623.5787 | 7323.1994 | 40946.7781 | 11379.8522 | 7368.9394 | 18748.7916 | 176343.7901 | 0
NPV | 7602.8675 | 718.6936 | 8321.5611 | 2379.5406 | 723.1825 | 3102.7231 | 19688.7152 | 0
* THESE VALUES REPRESENT THE COST OF THE INCREASED FUEL CONSUMPTION DUE TO GREATER OFF-PEAK
ENERGY USAGE. USED FOR LOAD SHIFTING PROGRAMS ONLY.
page 8a |  |  | AVOIDED GENERATING EMISSION IMPACT
PROGRAM METHOD SELECTED: REV_REQ
|  | PROGRAM NAME: | Residential New Construction
| (2) | (3) | (4) | (5) | (6)
| AVOIDED |  |  | OFF-PEAK
| GEN UNIT |  | PROGRAM | EMISSION | NET
| EMISSION | REPLACEMENT | EMISSION | PAYBACK | EMISSION
| BENEFIT | EMISSION COST | BENEFIT | COST | BENEFIT
YEAR | $(000) | $(000) | $(000) | $(000) | $(000)
2023 | 0 | 0 | 0 | 0 | 0
2024 | 0 | 0 | 0 | 0 | 0
2025 | 0 | 0 | 0.0086271 | 0 | 0.0086271
2026 | 0 | 0 | 0.025968 | 0 | 0.025968
2027 | 0 | 0 | 0.043482 | 0 | 0.043482
2028 | 0 | 0 | 0.061171 | 0 | 0.061171
2029 | 0 | 0 | 0.079037 | 0 | 0.079037
2030 | 0 | 0 | 0.097081 | 0 | 0.097081
2031 | 0 | 0 | 0.11531 | 0 | 0.11531
2032 | 0 | 0 | 0.13371 | 0 | 0.13371
2033 | 0 | 0 | 0.15231 | 0 | 0.15231
2034 | 0 | 0 | 0.17108 | 0 | 0.17108
2035 | 0.35561 | 0.39968 | 0.18052 | 0 | 0.13645
2036 | 0.38297 | 0.43042 | 0.18052 | 0 | 0.13306
2037 | 0.38844 | 0.43657 | 0.18052 | 0 | 0.13239
2038 | 0.40485 | 0.45502 | 0.18052 | 0 | 0.13035
2039 | 0.42126 | 0.47346 | 0.18052 | 0 | 0.12832
2040 | 0.42673 | 0.47961 | 0.18052 | 0 | 0.12764
2041 | 0.44862 | 0.50421 | 0.18052 | 0 | 0.12493
2042 | 0.44315 | 0.49806 | 0.18052 | 0 | 0.12561
2043 | 0.44315 | 0.49806 | 0.18052 | 0 | 0.12561
2044 | 0.45409 | 0.51036 | 0.18052 | 0 | 0.12425
2045 | 0.45956 | 0.51651 | 0.18052 | 0 | 0.12357
2046 | 0.4705 | 0.5288 | 0.18052 | 0 | 0.12222
2047 | 0.4705 | 0.5288 | 0.18052 | 0 | 0.12222
2048 | 0.46503 | 0.52265 | 0.18052 | 0 | 0.1229
2049 | 0.47597 | 0.53495 | 0.18052 | 0 | 0.12154
2050 | 0.48144 | 0.5411 | 0.18052 | 0 | 0.12086
2051 | 0.48144 | 0.5411 | 0.18052 | 0 | 0.12086
2052 | 0.47597 | 0.53495 | 0.18052 | 0 | 0.12154
2053 | 0.48691 | 0.54725 | 0.18052 | 0 | 0.12018
2054 | 0.49239 | 0.5534 | 0.18052 | 0 | 0.11951
2055 | 0.49239 | 0.5534 | 0.18052 | 0 | 0.11951
2056 | 0.49239 | 0.5534 | 0.18052 | 0 | 0.11951
2057 | 0.49786 | 0.55955 | 0.18052 | 0 | 0.11883
2058 | 0.50333 | 0.5657 | 0.18052 | 0 | 0.11815
2059 | 0.49786 | 0.55955 | 0.18052 | 0 | 0.11883
2060 | 0.49786 | 0.55955 | 0.18052 | 0 | 0.11883
2061 | 0.49239 | 0.5534 | 0.18052 | 0 | 0.11951
2062 | 0.49786 | 0.55955 | 0.18052 | 0 | 0.11883
2063 | 0.49786 | 0.55955 | 0.18052 | 0 | 0.11883
2064 | 0.50333 | 0.5657 | 0.18052 | 0 | 0.11815
2065 | 0.49786 | 0.55955 | 0.18052 | 0 | 0.11883
2066 | 0.49786 | 0.55955 | 0.18052 | 0 | 0.11883
2067 | 0.49786 | 0.55955 | 0.18052 | 0 | 0.11883
2068 | 0.49786 | 0.55955 | 0.18052 | 0 | 0.11883
2069 | 0.49786 | 0.55955 | 0.18052 | 0 | 0.11883
2070 | 0.49786 | 0.55955 | 0.18052 | 0 | 0.11883
2071 | 0.49786 | 0.55955 | 0.18052 | 0 | 0.11883
2072 | 0.49786 | 0.55955 | 0.18052 | 0 | 0.11883
2073 | 0.49786 | 0.55955 | 0.18052 | 0 | 0.11883
2074 | 0.49786 | 0.55955 | 0.18052 | 0 | 0.11883
2075 | 0.49786 | 0.55955 | 0.18052 | 0 | 0.11883
2076 | 0.49786 | 0.55955 | 0.18052 | 0 | 0.11883
2077 | 0.49786 | 0.55955 | 0.18052 | 0 | 0.11883
2078 | 0.49786 | 0.55955 | 0.18052 | 0 | 0.11883
2079 | 0.49786 | 0.55955 | 0.18052 | 0 | 0.11883
2080 | 0.49786 | 0.55955 | 0.18052 | 0 | 0.11883
2081 | 0.49786 | 0.55955 | 0.18052 | 0 | 0.11883
2082 | 0.49786 | 0.55955 | 0.18052 | 0 | 0.11883
NOM | 22.8631 | 25.6961 | 9.5526 | 0 | 6.7196
NPV | 2.2691 | 2.5503 | 1.4024 | 0 | 1.1212
(1): page 9; Residential New Construction (7): TOTAL RESOURCE COST TEST | [5 empty] | PSC FORM CE 2.3
Residential New Construction (7): PROGRAM METHOD SELECTED: REV_REQ | [5 empty] | PAGE 1 OF 1
[5 empty] | PROGRAM NAME: | Residential New Construction
(1) | (2) | (3) | (4) | (5) | (6) | (7) | (8) | (9) | (10) | (11) | (12) | (13)
| INCREASED | UTILITY | PARTICIPANT |  |  | AVOIDED | AVOIDED |  |  |  |  | CUMULATIVE
| SUPPLY | PROGRAM | PROGRAM | OTHER | TOTAL | GEN UNIT | T&D | PROGRAM | OTHER | TOTAL | NET | DISCOUNTED
| COSTS | COSTS | COSTS | COSTS | COSTS | BENEFITS | BENEFITS | FUEL SAVINGS | BENEFITS | BENEFITS | BENEFITS | NET BENEFITS
YEAR | $(000) | $(000) | $(000) | $(000) | $(000) | $(000) | $(000) | $(000) | $(000) | $(000) | $(000) | $(000)
2023 | 0 | 0 | 0 | 0 | 0 | 0 | 0 | 0 | 0 | 0 | 0 | 0
2024 | 0 | 0 | 0 | 0 | 0 | 0 | 0 | 0 | 0 | 0 | 0 | 0
2025 | 0 | 412.9409 | 1586.0235 | 0 | 1998.9644 | 0 | 0 | 69.9728 | 0.0086271 | 69.9814 | -1928.983 | -1650.8671
2026 | 0 | 427.4971 | 1641.9308 | 0 | 2069.4279 | 0 | 173.1325 | 247.2991 | 0.025968 | 420.4576 | -1648.9704 | -2956.4017
2027 | 0 | 442.5664 | 1699.8089 | 0 | 2142.3753 | 0 | 343.2687 | 413.6122 | 0.043482 | 756.9244 | -1385.4509 | -3971.1504
2028 | 0 | 458.1668 | 1759.7272 | 0 | 2217.894 | 0 | 515.7958 | 592.5915 | 0.061171 | 1108.4486 | -1109.4454 | -4722.8861
2029 | 0 | 474.3172 | 1821.7575 | 0 | 2296.0748 | 0 | 691.0443 | 802.5376 | 0.079037 | 1493.6609 | -802.4138 | -5225.8647
2030 | 0 | 491.0369 | 1885.9745 | 0 | 2377.0114 | 0 | 869.3357 | 919.8844 | 0.097081 | 1789.3171 | -587.6943 | -5566.6606
2031 | 0 | 508.346 | 1952.4551 | 0 | 2460.801 | 0 | 1050.9858 | 1051.8648 | 0.11531 | 2102.9659 | -357.8351 | -5758.6237
2032 | 0 | 526.2652 | 2021.2791 | 0 | 2547.5443 | 0 | 1236.2733 | 1214.7235 | 0.13371 | 2451.1306 | -96.4137 | -5806.4719
2033 | 0 | 544.816 | 2092.5292 | 0 | 2637.3452 | 0 | 1425.4098 | 1444.2765 | 0.15231 | 2869.8387 | 232.4934 | -5699.7314
2034 | 0 | 564.0208 | 2166.2909 | 0 | 2730.3116 | 0 | 1618.5673 | 1727.0011 | 0.17108 | 3345.7395 | 615.4279 | -5438.3423
2035 | 0 | 0 | 0 | 0 | 0 | 2408.381 | 1807.7755 | 1976.1231 | 0.13645 | 6192.416 | 6192.416 | -3005.2293
2036 | 0 | 0 | 0 | 0 | 0 | 2324.6871 | 1761.8551 | 2006.8311 | 0.13306 | 6093.5064 | 6093.5064 | -790.2928
2037 | 0 | 0 | 0 | 0 | 0 | 2242.3946 | 1716.4305 | 2089.7414 | 0.13239 | 6048.6989 | 6048.6989 | 1243.6925
2038 | 0 | 0 | 0 | 0 | 0 | 2140.2008 | 1672.2375 | 2239.2499 | 0.13035 | 6051.8186 | 6051.8186 | 3126.3166
2039 | 0 | 0 | 0 | 0 | 0 | 2134.4234 | 1628.9823 | 2317.5803 | 0.12832 | 6081.1143 | 6081.1143 | 4876.3757
2040 | 0 | 0 | 0 | 0 | 0 | 2018.5256 | 1586.3922 | 2454.9198 | 0.12764 | 6059.9652 | 6059.9652 | 6489.7365
2041 | 0 | 0 | 0 | 0 | 0 | 1924.7342 | 1544.5318 | 2547.555 | 0.12493 | 6016.9459 | 6016.9459 | 7971.6722
2042 | 0 | 0 | 0 | 0 | 0 | 1857.5423 | 1503.8645 | 2609.2218 | 0.12561 | 5970.7542 | 5970.7542 | 9332.0962
2043 | 0 | 0 | 0 | 0 | 0 | 1804.6618 | 1464.6663 | 2720.0457 | 0.12561 | 5989.4994 | 5989.4994 | 10594.5847
2044 | 0 | 0 | 0 | 0 | 0 | 1653.2369 | 1426.9755 | 2908.5397 | 0.12425 | 5988.8763 | 5988.8763 | 11762.3999
2045 | 0 | 676.6518 | 2598.8842 | 0 | 3275.536 | 1622.5439 | 1390.8479 | 3087.4247 | 0.12357 | 6100.9401 | 2825.4041 | 12272.0841
2046 | 0 | 700.5038 | 2690.4948 | 0 | 3390.9986 | 1511.6651 | 1356.419 | 3205.2413 | 0.12222 | 6073.4476 | 2682.449 | 12719.7397
2047 | 0 | 725.1965 | 2785.3348 | 0 | 3510.5313 | 1420.1394 | 1323.9036 | 3339.061 | 0.12222 | 6083.2262 | 2572.6949 | 13116.9244
2048 | 0 | 750.7597 | 2883.5178 | 0 | 3634.2776 | 1374.4755 | 1293.4511 | 3510.5295 | 0.1229 | 6178.579 | 2544.3014 | 13480.3075
2049 | 0 | 777.224 | 2985.1618 | 0 | 3762.3859 | 1200.4767 | 1265.1427 | 3720.2681 | 0.12154 | 6186.009 | 2423.6232 | 13800.531
2050 | 0 | 804.6211 | 3090.3888 | 0 | 3895.01 | 980.5416 | 1239.0629 | 4053.4016 | 0.12086 | 6273.127 | 2378.1171 | 14091.2096
2051 | 0 | 832.984 | 3199.325 | 0 | 4032.3091 | 1008.0865 | 1214.8234 | 4013.3088 | 0.12086 | 6236.3395 | 2204.0305 | 14340.4333
2052 | 0 | 862.3467 | 3312.1012 | 0 | 4174.4479 | 933.5731 | 1191.5425 | 4003.2282 | 0.12154 | 6128.4654 | 1954.0174 | 14544.8385
2053 | 0 | 892.7445 | 3428.8528 | 0 | 4321.5972 | 791.6692 | 1168.7807 | 4051.1198 | 0.12018 | 6011.6899 | 1690.0927 | 14708.3943
2054 | 0 | 924.2137 | 3549.7198 | 0 | 4473.9335 | 788.5856 | 1146.5568 | 4031.9136 | 0.11951 | 5967.1755 | 1493.242 | 14842.0777
2055 | 0 | 0 | 0 | 0 | 0 | 656.2431 | 1124.8901 | 3995.5041 | 0.11951 | 5776.7569 | 5776.7569 | 15320.5129
2056 | 0 | 0 | 0 | 0 | 0 | 645.5722 | 1103.6908 | 3977.2812 | 0.11951 | 5726.6638 | 5726.6638 | 15759.2786
2057 | 0 | 0 | 0 | 0 | 0 | 612.2741 | 1082.7552 | 4042.8476 | 0.11883 | 5737.9957 | 5737.9957 | 16165.9868
2058 | 0 | 0 | 0 | 0 | 0 | 582.5683 | 1061.9814 | 3952.729 | 0.11815 | 5597.3969 | 5597.3969 | 16533.0161
2059 | 0 | 0 | 0 | 0 | 0 | 565.0198 | 1041.3735 | 3995.3753 | 0.11883 | 5601.8874 | 5601.8874 | 16872.8298
2060 | 0 | 0 | 0 | 0 | 0 | 521.8142 | 1020.9356 | 3997.8852 | 0.11883 | 5540.7538 | 5540.7538 | 17183.7631
2061 | 0 | 0 | 0 | 0 | 0 | 537.7978 | 1000.672 | 3932.7395 | 0.11951 | 5471.3289 | 5471.3289 | 17467.8053
2062 | 0 | 0 | 0 | 0 | 0 | 635.0345 | 980.8658 | 3929.6534 | 0.11883 | 5545.6725 | 5545.6725 | 17734.1452
2063 | 0 | 0 | 0 | 0 | 0 | 547.053 | 961.6023 | 4009.5691 | 0.11883 | 5518.3432 | 5518.3432 | 17979.3238
2064 | 0 | 0 | 0 | 0 | 0 | 379.5405 | 942.9007 | 3950.3241 | 0.11815 | 5272.8834 | 5272.8834 | 18196.0513
2065 | 0 | 1108.7728 | 4258.5743 | 0 | 5367.3471 | 515.2858 | 924.7807 | 3904.0372 | 0.11883 | 5344.2225 | -23.1246 | 18195.172
2066 | 0 | 1147.857 | 4408.6891 | 0 | 5556.5461 | 448.582 | 907.2628 | 3907.7405 | 0.11883 | 5263.7041 | -292.842 | 18184.8709
2067 | 0 | 1188.319 | 4564.0954 | 0 | 5752.4144 | 513.3694 | 890.3867 | 3920.7987 | 0.11883 | 5324.6736 | -427.7408 | 18170.9515
2068 | 0 | 1230.2072 | 4724.9797 | 0 | 5955.187 | 458.2343 | 874.2486 | 3697.2158 | 0.11883 | 5029.8175 | -925.3694 | 18143.0936
2069 | 0 | 1273.572 | 4891.5353 | 0 | 6165.1073 | 448.8909 | 858.8752 | 3697.2158 | 0.11883 | 5005.1007 | -1160.0066 | 18110.7874
2070 | 0 | 1318.4654 | 5063.9619 | 0 | 6382.4273 | 341.9767 | 825.2907 | 3697.2158 | 0.11883 | 4864.602 | -1517.8254 | 18071.6818
2071 | 0 | 1364.9414 | 5242.4666 | 0 | 6607.4079 | 308.4748 | 790.1501 | 3697.2158 | 0.11883 | 4795.9596 | -1811.4483 | 18028.5066
2072 | 0 | 1413.0555 | 5427.2635 | 0 | 6840.319 | 275.3827 | 756.0401 | 3697.2158 | 0.11883 | 4728.7574 | -2111.5617 | 17981.9476
2073 | 0 | 1462.8657 | 5618.5745 | 0 | 7081.4403 | 242.7106 | 722.895 | 3697.2158 | 0.11883 | 4662.9402 | -2418.5001 | 17932.6145
2074 | 0 | 1514.4318 | 5816.6293 | 0 | 7331.0611 | 222.8792 | 690.7502 | 3697.2158 | 0.11883 | 4610.964 | -2720.097 | 17881.2848
2075 | 0 | 0 | 0 | 0 | 0 | 203.4951 | 659.6423 | 3697.2158 | 0.11883 | 4560.472 | 4560.472 | 17960.8981
2076 | 0 | 0 | 0 | 0 | 0 | 191.4036 | 623.2746 | 3697.2158 | 0.11883 | 4512.0129 | 4512.0129 | 18033.7663
2077 | 0 | 0 | 0 | 0 | 0 | 179.782 | 588.1227 | 3697.2158 | 0.11883 | 4465.2394 | 4465.2394 | 18100.4784
2078 | 0 | 0 | 0 | 0 | 0 | 168.6421 | 554.1225 | 3697.2158 | 0.11883 | 4420.0992 | 4420.0992 | 18161.5703
2079 | 0 | 0 | 0 | 0 | 0 | 157.9959 | 521.3162 | 3697.2158 | 0.11883 | 4376.6467 | 4376.6467 | 18217.5312
2080 | 0 | 0 | 0 | 0 | 0 | 147.8557 | 517.9587 | 3697.2158 | 0.11883 | 4363.149 | 4363.149 | 18269.1414
2081 | 0 | 0 | 0 | 0 | 0 | 138.2341 | 519.4132 | 3697.2158 | 0.11883 | 4354.9819 | 4354.9819 | 18316.7969
2082 | 0 | 0 | 0 | 0 | 0 | 129.1442 | 521.3171 | 3697.2158 | 0.11883 | 4347.7959 | 4347.7959 | 18360.8107
NOM | 0 | 25819.7071 | 99168.3275 | 0 | 124988.0346 | 42915.8012 | 59695.5697 | 176343.7901 | 6.7196 | 278961.8806 | 153973.846
NPV | 0 | 4294.6016 | 16494.7051 | 0 | 20789.3067 | 8035.9967 | 11424.2842 | 19688.7152 | 1.1212 | 39150.1174 | 18360.8107
| Discount Rate: |  |  |  | 8.0956 | %
| Benefit/Cost Ratio (Col(11) / Col(6)) : |  |  |  | 1.8832
(1): page 10; Residential New Construction (7): PARTICIPANT COSTS AND BENEFITS |  | PSC FORM CE 2.4
Residential New Construction (7): PROGRAM METHOD SELECTED: REV_REQ |  | PAGE 1 OF 1
[5 empty] | PROGRAM NAME: | Residential New Construction
(1) | (2) | (3) | (4) | (5) | (6) | (7) | (8) | (9) | (10) | (11) | (12)
| SAVINGS IN |  |  |  |  | CUSTOMER |  |  |  |  | CUMULATIVE
| PARTICIPANTS | TAX | UTILITY | OTHER | TOTAL | EQUIPMENT | CUSTOMER | OTHER | TOTAL | NET | DISCOUNTED
| BILLS | CREDITS | REBATES | BENEFITS | BENEFITS | COSTS | O&M COSTS | COSTS | COSTS | BENEFITS | NET BENEFITS
YEAR | $(000) | $(000) | $(000) | $(000) | $(000) | $(000) | $(000) | $(000) | $(000) | $(000) | $(000)
2023 | 0 | 0 | 0 | 0 | 0 | 0 | 0 | 0 | 0 | 0 | 0
2024 | 0 | 0 | 0 | 0 | 0 | 0 | 0 | 0 | 0 | 0 | 0
2025 | 302.4817 | 0 | 11.5595 | 0 | 314.0412 | 1586.0235 | 0 | 0 | 1586.0235 | -1271.9823 | -1088.5911
2026 | 986.0457 | 0 | 11.6751 | 0 | 997.7207 | 1641.9308 | 0 | 0 | 1641.9308 | -644.2101 | -1598.6297
2027 | 1715.1152 | 0 | 11.7918 | 0 | 1726.907 | 1699.8089 | 0 | 0 | 1699.8089 | 27.0981 | -1578.7822
2028 | 2439.83 | 0 | 11.9098 | 0 | 2451.7398 | 1759.7272 | 0 | 0 | 1759.7272 | 692.0126 | -1109.8897
2029 | 3179.9379 | 0 | 12.0289 | 0 | 3191.9668 | 1821.7575 | 0 | 0 | 1821.7575 | 1370.2092 | -250.9989
2030 | 4100.4325 | 0 | 12.1491 | 0 | 4112.5816 | 1885.9745 | 0 | 0 | 1885.9745 | 2226.6071 | 1040.1803
2031 | 4991.3868 | 0 | 12.2706 | 0 | 5003.6575 | 1952.4551 | 0 | 0 | 1952.4551 | 3051.2024 | 2677.0186
2032 | 5938.8237 | 0 | 12.3933 | 0 | 5951.217 | 2021.2791 | 0 | 0 | 2021.2791 | 3929.9379 | 4627.3675
2033 | 6885.3081 | 0 | 12.5173 | 0 | 6897.8254 | 2092.5292 | 0 | 0 | 2092.5292 | 4805.2962 | 6833.5358
2034 | 7881.9253 | 0 | 12.6424 | 0 | 7894.5677 | 2166.2909 | 0 | 0 | 2166.2909 | 5728.2769 | 9266.4921
2035 | 8521.9612 | 0 | 0 | 0 | 8521.9612 | 0 | 0 | 0 | 0 | 8521.9612 | 12614.9258
2036 | 8709.7171 | 0 | 0 | 0 | 8709.7171 | 0 | 0 | 0 | 0 | 8709.7171 | 15780.8321
2037 | 8902.1388 | 0 | 0 | 0 | 8902.1388 | 0 | 0 | 0 | 0 | 8902.1388 | 18774.3387
2038 | 9126.1928 | 0 | 0 | 0 | 9126.1928 | 0 | 0 | 0 | 0 | 9126.1928 | 21613.3514
2039 | 9362.6081 | 0 | 0 | 0 | 9362.6081 | 0 | 0 | 0 | 0 | 9362.6081 | 24307.7782
2040 | 9556.7863 | 0 | 0 | 0 | 9556.7863 | 0 | 0 | 0 | 0 | 9556.7863 | 26852.1072
2041 | 9755.8436 | 0 | 0 | 0 | 9755.8436 | 0 | 0 | 0 | 0 | 9755.8436 | 29254.9096
2042 | 9951.3588 | 0 | 0 | 0 | 9951.3588 | 0 | 0 | 0 | 0 | 9951.3588 | 31522.3061
2043 | 10145.4152 | 0 | 0 | 0 | 10145.4152 | 0 | 0 | 0 | 0 | 10145.4152 | 33660.7938
2044 | 10392.459 | 0 | 0 | 0 | 10392.459 | 0 | 0 | 0 | 0 | 10392.459 | 35687.2961
2045 | 10664.7892 | 0 | 11.5595 | 0 | 10676.3487 | 2598.8842 | 0 | 0 | 2598.8842 | 8077.4645 | 37144.4173
2046 | 10895.4097 | 0 | 11.6751 | 0 | 10907.0848 | 2690.4948 | 0 | 0 | 2690.4948 | 8216.59 | 38515.6276
2047 | 11122.5297 | 0 | 11.7918 | 0 | 11134.3215 | 2785.3348 | 0 | 0 | 2785.3348 | 8348.9867 | 39804.5836
2048 | 11324.5632 | 0 | 11.9098 | 0 | 11336.473 | 2883.5178 | 0 | 0 | 2883.5178 | 8452.9551 | 41011.8545
2049 | 11548.4762 | 0 | 12.0289 | 0 | 11560.505 | 2985.1618 | 0 | 0 | 2985.1618 | 8575.3432 | 42144.8796
2050 | 11763.1994 | 0 | 12.1491 | 0 | 11775.3485 | 3090.3888 | 0 | 0 | 3090.3888 | 8684.9597 | 43206.4472
2051 | 11931.4852 | 0 | 12.2706 | 0 | 11943.7559 | 3199.325 | 0 | 0 | 3199.325 | 8744.4309 | 44195.2353
2052 | 12183.3665 | 0 | 12.3933 | 0 | 12195.7598 | 3312.1012 | 0 | 0 | 3312.1012 | 8883.6586 | 45124.5342
2053 | 12374.5588 | 0 | 12.5173 | 0 | 12387.0761 | 3428.8528 | 0 | 0 | 3428.8528 | 8958.2233 | 45991.4507
2054 | 12568.0317 | 0 | 12.6424 | 0 | 12580.6741 | 3549.7198 | 0 | 0 | 3549.7198 | 9030.9543 | 46799.9523
2055 | 12763.8272 | 0 | 0 | 0 | 12763.8272 | 0 | 0 | 0 | 0 | 12763.8272 | 47857.0619
2056 | 12961.9882 | 0 | 0 | 0 | 12961.9882 | 0 | 0 | 0 | 0 | 12961.9882 | 48850.1838
2057 | 13162.5586 | 0 | 0 | 0 | 13162.5586 | 0 | 0 | 0 | 0 | 13162.5586 | 49783.1439
2058 | 13365.5829 | 0 | 0 | 0 | 13365.5829 | 0 | 0 | 0 | 0 | 13365.5829 | 50659.5443
2059 | 13571.1067 | 0 | 0 | 0 | 13571.1067 | 0 | 0 | 0 | 0 | 13571.1067 | 51482.7753
2060 | 13779.1766 | 0 | 0 | 0 | 13779.1766 | 0 | 0 | 0 | 0 | 13779.1766 | 52256.0283
2061 | 13989.8398 | 0 | 0 | 0 | 13989.8398 | 0 | 0 | 0 | 0 | 13989.8398 | 52982.3063
2062 | 14203.1447 | 0 | 0 | 0 | 14203.1447 | 0 | 0 | 0 | 0 | 14203.1447 | 53664.4353
2063 | 14475.5231 | 0 | 0 | 0 | 14475.5231 | 0 | 0 | 0 | 0 | 14475.5231 | 54307.5792
2064 | 14751.2194 | 0 | 0 | 0 | 14751.2194 | 0 | 0 | 0 | 0 | 14751.2194 | 54913.8877
2065 | 15026.8182 | 0 | 11.5595 | 0 | 15038.3777 | 4258.5743 | 0 | 0 | 4258.5743 | 10779.8033 | 55323.7787
2066 | 15300.678 | 0 | 11.6751 | 0 | 15312.3531 | 4408.6891 | 0 | 0 | 4408.6891 | 10903.664 | 55707.3285
2067 | 15575.5203 | 0 | 11.7918 | 0 | 15587.3122 | 4564.0954 | 0 | 0 | 4564.0954 | 11023.2168 | 56066.0436
2068 | 15852.5588 | 0 | 11.9098 | 0 | 15864.4686 | 4724.9797 | 0 | 0 | 4724.9797 | 11139.4888 | 56401.3936
2069 | 16133.583 | 0 | 12.0289 | 0 | 16145.6119 | 4891.5353 | 0 | 0 | 4891.5353 | 11254.0766 | 56714.8195
2070 | 16417.5593 | 0 | 12.1491 | 0 | 16429.7085 | 5063.9619 | 0 | 0 | 5063.9619 | 11365.7466 | 57007.6489
2071 | 16704.8295 | 0 | 12.2706 | 0 | 16717.1002 | 5242.4666 | 0 | 0 | 5242.4666 | 11474.6336 | 57281.1427
2072 | 17000.0885 | 0 | 12.3933 | 0 | 17012.4818 | 5427.2635 | 0 | 0 | 5427.2635 | 11585.2183 | 57536.592
2073 | 17297.7739 | 0 | 12.5173 | 0 | 17310.2912 | 5618.5745 | 0 | 0 | 5618.5745 | 11691.7167 | 57775.0822
2074 | 17602.2556 | 0 | 12.6424 | 0 | 17614.8981 | 5816.6293 | 0 | 0 | 5816.6293 | 11798.2688 | 57997.7219
2075 | 17913.8693 | 0 | 0 | 0 | 17913.8693 | 0 | 0 | 0 | 0 | 17913.8693 | 58310.4489
2076 | 18232.973 | 0 | 0 | 0 | 18232.973 | 0 | 0 | 0 | 0 | 18232.973 | 58604.9082
2077 | 18559.9492 | 0 | 0 | 0 | 18559.9492 | 0 | 0 | 0 | 0 | 18559.9492 | 58882.1997
2078 | 18895.2067 | 0 | 0 | 0 | 18895.2067 | 0 | 0 | 0 | 0 | 18895.2067 | 59143.3576
2079 | 19239.1832 | 0 | 0 | 0 | 19239.1832 | 0 | 0 | 0 | 0 | 19239.1832 | 59389.3548
2080 | 19592.3479 | 0 | 0 | 0 | 19592.3479 | 0 | 0 | 0 | 0 | 19592.3479 | 59621.1058
2081 | 19955.2043 | 0 | 0 | 0 | 19955.2043 | 0 | 0 | 0 | 0 | 19955.2043 | 59839.4709
2082 | 20328.2937 | 0 | 0 | 0 | 20328.2937 | 0 | 0 | 0 | 0 | 20328.2937 | 60045.2589
NOM | 701874.8371 | 0 | 362.8135 | 0 | 702237.6506 | 99168.3275 | 0 | 0 | 99168.3275 | 603069.323
NPV | 76446.7296 | 0 | 93.2344 | 0 | 76539.964 | 16494.7051 | 0 | 0 | 16494.7051 | 60045.2589
| In Service of Gen Unit: |  |  |  | 2035
| Discount Rate : |  |  |  | 8.0956 | %
| Benefit/Cost Ratio ( Col(6) / Col(10)) |  |  |  | 4.6403
(1): page 11; Residential New Construction (7): RATE IMPACT TEST |  |  | PSC FORM CE 2.5
Residential New Construction (7): PROGRAM METHOD SELECTED: REV_REQ |  |  | PAGE 1 OF 1
[5 empty] | PROGRAM NAME: | Residential New Construction
(1) | (2) | (3) | (4) | (5) | (6) | (7) | (8) | (9) | (10) | (11) | (12) | (13) | (14)
| INCREASED | UTILITY |  |  | SELLBACK/ |  | AVOIDED GEN | AVOIDED |  |  |  |  | CUMULATIVE
| SUPPLY | PROGRAM |  | REVENUE | OTHER | TOTAL | UNIT & FUEL | T&D | REVENUE | OTHER | TOTAL | NET | DISCOUNTED
| COSTS | COSTS | INCENTIVES | LOSSES | COSTS | COSTS | BENEFITS | BENEFITS | GAINS | BENEFITS | BENEFITS | BENEFITS | NET BENEFITS
YEAR | $(000) | $(000) | $(000) | $(000) | $(000) | $(000) | $(000) | $(000) | $(000) | $(000) | $(000) | $(000) | $(000)
2023 | 0 | 0 | 0 | 0 | 0 | 0 | 0 | 0 | 0 | 0 | 0 | 0 | 0
2024 | 0 | 0 | 0 | 0 | 0 | 0 | 0 | 0 | 0 | 0 | 0 | 0 | 0
2025 | 0 | 412.9409 | 11.5595 | 229.8861 | 0 | 654.3865 | 69.9728 | 0 | 0 | 0.0086271 | 69.9814 | -584.4051 | -500.147
2026 | 0 | 427.4971 | 11.6751 | 749.3947 | 0 | 1188.5669 | 247.2991 | 173.1325 | 0 | 0.025968 | 420.4576 | -768.1093 | -1108.28
2027 | 0 | 442.5664 | 11.7918 | 1303.4875 | 0 | 1757.8457 | 413.6122 | 343.2687 | 0 | 0.043482 | 756.9244 | -1000.9214 | -1841.387
2028 | 0 | 458.1668 | 11.9098 | 1854.2708 | 0 | 2324.3474 | 592.5915 | 515.7958 | 0 | 0.061171 | 1108.4486 | -1215.8989 | -2665.2532
2029 | 0 | 474.3172 | 12.0289 | 2416.7528 | 0 | 2903.0989 | 802.5376 | 691.0443 | 0 | 0.079037 | 1493.6609 | -1409.4379 | -3548.7338
2030 | 0 | 491.0369 | 12.1491 | 3116.3287 | 0 | 3619.5147 | 919.8844 | 869.3357 | 0 | 0.097081 | 1789.3171 | -1830.1976 | -4610.0405
2031 | 0 | 508.346 | 12.2706 | 3793.454 | 0 | 4314.0706 | 1051.8648 | 1050.9858 | 0 | 0.11531 | 2102.9659 | -2211.1047 | -5796.2027
2032 | 0 | 526.2652 | 12.3933 | 4513.506 | 0 | 5052.1645 | 1214.7235 | 1236.2733 | 0 | 0.13371 | 2451.1306 | -2601.0339 | -7087.0434
2033 | 0 | 544.816 | 12.5173 | 5232.8342 | 0 | 5790.1675 | 1444.2765 | 1425.4098 | 0 | 0.15231 | 2869.8387 | -2920.3288 | -8427.8008
2034 | 0 | 564.0208 | 12.6424 | 5990.2632 | 0 | 6566.9264 | 1727.0011 | 1618.5673 | 0 | 0.17108 | 3345.7395 | -3221.1869 | -9795.9273
2035 | 0 | 0 | 0 | 6476.6905 | 0 | 6476.6905 | 4384.5041 | 1807.7755 | 0 | 0.13645 | 6192.416 | -284.2745 | -9907.6239
2036 | 0 | 0 | 0 | 6619.385 | 0 | 6619.385 | 4331.5182 | 1761.8551 | 0 | 0.13306 | 6093.5064 | -525.8786 | -10098.7762
2037 | 0 | 0 | 0 | 6765.6255 | 0 | 6765.6255 | 4332.136 | 1716.4305 | 0 | 0.13239 | 6048.6989 | -716.9266 | -10339.8558
2038 | 0 | 0 | 0 | 6935.9065 | 0 | 6935.9065 | 4379.4507 | 1672.2375 | 0 | 0.13035 | 6051.8186 | -884.0879 | -10614.8814
2039 | 0 | 0 | 0 | 7115.5822 | 0 | 7115.5822 | 4452.0037 | 1628.9823 | 0 | 0.12832 | 6081.1143 | -1034.4678 | -10912.5867
2040 | 0 | 0 | 0 | 7263.1576 | 0 | 7263.1576 | 4473.4454 | 1586.3922 | 0 | 0.12764 | 6059.9652 | -1203.1924 | -11232.9159
2041 | 0 | 0 | 0 | 7414.4412 | 0 | 7414.4412 | 4472.2891 | 1544.5318 | 0 | 0.12493 | 6016.9459 | -1397.4953 | -11577.1101
2042 | 0 | 0 | 0 | 7563.0327 | 0 | 7563.0327 | 4466.7641 | 1503.8645 | 0 | 0.12561 | 5970.7542 | -1592.2785 | -11939.9075
2043 | 0 | 0 | 0 | 7710.5155 | 0 | 7710.5155 | 4524.7075 | 1464.6663 | 0 | 0.12561 | 5989.4994 | -1721.0161 | -12302.6695
2044 | 0 | 0 | 0 | 7898.2688 | 0 | 7898.2688 | 4561.7765 | 1426.9755 | 0 | 0.12425 | 5988.8763 | -1909.3926 | -12674.9961
2045 | 0 | 676.6518 | 11.5595 | 8105.2398 | 0 | 8793.4511 | 4709.9686 | 1390.8479 | 0 | 0.12357 | 6100.9401 | -2692.511 | -13160.7073
2046 | 0 | 700.5038 | 11.6751 | 8280.5114 | 0 | 8992.6903 | 4716.9065 | 1356.419 | 0 | 0.12222 | 6073.4476 | -2919.2426 | -13647.8796
2047 | 0 | 725.1965 | 11.7918 | 8453.1226 | 0 | 9190.111 | 4759.2005 | 1323.9036 | 0 | 0.12222 | 6083.2262 | -3106.8847 | -14127.5352
2048 | 0 | 750.7597 | 11.9098 | 8606.668 | 0 | 9369.3375 | 4885.005 | 1293.4511 | 0 | 0.1229 | 6178.579 | -3190.7585 | -14583.2468
2049 | 0 | 777.224 | 12.0289 | 8776.8419 | 0 | 9566.0948 | 4920.7448 | 1265.1427 | 0 | 0.12154 | 6186.009 | -3380.0857 | -15029.8437
2050 | 0 | 804.6211 | 12.1491 | 8940.0315 | 0 | 9756.8018 | 5033.9432 | 1239.0629 | 0 | 0.12086 | 6273.127 | -3483.6748 | -15455.6553
2051 | 0 | 832.984 | 12.2706 | 9067.9288 | 0 | 9913.1835 | 5021.3953 | 1214.8234 | 0 | 0.12086 | 6236.3395 | -3676.844 | -15871.4193
2052 | 0 | 862.3467 | 12.3933 | 9259.3585 | 0 | 10134.0986 | 4936.8013 | 1191.5425 | 0 | 0.12154 | 6128.4654 | -4005.6332 | -16290.4393
2053 | 0 | 892.7445 | 12.5173 | 9404.6647 | 0 | 10309.9264 | 4842.789 | 1168.7807 | 0 | 0.12018 | 6011.6899 | -4298.2365 | -16706.3937
2054 | 0 | 924.2137 | 12.6424 | 9551.7041 | 0 | 10488.5602 | 4820.4992 | 1146.5568 | 0 | 0.11951 | 5967.1755 | -4521.3847 | -17111.1733
2055 | 0 | 0 | 0 | 9700.5087 | 0 | 9700.5087 | 4651.7472 | 1124.8901 | 0 | 0.11951 | 5776.7569 | -3923.7518 | -17436.1414
2056 | 0 | 0 | 0 | 9851.111 | 0 | 9851.111 | 4622.8534 | 1103.6908 | 0 | 0.11951 | 5726.6638 | -4124.4473 | -17752.1483
2057 | 0 | 0 | 0 | 10003.5445 | 0 | 10003.5445 | 4655.1217 | 1082.7552 | 0 | 0.11883 | 5737.9957 | -4265.5488 | -18054.4898
2058 | 0 | 0 | 0 | 10157.843 | 0 | 10157.843 | 4535.2974 | 1061.9814 | 0 | 0.11815 | 5597.3969 | -4560.446 | -18353.5247
2059 | 0 | 0 | 0 | 10314.0411 | 0 | 10314.0411 | 4560.3951 | 1041.3735 | 0 | 0.11883 | 5601.8874 | -4712.1537 | -18639.3667
2060 | 0 | 0 | 0 | 10472.1742 | 0 | 10472.1742 | 4519.6994 | 1020.9356 | 0 | 0.11883 | 5540.7538 | -4931.4204 | -18916.1057
2061 | 0 | 0 | 0 | 10632.2782 | 0 | 10632.2782 | 4470.5374 | 1000.672 | 0 | 0.11951 | 5471.3289 | -5160.9494 | -19184.0347
2062 | 0 | 0 | 0 | 10794.39 | 0 | 10794.39 | 4564.6879 | 980.8658 | 0 | 0.11883 | 5545.6725 | -5248.7175 | -19436.1128
2063 | 0 | 0 | 0 | 11001.3975 | 0 | 11001.3975 | 4556.6221 | 961.6023 | 0 | 0.11883 | 5518.3432 | -5483.0543 | -19679.7236
2064 | 0 | 0 | 0 | 11210.9268 | 0 | 11210.9268 | 4329.8646 | 942.9007 | 0 | 0.11815 | 5272.8834 | -5938.0434 | -19923.7906
2065 | 0 | 1108.7728 | 11.5595 | 11420.3818 | 0 | 12540.7141 | 4419.323 | 924.7807 | 0 | 0.11883 | 5344.2225 | -7196.4916 | -20197.4298
2066 | 0 | 1147.857 | 11.6751 | 11628.5153 | 0 | 12788.0474 | 4356.3225 | 907.2628 | 0 | 0.11883 | 5263.7041 | -7524.3432 | -20462.1079
2067 | 0 | 1188.319 | 11.7918 | 11837.3955 | 0 | 13037.5063 | 4434.1681 | 890.3867 | 0 | 0.11883 | 5324.6736 | -7712.8327 | -20713.0972
2068 | 0 | 1230.2072 | 11.9098 | 12047.9447 | 0 | 13290.0617 | 4155.4501 | 874.2486 | 0 | 0.11883 | 5029.8175 | -8260.2442 | -20961.7687
2069 | 0 | 1273.572 | 12.0289 | 12261.5231 | 0 | 13547.124 | 4146.1067 | 858.8752 | 0 | 0.11883 | 5005.1007 | -8542.0232 | -21199.6639
2070 | 0 | 1318.4654 | 12.1491 | 12477.3451 | 0 | 13807.9597 | 4039.1925 | 825.2907 | 0 | 0.11883 | 4864.602 | -8943.3577 | -21430.0824
2071 | 0 | 1364.9414 | 12.2706 | 12695.6705 | 0 | 14072.8824 | 4005.6906 | 790.1501 | 0 | 0.11883 | 4795.9596 | -9276.9228 | -21651.1945
2072 | 0 | 1413.0555 | 12.3933 | 12920.0673 | 0 | 14345.5161 | 3972.5985 | 756.0401 | 0 | 0.11883 | 4728.7574 | -9616.7588 | -21863.2401
2073 | 0 | 1462.8657 | 12.5173 | 13146.3082 | 0 | 14621.6912 | 3939.9264 | 722.895 | 0 | 0.11883 | 4662.9402 | -9958.751 | -22066.3809
2074 | 0 | 1514.4318 | 12.6424 | 13377.7143 | 0 | 14904.7885 | 3920.095 | 690.7502 | 0 | 0.11883 | 4610.964 | -10293.8245 | -22260.6309
2075 | 0 | 0 | 0 | 13614.5407 | 0 | 13614.5407 | 3900.7109 | 659.6423 | 0 | 0.11883 | 4560.472 | -9054.0687 | -22418.6901
2076 | 0 | 0 | 0 | 13857.0595 | 0 | 13857.0595 | 3888.6194 | 623.2746 | 0 | 0.11883 | 4512.0129 | -9345.0466 | -22569.6109
2077 | 0 | 0 | 0 | 14105.5614 | 0 | 14105.5614 | 3876.9979 | 588.1227 | 0 | 0.11883 | 4465.2394 | -9640.322 | -22713.6404
2078 | 0 | 0 | 0 | 14360.3571 | 0 | 14360.3571 | 3865.8579 | 554.1225 | 0 | 0.11883 | 4420.0992 | -9940.2578 | -22851.0285
2079 | 0 | 0 | 0 | 14621.7792 | 0 | 14621.7792 | 3855.2117 | 521.3162 | 0 | 0.11883 | 4376.6467 | -10245.1325 | -22982.0254
2080 | 0 | 0 | 0 | 14890.1844 | 0 | 14890.1844 | 3845.0715 | 517.9587 | 0 | 0.11883 | 4363.149 | -10527.0354 | -23106.546
2081 | 0 | 0 | 0 | 15165.9553 | 0 | 15165.9553 | 3835.4499 | 519.4132 | 0 | 0.11883 | 4354.9819 | -10810.9734 | -23224.848
2082 | 0 | 0 | 0 | 15449.5032 | 0 | 15449.5032 | 3826.36 | 521.3171 | 0 | 0.11883 | 4347.7959 | -11101.7073 | -23337.2331
NOM | 0 | 25819.7071 | 362.8135 | 533424.8762 | 0 | 559607.3968 | 219259.5913 | 59695.5697 | 0 | 6.7196 | 278961.8806 | -280645.5162
NPV | 0 | 4294.6016 | 93.2344 | 58099.5145 | 0 | 62487.3505 | 27724.712 | 11424.2842 | 0 | 1.1212 | 39150.1174 | -23337.2331
| Discount Rate : |  |  |  | 8.0956 | %
| Benefit/Cost Ratio (Col(12) / Col(7)) : |  |  |  | 0.62653