## Outputs
page 1 | FPL 000308 | [12 empty] | PSC FORM CE 1
2024-06-07 11:54 | 20240012-EG |  |  |  | INPUT DATA -- PART 1 CONTINUED | [8 empty] | PAGE 1 OF 1
PROGRAM METHOD SELECTED: REV_REQ
|  |  |  | PROGRAM NAME: | TRC Business Cooking
I. | PROGRAM DEMAND SAVINGS & LINE LOSSES | [5 empty] | IV. | AVOIDED GENERATOR AND T&D COSTS
| (1) CUSTOMER kW REDUCTION AT METER ........................................................................................... |  |  |  | 0.92749 | kW |  | (1) BASE YEAR ............................................................................................................................. |  |  |  | 2023
| (2) GENERATOR kW REDUCTION PER CUSTOMER .......................................................................................... |  |  |  | 1.1947 | kW |  | (2) IN-SERVICE YEAR FOR AVOIDED GENERATING UNIT .............................................................................. |  |  |  | 2035
| (3) kW LINE LOSS PERCENTAGE ................................................................................................... |  |  |  | 5.2837 | % |  | (3) IN-SERVICE YEAR FOR AVOIDED T&D ........................................................................... |  |  |  | 2026-2035
| (4) GENERATOR kWh REDUCTION PER CUSTOMER ...................................................................................... |  |  |  | 5684.2726 | kWh |  | (4) BASE YEAR AVOIDED GENERATING COST .................................................................................... |  |  |  | 786.3466 | $/kW
| (5) kWh LINE LOSS PERCENTAGE ............................................................................................... |  |  |  | 4.1934 | % |  | (5) BASE YEAR AVOIDED TRANSMISSION COST .................................................................................... |  |  |  | 499.1222 | $/kW
| (6) GROUP LINE LOSS MULTIPLIER................................................................................................................ |  |  |  | 1 |  |  | (6) BASE YEAR DISTRIBUTION COST ........................................................................................ |  |  |  | 196.5828 | $/kW
| (7) CUSTOMER kWh INCREASE AT METER ......................................................................................... |  |  |  | 0 | kWh |  | (7) GEN, TRAN & DIST COST ESCALATION RATE .................................................................................... |  |  |  | 2 | %**
[8 empty] | (8) GENERATOR FIXED O & M COST .............................................................................................. |  |  |  | 11.8679 | $/kW/YR
II. | ECONOMIC LIFE & K FACTORS | [6 empty] | (9) GENERATOR FIXED O&M ESCALATION RATE .......................................................................................... |  |  |  | 2.5 | %**
[8 empty] | (10) TRANSMISSION FIXED O & M COST ............................................................................................. |  |  |  | 3.4308 | $/kW
| (1) STUDY PERIOD FOR THE CONSERVATION PROGRAM ........................................................................................ |  |  |  | 62 | YEARS |  | (11) DISTRIBUTION FIXED O & M COST .............................................................................................. |  |  |  | 4.4467 | $/kW
| (2) GENERATOR ECONOMIC LIFE ..................................................................................................... |  |  |  | 50 | YEARS |  | (12) T&D FIXED O&M ESCALATION RATE ................................................................................................. |  |  |  | 2.5 | %**
| (3) T&D ECONOMIC LIFE ..................................................................................................................... |  |  |  | 50 | YEARS |  | (13) AVOIDED GEN UNIT VARIABLE O & M COSTS .................................................................................................. |  |  |  | 0.0079521 | CENTS/kWh
| (4) K FACTOR FOR GENERATION .............................................................................................. |  |  |  | 1.37 |  |  | (14) GENERATOR VARIABLE O&M COST ESCALATION RATE ......................................................................................... |  |  |  | 2.5 | %**
| (5) K FACTOR FOR T & D........................................................................................................................ |  |  |  | 1.3065 |  |  | (15) GENERATOR CAPACITY FACTOR ............................................................................................. |  |  |  | 65 | ** (In-service year)
[8 empty] | (16) AVOIDED GENERATING UNIT FUEL COST ........................................................................................... |  |  |  | 6.499 | CENTS/kWh** (In-service year)
III. | UTILITY & CUSTOMER COSTS | [6 empty] | (17) AVOIDED GEN UNIT FUEL COST ESCALATION RATE ................................................................................................... |  |  |  | -2.0003 | %**
| (1) UTILITY NON RECURRING COST PER CUSTOMER ........................................................................................................ |  |  |  | *** | $/CUST | V. | NON-FUEL ENERGY AND DEMAND CHARGES
| (2) UTILITY RECURRING COST PER CUSTOMER ...................................................................................... |  |  |  | *** | $/CUST
| (3) UTILITY COST ESCALATION RATE ......................................................................................... |  |  |  | *** | %** |  | (1) NON FUEL COST IN CUSTOMER BILL .................................................................................... |  |  |  | *** | CENTS/kWh
| (4) CUSTOMER EQUIPMENT COST ....................................................................................................................... |  |  |  | *** | $/CUST |  | (2) NON-FUEL COST ESCALATION RATE ........................................................................................ |  |  |  | *** | %
| (5) CUSTOMER EQUIPMENT ESCALATION RATE ................................................................................... |  |  |  | *** | %** |  | (3) DEMAND CHARGE IN CUSTOMER BILL ........................................................................................... |  |  |  | *** | $/kW/MO
| (6) CUSTOMER O & M COST ................................................................................................................ |  |  |  | *** | $/CUST/YR |  | (4) DEMAND CHARGE ESCALATION RATE ....................................................................................... |  |  |  | *** | %
| (7) CUSTOMER O & M COST ESCALATION RATE ................................................................................................................ |  |  |  | *** | %**
* | (8) INCREASED SUPPLY COSTS ................................................................................................................ |  |  |  | *** | $/CUST/YR | VI. | COST-EFFECTIVENESS RATIOS
* | (9) SUPPLY COSTS ESCALATION RATES......................................................................................... |  |  |  | *** | %**
* | (10) UTILITY DISCOUNT RATE ....................................................................................................... |  |  |  | 8.0956 | % |  | (1) RIM TEST ………….……………………………………………………………………………………………………………….………………………………… |  |  |  | 0.46166
* | (11) UTILITY AFUDC RATE......................................................................................................................... |  |  |  | 6.22 | % |  | (2) TRC TEST……...………………………………………………………………………………………………………………………………………….. |  |  |  | 1.5975
* | (12) UTILITY NON RECURRING REBATE/INCENTIVE ...................................................................................... |  |  |  | *** | $/CUST |  | (3) PARTICIPANT TEST ……………...…………………………………………………….…………..………………………………………………….. |  |  |  | 4.8578
* | (13) UTILITY RECURRING REBATE/INCENTIVE ...................................................................................... |  |  |  | *** | $/CUST
* | (14) UTILITY REBATE/INCENTIVE ESCALATION RATE .................................................................................... |  |  |  | *** | %
* SUPPLEMENTAL INFORMATION NOT SPECIFIED IN WORKBOOK
** VALUE SHOWN IS FOR FIRST YEAR ONLY (VALUE VARIES OVER TIME)
*** PROGRAM COST CALCULATION VALUES ARE SHOWN ON PAGE 2
page 2 |  |  |  |  | * INPUT DATA -- PART 1 CONTINUED
PROGRAM METHOD SELECTED: REV_REQ
|  |  |  | PROGRAM NAME: | TRC Business Cooking
| (1) | (2) | (3) | (4) | (5) | (6) | (7) | (8) | (9) | (10)
| UTILITY |  |  | TOTAL | ENERGY | DEMAND
| PROGRAM COSTS |  | OTHER | UTILITY | CHARGE | CHARGE | PARTICIPANT | PARTICIPANT | OTHER | TOTAL
| WITHOUT | UTILITY | UTILITY | PROGRAM | REVENUE | REVENUE | EQUIPMENT | O&M | PARTICIPANT | PARTICIPANT
| INCENTIVES | INCENTIVES | COSTS | COSTS | LOSSES | LOSSES | COSTS | COSTS | COSTS | COSTS
YEAR | $(000) | $(000) | $(000) | $(000) | $(000) | $(000) | $(000) | $(000) | $(000) | $(000)
2023 | 0 | 0 | 0 | 0 | 0 | 0 | 0 | 0 | 0 | 0
2024 | 0 | 0 | 0 | 0 | 0 | 0 | 0 | 0 | 0 | 0
2025 | 27.6478 | 11.1988 | 0 | 38.8465 | 22.5588 | 0 | 116.6086 | 0 | 0 | 116.6086
2026 | 39.0315 | 15.4242 | 0 | 54.4558 | 79.0191 | 0 | 164.6216 | 0 | 0 | 164.6216
2027 | 52.2935 | 20.1609 | 0 | 72.4545 | 158.643 | 0 | 220.556 | 0 | 0 | 220.556
2028 | 66.9439 | 25.1797 | 0 | 92.1237 | 270.9558 | 0 | 282.3464 | 0 | 0 | 282.3464
2029 | 81.4663 | 29.8947 | 0 | 111.361 | 398.7787 | 0 | 343.5968 | 0 | 0 | 343.5968
2030 | 95.2753 | 34.1092 | 0 | 129.3845 | 550.1104 | 0 | 401.838 | 0 | 0 | 401.838
2031 | 107.4107 | 37.5159 | 0 | 144.9266 | 726.8511 | 0 | 453.0213 | 0 | 0 | 453.0213
2032 | 117.5725 | 40.0636 | 0 | 157.6361 | 926.0781 | 0 | 495.8802 | 0 | 0 | 495.8802
2033 | 125.7419 | 41.8023 | 0 | 167.5441 | 1151.5896 | 0 | 530.3357 | 0 | 0 | 530.3357
2034 | 132.2827 | 42.9041 | 0 | 175.1868 | 1390.9217 | 0 | 557.9226 | 0 | 0 | 557.9226
2035 | 0 | 0 | 0 | 0 | 1534.7891 | 0 | 0 | 0 | 0 | 0
2036 | 0 | 0 | 0 | 0 | 1584.9327 | 0 | 0 | 0 | 0 | 0
2037 | 0 | 0 | 0 | 0 | 1640.4217 | 0 | 0 | 0 | 0 | 0
2038 | 0 | 0 | 0 | 0 | 1712.7352 | 0 | 0 | 0 | 0 | 0
2039 | 39.0655 | 11.1988 | 0 | 50.2643 | 1776.6891 | 0 | 164.765 | 0 | 0 | 164.765
2040 | 55.1506 | 15.4242 | 0 | 70.5748 | 1842.5389 | 0 | 232.606 | 0 | 0 | 232.606
2041 | 73.8894 | 20.1609 | 0 | 94.0503 | 1908.311 | 0 | 311.6398 | 0 | 0 | 311.6398
2042 | 94.59 | 25.1797 | 0 | 119.7697 | 1951.6502 | 0 | 398.9481 | 0 | 0 | 398.9481
2043 | 115.1098 | 29.8947 | 0 | 145.0044 | 1994.5825 | 0 | 485.4933 | 0 | 0 | 485.4933
2044 | 134.6214 | 34.1092 | 0 | 168.7306 | 2049.2556 | 0 | 567.7866 | 0 | 0 | 567.7866
2045 | 151.7686 | 37.5159 | 0 | 189.2845 | 2110.7791 | 0 | 640.1073 | 0 | 0 | 640.1073
2046 | 166.1269 | 40.0636 | 0 | 206.1905 | 2152.9562 | 0 | 700.6657 | 0 | 0 | 700.6657
2047 | 177.67 | 41.8023 | 0 | 219.4722 | 2207.2444 | 0 | 749.3504 | 0 | 0 | 749.3504
2048 | 186.912 | 42.9041 | 0 | 229.8161 | 2273.8867 | 0 | 788.33 | 0 | 0 | 788.33
2049 | 0 | 0 | 0 | 0 | 2342.762 | 0 | 0 | 0 | 0 | 0
2050 | 0 | 0 | 0 | 0 | 2426.9088 | 0 | 0 | 0 | 0 | 0
2051 | 0 | 0 | 0 | 0 | 2456.7959 | 0 | 0 | 0 | 0 | 0
2052 | 0 | 0 | 0 | 0 | 2507.4665 | 0 | 0 | 0 | 0 | 0
2053 | 55.1986 | 11.1988 | 0 | 66.3974 | 2598.6067 | 0 | 232.8086 | 0 | 0 | 232.8086
2054 | 77.9263 | 15.4242 | 0 | 93.3505 | 2662.0096 | 0 | 328.6661 | 0 | 0 | 328.6661
2055 | 104.4037 | 20.1609 | 0 | 124.5647 | 2727.5755 | 0 | 440.3389 | 0 | 0 | 440.3389
2056 | 133.6533 | 25.1797 | 0 | 158.833 | 2795.4017 | 0 | 563.7032 | 0 | 0 | 563.7032
2057 | 162.6471 | 29.8947 | 0 | 192.5418 | 2865.5898 | 0 | 685.9893 | 0 | 0 | 685.9893
2058 | 190.2166 | 34.1092 | 0 | 224.3258 | 2938.246 | 0 | 802.2677 | 0 | 0 | 802.2677
2059 | 214.445 | 37.5159 | 0 | 251.9609 | 3013.4815 | 0 | 904.4548 | 0 | 0 | 904.4548
2060 | 234.7329 | 40.0636 | 0 | 274.7965 | 3091.4128 | 0 | 990.0223 | 0 | 0 | 990.0223
2061 | 251.043 | 41.8023 | 0 | 292.8453 | 3172.1614 | 0 | 1058.8125 | 0 | 0 | 1058.8125
2062 | 264.1017 | 42.9041 | 0 | 307.0058 | 3255.8547 | 0 | 1113.8896 | 0 | 0 | 1113.8896
2063 | 0 | 0 | 0 | 0 | 3342.6259 | 0 | 0 | 0 | 0 | 0
2064 | 0 | 0 | 0 | 0 | 3442.9047 | 0 | 0 | 0 | 0 | 0
2065 | 0 | 0 | 0 | 0 | 3546.1919 | 0 | 0 | 0 | 0 | 0
2066 | 0 | 0 | 0 | 0 | 3652.5776 | 0 | 0 | 0 | 0 | 0
2067 | 77.9942 | 11.1988 | 0 | 89.1929 | 3762.1549 | 0 | 328.9524 | 0 | 0 | 328.9524
2068 | 110.1078 | 15.4242 | 0 | 125.532 | 3875.0196 | 0 | 464.3966 | 0 | 0 | 464.3966
2069 | 147.5198 | 20.1609 | 0 | 167.6807 | 3991.2702 | 0 | 622.1873 | 0 | 0 | 622.1873
2070 | 188.8486 | 25.1797 | 0 | 214.0283 | 4111.0083 | 0 | 796.4979 | 0 | 0 | 796.4979
2071 | 229.8161 | 29.8947 | 0 | 259.7108 | 4234.3385 | 0 | 969.2849 | 0 | 0 | 969.2849
2072 | 268.771 | 34.1092 | 0 | 302.8802 | 4361.3687 | 0 | 1133.5832 | 0 | 0 | 1133.5832
2073 | 303.0052 | 37.5159 | 0 | 340.5211 | 4492.2098 | 0 | 1277.971 | 0 | 0 | 1277.971
2074 | 331.6715 | 40.0636 | 0 | 371.7351 | 4626.976 | 0 | 1398.8756 | 0 | 0 | 1398.8756
2075 | 354.7172 | 41.8023 | 0 | 396.5195 | 4765.7853 | 0 | 1496.0744 | 0 | 0 | 1496.0744
2076 | 373.1688 | 42.9041 | 0 | 416.0729 | 4908.7589 | 0 | 1573.8969 | 0 | 0 | 1573.8969
2077 | 0 | 0 | 0 | 0 | 5056.0217 | 0 | 0 | 0 | 0 | 0
2078 | 0 | 0 | 0 | 0 | 5207.7023 | 0 | 0 | 0 | 0 | 0
2079 | 0 | 0 | 0 | 0 | 5363.9334 | 0 | 0 | 0 | 0 | 0
2080 | 0 | 0 | 0 | 0 | 5524.8514 | 0 | 0 | 0 | 0 | 0
2081 | 110.2037 | 11.1988 | 0 | 121.4025 | 5690.5969 | 0 | 464.8012 | 0 | 0 | 464.8012
2082 | 155.5794 | 15.4242 | 0 | 171.0037 | 5861.3148 | 0 | 656.1803 | 0 | 0 | 656.1803
NOM | 6380.3419 | 1219.6363 | 0 | 7599.9782 | 161088.1625 | 0 | 26910.0737 | 0 | 0 | 26910.0737
NPV | 860.6143 | 252.4842 | 0 | 1113.0985 | 14425.6867 | 0 | 3629.7731 | 0 | 0 | 3629.7731
* SUPPLEMENTAL INFORMATION NOT SPECIFIED IN WORKBOOK
** NEGATIVE COSTS WILL BE CALCULATED AS POSITIVE BENEFITS FOR TRC AND RIM TESTS
page 2b | PROGRAM NAME: (4): INPUT DATA - PART 1 CONTINUED
PROGRAM METHOD SELECTED: REV_REQ
| ESCALATION RATES |  | PROGRAM NAME: | TRC Business Cooking
| (1) | (2) | (3) | (4) | (5) | (6) | (7a) | (7b) | (8)
[7 empty] | Onpeak | Offpeak
|  |  |  | Fuel | Capacity | Blended | Energy Charge | Energy Charge | Demand Charge
Year | CPI% | PPI-CAP% | O&M% | (cents/kwh) | Factor | Cap. Rate | (cents/kwh) | (cents/kwh) | ($/kw)
2023 | 2.5 | 2.5 | 2.5 | 0 | 0 | 2 | 10.8557 | 0 | 0
2024 | 2.5 | 2.5 | 2.5 | 0 | 0 | 2 | 11.1243 | 0 | 0
2025 | 2.5 | 2.5 | 2.5 | 0 | 0 | 2 | 10.9895 | 0 | 0
2026 | 2.5 | 2.5 | 2.5 | 0 | 0 | 2 | 11.3979 | 0 | 0
2027 | 2.5 | 2.5 | 2.5 | 0 | 0 | 2 | 11.7901 | 0 | 0
2028 | 2.5 | 2.5 | 2.5 | 0 | 0 | 2 | 12.4482 | 0 | 0
2029 | 2.5 | 2.5 | 2.5 | 0 | 0 | 2 | 12.5159 | 0 | 0
2030 | 2.5 | 2.5 | 2.5 | 0 | 0 | 2 | 12.619 | 0 | 0
2031 | 2.5 | 2.5 | 2.5 | 0 | 0 | 2 | 12.8141 | 0 | 0
2032 | 2.5 | 2.5 | 2.5 | 0 | 0 | 2 | 13.0538 | 0 | 0
2033 | 2.5 | 2.5 | 2.5 | 6.273 | 63 | 2 | 13.3985 | 0 | 0
2034 | 2.5 | 2.5 | 2.5 | 6.39 | 65 | 2 | 13.7069 | 0 | 0
2035 | 2.5 | 2.5 | 2.5 | 6.499 | 65 | 2 | 14.0368 | 0 | 0
2036 | 2.5 | 2.5 | 2.5 | 6.369 | 70 | 2 | 14.4954 | 0 | 0
2037 | 2.5 | 2.5 | 2.5 | 6.522 | 71 | 2 | 15.0029 | 0 | 0
2038 | 2.5 | 2.5 | 2.5 | 6.585 | 74 | 2 | 15.6642 | 0 | 0
2039 | 2.5 | 2.5 | 2.5 | 6.588 | 77 | 2 | 16.2491 | 0 | 0
2040 | 2.5 | 2.5 | 2.5 | 6.767 | 78 | 2 | 16.8514 | 0 | 0
2041 | 2.5 | 2.5 | 2.5 | 6.885 | 82 | 2 | 17.4529 | 0 | 0
2042 | 2.5 | 2.5 | 2.5 | 6.948 | 81 | 2 | 17.8493 | 0 | 0
2043 | 2.5 | 2.5 | 2.5 | 7.177 | 81 | 2 | 18.2419 | 0 | 0
2044 | 2.5 | 2.5 | 2.5 | 7.37 | 83 | 2 | 18.742 | 0 | 0
2045 | 2.5 | 2.5 | 2.5 | 7.8 | 84 | 2 | 19.3046 | 0 | 0
2046 | 2.5 | 2.5 | 2.5 | 7.636 | 86 | 2 | 19.6904 | 0 | 0
2047 | 2.5 | 2.5 | 2.5 | 8.086 | 86 | 2 | 20.1869 | 0 | 0
2048 | 2.5 | 2.5 | 2.5 | 8.474 | 85 | 2 | 20.7964 | 0 | 0
2049 | 2.5 | 2.5 | 2.5 | 8.705 | 87 | 2 | 21.4263 | 0 | 0
2050 | 2.5 | 2.5 | 2.5 | 9.119 | 88 | 2 | 22.1959 | 0 | 0
2051 | 2.5 | 2.5 | 2.5 | 9.242 | 88 | 2 | 22.4692 | 0 | 0
2052 | 2.5 | 2.5 | 2.5 | 9.132 | 87 | 2 | 22.9326 | 0 | 0
2053 | 2.5 | 2.5 | 2.5 | 9.066 | 89 | 2 | 23.7662 | 0 | 0
2054 | 2.5 | 2.5 | 2.5 | 8.894 | 90 | 2 | 24.3461 | 0 | 0
2055 | 2.5 | 2.5 | 2.5 | 8.889 | 90 | 2 | 24.9457 | 0 | 0
2056 | 2.5 | 2.5 | 2.5 | 8.72 | 90 | 2 | 25.566 | 0 | 0
2057 | 2.5 | 2.5 | 2.5 | 8.799 | 91 | 2 | 26.2079 | 0 | 0
2058 | 2.5 | 2.5 | 2.5 | 8.597 | 92 | 2 | 26.8724 | 0 | 0
2059 | 2.5 | 2.5 | 2.5 | 8.632 | 91 | 2 | 27.5605 | 0 | 0
2060 | 2.5 | 2.5 | 2.5 | 8.527 | 91 | 2 | 28.2733 | 0 | 0
2061 | 2.5 | 2.5 | 2.5 | 8.455 | 90 | 2 | 29.0118 | 0 | 0
2062 | 2.5 | 2.5 | 2.5 | 8.376 | 91 | 2 | 29.7772 | 0 | 0
2063 | 2.5 | 2.5 | 2.5 | 8.796 | 91 | 2 | 30.5708 | 0 | 0
2064 | 2.5 | 2.5 | 2.5 | 8.585 | 92 | 2 | 31.4879 | 0 | 0
2065 | 2.5 | 2.5 | 2.5 | 8.571 | 91 | 2 | 32.4326 | 0 | 0
2066 | 2.5 | 2.5 | 2.5 | 8.527 | 91 | 2 | 33.4055 | 0 | 0
2067 | 2.5 | 2.5 | 2.5 | 8.572 | 91 | 2 | 34.4077 | 0 | 0
2068 | 2.5 | 2.5 | 2.5 | 8.503 | 91 | 2 | 35.4399 | 0 | 0
2069 | 2.5 | 2.5 | 2.5 | 8.592 | 91 | 2 | 36.5031 | 0 | 0
2070 | 2.5 | 2.5 | 2.5 | 8.326 | 91 | 2 | 37.5982 | 0 | 0
2071 | 2.5 | 2.5 | 2.5 | 8.277 | 91 | 2 | 38.7262 | 0 | 0
2072 | 2.5 | 2.5 | 2.5 | 8.228 | 91 | 2 | 39.888 | 0 | 0
2073 | 2.5 | 2.5 | 2.5 | 8.179 | 91 | 2 | 41.0846 | 0 | 0
2074 | 2.5 | 2.5 | 2.5 | 8.179 | 91 | 2 | 42.3171 | 0 | 0
2075 | 2.5 | 2.5 | 2.5 | 8.179 | 91 | 2 | 43.5867 | 0 | 0
2076 | 2.5 | 2.5 | 2.5 | 8.179 | 91 | 2 | 44.8943 | 0 | 0
2077 | 2.5 | 2.5 | 2.5 | 8.179 | 91 | 2 | 46.2411 | 0 | 0
2078 | 2.5 | 2.5 | 2.5 | 8.179 | 91 | 2 | 47.6283 | 0 | 0
2079 | 2.5 | 2.5 | 2.5 | 8.179 | 91 | 2 | 49.0572 | 0 | 0
2080 | 2.5 | 2.5 | 2.5 | 8.179 | 91 | 2 | 50.5289 | 0 | 0
2081 | 2.5 | 2.5 | 2.5 | 8.179 | 91 | 2 | 52.0447 | 0 | 0
2082 | 2.5 | 2.5 | 2.5 | 8.179 | 91 | 2 | 53.6061 | 0 | 0
Legend:
| Column (1) used for: |  | Utility Cost
Customer Equipment
Supply Costs
| Column (3) used for: |  | Customer O&M Cost
Generator Fixed O&M
T&D Fixed O&M
Generator Variable O&M
| Column (6) used for: |  | Gen, Tran, & Dist Cost
page 3 | TRC Business Cooking (5): CALCULATION OF GEN K-FACTOR |  |  |  |  | PSC FORM CE 1.1A
| TRC Business Cooking (5): PROGRAM METHOD SELECTED REV_REQ |  |  |  |  | PAGE 1 OF 2
|  |  |  | PROGRAM NAME: | TRC Business Cooking
| (2) | (3) | (4) | (5) | (6) | (7) | -8 | -9 | -10 | -11 | -12 | -13 | -14 | -15
REPLACEMENT
[12 empty] | PRESENT |  | COST BASIS
[11 empty] | TOTAL | WORTH | CUMULATIVE | FOR
| MID-YEAR |  | PREFERRED | COMMON | INCOME | PROPERTY | PROPERTY |  | DEFERRED | ITC | FIXED | FIXED | PW FIXED | PROPERTY
| RATE BASE | DEBT | STOCK | EQUITY | TAXES | TAX | INSURANCE | DEPREC. | TAXES | NORMALIZATION | CHARGES | CHARGES | CHARGES | INSURANCE
YEAR | $(000) | $(000) | $(000) | $(000) | $(000) | $(000) | $(000) | $(000) | $(000) | $(000) | $(000) | $(000) | $(000) | $(000)
2035 | 2871.3881 | 40.7174 | 0 | 181.4028 | 33.8661 | 48.1858 | 1.0307 | 57.2618 | 30.7681 | 0 | 393.2328 | 393.2328 | 393.2328 | 2863.0893
2036 | 2790.4433 | 39.5696 | 0 | 176.289 | 67.1728 | 47.2221 | 1.0101 | 57.2618 | -4.2747 | 0 | 384.2507 | 355.473 | 748.7057 | 2805.8275
2037 | 2699.9135 | 38.2859 | 0 | 170.5697 | 96.7243 | 46.2584 | 0.98948 | 57.2618 | -35.7678 | 0 | 374.3217 | 320.3529 | 1069.0586 | 2748.5657
2038 | 2612.796 | 37.0505 | 0 | 165.066 | 123.0742 | 45.2946 | 0.96887 | 57.2618 | -63.9862 | 0 | 364.7298 | 288.7665 | 1357.8251 | 2691.3039
2039 | 2528.8352 | 35.8599 | 0 | 159.7617 | 146.4529 | 44.3309 | 0.94826 | 57.2618 | -89.1657 | 0 | 355.4497 | 260.3428 | 1618.1679 | 2634.0421
2040 | 2447.7955 | 34.7107 | 0 | 154.6419 | 167.0912 | 43.3672 | 0.92764 | 57.2618 | -111.5421 | 0 | 346.4583 | 234.7525 | 1852.9204 | 2576.7803
2041 | 2369.4573 | 33.5999 | 0 | 149.6928 | 185.1873 | 42.4035 | 0.90703 | 57.2618 | -131.3185 | 0 | 337.7339 | 211.7023 | 2064.6228 | 2519.5185
2042 | 2293.6178 | 32.5244 | 0 | 144.9016 | 200.94 | 41.4398 | 0.88641 | 57.2618 | -148.6977 | 0 | 329.2562 | 190.9312 | 2255.554 | 2462.2568
2043 | 2219.1732 | 31.4688 | 0 | 140.1985 | 216.3296 | 40.4761 | 0.8658 | 57.2618 | -165.684 | 0 | 320.9165 | 172.1578 | 2427.7118 | 2404.995
2044 | 2144.9284 | 30.4159 | 0 | 135.508 | 231.7169 | 39.5123 | 0.84518 | 57.2618 | -182.6638 | 0 | 312.5964 | 155.1353 | 2582.8471 | 2347.7332
2045 | 2070.6836 | 29.3631 | 0 | 130.8175 | 247.1108 | 38.5486 | 0.82457 | 57.2618 | -199.6501 | 0 | 304.2764 | 139.6969 | 2722.544 | 2290.4714
2046 | 1996.4388 | 28.3103 | 0 | 126.127 | 262.4982 | 37.5849 | 0.80396 | 57.2618 | -216.6298 | 0 | 295.9564 | 125.7008 | 2848.2448 | 2233.2096
2047 | 1922.194 | 27.2575 | 0 | 121.4365 | 277.8921 | 36.6212 | 0.78334 | 57.2618 | -233.6161 | 0 | 287.6363 | 113.0175 | 2961.2623 | 2175.9478
2048 | 1847.9492 | 26.2047 | 0 | 116.746 | 293.2795 | 35.6575 | 0.76273 | 57.2618 | -250.5959 | 0 | 279.3163 | 101.529 | 3062.7914 | 2118.686
2049 | 1773.7043 | 25.1518 | 0 | 112.0555 | 308.6734 | 34.6938 | 0.74211 | 57.2618 | -267.5822 | 0 | 270.9962 | 91.1274 | 3153.9188 | 2061.4243
2050 | 1699.4595 | 24.099 | 0 | 107.3651 | 324.0607 | 33.7301 | 0.7215 | 57.2618 | -284.5619 | 0 | 262.6762 | 81.7144 | 3235.6332 | 2004.1625
2051 | 1625.2147 | 23.0462 | 0 | 102.6746 | 339.4546 | 32.7663 | 0.70088 | 57.2618 | -301.5482 | 0 | 254.3562 | 73.2001 | 3308.8333 | 1946.9007
2052 | 1550.9699 | 21.9934 | 0 | 97.9841 | 354.842 | 31.8026 | 0.68027 | 57.2618 | -318.528 | 0 | 246.0361 | 65.5029 | 3374.3361 | 1889.6389
2053 | 1476.7251 | 20.9406 | 0 | 93.2936 | 370.2359 | 30.8389 | 0.65966 | 57.2618 | -335.5143 | 0 | 237.7161 | 58.548 | 3432.8841 | 1832.3771
2054 | 1402.4803 | 19.8877 | 0 | 88.6031 | 385.6232 | 29.8752 | 0.63904 | 57.2618 | -352.494 | 0 | 229.396 | 52.2674 | 3485.1515 | 1775.1153
2055 | 1335.5413 | 18.9385 | 0 | 84.3742 | 386.5622 | 28.9115 | 0.61843 | 57.2618 | -354.8687 | 0 | 221.7978 | 46.7514 | 3531.9029 | 1717.8536
2056 | 1283.2106 | 18.1964 | 0 | 81.0681 | 373.203 | 27.9478 | 0.59781 | 57.2618 | -342.6319 | 0 | 215.643 | 42.0498 | 3573.9527 | 1660.5918
2057 | 1238.1856 | 17.558 | 0 | 78.2236 | 360.0005 | 26.984 | 0.5772 | 57.2618 | -330.395 | 0 | 210.21 | 37.9205 | 3611.8732 | 1603.33
2058 | 1193.1607 | 16.9195 | 0 | 75.3791 | 346.7979 | 26.0203 | 0.55658 | 57.2618 | -318.1582 | 0 | 204.777 | 34.1738 | 3646.047 | 1546.0682
2059 | 1148.1358 | 16.281 | 0 | 72.5346 | 333.5954 | 25.0566 | 0.53597 | 57.2618 | -305.9213 | 0 | 199.344 | 30.7757 | 3676.8227 | 1488.8064
2060 | 1103.1108 | 15.6426 | 0 | 69.6901 | 320.3928 | 24.0929 | 0.51536 | 57.2618 | -293.6845 | 0 | 193.9111 | 27.6948 | 3704.5175 | 1431.5446
2061 | 1058.0859 | 15.0041 | 0 | 66.8456 | 307.1903 | 23.1292 | 0.49474 | 57.2618 | -281.4476 | 0 | 188.4781 | 24.9028 | 3729.4204 | 1374.2828
2062 | 1013.061 | 14.3656 | 0 | 64.0011 | 293.9877 | 22.1655 | 0.47413 | 57.2618 | -269.2108 | 0 | 183.0451 | 22.3737 | 3751.7941 | 1317.0211
2063 | 968.036 | 13.7271 | 0 | 61.1566 | 280.7852 | 21.2017 | 0.45351 | 57.2618 | -256.9739 | 0 | 177.6121 | 20.0837 | 3771.8778 | 1259.7593
2064 | 923.0111 | 13.0887 | 0 | 58.3121 | 267.5826 | 20.238 | 0.4329 | 57.2618 | -244.7371 | 0 | 172.1791 | 18.0113 | 3789.8891 | 1202.4975
2065 | 877.9862 | 12.4502 | 0 | 55.4677 | 254.3801 | 19.2743 | 0.41228 | 57.2618 | -232.5002 | 0 | 166.7461 | 16.1366 | 3806.0256 | 1145.2357
2066 | 832.9612 | 11.8117 | 0 | 52.6232 | 241.1775 | 18.3106 | 0.39167 | 57.2618 | -220.2634 | 0 | 161.3131 | 14.4417 | 3820.4673 | 1087.9739
2067 | 787.9363 | 11.1733 | 0 | 49.7787 | 227.975 | 17.3469 | 0.37106 | 57.2618 | -208.0265 | 0 | 155.8801 | 12.9101 | 3833.3774 | 1030.7121
2068 | 742.9114 | 10.5348 | 0 | 46.9342 | 214.7725 | 16.3832 | 0.35044 | 57.2618 | -195.7897 | 0 | 150.4471 | 11.527 | 3844.9044 | 973.4503
2069 | 697.8864 | 9.8963 | 0 | 44.0897 | 201.5699 | 15.4195 | 0.32983 | 57.2618 | -183.5528 | 0 | 145.0142 | 10.2786 | 3855.1829 | 916.1886
2070 | 652.8615 | 9.2578 | 0 | 41.2452 | 188.3674 | 14.4557 | 0.30921 | 57.2618 | -171.3159 | 0 | 139.5812 | 9.1525 | 3864.3355 | 858.9268
2071 | 607.8366 | 8.6194 | 0 | 38.4007 | 175.1648 | 13.492 | 0.2886 | 57.2618 | -159.0791 | 0 | 134.1482 | 8.1375 | 3872.473 | 801.665
2072 | 562.8116 | 7.9809 | 0 | 35.5562 | 161.9623 | 12.5283 | 0.26799 | 57.2618 | -146.8422 | 0 | 128.7152 | 7.2232 | 3879.6961 | 744.4032
2073 | 517.7867 | 7.3424 | 0 | 32.7117 | 148.7597 | 11.5646 | 0.24737 | 57.2618 | -134.6054 | 0 | 123.2822 | 6.4002 | 3886.0963 | 687.1414
2074 | 472.7618 | 6.704 | 0 | 29.8672 | 135.5572 | 10.6009 | 0.22676 | 57.2618 | -122.3685 | 0 | 117.8492 | 5.6599 | 3891.7562 | 629.8796
2075 | 427.7369 | 6.0655 | 0 | 27.0227 | 122.3546 | 9.6372 | 0.20614 | 57.2618 | -110.1317 | 0 | 112.4162 | 4.9946 | 3896.7508 | 572.6179
2076 | 382.7119 | 5.427 | 0 | 24.1782 | 109.1521 | 9.6372 | 0.20614 | 57.2618 | -97.8948 | 0 | 107.9676 | 4.4377 | 3901.1885 | 572.6179
2077 | 337.687 | 4.7885 | 0 | 21.3337 | 95.9495 | 9.6372 | 0.20614 | 57.2618 | -85.658 | 0 | 103.5189 | 3.9362 | 3905.1247 | 572.6179
2078 | 292.6621 | 4.1501 | 0 | 18.4892 | 82.747 | 9.6372 | 0.20614 | 57.2618 | -73.4211 | 0 | 99.0703 | 3.4849 | 3908.6097 | 572.6179
2079 | 247.6371 | 3.5116 | 0 | 15.6447 | 69.5445 | 9.6372 | 0.20614 | 57.2618 | -61.1843 | 0 | 94.6216 | 3.0792 | 3911.6888 | 572.6179
2080 | 202.6122 | 2.8731 | 0 | 12.8002 | 56.3419 | 9.6372 | 0.20614 | 57.2618 | -48.9474 | 0 | 90.1729 | 2.7146 | 3914.4034 | 572.6179
2081 | 157.5873 | 2.2347 | 0 | 9.9557 | 43.1394 | 9.6372 | 0.20614 | 57.2618 | -36.7106 | 0 | 85.7243 | 2.3874 | 3916.7909 | 572.6179
2082 | 112.5623 | 1.5962 | 0 | 7.1112 | 29.9368 | 9.6372 | 0.20614 | 57.2618 | -24.4737 | 0 | 81.2756 | 2.094 | 3918.8849 | 572.6179
2083 | 67.5374 | 0.95771 | 0 | 4.2667 | 16.7343 | 9.6372 | 0.20614 | 57.2618 | -12.2369 | 0 | 76.827 | 1.8311 | 3920.716 | 572.6179
2084 | 22.5125 | 0.31924 | 0 | 1.4222 | 3.5317 | 9.6372 | 0.20614 | 57.2618 | 1.8474e-13 | 0 | 72.3783 | 1.5959 | 3922.3119 | 572.6179
|  | IN SERVICE COST ($000) |  | 2863.0893
|  | IN SERVICE YEAR |  | 2035 |  | CAPITAL STRUCTURE
|  | BOOK LIFE (YRS) |  | 50 |  | SOURCE | WEIGHT | COST |  |  | K-FACTOR = CPWFC / IN-SVC COST = | 1.37
|  | EFFEC. TAX RATE |  | 25.35% |  | DEBT | 40.4% | 3.51%
|  | DISCOUNT RATE |  | 8.096% |  | P/S | 0% | 0%
|  | PROPERTY TAX |  | 1.683% |  | C/S | 59.6% | 10.6%
|  | PROPERTY INSURANCE |  | 0.036%
page 4a | PROGRAM NAME: (5): DEFERRED TAX AND MID-YEAR RATE BASE CALCULATION; TRC Business Cooking -15: PSC FORM CE 1.1A
|  |  |  | PROGRAM METHOD SELECTED: REV_REQ | [9 empty] | PAGE 2a OF 2
|  |  | PROGRAM NAME: | TRC Business Cooking
(1) | (2) | (3) | (4) | (5) | (6) | (7) | (8) | (9) | (10) | (11) | (12) | (13) | (14) | (15)
[6 empty] | BOOK | ACCUMULATED | DEFERRED
|  |  | ACCUMULATED |  | ACCUMULATED | DEPRECIATION | BOOK DEPR | TAX | TOTAL |  |  |  | ANNUAL | ACCUMULATED
| TAX | TAX | TAX | BOOK | BOOK | FOR | FOR | DUE TO | EQUITY | BOOK DEPR | (10)*(11) | SALVAGE | DEFERRED TAX | DEFERRED
| DEPRECIATION | DEPRECIATION | DEPRECIATION | DEPRECIATION | DEPRECIATION | DEFERRED TAX | DEFERRED TAX | DEPRECIATION | AFUDC | RATE | TAX RATE | TAX RATE | (9)-(12)+(13) | TAX
YEAR | SCHEDULE | $(000) | $(000) | $(000) | $(000) | $(000) | $(000) | $(000) | $(000) | MINUS 1/LIFE | $(000) | $(000) | $(000) | $(000)
2035 | 3.75% | 96.9028 | 96.9028 | 57.2618 | 57.2618 | 57.2618 | 57.2618 | 30.7681 | 449.0326 | 0 | 0 | 0 | 30.7681 | 73.8594 | 7
2036 | 7.219% | 186.5444 | 283.4473 | 57.2618 | 114.5236 | 57.2618 | 114.5236 | -4.2747 | 449.0326 | 0 | 0 | 0 | -4.2747 | 69.5847
2037 | 6.677% | 172.5387 | 455.986 | 57.2618 | 171.7854 | 57.2618 | 171.7854 | -35.7678 | 449.0326 | 0 | 0 | 0 | -35.7678 | 33.8169
2038 | 6.177% | 159.6184 | 615.6043 | 57.2618 | 229.0471 | 57.2618 | 229.0471 | -63.9862 | 449.0326 | 0 | 0 | 0 | -63.9862 | -30.1693
2039 | 5.713% | 147.6282 | 763.2326 | 57.2618 | 286.3089 | 57.2618 | 286.3089 | -89.1657 | 449.0326 | 0 | 0 | 0 | -89.1657 | -119.335
2040 | 5.285% | 136.5684 | 899.801 | 57.2618 | 343.5707 | 57.2618 | 343.5707 | -111.5421 | 449.0326 | 0 | 0 | 0 | -111.5421 | -230.8771
2041 | 4.888% | 126.3096 | 1026.1106 | 57.2618 | 400.8325 | 57.2618 | 400.8325 | -131.3185 | 449.0326 | 0 | 0 | 0 | -131.3185 | -362.1956
2042 | 4.522% | 116.8519 | 1142.9625 | 57.2618 | 458.0943 | 57.2618 | 458.0943 | -148.6977 | 449.0326 | 0 | 0 | 0 | -148.6977 | -510.8933
2043 | 4.462% | 115.3015 | 1258.2639 | 57.2618 | 515.3561 | 57.2618 | 515.3561 | -165.684 | 449.0326 | 0 | 0 | 0 | -165.684 | -676.5773
2044 | 4.461% | 115.2756 | 1373.5396 | 57.2618 | 572.6179 | 57.2618 | 572.6179 | -182.6638 | 449.0326 | 0 | 0 | 0 | -182.6638 | -859.2411
2045 | 4.462% | 115.3015 | 1488.841 | 57.2618 | 629.8796 | 57.2618 | 629.8796 | -199.6501 | 449.0326 | 0 | 0 | 0 | -199.6501 | -1058.8912
2046 | 4.461% | 115.2756 | 1604.1166 | 57.2618 | 687.1414 | 57.2618 | 687.1414 | -216.6298 | 449.0326 | 0 | 0 | 0 | -216.6298 | -1275.521
2047 | 4.462% | 115.3015 | 1719.4181 | 57.2618 | 744.4032 | 57.2618 | 744.4032 | -233.6161 | 449.0326 | 0 | 0 | 0 | -233.6161 | -1509.1371
2048 | 4.461% | 115.2756 | 1834.6937 | 57.2618 | 801.665 | 57.2618 | 801.665 | -250.5959 | 449.0326 | 0 | 0 | 0 | -250.5959 | -1759.733
2049 | 4.462% | 115.3015 | 1949.9951 | 57.2618 | 858.9268 | 57.2618 | 858.9268 | -267.5822 | 449.0326 | 0 | 0 | 0 | -267.5822 | -2027.3152
2050 | 4.461% | 115.2756 | 2065.2708 | 57.2618 | 916.1886 | 57.2618 | 916.1886 | -284.5619 | 449.0326 | 0 | 0 | 0 | -284.5619 | -2311.8771
2051 | 4.462% | 115.3015 | 2180.5722 | 57.2618 | 973.4503 | 57.2618 | 973.4503 | -301.5482 | 449.0326 | 0 | 0 | 0 | -301.5482 | -2613.4253
2052 | 4.461% | 115.2756 | 2295.8478 | 57.2618 | 1030.7121 | 57.2618 | 1030.7121 | -318.528 | 449.0326 | 0 | 0 | 0 | -318.528 | -2931.9533
2053 | 4.462% | 115.3015 | 2411.1493 | 57.2618 | 1087.9739 | 57.2618 | 1087.9739 | -335.5143 | 449.0326 | 0 | 0 | 0 | -335.5143 | -3267.4676
2054 | 4.461% | 115.2756 | 2526.4249 | 57.2618 | 1145.2357 | 57.2618 | 1145.2357 | -352.494 | 449.0326 | 0 | 0 | 0 | -352.494 | -3619.9616
2055 | 2.231% | 57.6507 | 2584.0756 | 57.2618 | 1202.4975 | 57.2618 | 1202.4975 | -354.8687 | 449.0326 | 0 | 0 | 0 | -354.8687 | -3974.8303
2056 | 0% | 0 | 2584.0756 | 57.2618 | 1259.7593 | 57.2618 | 1259.7593 | -342.6319 | 449.0326 | 0 | 0 | 0 | -342.6319 | -4317.4622
2057 | 0% | 0 | 2584.0756 | 57.2618 | 1317.0211 | 57.2618 | 1317.0211 | -330.395 | 449.0326 | 0 | 0 | 0 | -330.395 | -4647.8573
2058 | 0% | 0 | 2584.0756 | 57.2618 | 1374.2828 | 57.2618 | 1374.2828 | -318.1582 | 449.0326 | 0 | 0 | 0 | -318.1582 | -4966.0155
2059 | 0% | 0 | 2584.0756 | 57.2618 | 1431.5446 | 57.2618 | 1431.5446 | -305.9213 | 449.0326 | 0 | 0 | 0 | -305.9213 | -5271.9368
2060 | 0% | 0 | 2584.0756 | 57.2618 | 1488.8064 | 57.2618 | 1488.8064 | -293.6845 | 449.0326 | 0 | 0 | 0 | -293.6845 | -5565.6213
2061 | 0% | 0 | 2584.0756 | 57.2618 | 1546.0682 | 57.2618 | 1546.0682 | -281.4476 | 449.0326 | 0 | 0 | 0 | -281.4476 | -5847.0689
2062 | 0% | 0 | 2584.0756 | 57.2618 | 1603.33 | 57.2618 | 1603.33 | -269.2108 | 449.0326 | 0 | 0 | 0 | -269.2108 | -6116.2797
2063 | 0% | 0 | 2584.0756 | 57.2618 | 1660.5918 | 57.2618 | 1660.5918 | -256.9739 | 449.0326 | 0 | 0 | 0 | -256.9739 | -6373.2536
2064 | 0% | 0 | 2584.0756 | 57.2618 | 1717.8536 | 57.2618 | 1717.8536 | -244.7371 | 449.0326 | 0 | 0 | 0 | -244.7371 | -6617.9907
2065 | 0% | 0 | 2584.0756 | 57.2618 | 1775.1153 | 57.2618 | 1775.1153 | -232.5002 | 449.0326 | 0 | 0 | 0 | -232.5002 | -6850.4909
2066 | 0% | 0 | 2584.0756 | 57.2618 | 1832.3771 | 57.2618 | 1832.3771 | -220.2634 | 449.0326 | 0 | 0 | 0 | -220.2634 | -7070.7542
2067 | 0% | 0 | 2584.0756 | 57.2618 | 1889.6389 | 57.2618 | 1889.6389 | -208.0265 | 449.0326 | 0 | 0 | 0 | -208.0265 | -7278.7808
2068 | 0% | 0 | 2584.0756 | 57.2618 | 1946.9007 | 57.2618 | 1946.9007 | -195.7897 | 449.0326 | 0 | 0 | 0 | -195.7897 | -7474.5704
2069 | 0% | 0 | 2584.0756 | 57.2618 | 2004.1625 | 57.2618 | 2004.1625 | -183.5528 | 449.0326 | 0 | 0 | 0 | -183.5528 | -7658.1232
2070 | 0% | 0 | 2584.0756 | 57.2618 | 2061.4243 | 57.2618 | 2061.4243 | -171.3159 | 449.0326 | 0 | 0 | 0 | -171.3159 | -7829.4392
2071 | 0% | 0 | 2584.0756 | 57.2618 | 2118.686 | 57.2618 | 2118.686 | -159.0791 | 449.0326 | 0 | 0 | 0 | -159.0791 | -7988.5183
2072 | 0% | 0 | 2584.0756 | 57.2618 | 2175.9478 | 57.2618 | 2175.9478 | -146.8422 | 449.0326 | 0 | 0 | 0 | -146.8422 | -8135.3605
2073 | 0% | 0 | 2584.0756 | 57.2618 | 2233.2096 | 57.2618 | 2233.2096 | -134.6054 | 449.0326 | 0 | 0 | 0 | -134.6054 | -8269.9659
2074 | 0% | 0 | 2584.0756 | 57.2618 | 2290.4714 | 57.2618 | 2290.4714 | -122.3685 | 449.0326 | 0 | 0 | 0 | -122.3685 | -8392.3344
2075 | 0% | 0 | 2584.0756 | 57.2618 | 2347.7332 | 57.2618 | 2347.7332 | -110.1317 | 449.0326 | 0 | 0 | 0 | -110.1317 | -8502.4661
2076 | 0% | 0 | 2584.0756 | 57.2618 | 2404.995 | 57.2618 | 2404.995 | -97.8948 | 449.0326 | 0 | 0 | 0 | -97.8948 | -8600.3609
2077 | 0% | 0 | 2584.0756 | 57.2618 | 2462.2568 | 57.2618 | 2462.2568 | -85.658 | 449.0326 | 0 | 0 | 0 | -85.658 | -8686.0189
2078 | 0% | 0 | 2584.0756 | 57.2618 | 2519.5185 | 57.2618 | 2519.5185 | -73.4211 | 449.0326 | 0 | 0 | 0 | -73.4211 | -8759.44
2079 | 0% | 0 | 2584.0756 | 57.2618 | 2576.7803 | 57.2618 | 2576.7803 | -61.1843 | 449.0326 | 0 | 0 | 0 | -61.1843 | -8820.6243
2080 | 0% | 0 | 2584.0756 | 57.2618 | 2634.0421 | 57.2618 | 2634.0421 | -48.9474 | 449.0326 | 0 | 0 | 0 | -48.9474 | -8869.5717
2081 | 0% | 0 | 2584.0756 | 57.2618 | 2691.3039 | 57.2618 | 2691.3039 | -36.7106 | 449.0326 | 0 | 0 | 0 | -36.7106 | -8906.2823
2082 | 0% | 0 | 2584.0756 | 57.2618 | 2748.5657 | 57.2618 | 2748.5657 | -24.4737 | 449.0326 | 0 | 0 | 0 | -24.4737 | -8930.756
2083 | 0% | 0 | 2584.0756 | 57.2618 | 2805.8275 | 57.2618 | 2805.8275 | -12.2369 | 449.0326 | 0 | 0 | 0 | -12.2369 | -8942.9928
2084 | 0% | 0 | 2584.0756 | 57.2618 | 2863.0893 | 57.2618 | 2863.0893 | 1.8474e-13 | 449.0326 | 0 | 0 | 0 | 1.8474e-13 | -8942.9928
| SALVAGE / REMOVAL COST |  |  |  | 0
| YEAR SALVAGE / COST OF REMOVAL |  |  |  | 2084
| DEFERRED TAXES DURING CONSTRUCTION (SEE PAGE 5) |  |  |  | 43.0913
| TOTAL EQUITY AFUDC CAPITALIZED (SEE PAGE 5) |  |  |  | 449.0326
| BOOK DEPRECIATION RATE - 1/USEFUL LIFE |  |  |  | 2%
page 4b |  |  |  | DEFERRED TAX AND MID-YEAR RATE BASE CALCULATION | [9 empty] | PSC FORM CE 1.1A
|  |  |  | PROGRAM METHOD SELECTED: REV_REQ | [9 empty] | PAGE 2b OF 2
|  |  | PROGRAM NAME: | TRC Business Cooking
(1) | (2) | (3) | (4) | (5) | (5a)* | (5b)* | (6) | (7) | (8)
END
OF YEAR
|  |  |  | NET |  |  | BEGINNING | ENDING OF
| TAX | TAX | DEFERRED | PLANT IN | ACCUMULATED | ACCUMULATED | YEAR RATE | YEAR RATE | MID-YEAR
| DEPRECIATION | DEPRECIATION | TAX | SERVICE | DEPRECIATION | DEF TAXES | BASE | BASE | RATE BASE
YEAR | SCHEDULE | $(000) | $(000) | $(000) | $(000) | $(000) | $(000) | $(000) | $(000)
2035 | 3.75% | 96.9028 | 30.7681 | 2805.8275 | 57.2618 | 73.8594 | 2906.1805 | 2836.5956 | 2871.3881
2036 | 7.219% | 186.5444 | -4.2747 | 2748.5657 | 114.5236 | 69.5847 | 2836.5956 | 2744.291 | 2790.4433
2037 | 6.677% | 172.5387 | -35.7678 | 2691.3039 | 171.7854 | 33.8169 | 2744.291 | 2655.5361 | 2699.9135
2038 | 6.177% | 159.6184 | -63.9862 | 2634.0421 | 229.0471 | -30.1693 | 2655.5361 | 2570.0559 | 2612.796
2039 | 5.713% | 147.6282 | -89.1657 | 2576.7803 | 286.3089 | -119.335 | 2570.0559 | 2487.6146 | 2528.8352
2040 | 5.285% | 136.5684 | -111.5421 | 2519.5185 | 343.5707 | -230.8771 | 2487.6146 | 2407.9764 | 2447.7955
2041 | 4.888% | 126.3096 | -131.3185 | 2462.2568 | 400.8325 | -362.1956 | 2407.9764 | 2330.9383 | 2369.4573
2042 | 4.522% | 116.8519 | -148.6977 | 2404.995 | 458.0943 | -510.8933 | 2330.9383 | 2256.2973 | 2293.6178
2043 | 4.462% | 115.3015 | -165.684 | 2347.7332 | 515.3561 | -676.5773 | 2256.2973 | 2182.0492 | 2219.1732
2044 | 4.461% | 115.2756 | -182.6638 | 2290.4714 | 572.6179 | -859.2411 | 2182.0492 | 2107.8076 | 2144.9284
2045 | 4.462% | 115.3015 | -199.6501 | 2233.2096 | 629.8796 | -1058.8912 | 2107.8076 | 2033.5595 | 2070.6836
2046 | 4.461% | 115.2756 | -216.6298 | 2175.9478 | 687.1414 | -1275.521 | 2033.5595 | 1959.318 | 1996.4388
2047 | 4.462% | 115.3015 | -233.6161 | 2118.686 | 744.4032 | -1509.1371 | 1959.318 | 1885.0699 | 1922.194
2048 | 4.461% | 115.2756 | -250.5959 | 2061.4243 | 801.665 | -1759.733 | 1885.0699 | 1810.8284 | 1847.9492
2049 | 4.462% | 115.3015 | -267.5822 | 2004.1625 | 858.9268 | -2027.3152 | 1810.8284 | 1736.5803 | 1773.7043
2050 | 4.461% | 115.2756 | -284.5619 | 1946.9007 | 916.1886 | -2311.8771 | 1736.5803 | 1662.3388 | 1699.4595
2051 | 4.462% | 115.3015 | -301.5482 | 1889.6389 | 973.4503 | -2613.4253 | 1662.3388 | 1588.0907 | 1625.2147
2052 | 4.461% | 115.2756 | -318.528 | 1832.3771 | 1030.7121 | -2931.9533 | 1588.0907 | 1513.8491 | 1550.9699
2053 | 4.462% | 115.3015 | -335.5143 | 1775.1153 | 1087.9739 | -3267.4676 | 1513.8491 | 1439.6011 | 1476.7251
2054 | 4.461% | 115.2756 | -352.494 | 1717.8536 | 1145.2357 | -3619.9616 | 1439.6011 | 1365.3595 | 1402.4803
2055 | 2.231% | 57.6507 | -354.8687 | 1660.5918 | 1202.4975 | -3974.8303 | 1365.3595 | 1305.723 | 1335.5413
2056 | 0% | 0 | -342.6319 | 1603.33 | 1259.7593 | -4317.4622 | 1305.723 | 1260.6981 | 1283.2106
2057 | 0% | 0 | -330.395 | 1546.0682 | 1317.0211 | -4647.8573 | 1260.6981 | 1215.6732 | 1238.1856
2058 | 0% | 0 | -318.1582 | 1488.8064 | 1374.2828 | -4966.0155 | 1215.6732 | 1170.6482 | 1193.1607
2059 | 0% | 0 | -305.9213 | 1431.5446 | 1431.5446 | -5271.9368 | 1170.6482 | 1125.6233 | 1148.1358
2060 | 0% | 0 | -293.6845 | 1374.2828 | 1488.8064 | -5565.6213 | 1125.6233 | 1080.5984 | 1103.1108
2061 | 0% | 0 | -281.4476 | 1317.0211 | 1546.0682 | -5847.0689 | 1080.5984 | 1035.5734 | 1058.0859
2062 | 0% | 0 | -269.2108 | 1259.7593 | 1603.33 | -6116.2797 | 1035.5734 | 990.5485 | 1013.061
2063 | 0% | 0 | -256.9739 | 1202.4975 | 1660.5918 | -6373.2536 | 990.5485 | 945.5236 | 968.036
2064 | 0% | 0 | -244.7371 | 1145.2357 | 1717.8536 | -6617.9907 | 945.5236 | 900.4986 | 923.0111
2065 | 0% | 0 | -232.5002 | 1087.9739 | 1775.1153 | -6850.4909 | 900.4986 | 855.4737 | 877.9862
2066 | 0% | 0 | -220.2634 | 1030.7121 | 1832.3771 | -7070.7542 | 855.4737 | 810.4488 | 832.9612
2067 | 0% | 0 | -208.0265 | 973.4503 | 1889.6389 | -7278.7808 | 810.4488 | 765.4238 | 787.9363
2068 | 0% | 0 | -195.7897 | 916.1886 | 1946.9007 | -7474.5704 | 765.4238 | 720.3989 | 742.9114
2069 | 0% | 0 | -183.5528 | 858.9268 | 2004.1625 | -7658.1232 | 720.3989 | 675.374 | 697.8864
2070 | 0% | 0 | -171.3159 | 801.665 | 2061.4243 | -7829.4392 | 675.374 | 630.349 | 652.8615
2071 | 0% | 0 | -159.0791 | 744.4032 | 2118.686 | -7988.5183 | 630.349 | 585.3241 | 607.8366
2072 | 0% | 0 | -146.8422 | 687.1414 | 2175.9478 | -8135.3605 | 585.3241 | 540.2992 | 562.8116
2073 | 0% | 0 | -134.6054 | 629.8796 | 2233.2096 | -8269.9659 | 540.2992 | 495.2742 | 517.7867
2074 | 0% | 0 | -122.3685 | 572.6179 | 2290.4714 | -8392.3344 | 495.2742 | 450.2493 | 472.7618
2075 | 0% | 0 | -110.1317 | 515.3561 | 2347.7332 | -8502.4661 | 450.2493 | 405.2244 | 427.7369
2076 | 0% | 0 | -97.8948 | 458.0943 | 2404.995 | -8600.3609 | 405.2244 | 360.1995 | 382.7119
2077 | 0% | 0 | -85.658 | 400.8325 | 2462.2568 | -8686.0189 | 360.1995 | 315.1745 | 337.687
2078 | 0% | 0 | -73.4211 | 343.5707 | 2519.5185 | -8759.44 | 315.1745 | 270.1496 | 292.6621
2079 | 0% | 0 | -61.1843 | 286.3089 | 2576.7803 | -8820.6243 | 270.1496 | 225.1247 | 247.6371
2080 | 0% | 0 | -48.9474 | 229.0471 | 2634.0421 | -8869.5717 | 225.1247 | 180.0997 | 202.6122
2081 | 0% | 0 | -36.7106 | 171.7854 | 2691.3039 | -8906.2823 | 180.0997 | 135.0748 | 157.5873
2082 | 0% | 0 | -24.4737 | 114.5236 | 2748.5657 | -8930.756 | 135.0748 | 90.0499 | 112.5623
2083 | 0% | 0 | -12.2369 | 57.2618 | 2805.8275 | -8942.9928 | 90.0499 | 45.0249 | 67.5374
2084 | 0% | 0 | 1.8474e-13 | 2.1885e-12 | 2863.0893 | -8942.9928 | 45.0249 | 2.4585e-12 | 22.5125
* Column not specified in workbook
(1): page 5 |  |  |  |  | PSC FORM CE 1.1B
PAGE 1 OF 1
(1) | (2) | (3) | (4) | (5) | (6) | (7)
| NO.YEARS | PLANT | CUMULATIVE | YEARLY | ANNUAL | CUMULATIVE
| BEFORE | ESCALATION | ESCALATION | EXPENDITURE | SPENDING | AVERAGE SPENDING
YEAR | IN-SERVICE | RATE | FACTOR | (%) | ($/kW) | ($/kW)
2023 | -12 | 0% | 1 | 0 | 0 | 0
2024 | -11 | 2.5% | 1.025 | 0 | 0 | 0
2025 | -10 | 2.5% | 1.0506 | 0 | 0 | 0
2026 | -9 | 2.5% | 1.0769 | 0 | 0 | 0
2027 | -8 | 2.5% | 1.1038 | 0 | 0 | 0
2028 | -7 | 2.5% | 1.1314 | 0 | 0 | 0
2029 | -6 | 2.5% | 1.1597 | 0 | 0 | 0
2030 | -5 | 2.5% | 1.1887 | 43.903 | 410.3701 | 205.185
2031 | -4 | 2.5% | 1.2184 | 38.3775 | 367.6895 | 594.2148
2032 | -3 | 2.5% | 1.2489 | 17.7195 | 174.0124 | 865.0657
2033 | -2 | 2% | 1.2738 | 0 | 0 | 952.0719
2034 | -1 | 2% | 1.2993 | 0 | 0 | 952.0719
|  |  |  | 100 | 952.0719
|  | (8) | (8a)* | (8b)* | (9) | (9a)* | (9b)* | (9c)* | (9d)* | (9e)* | (10) | (11)
(3): CUMULATIVE; (5): CUMULATIVE; (6): YEARLY; (7): CUMULATIVE | CONSTRUCTION |  |  | CUMULATIVE | INCREMENTAL | CUMULATIVE
| NO.YEARS | SPENDING | DEBT | DEBT | TOTAL | TOTAL | PERIOD | CUMULATIVE | DEFERRED | DEFERRED | YEAR-END | YEAR-END
| BEFORE | WITH AFUDC | AFUDC | AFUDC | AFUDC | AFUDC | INTEREST | CPI | TAXES | TAXES | BOOK VALUE | BOOK VALUE
YEAR | IN-SERVICE | ($/kW) | ($/kW) | ($/kW) | ($/kW) | ($/kW) | ($/kW) | ($/kW) | ($/kW) | ($/kW) | ($/kW) | ($/kW)
2023 | -12 | 0 | 0 | 0 | 0 | 0 | 0 | 0 | 0 | 0 | 0 | 0
2024 | -11 | 0 | 0 | 0 | 0 | 0 | 0 | 0 | 0 | 0 | 0 | 0
2025 | -10 | 0 | 0 | 0 | 0 | 0 | 0 | 0 | 0 | 0 | 0 | 0
2026 | -9 | 0 | 0 | 0 | 0 | 0 | 0 | 0 | 0 | 0 | 0 | 0
2027 | -8 | 0 | 0 | 0 | 0 | 0 | 0 | 0 | 0 | 0 | 0 | 0
2028 | -7 | 0 | 0 | 0 | 0 | 0 | 0 | 0 | 0 | 0 | 0 | 0
2029 | -6 | 0 | 0 | 0 | 0 | 0 | 0 | 0 | 0 | 0 | 0 | 0
2030 | -5 | 205.185 | 2.8726 | 2.8726 | 12.7625 | 12.7625 | 7.202 | 7.202 | 1.0973 | 1.0973 | 423.1326 | 423.1326
2031 | -4 | 606.9773 | 8.4823 | 11.3549 | 37.6857 | 50.4482 | 20.8569 | 28.0589 | 3.1363 | 4.2336 | 405.3752 | 828.5078
2032 | -3 | 915.514 | 12.7579 | 24.1128 | 56.6816 | 107.1299 | 30.3638 | 58.4227 | 4.4622 | 8.6958 | 230.694 | 1059.2018
2033 | -2 | 1059.2018 | 14.7071 | 38.8199 | 65.3415 | 172.4714 | 33.4177 | 91.8405 | 4.7422 | 13.4381 | 65.3415 | 1124.5433
2034 | -1 | 1124.5433 | 15.5555 | 54.3754 | 69.1107 | 241.5821 | 33.4177 | 125.2582 | 4.5272 | 17.9652 | 69.1107 | 1193.654
(4): 54.3754; (6): 241.5821 | 125.2582 |  | 17.9652 |  | 1193.654
BOOK BASIS
[7 empty] | BOOK BASIS | FOR DEF TAX | TAX BASIS
(6): CONSTRUCTION CASH | 2283.6323 | 2283.6323 | 2283.6323
(6): EQUITY AFUDC | 449.0326
(6): DEBT AFUDC | 130.4244 | 130.4244
(2): IN SERVICE YEAR; (4): 2035; (6): CPI |  |  | 300.4433
| PLANT COSTS |  | 786.3466 |  | ITC Basis Reduction (Solar)
(2): AFUDC RATE; (4): 6.22%; (6): TOTAL | 2863.0893 | 2414.0567 | 2584.0756 |  | * Column not specified in workbook
(1): page 6; (6): INPUT DATA -- PART 2 | [7 empty] | PSC FORM CE 1.2
(6): PROGRAM METHOD SELECTED : REV_REQ | [7 empty] | PAGE 1 OF 1
|  |  |  | PROGRAM NAME: | TRC Business Cooking
(1) | (2) | (3) | (4) | (5) | (6)* | (7) | (8) | (9)
UTILITY
| CUMULATIVE | ADJUSTED | AVERAGE | AVOIDED | INCREASED |  | PROGRAM | PROGRAM
| TOTAL | CUMULATIVE | SYSTEM | MARGINAL | MARGINAL | REPLACEMENT | KW | kWH
| PARTICIPATING | PARTICIPATING | FUEL COST | FUEL COST | FUEL COST | FUEL COST | EFFECTIVENESS | EFFECTIVENESS
YEAR | CUSTOMERS | CUSTOMERS | (C/kWh) | (C/kWh) | (C/kWh) | (C/kWh) | FACTOR | FACTOR
2023 | 0 | 0 | 2.1107 | 2.8192 | 2.1107 | 0 | 1 | 1
2024 | 0 | 0 | 2.6607 | 4.004 | 2.6607 | 0 | 1 | 1
2025 | 75.3869 | 75.3869 | 2.9695 | 3.1393 | 3.2918 | 0 | 1 | 1
2026 | 179.2182 | 179.2182 | 3.4117 | 3.5801 | 3.8176 | 0 | 1 | 1
2027 | 314.9359 | 314.9359 | 3.3657 | 3.542 | 3.8082 | 0 | 1 | 1
2028 | 484.4384 | 484.4384 | 3.5114 | 3.6275 | 3.931 | 0 | 1 | 1
2029 | 685.6806 | 685.6806 | 3.5913 | 3.6978 | 4.1043 | 0 | 1 | 1
2030 | 915.294 | 915.294 | 3.292 | 3.3346 | 3.7831 | 0 | 1 | 1
2031 | 1167.8402 | 1167.8402 | 3.0693 | 2.9988 | 3.5718 | 0 | 1 | 1
2032 | 1437.5366 | 1437.5366 | 2.9515 | 2.8532 | 3.4849 | 0 | 1 | 1
2033 | 1718.9374 | 1718.9374 | 3.334 | 3.2769 | 3.7565 | 6.8825 | 1 | 1
2034 | 2007.7556 | 2007.7556 | 3.5332 | 3.5 | 4.0017 | 6.9767 | 1 | 1
2035 | 2007.7556 | 2007.7556 | 3.8608 | 3.8673 | 4.3881 | 7.1294 | 1 | 1
2036 | 2007.7556 | 2007.7556 | 4.0027 | 3.9915 | 4.4674 | 6.9828 | 1 | 1
2037 | 2007.7556 | 2007.7556 | 4.1974 | 4.215 | 4.6544 | 7.1471 | 1 | 1
2038 | 2007.7556 | 2007.7556 | 4.5318 | 4.5979 | 5.0221 | 7.2249 | 1 | 1
2039 | 2007.7556 | 2007.7556 | 4.7163 | 4.7635 | 5.1813 | 7.1579 | 1 | 1
2040 | 2007.7556 | 2007.7556 | 5.0571 | 5.1093 | 5.5106 | 7.3834 | 1 | 1
2041 | 2007.7556 | 2007.7556 | 5.3851 | 5.3963 | 5.7762 | 7.5063 | 1 | 1
2042 | 2007.7556 | 2007.7556 | 5.4894 | 5.5313 | 5.9093 | 7.5907 | 1 | 1
2043 | 2007.7556 | 2007.7556 | 5.722 | 5.7549 | 6.1525 | 7.8225 | 1 | 1
2044 | 2007.7556 | 2007.7556 | 6.1136 | 6.1874 | 6.572 | 8.0846 | 1 | 1
2045 | 2007.7556 | 2007.7556 | 6.4999 | 6.5711 | 6.9911 | 8.4913 | 1 | 1
2046 | 2007.7556 | 2007.7556 | 6.711 | 6.7937 | 7.2386 | 8.361 | 1 | 1
2047 | 2007.7556 | 2007.7556 | 7.0712 | 7.1429 | 7.5849 | 8.8452 | 1 | 1
2048 | 2007.7556 | 2007.7556 | 7.4142 | 7.4832 | 7.9544 | 9.2397 | 1 | 1
2049 | 2007.7556 | 2007.7556 | 7.8908 | 7.9853 | 8.4489 | 9.5526 | 1 | 1
2050 | 2007.7556 | 2007.7556 | 8.5419 | 8.672 | 9.1857 | 10.0912 | 1 | 1
2051 | 2007.7556 | 2007.7556 | 8.4856 | 8.6038 | 9.0776 | 10.1556 | 1 | 1
2052 | 2007.7556 | 2007.7556 | 8.5408 | 8.657 | 9.1191 | 10.0773 | 1 | 1
2053 | 2007.7556 | 2007.7556 | 8.5762 | 8.6896 | 9.1736 | 10.0634 | 1 | 1
2054 | 2007.7556 | 2007.7556 | 8.6113 | 8.7322 | 9.154 | 9.8472 | 1 | 1
2055 | 2007.7556 | 2007.7556 | 8.5691 | 8.6652 | 9.0698 | 9.9113 | 1 | 1
2056 | 2007.7556 | 2007.7556 | 8.5437 | 8.6733 | 9.059 | 9.7266 | 1 | 1
2057 | 2007.7556 | 2007.7556 | 8.5899 | 8.739 | 9.1706 | 9.8003 | 1 | 1
2058 | 2007.7556 | 2007.7556 | 8.5125 | 8.6132 | 8.9951 | 9.5906 | 1 | 1
2059 | 2007.7556 | 2007.7556 | 8.5501 | 8.6641 | 9.0664 | 9.6304 | 1 | 1
2060 | 2007.7556 | 2007.7556 | 8.5885 | 8.7249 | 9.0982 | 9.5391 | 1 | 1
2061 | 2007.7556 | 2007.7556 | 8.4296 | 8.5552 | 8.9467 | 9.4471 | 1 | 1
2062 | 2007.7556 | 2007.7556 | 8.4175 | 8.544 | 8.9551 | 9.2658 | 1 | 1
2063 | 2007.7556 | 2007.7556 | 8.4946 | 8.6667 | 9.0972 | 9.7339 | 1 | 1
2064 | 2007.7556 | 2007.7556 | 8.4747 | 8.6266 | 8.9993 | 9.6201 | 1 | 1
2065 | 2007.7556 | 2007.7556 | 8.3716 | 8.51 | 8.8769 | 9.4973 | 1 | 1
2066 | 2007.7556 | 2007.7556 | 8.3231 | 8.456 | 8.8681 | 9.4862 | 1 | 1
2067 | 2007.7556 | 2007.7556 | 8.3315 | 8.4867 | 8.8845 | 9.4654 | 1 | 1
2068 | 2007.7556 | 2007.7556 | 8.3868 | 8.5328 | 8.6265 | 9.4211 | 1 | 1
2069 | 2007.7556 | 2007.7556 | 8.3868 | 8.5328 | 8.6265 | 9.5006 | 1 | 1
2070 | 2007.7556 | 2007.7556 | 8.3868 | 8.5328 | 8.6265 | 9.299 | 1 | 1
2071 | 2007.7556 | 2007.7556 | 8.3868 | 8.5328 | 8.6265 | 9.2593 | 1 | 1
2072 | 2007.7556 | 2007.7556 | 8.3868 | 8.5328 | 8.6265 | 9.2196 | 1 | 1
2073 | 2007.7556 | 2007.7556 | 8.3868 | 8.5328 | 8.6265 | 9.18 | 1 | 1
2074 | 2007.7556 | 2007.7556 | 8.3868 | 8.5328 | 8.6265 | 9.18 | 1 | 1
2075 | 2007.7556 | 2007.7556 | 8.3868 | 8.5328 | 8.6265 | 9.18 | 1 | 1
2076 | 2007.7556 | 2007.7556 | 8.3868 | 8.5328 | 8.6265 | 9.18 | 1 | 1
2077 | 2007.7556 | 2007.7556 | 8.3868 | 8.5328 | 8.6265 | 9.18 | 1 | 1
2078 | 2007.7556 | 2007.7556 | 8.3868 | 8.5328 | 8.6265 | 9.18 | 1 | 1
2079 | 2007.7556 | 2007.7556 | 8.3868 | 8.5328 | 8.6265 | 9.18 | 1 | 1
2080 | 2007.7556 | 2007.7556 | 8.3868 | 8.5328 | 8.6265 | 9.18 | 1 | 1
2081 | 2007.7556 | 2007.7556 | 8.3868 | 8.5328 | 8.6265 | 9.18 | 1 | 1
2082 | 2007.7556 | 2007.7556 | 8.3868 | 8.5328 | 8.6265 | 9.18 | 1 | 1
* THIS COLUMN IS USED ONLY FOR LOAD SHIFTING PROGRAMS WHICH SHIFT CONSUMPTION TO OFF-PEAK PERIODS.
THE VALUES REPRESENT THE OFF PEAK SYSTEM FUEL COSTS.
(1): page 7; (4): AVOIDED GENERATING BENEFITS | [5 empty] | PSC FORM CE 2.1
(4): PROGRAM METHOD SELECTED: REV_REQ | [5 empty] | PAGE 1 OF 1
|  | PROGRAM NAME: | TRC Business Cooking
| (2) | (3) | (4) | (5) | (6) | (7)
AVOIDED
| GEN UNIT | AVOIDED | AVOIDED | AVOIDED |  | AVOIDED
| CAPACITY | GEN UNIT | GEN UNIT | GEN UNIT | REPLACEMENT | GEN UNIT
| COST | FIXED O&M | VARIABLE O&M | FUEL COST | FUEL COST | BENEFITS
YEAR | $(000) | $(000) | $(000) | $(000) | $(000) | $(000)
2023 | 0 | 0 | 0 | 0 | 0 | 0
2024 | 0 | 0 | 0 | 0 | 0 | 0
2025 | 0 | 0 | 0 | 0 | 0 | 0
2026 | 0 | 0 | 0 | 0 | 0 | 0
2027 | 0 | 0 | 0 | 0 | 0 | 0
2028 | 0 | 0 | 0 | 0 | 0 | 0
2029 | 0 | 0 | 0 | 0 | 0 | 0
2030 | 0 | 0 | 0 | 0 | 0 | 0
2031 | 0 | 0 | 0 | 0 | 0 | 0
2032 | 0 | 0 | 0 | 0 | 0 | 0
2033 | 0 | 0 | 0 | 0 | 0 | 0
2034 | 0 | 0 | 0 | 0 | 0 | 0
2035 | 393.2328 | 38.284 | 1.4606 | 887.6064 | 973.7072 | 346.8766
2036 | 384.2507 | 39.2411 | 1.6123 | 936.7632 | 1027.0451 | 334.8222
2037 | 374.3217 | 40.2221 | 1.6762 | 972.9705 | 1066.2208 | 322.9697
2038 | 364.7298 | 41.2276 | 1.7907 | 1023.8776 | 1123.3748 | 308.2509
2039 | 355.4497 | 42.2583 | 1.9099 | 1065.8715 | 1158.0707 | 307.4188
2040 | 346.4583 | 43.3148 | 1.9831 | 1109.0505 | 1210.0806 | 290.7261
2041 | 337.7339 | 44.3977 | 2.1369 | 1186.2557 | 1293.3067 | 277.2174
2042 | 329.2562 | 45.5076 | 2.1636 | 1182.5115 | 1291.8991 | 267.5399
2043 | 320.9165 | 46.6453 | 2.2177 | 1221.486 | 1331.3419 | 259.9235
2044 | 312.5964 | 47.8114 | 2.3293 | 1285.3047 | 1409.9279 | 238.114
2045 | 304.2764 | 49.0067 | 2.4163 | 1376.6845 | 1498.6906 | 233.6933
2046 | 295.9564 | 50.2319 | 2.5356 | 1379.8278 | 1510.8282 | 217.7235
2047 | 287.6363 | 51.4877 | 2.599 | 1461.143 | 1598.3248 | 204.5412
2048 | 279.3163 | 52.7749 | 2.633 | 1513.4494 | 1650.2094 | 197.9643
2049 | 270.9962 | 54.0942 | 2.7624 | 1591.2872 | 1746.2366 | 172.9034
2050 | 262.6762 | 55.4466 | 2.864 | 1686.1275 | 1865.8879 | 141.2264
2051 | 254.3562 | 56.8328 | 2.9356 | 1708.8706 | 1877.8014 | 145.1936
2052 | 246.0361 | 58.2536 | 2.9748 | 1669.3434 | 1842.1463 | 134.4616
2053 | 237.7161 | 59.7099 | 3.1192 | 1695.3769 | 1881.8988 | 114.0233
2054 | 229.396 | 61.2027 | 3.2331 | 1681.9 | 1862.1527 | 113.5792
2055 | 221.7978 | 62.7327 | 3.314 | 1680.9545 | 1874.281 | 94.518
2056 | 215.643 | 64.301 | 3.3968 | 1648.9957 | 1839.3555 | 92.9811
2057 | 210.21 | 65.9086 | 3.5204 | 1682.4232 | 1873.877 | 88.1852
2058 | 204.777 | 67.5563 | 3.6481 | 1661.8633 | 1853.938 | 83.9067
2059 | 199.344 | 69.2452 | 3.6986 | 1650.4917 | 1841.4004 | 81.3792
2060 | 193.9111 | 70.9763 | 3.7911 | 1630.4151 | 1823.9372 | 75.1563
2061 | 188.4781 | 72.7507 | 3.8432 | 1598.8829 | 1786.4964 | 77.4585
2062 | 183.0451 | 74.5695 | 3.983 | 1601.543 | 1771.6772 | 91.4634
2063 | 177.6121 | 76.4337 | 4.0826 | 1681.8496 | 1861.1865 | 78.7915
2064 | 172.1791 | 78.3446 | 4.2306 | 1659.5436 | 1859.6331 | 54.6648
2065 | 166.7461 | 80.3032 | 4.2893 | 1638.8282 | 1815.9507 | 74.2161
2066 | 161.3131 | 82.3108 | 4.3965 | 1630.4151 | 1813.8267 | 64.6088
2067 | 155.8801 | 84.3685 | 4.5064 | 1639.0194 | 1809.8344 | 73.9401
2068 | 150.4471 | 86.4778 | 4.6191 | 1625.8261 | 1801.3711 | 65.999
2069 | 145.0142 | 88.6397 | 4.7346 | 1642.8435 | 1816.5786 | 64.6533
2070 | 139.5812 | 90.8557 | 4.8529 | 1591.9827 | 1778.0179 | 49.2545
2071 | 134.1482 | 93.1271 | 4.9743 | 1582.6135 | 1770.4338 | 44.4293
2072 | 128.7152 | 95.4553 | 5.0986 | 1573.2444 | 1762.8504 | 39.6631
2073 | 123.2822 | 97.8416 | 5.2261 | 1563.8753 | 1755.2679 | 34.9574
2074 | 117.8492 | 100.2877 | 5.3567 | 1563.8753 | 1755.2679 | 32.1011
2075 | 112.4162 | 102.7949 | 5.4906 | 1563.8753 | 1755.2679 | 29.3092
2076 | 107.9676 | 105.3648 | 5.6279 | 1563.8753 | 1755.2679 | 27.5677
2077 | 103.5189 | 107.9989 | 5.7686 | 1563.8753 | 1755.2679 | 25.8938
2078 | 99.0703 | 110.6988 | 5.9128 | 1563.8753 | 1755.2679 | 24.2893
2079 | 94.6216 | 113.4663 | 6.0606 | 1563.8753 | 1755.2679 | 22.756
2080 | 90.1729 | 116.303 | 6.2122 | 1563.8753 | 1755.2679 | 21.2955
2081 | 85.7243 | 119.2105 | 6.3675 | 1563.8753 | 1755.2679 | 19.9097
2082 | 81.2756 | 122.1908 | 6.5266 | 1563.8753 | 1755.2679 | 18.6005
NOM | 10352.0496 | 3478.4648 | 180.8831 | 71696.1967 | 79526.4766 | 6181.1176
NPV | 1539.8012 | 267.9296 | 13.0321 | 6625.6237 | 7288.9704 | 1157.4161
page 8 | TRC Business Cooking (5): AVOIDED T&D AND PROGRAM FUEL SAVINGS | [7 empty] | PSC FORM CE 2.2
| TRC Business Cooking (5): PROGRAM METHOD SELECTED: REV_REQ | [7 empty] | PAGE 1 OF 1
|  |  | PROGRAM NAME : | TRC Business Cooking
(1) | (2) | (3) | (4) | (5) | (6) | (7) | (8) | (8a)*
|  |  | TOTAL |  |  | TOTAL
| AVOIDED | AVOIDED | AVOIDED | AVOIDED | AVOIDED | AVOIDED |  | PROGRAM
| TRANSMISSION | TRANSMISSION | TRANSMISSION | DISTRIBUTION | DISTRIBUTION | DISTRIBUTION | PROGRAM | OFF-PEAK
| CAP COST | O&M COST | COST | CAP COST | O&M COST | COST | FUEL SAVINGS | PAYBACK
YEAR | $(000) | $(000) | $(000) | $(000) | $(000) | $(000) | $(000) | $(000)
2023 | 0 | 0 | 0 | 0 | 0 | 0 | 0 | 0
2024 | 0 | 0 | 0 | 0 | 0 | 0 | 0 | 0
2025 | 0 | 0 | 0 | 0 | 0 | 0 | 6.8007 | 0
2026 | 6.7652 | 0.56189 | 7.3271 | 2.0259 | 0.5654 | 2.5913 | 26.1559 | 0
2027 | 16.1713 | 1.1178 | 17.2891 | 4.8523 | 1.1248 | 5.977 | 50.2534 | 0
2028 | 28.6079 | 1.8534 | 30.4613 | 8.601 | 1.865 | 10.466 | 82.9536 | 0
2029 | 44.3599 | 2.7809 | 47.1408 | 13.3612 | 2.7983 | 16.1594 | 123.7001 | 0
2030 | 63.3305 | 3.9 | 67.2305 | 19.1079 | 3.9243 | 23.0322 | 152.127 | 0
2031 | 85.2785 | 5.2014 | 90.4799 | 25.7727 | 5.2339 | 31.0066 | 176.689 | 0
2032 | 109.725 | 6.668 | 116.393 | 33.2157 | 6.7096 | 39.9254 | 209.785 | 0
2033 | 136.1201 | 8.2804 | 144.4005 | 41.2762 | 8.3321 | 49.6083 | 292.9219 | 0
2034 | 163.9162 | 10.0206 | 173.9368 | 49.7935 | 10.0832 | 59.8768 | 369.9884 | 0
2035 | 192.666 | 11.0672 | 203.7332 | 58.6364 | 11.1363 | 69.7727 | 441.5106 | 0
2036 | 186.6834 | 11.3439 | 198.0272 | 57.1203 | 11.4147 | 68.535 | 455.27 | 0
2037 | 180.7522 | 11.6275 | 192.3797 | 55.6127 | 11.7001 | 67.3127 | 481.4537 | 0
2038 | 174.9956 | 11.9181 | 186.9138 | 54.1447 | 11.9926 | 66.1373 | 526.2854 | 0
2039 | 169.3674 | 12.2161 | 181.5835 | 52.7095 | 12.2924 | 65.0019 | 544.7482 | 0
2040 | 163.823 | 12.5215 | 176.3445 | 51.3 | 12.5997 | 63.8997 | 584.3278 | 0
2041 | 158.3377 | 12.8345 | 171.1722 | 49.9089 | 12.9147 | 62.8236 | 616.1195 | 0
2042 | 152.9243 | 13.1554 | 166.0797 | 48.5294 | 13.2376 | 61.7669 | 632.2452 | 0
2043 | 147.6151 | 13.4843 | 161.0993 | 47.1543 | 13.5685 | 60.7228 | 657.5485 | 0
2044 | 142.4455 | 13.8214 | 156.2669 | 45.7799 | 13.9077 | 59.6876 | 707.8709 | 0
2045 | 137.4544 | 14.1669 | 151.6213 | 44.4054 | 14.2554 | 58.6608 | 751.5949 | 0
2046 | 132.6812 | 14.5211 | 147.2023 | 43.0352 | 14.6118 | 57.647 | 777.2738 | 0
2047 | 128.1634 | 14.8841 | 143.0475 | 41.6793 | 14.9771 | 56.6564 | 816.8751 | 0
2048 | 123.9349 | 15.2562 | 139.1911 | 40.3475 | 15.3515 | 55.699 | 855.6405 | 0
2049 | 120.0247 | 15.6376 | 135.6623 | 39.048 | 15.7353 | 54.7833 | 913.5411 | 0
2050 | 116.4569 | 16.0286 | 132.4854 | 37.7897 | 16.1287 | 53.9184 | 992.7373 | 0
2051 | 113.1565 | 16.4293 | 129.5858 | 36.5817 | 16.5319 | 53.1136 | 984.6874 | 0
2052 | 109.9469 | 16.84 | 126.7869 | 35.4328 | 16.9452 | 52.378 | 990.7078 | 0
2053 | 106.7373 | 17.261 | 123.9983 | 34.3507 | 17.3688 | 51.7195 | 994.3603 | 0
2054 | 103.5276 | 17.6925 | 121.2202 | 33.3421 | 17.803 | 51.1451 | 999.3954 | 0
2055 | 100.318 | 18.1349 | 118.4529 | 32.4126 | 18.2481 | 50.6607 | 991.1692 | 0
2056 | 97.1084 | 18.5882 | 115.6966 | 31.5449 | 18.7043 | 50.2492 | 992.8886 | 0
2057 | 93.8987 | 19.0529 | 112.9517 | 30.6982 | 19.1719 | 49.8701 | 1000.8308 | 0
2058 | 90.6891 | 19.5293 | 110.2184 | 29.8515 | 19.6512 | 49.5027 | 985.3519 | 0
2059 | 87.4795 | 20.0175 | 107.497 | 29.0047 | 20.1425 | 49.1473 | 991.4652 | 0
2060 | 84.2699 | 20.5179 | 104.7878 | 28.158 | 20.6461 | 48.8041 | 998.9297 | 0
2061 | 81.0602 | 21.0309 | 102.0911 | 27.3113 | 21.1622 | 48.4735 | 979.3125 | 0
2062 | 77.8664 | 21.5566 | 99.423 | 26.4646 | 21.6913 | 48.1559 | 978.0576 | 0
2063 | 74.6988 | 22.0956 | 96.7944 | 25.6179 | 22.2336 | 47.8514 | 993.1271 | 0
2064 | 71.567 | 22.6479 | 94.2149 | 24.7711 | 22.7894 | 47.5605 | 988.0744 | 0
2065 | 68.4815 | 23.2141 | 91.6956 | 23.9244 | 23.3591 | 47.2836 | 974.4446 | 0
2066 | 65.453 | 23.7945 | 89.2475 | 23.0777 | 23.9431 | 47.0208 | 968.1573 | 0
2067 | 62.4921 | 24.3894 | 86.8814 | 22.232 | 24.5417 | 46.7737 | 972.1827 | 0
2068 | 59.6081 | 24.9991 | 84.6072 | 21.392 | 25.1552 | 46.5472 | 977.2372 | 0
2069 | 56.8094 | 25.6241 | 82.4335 | 20.5598 | 25.7841 | 46.3439 | 977.2372 | 0
2070 | 53.0274 | 26.2647 | 79.292 | 19.7381 | 26.4287 | 46.1669 | 977.2372 | 0
2071 | 48.8016 | 26.9213 | 75.7229 | 18.9298 | 27.0894 | 46.0193 | 977.2372 | 0
2072 | 44.1115 | 27.5943 | 71.7058 | 18.1377 | 27.7667 | 45.9044 | 977.2372 | 0
2073 | 38.9052 | 28.2842 | 67.1894 | 17.3644 | 28.4608 | 45.8253 | 977.2372 | 0
2074 | 33.2177 | 28.9913 | 62.209 | 16.6124 | 29.1724 | 45.7847 | 977.2372 | 0
2075 | 27.1165 | 29.7161 | 56.8326 | 15.8835 | 29.9017 | 45.7852 | 977.2372 | 0
2076 | 20.7104 | 30.459 | 51.1694 | 14.8212 | 30.6492 | 45.4704 | 977.2372 | 0
2077 | 14.1224 | 31.2204 | 45.3428 | 13.6513 | 31.4154 | 45.0667 | 977.2372 | 0
2078 | 7.4739 | 32.001 | 39.4749 | 12.3361 | 32.2008 | 44.5369 | 977.2372 | 0
2079 | 0.86725 | 32.801 | 33.6682 | 10.8664 | 33.0059 | 43.8722 | 977.2372 | 0
2080 | -1.0714e-13 | 33.621 | 33.621 | 9.2537 | 33.831 | 43.0847 | 977.2372 | 0
2081 | -8.9672e-14 | 34.4615 | 34.4615 | 7.5177 | 34.6768 | 42.1945 | 977.2372 | 0
2082 | 0 | 35.3231 | 35.3231 | 5.6902 | 35.5437 | 41.2339 | 977.2372 | 0
NOM | 4976.1221 | 1045.9433 | 6022.0654 | 1682.7378 | 1052.4762 | 2735.2139 | 43688.1177 | 0
NPV | 1044.6796 | 98.1347 | 1142.8143 | 326.9474 | 98.7476 | 425.695 | 4447.3437 | 0
* THESE VALUES REPRESENT THE COST OF THE INCREASED FUEL CONSUMPTION DUE TO GREATER OFF-PEAK
ENERGY USAGE. USED FOR LOAD SHIFTING PROGRAMS ONLY.
page 8a |  |  | AVOIDED GENERATING EMISSION IMPACT
PROGRAM METHOD SELECTED: REV_REQ
|  | PROGRAM NAME: | TRC Business Cooking
| (2) | (3) | (4) | (5) | (6)
| AVOIDED |  |  | OFF-PEAK
| GEN UNIT |  | PROGRAM | EMISSION | NET
| EMISSION | REPLACEMENT | EMISSION | PAYBACK | EMISSION
| BENEFIT | EMISSION COST | BENEFIT | COST | BENEFIT
YEAR | $(000) | $(000) | $(000) | $(000) | $(000)
2023 | 0 | 0 | 0 | 0 | 0
2024 | 0 | 0 | 0 | 0 | 0
2025 | 0 | 0 | 0.00090308 | 0 | 0.00090308
2026 | 0 | 0 | 0.00305 | 0 | 0.00305
2027 | 0 | 0 | 0.0059196 | 0 | 0.0059196
2028 | 0 | 0 | 0.0095759 | 0 | 0.0095759
2029 | 0 | 0 | 0.014017 | 0 | 0.014017
2030 | 0 | 0 | 0.019178 | 0 | 0.019178
2031 | 0 | 0 | 0.024954 | 0 | 0.024954
2032 | 0 | 0 | 0.03121 | 0 | 0.03121
2033 | 0 | 0 | 0.037812 | 0 | 0.037812
2034 | 0 | 0 | 0.044643 | 0 | 0.044643
2035 | 0.051218 | 0.057565 | 0.048103 | 0 | 0.041756
2036 | 0.055158 | 0.061993 | 0.048103 | 0 | 0.041268
2037 | 0.055946 | 0.062879 | 0.048103 | 0 | 0.04117
2038 | 0.05831 | 0.065536 | 0.048103 | 0 | 0.040877
2039 | 0.060674 | 0.068192 | 0.048103 | 0 | 0.040585
2040 | 0.061462 | 0.069078 | 0.048103 | 0 | 0.040487
2041 | 0.064614 | 0.07262 | 0.048103 | 0 | 0.040096
2042 | 0.063826 | 0.071735 | 0.048103 | 0 | 0.040194
2043 | 0.063826 | 0.071735 | 0.048103 | 0 | 0.040194
2044 | 0.065402 | 0.073506 | 0.048103 | 0 | 0.039999
2045 | 0.06619 | 0.074392 | 0.048103 | 0 | 0.039901
2046 | 0.067766 | 0.076163 | 0.048103 | 0 | 0.039706
2047 | 0.067766 | 0.076163 | 0.048103 | 0 | 0.039706
2048 | 0.066978 | 0.075277 | 0.048103 | 0 | 0.039803
2049 | 0.068554 | 0.077049 | 0.048103 | 0 | 0.039608
2050 | 0.069342 | 0.077934 | 0.048103 | 0 | 0.039511
2051 | 0.069342 | 0.077934 | 0.048103 | 0 | 0.039511
2052 | 0.068554 | 0.077049 | 0.048103 | 0 | 0.039608
2053 | 0.07013 | 0.07882 | 0.048103 | 0 | 0.039413
2054 | 0.070918 | 0.079705 | 0.048103 | 0 | 0.039315
2055 | 0.070918 | 0.079705 | 0.048103 | 0 | 0.039315
2056 | 0.070918 | 0.079705 | 0.048103 | 0 | 0.039315
2057 | 0.071706 | 0.080591 | 0.048103 | 0 | 0.039218
2058 | 0.072494 | 0.081477 | 0.048103 | 0 | 0.03912
2059 | 0.071706 | 0.080591 | 0.048103 | 0 | 0.039218
2060 | 0.071706 | 0.080591 | 0.048103 | 0 | 0.039218
2061 | 0.070918 | 0.079705 | 0.048103 | 0 | 0.039315
2062 | 0.071706 | 0.080591 | 0.048103 | 0 | 0.039218
2063 | 0.071706 | 0.080591 | 0.048103 | 0 | 0.039218
2064 | 0.072494 | 0.081477 | 0.048103 | 0 | 0.03912
2065 | 0.071706 | 0.080591 | 0.048103 | 0 | 0.039218
2066 | 0.071706 | 0.080591 | 0.048103 | 0 | 0.039218
2067 | 0.071706 | 0.080591 | 0.048103 | 0 | 0.039218
2068 | 0.071706 | 0.080591 | 0.048103 | 0 | 0.039218
2069 | 0.071706 | 0.080591 | 0.048103 | 0 | 0.039218
2070 | 0.071706 | 0.080591 | 0.048103 | 0 | 0.039218
2071 | 0.071706 | 0.080591 | 0.048103 | 0 | 0.039218
2072 | 0.071706 | 0.080591 | 0.048103 | 0 | 0.039218
2073 | 0.071706 | 0.080591 | 0.048103 | 0 | 0.039218
2074 | 0.071706 | 0.080591 | 0.048103 | 0 | 0.039218
2075 | 0.071706 | 0.080591 | 0.048103 | 0 | 0.039218
2076 | 0.071706 | 0.080591 | 0.048103 | 0 | 0.039218
2077 | 0.071706 | 0.080591 | 0.048103 | 0 | 0.039218
2078 | 0.071706 | 0.080591 | 0.048103 | 0 | 0.039218
2079 | 0.071706 | 0.080591 | 0.048103 | 0 | 0.039218
2080 | 0.071706 | 0.080591 | 0.048103 | 0 | 0.039218
2081 | 0.071706 | 0.080591 | 0.048103 | 0 | 0.039218
2082 | 0.071706 | 0.080591 | 0.048103 | 0 | 0.039218
NOM | 3.293 | 3.701 | 2.5002 | 0 | 2.0922
NPV | 0.32682 | 0.36732 | 0.34547 | 0 | 0.30497
(1): page 9; TRC Business Cooking (7): TOTAL RESOURCE COST TEST | [5 empty] | PSC FORM CE 2.3
TRC Business Cooking (7): PROGRAM METHOD SELECTED: REV_REQ | [5 empty] | PAGE 1 OF 1
[5 empty] | PROGRAM NAME: | TRC Business Cooking
(1) | (2) | (3) | (4) | (5) | (6) | (7) | (8) | (9) | (10) | (11) | (12) | (13)
| INCREASED | UTILITY | PARTICIPANT |  |  | AVOIDED | AVOIDED |  |  |  |  | CUMULATIVE
| SUPPLY | PROGRAM | PROGRAM | OTHER | TOTAL | GEN UNIT | T&D | PROGRAM | OTHER | TOTAL | NET | DISCOUNTED
| COSTS | COSTS | COSTS | COSTS | COSTS | BENEFITS | BENEFITS | FUEL SAVINGS | BENEFITS | BENEFITS | BENEFITS | NET BENEFITS
YEAR | $(000) | $(000) | $(000) | $(000) | $(000) | $(000) | $(000) | $(000) | $(000) | $(000) | $(000) | $(000)
2023 | 0 | 0 | 0 | 0 | 0 | 0 | 0 | 0 | 0 | 0 | 0 | 0
2024 | 0 | 0 | 0 | 0 | 0 | 0 | 0 | 0 | 0 | 0 | 0 | 0
2025 | 0 | 27.6478 | 116.6086 | 0 | 144.2564 | 0 | 0 | 6.8007 | 0.00090308 | 6.8016 | -137.4548 | -117.6369
2026 | 0 | 39.0315 | 164.6216 | 0 | 203.6531 | 0 | 9.9183 | 26.1559 | 0.00305 | 36.0773 | -167.5758 | -250.3112
2027 | 0 | 52.2935 | 220.556 | 0 | 272.8495 | 0 | 23.2661 | 50.2534 | 0.0059196 | 73.5254 | -199.3241 | -396.3025
2028 | 0 | 66.9439 | 282.3464 | 0 | 349.2904 | 0 | 40.9273 | 82.9536 | 0.0095759 | 123.8905 | -225.3999 | -549.0285
2029 | 0 | 81.4663 | 343.5968 | 0 | 425.0631 | 0 | 63.3002 | 123.7001 | 0.014017 | 187.0144 | -238.0487 | -698.245
2030 | 0 | 95.2753 | 401.838 | 0 | 497.1133 | 0 | 90.2627 | 152.127 | 0.019178 | 242.4089 | -254.7044 | -845.9447
2031 | 0 | 107.4107 | 453.0213 | 0 | 560.4321 | 0 | 121.4864 | 176.689 | 0.024954 | 298.2004 | -262.2317 | -986.6207
2032 | 0 | 117.5725 | 495.8802 | 0 | 613.4527 | 0 | 156.3183 | 209.785 | 0.03121 | 366.1345 | -247.3182 | -1109.3597
2033 | 0 | 125.7419 | 530.3357 | 0 | 656.0775 | 0 | 194.0088 | 292.9219 | 0.037812 | 486.9685 | -169.1091 | -1186.9996
2034 | 0 | 132.2827 | 557.9226 | 0 | 690.2053 | 0 | 233.8136 | 369.9884 | 0.044643 | 603.8466 | -86.3586 | -1223.6785
2035 | 0 | 0 | 0 | 0 | 0 | 346.8766 | 273.5059 | 441.5106 | 0.041756 | 1061.9348 | 1061.9348 | -806.425
2036 | 0 | 0 | 0 | 0 | 0 | 334.8222 | 266.5622 | 455.27 | 0.041268 | 1056.6957 | 1056.6957 | -422.3253
2037 | 0 | 0 | 0 | 0 | 0 | 322.9697 | 259.6924 | 481.4537 | 0.04117 | 1064.157 | 1064.157 | -64.4831
2038 | 0 | 0 | 0 | 0 | 0 | 308.2509 | 253.0511 | 526.2854 | 0.040877 | 1087.6282 | 1087.6282 | 273.8606
2039 | 0 | 39.0655 | 164.765 | 0 | 203.8305 | 307.4188 | 246.5854 | 544.7482 | 0.040585 | 1098.7929 | 894.9624 | 531.4182
2040 | 0 | 55.1506 | 232.606 | 0 | 287.7565 | 290.7261 | 240.2441 | 584.3278 | 0.040487 | 1115.3385 | 827.582 | 751.7476
2041 | 0 | 73.8894 | 311.6398 | 0 | 385.5292 | 277.2174 | 233.9958 | 616.1195 | 0.040096 | 1127.3729 | 741.8437 | 934.459
2042 | 0 | 94.59 | 398.9481 | 0 | 493.5381 | 267.5399 | 227.8466 | 632.2452 | 0.040194 | 1127.6719 | 634.1337 | 1078.945
2043 | 0 | 115.1098 | 485.4933 | 0 | 600.603 | 259.9235 | 221.8222 | 657.5485 | 0.040194 | 1139.3344 | 538.7313 | 1192.5008
2044 | 0 | 134.6214 | 567.7866 | 0 | 702.4081 | 238.114 | 215.9545 | 707.8709 | 0.039999 | 1161.9793 | 459.5713 | 1282.116
2045 | 0 | 151.7686 | 640.1073 | 0 | 791.8758 | 233.6933 | 210.2822 | 751.5949 | 0.039901 | 1195.6103 | 403.7345 | 1354.947
2046 | 0 | 166.1269 | 700.6657 | 0 | 866.7926 | 217.7235 | 204.8493 | 777.2738 | 0.039706 | 1199.8863 | 333.0937 | 1410.5348
2047 | 0 | 177.67 | 749.3504 | 0 | 927.0204 | 204.5412 | 199.7039 | 816.8751 | 0.039706 | 1221.1598 | 294.1394 | 1455.9454
2048 | 0 | 186.912 | 788.33 | 0 | 975.242 | 197.9643 | 194.8901 | 855.6405 | 0.039803 | 1248.5347 | 273.2927 | 1494.9777
2049 | 0 | 0 | 0 | 0 | 0 | 172.9034 | 190.4456 | 913.5411 | 0.039608 | 1276.9296 | 1276.9296 | 1663.6932
2050 | 0 | 0 | 0 | 0 | 0 | 141.2264 | 186.4038 | 992.7373 | 0.039511 | 1320.407 | 1320.407 | 1825.0873
2051 | 0 | 0 | 0 | 0 | 0 | 145.1936 | 182.6994 | 984.6874 | 0.039511 | 1312.62 | 1312.62 | 1973.5135
2052 | 0 | 0 | 0 | 0 | 0 | 134.4616 | 179.1649 | 990.7078 | 0.039608 | 1304.3738 | 1304.3738 | 2109.9611
2053 | 0 | 55.1986 | 232.8086 | 0 | 288.0072 | 114.0233 | 175.7178 | 994.3603 | 0.039413 | 1284.1408 | 996.1336 | 2206.3602
2054 | 0 | 77.9263 | 328.6661 | 0 | 406.5924 | 113.5792 | 172.3653 | 999.3954 | 0.039315 | 1285.3792 | 878.7868 | 2285.0341
2055 | 0 | 104.4037 | 440.3389 | 0 | 544.7426 | 94.518 | 169.1136 | 991.1692 | 0.039315 | 1254.8402 | 710.0975 | 2343.8449
2056 | 0 | 133.6533 | 563.7032 | 0 | 697.3565 | 92.9811 | 165.9458 | 992.8886 | 0.039315 | 1251.8549 | 554.4984 | 2386.3295
2057 | 0 | 162.6471 | 685.9893 | 0 | 848.6364 | 88.1852 | 162.8218 | 1000.8308 | 0.039218 | 1251.877 | 403.2406 | 2414.9111
2058 | 0 | 190.2166 | 802.2677 | 0 | 992.4842 | 83.9067 | 159.7211 | 985.3519 | 0.03912 | 1229.0187 | 236.5345 | 2430.421
2059 | 0 | 214.445 | 904.4548 | 0 | 1118.8998 | 81.3792 | 156.6442 | 991.4652 | 0.039218 | 1229.5278 | 110.628 | 2437.1318
2060 | 0 | 234.7329 | 990.0223 | 0 | 1224.7552 | 75.1563 | 153.5919 | 998.9297 | 0.039218 | 1227.7172 | 2.9619 | 2437.298
2061 | 0 | 251.043 | 1058.8125 | 0 | 1309.8555 | 77.4585 | 150.5646 | 979.3125 | 0.039315 | 1207.3749 | -102.4806 | 2431.9777
2062 | 0 | 264.1017 | 1113.8896 | 0 | 1377.9913 | 91.4634 | 147.5789 | 978.0576 | 0.039218 | 1217.139 | -160.8523 | 2424.2525
2063 | 0 | 0 | 0 | 0 | 0 | 78.7915 | 144.6458 | 993.1271 | 0.039218 | 1216.6036 | 1216.6036 | 2478.3059
2064 | 0 | 0 | 0 | 0 | 0 | 54.6648 | 141.7755 | 988.0744 | 0.03912 | 1184.5538 | 1184.5538 | 2526.9938
2065 | 0 | 0 | 0 | 0 | 0 | 74.2161 | 138.9792 | 974.4446 | 0.039218 | 1187.6791 | 1187.6791 | 2572.154
2066 | 0 | 0 | 0 | 0 | 0 | 64.6088 | 136.2683 | 968.1573 | 0.039218 | 1169.0736 | 1169.0736 | 2613.2776
2067 | 0 | 77.9942 | 328.9524 | 0 | 406.9466 | 73.9401 | 133.6551 | 972.1827 | 0.039218 | 1179.8171 | 772.8705 | 2638.4282
2068 | 0 | 110.1078 | 464.3966 | 0 | 574.5044 | 65.999 | 131.1544 | 977.2372 | 0.039218 | 1174.4298 | 599.9254 | 2656.4888
2069 | 0 | 147.5198 | 622.1873 | 0 | 769.7071 | 64.6533 | 128.7774 | 977.2372 | 0.039218 | 1170.7071 | 401 | 2667.6566
2070 | 0 | 188.8486 | 796.4979 | 0 | 985.3464 | 49.2545 | 125.4589 | 977.2372 | 0.039218 | 1151.9899 | 166.6434 | 2671.95
2071 | 0 | 229.8161 | 969.2849 | 0 | 1199.101 | 44.4293 | 121.7422 | 977.2372 | 0.039218 | 1143.4479 | -55.6531 | 2670.6236
2072 | 0 | 268.771 | 1133.5832 | 0 | 1402.3542 | 39.6631 | 117.6102 | 977.2372 | 0.039218 | 1134.5497 | -267.8046 | 2664.7186
2073 | 0 | 303.0052 | 1277.971 | 0 | 1580.9761 | 34.9574 | 113.0147 | 977.2372 | 0.039218 | 1125.2485 | -455.7277 | 2655.4225
2074 | 0 | 331.6715 | 1398.8756 | 0 | 1730.5471 | 32.1011 | 107.9937 | 977.2372 | 0.039218 | 1117.3712 | -613.1759 | 2643.8516
2075 | 0 | 354.7172 | 1496.0744 | 0 | 1850.7916 | 29.3092 | 102.6178 | 977.2372 | 0.039218 | 1109.2034 | -741.5882 | 2630.9055
2076 | 0 | 373.1688 | 1573.8969 | 0 | 1947.0657 | 27.5677 | 96.6397 | 977.2372 | 0.039218 | 1101.4838 | -845.5819 | 2617.2495
2077 | 0 | 0 | 0 | 0 | 0 | 25.8938 | 90.4095 | 977.2372 | 0.039218 | 1093.5797 | 1093.5797 | 2633.5879
2078 | 0 | 0 | 0 | 0 | 0 | 24.2893 | 84.0118 | 977.2372 | 0.039218 | 1085.5775 | 1085.5775 | 2648.5921
2079 | 0 | 0 | 0 | 0 | 0 | 22.756 | 77.5404 | 977.2372 | 0.039218 | 1077.5728 | 1077.5728 | 2662.3702
2080 | 0 | 0 | 0 | 0 | 0 | 21.2955 | 76.7057 | 977.2372 | 0.039218 | 1075.2777 | 1075.2777 | 2675.0893
2081 | 0 | 110.2037 | 464.8012 | 0 | 575.0049 | 19.9097 | 76.656 | 977.2372 | 0.039218 | 1073.8421 | 498.8373 | 2680.548
2082 | 0 | 155.5794 | 656.1803 | 0 | 811.7597 | 18.6005 | 76.557 | 977.2372 | 0.039218 | 1072.4339 | 260.6742 | 2683.1868
NOM | 0 | 6380.3419 | 26910.0737 | 0 | 33290.4156 | 6181.1176 | 8757.2794 | 43688.1177 | 2.0922 | 58628.6069 | 25338.1913
NPV | 0 | 860.6143 | 3629.7731 | 0 | 4490.3873 | 1157.4161 | 1568.5093 | 4447.3437 | 0.30497 | 7173.5741 | 2683.1868
| Discount Rate: |  |  |  | 8.0956 | %
| Benefit/Cost Ratio (Col(11) / Col(6)) : |  |  |  | 1.5975
(1): page 10; TRC Business Cooking (7): PARTICIPANT COSTS AND BENEFITS |  | PSC FORM CE 2.4
TRC Business Cooking (7): PROGRAM METHOD SELECTED: REV_REQ |  | PAGE 1 OF 1
[5 empty] | PROGRAM NAME: | TRC Business Cooking
(1) | (2) | (3) | (4) | (5) | (6) | (7) | (8) | (9) | (10) | (11) | (12)
| SAVINGS IN |  |  |  |  | CUSTOMER |  |  |  |  | CUMULATIVE
| PARTICIPANTS | TAX | UTILITY | OTHER | TOTAL | EQUIPMENT | CUSTOMER | OTHER | TOTAL | NET | DISCOUNTED
| BILLS | CREDITS | REBATES | BENEFITS | BENEFITS | COSTS | O&M COSTS | COSTS | COSTS | BENEFITS | NET BENEFITS
YEAR | $(000) | $(000) | $(000) | $(000) | $(000) | $(000) | $(000) | $(000) | $(000) | $(000) | $(000)
2023 | 0 | 0 | 0 | 0 | 0 | 0 | 0 | 0 | 0 | 0 | 0
2024 | 0 | 0 | 0 | 0 | 0 | 0 | 0 | 0 | 0 | 0 | 0
2025 | 27.1792 | 0 | 11.1988 | 0 | 38.378 | 116.6086 | 0 | 0 | 116.6086 | -78.2306 | -66.9515
2026 | 95.2038 | 0 | 15.4242 | 0 | 110.628 | 164.6216 | 0 | 0 | 164.6216 | -53.9936 | -109.6997
2027 | 191.1362 | 0 | 20.1609 | 0 | 211.2971 | 220.556 | 0 | 0 | 220.556 | -9.2588 | -116.4812
2028 | 326.4528 | 0 | 25.1797 | 0 | 351.6325 | 282.3464 | 0 | 0 | 282.3464 | 69.2861 | -69.5345
2029 | 480.4562 | 0 | 29.8947 | 0 | 510.3509 | 343.5968 | 0 | 0 | 343.5968 | 166.7541 | 34.9923
2030 | 662.7837 | 0 | 34.1092 | 0 | 696.8929 | 401.838 | 0 | 0 | 401.838 | 295.0548 | 206.0906
2031 | 875.7242 | 0 | 37.5159 | 0 | 913.2401 | 453.0213 | 0 | 0 | 453.0213 | 460.2188 | 452.9781
2032 | 1115.7567 | 0 | 40.0636 | 0 | 1155.8203 | 495.8802 | 0 | 0 | 495.8802 | 659.9401 | 780.493
2033 | 1387.4574 | 0 | 41.8023 | 0 | 1429.2596 | 530.3357 | 0 | 0 | 530.3357 | 898.924 | 1193.1996
2034 | 1675.8093 | 0 | 42.9041 | 0 | 1718.7134 | 557.9226 | 0 | 0 | 557.9226 | 1160.7908 | 1686.2193
2035 | 1849.1435 | 0 | 0 | 0 | 1849.1435 | 0 | 0 | 0 | 0 | 1849.1435 | 2412.7815
2036 | 1909.5575 | 0 | 0 | 0 | 1909.5575 | 0 | 0 | 0 | 0 | 1909.5575 | 3106.889
2037 | 1976.4117 | 0 | 0 | 0 | 1976.4117 | 0 | 0 | 0 | 0 | 1976.4117 | 3771.4935
2038 | 2063.5364 | 0 | 0 | 0 | 2063.5364 | 0 | 0 | 0 | 0 | 2063.5364 | 4413.4267
2039 | 2140.5893 | 0 | 11.1988 | 0 | 2151.788 | 164.765 | 0 | 0 | 164.765 | 1987.0231 | 4985.2639
2040 | 2219.9263 | 0 | 15.4242 | 0 | 2235.3505 | 232.606 | 0 | 0 | 232.606 | 2002.7446 | 5518.46
2041 | 2299.1698 | 0 | 20.1609 | 0 | 2319.3308 | 311.6398 | 0 | 0 | 311.6398 | 2007.691 | 6012.9416
2042 | 2351.3858 | 0 | 25.1797 | 0 | 2376.5655 | 398.9481 | 0 | 0 | 398.9481 | 1977.6175 | 6463.5376
2043 | 2403.1115 | 0 | 29.8947 | 0 | 2433.0061 | 485.4933 | 0 | 0 | 485.4933 | 1947.5129 | 6874.0415
2044 | 2468.9826 | 0 | 34.1092 | 0 | 2503.0918 | 567.7866 | 0 | 0 | 567.7866 | 1935.3052 | 7251.4209
2045 | 2543.1073 | 0 | 37.5159 | 0 | 2580.6232 | 640.1073 | 0 | 0 | 640.1073 | 1940.516 | 7601.4772
2046 | 2593.9231 | 0 | 40.0636 | 0 | 2633.9867 | 700.6657 | 0 | 0 | 700.6657 | 1933.321 | 7924.1159
2047 | 2659.3306 | 0 | 41.8023 | 0 | 2701.1329 | 749.3504 | 0 | 0 | 749.3504 | 1951.7825 | 8225.4413
2048 | 2739.6225 | 0 | 42.9041 | 0 | 2782.5266 | 788.33 | 0 | 0 | 788.33 | 1994.1967 | 8510.2571
2049 | 2822.6049 | 0 | 0 | 0 | 2822.6049 | 0 | 0 | 0 | 0 | 2822.6049 | 8883.1964
2050 | 2923.9865 | 0 | 0 | 0 | 2923.9865 | 0 | 0 | 0 | 0 | 2923.9865 | 9240.5969
2051 | 2959.9951 | 0 | 0 | 0 | 2959.9951 | 0 | 0 | 0 | 0 | 2959.9951 | 9575.3023
2052 | 3021.044 | 0 | 0 | 0 | 3021.044 | 0 | 0 | 0 | 0 | 3021.044 | 9891.3267
2053 | 3130.8515 | 0 | 11.1988 | 0 | 3142.0503 | 232.8086 | 0 | 0 | 232.8086 | 2909.2417 | 10172.8635
2054 | 3207.2405 | 0 | 15.4242 | 0 | 3222.6647 | 328.6661 | 0 | 0 | 328.6661 | 2893.9986 | 10431.9505
2055 | 3286.2356 | 0 | 20.1609 | 0 | 3306.3965 | 440.3389 | 0 | 0 | 440.3389 | 2866.0577 | 10669.3195
2056 | 3367.9539 | 0 | 25.1797 | 0 | 3393.1336 | 563.7032 | 0 | 0 | 563.7032 | 2829.4304 | 10886.1048
2057 | 3452.5178 | 0 | 29.8947 | 0 | 3482.4125 | 685.9893 | 0 | 0 | 685.9893 | 2796.4232 | 11084.3149
2058 | 3540.0554 | 0 | 34.1092 | 0 | 3574.1646 | 802.2677 | 0 | 0 | 802.2677 | 2771.897 | 11266.0721
2059 | 3630.7006 | 0 | 37.5159 | 0 | 3668.2165 | 904.4548 | 0 | 0 | 904.4548 | 2763.7617 | 11433.7235
2060 | 3724.5937 | 0 | 40.0636 | 0 | 3764.6572 | 990.0223 | 0 | 0 | 990.0223 | 2774.6349 | 11589.4291
2061 | 3821.8812 | 0 | 41.8023 | 0 | 3863.6834 | 1058.8125 | 0 | 0 | 1058.8125 | 2804.8709 | 11735.043
2062 | 3922.7165 | 0 | 42.9041 | 0 | 3965.6206 | 1113.8896 | 0 | 0 | 1113.8896 | 2851.731 | 11872.002
2063 | 4027.2602 | 0 | 0 | 0 | 4027.2602 | 0 | 0 | 0 | 0 | 4027.2602 | 12050.9322
2064 | 4148.078 | 0 | 0 | 0 | 4148.078 | 0 | 0 | 0 | 0 | 4148.078 | 12221.4276
2065 | 4272.5203 | 0 | 0 | 0 | 4272.5203 | 0 | 0 | 0 | 0 | 4272.5203 | 12383.8858
2066 | 4400.6959 | 0 | 0 | 0 | 4400.6959 | 0 | 0 | 0 | 0 | 4400.6959 | 12538.6857
2067 | 4532.7168 | 0 | 11.1988 | 0 | 4543.9156 | 328.9524 | 0 | 0 | 328.9524 | 4214.9632 | 12675.8481
2068 | 4668.6983 | 0 | 15.4242 | 0 | 4684.1225 | 464.3966 | 0 | 0 | 464.3966 | 4219.7259 | 12802.8813
2069 | 4808.7593 | 0 | 20.1609 | 0 | 4828.9202 | 622.1873 | 0 | 0 | 622.1873 | 4206.7329 | 12920.0388
2070 | 4953.022 | 0 | 25.1797 | 0 | 4978.2017 | 796.4979 | 0 | 0 | 796.4979 | 4181.7039 | 13027.7771
2071 | 5101.6127 | 0 | 29.8947 | 0 | 5131.5074 | 969.2849 | 0 | 0 | 969.2849 | 4162.2225 | 13126.9821
2072 | 5254.6611 | 0 | 34.1092 | 0 | 5288.7703 | 1133.5832 | 0 | 0 | 1133.5832 | 4155.1871 | 13218.6023
2073 | 5412.3009 | 0 | 37.5159 | 0 | 5449.8168 | 1277.971 | 0 | 0 | 1277.971 | 4171.8459 | 13303.7006
2074 | 5574.6699 | 0 | 40.0636 | 0 | 5614.7335 | 1398.8756 | 0 | 0 | 1398.8756 | 4215.8579 | 13383.256
2075 | 5741.91 | 0 | 41.8023 | 0 | 5783.7123 | 1496.0744 | 0 | 0 | 1496.0744 | 4287.6379 | 13458.1064
2076 | 5914.1673 | 0 | 42.9041 | 0 | 5957.0715 | 1573.8969 | 0 | 0 | 1573.8969 | 4383.1746 | 13528.8939
2077 | 6091.5924 | 0 | 0 | 0 | 6091.5924 | 0 | 0 | 0 | 0 | 6091.5924 | 13619.9042
2078 | 6274.3401 | 0 | 0 | 0 | 6274.3401 | 0 | 0 | 0 | 0 | 6274.3401 | 13706.6243
2079 | 6462.5703 | 0 | 0 | 0 | 6462.5703 | 0 | 0 | 0 | 0 | 6462.5703 | 13789.2564
2080 | 6656.4474 | 0 | 0 | 0 | 6656.4474 | 0 | 0 | 0 | 0 | 6656.4474 | 13867.9932
2081 | 6856.1409 | 0 | 11.1988 | 0 | 6867.3396 | 464.8012 | 0 | 0 | 464.8012 | 6402.5385 | 13938.0547
2082 | 7061.8251 | 0 | 15.4242 | 0 | 7077.2493 | 656.1803 | 0 | 0 | 656.1803 | 6421.069 | 14003.0566
NOM | 194082.1235 | 0 | 1219.6363 | 0 | 195301.7599 | 26910.0737 | 0 | 0 | 26910.0737 | 168391.6862
NPV | 17380.3454 | 0 | 252.4842 | 0 | 17632.8297 | 3629.7731 | 0 | 0 | 3629.7731 | 14003.0566
| In Service of Gen Unit: |  |  |  | 2035
| Discount Rate : |  |  |  | 8.0956 | %
| Benefit/Cost Ratio ( Col(6) / Col(10)) |  |  |  | 4.8578
(1): page 11; TRC Business Cooking (7): RATE IMPACT TEST |  |  | PSC FORM CE 2.5
TRC Business Cooking (7): PROGRAM METHOD SELECTED: REV_REQ |  |  | PAGE 1 OF 1
[5 empty] | PROGRAM NAME: | TRC Business Cooking
(1) | (2) | (3) | (4) | (5) | (6) | (7) | (8) | (9) | (10) | (11) | (12) | (13) | (14)
| INCREASED | UTILITY |  |  | SELLBACK/ |  | AVOIDED GEN | AVOIDED |  |  |  |  | CUMULATIVE
| SUPPLY | PROGRAM |  | REVENUE | OTHER | TOTAL | UNIT & FUEL | T&D | REVENUE | OTHER | TOTAL | NET | DISCOUNTED
| COSTS | COSTS | INCENTIVES | LOSSES | COSTS | COSTS | BENEFITS | BENEFITS | GAINS | BENEFITS | BENEFITS | BENEFITS | NET BENEFITS
YEAR | $(000) | $(000) | $(000) | $(000) | $(000) | $(000) | $(000) | $(000) | $(000) | $(000) | $(000) | $(000) | $(000)
2023 | 0 | 0 | 0 | 0 | 0 | 0 | 0 | 0 | 0 | 0 | 0 | 0 | 0
2024 | 0 | 0 | 0 | 0 | 0 | 0 | 0 | 0 | 0 | 0 | 0 | 0 | 0
2025 | 0 | 27.6478 | 11.1988 | 22.5588 | 0 | 61.4053 | 6.8007 | 0 | 0 | 0.00090308 | 6.8016 | -54.6037 | -46.731
2026 | 0 | 39.0315 | 15.4242 | 79.0191 | 0 | 133.4749 | 26.1559 | 9.9183 | 0 | 0.00305 | 36.0773 | -97.3976 | -123.8433
2027 | 0 | 52.2935 | 20.1609 | 158.643 | 0 | 231.0975 | 50.2534 | 23.2661 | 0 | 0.0059196 | 73.5254 | -157.5721 | -239.2542
2028 | 0 | 66.9439 | 25.1797 | 270.9558 | 0 | 363.0795 | 82.9536 | 40.9273 | 0 | 0.0095759 | 123.8905 | -239.189 | -401.3233
2029 | 0 | 81.4663 | 29.8947 | 398.7787 | 0 | 510.1396 | 123.7001 | 63.3002 | 0 | 0.014017 | 187.0144 | -323.1253 | -603.8686
2030 | 0 | 95.2753 | 34.1092 | 550.1104 | 0 | 679.4949 | 152.127 | 90.2627 | 0 | 0.019178 | 242.4089 | -437.086 | -857.3288
2031 | 0 | 107.4107 | 37.5159 | 726.8511 | 0 | 871.7777 | 176.689 | 121.4864 | 0 | 0.024954 | 298.2004 | -573.5773 | -1165.0283
2032 | 0 | 117.5725 | 40.0636 | 926.0781 | 0 | 1083.7142 | 209.785 | 156.3183 | 0 | 0.03121 | 366.1345 | -717.5796 | -1521.1486
2033 | 0 | 125.7419 | 41.8023 | 1151.5896 | 0 | 1319.1337 | 292.9219 | 194.0088 | 0 | 0.037812 | 486.9685 | -832.1653 | -1903.2055
2034 | 0 | 132.2827 | 42.9041 | 1390.9217 | 0 | 1566.1085 | 369.9884 | 233.8136 | 0 | 0.044643 | 603.8466 | -962.2619 | -2311.9045
2035 | 0 | 0 | 0 | 1534.7891 | 0 | 1534.7891 | 788.3872 | 273.5059 | 0 | 0.041756 | 1061.9348 | -472.8543 | -2497.6976
2036 | 0 | 0 | 0 | 1584.9327 | 0 | 1584.9327 | 790.0922 | 266.5622 | 0 | 0.041268 | 1056.6957 | -528.237 | -2689.7071
2037 | 0 | 0 | 0 | 1640.4217 | 0 | 1640.4217 | 804.4235 | 259.6924 | 0 | 0.04117 | 1064.157 | -576.2646 | -2883.4866
2038 | 0 | 0 | 0 | 1712.7352 | 0 | 1712.7352 | 834.5362 | 253.0511 | 0 | 0.040877 | 1087.6282 | -625.107 | -3077.9474
2039 | 0 | 39.0655 | 11.1988 | 1776.6891 | 0 | 1826.9534 | 852.167 | 246.5854 | 0 | 0.040585 | 1098.7929 | -728.1605 | -3287.5018
2040 | 0 | 55.1506 | 15.4242 | 1842.5389 | 0 | 1913.1136 | 875.0539 | 240.2441 | 0 | 0.040487 | 1115.3385 | -797.7751 | -3499.8956
2041 | 0 | 73.8894 | 20.1609 | 1908.311 | 0 | 2002.3613 | 893.3369 | 233.9958 | 0 | 0.040096 | 1127.3729 | -874.9884 | -3715.3997
2042 | 0 | 94.59 | 25.1797 | 1951.6502 | 0 | 2071.42 | 899.785 | 227.8466 | 0 | 0.040194 | 1127.6719 | -943.7481 | -3930.4308
2043 | 0 | 115.1098 | 29.8947 | 1994.5825 | 0 | 2139.587 | 917.472 | 221.8222 | 0 | 0.040194 | 1139.3344 | -1000.2526 | -4141.2677
2044 | 0 | 134.6214 | 34.1092 | 2049.2556 | 0 | 2217.9862 | 945.9849 | 215.9545 | 0 | 0.039999 | 1161.9793 | -1056.0069 | -4347.1862
2045 | 0 | 151.7686 | 37.5159 | 2110.7791 | 0 | 2300.0635 | 985.2882 | 210.2822 | 0 | 0.039901 | 1195.6103 | -1104.4532 | -4546.4223
2046 | 0 | 166.1269 | 40.0636 | 2152.9562 | 0 | 2359.1466 | 994.9974 | 204.8493 | 0 | 0.039706 | 1199.8863 | -1159.2603 | -4739.8833
2047 | 0 | 177.67 | 41.8023 | 2207.2444 | 0 | 2426.7167 | 1021.4163 | 199.7039 | 0 | 0.039706 | 1221.1598 | -1205.5568 | -4926.0028
2048 | 0 | 186.912 | 42.9041 | 2273.8867 | 0 | 2503.7028 | 1053.6048 | 194.8901 | 0 | 0.039803 | 1248.5347 | -1255.1681 | -5105.2689
2049 | 0 | 0 | 0 | 2342.762 | 0 | 2342.762 | 1086.4445 | 190.4456 | 0 | 0.039608 | 1276.9296 | -1065.8324 | -5246.093
2050 | 0 | 0 | 0 | 2426.9088 | 0 | 2426.9088 | 1133.9637 | 186.4038 | 0 | 0.039511 | 1320.407 | -1106.5018 | -5381.3413
2051 | 0 | 0 | 0 | 2456.7959 | 0 | 2456.7959 | 1129.8811 | 182.6994 | 0 | 0.039511 | 1312.62 | -1144.1759 | -5510.7206
2052 | 0 | 0 | 0 | 2507.4665 | 0 | 2507.4665 | 1125.1694 | 179.1649 | 0 | 0.039608 | 1304.3738 | -1203.0927 | -5636.5733
2053 | 0 | 55.1986 | 11.1988 | 2598.6067 | 0 | 2665.0041 | 1108.3836 | 175.7178 | 0 | 0.039413 | 1284.1408 | -1380.8633 | -5770.2039
2054 | 0 | 77.9263 | 15.4242 | 2662.0096 | 0 | 2755.3601 | 1112.9746 | 172.3653 | 0 | 0.039315 | 1285.3792 | -1469.9809 | -5901.8049
2055 | 0 | 104.4037 | 20.1609 | 2727.5755 | 0 | 2852.1402 | 1085.6873 | 169.1136 | 0 | 0.039315 | 1254.8402 | -1597.3001 | -6034.0944
2056 | 0 | 133.6533 | 25.1797 | 2795.4017 | 0 | 2954.2347 | 1085.8697 | 165.9458 | 0 | 0.039315 | 1251.8549 | -1702.3799 | -6164.5274
2057 | 0 | 162.6471 | 29.8947 | 2865.5898 | 0 | 3058.1316 | 1089.016 | 162.8218 | 0 | 0.039218 | 1251.877 | -1806.2545 | -6292.5545
2058 | 0 | 190.2166 | 34.1092 | 2938.246 | 0 | 3162.5718 | 1069.2586 | 159.7211 | 0 | 0.03912 | 1229.0187 | -1933.553 | -6419.3403
2059 | 0 | 214.445 | 37.5159 | 3013.4815 | 0 | 3265.4424 | 1072.8444 | 156.6442 | 0 | 0.039218 | 1229.5278 | -2035.9146 | -6542.84
2060 | 0 | 234.7329 | 40.0636 | 3091.4128 | 0 | 3366.2093 | 1074.0861 | 153.5919 | 0 | 0.039218 | 1227.7172 | -2138.4921 | -6662.8469
2061 | 0 | 251.043 | 41.8023 | 3172.1614 | 0 | 3465.0066 | 1056.771 | 150.5646 | 0 | 0.039315 | 1207.3749 | -2257.6317 | -6780.0511
2062 | 0 | 264.1017 | 42.9041 | 3255.8547 | 0 | 3562.8605 | 1069.5209 | 147.5789 | 0 | 0.039218 | 1217.139 | -2345.7215 | -6892.7082
2063 | 0 | 0 | 0 | 3342.6259 | 0 | 3342.6259 | 1071.9185 | 144.6458 | 0 | 0.039218 | 1216.6036 | -2126.0224 | -6987.1668
2064 | 0 | 0 | 0 | 3442.9047 | 0 | 3442.9047 | 1042.7392 | 141.7755 | 0 | 0.03912 | 1184.5538 | -2258.351 | -7079.9901
2065 | 0 | 0 | 0 | 3546.1919 | 0 | 3546.1919 | 1048.6607 | 138.9792 | 0 | 0.039218 | 1187.6791 | -2358.5128 | -7169.6702
2066 | 0 | 0 | 0 | 3652.5776 | 0 | 3652.5776 | 1032.7661 | 136.2683 | 0 | 0.039218 | 1169.0736 | -2483.504 | -7257.0305
2067 | 0 | 77.9942 | 11.1988 | 3762.1549 | 0 | 3851.3479 | 1046.1227 | 133.6551 | 0 | 0.039218 | 1179.8171 | -2671.5308 | -7343.9669
2068 | 0 | 110.1078 | 15.4242 | 3875.0196 | 0 | 4000.5516 | 1043.2362 | 131.1544 | 0 | 0.039218 | 1174.4298 | -2826.1218 | -7429.0462
2069 | 0 | 147.5198 | 20.1609 | 3991.2702 | 0 | 4158.9509 | 1041.8905 | 128.7774 | 0 | 0.039218 | 1170.7071 | -2988.2438 | -7512.2687
2070 | 0 | 188.8486 | 25.1797 | 4111.0083 | 0 | 4325.0366 | 1026.4917 | 125.4589 | 0 | 0.039218 | 1151.9899 | -3173.0467 | -7594.0197
2071 | 0 | 229.8161 | 29.8947 | 4234.3385 | 0 | 4494.0493 | 1021.6665 | 121.7422 | 0 | 0.039218 | 1143.4479 | -3350.6014 | -7673.8801
2072 | 0 | 268.771 | 34.1092 | 4361.3687 | 0 | 4664.2489 | 1016.9003 | 117.6102 | 0 | 0.039218 | 1134.5497 | -3529.6993 | -7751.7085
2073 | 0 | 303.0052 | 37.5159 | 4492.2098 | 0 | 4832.7308 | 1012.1946 | 113.0147 | 0 | 0.039218 | 1125.2485 | -3707.4824 | -7827.3346
2074 | 0 | 331.6715 | 40.0636 | 4626.976 | 0 | 4998.7111 | 1009.3383 | 107.9937 | 0 | 0.039218 | 1117.3712 | -3881.3399 | -7900.5775
2075 | 0 | 354.7172 | 41.8023 | 4765.7853 | 0 | 5162.3048 | 1006.5464 | 102.6178 | 0 | 0.039218 | 1109.2034 | -4053.1014 | -7971.3336
2076 | 0 | 373.1688 | 42.9041 | 4908.7589 | 0 | 5324.8318 | 1004.8049 | 96.6397 | 0 | 0.039218 | 1101.4838 | -4223.348 | -8039.5399
2077 | 0 | 0 | 0 | 5056.0217 | 0 | 5056.0217 | 1003.131 | 90.4095 | 0 | 0.039218 | 1093.5797 | -3962.4419 | -8098.74
2078 | 0 | 0 | 0 | 5207.7023 | 0 | 5207.7023 | 1001.5265 | 84.0118 | 0 | 0.039218 | 1085.5775 | -4122.1248 | -8155.7135
2079 | 0 | 0 | 0 | 5363.9334 | 0 | 5363.9334 | 999.9932 | 77.5404 | 0 | 0.039218 | 1077.5728 | -4286.3605 | -8210.52
2080 | 0 | 0 | 0 | 5524.8514 | 0 | 5524.8514 | 998.5327 | 76.7057 | 0 | 0.039218 | 1075.2777 | -4449.5737 | -8263.1525
2081 | 0 | 110.2037 | 11.1988 | 5690.5969 | 0 | 5811.9994 | 997.1469 | 76.656 | 0 | 0.039218 | 1073.8421 | -4738.1573 | -8315.001
2082 | 0 | 155.5794 | 15.4242 | 5861.3148 | 0 | 6032.3185 | 995.8377 | 76.557 | 0 | 0.039218 | 1072.4339 | -4959.8846 | -8365.2111
NOM | 0 | 6380.3419 | 1219.6363 | 161088.1625 | 0 | 168688.1407 | 49869.2354 | 8757.2794 | 0 | 2.0922 | 58628.6069 | -110059.5338
NPV | 0 | 860.6143 | 252.4842 | 14425.6867 | 0 | 15538.7852 | 5604.7598 | 1568.5093 | 0 | 0.30497 | 7173.5741 | -8365.2111
| Discount Rate : |  |  |  | 8.0956 | %
| Benefit/Cost Ratio (Col(12) / Col(7)) : |  |  |  | 0.46166