## Outputs
page 1 | [13 empty] | PSC FORM CE 1
2024-06-07 12:01 | FPL 000344 |  |  |  | INPUT DATA -- PART 1 CONTINUED | [8 empty] | PAGE 1 OF 1
| 20240012-EG |  |  |  | PROGRAM METHOD SELECTED: REV_REQ
|  |  |  | PROGRAM NAME: | TRC Business Lighting
I. | PROGRAM DEMAND SAVINGS & LINE LOSSES | [5 empty] | IV. | AVOIDED GENERATOR AND T&D COSTS
| (1) CUSTOMER kW REDUCTION AT METER ........................................................................................... |  |  |  | 0.98209 | kW |  | (1) BASE YEAR ............................................................................................................................. |  |  |  | 2023
| (2) GENERATOR kW REDUCTION PER CUSTOMER .......................................................................................... |  |  |  | 1.265 | kW |  | (2) IN-SERVICE YEAR FOR AVOIDED GENERATING UNIT .............................................................................. |  |  |  | 2035
| (3) kW LINE LOSS PERCENTAGE ................................................................................................... |  |  |  | 5.2837 | % |  | (3) IN-SERVICE YEAR FOR AVOIDED T&D ........................................................................... |  |  |  | 2026-2035
| (4) GENERATOR kWh REDUCTION PER CUSTOMER ...................................................................................... |  |  |  | 8160.6282 | kWh |  | (4) BASE YEAR AVOIDED GENERATING COST .................................................................................... |  |  |  | 786.3466 | $/kW
| (5) kWh LINE LOSS PERCENTAGE ............................................................................................... |  |  |  | 4.1934 | % |  | (5) BASE YEAR AVOIDED TRANSMISSION COST .................................................................................... |  |  |  | 499.1222 | $/kW
| (6) GROUP LINE LOSS MULTIPLIER................................................................................................................ |  |  |  | 1 |  |  | (6) BASE YEAR DISTRIBUTION COST ........................................................................................ |  |  |  | 196.5828 | $/kW
| (7) CUSTOMER kWh INCREASE AT METER ......................................................................................... |  |  |  | 0 | kWh |  | (7) GEN, TRAN & DIST COST ESCALATION RATE .................................................................................... |  |  |  | 2 | %**
[8 empty] | (8) GENERATOR FIXED O & M COST .............................................................................................. |  |  |  | 11.8679 | $/kW/YR
II. | ECONOMIC LIFE & K FACTORS | [6 empty] | (9) GENERATOR FIXED O&M ESCALATION RATE .......................................................................................... |  |  |  | 2.5 | %**
[8 empty] | (10) TRANSMISSION FIXED O & M COST ............................................................................................. |  |  |  | 3.4308 | $/kW
| (1) STUDY PERIOD FOR THE CONSERVATION PROGRAM ........................................................................................ |  |  |  | 62 | YEARS |  | (11) DISTRIBUTION FIXED O & M COST .............................................................................................. |  |  |  | 4.4467 | $/kW
| (2) GENERATOR ECONOMIC LIFE ..................................................................................................... |  |  |  | 50 | YEARS |  | (12) T&D FIXED O&M ESCALATION RATE ................................................................................................. |  |  |  | 2.5 | %**
| (3) T&D ECONOMIC LIFE ..................................................................................................................... |  |  |  | 50 | YEARS |  | (13) AVOIDED GEN UNIT VARIABLE O & M COSTS .................................................................................................. |  |  |  | 0.0079521 | CENTS/kWh
| (4) K FACTOR FOR GENERATION .............................................................................................. |  |  |  | 1.37 |  |  | (14) GENERATOR VARIABLE O&M COST ESCALATION RATE ......................................................................................... |  |  |  | 2.5 | %**
| (5) K FACTOR FOR T & D........................................................................................................................ |  |  |  | 1.3065 |  |  | (15) GENERATOR CAPACITY FACTOR ............................................................................................. |  |  |  | 65 | ** (In-service year)
[8 empty] | (16) AVOIDED GENERATING UNIT FUEL COST ........................................................................................... |  |  |  | 6.499 | CENTS/kWh** (In-service year)
III. | UTILITY & CUSTOMER COSTS | [6 empty] | (17) AVOIDED GEN UNIT FUEL COST ESCALATION RATE ................................................................................................... |  |  |  | -2.0003 | %**
| (1) UTILITY NON RECURRING COST PER CUSTOMER ........................................................................................................ |  |  |  | *** | $/CUST | V. | NON-FUEL ENERGY AND DEMAND CHARGES
| (2) UTILITY RECURRING COST PER CUSTOMER ...................................................................................... |  |  |  | *** | $/CUST
| (3) UTILITY COST ESCALATION RATE ......................................................................................... |  |  |  | *** | %** |  | (1) NON FUEL COST IN CUSTOMER BILL .................................................................................... |  |  |  | *** | CENTS/kWh
| (4) CUSTOMER EQUIPMENT COST ....................................................................................................................... |  |  |  | *** | $/CUST |  | (2) NON-FUEL COST ESCALATION RATE ........................................................................................ |  |  |  | *** | %
| (5) CUSTOMER EQUIPMENT ESCALATION RATE ................................................................................... |  |  |  | *** | %** |  | (3) DEMAND CHARGE IN CUSTOMER BILL ........................................................................................... |  |  |  | *** | $/kW/MO
| (6) CUSTOMER O & M COST ................................................................................................................ |  |  |  | *** | $/CUST/YR |  | (4) DEMAND CHARGE ESCALATION RATE ....................................................................................... |  |  |  | *** | %
| (7) CUSTOMER O & M COST ESCALATION RATE ................................................................................................................ |  |  |  | *** | %**
* | (8) INCREASED SUPPLY COSTS ................................................................................................................ |  |  |  | *** | $/CUST/YR | VI. | COST-EFFECTIVENESS RATIOS
* | (9) SUPPLY COSTS ESCALATION RATES......................................................................................... |  |  |  | *** | %**
* | (10) UTILITY DISCOUNT RATE ....................................................................................................... |  |  |  | 8.0956 | % |  | (1) RIM TEST ………….……………………………………………………………………………………………………………….………………………………… |  |  |  | 0.43258
* | (11) UTILITY AFUDC RATE......................................................................................................................... |  |  |  | 6.22 | % |  | (2) TRC TEST……...………………………………………………………………………………………………………………………………………….. |  |  |  | 1.4448
* | (12) UTILITY NON RECURRING REBATE/INCENTIVE ...................................................................................... |  |  |  | *** | $/CUST |  | (3) PARTICIPANT TEST ……………...…………………………………………………….…………..………………………………………………….. |  |  |  | 4.0475
* | (13) UTILITY RECURRING REBATE/INCENTIVE ...................................................................................... |  |  |  | *** | $/CUST
* | (14) UTILITY REBATE/INCENTIVE ESCALATION RATE .................................................................................... |  |  |  | *** | %
* SUPPLEMENTAL INFORMATION NOT SPECIFIED IN WORKBOOK
** VALUE SHOWN IS FOR FIRST YEAR ONLY (VALUE VARIES OVER TIME)
*** PROGRAM COST CALCULATION VALUES ARE SHOWN ON PAGE 2
page 2 |  |  |  |  | * INPUT DATA -- PART 1 CONTINUED
PROGRAM METHOD SELECTED: REV_REQ
|  |  |  | PROGRAM NAME: | TRC Business Lighting
| (1) | (2) | (3) | (4) | (5) | (6) | (7) | (8) | (9) | (10)
| UTILITY |  |  | TOTAL | ENERGY | DEMAND
| PROGRAM COSTS |  | OTHER | UTILITY | CHARGE | CHARGE | PARTICIPANT | PARTICIPANT | OTHER | TOTAL
| WITHOUT | UTILITY | UTILITY | PROGRAM | REVENUE | REVENUE | EQUIPMENT | O&M | PARTICIPANT | PARTICIPANT
| INCENTIVES | INCENTIVES | COSTS | COSTS | LOSSES | LOSSES | COSTS | COSTS | COSTS | COSTS
YEAR | $(000) | $(000) | $(000) | $(000) | $(000) | $(000) | $(000) | $(000) | $(000) | $(000)
2023 | 0 | 0 | 0 | 0 | 0 | 0 | 0 | 0 | 0 | 0
2024 | 0 | 0 | 0 | 0 | 0 | 0 | 0 | 0 | 0 | 0
2025 | 107.2729 | 474.6933 | 0 | 581.9662 | 1518.4539 | 0 | 9754.2184 | 0 | 0 | 9754.2184
2026 | 111.5682 | 481.6588 | 0 | 593.227 | 4747.7523 | 0 | 10144.7837 | 0 | 0 | 10144.7837
2027 | 116.0416 | 488.7523 | 0 | 604.7939 | 8241.4354 | 0 | 10551.5432 | 0 | 0 | 10551.5432
2028 | 120.925 | 496.8982 | 0 | 617.8232 | 12272.8879 | 0 | 10995.5876 | 0 | 0 | 10995.5876
2029 | 125.924 | 504.8196 | 0 | 630.7436 | 15988.9415 | 0 | 11450.1462 | 0 | 0 | 11450.1462
2030 | 131.263 | 513.3882 | 0 | 644.6512 | 19860.6765 | 0 | 11935.6095 | 0 | 0 | 11935.6095
2031 | 136.8657 | 522.2453 | 0 | 659.111 | 24030.5342 | 0 | 12445.0639 | 0 | 0 | 12445.0639
2032 | 142.7188 | 531.2969 | 0 | 674.0157 | 28483.17 | 0 | 12977.2814 | 0 | 0 | 12977.2814
2033 | 148.8084 | 540.455 | 0 | 689.2635 | 33415.0853 | 0 | 13530.9999 | 0 | 0 | 13530.9999
2034 | 155.1191 | 549.634 | 0 | 704.7532 | 38533.467 | 0 | 14104.8283 | 0 | 0 | 14104.8283
2035 | 0 | 0 | 0 | 0 | 41706.5875 | 0 | 0 | 0 | 0 | 0
2036 | 0 | 0 | 0 | 0 | 43069.1981 | 0 | 0 | 0 | 0 | 0
2037 | 0 | 0 | 0 | 0 | 44577.0632 | 0 | 0 | 0 | 0 | 0
2038 | 0 | 0 | 0 | 0 | 46542.1219 | 0 | 0 | 0 | 0 | 0
2039 | 0 | 0 | 0 | 0 | 48280.0143 | 0 | 0 | 0 | 0 | 0
2040 | 155.3632 | 474.6933 | 0 | 630.0564 | 50069.426 | 0 | 14127.0167 | 0 | 0 | 14127.0167
2041 | 161.584 | 481.6588 | 0 | 643.2428 | 51856.7269 | 0 | 14692.6716 | 0 | 0 | 14692.6716
2042 | 168.0628 | 488.7523 | 0 | 656.8151 | 53034.435 | 0 | 15281.7807 | 0 | 0 | 15281.7807
2043 | 175.1354 | 496.8982 | 0 | 672.0337 | 54201.0833 | 0 | 15924.8893 | 0 | 0 | 15924.8893
2044 | 182.3756 | 504.8196 | 0 | 687.1951 | 55686.7762 | 0 | 16583.2257 | 0 | 0 | 16583.2257
2045 | 190.1079 | 513.3882 | 0 | 703.4961 | 57358.6258 | 0 | 17286.3214 | 0 | 0 | 17286.3214
2046 | 198.2224 | 522.2453 | 0 | 720.4677 | 58504.7521 | 0 | 18024.1632 | 0 | 0 | 18024.1632
2047 | 206.6994 | 531.2969 | 0 | 737.9963 | 59979.9893 | 0 | 18794.9729 | 0 | 0 | 18794.9729
2048 | 215.519 | 540.455 | 0 | 755.974 | 61790.936 | 0 | 19596.9224 | 0 | 0 | 19596.9224
2049 | 224.6588 | 549.634 | 0 | 774.2928 | 63662.5653 | 0 | 20427.9969 | 0 | 0 | 20427.9969
2050 | 0 | 0 | 0 | 0 | 65949.1817 | 0 | 0 | 0 | 0 | 0
2051 | 0 | 0 | 0 | 0 | 66761.3389 | 0 | 0 | 0 | 0 | 0
2052 | 0 | 0 | 0 | 0 | 68138.27 | 0 | 0 | 0 | 0 | 0
2053 | 0 | 0 | 0 | 0 | 70614.9271 | 0 | 0 | 0 | 0 | 0
2054 | 0 | 0 | 0 | 0 | 72337.8457 | 0 | 0 | 0 | 0 | 0
2055 | 225.0122 | 474.6933 | 0 | 699.7055 | 74119.5449 | 0 | 20460.1323 | 0 | 0 | 20460.1323
2056 | 234.0218 | 481.6588 | 0 | 715.6807 | 75962.6641 | 0 | 21279.3693 | 0 | 0 | 21279.3693
2057 | 243.405 | 488.7523 | 0 | 732.1574 | 77869.9646 | 0 | 22132.5749 | 0 | 0 | 22132.5749
2058 | 253.6483 | 496.8982 | 0 | 750.5466 | 79844.3348 | 0 | 23063.988 | 0 | 0 | 23063.988
2059 | 264.1342 | 504.8196 | 0 | 768.9537 | 81888.7967 | 0 | 24017.4554 | 0 | 0 | 24017.4554
2060 | 275.3329 | 513.3882 | 0 | 788.7211 | 84006.5114 | 0 | 25035.7475 | 0 | 0 | 25035.7475
2061 | 287.0851 | 522.2453 | 0 | 809.3304 | 86200.7862 | 0 | 26104.3626 | 0 | 0 | 26104.3626
2062 | 299.3624 | 531.2969 | 0 | 830.6593 | 88475.0812 | 0 | 27220.7248 | 0 | 0 | 27220.7248
2063 | 312.1357 | 540.455 | 0 | 852.5907 | 90833.016 | 0 | 28382.1868 | 0 | 0 | 28382.1868
2064 | 325.3729 | 549.634 | 0 | 875.0069 | 93558.0065 | 0 | 29585.8305 | 0 | 0 | 29585.8305
2065 | 0 | 0 | 0 | 0 | 96364.7467 | 0 | 0 | 0 | 0 | 0
2066 | 0 | 0 | 0 | 0 | 99255.6891 | 0 | 0 | 0 | 0 | 0
2067 | 0 | 0 | 0 | 0 | 102233.3598 | 0 | 0 | 0 | 0 | 0
2068 | 0 | 0 | 0 | 0 | 105300.3606 | 0 | 0 | 0 | 0 | 0
2069 | 0 | 0 | 0 | 0 | 108459.3714 | 0 | 0 | 0 | 0 | 0
2070 | 325.8847 | 474.6933 | 0 | 800.578 | 111713.1525 | 0 | 29632.3722 | 0 | 0 | 29632.3722
2071 | 338.9334 | 481.6588 | 0 | 820.5922 | 115064.5471 | 0 | 30818.8716 | 0 | 0 | 30818.8716
2072 | 352.5231 | 488.7523 | 0 | 841.2754 | 118516.4835 | 0 | 32054.5677 | 0 | 0 | 32054.5677
2073 | 367.3584 | 496.8982 | 0 | 864.2566 | 122071.978 | 0 | 33403.5315 | 0 | 0 | 33403.5315
2074 | 382.545 | 504.8196 | 0 | 887.3646 | 125734.1374 | 0 | 34784.4366 | 0 | 0 | 34784.4366
2075 | 398.7642 | 513.3882 | 0 | 912.1524 | 129506.1615 | 0 | 36259.2273 | 0 | 0 | 36259.2273
2076 | 415.7849 | 522.2453 | 0 | 938.0302 | 133391.3463 | 0 | 37806.9004 | 0 | 0 | 37806.9004
2077 | 433.5661 | 531.2969 | 0 | 964.8629 | 137393.0867 | 0 | 39423.7258 | 0 | 0 | 39423.7258
2078 | 452.0656 | 540.455 | 0 | 992.5206 | 141514.8793 | 0 | 41105.8691 | 0 | 0 | 41105.8691
2079 | 471.237 | 549.634 | 0 | 1020.871 | 145760.3257 | 0 | 42849.1041 | 0 | 0 | 42849.1041
2080 | 0 | 0 | 0 | 0 | 150133.1355 | 0 | 0 | 0 | 0 | 0
2081 | 0 | 0 | 0 | 0 | 154637.1296 | 0 | 0 | 0 | 0 | 0
2082 | 0 | 0 | 0 | 0 | 159276.2434 | 0 | 0 | 0 | 0 | 0
NOM | 9832.4083 | 20415.3666 | 0 | 30247.7748 | 4410299.109 | 0 | 894051.0011 | 0 | 0 | 894051.0011
NPV | 1362.0866 | 4489.0474 | 0 | 5851.1339 | 412352.0628 | 0 | 123853.1627 | 0 | 0 | 123853.1627
* SUPPLEMENTAL INFORMATION NOT SPECIFIED IN WORKBOOK
** NEGATIVE COSTS WILL BE CALCULATED AS POSITIVE BENEFITS FOR TRC AND RIM TESTS
page 2b | PROGRAM NAME: (4): INPUT DATA - PART 1 CONTINUED
PROGRAM METHOD SELECTED: REV_REQ
| ESCALATION RATES |  | PROGRAM NAME: | TRC Business Lighting
| (1) | (2) | (3) | (4) | (5) | (6) | (7a) | (7b) | (8)
[7 empty] | Onpeak | Offpeak
|  |  |  | Fuel | Capacity | Blended | Energy Charge | Energy Charge | Demand Charge
Year | CPI% | PPI-CAP% | O&M% | (cents/kwh) | Factor | Cap. Rate | (cents/kwh) | (cents/kwh) | ($/kw)
2023 | 2.5 | 2.5 | 2.5 | 0 | 0 | 2 | 10.8557 | 0 | 0
2024 | 2.5 | 2.5 | 2.5 | 0 | 0 | 2 | 11.1243 | 0 | 0
2025 | 2.5 | 2.5 | 2.5 | 0 | 0 | 2 | 10.9895 | 0 | 0
2026 | 2.5 | 2.5 | 2.5 | 0 | 0 | 2 | 11.3979 | 0 | 0
2027 | 2.5 | 2.5 | 2.5 | 0 | 0 | 2 | 11.7901 | 0 | 0
2028 | 2.5 | 2.5 | 2.5 | 0 | 0 | 2 | 12.4482 | 0 | 0
2029 | 2.5 | 2.5 | 2.5 | 0 | 0 | 2 | 12.5159 | 0 | 0
2030 | 2.5 | 2.5 | 2.5 | 0 | 0 | 2 | 12.619 | 0 | 0
2031 | 2.5 | 2.5 | 2.5 | 0 | 0 | 2 | 12.8141 | 0 | 0
2032 | 2.5 | 2.5 | 2.5 | 0 | 0 | 2 | 13.0538 | 0 | 0
2033 | 2.5 | 2.5 | 2.5 | 6.273 | 63 | 2 | 13.3985 | 0 | 0
2034 | 2.5 | 2.5 | 2.5 | 6.39 | 65 | 2 | 13.7069 | 0 | 0
2035 | 2.5 | 2.5 | 2.5 | 6.499 | 65 | 2 | 14.0368 | 0 | 0
2036 | 2.5 | 2.5 | 2.5 | 6.369 | 70 | 2 | 14.4954 | 0 | 0
2037 | 2.5 | 2.5 | 2.5 | 6.522 | 71 | 2 | 15.0029 | 0 | 0
2038 | 2.5 | 2.5 | 2.5 | 6.585 | 74 | 2 | 15.6642 | 0 | 0
2039 | 2.5 | 2.5 | 2.5 | 6.588 | 77 | 2 | 16.2491 | 0 | 0
2040 | 2.5 | 2.5 | 2.5 | 6.767 | 78 | 2 | 16.8514 | 0 | 0
2041 | 2.5 | 2.5 | 2.5 | 6.885 | 82 | 2 | 17.4529 | 0 | 0
2042 | 2.5 | 2.5 | 2.5 | 6.948 | 81 | 2 | 17.8493 | 0 | 0
2043 | 2.5 | 2.5 | 2.5 | 7.177 | 81 | 2 | 18.2419 | 0 | 0
2044 | 2.5 | 2.5 | 2.5 | 7.37 | 83 | 2 | 18.742 | 0 | 0
2045 | 2.5 | 2.5 | 2.5 | 7.8 | 84 | 2 | 19.3046 | 0 | 0
2046 | 2.5 | 2.5 | 2.5 | 7.636 | 86 | 2 | 19.6904 | 0 | 0
2047 | 2.5 | 2.5 | 2.5 | 8.086 | 86 | 2 | 20.1869 | 0 | 0
2048 | 2.5 | 2.5 | 2.5 | 8.474 | 85 | 2 | 20.7964 | 0 | 0
2049 | 2.5 | 2.5 | 2.5 | 8.705 | 87 | 2 | 21.4263 | 0 | 0
2050 | 2.5 | 2.5 | 2.5 | 9.119 | 88 | 2 | 22.1959 | 0 | 0
2051 | 2.5 | 2.5 | 2.5 | 9.242 | 88 | 2 | 22.4692 | 0 | 0
2052 | 2.5 | 2.5 | 2.5 | 9.132 | 87 | 2 | 22.9326 | 0 | 0
2053 | 2.5 | 2.5 | 2.5 | 9.066 | 89 | 2 | 23.7662 | 0 | 0
2054 | 2.5 | 2.5 | 2.5 | 8.894 | 90 | 2 | 24.3461 | 0 | 0
2055 | 2.5 | 2.5 | 2.5 | 8.889 | 90 | 2 | 24.9457 | 0 | 0
2056 | 2.5 | 2.5 | 2.5 | 8.72 | 90 | 2 | 25.566 | 0 | 0
2057 | 2.5 | 2.5 | 2.5 | 8.799 | 91 | 2 | 26.2079 | 0 | 0
2058 | 2.5 | 2.5 | 2.5 | 8.597 | 92 | 2 | 26.8724 | 0 | 0
2059 | 2.5 | 2.5 | 2.5 | 8.632 | 91 | 2 | 27.5605 | 0 | 0
2060 | 2.5 | 2.5 | 2.5 | 8.527 | 91 | 2 | 28.2733 | 0 | 0
2061 | 2.5 | 2.5 | 2.5 | 8.455 | 90 | 2 | 29.0118 | 0 | 0
2062 | 2.5 | 2.5 | 2.5 | 8.376 | 91 | 2 | 29.7772 | 0 | 0
2063 | 2.5 | 2.5 | 2.5 | 8.796 | 91 | 2 | 30.5708 | 0 | 0
2064 | 2.5 | 2.5 | 2.5 | 8.585 | 92 | 2 | 31.4879 | 0 | 0
2065 | 2.5 | 2.5 | 2.5 | 8.571 | 91 | 2 | 32.4326 | 0 | 0
2066 | 2.5 | 2.5 | 2.5 | 8.527 | 91 | 2 | 33.4055 | 0 | 0
2067 | 2.5 | 2.5 | 2.5 | 8.572 | 91 | 2 | 34.4077 | 0 | 0
2068 | 2.5 | 2.5 | 2.5 | 8.503 | 91 | 2 | 35.4399 | 0 | 0
2069 | 2.5 | 2.5 | 2.5 | 8.592 | 91 | 2 | 36.5031 | 0 | 0
2070 | 2.5 | 2.5 | 2.5 | 8.326 | 91 | 2 | 37.5982 | 0 | 0
2071 | 2.5 | 2.5 | 2.5 | 8.277 | 91 | 2 | 38.7262 | 0 | 0
2072 | 2.5 | 2.5 | 2.5 | 8.228 | 91 | 2 | 39.888 | 0 | 0
2073 | 2.5 | 2.5 | 2.5 | 8.179 | 91 | 2 | 41.0846 | 0 | 0
2074 | 2.5 | 2.5 | 2.5 | 8.179 | 91 | 2 | 42.3171 | 0 | 0
2075 | 2.5 | 2.5 | 2.5 | 8.179 | 91 | 2 | 43.5867 | 0 | 0
2076 | 2.5 | 2.5 | 2.5 | 8.179 | 91 | 2 | 44.8943 | 0 | 0
2077 | 2.5 | 2.5 | 2.5 | 8.179 | 91 | 2 | 46.2411 | 0 | 0
2078 | 2.5 | 2.5 | 2.5 | 8.179 | 91 | 2 | 47.6283 | 0 | 0
2079 | 2.5 | 2.5 | 2.5 | 8.179 | 91 | 2 | 49.0572 | 0 | 0
2080 | 2.5 | 2.5 | 2.5 | 8.179 | 91 | 2 | 50.5289 | 0 | 0
2081 | 2.5 | 2.5 | 2.5 | 8.179 | 91 | 2 | 52.0447 | 0 | 0
2082 | 2.5 | 2.5 | 2.5 | 8.179 | 91 | 2 | 53.6061 | 0 | 0
Legend:
| Column (1) used for: |  | Utility Cost
Customer Equipment
Supply Costs
| Column (3) used for: |  | Customer O&M Cost
Generator Fixed O&M
T&D Fixed O&M
Generator Variable O&M
| Column (6) used for: |  | Gen, Tran, & Dist Cost
page 3 | TRC Business Lighting (5): CALCULATION OF GEN K-FACTOR |  |  |  |  | PSC FORM CE 1.1A
| TRC Business Lighting (5): PROGRAM METHOD SELECTED REV_REQ |  |  |  |  | PAGE 1 OF 2
|  |  |  | PROGRAM NAME: | TRC Business Lighting
| (2) | (3) | (4) | (5) | (6) | (7) | -8 | -9 | -10 | -11 | -12 | -13 | -14 | -15
REPLACEMENT
[12 empty] | PRESENT |  | COST BASIS
[11 empty] | TOTAL | WORTH | CUMULATIVE | FOR
| MID-YEAR |  | PREFERRED | COMMON | INCOME | PROPERTY | PROPERTY |  | DEFERRED | ITC | FIXED | FIXED | PW FIXED | PROPERTY
| RATE BASE | DEBT | STOCK | EQUITY | TAXES | TAX | INSURANCE | DEPREC. | TAXES | NORMALIZATION | CHARGES | CHARGES | CHARGES | INSURANCE
YEAR | $(000) | $(000) | $(000) | $(000) | $(000) | $(000) | $(000) | $(000) | $(000) | $(000) | $(000) | $(000) | $(000) | $(000)
2035 | 57549.3137 | 816.0723 | 0 | 3635.7354 | 678.7558 | 965.7557 | 20.6579 | 1147.6597 | 616.665 | 0 | 7881.3018 | 7881.3018 | 7881.3018 | 57382.986
2036 | 55926.9915 | 793.0671 | 0 | 3533.2436 | 1346.3004 | 946.4405 | 20.2447 | 1147.6597 | -85.675 | 0 | 7701.2811 | 7124.507 | 15005.8089 | 56235.3263
2037 | 54112.5643 | 767.3378 | 0 | 3418.6154 | 1938.5796 | 927.1254 | 19.8316 | 1147.6597 | -716.8699 | 0 | 7502.2795 | 6420.6195 | 21426.4284 | 55087.6666
2038 | 52366.5256 | 742.5783 | 0 | 3308.3076 | 2466.6936 | 907.8103 | 19.4184 | 1147.6597 | -1282.4328 | 0 | 7310.0351 | 5787.5532 | 27213.9816 | 53940.0069
2039 | 50683.7563 | 718.7159 | 0 | 3201.997 | 2935.258 | 888.4952 | 19.0052 | 1147.6597 | -1787.0892 | 0 | 7124.0419 | 5217.8772 | 32431.8588 | 52792.3472
2040 | 49059.5307 | 695.6838 | 0 | 3099.3849 | 3348.8971 | 869.1801 | 18.5921 | 1147.6597 | -2235.5646 | 0 | 6943.8331 | 4704.9878 | 37136.8466 | 51644.6874
2041 | 47489.4515 | 673.4194 | 0 | 3000.1936 | 3711.5857 | 849.865 | 18.1789 | 1147.6597 | -2631.9282 | 0 | 6768.9742 | 4243.0088 | 41379.8554 | 50497.0277
2042 | 45969.4495 | 651.8652 | 0 | 2904.1659 | 4027.3057 | 830.5499 | 17.7658 | 1147.6597 | -2980.2491 | 0 | 6599.0631 | 3826.707 | 45206.5624 | 49349.368
2043 | 44477.4068 | 630.7074 | 0 | 2809.9047 | 4335.7496 | 811.2348 | 17.3526 | 1147.6597 | -3320.6942 | 0 | 6431.9146 | 3450.4444 | 48657.0069 | 48201.7083
2044 | 42989.3676 | 609.6064 | 0 | 2715.8963 | 4644.148 | 791.9196 | 16.9395 | 1147.6597 | -3661.008 | 0 | 6265.1616 | 3109.2733 | 51766.2801 | 47054.0485
2045 | 41501.3285 | 588.5054 | 0 | 2621.8879 | 4952.6777 | 772.6045 | 16.5263 | 1147.6597 | -4001.453 | 0 | 6098.4086 | 2799.8514 | 54566.1315 | 45906.3888
2046 | 40013.2893 | 567.4044 | 0 | 2527.8796 | 5261.0761 | 753.2894 | 16.1131 | 1147.6597 | -4341.7668 | 0 | 5931.6556 | 2519.3368 | 57085.4684 | 44758.7291
2047 | 38525.2501 | 546.3035 | 0 | 2433.8712 | 5569.6058 | 733.9743 | 15.7 | 1147.6597 | -4682.2119 | 0 | 5764.9026 | 2265.1352 | 59350.6036 | 43611.0694
2048 | 37037.211 | 525.2025 | 0 | 2339.8628 | 5878.0043 | 714.6592 | 15.2868 | 1147.6597 | -5022.5257 | 0 | 5598.1496 | 2034.8786 | 61385.4822 | 42463.4097
2049 | 35549.1718 | 504.1015 | 0 | 2245.8545 | 6186.534 | 695.3441 | 14.8737 | 1147.6597 | -5362.9708 | 0 | 5431.3966 | 1826.4062 | 63211.8884 | 41315.7499
2050 | 34061.1327 | 483.0005 | 0 | 2151.8461 | 6494.9324 | 676.029 | 14.4605 | 1147.6597 | -5703.2846 | 0 | 5264.6436 | 1637.7465 | 64849.6348 | 40168.0902
2051 | 32573.0935 | 461.8995 | 0 | 2057.8378 | 6803.4621 | 656.7138 | 14.0474 | 1147.6597 | -6043.7297 | 0 | 5097.8906 | 1467.1011 | 66316.736 | 39020.4305
2052 | 31085.0543 | 440.7985 | 0 | 1963.8294 | 7111.8606 | 637.3987 | 13.6342 | 1147.6597 | -6384.0435 | 0 | 4931.1376 | 1312.8301 | 67629.566 | 37872.7708
2053 | 29597.0152 | 419.6975 | 0 | 1869.821 | 7420.3903 | 618.0836 | 13.221 | 1147.6597 | -6724.4886 | 0 | 4764.3846 | 1173.4377 | 68803.0038 | 36725.1111
2054 | 28108.976 | 398.5965 | 0 | 1775.8127 | 7728.7887 | 598.7685 | 12.8079 | 1147.6597 | -7064.8024 | 0 | 4597.6316 | 1047.5608 | 69850.5646 | 35577.4513
2055 | 26767.3619 | 379.5719 | 0 | 1691.0549 | 7747.6088 | 579.4534 | 12.3947 | 1147.6597 | -7112.3974 | 0 | 4445.3461 | 937.0063 | 70787.5709 | 34429.7916
2056 | 25718.5322 | 364.6991 | 0 | 1624.794 | 7479.8585 | 560.1383 | 11.9816 | 1147.6597 | -6867.1423 | 0 | 4321.9889 | 842.7765 | 71630.3474 | 33282.1319
2057 | 24816.1276 | 351.9026 | 0 | 1567.7837 | 7215.2487 | 540.8232 | 11.5684 | 1147.6597 | -6621.8872 | 0 | 4213.0991 | 760.0152 | 72390.3627 | 32134.4722
2058 | 23913.7229 | 339.1062 | 0 | 1510.7734 | 6950.6389 | 521.5081 | 11.1553 | 1147.6597 | -6376.6321 | 0 | 4104.2094 | 684.9234 | 73075.286 | 30986.8125
2059 | 23011.3183 | 326.3097 | 0 | 1453.763 | 6686.0291 | 502.1929 | 10.7421 | 1147.6597 | -6131.377 | 0 | 3995.3196 | 616.8163 | 73692.1023 | 29839.1527
2060 | 22108.9137 | 313.5132 | 0 | 1396.7527 | 6421.4193 | 482.8778 | 10.3289 | 1147.6597 | -5886.122 | 0 | 3886.4298 | 555.069 | 74247.1713 | 28691.493
2061 | 21206.509 | 300.7168 | 0 | 1339.7424 | 6156.8095 | 463.5627 | 9.9158 | 1147.6597 | -5640.8669 | 0 | 3777.5401 | 499.1109 | 74746.2823 | 27543.8333
2062 | 20304.1044 | 287.9203 | 0 | 1282.7321 | 5892.1997 | 444.2476 | 9.5026 | 1147.6597 | -5395.6118 | 0 | 3668.6503 | 448.4212 | 75194.7035 | 26396.1736
2063 | 19401.6997 | 275.1239 | 0 | 1225.7218 | 5627.5899 | 424.9325 | 9.0895 | 1147.6597 | -5150.3567 | 0 | 3559.7605 | 402.5247 | 75597.2282 | 25248.5139
2064 | 18499.2951 | 262.3274 | 0 | 1168.7115 | 5362.9801 | 405.6174 | 8.6763 | 1147.6597 | -4905.1016 | 0 | 3450.8708 | 360.9876 | 75958.2157 | 24100.8541
2065 | 17596.8905 | 249.5309 | 0 | 1111.7012 | 5098.3703 | 386.3023 | 8.2631 | 1147.6597 | -4659.8466 | 0 | 3341.981 | 323.4144 | 76281.6302 | 22953.1944
2066 | 16694.4858 | 236.7345 | 0 | 1054.6908 | 4833.7605 | 366.9871 | 7.85 | 1147.6597 | -4414.5915 | 0 | 3233.0913 | 289.4444 | 76571.0746 | 21805.5347
2067 | 15792.0812 | 223.938 | 0 | 997.6805 | 4569.1507 | 347.672 | 7.4368 | 1147.6597 | -4169.3364 | 0 | 3124.2015 | 258.7487 | 76829.8233 | 20657.875
2068 | 14889.6765 | 211.1416 | 0 | 940.6702 | 4304.5409 | 328.3569 | 7.0237 | 1147.6597 | -3924.0813 | 0 | 3015.3117 | 231.0272 | 77060.8505 | 19510.2153
2069 | 13987.2719 | 198.3451 | 0 | 883.6599 | 4039.9311 | 309.0418 | 6.6105 | 1147.6597 | -3678.8262 | 0 | 2906.422 | 206.0067 | 77266.8572 | 18362.5555
2070 | 13084.8673 | 185.5487 | 0 | 826.6496 | 3775.3213 | 289.7267 | 6.1974 | 1147.6597 | -3433.5711 | 0 | 2797.5322 | 183.4382 | 77450.2954 | 17214.8958
2071 | 12182.4626 | 172.7522 | 0 | 769.6393 | 3510.7115 | 270.4116 | 5.7842 | 1147.6597 | -3188.3161 | 0 | 2688.6424 | 163.0946 | 77613.39 | 16067.2361
2072 | 11280.058 | 159.9557 | 0 | 712.6289 | 3246.1017 | 251.0965 | 5.371 | 1147.6597 | -2943.061 | 0 | 2579.7527 | 144.7693 | 77758.1593 | 14919.5764
2073 | 10377.6533 | 147.1593 | 0 | 655.6186 | 2981.4919 | 231.7814 | 4.9579 | 1147.6597 | -2697.8059 | 0 | 2470.8629 | 128.2741 | 77886.4333 | 13771.9166
2074 | 9475.2487 | 134.3628 | 0 | 598.6083 | 2716.8821 | 212.4662 | 4.5447 | 1147.6597 | -2452.5508 | 0 | 2361.9732 | 113.4376 | 77999.8709 | 12624.2569
2075 | 8572.8441 | 121.5664 | 0 | 541.598 | 2452.2723 | 193.1511 | 4.1316 | 1147.6597 | -2207.2957 | 0 | 2253.0834 | 100.1039 | 78099.9748 | 11476.5972
2076 | 7670.4394 | 108.7699 | 0 | 484.5877 | 2187.6625 | 193.1511 | 4.1316 | 1147.6597 | -1962.0407 | 0 | 2163.9219 | 88.9421 | 78188.9169 | 11476.5972
2077 | 6768.0348 | 95.9734 | 0 | 427.5774 | 1923.0527 | 193.1511 | 4.1316 | 1147.6597 | -1716.7856 | 0 | 2074.7604 | 78.8906 | 78267.8076 | 11476.5972
2078 | 5865.6302 | 83.177 | 0 | 370.5671 | 1658.4429 | 193.1511 | 4.1316 | 1147.6597 | -1471.5305 | 0 | 1985.5989 | 69.8459 | 78337.6535 | 11476.5972
2079 | 4963.2255 | 70.3805 | 0 | 313.5567 | 1393.8331 | 193.1511 | 4.1316 | 1147.6597 | -1226.2754 | 0 | 1896.4374 | 61.7134 | 78399.3669 | 11476.5972
2080 | 4060.8209 | 57.5841 | 0 | 256.5464 | 1129.2233 | 193.1511 | 4.1316 | 1147.6597 | -981.0203 | 0 | 1807.2759 | 54.4073 | 78453.7742 | 11476.5972
2081 | 3158.4162 | 44.7876 | 0 | 199.5361 | 864.6135 | 193.1511 | 4.1316 | 1147.6597 | -735.7652 | 0 | 1718.1144 | 47.8495 | 78501.6237 | 11476.5972
2082 | 2256.0116 | 31.9911 | 0 | 142.5258 | 600.0037 | 193.1511 | 4.1316 | 1147.6597 | -490.5102 | 0 | 1628.9529 | 41.9687 | 78543.5924 | 11476.5972
2083 | 1353.607 | 19.1947 | 0 | 85.5155 | 335.3939 | 193.1511 | 4.1316 | 1147.6597 | -245.2551 | 0 | 1539.7915 | 36.7004 | 78580.2928 | 11476.5972
2084 | 451.2023 | 6.3982 | 0 | 28.5052 | 70.7841 | 193.1511 | 4.1316 | 1147.6597 | 1.7621e-12 | 0 | 1450.63 | 31.9858 | 78612.2786 | 11476.5972
|  | IN SERVICE COST ($000) |  | 57382.986
|  | IN SERVICE YEAR |  | 2035 |  | CAPITAL STRUCTURE
|  | BOOK LIFE (YRS) |  | 50 |  | SOURCE | WEIGHT | COST |  |  | K-FACTOR = CPWFC / IN-SVC COST = | 1.37
|  | EFFEC. TAX RATE |  | 25.35% |  | DEBT | 40.4% | 3.51%
|  | DISCOUNT RATE |  | 8.096% |  | P/S | 0% | 0%
|  | PROPERTY TAX |  | 1.683% |  | C/S | 59.6% | 10.6%
|  | PROPERTY INSURANCE |  | 0.036%
page 4a | PROGRAM NAME: (5): DEFERRED TAX AND MID-YEAR RATE BASE CALCULATION; TRC Business Lighting -15: PSC FORM CE 1.1A
|  |  |  | PROGRAM METHOD SELECTED: REV_REQ | [9 empty] | PAGE 2a OF 2
|  |  | PROGRAM NAME: | TRC Business Lighting
(1) | (2) | (3) | (4) | (5) | (6) | (7) | (8) | (9) | (10) | (11) | (12) | (13) | (14) | (15)
[6 empty] | BOOK | ACCUMULATED | DEFERRED
|  |  | ACCUMULATED |  | ACCUMULATED | DEPRECIATION | BOOK DEPR | TAX | TOTAL |  |  |  | ANNUAL | ACCUMULATED
| TAX | TAX | TAX | BOOK | BOOK | FOR | FOR | DUE TO | EQUITY | BOOK DEPR | (10)*(11) | SALVAGE | DEFERRED TAX | DEFERRED
| DEPRECIATION | DEPRECIATION | DEPRECIATION | DEPRECIATION | DEPRECIATION | DEFERRED TAX | DEFERRED TAX | DEPRECIATION | AFUDC | RATE | TAX RATE | TAX RATE | (9)-(12)+(13) | TAX
YEAR | SCHEDULE | $(000) | $(000) | $(000) | $(000) | $(000) | $(000) | $(000) | $(000) | MINUS 1/LIFE | $(000) | $(000) | $(000) | $(000)
2035 | 3.75% | 1942.1588 | 1942.1588 | 1147.6597 | 1147.6597 | 1147.6597 | 1147.6597 | 616.665 | 8999.6596 | 0 | 0 | 0 | 616.665 | 1480.3151 | 7
2036 | 7.219% | 3738.7852 | 5680.9441 | 1147.6597 | 2295.3194 | 1147.6597 | 2295.3194 | -85.675 | 8999.6596 | 0 | 0 | 0 | -85.675 | 1394.6401
2037 | 6.677% | 3458.0785 | 9139.0226 | 1147.6597 | 3442.9792 | 1147.6597 | 3442.9792 | -716.8699 | 8999.6596 | 0 | 0 | 0 | -716.8699 | 677.7702
2038 | 6.177% | 3199.124 | 12338.1467 | 1147.6597 | 4590.6389 | 1147.6597 | 4590.6389 | -1282.4328 | 8999.6596 | 0 | 0 | 0 | -1282.4328 | -604.6627
2039 | 5.713% | 2958.8142 | 15296.9609 | 1147.6597 | 5738.2986 | 1147.6597 | 5738.2986 | -1787.0892 | 8999.6596 | 0 | 0 | 0 | -1787.0892 | -2391.7519
2040 | 5.285% | 2737.1492 | 18034.1101 | 1147.6597 | 6885.9583 | 1147.6597 | 6885.9583 | -2235.5646 | 8999.6596 | 0 | 0 | 0 | -2235.5646 | -4627.3165
2041 | 4.888% | 2531.5393 | 20565.6494 | 1147.6597 | 8033.618 | 1147.6597 | 8033.618 | -2631.9282 | 8999.6596 | 0 | 0 | 0 | -2631.9282 | -7259.2447
2042 | 4.522% | 2341.9846 | 22907.634 | 1147.6597 | 9181.2778 | 1147.6597 | 9181.2778 | -2980.2491 | 8999.6596 | 0 | 0 | 0 | -2980.2491 | -10239.4937
2043 | 4.462% | 2310.9101 | 25218.544 | 1147.6597 | 10328.9375 | 1147.6597 | 10328.9375 | -3320.6942 | 8999.6596 | 0 | 0 | 0 | -3320.6942 | -13560.1879
2044 | 4.461% | 2310.3922 | 27528.9362 | 1147.6597 | 11476.5972 | 1147.6597 | 11476.5972 | -3661.008 | 8999.6596 | 0 | 0 | 0 | -3661.008 | -17221.1959
2045 | 4.462% | 2310.9101 | 29839.8463 | 1147.6597 | 12624.2569 | 1147.6597 | 12624.2569 | -4001.453 | 8999.6596 | 0 | 0 | 0 | -4001.453 | -21222.6489
2046 | 4.461% | 2310.3922 | 32150.2384 | 1147.6597 | 13771.9166 | 1147.6597 | 13771.9166 | -4341.7668 | 8999.6596 | 0 | 0 | 0 | -4341.7668 | -25564.4157
2047 | 4.462% | 2310.9101 | 34461.1485 | 1147.6597 | 14919.5764 | 1147.6597 | 14919.5764 | -4682.2119 | 8999.6596 | 0 | 0 | 0 | -4682.2119 | -30246.6277
2048 | 4.461% | 2310.3922 | 36771.5406 | 1147.6597 | 16067.2361 | 1147.6597 | 16067.2361 | -5022.5257 | 8999.6596 | 0 | 0 | 0 | -5022.5257 | -35269.1534
2049 | 4.462% | 2310.9101 | 39082.4507 | 1147.6597 | 17214.8958 | 1147.6597 | 17214.8958 | -5362.9708 | 8999.6596 | 0 | 0 | 0 | -5362.9708 | -40632.1242
2050 | 4.461% | 2310.3922 | 41392.8428 | 1147.6597 | 18362.5555 | 1147.6597 | 18362.5555 | -5703.2846 | 8999.6596 | 0 | 0 | 0 | -5703.2846 | -46335.4088
2051 | 4.462% | 2310.9101 | 43703.7529 | 1147.6597 | 19510.2153 | 1147.6597 | 19510.2153 | -6043.7297 | 8999.6596 | 0 | 0 | 0 | -6043.7297 | -52379.1385
2052 | 4.461% | 2310.3922 | 46014.145 | 1147.6597 | 20657.875 | 1147.6597 | 20657.875 | -6384.0435 | 8999.6596 | 0 | 0 | 0 | -6384.0435 | -58763.182
2053 | 4.462% | 2310.9101 | 48325.0551 | 1147.6597 | 21805.5347 | 1147.6597 | 21805.5347 | -6724.4886 | 8999.6596 | 0 | 0 | 0 | -6724.4886 | -65487.6705
2054 | 4.461% | 2310.3922 | 50635.4473 | 1147.6597 | 22953.1944 | 1147.6597 | 22953.1944 | -7064.8024 | 8999.6596 | 0 | 0 | 0 | -7064.8024 | -72552.4729
2055 | 2.231% | 1155.455 | 51790.9023 | 1147.6597 | 24100.8541 | 1147.6597 | 24100.8541 | -7112.3974 | 8999.6596 | 0 | 0 | 0 | -7112.3974 | -79664.8703
2056 | 0% | 0 | 51790.9023 | 1147.6597 | 25248.5139 | 1147.6597 | 25248.5139 | -6867.1423 | 8999.6596 | 0 | 0 | 0 | -6867.1423 | -86532.0125
2057 | 0% | 0 | 51790.9023 | 1147.6597 | 26396.1736 | 1147.6597 | 26396.1736 | -6621.8872 | 8999.6596 | 0 | 0 | 0 | -6621.8872 | -93153.8998
2058 | 0% | 0 | 51790.9023 | 1147.6597 | 27543.8333 | 1147.6597 | 27543.8333 | -6376.6321 | 8999.6596 | 0 | 0 | 0 | -6376.6321 | -99530.5319
2059 | 0% | 0 | 51790.9023 | 1147.6597 | 28691.493 | 1147.6597 | 28691.493 | -6131.377 | 8999.6596 | 0 | 0 | 0 | -6131.377 | -105661.9089
2060 | 0% | 0 | 51790.9023 | 1147.6597 | 29839.1527 | 1147.6597 | 29839.1527 | -5886.122 | 8999.6596 | 0 | 0 | 0 | -5886.122 | -111548.0309
2061 | 0% | 0 | 51790.9023 | 1147.6597 | 30986.8125 | 1147.6597 | 30986.8125 | -5640.8669 | 8999.6596 | 0 | 0 | 0 | -5640.8669 | -117188.8978
2062 | 0% | 0 | 51790.9023 | 1147.6597 | 32134.4722 | 1147.6597 | 32134.4722 | -5395.6118 | 8999.6596 | 0 | 0 | 0 | -5395.6118 | -122584.5096
2063 | 0% | 0 | 51790.9023 | 1147.6597 | 33282.1319 | 1147.6597 | 33282.1319 | -5150.3567 | 8999.6596 | 0 | 0 | 0 | -5150.3567 | -127734.8663
2064 | 0% | 0 | 51790.9023 | 1147.6597 | 34429.7916 | 1147.6597 | 34429.7916 | -4905.1016 | 8999.6596 | 0 | 0 | 0 | -4905.1016 | -132639.9679
2065 | 0% | 0 | 51790.9023 | 1147.6597 | 35577.4513 | 1147.6597 | 35577.4513 | -4659.8466 | 8999.6596 | 0 | 0 | 0 | -4659.8466 | -137299.8144
2066 | 0% | 0 | 51790.9023 | 1147.6597 | 36725.1111 | 1147.6597 | 36725.1111 | -4414.5915 | 8999.6596 | 0 | 0 | 0 | -4414.5915 | -141714.4059
2067 | 0% | 0 | 51790.9023 | 1147.6597 | 37872.7708 | 1147.6597 | 37872.7708 | -4169.3364 | 8999.6596 | 0 | 0 | 0 | -4169.3364 | -145883.7423
2068 | 0% | 0 | 51790.9023 | 1147.6597 | 39020.4305 | 1147.6597 | 39020.4305 | -3924.0813 | 8999.6596 | 0 | 0 | 0 | -3924.0813 | -149807.8236
2069 | 0% | 0 | 51790.9023 | 1147.6597 | 40168.0902 | 1147.6597 | 40168.0902 | -3678.8262 | 8999.6596 | 0 | 0 | 0 | -3678.8262 | -153486.6498
2070 | 0% | 0 | 51790.9023 | 1147.6597 | 41315.7499 | 1147.6597 | 41315.7499 | -3433.5711 | 8999.6596 | 0 | 0 | 0 | -3433.5711 | -156920.221
2071 | 0% | 0 | 51790.9023 | 1147.6597 | 42463.4097 | 1147.6597 | 42463.4097 | -3188.3161 | 8999.6596 | 0 | 0 | 0 | -3188.3161 | -160108.537
2072 | 0% | 0 | 51790.9023 | 1147.6597 | 43611.0694 | 1147.6597 | 43611.0694 | -2943.061 | 8999.6596 | 0 | 0 | 0 | -2943.061 | -163051.598
2073 | 0% | 0 | 51790.9023 | 1147.6597 | 44758.7291 | 1147.6597 | 44758.7291 | -2697.8059 | 8999.6596 | 0 | 0 | 0 | -2697.8059 | -165749.4039
2074 | 0% | 0 | 51790.9023 | 1147.6597 | 45906.3888 | 1147.6597 | 45906.3888 | -2452.5508 | 8999.6596 | 0 | 0 | 0 | -2452.5508 | -168201.9547
2075 | 0% | 0 | 51790.9023 | 1147.6597 | 47054.0485 | 1147.6597 | 47054.0485 | -2207.2957 | 8999.6596 | 0 | 0 | 0 | -2207.2957 | -170409.2505
2076 | 0% | 0 | 51790.9023 | 1147.6597 | 48201.7083 | 1147.6597 | 48201.7083 | -1962.0407 | 8999.6596 | 0 | 0 | 0 | -1962.0407 | -172371.2911
2077 | 0% | 0 | 51790.9023 | 1147.6597 | 49349.368 | 1147.6597 | 49349.368 | -1716.7856 | 8999.6596 | 0 | 0 | 0 | -1716.7856 | -174088.0767
2078 | 0% | 0 | 51790.9023 | 1147.6597 | 50497.0277 | 1147.6597 | 50497.0277 | -1471.5305 | 8999.6596 | 0 | 0 | 0 | -1471.5305 | -175559.6072
2079 | 0% | 0 | 51790.9023 | 1147.6597 | 51644.6874 | 1147.6597 | 51644.6874 | -1226.2754 | 8999.6596 | 0 | 0 | 0 | -1226.2754 | -176785.8826
2080 | 0% | 0 | 51790.9023 | 1147.6597 | 52792.3472 | 1147.6597 | 52792.3472 | -981.0203 | 8999.6596 | 0 | 0 | 0 | -981.0203 | -177766.9029
2081 | 0% | 0 | 51790.9023 | 1147.6597 | 53940.0069 | 1147.6597 | 53940.0069 | -735.7652 | 8999.6596 | 0 | 0 | 0 | -735.7652 | -178502.6682
2082 | 0% | 0 | 51790.9023 | 1147.6597 | 55087.6666 | 1147.6597 | 55087.6666 | -490.5102 | 8999.6596 | 0 | 0 | 0 | -490.5102 | -178993.1783
2083 | 0% | 0 | 51790.9023 | 1147.6597 | 56235.3263 | 1147.6597 | 56235.3263 | -245.2551 | 8999.6596 | 0 | 0 | 0 | -245.2551 | -179238.4334
2084 | 0% | 0 | 51790.9023 | 1147.6597 | 57382.986 | 1147.6597 | 57382.986 | 1.7621e-12 | 8999.6596 | 0 | 0 | 0 | 1.7621e-12 | -179238.4334
| SALVAGE / REMOVAL COST |  |  |  | 0
| YEAR SALVAGE / COST OF REMOVAL |  |  |  | 2084
| DEFERRED TAXES DURING CONSTRUCTION (SEE PAGE 5) |  |  |  | 863.6501
| TOTAL EQUITY AFUDC CAPITALIZED (SEE PAGE 5) |  |  |  | 8999.6596
| BOOK DEPRECIATION RATE - 1/USEFUL LIFE |  |  |  | 2%
page 4b |  |  |  | DEFERRED TAX AND MID-YEAR RATE BASE CALCULATION | [9 empty] | PSC FORM CE 1.1A
|  |  |  | PROGRAM METHOD SELECTED: REV_REQ | [9 empty] | PAGE 2b OF 2
|  |  | PROGRAM NAME: | TRC Business Lighting
(1) | (2) | (3) | (4) | (5) | (5a)* | (5b)* | (6) | (7) | (8)
END
OF YEAR
|  |  |  | NET |  |  | BEGINNING | ENDING OF
| TAX | TAX | DEFERRED | PLANT IN | ACCUMULATED | ACCUMULATED | YEAR RATE | YEAR RATE | MID-YEAR
| DEPRECIATION | DEPRECIATION | TAX | SERVICE | DEPRECIATION | DEF TAXES | BASE | BASE | RATE BASE
YEAR | SCHEDULE | $(000) | $(000) | $(000) | $(000) | $(000) | $(000) | $(000) | $(000)
2035 | 3.75% | 1942.1588 | 616.665 | 56235.3263 | 1147.6597 | 1480.3151 | 58246.6361 | 56851.9913 | 57549.3137
2036 | 7.219% | 3738.7852 | -85.675 | 55087.6666 | 2295.3194 | 1394.6401 | 56851.9913 | 55001.9916 | 55926.9915
2037 | 6.677% | 3458.0785 | -716.8699 | 53940.0069 | 3442.9792 | 677.7702 | 55001.9916 | 53223.1369 | 54112.5643
2038 | 6.177% | 3199.124 | -1282.4328 | 52792.3472 | 4590.6389 | -604.6627 | 53223.1369 | 51509.9143 | 52366.5256
2039 | 5.713% | 2958.8142 | -1787.0892 | 51644.6874 | 5738.2986 | -2391.7519 | 51509.9143 | 49857.5982 | 50683.7563
2040 | 5.285% | 2737.1492 | -2235.5646 | 50497.0277 | 6885.9583 | -4627.3165 | 49857.5982 | 48261.4631 | 49059.5307
2041 | 4.888% | 2531.5393 | -2631.9282 | 49349.368 | 8033.618 | -7259.2447 | 48261.4631 | 46717.4398 | 47489.4515
2042 | 4.522% | 2341.9846 | -2980.2491 | 48201.7083 | 9181.2778 | -10239.4937 | 46717.4398 | 45221.4592 | 45969.4495
2043 | 4.462% | 2310.9101 | -3320.6942 | 47054.0485 | 10328.9375 | -13560.1879 | 45221.4592 | 43733.3544 | 44477.4068
2044 | 4.461% | 2310.3922 | -3661.008 | 45906.3888 | 11476.5972 | -17221.1959 | 43733.3544 | 42245.3809 | 42989.3676
2045 | 4.462% | 2310.9101 | -4001.453 | 44758.7291 | 12624.2569 | -21222.6489 | 42245.3809 | 40757.2761 | 41501.3285
2046 | 4.461% | 2310.3922 | -4341.7668 | 43611.0694 | 13771.9166 | -25564.4157 | 40757.2761 | 39269.3025 | 40013.2893
2047 | 4.462% | 2310.9101 | -4682.2119 | 42463.4097 | 14919.5764 | -30246.6277 | 39269.3025 | 37781.1977 | 38525.2501
2048 | 4.461% | 2310.3922 | -5022.5257 | 41315.7499 | 16067.2361 | -35269.1534 | 37781.1977 | 36293.2242 | 37037.211
2049 | 4.462% | 2310.9101 | -5362.9708 | 40168.0902 | 17214.8958 | -40632.1242 | 36293.2242 | 34805.1194 | 35549.1718
2050 | 4.461% | 2310.3922 | -5703.2846 | 39020.4305 | 18362.5555 | -46335.4088 | 34805.1194 | 33317.1459 | 34061.1327
2051 | 4.462% | 2310.9101 | -6043.7297 | 37872.7708 | 19510.2153 | -52379.1385 | 33317.1459 | 31829.0411 | 32573.0935
2052 | 4.461% | 2310.3922 | -6384.0435 | 36725.1111 | 20657.875 | -58763.182 | 31829.0411 | 30341.0676 | 31085.0543
2053 | 4.462% | 2310.9101 | -6724.4886 | 35577.4513 | 21805.5347 | -65487.6705 | 30341.0676 | 28852.9628 | 29597.0152
2054 | 4.461% | 2310.3922 | -7064.8024 | 34429.7916 | 22953.1944 | -72552.4729 | 28852.9628 | 27364.9892 | 28108.976
2055 | 2.231% | 1155.455 | -7112.3974 | 33282.1319 | 24100.8541 | -79664.8703 | 27364.9892 | 26169.7345 | 26767.3619
2056 | 0% | 0 | -6867.1423 | 32134.4722 | 25248.5139 | -86532.0125 | 26169.7345 | 25267.3299 | 25718.5322
2057 | 0% | 0 | -6621.8872 | 30986.8125 | 26396.1736 | -93153.8998 | 25267.3299 | 24364.9253 | 24816.1276
2058 | 0% | 0 | -6376.6321 | 29839.1527 | 27543.8333 | -99530.5319 | 24364.9253 | 23462.5206 | 23913.7229
2059 | 0% | 0 | -6131.377 | 28691.493 | 28691.493 | -105661.9089 | 23462.5206 | 22560.116 | 23011.3183
2060 | 0% | 0 | -5886.122 | 27543.8333 | 29839.1527 | -111548.0309 | 22560.116 | 21657.7113 | 22108.9137
2061 | 0% | 0 | -5640.8669 | 26396.1736 | 30986.8125 | -117188.8978 | 21657.7113 | 20755.3067 | 21206.509
2062 | 0% | 0 | -5395.6118 | 25248.5139 | 32134.4722 | -122584.5096 | 20755.3067 | 19852.9021 | 20304.1044
2063 | 0% | 0 | -5150.3567 | 24100.8541 | 33282.1319 | -127734.8663 | 19852.9021 | 18950.4974 | 19401.6997
2064 | 0% | 0 | -4905.1016 | 22953.1944 | 34429.7916 | -132639.9679 | 18950.4974 | 18048.0928 | 18499.2951
2065 | 0% | 0 | -4659.8466 | 21805.5347 | 35577.4513 | -137299.8144 | 18048.0928 | 17145.6881 | 17596.8905
2066 | 0% | 0 | -4414.5915 | 20657.875 | 36725.1111 | -141714.4059 | 17145.6881 | 16243.2835 | 16694.4858
2067 | 0% | 0 | -4169.3364 | 19510.2153 | 37872.7708 | -145883.7423 | 16243.2835 | 15340.8789 | 15792.0812
2068 | 0% | 0 | -3924.0813 | 18362.5555 | 39020.4305 | -149807.8236 | 15340.8789 | 14438.4742 | 14889.6765
2069 | 0% | 0 | -3678.8262 | 17214.8958 | 40168.0902 | -153486.6498 | 14438.4742 | 13536.0696 | 13987.2719
2070 | 0% | 0 | -3433.5711 | 16067.2361 | 41315.7499 | -156920.221 | 13536.0696 | 12633.6649 | 13084.8673
2071 | 0% | 0 | -3188.3161 | 14919.5764 | 42463.4097 | -160108.537 | 12633.6649 | 11731.2603 | 12182.4626
2072 | 0% | 0 | -2943.061 | 13771.9166 | 43611.0694 | -163051.598 | 11731.2603 | 10828.8557 | 11280.058
2073 | 0% | 0 | -2697.8059 | 12624.2569 | 44758.7291 | -165749.4039 | 10828.8557 | 9926.451 | 10377.6533
2074 | 0% | 0 | -2452.5508 | 11476.5972 | 45906.3888 | -168201.9547 | 9926.451 | 9024.0464 | 9475.2487
2075 | 0% | 0 | -2207.2957 | 10328.9375 | 47054.0485 | -170409.2505 | 9024.0464 | 8121.6418 | 8572.8441
2076 | 0% | 0 | -1962.0407 | 9181.2778 | 48201.7083 | -172371.2911 | 8121.6418 | 7219.2371 | 7670.4394
2077 | 0% | 0 | -1716.7856 | 8033.618 | 49349.368 | -174088.0767 | 7219.2371 | 6316.8325 | 6768.0348
2078 | 0% | 0 | -1471.5305 | 6885.9583 | 50497.0277 | -175559.6072 | 6316.8325 | 5414.4278 | 5865.6302
2079 | 0% | 0 | -1226.2754 | 5738.2986 | 51644.6874 | -176785.8826 | 5414.4278 | 4512.0232 | 4963.2255
2080 | 0% | 0 | -981.0203 | 4590.6389 | 52792.3472 | -177766.9029 | 4512.0232 | 3609.6186 | 4060.8209
2081 | 0% | 0 | -735.7652 | 3442.9792 | 53940.0069 | -178502.6682 | 3609.6186 | 2707.2139 | 3158.4162
2082 | 0% | 0 | -490.5102 | 2295.3194 | 55087.6666 | -178993.1783 | 2707.2139 | 1804.8093 | 2256.0116
2083 | 0% | 0 | -245.2551 | 1147.6597 | 56235.3263 | -179238.4334 | 1804.8093 | 902.4046 | 1353.607
2084 | 0% | 0 | 1.7621e-12 | -6.23e-11 | 57382.986 | -179238.4334 | 902.4046 | -6.3721e-11 | 451.2023
* Column not specified in workbook
(1): page 5 |  |  |  |  | PSC FORM CE 1.1B
PAGE 1 OF 1
(1) | (2) | (3) | (4) | (5) | (6) | (7)
| NO.YEARS | PLANT | CUMULATIVE | YEARLY | ANNUAL | CUMULATIVE
| BEFORE | ESCALATION | ESCALATION | EXPENDITURE | SPENDING | AVERAGE SPENDING
YEAR | IN-SERVICE | RATE | FACTOR | (%) | ($/kW) | ($/kW)
2023 | -12 | 0% | 1 | 0 | 0 | 0
2024 | -11 | 2.5% | 1.025 | 0 | 0 | 0
2025 | -10 | 2.5% | 1.0506 | 0 | 0 | 0
2026 | -9 | 2.5% | 1.0769 | 0 | 0 | 0
2027 | -8 | 2.5% | 1.1038 | 0 | 0 | 0
2028 | -7 | 2.5% | 1.1314 | 0 | 0 | 0
2029 | -6 | 2.5% | 1.1597 | 0 | 0 | 0
2030 | -5 | 2.5% | 1.1887 | 43.903 | 410.3701 | 205.185
2031 | -4 | 2.5% | 1.2184 | 38.3775 | 367.6895 | 594.2148
2032 | -3 | 2.5% | 1.2489 | 17.7195 | 174.0124 | 865.0657
2033 | -2 | 2% | 1.2738 | 0 | 0 | 952.0719
2034 | -1 | 2% | 1.2993 | 0 | 0 | 952.0719
|  |  |  | 100 | 952.0719
|  | (8) | (8a)* | (8b)* | (9) | (9a)* | (9b)* | (9c)* | (9d)* | (9e)* | (10) | (11)
(3): CUMULATIVE; (5): CUMULATIVE; (6): YEARLY; (7): CUMULATIVE | CONSTRUCTION |  |  | CUMULATIVE | INCREMENTAL | CUMULATIVE
| NO.YEARS | SPENDING | DEBT | DEBT | TOTAL | TOTAL | PERIOD | CUMULATIVE | DEFERRED | DEFERRED | YEAR-END | YEAR-END
| BEFORE | WITH AFUDC | AFUDC | AFUDC | AFUDC | AFUDC | INTEREST | CPI | TAXES | TAXES | BOOK VALUE | BOOK VALUE
YEAR | IN-SERVICE | ($/kW) | ($/kW) | ($/kW) | ($/kW) | ($/kW) | ($/kW) | ($/kW) | ($/kW) | ($/kW) | ($/kW) | ($/kW)
2023 | -12 | 0 | 0 | 0 | 0 | 0 | 0 | 0 | 0 | 0 | 0 | 0
2024 | -11 | 0 | 0 | 0 | 0 | 0 | 0 | 0 | 0 | 0 | 0 | 0
2025 | -10 | 0 | 0 | 0 | 0 | 0 | 0 | 0 | 0 | 0 | 0 | 0
2026 | -9 | 0 | 0 | 0 | 0 | 0 | 0 | 0 | 0 | 0 | 0 | 0
2027 | -8 | 0 | 0 | 0 | 0 | 0 | 0 | 0 | 0 | 0 | 0 | 0
2028 | -7 | 0 | 0 | 0 | 0 | 0 | 0 | 0 | 0 | 0 | 0 | 0
2029 | -6 | 0 | 0 | 0 | 0 | 0 | 0 | 0 | 0 | 0 | 0 | 0
2030 | -5 | 205.185 | 2.8726 | 2.8726 | 12.7625 | 12.7625 | 7.202 | 7.202 | 1.0973 | 1.0973 | 423.1326 | 423.1326
2031 | -4 | 606.9773 | 8.4823 | 11.3549 | 37.6857 | 50.4482 | 20.8569 | 28.0589 | 3.1363 | 4.2336 | 405.3752 | 828.5078
2032 | -3 | 915.514 | 12.7579 | 24.1128 | 56.6816 | 107.1299 | 30.3638 | 58.4227 | 4.4622 | 8.6958 | 230.694 | 1059.2018
2033 | -2 | 1059.2018 | 14.7071 | 38.8199 | 65.3415 | 172.4714 | 33.4177 | 91.8405 | 4.7422 | 13.4381 | 65.3415 | 1124.5433
2034 | -1 | 1124.5433 | 15.5555 | 54.3754 | 69.1107 | 241.5821 | 33.4177 | 125.2582 | 4.5272 | 17.9652 | 69.1107 | 1193.654
(4): 54.3754; (6): 241.5821 | 125.2582 |  | 17.9652 |  | 1193.654
BOOK BASIS
[7 empty] | BOOK BASIS | FOR DEF TAX | TAX BASIS
(6): CONSTRUCTION CASH | 45769.3174 | 45769.3174 | 45769.3174
(6): EQUITY AFUDC | 8999.6596
(6): DEBT AFUDC | 2614.009 | 2614.009
(2): IN SERVICE YEAR; (4): 2035; (6): CPI |  |  | 6021.5849
| PLANT COSTS |  | 786.3466 |  | ITC Basis Reduction (Solar)
(2): AFUDC RATE; (4): 6.22%; (6): TOTAL | 57382.986 | 48383.3264 | 51790.9023 |  | * Column not specified in workbook
(1): page 6; (6): INPUT DATA -- PART 2 | [7 empty] | PSC FORM CE 1.2
(6): PROGRAM METHOD SELECTED : REV_REQ | [7 empty] | PAGE 1 OF 1
|  |  |  | PROGRAM NAME: | TRC Business Lighting
(1) | (2) | (3) | (4) | (5) | (6)* | (7) | (8) | (9)
UTILITY
| CUMULATIVE | ADJUSTED | AVERAGE | AVOIDED | INCREASED |  | PROGRAM | PROGRAM
| TOTAL | CUMULATIVE | SYSTEM | MARGINAL | MARGINAL | REPLACEMENT | KW | kWH
| PARTICIPATING | PARTICIPATING | FUEL COST | FUEL COST | FUEL COST | FUEL COST | EFFECTIVENESS | EFFECTIVENESS
YEAR | CUSTOMERS | CUSTOMERS | (C/kWh) | (C/kWh) | (C/kWh) | (C/kWh) | FACTOR | FACTOR
2023 | 0 | 0 | 2.1107 | 2.8192 | 2.1107 | 0 | 1 | 1
2024 | 0 | 0 | 2.6607 | 4.004 | 2.6607 | 0 | 1 | 1
2025 | 3534.5489 | 3534.5489 | 2.9695 | 2.997 | 3.5955 | 0 | 1 | 1
2026 | 7120.9631 | 7120.9631 | 3.4117 | 3.4421 | 4.0157 | 0 | 1 | 1
2027 | 10760.1954 | 10760.1954 | 3.3657 | 3.4005 | 4.092 | 0 | 1 | 1
2028 | 14460.0816 | 14460.0816 | 3.5114 | 3.5214 | 4.0731 | 0 | 1 | 1
2029 | 18218.9497 | 18218.9497 | 3.5913 | 3.5947 | 4.1107 | 0 | 1 | 1
2030 | 22041.6196 | 22041.6196 | 3.292 | 3.268 | 3.9717 | 0 | 1 | 1
2031 | 25930.2391 | 25930.2391 | 3.0693 | 3.0118 | 3.8734 | 0 | 1 | 1
2032 | 29886.2565 | 29886.2565 | 2.9515 | 2.8793 | 3.9692 | 0 | 1 | 1
2033 | 33910.4651 | 33910.4651 | 3.334 | 3.2863 | 4.1241 | 6.8825 | 1 | 1
2034 | 38003.0202 | 38003.0202 | 3.5332 | 3.4923 | 4.2468 | 6.9767 | 1 | 1
2035 | 38003.0202 | 38003.0202 | 3.8608 | 3.8295 | 4.6005 | 7.1294 | 1 | 1
2036 | 38003.0202 | 38003.0202 | 4.0027 | 3.9673 | 4.7471 | 6.9828 | 1 | 1
2037 | 38003.0202 | 38003.0202 | 4.1974 | 4.1741 | 4.924 | 7.1471 | 1 | 1
2038 | 38003.0202 | 38003.0202 | 4.5318 | 4.5062 | 5.3769 | 7.2249 | 1 | 1
2039 | 38003.0202 | 38003.0202 | 4.7163 | 4.698 | 5.3272 | 7.1579 | 1 | 1
2040 | 38003.0202 | 38003.0202 | 5.0571 | 5.028 | 5.8702 | 7.3834 | 1 | 1
2041 | 38003.0202 | 38003.0202 | 5.3851 | 5.3566 | 5.8947 | 7.5063 | 1 | 1
2042 | 38003.0202 | 38003.0202 | 5.4894 | 5.4711 | 6.2007 | 7.5907 | 1 | 1
2043 | 38003.0202 | 38003.0202 | 5.722 | 5.6933 | 6.4106 | 7.8225 | 1 | 1
2044 | 38003.0202 | 38003.0202 | 6.1136 | 6.0929 | 6.7926 | 8.0846 | 1 | 1
2045 | 38003.0202 | 38003.0202 | 6.4999 | 6.495 | 7.1271 | 8.4913 | 1 | 1
2046 | 38003.0202 | 38003.0202 | 6.711 | 6.7028 | 7.4999 | 8.361 | 1 | 1
2047 | 38003.0202 | 38003.0202 | 7.0712 | 7.0666 | 7.6597 | 8.8452 | 1 | 1
2048 | 38003.0202 | 38003.0202 | 7.4142 | 7.3921 | 8.3276 | 9.2397 | 1 | 1
2049 | 38003.0202 | 38003.0202 | 7.8908 | 7.8576 | 8.6768 | 9.5526 | 1 | 1
2050 | 38003.0202 | 38003.0202 | 8.5419 | 8.5301 | 9.3715 | 10.0912 | 1 | 1
2051 | 38003.0202 | 38003.0202 | 8.4856 | 8.4677 | 9.1657 | 10.1556 | 1 | 1
2052 | 38003.0202 | 38003.0202 | 8.5408 | 8.5362 | 9.1874 | 10.0773 | 1 | 1
2053 | 38003.0202 | 38003.0202 | 8.5762 | 8.5766 | 9.4111 | 10.0634 | 1 | 1
2054 | 38003.0202 | 38003.0202 | 8.6113 | 8.6004 | 9.3378 | 9.8472 | 1 | 1
2055 | 38003.0202 | 38003.0202 | 8.5691 | 8.5574 | 9.257 | 9.9113 | 1 | 1
2056 | 38003.0202 | 38003.0202 | 8.5437 | 8.5511 | 9.2277 | 9.7266 | 1 | 1
2057 | 38003.0202 | 38003.0202 | 8.5899 | 8.5929 | 9.2767 | 9.8003 | 1 | 1
2058 | 38003.0202 | 38003.0202 | 8.5125 | 8.513 | 9.0886 | 9.5906 | 1 | 1
2059 | 38003.0202 | 38003.0202 | 8.5501 | 8.5535 | 9.1099 | 9.6304 | 1 | 1
2060 | 38003.0202 | 38003.0202 | 8.5885 | 8.5866 | 9.1412 | 9.5391 | 1 | 1
2061 | 38003.0202 | 38003.0202 | 8.4296 | 8.4312 | 8.9195 | 9.4471 | 1 | 1
2062 | 38003.0202 | 38003.0202 | 8.4175 | 8.4201 | 8.9298 | 9.2658 | 1 | 1
2063 | 38003.0202 | 38003.0202 | 8.4946 | 8.509 | 9.0917 | 9.7339 | 1 | 1
2064 | 38003.0202 | 38003.0202 | 8.4747 | 8.486 | 9.0939 | 9.6201 | 1 | 1
2065 | 38003.0202 | 38003.0202 | 8.3716 | 8.3886 | 8.9744 | 9.4973 | 1 | 1
2066 | 38003.0202 | 38003.0202 | 8.3231 | 8.3402 | 8.9654 | 9.4862 | 1 | 1
2067 | 38003.0202 | 38003.0202 | 8.3315 | 8.3531 | 9.038 | 9.4654 | 1 | 1
2068 | 38003.0202 | 38003.0202 | 8.3868 | 8.4291 | 8.2056 | 9.4211 | 1 | 1
2069 | 38003.0202 | 38003.0202 | 8.3868 | 8.4291 | 8.2056 | 9.5006 | 1 | 1
2070 | 38003.0202 | 38003.0202 | 8.3868 | 8.4291 | 8.2056 | 9.299 | 1 | 1
2071 | 38003.0202 | 38003.0202 | 8.3868 | 8.4291 | 8.2056 | 9.2593 | 1 | 1
2072 | 38003.0202 | 38003.0202 | 8.3868 | 8.4291 | 8.2056 | 9.2196 | 1 | 1
2073 | 38003.0202 | 38003.0202 | 8.3868 | 8.4291 | 8.2056 | 9.18 | 1 | 1
2074 | 38003.0202 | 38003.0202 | 8.3868 | 8.4291 | 8.2056 | 9.18 | 1 | 1
2075 | 38003.0202 | 38003.0202 | 8.3868 | 8.4291 | 8.2056 | 9.18 | 1 | 1
2076 | 38003.0202 | 38003.0202 | 8.3868 | 8.4291 | 8.2056 | 9.18 | 1 | 1
2077 | 38003.0202 | 38003.0202 | 8.3868 | 8.4291 | 8.2056 | 9.18 | 1 | 1
2078 | 38003.0202 | 38003.0202 | 8.3868 | 8.4291 | 8.2056 | 9.18 | 1 | 1
2079 | 38003.0202 | 38003.0202 | 8.3868 | 8.4291 | 8.2056 | 9.18 | 1 | 1
2080 | 38003.0202 | 38003.0202 | 8.3868 | 8.4291 | 8.2056 | 9.18 | 1 | 1
2081 | 38003.0202 | 38003.0202 | 8.3868 | 8.4291 | 8.2056 | 9.18 | 1 | 1
2082 | 38003.0202 | 38003.0202 | 8.3868 | 8.4291 | 8.2056 | 9.18 | 1 | 1
* THIS COLUMN IS USED ONLY FOR LOAD SHIFTING PROGRAMS WHICH SHIFT CONSUMPTION TO OFF-PEAK PERIODS.
THE VALUES REPRESENT THE OFF PEAK SYSTEM FUEL COSTS.
(1): page 7; (4): AVOIDED GENERATING BENEFITS | [5 empty] | PSC FORM CE 2.1
(4): PROGRAM METHOD SELECTED: REV_REQ | [5 empty] | PAGE 1 OF 1
|  | PROGRAM NAME: | TRC Business Lighting
| (2) | (3) | (4) | (5) | (6) | (7)
AVOIDED
| GEN UNIT | AVOIDED | AVOIDED | AVOIDED |  | AVOIDED
| CAPACITY | GEN UNIT | GEN UNIT | GEN UNIT | REPLACEMENT | GEN UNIT
| COST | FIXED O&M | VARIABLE O&M | FUEL COST | FUEL COST | BENEFITS
YEAR | $(000) | $(000) | $(000) | $(000) | $(000) | $(000)
2023 | 0 | 0 | 0 | 0 | 0 | 0
2024 | 0 | 0 | 0 | 0 | 0 | 0
2025 | 0 | 0 | 0 | 0 | 0 | 0
2026 | 0 | 0 | 0 | 0 | 0 | 0
2027 | 0 | 0 | 0 | 0 | 0 | 0
2028 | 0 | 0 | 0 | 0 | 0 | 0
2029 | 0 | 0 | 0 | 0 | 0 | 0
2030 | 0 | 0 | 0 | 0 | 0 | 0
2031 | 0 | 0 | 0 | 0 | 0 | 0
2032 | 0 | 0 | 0 | 0 | 0 | 0
2033 | 0 | 0 | 0 | 0 | 0 | 0
2034 | 0 | 0 | 0 | 0 | 0 | 0
2035 | 7881.3018 | 767.2999 | 29.2744 | 17789.7024 | 19515.3628 | 6952.2157
2036 | 7701.2811 | 786.4824 | 32.3145 | 18774.9193 | 20584.3787 | 6710.6185
2037 | 7502.2795 | 806.1444 | 33.5955 | 19500.5981 | 21369.551 | 6473.0666
2038 | 7310.0351 | 826.2981 | 35.8904 | 20520.8945 | 22515.0518 | 6178.0662
2039 | 7124.0419 | 846.9555 | 38.2791 | 21362.5506 | 23210.4384 | 6161.3887
2040 | 6943.8331 | 868.1294 | 39.7456 | 22227.958 | 24252.8366 | 5826.8295
2041 | 6768.9742 | 889.8326 | 42.8285 | 23775.3318 | 25920.8831 | 5556.0839
2042 | 6599.0631 | 912.0784 | 43.3638 | 23700.2877 | 25892.6702 | 5362.1228
2043 | 6431.9146 | 934.8804 | 44.4479 | 24481.4284 | 26683.1974 | 5209.4739
2044 | 6265.1616 | 958.2524 | 46.684 | 25760.5048 | 28258.2437 | 4772.3592
2045 | 6098.4086 | 982.2087 | 48.4276 | 27591.968 | 30037.2545 | 4683.7585
2046 | 5931.6556 | 1006.7639 | 50.8202 | 27654.968 | 30280.5202 | 4363.6875
2047 | 5764.9026 | 1031.933 | 52.0907 | 29284.7134 | 32034.1572 | 4099.4824
2048 | 5598.1496 | 1057.7314 | 52.7721 | 30333.0565 | 33074.0441 | 3967.6655
2049 | 5431.3966 | 1084.1747 | 55.3642 | 31893.1061 | 34998.6542 | 3465.3873
2050 | 5264.6436 | 1111.279 | 57.4005 | 33793.9282 | 37396.7454 | 2830.506
2051 | 5097.8906 | 1139.061 | 58.8356 | 34249.7516 | 37635.5197 | 2910.019
2052 | 4931.1376 | 1167.5375 | 59.6211 | 33457.5353 | 36920.9084 | 2694.9232
2053 | 4764.3846 | 1196.726 | 62.5165 | 33979.3065 | 37717.6412 | 2285.2924
2054 | 4597.6316 | 1226.6441 | 64.7994 | 33709.1983 | 37321.8824 | 2276.3911
2055 | 4445.3461 | 1257.3102 | 66.4194 | 33690.2478 | 37564.9622 | 1894.3613
2056 | 4321.9889 | 1288.743 | 68.0799 | 33049.7199 | 36864.9738 | 1863.5579
2057 | 4213.0991 | 1320.9615 | 70.5573 | 33719.6843 | 37556.8654 | 1767.4368
2058 | 4104.2094 | 1353.9856 | 73.1159 | 33307.6156 | 37157.2404 | 1681.6861
2059 | 3995.3196 | 1387.8352 | 74.1292 | 33079.7039 | 36905.9589 | 1631.029
2060 | 3886.4298 | 1422.5311 | 75.9825 | 32677.321 | 36555.956 | 1506.3084
2061 | 3777.5401 | 1458.0944 | 77.0262 | 32045.342 | 35805.5545 | 1552.4481
2062 | 3668.6503 | 1494.5467 | 79.8291 | 32098.6561 | 35508.5433 | 1833.1389
2063 | 3559.7605 | 1531.9104 | 81.8248 | 33708.1876 | 37302.5184 | 1579.1649
2064 | 3450.8708 | 1570.2082 | 84.7921 | 33261.1236 | 37271.3843 | 1095.6103
2065 | 3341.981 | 1609.4634 | 85.9672 | 32845.9386 | 36395.8869 | 1487.4632
2066 | 3233.0913 | 1649.6999 | 88.1164 | 32677.321 | 36353.3177 | 1294.9109
2067 | 3124.2015 | 1690.9424 | 90.3193 | 32849.7708 | 36273.3029 | 1481.9311
2068 | 3015.3117 | 1733.216 | 92.5773 | 32585.3478 | 36103.6789 | 1322.7738
2069 | 2906.422 | 1776.5464 | 94.8917 | 32926.4152 | 36408.4727 | 1295.8026
2070 | 2797.5322 | 1820.9601 | 97.264 | 31907.0452 | 35635.6256 | 987.1759
2071 | 2688.6424 | 1866.4841 | 99.6956 | 31719.2666 | 35483.6218 | 890.4669
2072 | 2579.7527 | 1913.1462 | 102.188 | 31531.4879 | 35331.6342 | 794.9406
2073 | 2470.8629 | 1960.9748 | 104.7427 | 31343.7092 | 35179.6627 | 700.6269
2074 | 2361.9732 | 2009.9992 | 107.3612 | 31343.7092 | 35179.6627 | 643.3801
2075 | 2253.0834 | 2060.2492 | 110.0453 | 31343.7092 | 35179.6627 | 587.4243
2076 | 2163.9219 | 2111.7554 | 112.7964 | 31343.7092 | 35179.6627 | 552.5202
2077 | 2074.7604 | 2164.5493 | 115.6163 | 31343.7092 | 35179.6627 | 518.9725
2078 | 1985.5989 | 2218.663 | 118.5067 | 31343.7092 | 35179.6627 | 486.8152
2079 | 1896.4374 | 2274.1296 | 121.4694 | 31343.7092 | 35179.6627 | 456.0829
2080 | 1807.2759 | 2330.9828 | 124.5061 | 31343.7092 | 35179.6627 | 426.8114
2081 | 1718.1144 | 2389.2574 | 127.6188 | 31343.7092 | 35179.6627 | 399.0371
2082 | 1628.9529 | 2448.9888 | 130.8092 | 31343.7092 | 35179.6627 | 372.7975
NOM | 207479.2175 | 69716.5472 | 3625.3197 | 1436958.9947 | 1593896.0662 | 123884.013
NPV | 30861.2078 | 5369.9339 | 261.1935 | 132792.9506 | 146087.9671 | 23197.3188
page 8 | TRC Business Lighting (5): AVOIDED T&D AND PROGRAM FUEL SAVINGS | [7 empty] | PSC FORM CE 2.2
| TRC Business Lighting (5): PROGRAM METHOD SELECTED: REV_REQ | [7 empty] | PAGE 1 OF 1
|  |  | PROGRAM NAME : | TRC Business Lighting
(1) | (2) | (3) | (4) | (5) | (6) | (7) | (8) | (8a)*
|  |  | TOTAL |  |  | TOTAL
| AVOIDED | AVOIDED | AVOIDED | AVOIDED | AVOIDED | AVOIDED |  | PROGRAM
| TRANSMISSION | TRANSMISSION | TRANSMISSION | DISTRIBUTION | DISTRIBUTION | DISTRIBUTION | PROGRAM | OFF-PEAK
| CAP COST | O&M COST | COST | CAP COST | O&M COST | COST | FUEL SAVINGS | PAYBACK
YEAR | $(000) | $(000) | $(000) | $(000) | $(000) | $(000) | $(000) | $(000)
2023 | 0 | 0 | 0 | 0 | 0 | 0 | 0 | 0
2024 | 0 | 0 | 0 | 0 | 0 | 0 | 0 | 0
2025 | 0 | 0 | 0 | 0 | 0 | 0 | 433.0374 | 0
2026 | 335.8608 | 24.8998 | 360.7607 | 100.5747 | 25.0554 | 125.63 | 1499.252 | 0
2027 | 677.3794 | 42.8294 | 720.2088 | 203.3259 | 43.0969 | 246.4228 | 2486.2054 | 0
2028 | 1023.7465 | 61.9184 | 1085.6649 | 308.0843 | 62.3051 | 370.3895 | 3625.8611 | 0
2029 | 1376.4635 | 82.2362 | 1458.6997 | 415.2575 | 82.7498 | 498.0073 | 4794.1284 | 0
2030 | 1736.0388 | 103.8479 | 1839.8867 | 524.9636 | 104.4965 | 629.4601 | 5360.4484 | 0
2031 | 2103.6648 | 126.8318 | 2230.4966 | 637.5311 | 127.6239 | 765.1551 | 5872.1281 | 0
2032 | 2480.1578 | 151.2613 | 2631.4192 | 753.209 | 152.2061 | 905.4151 | 6523.7665 | 0
2033 | 2866.0757 | 177.2097 | 3043.2854 | 872.2273 | 178.3166 | 1050.5439 | 8529.0196 | 0
2034 | 3261.8188 | 204.7498 | 3466.5686 | 994.7716 | 206.0286 | 1200.8002 | 10222.9202 | 0
2035 | 3667.7285 | 221.812 | 3889.5405 | 1120.9775 | 223.1974 | 1344.1749 | 11856.6505 | 0
2036 | 3552.7836 | 227.3573 | 3780.1409 | 1091.858 | 228.7774 | 1320.6354 | 12281.2995 | 0
2037 | 3438.7757 | 233.0412 | 3671.8169 | 1062.9329 | 234.4968 | 1297.4297 | 12930.3974 | 0
2038 | 3327.4652 | 238.8673 | 3566.3324 | 1034.6439 | 240.3592 | 1275.0031 | 13958.9081 | 0
2039 | 3218.1107 | 244.839 | 3462.9497 | 1006.8672 | 246.3682 | 1253.2354 | 14558.2663 | 0
2040 | 3110.0227 | 250.9599 | 3360.9826 | 979.4849 | 252.5274 | 1232.0123 | 15574.8685 | 0
2041 | 3003.4516 | 257.2339 | 3260.6856 | 952.3839 | 258.8406 | 1211.2245 | 16594.1929 | 0
2042 | 2899.7743 | 263.6648 | 3163.4391 | 925.4557 | 265.3116 | 1190.7673 | 16955.6562 | 0
2043 | 2799.8629 | 270.2564 | 3070.1193 | 898.5958 | 271.9444 | 1170.5402 | 17638.2742 | 0
2044 | 2703.8944 | 277.0128 | 2980.9072 | 871.7446 | 278.743 | 1150.4876 | 18882.7813 | 0
2045 | 2612.052 | 283.9381 | 2895.9901 | 844.8933 | 285.7116 | 1130.6049 | 20139.858 | 0
2046 | 2524.5291 | 291.0366 | 2815.5657 | 818.2504 | 292.8544 | 1111.1047 | 20782.2328 | 0
2047 | 2441.5301 | 298.3125 | 2739.8426 | 792.2416 | 300.1757 | 1092.4173 | 21912.778 | 0
2048 | 2363.2709 | 305.7703 | 2669.0412 | 767.1039 | 307.6801 | 1074.7841 | 22910.9474 | 0
2049 | 2289.978 | 313.4146 | 2603.3925 | 742.8772 | 315.3721 | 1058.2493 | 24347.7472 | 0
2050 | 2221.8884 | 321.2499 | 2543.1383 | 719.6037 | 323.2564 | 1042.8601 | 26446.6642 | 0
2051 | 2157.8242 | 329.2812 | 2487.1054 | 697.3281 | 331.3378 | 1028.6659 | 26249.4268 | 0
2052 | 2095.1207 | 337.5132 | 2432.6339 | 676.0977 | 339.6213 | 1015.719 | 26470.4521 | 0
2053 | 2032.4173 | 345.951 | 2378.3683 | 655.9623 | 348.1118 | 1004.0741 | 26598.7589 | 0
2054 | 1969.7139 | 354.5998 | 2324.3137 | 636.9742 | 356.8146 | 993.7888 | 26665.3748 | 0
2055 | 1907.0104 | 363.4648 | 2270.4752 | 619.1883 | 365.735 | 984.9233 | 26531.4932 | 0
2056 | 1844.307 | 372.5514 | 2216.8584 | 602.332 | 374.8783 | 977.2104 | 26524.1378 | 0
2057 | 1781.6036 | 381.8652 | 2163.4688 | 585.7904 | 384.2503 | 970.0407 | 26651.0016 | 0
2058 | 1718.9001 | 391.4118 | 2110.312 | 569.2488 | 393.8566 | 963.1054 | 26401.4289 | 0
2059 | 1656.1967 | 401.1971 | 2057.3938 | 552.7072 | 403.703 | 956.4102 | 26528.8853 | 0
2060 | 1593.4932 | 411.2271 | 2004.7203 | 536.1656 | 413.7955 | 949.9612 | 26628.3676 | 0
2061 | 1530.7898 | 421.5077 | 1952.2975 | 519.624 | 424.1404 | 943.7645 | 26148.5675 | 0
2062 | 1468.8694 | 432.0454 | 1900.9148 | 503.0824 | 434.7439 | 937.8264 | 26114.9094 | 0
2063 | 1407.963 | 442.8466 | 1850.8096 | 486.5408 | 445.6125 | 932.1534 | 26397.8432 | 0
2064 | 1348.1166 | 453.9177 | 1802.0343 | 469.9992 | 456.7529 | 926.7521 | 26324.5687 | 0
2065 | 1289.3796 | 465.2657 | 1754.6452 | 453.4576 | 468.1717 | 921.6293 | 26026.2549 | 0
2066 | 1231.8037 | 476.8973 | 1708.701 | 436.916 | 479.876 | 916.792 | 25876.3464 | 0
2067 | 1175.4439 | 488.8197 | 1664.2636 | 420.4261 | 491.8729 | 912.299 | 25919.1474 | 0
2068 | 1120.358 | 501.0402 | 1621.3983 | 404.1967 | 504.1697 | 908.3664 | 26167.8029 | 0
2069 | 1066.6072 | 513.5662 | 1580.1735 | 388.2395 | 516.7739 | 905.0135 | 26167.8029 | 0
2070 | 960.8767 | 526.4054 | 1487.2821 | 372.5671 | 529.6933 | 902.2604 | 26167.8029 | 0
2071 | 849.6783 | 539.5655 | 1389.2438 | 357.1928 | 542.9356 | 900.1284 | 26167.8029 | 0
2072 | 740.1397 | 553.0547 | 1293.1944 | 342.1304 | 556.509 | 898.6394 | 26167.8029 | 0
2073 | 631.9099 | 566.881 | 1198.791 | 327.3949 | 570.4217 | 897.8166 | 26167.8029 | 0
2074 | 525.0783 | 581.0531 | 1106.1314 | 313.0018 | 584.6823 | 897.6841 | 26167.8029 | 0
2075 | 419.6489 | 595.5794 | 1015.2283 | 298.9675 | 599.2993 | 898.2668 | 26167.8029 | 0
2076 | 315.6585 | 610.4689 | 926.1274 | 267.5154 | 614.2818 | 881.7972 | 26167.8029 | 0
2077 | 213.1672 | 625.7306 | 838.8978 | 236.6511 | 629.6389 | 866.29 | 26167.8029 | 0
2078 | 112.253 | 641.3739 | 753.6268 | 206.0739 | 645.3798 | 851.4538 | 26167.8029 | 0
2079 | 13.0123 | 657.4082 | 670.4206 | 175.758 | 661.5143 | 837.2724 | 26167.8029 | 0
2080 | -1.6938e-12 | 673.8434 | 673.8434 | 145.7309 | 678.0522 | 823.7831 | 26167.8029 | 0
2081 | -1.3859e-12 | 690.6895 | 690.6895 | 115.9834 | 695.0035 | 810.9869 | 26167.8029 | 0
2082 | 0 | 707.9567 | 707.9567 | 86.5223 | 712.3786 | 798.9009 | 26167.8029 | 0
NOM | 97213.6652 | 21129.5306 | 118343.1958 | 32899.6263 | 21261.5034 | 54161.1298 | 1177692.298 | 0
NPV | 21890.7074 | 2068.583 | 23959.2905 | 6851.3165 | 2081.5032 | 8932.8197 | 124808.4427 | 0
* THESE VALUES REPRESENT THE COST OF THE INCREASED FUEL CONSUMPTION DUE TO GREATER OFF-PEAK
ENERGY USAGE. USED FOR LOAD SHIFTING PROGRAMS ONLY.
page 8a |  |  | AVOIDED GENERATING EMISSION IMPACT
PROGRAM METHOD SELECTED: REV_REQ
|  | PROGRAM NAME: | TRC Business Lighting
| (2) | (3) | (4) | (5) | (6)
| AVOIDED |  |  | OFF-PEAK
| GEN UNIT |  | PROGRAM | EMISSION | NET
| EMISSION | REPLACEMENT | EMISSION | PAYBACK | EMISSION
| BENEFIT | EMISSION COST | BENEFIT | COST | BENEFIT
YEAR | $(000) | $(000) | $(000) | $(000) | $(000)
2023 | 0 | 0 | 0 | 0 | 0
2024 | 0 | 0 | 0 | 0 | 0
2025 | 0 | 0 | 0.060787 | 0 | 0.060787
2026 | 0 | 0 | 0.18325 | 0 | 0.18325
2027 | 0 | 0 | 0.30752 | 0 | 0.30752
2028 | 0 | 0 | 0.43374 | 0 | 0.43374
2029 | 0 | 0 | 0.56201 | 0 | 0.56201
2030 | 0 | 0 | 0.6924 | 0 | 0.6924
2031 | 0 | 0 | 0.82502 | 0 | 0.82502
2032 | 0 | 0 | 0.95993 | 0 | 0.95993
2033 | 0 | 0 | 1.0972 | 0 | 1.0972
2034 | 0 | 0 | 1.2368 | 0 | 1.2368
2035 | 1.0265 | 1.1537 | 1.3072 | 0 | 1.18
2036 | 1.1055 | 1.2425 | 1.3072 | 0 | 1.1702
2037 | 1.1213 | 1.2602 | 1.3072 | 0 | 1.1682
2038 | 1.1687 | 1.3135 | 1.3072 | 0 | 1.1623
2039 | 1.2161 | 1.3667 | 1.3072 | 0 | 1.1565
2040 | 1.2318 | 1.3845 | 1.3072 | 0 | 1.1545
2041 | 1.295 | 1.4555 | 1.3072 | 0 | 1.1467
2042 | 1.2792 | 1.4377 | 1.3072 | 0 | 1.1486
2043 | 1.2792 | 1.4377 | 1.3072 | 0 | 1.1486
2044 | 1.3108 | 1.4732 | 1.3072 | 0 | 1.1447
2045 | 1.3266 | 1.491 | 1.3072 | 0 | 1.1428
2046 | 1.3582 | 1.5265 | 1.3072 | 0 | 1.1389
2047 | 1.3582 | 1.5265 | 1.3072 | 0 | 1.1389
2048 | 1.3424 | 1.5087 | 1.3072 | 0 | 1.1408
2049 | 1.374 | 1.5442 | 1.3072 | 0 | 1.1369
2050 | 1.3898 | 1.562 | 1.3072 | 0 | 1.1349
2051 | 1.3898 | 1.562 | 1.3072 | 0 | 1.1349
2052 | 1.374 | 1.5442 | 1.3072 | 0 | 1.1369
2053 | 1.4056 | 1.5797 | 1.3072 | 0 | 1.133
2054 | 1.4214 | 1.5975 | 1.3072 | 0 | 1.131
2055 | 1.4214 | 1.5975 | 1.3072 | 0 | 1.131
2056 | 1.4214 | 1.5975 | 1.3072 | 0 | 1.131
2057 | 1.4372 | 1.6152 | 1.3072 | 0 | 1.1291
2058 | 1.4529 | 1.633 | 1.3072 | 0 | 1.1271
2059 | 1.4372 | 1.6152 | 1.3072 | 0 | 1.1291
2060 | 1.4372 | 1.6152 | 1.3072 | 0 | 1.1291
2061 | 1.4214 | 1.5975 | 1.3072 | 0 | 1.131
2062 | 1.4372 | 1.6152 | 1.3072 | 0 | 1.1291
2063 | 1.4372 | 1.6152 | 1.3072 | 0 | 1.1291
2064 | 1.4529 | 1.633 | 1.3072 | 0 | 1.1271
2065 | 1.4372 | 1.6152 | 1.3072 | 0 | 1.1291
2066 | 1.4372 | 1.6152 | 1.3072 | 0 | 1.1291
2067 | 1.4372 | 1.6152 | 1.3072 | 0 | 1.1291
2068 | 1.4372 | 1.6152 | 1.3072 | 0 | 1.1291
2069 | 1.4372 | 1.6152 | 1.3072 | 0 | 1.1291
2070 | 1.4372 | 1.6152 | 1.3072 | 0 | 1.1291
2071 | 1.4372 | 1.6152 | 1.3072 | 0 | 1.1291
2072 | 1.4372 | 1.6152 | 1.3072 | 0 | 1.1291
2073 | 1.4372 | 1.6152 | 1.3072 | 0 | 1.1291
2074 | 1.4372 | 1.6152 | 1.3072 | 0 | 1.1291
2075 | 1.4372 | 1.6152 | 1.3072 | 0 | 1.1291
2076 | 1.4372 | 1.6152 | 1.3072 | 0 | 1.1291
2077 | 1.4372 | 1.6152 | 1.3072 | 0 | 1.1291
2078 | 1.4372 | 1.6152 | 1.3072 | 0 | 1.1291
2079 | 1.4372 | 1.6152 | 1.3072 | 0 | 1.1291
2080 | 1.4372 | 1.6152 | 1.3072 | 0 | 1.1291
2081 | 1.4372 | 1.6152 | 1.3072 | 0 | 1.1291
2082 | 1.4372 | 1.6152 | 1.3072 | 0 | 1.1291
NOM | 65.9984 | 74.1764 | 69.1019 | 0 | 60.9239
NPV | 6.5502 | 7.3619 | 10.1124 | 0 | 9.3007
(1): page 9; TRC Business Lighting (7): TOTAL RESOURCE COST TEST | [5 empty] | PSC FORM CE 2.3
TRC Business Lighting (7): PROGRAM METHOD SELECTED: REV_REQ | [5 empty] | PAGE 1 OF 1
[5 empty] | PROGRAM NAME: | TRC Business Lighting
(1) | (2) | (3) | (4) | (5) | (6) | (7) | (8) | (9) | (10) | (11) | (12) | (13)
| INCREASED | UTILITY | PARTICIPANT |  |  | AVOIDED | AVOIDED |  |  |  |  | CUMULATIVE
| SUPPLY | PROGRAM | PROGRAM | OTHER | TOTAL | GEN UNIT | T&D | PROGRAM | OTHER | TOTAL | NET | DISCOUNTED
| COSTS | COSTS | COSTS | COSTS | COSTS | BENEFITS | BENEFITS | FUEL SAVINGS | BENEFITS | BENEFITS | BENEFITS | NET BENEFITS
YEAR | $(000) | $(000) | $(000) | $(000) | $(000) | $(000) | $(000) | $(000) | $(000) | $(000) | $(000) | $(000)
2023 | 0 | 0 | 0 | 0 | 0 | 0 | 0 | 0 | 0 | 0 | 0 | 0
2024 | 0 | 0 | 0 | 0 | 0 | 0 | 0 | 0 | 0 | 0 | 0 | 0
2025 | 0 | 107.2729 | 9754.2184 | 0 | 9861.4913 | 0 | 0 | 433.0374 | 0.060787 | 433.0982 | -9428.3931 | -8069.0308
2026 | 0 | 111.5682 | 10144.7837 | 0 | 10256.3519 | 0 | 486.3907 | 1499.252 | 0.18325 | 1985.826 | -8270.5259 | -14617.0308
2027 | 0 | 116.0416 | 10551.5432 | 0 | 10667.5848 | 0 | 966.6316 | 2486.2054 | 0.30752 | 3453.1445 | -7214.4402 | -19901.1186
2028 | 0 | 120.925 | 10995.5876 | 0 | 11116.5125 | 0 | 1456.0544 | 3625.8611 | 0.43374 | 5082.3492 | -6034.1633 | -23989.7343
2029 | 0 | 125.924 | 11450.1462 | 0 | 11576.0702 | 0 | 1956.707 | 4794.1284 | 0.56201 | 6751.3974 | -4824.6728 | -27013.993
2030 | 0 | 131.263 | 11935.6095 | 0 | 12066.8725 | 0 | 2469.3468 | 5360.4484 | 0.6924 | 7830.4876 | -4236.3849 | -29470.615
2031 | 0 | 136.8657 | 12445.0639 | 0 | 12581.9296 | 0 | 2995.6516 | 5872.1281 | 0.82502 | 8868.6048 | -3713.3249 | -31462.6535
2032 | 0 | 142.7188 | 12977.2814 | 0 | 13120.0003 | 0 | 3536.8342 | 6523.7665 | 0.95993 | 10061.5607 | -3058.4396 | -32980.4954
2033 | 0 | 148.8084 | 13530.9999 | 0 | 13679.8084 | 0 | 4093.8293 | 8529.0196 | 1.0972 | 12623.9461 | -1055.8623 | -33465.2542
2034 | 0 | 155.1191 | 14104.8283 | 0 | 14259.9474 | 0 | 4667.3688 | 10222.9202 | 1.2368 | 14891.5257 | 631.5783 | -33197.0056
2035 | 0 | 0 | 0 | 0 | 0 | 6952.2157 | 5233.7154 | 11856.6505 | 1.18 | 24043.7615 | 24043.7615 | -23749.7738
2036 | 0 | 0 | 0 | 0 | 0 | 6710.6185 | 5100.7763 | 12281.2995 | 1.1702 | 24093.8644 | 24093.8644 | -14991.864
2037 | 0 | 0 | 0 | 0 | 0 | 6473.0666 | 4969.2466 | 12930.3974 | 1.1682 | 24373.8788 | 24373.8788 | -6795.7027
2038 | 0 | 0 | 0 | 0 | 0 | 6178.0662 | 4841.3355 | 13958.9081 | 1.1623 | 24979.4722 | 24979.4722 | 975.0119
2039 | 0 | 0 | 0 | 0 | 0 | 6161.3887 | 4716.1851 | 14558.2663 | 1.1565 | 25436.9966 | 25436.9966 | 8295.4214
2040 | 0 | 155.3632 | 14127.0167 | 0 | 14282.3798 | 5826.8295 | 4592.9949 | 15574.8685 | 1.1545 | 25995.8474 | 11713.4675 | 11413.9294
2041 | 0 | 161.584 | 14692.6716 | 0 | 14854.2556 | 5556.0839 | 4471.91 | 16594.1929 | 1.1467 | 26623.3335 | 11769.0779 | 14312.5787
2042 | 0 | 168.0628 | 15281.7807 | 0 | 15449.8435 | 5362.1228 | 4354.2064 | 16955.6562 | 1.1486 | 26673.134 | 11223.2906 | 16869.7822
2043 | 0 | 175.1354 | 15924.8893 | 0 | 16100.0247 | 5209.4739 | 4240.6596 | 17638.2742 | 1.1486 | 27089.5563 | 10989.5316 | 19186.1959
2044 | 0 | 182.3756 | 16583.2257 | 0 | 16765.6012 | 4772.3592 | 4131.3948 | 18882.7813 | 1.1447 | 27787.68 | 11022.0787 | 21335.4723
2045 | 0 | 190.1079 | 17286.3214 | 0 | 17476.4293 | 4683.7585 | 4026.595 | 20139.858 | 1.1428 | 28851.3542 | 11374.9249 | 23387.4336
2046 | 0 | 198.2224 | 18024.1632 | 0 | 18222.3856 | 4363.6875 | 3926.6704 | 20782.2328 | 1.1389 | 29073.7295 | 10851.3439 | 25198.34
2047 | 0 | 206.6994 | 18794.9729 | 0 | 19001.6724 | 4099.4824 | 3832.2599 | 21912.778 | 1.1389 | 29845.6592 | 10843.9868 | 26872.4859
2048 | 0 | 215.519 | 19596.9224 | 0 | 19812.4414 | 3967.6655 | 3743.8252 | 22910.9474 | 1.1408 | 30623.5789 | 10811.1375 | 28416.5579
2049 | 0 | 224.6588 | 20427.9969 | 0 | 20652.6557 | 3465.3873 | 3661.6418 | 24347.7472 | 1.1369 | 31475.9132 | 10823.2575 | 29846.5907
2050 | 0 | 0 | 0 | 0 | 0 | 2830.506 | 3585.9984 | 26446.6642 | 1.1349 | 32864.3035 | 32864.3035 | 33863.6134
2051 | 0 | 0 | 0 | 0 | 0 | 2910.019 | 3515.7713 | 26249.4268 | 1.1349 | 32676.3521 | 32676.3521 | 37558.5354
2052 | 0 | 0 | 0 | 0 | 0 | 2694.9232 | 3448.3529 | 26470.4521 | 1.1369 | 32614.8651 | 32614.8651 | 40970.3006
2053 | 0 | 0 | 0 | 0 | 0 | 2285.2924 | 3382.4424 | 26598.7589 | 1.133 | 32267.6267 | 32267.6267 | 44092.9442
2054 | 0 | 0 | 0 | 0 | 0 | 2276.3911 | 3318.1025 | 26665.3748 | 1.131 | 32260.9994 | 32260.9994 | 46981.1295
2055 | 0 | 225.0122 | 20460.1323 | 0 | 20685.1445 | 1894.3613 | 3255.3985 | 26531.4932 | 1.131 | 31682.384 | 10997.2394 | 47891.929
2056 | 0 | 234.0218 | 21279.3693 | 0 | 21513.3912 | 1863.5579 | 3194.0688 | 26524.1378 | 1.131 | 31582.8955 | 10069.5043 | 48663.4345
2057 | 0 | 243.405 | 22132.5749 | 0 | 22375.9799 | 1767.4368 | 3133.5095 | 26651.0016 | 1.1291 | 31553.077 | 9177.097 | 49313.9057
2058 | 0 | 253.6483 | 23063.988 | 0 | 23317.6363 | 1681.6861 | 3073.4173 | 26401.4289 | 1.1271 | 31157.6594 | 7840.0232 | 49827.9872
2059 | 0 | 264.1342 | 24017.4554 | 0 | 24281.5895 | 1631.029 | 3013.804 | 26528.8853 | 1.1291 | 31174.8474 | 6893.2578 | 50246.1362
2060 | 0 | 275.3329 | 25035.7475 | 0 | 25311.0805 | 1506.3084 | 2954.6815 | 26628.3676 | 1.1291 | 31090.4866 | 5779.4061 | 50570.462
2061 | 0 | 287.0851 | 26104.3626 | 0 | 26391.4477 | 1552.4481 | 2896.062 | 26148.5675 | 1.131 | 30598.2086 | 4206.7609 | 50788.8546
2062 | 0 | 299.3624 | 27220.7248 | 0 | 27520.0872 | 1833.1389 | 2838.7412 | 26114.9094 | 1.1291 | 30787.9186 | 3267.8314 | 50945.7975
2063 | 0 | 312.1357 | 28382.1868 | 0 | 28694.3225 | 1579.1649 | 2782.963 | 26397.8432 | 1.1291 | 30761.1001 | 2066.7776 | 51037.6239
2064 | 0 | 325.3729 | 29585.8305 | 0 | 29911.2034 | 1095.6103 | 2728.7864 | 26324.5687 | 1.1271 | 30150.0926 | 238.8892 | 51047.4428
2065 | 0 | 0 | 0 | 0 | 0 | 1487.4632 | 2676.2746 | 26026.2549 | 1.1291 | 30191.1218 | 30191.1218 | 52195.4294
2066 | 0 | 0 | 0 | 0 | 0 | 1294.9109 | 2625.493 | 25876.3464 | 1.1291 | 29797.8795 | 29797.8795 | 53243.6067
2067 | 0 | 0 | 0 | 0 | 0 | 1481.9311 | 2576.5626 | 25919.1474 | 1.1291 | 29978.7702 | 29978.7702 | 54219.1691
2068 | 0 | 0 | 0 | 0 | 0 | 1322.7738 | 2529.7646 | 26167.8029 | 1.1291 | 30021.4705 | 30021.4705 | 55122.954
2069 | 0 | 0 | 0 | 0 | 0 | 1295.8026 | 2485.1869 | 26167.8029 | 1.1291 | 29949.9215 | 29949.9215 | 55957.0588
2070 | 0 | 325.8847 | 29632.3722 | 0 | 29958.2569 | 987.1759 | 2389.5425 | 26167.8029 | 1.1291 | 29545.6504 | -412.6066 | 55946.4283
2071 | 0 | 338.9334 | 30818.8716 | 0 | 31157.805 | 890.4669 | 2289.3722 | 26167.8029 | 1.1291 | 29348.771 | -1809.0339 | 55903.3106
2072 | 0 | 352.5231 | 32054.5677 | 0 | 32407.0907 | 794.9406 | 2191.8338 | 26167.8029 | 1.1291 | 29155.7063 | -3251.3844 | 55831.6189
2073 | 0 | 367.3584 | 33403.5315 | 0 | 33770.8899 | 700.6269 | 2096.6076 | 26167.8029 | 1.1291 | 28966.1665 | -4804.7234 | 55733.6111
2074 | 0 | 382.545 | 34784.4366 | 0 | 35166.9816 | 643.3801 | 2003.8155 | 26167.8029 | 1.1291 | 28816.1276 | -6350.854 | 55613.7671
2075 | 0 | 398.7642 | 36259.2273 | 0 | 36657.9915 | 587.4243 | 1913.4951 | 26167.8029 | 1.1291 | 28669.8515 | -7988.14 | 55474.3161
2076 | 0 | 415.7849 | 37806.9004 | 0 | 38222.6853 | 552.5202 | 1807.9246 | 26167.8029 | 1.1291 | 28529.3768 | -9693.3085 | 55317.7709
2077 | 0 | 433.5661 | 39423.7258 | 0 | 39857.2919 | 518.9725 | 1705.1877 | 26167.8029 | 1.1291 | 28393.0923 | -11464.1996 | 55146.4921
2078 | 0 | 452.0656 | 41105.8691 | 0 | 41557.9347 | 486.8152 | 1605.0806 | 26167.8029 | 1.1291 | 28260.8277 | -13297.1069 | 54962.7077
2079 | 0 | 471.237 | 42849.1041 | 0 | 43320.341 | 456.0829 | 1507.6929 | 26167.8029 | 1.1291 | 28132.7078 | -15187.6332 | 54768.5147
2080 | 0 | 0 | 0 | 0 | 0 | 426.8114 | 1497.6265 | 26167.8029 | 1.1291 | 28093.3699 | 28093.3699 | 55100.8214
2081 | 0 | 0 | 0 | 0 | 0 | 399.0371 | 1501.6764 | 26167.8029 | 1.1291 | 28069.6455 | 28069.6455 | 55407.981
2082 | 0 | 0 | 0 | 0 | 0 | 372.7975 | 1506.8576 | 26167.8029 | 1.1291 | 28048.5872 | 28048.5872 | 55691.9232
NOM | 0 | 9832.4083 | 894051.0011 | 0 | 903883.4093 | 123884.013 | 172504.3256 | 1177692.298 | 60.9239 | 1474141.5605 | 570258.1511
NPV | 0 | 1362.0866 | 123853.1627 | 0 | 125215.2493 | 23197.3188 | 32892.1102 | 124808.4427 | 9.3007 | 180907.1725 | 55691.9232
| Discount Rate: |  |  |  | 8.0956 | %
| Benefit/Cost Ratio (Col(11) / Col(6)) : |  |  |  | 1.4448
(1): page 10; TRC Business Lighting (7): PARTICIPANT COSTS AND BENEFITS |  | PSC FORM CE 2.4
TRC Business Lighting (7): PROGRAM METHOD SELECTED: REV_REQ |  | PAGE 1 OF 1
[5 empty] | PROGRAM NAME: | TRC Business Lighting
(1) | (2) | (3) | (4) | (5) | (6) | (7) | (8) | (9) | (10) | (11) | (12)
| SAVINGS IN |  |  |  |  | CUSTOMER |  |  |  |  | CUMULATIVE
| PARTICIPANTS | TAX | UTILITY | OTHER | TOTAL | EQUIPMENT | CUSTOMER | OTHER | TOTAL | NET | DISCOUNTED
| BILLS | CREDITS | REBATES | BENEFITS | BENEFITS | COSTS | O&M COSTS | COSTS | COSTS | BENEFITS | NET BENEFITS
YEAR | $(000) | $(000) | $(000) | $(000) | $(000) | $(000) | $(000) | $(000) | $(000) | $(000) | $(000)
2023 | 0 | 0 | 0 | 0 | 0 | 0 | 0 | 0 | 0 | 0 | 0
2024 | 0 | 0 | 0 | 0 | 0 | 0 | 0 | 0 | 0 | 0 | 0
2025 | 1829.4625 | 0 | 474.6933 | 0 | 2304.1558 | 9754.2184 | 0 | 0 | 9754.2184 | -7450.0627 | -6375.9311
2026 | 5720.1835 | 0 | 481.6588 | 0 | 6201.8423 | 10144.7837 | 0 | 0 | 10144.7837 | -3942.9413 | -9497.6649
2027 | 9929.4403 | 0 | 488.7523 | 0 | 10418.1926 | 10551.5432 | 0 | 0 | 10551.5432 | -133.3506 | -9595.3351
2028 | 14786.612 | 0 | 496.8982 | 0 | 15283.5102 | 10995.5876 | 0 | 0 | 10995.5876 | 4287.9226 | -6689.9335
2029 | 19263.7849 | 0 | 504.8196 | 0 | 19768.6045 | 11450.1462 | 0 | 0 | 11450.1462 | 8318.4583 | -1475.6586
2030 | 23928.5258 | 0 | 513.3882 | 0 | 24441.914 | 11935.6095 | 0 | 0 | 11935.6095 | 12506.3045 | 5776.5773
2031 | 28952.4509 | 0 | 522.2453 | 0 | 29474.6962 | 12445.0639 | 0 | 0 | 12445.0639 | 17029.6323 | 14912.2398
2032 | 34317.0723 | 0 | 531.2969 | 0 | 34848.3692 | 12977.2814 | 0 | 0 | 12977.2814 | 21871.0877 | 25766.4193
2033 | 40259.1389 | 0 | 540.455 | 0 | 40799.594 | 13530.9999 | 0 | 0 | 13530.9999 | 27268.594 | 38285.7529
2034 | 46425.8639 | 0 | 549.634 | 0 | 46975.4979 | 14104.8283 | 0 | 0 | 14104.8283 | 32870.6696 | 52246.828
2035 | 50248.9006 | 0 | 0 | 0 | 50248.9006 | 0 | 0 | 0 | 0 | 50248.9006 | 71990.5361
2036 | 51890.6001 | 0 | 0 | 0 | 51890.6001 | 0 | 0 | 0 | 0 | 51890.6001 | 90852.3171
2037 | 53707.3051 | 0 | 0 | 0 | 53707.3051 | 0 | 0 | 0 | 0 | 53707.3051 | 108912.3781
2038 | 56074.8457 | 0 | 0 | 0 | 56074.8457 | 0 | 0 | 0 | 0 | 56074.8457 | 126356.3663
2039 | 58168.692 | 0 | 0 | 0 | 58168.692 | 0 | 0 | 0 | 0 | 58168.692 | 143096.4969
2040 | 60324.6096 | 0 | 474.6933 | 0 | 60799.3029 | 14127.0167 | 0 | 0 | 14127.0167 | 46672.2862 | 155522.1855
2041 | 62477.9843 | 0 | 481.6588 | 0 | 62959.6431 | 14692.6716 | 0 | 0 | 14692.6716 | 48266.9715 | 167410.0347
2042 | 63896.9096 | 0 | 488.7523 | 0 | 64385.6619 | 15281.7807 | 0 | 0 | 15281.7807 | 49103.8813 | 178598.2523
2043 | 65302.51 | 0 | 496.8982 | 0 | 65799.4082 | 15924.8893 | 0 | 0 | 15924.8893 | 49874.5189 | 189110.9857
2044 | 67092.5015 | 0 | 504.8196 | 0 | 67597.321 | 16583.2257 | 0 | 0 | 16583.2257 | 51014.0953 | 199058.6007
2045 | 69106.7781 | 0 | 513.3882 | 0 | 69620.1662 | 17286.3214 | 0 | 0 | 17286.3214 | 52333.8449 | 208499.2804
2046 | 70487.6531 | 0 | 522.2453 | 0 | 71009.8984 | 18024.1632 | 0 | 0 | 18024.1632 | 52985.7352 | 217341.7064
2047 | 72265.0474 | 0 | 531.2969 | 0 | 72796.3443 | 18794.9729 | 0 | 0 | 18794.9729 | 54001.3713 | 225678.6931
2048 | 74446.9108 | 0 | 540.455 | 0 | 74987.3659 | 19596.9224 | 0 | 0 | 19596.9224 | 55390.4435 | 233589.6861
2049 | 76701.8859 | 0 | 549.634 | 0 | 77251.5199 | 20427.9969 | 0 | 0 | 20427.9969 | 56823.523 | 241097.5461
2050 | 79456.8454 | 0 | 0 | 0 | 79456.8454 | 0 | 0 | 0 | 0 | 79456.8454 | 250809.6021
2051 | 80435.3481 | 0 | 0 | 0 | 80435.3481 | 0 | 0 | 0 | 0 | 80435.3481 | 259904.936
2052 | 82094.3012 | 0 | 0 | 0 | 82094.3012 | 0 | 0 | 0 | 0 | 82094.3012 | 268492.6299
2053 | 85078.2255 | 0 | 0 | 0 | 85078.2255 | 0 | 0 | 0 | 0 | 85078.2255 | 276725.9276
2054 | 87154.0309 | 0 | 0 | 0 | 87154.0309 | 0 | 0 | 0 | 0 | 87154.0309 | 284528.4446
2055 | 89300.6565 | 0 | 474.6933 | 0 | 89775.3497 | 20460.1323 | 0 | 0 | 20460.1323 | 69315.2174 | 290269.1819
2056 | 91521.2821 | 0 | 481.6588 | 0 | 92002.9409 | 21279.3693 | 0 | 0 | 21279.3693 | 70723.5716 | 295687.8821
2057 | 93819.2344 | 0 | 488.7523 | 0 | 94307.9868 | 22132.5749 | 0 | 0 | 22132.5749 | 72175.4119 | 300803.6643
2058 | 96197.9938 | 0 | 496.8982 | 0 | 96694.892 | 23063.988 | 0 | 0 | 23063.988 | 73630.904 | 305631.7477
2059 | 98661.2008 | 0 | 504.8196 | 0 | 99166.0203 | 24017.4554 | 0 | 0 | 24017.4554 | 75148.565 | 310190.3024
2060 | 101212.6643 | 0 | 513.3882 | 0 | 101726.0525 | 25035.7475 | 0 | 0 | 25035.7475 | 76690.3049 | 314493.9706
2061 | 103856.369 | 0 | 522.2453 | 0 | 104378.6142 | 26104.3626 | 0 | 0 | 26104.3626 | 78274.2517 | 318557.5532
2062 | 106596.4834 | 0 | 531.2969 | 0 | 107127.7802 | 27220.7248 | 0 | 0 | 27220.7248 | 79907.0554 | 322395.2189
2063 | 109437.3687 | 0 | 540.455 | 0 | 109977.8238 | 28382.1868 | 0 | 0 | 28382.1868 | 81595.637 | 326020.4926
2064 | 112720.4898 | 0 | 549.634 | 0 | 113270.1238 | 29585.8305 | 0 | 0 | 29585.8305 | 83684.2933 | 329460.1062
2065 | 116102.1045 | 0 | 0 | 0 | 116102.1045 | 0 | 0 | 0 | 0 | 116102.1045 | 333874.7701
2066 | 119585.1676 | 0 | 0 | 0 | 119585.1676 | 0 | 0 | 0 | 0 | 119585.1676 | 338081.3265
2067 | 123172.7226 | 0 | 0 | 0 | 123172.7226 | 0 | 0 | 0 | 0 | 123172.7226 | 342089.5856
2068 | 126867.9043 | 0 | 0 | 0 | 126867.9043 | 0 | 0 | 0 | 0 | 126867.9043 | 345908.8952
2069 | 130673.9414 | 0 | 0 | 0 | 130673.9414 | 0 | 0 | 0 | 0 | 130673.9414 | 349548.1623
2070 | 134594.1597 | 0 | 474.6933 | 0 | 135068.853 | 29632.3722 | 0 | 0 | 29632.3722 | 105436.4808 | 352264.6496
2071 | 138631.9845 | 0 | 481.6588 | 0 | 139113.6433 | 30818.8716 | 0 | 0 | 30818.8716 | 108294.7717 | 354845.8167
2072 | 142790.944 | 0 | 488.7523 | 0 | 143279.6964 | 32054.5677 | 0 | 0 | 32054.5677 | 111225.1287 | 357298.285
2073 | 147074.6723 | 0 | 496.8982 | 0 | 147571.5706 | 33403.5315 | 0 | 0 | 33403.5315 | 114168.0391 | 359627.1101
2074 | 151486.9125 | 0 | 504.8196 | 0 | 151991.7321 | 34784.4366 | 0 | 0 | 34784.4366 | 117207.2955 | 361838.8742
2075 | 156031.5199 | 0 | 513.3882 | 0 | 156544.9081 | 36259.2273 | 0 | 0 | 36259.2273 | 120285.6808 | 363938.7324
2076 | 160712.4655 | 0 | 522.2453 | 0 | 161234.7108 | 37806.9004 | 0 | 0 | 37806.9004 | 123427.8103 | 365932.0701
2077 | 165533.8394 | 0 | 531.2969 | 0 | 166065.1363 | 39423.7258 | 0 | 0 | 39423.7258 | 126641.4105 | 367824.1325
2078 | 170499.8546 | 0 | 540.455 | 0 | 171040.3097 | 41105.8691 | 0 | 0 | 41105.8691 | 129934.4406 | 369620.0064
2079 | 175614.8503 | 0 | 549.634 | 0 | 176164.4843 | 42849.1041 | 0 | 0 | 42849.1041 | 133315.3802 | 371324.611
2080 | 180883.2958 | 0 | 0 | 0 | 180883.2958 | 0 | 0 | 0 | 0 | 180883.2958 | 373464.2165
2081 | 186309.7946 | 0 | 0 | 0 | 186309.7946 | 0 | 0 | 0 | 0 | 186309.7946 | 375502.961
2082 | 191899.0885 | 0 | 0 | 0 | 191899.0885 | 0 | 0 | 0 | 0 | 191899.0885 | 377445.5988
NOM | 5313613.3844 | 0 | 20415.3666 | 0 | 5334028.7509 | 894051.0011 | 0 | 0 | 894051.0011 | 4439977.7499
NPV | 496809.7142 | 0 | 4489.0474 | 0 | 501298.7616 | 123853.1627 | 0 | 0 | 123853.1627 | 377445.5988
| In Service of Gen Unit: |  |  |  | 2035
| Discount Rate : |  |  |  | 8.0956 | %
| Benefit/Cost Ratio ( Col(6) / Col(10)) |  |  |  | 4.0475
(1): page 11; TRC Business Lighting (7): RATE IMPACT TEST |  |  | PSC FORM CE 2.5
TRC Business Lighting (7): PROGRAM METHOD SELECTED: REV_REQ |  |  | PAGE 1 OF 1
[5 empty] | PROGRAM NAME: | TRC Business Lighting
(1) | (2) | (3) | (4) | (5) | (6) | (7) | (8) | (9) | (10) | (11) | (12) | (13) | (14)
| INCREASED | UTILITY |  |  | SELLBACK/ |  | AVOIDED GEN | AVOIDED |  |  |  |  | CUMULATIVE
| SUPPLY | PROGRAM |  | REVENUE | OTHER | TOTAL | UNIT & FUEL | T&D | REVENUE | OTHER | TOTAL | NET | DISCOUNTED
| COSTS | COSTS | INCENTIVES | LOSSES | COSTS | COSTS | BENEFITS | BENEFITS | GAINS | BENEFITS | BENEFITS | BENEFITS | NET BENEFITS
YEAR | $(000) | $(000) | $(000) | $(000) | $(000) | $(000) | $(000) | $(000) | $(000) | $(000) | $(000) | $(000) | $(000)
2023 | 0 | 0 | 0 | 0 | 0 | 0 | 0 | 0 | 0 | 0 | 0 | 0 | 0
2024 | 0 | 0 | 0 | 0 | 0 | 0 | 0 | 0 | 0 | 0 | 0 | 0 | 0
2025 | 0 | 107.2729 | 474.6933 | 1518.4539 | 0 | 2100.4201 | 433.0374 | 0 | 0 | 0.060787 | 433.0982 | -1667.3218 | -1426.9315
2026 | 0 | 111.5682 | 481.6588 | 4747.7523 | 0 | 5340.9793 | 1499.252 | 486.3907 | 0 | 0.18325 | 1985.826 | -3355.1534 | -4083.2975
2027 | 0 | 116.0416 | 488.7523 | 8241.4354 | 0 | 8846.2293 | 2486.2054 | 966.6316 | 0 | 0.30752 | 3453.1445 | -5393.0848 | -8033.3661
2028 | 0 | 120.925 | 496.8982 | 12272.8879 | 0 | 12890.7111 | 3625.8611 | 1456.0544 | 0 | 0.43374 | 5082.3492 | -7808.3619 | -13324.1396
2029 | 0 | 125.924 | 504.8196 | 15988.9415 | 0 | 16619.6851 | 4794.1284 | 1956.707 | 0 | 0.56201 | 6751.3974 | -9868.2877 | -19509.897
2030 | 0 | 131.263 | 513.3882 | 19860.6765 | 0 | 20505.3276 | 5360.4484 | 2469.3468 | 0 | 0.6924 | 7830.4876 | -12674.84 | -26859.8644
2031 | 0 | 136.8657 | 522.2453 | 24030.5342 | 0 | 24689.6453 | 5872.1281 | 2995.6516 | 0 | 0.82502 | 8868.6048 | -15821.0405 | -35347.1695
2032 | 0 | 142.7188 | 531.2969 | 28483.17 | 0 | 29157.1857 | 6523.7665 | 3536.8342 | 0 | 0.95993 | 10061.5607 | -19095.625 | -44823.9429
2033 | 0 | 148.8084 | 540.455 | 33415.0853 | 0 | 34104.3488 | 8529.0196 | 4093.8293 | 0 | 1.0972 | 12623.9461 | -21480.4027 | -54685.8494
2034 | 0 | 155.1191 | 549.634 | 38533.467 | 0 | 39238.2202 | 10222.9202 | 4667.3688 | 0 | 1.2368 | 14891.5257 | -24346.6945 | -65026.5585
2035 | 0 | 0 | 0 | 41706.5875 | 0 | 41706.5875 | 18808.8662 | 5233.7154 | 0 | 1.18 | 24043.7615 | -17662.826 | -71966.6045
2036 | 0 | 0 | 0 | 43069.1981 | 0 | 43069.1981 | 18991.918 | 5100.7763 | 0 | 1.1702 | 24093.8644 | -18975.3337 | -78863.9729
2037 | 0 | 0 | 0 | 44577.0632 | 0 | 44577.0632 | 19403.464 | 4969.2466 | 0 | 1.1682 | 24373.8788 | -20203.1844 | -85657.6622
2038 | 0 | 0 | 0 | 46542.1219 | 0 | 46542.1219 | 20136.9743 | 4841.3355 | 0 | 1.1623 | 24979.4722 | -21562.6497 | -92365.4578
2039 | 0 | 0 | 0 | 48280.0143 | 0 | 48280.0143 | 20719.6551 | 4716.1851 | 0 | 1.1565 | 25436.9966 | -22843.0177 | -98939.3567
2040 | 0 | 155.3632 | 474.6933 | 50069.426 | 0 | 50699.4824 | 21401.698 | 4592.9949 | 0 | 1.1545 | 25995.8474 | -24703.6351 | -105516.2721
2041 | 0 | 161.584 | 481.6588 | 51856.7269 | 0 | 52499.9698 | 22150.2768 | 4471.91 | 0 | 1.1467 | 26623.3335 | -25876.6363 | -111889.5236
2042 | 0 | 168.0628 | 488.7523 | 53034.435 | 0 | 53691.2501 | 22317.779 | 4354.2064 | 0 | 1.1486 | 26673.134 | -27018.116 | -118045.5454
2043 | 0 | 175.1354 | 496.8982 | 54201.0833 | 0 | 54873.1169 | 22847.7481 | 4240.6596 | 0 | 1.1486 | 27089.5563 | -27783.5606 | -123901.8659
2044 | 0 | 182.3756 | 504.8196 | 55686.7762 | 0 | 56373.9713 | 23655.1405 | 4131.3948 | 0 | 1.1447 | 27787.68 | -28586.2914 | -129476.1178
2045 | 0 | 190.1079 | 513.3882 | 57358.6258 | 0 | 58062.1219 | 24823.6164 | 4026.595 | 0 | 1.1428 | 28851.3542 | -29210.7677 | -134745.5472
2046 | 0 | 198.2224 | 522.2453 | 58504.7521 | 0 | 59225.2198 | 25145.9203 | 3926.6704 | 0 | 1.1389 | 29073.7295 | -30151.4903 | -139777.3227
2047 | 0 | 206.6994 | 531.2969 | 59979.9893 | 0 | 60717.9856 | 26012.2605 | 3832.2599 | 0 | 1.1389 | 29845.6592 | -30872.3264 | -144543.5382
2048 | 0 | 215.519 | 540.455 | 61790.936 | 0 | 62546.91 | 26878.6129 | 3743.8252 | 0 | 1.1408 | 30623.5789 | -31923.3311 | -149102.9032
2049 | 0 | 224.6588 | 549.634 | 63662.5653 | 0 | 64436.8581 | 27813.1344 | 3661.6418 | 0 | 1.1369 | 31475.9132 | -32960.9449 | -153457.8982
2050 | 0 | 0 | 0 | 65949.1817 | 0 | 65949.1817 | 29277.1701 | 3585.9984 | 0 | 1.1349 | 32864.3035 | -33084.8782 | -157501.8819
2051 | 0 | 0 | 0 | 66761.3389 | 0 | 66761.3389 | 29159.4458 | 3515.7713 | 0 | 1.1349 | 32676.3521 | -34084.9868 | -161356.0871
2052 | 0 | 0 | 0 | 68138.27 | 0 | 68138.27 | 29165.3753 | 3448.3529 | 0 | 1.1369 | 32614.8651 | -35523.4049 | -165072.1079
2053 | 0 | 0 | 0 | 70614.9271 | 0 | 70614.9271 | 28884.0513 | 3382.4424 | 0 | 1.133 | 32267.6267 | -38347.3004 | -168783.1014
2054 | 0 | 0 | 0 | 72337.8457 | 0 | 72337.8457 | 28941.7659 | 3318.1025 | 0 | 1.131 | 32260.9994 | -40076.8463 | -172371.0051
2055 | 0 | 225.0122 | 474.6933 | 74119.5449 | 0 | 74819.2503 | 28425.8544 | 3255.3985 | 0 | 1.131 | 31682.384 | -43136.8664 | -175943.6322
2056 | 0 | 234.0218 | 481.6588 | 75962.6641 | 0 | 76678.3448 | 28387.6957 | 3194.0688 | 0 | 1.131 | 31582.8955 | -45095.4493 | -179398.7563
2057 | 0 | 243.405 | 488.7523 | 77869.9646 | 0 | 78602.122 | 28418.4384 | 3133.5095 | 0 | 1.1291 | 31553.077 | -47049.045 | -182733.5855
2058 | 0 | 253.6483 | 496.8982 | 79844.3348 | 0 | 80594.8814 | 28083.115 | 3073.4173 | 0 | 1.1271 | 31157.6594 | -49437.2219 | -185975.2546
2059 | 0 | 264.1342 | 504.8196 | 81888.7967 | 0 | 82657.7504 | 28159.9143 | 3013.804 | 0 | 1.1291 | 31174.8474 | -51482.903 | -189098.2368
2060 | 0 | 275.3329 | 513.3882 | 84006.5114 | 0 | 84795.2325 | 28134.676 | 2954.6815 | 0 | 1.1291 | 31090.4866 | -53704.7459 | -192112.0129
2061 | 0 | 287.0851 | 522.2453 | 86200.7862 | 0 | 87010.1167 | 27701.0156 | 2896.062 | 0 | 1.131 | 30598.2086 | -56411.908 | -195040.6189
2062 | 0 | 299.3624 | 531.2969 | 88475.0812 | 0 | 89305.7405 | 27948.0484 | 2838.7412 | 0 | 1.1291 | 30787.9186 | -58517.8219 | -197851.0321
2063 | 0 | 312.1357 | 540.455 | 90833.016 | 0 | 91685.6068 | 27977.0081 | 2782.963 | 0 | 1.1291 | 30761.1001 | -60924.5067 | -200557.8926
2064 | 0 | 325.3729 | 549.634 | 93558.0065 | 0 | 94433.0134 | 27420.1791 | 2728.7864 | 0 | 1.1271 | 30150.0926 | -64282.9209 | -203200.066
2065 | 0 | 0 | 0 | 96364.7467 | 0 | 96364.7467 | 27513.7181 | 2676.2746 | 0 | 1.1291 | 30191.1218 | -66173.6249 | -205716.2505
2066 | 0 | 0 | 0 | 99255.6891 | 0 | 99255.6891 | 27171.2574 | 2625.493 | 0 | 1.1291 | 29797.8795 | -69457.8096 | -208159.5149
2067 | 0 | 0 | 0 | 102233.3598 | 0 | 102233.3598 | 27401.0785 | 2576.5626 | 0 | 1.1291 | 29978.7702 | -72254.5896 | -210510.8076
2068 | 0 | 0 | 0 | 105300.3606 | 0 | 105300.3606 | 27490.5768 | 2529.7646 | 0 | 1.1291 | 30021.4705 | -75278.8901 | -212777.0497
2069 | 0 | 0 | 0 | 108459.3714 | 0 | 108459.3714 | 27463.6055 | 2485.1869 | 0 | 1.1291 | 29949.9215 | -78509.4499 | -214963.5365
2070 | 0 | 325.8847 | 474.6933 | 111713.1525 | 0 | 112513.7306 | 27154.9788 | 2389.5425 | 0 | 1.1291 | 29545.6504 | -82968.0802 | -217101.1434
2071 | 0 | 338.9334 | 481.6588 | 115064.5471 | 0 | 115885.1393 | 27058.2698 | 2289.3722 | 0 | 1.1291 | 29348.771 | -86536.3683 | -219163.7067
2072 | 0 | 352.5231 | 488.7523 | 118516.4835 | 0 | 119357.7589 | 26962.7435 | 2191.8338 | 0 | 1.1291 | 29155.7063 | -90202.0526 | -221152.6248
2073 | 0 | 367.3584 | 496.8982 | 122071.978 | 0 | 122936.2347 | 26868.4298 | 2096.6076 | 0 | 1.1291 | 28966.1665 | -93970.0682 | -223069.4472
2074 | 0 | 382.545 | 504.8196 | 125734.1374 | 0 | 126621.502 | 26811.183 | 2003.8155 | 0 | 1.1291 | 28816.1276 | -97805.3744 | -224915.0868
2075 | 0 | 398.7642 | 513.3882 | 129506.1615 | 0 | 130418.3139 | 26755.2273 | 1913.4951 | 0 | 1.1291 | 28669.8515 | -101748.4624 | -226691.3359
2076 | 0 | 415.7849 | 522.2453 | 133391.3463 | 0 | 134329.3765 | 26720.3231 | 1807.9246 | 0 | 1.1291 | 28529.3768 | -105799.9997 | -228399.9875
2077 | 0 | 433.5661 | 531.2969 | 137393.0867 | 0 | 138357.9497 | 26686.7754 | 1705.1877 | 0 | 1.1291 | 28393.0923 | -109964.8574 | -230042.897
2078 | 0 | 452.0656 | 540.455 | 141514.8793 | 0 | 142507.4 | 26654.6181 | 1605.0806 | 0 | 1.1291 | 28260.8277 | -114246.5722 | -231621.9428
2079 | 0 | 471.237 | 549.634 | 145760.3257 | 0 | 146781.1967 | 26623.8858 | 1507.6929 | 0 | 1.1291 | 28132.7078 | -118648.4889 | -233139.0128
2080 | 0 | 0 | 0 | 150133.1355 | 0 | 150133.1355 | 26594.6143 | 1497.6265 | 0 | 1.1291 | 28093.3699 | -122039.7656 | -234582.5787
2081 | 0 | 0 | 0 | 154637.1296 | 0 | 154637.1296 | 26566.8401 | 1501.6764 | 0 | 1.1291 | 28069.6455 | -126567.484 | -235967.577
2082 | 0 | 0 | 0 | 159276.2434 | 0 | 159276.2434 | 26540.6005 | 1506.8576 | 0 | 1.1291 | 28048.5872 | -131227.6563 | -237296.0243
NOM | 0 | 9832.4083 | 20415.3666 | 4410299.109 | 0 | 4440546.8839 | 1301576.311 | 172504.3256 | 0 | 60.9239 | 1474141.5605 | -2966405.3234
NPV | 0 | 1362.0866 | 4489.0474 | 412352.0628 | 0 | 418203.1967 | 148005.7615 | 32892.1102 | 0 | 9.3007 | 180907.1725 | -237296.0243
| Discount Rate : |  |  |  | 8.0956 | %
| Benefit/Cost Ratio (Col(12) / Col(7)) : |  |  |  | 0.43258