## Outputs
page 1 | FPL 000416 | [12 empty] | PSC FORM CE 1
2024-06-07 12:15 | 20240012-EG |  |  |  | INPUT DATA -- PART 1 CONTINUED | [8 empty] | PAGE 1 OF 1
PROGRAM METHOD SELECTED: REV_REQ
|  |  |  | PROGRAM NAME: | TRC Custom
I. | PROGRAM DEMAND SAVINGS & LINE LOSSES | [5 empty] | IV. | AVOIDED GENERATOR AND T&D COSTS
| (1) CUSTOMER kW REDUCTION AT METER ........................................................................................... |  |  |  | 0.9821 | kW |  | (1) BASE YEAR ............................................................................................................................. |  |  |  | 2023
| (2) GENERATOR kW REDUCTION PER CUSTOMER .......................................................................................... |  |  |  | 1.265 | kW |  | (2) IN-SERVICE YEAR FOR AVOIDED GENERATING UNIT .............................................................................. |  |  |  | 2035
| (3) kW LINE LOSS PERCENTAGE ................................................................................................... |  |  |  | 5.2837 | % |  | (3) IN-SERVICE YEAR FOR AVOIDED T&D ........................................................................... |  |  |  | 2026-2035
| (4) GENERATOR kWh REDUCTION PER CUSTOMER ...................................................................................... |  |  |  | 7335.2719 | kWh |  | (4) BASE YEAR AVOIDED GENERATING COST .................................................................................... |  |  |  | 786.3466 | $/kW
| (5) kWh LINE LOSS PERCENTAGE ............................................................................................... |  |  |  | 4.1934 | % |  | (5) BASE YEAR AVOIDED TRANSMISSION COST .................................................................................... |  |  |  | 499.1222 | $/kW
| (6) GROUP LINE LOSS MULTIPLIER................................................................................................................ |  |  |  | 1 |  |  | (6) BASE YEAR DISTRIBUTION COST ........................................................................................ |  |  |  | 196.5828 | $/kW
| (7) CUSTOMER kWh INCREASE AT METER ......................................................................................... |  |  |  | 0 | kWh |  | (7) GEN, TRAN & DIST COST ESCALATION RATE .................................................................................... |  |  |  | 2 | %**
[8 empty] | (8) GENERATOR FIXED O & M COST .............................................................................................. |  |  |  | 11.8679 | $/kW/YR
II. | ECONOMIC LIFE & K FACTORS | [6 empty] | (9) GENERATOR FIXED O&M ESCALATION RATE .......................................................................................... |  |  |  | 2.5 | %**
[8 empty] | (10) TRANSMISSION FIXED O & M COST ............................................................................................. |  |  |  | 3.4308 | $/kW
| (1) STUDY PERIOD FOR THE CONSERVATION PROGRAM ........................................................................................ |  |  |  | 62 | YEARS |  | (11) DISTRIBUTION FIXED O & M COST .............................................................................................. |  |  |  | 4.4467 | $/kW
| (2) GENERATOR ECONOMIC LIFE ..................................................................................................... |  |  |  | 50 | YEARS |  | (12) T&D FIXED O&M ESCALATION RATE ................................................................................................. |  |  |  | 2.5 | %**
| (3) T&D ECONOMIC LIFE ..................................................................................................................... |  |  |  | 50 | YEARS |  | (13) AVOIDED GEN UNIT VARIABLE O & M COSTS .................................................................................................. |  |  |  | 0.0079521 | CENTS/kWh
| (4) K FACTOR FOR GENERATION .............................................................................................. |  |  |  | 1.37 |  |  | (14) GENERATOR VARIABLE O&M COST ESCALATION RATE ......................................................................................... |  |  |  | 2.5 | %**
| (5) K FACTOR FOR T & D........................................................................................................................ |  |  |  | 1.3065 |  |  | (15) GENERATOR CAPACITY FACTOR ............................................................................................. |  |  |  | 65 | ** (In-service year)
[8 empty] | (16) AVOIDED GENERATING UNIT FUEL COST ........................................................................................... |  |  |  | 6.499 | CENTS/kWh** (In-service year)
III. | UTILITY & CUSTOMER COSTS | [6 empty] | (17) AVOIDED GEN UNIT FUEL COST ESCALATION RATE ................................................................................................... |  |  |  | -2.0003 | %**
| (1) UTILITY NON RECURRING COST PER CUSTOMER ........................................................................................................ |  |  |  | *** | $/CUST | V. | NON-FUEL ENERGY AND DEMAND CHARGES
| (2) UTILITY RECURRING COST PER CUSTOMER ...................................................................................... |  |  |  | *** | $/CUST
| (3) UTILITY COST ESCALATION RATE ......................................................................................... |  |  |  | *** | %** |  | (1) NON FUEL COST IN CUSTOMER BILL .................................................................................... |  |  |  | *** | CENTS/kWh
| (4) CUSTOMER EQUIPMENT COST ....................................................................................................................... |  |  |  | *** | $/CUST |  | (2) NON-FUEL COST ESCALATION RATE ........................................................................................ |  |  |  | *** | %
| (5) CUSTOMER EQUIPMENT ESCALATION RATE ................................................................................... |  |  |  | *** | %** |  | (3) DEMAND CHARGE IN CUSTOMER BILL ........................................................................................... |  |  |  | *** | $/kW/MO
| (6) CUSTOMER O & M COST ................................................................................................................ |  |  |  | *** | $/CUST/YR |  | (4) DEMAND CHARGE ESCALATION RATE ....................................................................................... |  |  |  | *** | %
| (7) CUSTOMER O & M COST ESCALATION RATE ................................................................................................................ |  |  |  | *** | %**
* | (8) INCREASED SUPPLY COSTS ................................................................................................................ |  |  |  | *** | $/CUST/YR | VI. | COST-EFFECTIVENESS RATIOS
* | (9) SUPPLY COSTS ESCALATION RATES......................................................................................... |  |  |  | *** | %**
* | (10) UTILITY DISCOUNT RATE ....................................................................................................... |  |  |  | 8.0956 | % |  | (1) RIM TEST ………….……………………………………………………………………………………………………………….………………………………… |  |  |  | 0.3941
* | (11) UTILITY AFUDC RATE......................................................................................................................... |  |  |  | 6.22 | % |  | (2) TRC TEST……...………………………………………………………………………………………………………………………………………….. |  |  |  | 1.1885
* | (12) UTILITY NON RECURRING REBATE/INCENTIVE ...................................................................................... |  |  |  | *** | $/CUST |  | (3) PARTICIPANT TEST ……………...…………………………………………………….…………..………………………………………………….. |  |  |  | 3.9793
* | (13) UTILITY RECURRING REBATE/INCENTIVE ...................................................................................... |  |  |  | *** | $/CUST
* | (14) UTILITY REBATE/INCENTIVE ESCALATION RATE .................................................................................... |  |  |  | *** | %
* SUPPLEMENTAL INFORMATION NOT SPECIFIED IN WORKBOOK
** VALUE SHOWN IS FOR FIRST YEAR ONLY (VALUE VARIES OVER TIME)
*** PROGRAM COST CALCULATION VALUES ARE SHOWN ON PAGE 2
page 2 |  |  |  |  | * INPUT DATA -- PART 1 CONTINUED
PROGRAM METHOD SELECTED: REV_REQ
|  |  |  | PROGRAM NAME: | TRC Custom
| (1) | (2) | (3) | (4) | (5) | (6) | (7) | (8) | (9) | (10)
| UTILITY |  |  | TOTAL | ENERGY | DEMAND
| PROGRAM COSTS |  | OTHER | UTILITY | CHARGE | CHARGE | PARTICIPANT | PARTICIPANT | OTHER | TOTAL
| WITHOUT | UTILITY | UTILITY | PROGRAM | REVENUE | REVENUE | EQUIPMENT | O&M | PARTICIPANT | PARTICIPANT
| INCENTIVES | INCENTIVES | COSTS | COSTS | LOSSES | LOSSES | COSTS | COSTS | COSTS | COSTS
YEAR | $(000) | $(000) | $(000) | $(000) | $(000) | $(000) | $(000) | $(000) | $(000) | $(000)
2023 | 0 | 0 | 0 | 0 | 0 | 0 | 0 | 0 | 0 | 0
2024 | 0 | 0 | 0 | 0 | 0 | 0 | 0 | 0 | 0 | 0
2025 | 34.6995 | 89.146 | 0 | 123.8455 | 28.2145 | 0 | 205.0731 | 0 | 0 | 205.0731
2026 | 39.931 | 100.0841 | 0 | 140.0151 | 91.3796 | 0 | 235.9913 | 0 | 0 | 235.9913
2027 | 46.2666 | 113.1354 | 0 | 159.402 | 166.924 | 0 | 273.4345 | 0 | 0 | 273.4345
2028 | 55.9452 | 133.4657 | 0 | 189.4109 | 264.6505 | 0 | 330.6346 | 0 | 0 | 330.6346
2029 | 67.0336 | 156.0184 | 0 | 223.052 | 370.4354 | 0 | 396.167 | 0 | 0 | 396.167
2030 | 78.2606 | 177.7063 | 0 | 255.9669 | 494.7722 | 0 | 462.5185 | 0 | 0 | 462.5185
2031 | 89.1662 | 197.5311 | 0 | 286.6973 | 640.9012 | 0 | 526.9698 | 0 | 0 | 526.9698
2032 | 99.4212 | 214.8772 | 0 | 314.2984 | 807.9346 | 0 | 587.5767 | 0 | 0 | 587.5767
2033 | 108.8735 | 229.5673 | 0 | 338.4409 | 1000.768 | 0 | 643.44 | 0 | 0 | 643.44
2034 | 117.5183 | 241.7515 | 0 | 359.2698 | 1209.8614 | 0 | 694.5301 | 0 | 0 | 694.5301
2035 | 0 | 0 | 0 | 0 | 1336.7107 | 0 | 0 | 0 | 0 | 0
2036 | 0 | 0 | 0 | 0 | 1380.3829 | 0 | 0 | 0 | 0 | 0
2037 | 0 | 0 | 0 | 0 | 1428.7105 | 0 | 0 | 0 | 0 | 0
2038 | 0 | 0 | 0 | 0 | 1491.6913 | 0 | 0 | 0 | 0 | 0
2039 | 0 | 0 | 0 | 0 | 1547.3914 | 0 | 0 | 0 | 0 | 0
2040 | 0 | 0 | 0 | 0 | 1604.7426 | 0 | 0 | 0 | 0 | 0
2041 | 51.5116 | 89.146 | 0 | 140.6576 | 1662.0262 | 0 | 304.4322 | 0 | 0 | 304.4322
2042 | 59.2778 | 100.0841 | 0 | 159.3619 | 1699.7722 | 0 | 350.3304 | 0 | 0 | 350.3304
2043 | 68.6831 | 113.1354 | 0 | 181.8185 | 1737.1637 | 0 | 405.9151 | 0 | 0 | 405.9151
2044 | 83.0509 | 133.4657 | 0 | 216.5166 | 1784.7807 | 0 | 490.8289 | 0 | 0 | 490.8289
2045 | 99.5118 | 156.0184 | 0 | 255.5302 | 1838.364 | 0 | 588.1121 | 0 | 0 | 588.1121
2046 | 116.1784 | 177.7063 | 0 | 293.8846 | 1875.0978 | 0 | 686.6113 | 0 | 0 | 686.6113
2047 | 132.3677 | 197.5311 | 0 | 329.8988 | 1922.3796 | 0 | 782.2896 | 0 | 0 | 782.2896
2048 | 147.5913 | 214.8772 | 0 | 362.4685 | 1980.4211 | 0 | 872.2608 | 0 | 0 | 872.2608
2049 | 161.6234 | 229.5673 | 0 | 391.1907 | 2040.4075 | 0 | 955.1902 | 0 | 0 | 955.1902
2050 | 174.4565 | 241.7515 | 0 | 416.2081 | 2113.6943 | 0 | 1031.0338 | 0 | 0 | 1031.0338
2051 | 0 | 0 | 0 | 0 | 2139.7243 | 0 | 0 | 0 | 0 | 0
2052 | 0 | 0 | 0 | 0 | 2183.8554 | 0 | 0 | 0 | 0 | 0
2053 | 0 | 0 | 0 | 0 | 2263.2331 | 0 | 0 | 0 | 0 | 0
2054 | 0 | 0 | 0 | 0 | 2318.4533 | 0 | 0 | 0 | 0 | 0
2055 | 0 | 0 | 0 | 0 | 2375.5573 | 0 | 0 | 0 | 0 | 0
2056 | 0 | 0 | 0 | 0 | 2434.63 | 0 | 0 | 0 | 0 | 0
2057 | 76.4692 | 89.146 | 0 | 165.6152 | 2495.7596 | 0 | 451.9313 | 0 | 0 | 451.9313
2058 | 87.9983 | 100.0841 | 0 | 188.0824 | 2559.0389 | 0 | 520.0675 | 0 | 0 | 520.0675
2059 | 101.9604 | 113.1354 | 0 | 215.0958 | 2624.5646 | 0 | 602.5833 | 0 | 0 | 602.5833
2060 | 123.2896 | 133.4657 | 0 | 256.7553 | 2692.4381 | 0 | 728.6383 | 0 | 0 | 728.6383
2061 | 147.7258 | 156.0184 | 0 | 303.7442 | 2762.7654 | 0 | 873.0557 | 0 | 0 | 873.0557
2062 | 172.4674 | 177.7063 | 0 | 350.1737 | 2835.6573 | 0 | 1019.2783 | 0 | 0 | 1019.2783
2063 | 196.5005 | 197.5311 | 0 | 394.0316 | 2911.2299 | 0 | 1161.3133 | 0 | 0 | 1161.3133
2064 | 219.1001 | 214.8772 | 0 | 433.9773 | 2998.5668 | 0 | 1294.8761 | 0 | 0 | 1294.8761
2065 | 239.9308 | 229.5673 | 0 | 469.4981 | 3088.5238 | 0 | 1417.9853 | 0 | 0 | 1417.9853
2066 | 258.9817 | 241.7515 | 0 | 500.7332 | 3181.1796 | 0 | 1530.5755 | 0 | 0 | 1530.5755
2067 | 0 | 0 | 0 | 0 | 3276.6149 | 0 | 0 | 0 | 0 | 0
2068 | 0 | 0 | 0 | 0 | 3374.9134 | 0 | 0 | 0 | 0 | 0
2069 | 0 | 0 | 0 | 0 | 3476.1608 | 0 | 0 | 0 | 0 | 0
2070 | 0 | 0 | 0 | 0 | 3580.4456 | 0 | 0 | 0 | 0 | 0
2071 | 0 | 0 | 0 | 0 | 3687.859 | 0 | 0 | 0 | 0 | 0
2072 | 0 | 0 | 0 | 0 | 3798.4948 | 0 | 0 | 0 | 0 | 0
2073 | 113.519 | 89.146 | 0 | 202.665 | 3912.4496 | 0 | 670.8946 | 0 | 0 | 670.8946
2074 | 130.6339 | 100.0841 | 0 | 230.718 | 4029.8231 | 0 | 772.0431 | 0 | 0 | 772.0431
2075 | 151.3607 | 113.1354 | 0 | 264.4962 | 4150.7178 | 0 | 894.5383 | 0 | 0 | 894.5383
2076 | 183.0241 | 133.4657 | 0 | 316.4898 | 4275.2393 | 0 | 1081.6676 | 0 | 0 | 1081.6676
2077 | 219.2998 | 156.0184 | 0 | 375.3181 | 4403.4965 | 0 | 1296.0561 | 0 | 0 | 1296.0561
2078 | 256.0289 | 177.7063 | 0 | 433.7352 | 4535.6014 | 0 | 1513.1244 | 0 | 0 | 1513.1244
2079 | 291.7062 | 197.5311 | 0 | 489.2372 | 4671.6694 | 0 | 1723.9761 | 0 | 0 | 1723.9761
2080 | 325.2553 | 214.8772 | 0 | 540.1326 | 4811.8195 | 0 | 1922.2509 | 0 | 0 | 1922.2509
2081 | 356.1787 | 229.5673 | 0 | 585.746 | 4956.1741 | 0 | 2105.0071 | 0 | 0 | 2105.0071
2082 | 384.4598 | 241.7515 | 0 | 626.2113 | 5104.8593 | 0 | 2272.1479 | 0 | 0 | 2272.1479
NOM | 5867.2583 | 6613.132 | 0 | 12480.3903 | 140431.0938 | 0 | 34675.3509 | 0 | 0 | 34675.3509
NPV | 704.7535 | 1325.2189 | 0 | 2029.9724 | 12656.4015 | 0 | 4165.0759 | 0 | 0 | 4165.0759
* SUPPLEMENTAL INFORMATION NOT SPECIFIED IN WORKBOOK
** NEGATIVE COSTS WILL BE CALCULATED AS POSITIVE BENEFITS FOR TRC AND RIM TESTS
page 2b | PROGRAM NAME: (4): INPUT DATA - PART 1 CONTINUED
PROGRAM METHOD SELECTED: REV_REQ
| ESCALATION RATES |  | PROGRAM NAME: | TRC Custom
| (1) | (2) | (3) | (4) | (5) | (6) | (7a) | (7b) | (8)
[7 empty] | Onpeak | Offpeak
|  |  |  | Fuel | Capacity | Blended | Energy Charge | Energy Charge | Demand Charge
Year | CPI% | PPI-CAP% | O&M% | (cents/kwh) | Factor | Cap. Rate | (cents/kwh) | (cents/kwh) | ($/kw)
2023 | 2.5 | 2.5 | 2.5 | 0 | 0 | 2 | 10.8557 | 0 | 0
2024 | 2.5 | 2.5 | 2.5 | 0 | 0 | 2 | 11.1243 | 0 | 0
2025 | 2.5 | 2.5 | 2.5 | 0 | 0 | 2 | 10.9895 | 0 | 0
2026 | 2.5 | 2.5 | 2.5 | 0 | 0 | 2 | 11.3979 | 0 | 0
2027 | 2.5 | 2.5 | 2.5 | 0 | 0 | 2 | 11.7901 | 0 | 0
2028 | 2.5 | 2.5 | 2.5 | 0 | 0 | 2 | 12.4482 | 0 | 0
2029 | 2.5 | 2.5 | 2.5 | 0 | 0 | 2 | 12.5159 | 0 | 0
2030 | 2.5 | 2.5 | 2.5 | 0 | 0 | 2 | 12.619 | 0 | 0
2031 | 2.5 | 2.5 | 2.5 | 0 | 0 | 2 | 12.8141 | 0 | 0
2032 | 2.5 | 2.5 | 2.5 | 0 | 0 | 2 | 13.0538 | 0 | 0
2033 | 2.5 | 2.5 | 2.5 | 6.273 | 63 | 2 | 13.3985 | 0 | 0
2034 | 2.5 | 2.5 | 2.5 | 6.39 | 65 | 2 | 13.7069 | 0 | 0
2035 | 2.5 | 2.5 | 2.5 | 6.499 | 65 | 2 | 14.0368 | 0 | 0
2036 | 2.5 | 2.5 | 2.5 | 6.369 | 70 | 2 | 14.4954 | 0 | 0
2037 | 2.5 | 2.5 | 2.5 | 6.522 | 71 | 2 | 15.0029 | 0 | 0
2038 | 2.5 | 2.5 | 2.5 | 6.585 | 74 | 2 | 15.6642 | 0 | 0
2039 | 2.5 | 2.5 | 2.5 | 6.588 | 77 | 2 | 16.2491 | 0 | 0
2040 | 2.5 | 2.5 | 2.5 | 6.767 | 78 | 2 | 16.8514 | 0 | 0
2041 | 2.5 | 2.5 | 2.5 | 6.885 | 82 | 2 | 17.4529 | 0 | 0
2042 | 2.5 | 2.5 | 2.5 | 6.948 | 81 | 2 | 17.8493 | 0 | 0
2043 | 2.5 | 2.5 | 2.5 | 7.177 | 81 | 2 | 18.2419 | 0 | 0
2044 | 2.5 | 2.5 | 2.5 | 7.37 | 83 | 2 | 18.742 | 0 | 0
2045 | 2.5 | 2.5 | 2.5 | 7.8 | 84 | 2 | 19.3046 | 0 | 0
2046 | 2.5 | 2.5 | 2.5 | 7.636 | 86 | 2 | 19.6904 | 0 | 0
2047 | 2.5 | 2.5 | 2.5 | 8.086 | 86 | 2 | 20.1869 | 0 | 0
2048 | 2.5 | 2.5 | 2.5 | 8.474 | 85 | 2 | 20.7964 | 0 | 0
2049 | 2.5 | 2.5 | 2.5 | 8.705 | 87 | 2 | 21.4263 | 0 | 0
2050 | 2.5 | 2.5 | 2.5 | 9.119 | 88 | 2 | 22.1959 | 0 | 0
2051 | 2.5 | 2.5 | 2.5 | 9.242 | 88 | 2 | 22.4692 | 0 | 0
2052 | 2.5 | 2.5 | 2.5 | 9.132 | 87 | 2 | 22.9326 | 0 | 0
2053 | 2.5 | 2.5 | 2.5 | 9.066 | 89 | 2 | 23.7662 | 0 | 0
2054 | 2.5 | 2.5 | 2.5 | 8.894 | 90 | 2 | 24.3461 | 0 | 0
2055 | 2.5 | 2.5 | 2.5 | 8.889 | 90 | 2 | 24.9457 | 0 | 0
2056 | 2.5 | 2.5 | 2.5 | 8.72 | 90 | 2 | 25.566 | 0 | 0
2057 | 2.5 | 2.5 | 2.5 | 8.799 | 91 | 2 | 26.2079 | 0 | 0
2058 | 2.5 | 2.5 | 2.5 | 8.597 | 92 | 2 | 26.8724 | 0 | 0
2059 | 2.5 | 2.5 | 2.5 | 8.632 | 91 | 2 | 27.5605 | 0 | 0
2060 | 2.5 | 2.5 | 2.5 | 8.527 | 91 | 2 | 28.2733 | 0 | 0
2061 | 2.5 | 2.5 | 2.5 | 8.455 | 90 | 2 | 29.0118 | 0 | 0
2062 | 2.5 | 2.5 | 2.5 | 8.376 | 91 | 2 | 29.7772 | 0 | 0
2063 | 2.5 | 2.5 | 2.5 | 8.796 | 91 | 2 | 30.5708 | 0 | 0
2064 | 2.5 | 2.5 | 2.5 | 8.585 | 92 | 2 | 31.4879 | 0 | 0
2065 | 2.5 | 2.5 | 2.5 | 8.571 | 91 | 2 | 32.4326 | 0 | 0
2066 | 2.5 | 2.5 | 2.5 | 8.527 | 91 | 2 | 33.4055 | 0 | 0
2067 | 2.5 | 2.5 | 2.5 | 8.572 | 91 | 2 | 34.4077 | 0 | 0
2068 | 2.5 | 2.5 | 2.5 | 8.503 | 91 | 2 | 35.4399 | 0 | 0
2069 | 2.5 | 2.5 | 2.5 | 8.592 | 91 | 2 | 36.5031 | 0 | 0
2070 | 2.5 | 2.5 | 2.5 | 8.326 | 91 | 2 | 37.5982 | 0 | 0
2071 | 2.5 | 2.5 | 2.5 | 8.277 | 91 | 2 | 38.7262 | 0 | 0
2072 | 2.5 | 2.5 | 2.5 | 8.228 | 91 | 2 | 39.888 | 0 | 0
2073 | 2.5 | 2.5 | 2.5 | 8.179 | 91 | 2 | 41.0846 | 0 | 0
2074 | 2.5 | 2.5 | 2.5 | 8.179 | 91 | 2 | 42.3171 | 0 | 0
2075 | 2.5 | 2.5 | 2.5 | 8.179 | 91 | 2 | 43.5867 | 0 | 0
2076 | 2.5 | 2.5 | 2.5 | 8.179 | 91 | 2 | 44.8943 | 0 | 0
2077 | 2.5 | 2.5 | 2.5 | 8.179 | 91 | 2 | 46.2411 | 0 | 0
2078 | 2.5 | 2.5 | 2.5 | 8.179 | 91 | 2 | 47.6283 | 0 | 0
2079 | 2.5 | 2.5 | 2.5 | 8.179 | 91 | 2 | 49.0572 | 0 | 0
2080 | 2.5 | 2.5 | 2.5 | 8.179 | 91 | 2 | 50.5289 | 0 | 0
2081 | 2.5 | 2.5 | 2.5 | 8.179 | 91 | 2 | 52.0447 | 0 | 0
2082 | 2.5 | 2.5 | 2.5 | 8.179 | 91 | 2 | 53.6061 | 0 | 0
Legend:
| Column (1) used for: |  | Utility Cost
Customer Equipment
Supply Costs
| Column (3) used for: |  | Customer O&M Cost
Generator Fixed O&M
T&D Fixed O&M
Generator Variable O&M
| Column (6) used for: |  | Gen, Tran, & Dist Cost
page 3 | TRC Custom (5): CALCULATION OF GEN K-FACTOR |  |  |  |  | PSC FORM CE 1.1A
| TRC Custom (5): PROGRAM METHOD SELECTED REV_REQ |  |  |  |  | PAGE 1 OF 2
|  |  |  | PROGRAM NAME: | TRC Custom
| (2) | (3) | (4) | (5) | (6) | (7) | -8 | -9 | -10 | -11 | -12 | -13 | -14 | -15
REPLACEMENT
[12 empty] | PRESENT |  | COST BASIS
[11 empty] | TOTAL | WORTH | CUMULATIVE | FOR
| MID-YEAR |  | PREFERRED | COMMON | INCOME | PROPERTY | PROPERTY |  | DEFERRED | ITC | FIXED | FIXED | PW FIXED | PROPERTY
| RATE BASE | DEBT | STOCK | EQUITY | TAXES | TAX | INSURANCE | DEPREC. | TAXES | NORMALIZATION | CHARGES | CHARGES | CHARGES | INSURANCE
YEAR | $(000) | $(000) | $(000) | $(000) | $(000) | $(000) | $(000) | $(000) | $(000) | $(000) | $(000) | $(000) | $(000) | $(000)
2035 | 2052.0274 | 29.0986 | 0 | 129.6389 | 24.2023 | 34.4358 | 0.73659 | 40.9219 | 21.9883 | 0 | 281.0224 | 281.0224 | 281.0224 | 2046.0967
2036 | 1994.1805 | 28.2783 | 0 | 125.9843 | 48.0048 | 33.7471 | 0.72186 | 40.9219 | -3.0549 | 0 | 274.6034 | 254.0375 | 535.0599 | 2005.1747
2037 | 1929.4837 | 27.3609 | 0 | 121.8971 | 69.1236 | 33.0584 | 0.70713 | 40.9219 | -25.5613 | 0 | 267.5077 | 228.9391 | 763.999 | 1964.2528
2038 | 1867.2255 | 26.478 | 0 | 117.9638 | 87.9545 | 32.3697 | 0.6924 | 40.9219 | -45.7275 | 0 | 260.6528 | 206.3659 | 970.3649 | 1923.3309
2039 | 1807.2232 | 25.6271 | 0 | 114.1731 | 104.6621 | 31.6809 | 0.67767 | 40.9219 | -63.722 | 0 | 254.0209 | 186.0531 | 1156.418 | 1882.4089
2040 | 1749.3084 | 24.8059 | 0 | 110.5143 | 119.4111 | 30.9922 | 0.66294 | 40.9219 | -79.7132 | 0 | 247.5952 | 167.7651 | 1324.1831 | 1841.487
2041 | 1693.3244 | 24.012 | 0 | 106.9775 | 132.3435 | 30.3035 | 0.6482 | 40.9219 | -93.8463 | 0 | 241.3603 | 151.2923 | 1475.4754 | 1800.5651
2042 | 1639.1259 | 23.2435 | 0 | 103.5534 | 143.601 | 29.6148 | 0.63347 | 40.9219 | -106.2663 | 0 | 235.3018 | 136.4483 | 1611.9237 | 1759.6431
2043 | 1585.9243 | 22.489 | 0 | 100.1924 | 154.5992 | 28.9261 | 0.61874 | 40.9219 | -118.4055 | 0 | 229.3418 | 123.032 | 1734.9557 | 1718.7212
2044 | 1532.8655 | 21.7366 | 0 | 96.8403 | 165.5957 | 28.2374 | 0.60401 | 40.9219 | -130.54 | 0 | 223.3959 | 110.8669 | 1845.8226 | 1677.7993
2045 | 1479.8067 | 20.9843 | 0 | 93.4883 | 176.5969 | 27.5486 | 0.58928 | 40.9219 | -142.6792 | 0 | 217.4501 | 99.8339 | 1945.6565 | 1636.8773
2046 | 1426.7479 | 20.2319 | 0 | 90.1362 | 187.5934 | 26.8599 | 0.57454 | 40.9219 | -154.8137 | 0 | 211.5042 | 89.8316 | 2035.4881 | 1595.9554
2047 | 1373.6892 | 19.4795 | 0 | 86.7842 | 198.5946 | 26.1712 | 0.55981 | 40.9219 | -166.9529 | 0 | 205.5583 | 80.7676 | 2116.2557 | 1555.0335
2048 | 1320.6304 | 18.7271 | 0 | 83.4321 | 209.5911 | 25.4825 | 0.54508 | 40.9219 | -179.0875 | 0 | 199.6124 | 72.5574 | 2188.8131 | 1514.1115
2049 | 1267.5716 | 17.9747 | 0 | 80.0801 | 220.5923 | 24.7938 | 0.53035 | 40.9219 | -191.2267 | 0 | 193.6665 | 65.1239 | 2253.937 | 1473.1896
2050 | 1214.5128 | 17.2223 | 0 | 76.7281 | 231.5888 | 24.1051 | 0.51562 | 40.9219 | -203.3612 | 0 | 187.7206 | 58.3969 | 2312.3338 | 1432.2677
2051 | 1161.454 | 16.4699 | 0 | 73.376 | 242.59 | 23.4163 | 0.50088 | 40.9219 | -215.5004 | 0 | 181.7747 | 52.3122 | 2364.6461 | 1391.3457
2052 | 1108.3952 | 15.7175 | 0 | 70.024 | 253.5866 | 22.7276 | 0.48615 | 40.9219 | -227.6349 | 0 | 175.8288 | 46.8114 | 2411.4574 | 1350.4238
2053 | 1055.3364 | 14.9651 | 0 | 66.6719 | 264.5878 | 22.0389 | 0.47142 | 40.9219 | -239.7741 | 0 | 169.883 | 41.8411 | 2453.2985 | 1309.5019
2054 | 1002.2776 | 14.2127 | 0 | 63.3199 | 275.5843 | 21.3502 | 0.45669 | 40.9219 | -251.9086 | 0 | 163.9371 | 37.3527 | 2490.6513 | 1268.5799
2055 | 954.4399 | 13.5343 | 0 | 60.2977 | 276.2553 | 20.6615 | 0.44196 | 40.9219 | -253.6057 | 0 | 158.507 | 33.4107 | 2524.062 | 1227.658
2056 | 917.0419 | 13.004 | 0 | 57.935 | 266.7082 | 19.9728 | 0.42722 | 40.9219 | -244.8607 | 0 | 154.1085 | 30.0508 | 2554.1127 | 1186.7361
2057 | 884.865 | 12.5477 | 0 | 55.9022 | 257.2731 | 19.2841 | 0.41249 | 40.9219 | -236.1157 | 0 | 150.2259 | 27.0998 | 2581.2125 | 1145.8141
2058 | 852.6881 | 12.0915 | 0 | 53.8694 | 247.8379 | 18.5953 | 0.39776 | 40.9219 | -227.3706 | 0 | 146.3432 | 24.4222 | 2605.6347 | 1104.8922
2059 | 820.5112 | 11.6352 | 0 | 51.8366 | 238.4028 | 17.9066 | 0.38303 | 40.9219 | -218.6256 | 0 | 142.4605 | 21.9937 | 2627.6284 | 1063.9703
2060 | 788.3343 | 11.1789 | 0 | 49.8038 | 228.9676 | 17.2179 | 0.3683 | 40.9219 | -209.8806 | 0 | 138.5779 | 19.792 | 2647.4204 | 1023.0483
2061 | 756.1574 | 10.7226 | 0 | 47.771 | 219.5324 | 16.5292 | 0.35357 | 40.9219 | -201.1356 | 0 | 134.6952 | 17.7967 | 2665.2171 | 982.1264
2062 | 723.9805 | 10.2663 | 0 | 45.7382 | 210.0973 | 15.8405 | 0.33883 | 40.9219 | -192.3905 | 0 | 130.8125 | 15.9893 | 2681.2064 | 941.2045
2063 | 691.8035 | 9.8101 | 0 | 43.7054 | 200.6621 | 15.1518 | 0.3241 | 40.9219 | -183.6455 | 0 | 126.9299 | 14.3528 | 2695.5592 | 900.2825
2064 | 659.6266 | 9.3538 | 0 | 41.6726 | 191.227 | 14.463 | 0.30937 | 40.9219 | -174.9005 | 0 | 123.0472 | 12.8717 | 2708.4309 | 859.3606
2065 | 627.4497 | 8.8975 | 0 | 39.6398 | 181.7918 | 13.7743 | 0.29464 | 40.9219 | -166.1555 | 0 | 119.1645 | 11.5319 | 2719.9628 | 818.4387
2066 | 595.2728 | 8.4412 | 0 | 37.607 | 172.3567 | 13.0856 | 0.27991 | 40.9219 | -157.4104 | 0 | 115.2819 | 10.3207 | 2730.2835 | 777.5167
2067 | 563.0959 | 7.9849 | 0 | 35.5741 | 162.9215 | 12.3969 | 0.26517 | 40.9219 | -148.6654 | 0 | 111.3992 | 9.2262 | 2739.5097 | 736.5948
2068 | 530.919 | 7.5286 | 0 | 33.5413 | 153.4864 | 11.7082 | 0.25044 | 40.9219 | -139.9204 | 0 | 107.5165 | 8.2377 | 2747.7474 | 695.6729
2069 | 498.7421 | 7.0724 | 0 | 31.5085 | 144.0512 | 11.0195 | 0.23571 | 40.9219 | -131.1754 | 0 | 103.6339 | 7.3456 | 2755.0929 | 654.7509
2070 | 466.5652 | 6.6161 | 0 | 29.4757 | 134.6161 | 10.3307 | 0.22098 | 40.9219 | -122.4303 | 0 | 99.7512 | 6.5408 | 2761.6337 | 613.829
2071 | 434.3883 | 6.1598 | 0 | 27.4429 | 125.1809 | 9.642 | 0.20625 | 40.9219 | -113.6853 | 0 | 95.8685 | 5.8154 | 2767.4492 | 572.9071
2072 | 402.2114 | 5.7035 | 0 | 25.4101 | 115.7458 | 8.9533 | 0.19151 | 40.9219 | -104.9403 | 0 | 91.9859 | 5.162 | 2772.6112 | 531.9851
2073 | 370.0345 | 5.2472 | 0 | 23.3773 | 106.3106 | 8.2646 | 0.17678 | 40.9219 | -96.1953 | 0 | 88.1032 | 4.5738 | 2777.185 | 491.0632
2074 | 337.8575 | 4.791 | 0 | 21.3445 | 96.8755 | 7.5759 | 0.16205 | 40.9219 | -87.4502 | 0 | 84.2205 | 4.0448 | 2781.2299 | 450.1413
2075 | 305.6806 | 4.3347 | 0 | 19.3117 | 87.4403 | 6.8872 | 0.14732 | 40.9219 | -78.7052 | 0 | 80.3379 | 3.5694 | 2784.7993 | 409.2193
2076 | 273.5037 | 3.8784 | 0 | 17.2789 | 78.0052 | 6.8872 | 0.14732 | 40.9219 | -69.9602 | 0 | 77.1586 | 3.1714 | 2787.9707 | 409.2193
2077 | 241.3268 | 3.4221 | 0 | 15.2461 | 68.57 | 6.8872 | 0.14732 | 40.9219 | -61.2152 | 0 | 73.9794 | 2.813 | 2790.7837 | 409.2193
2078 | 209.1499 | 2.9658 | 0 | 13.2133 | 59.1349 | 6.8872 | 0.14732 | 40.9219 | -52.4701 | 0 | 70.8002 | 2.4905 | 2793.2741 | 409.2193
2079 | 176.973 | 2.5095 | 0 | 11.1804 | 49.6997 | 6.8872 | 0.14732 | 40.9219 | -43.7251 | 0 | 67.621 | 2.2005 | 2795.4746 | 409.2193
2080 | 144.7961 | 2.0533 | 0 | 9.1476 | 40.2646 | 6.8872 | 0.14732 | 40.9219 | -34.9801 | 0 | 64.4418 | 1.94 | 2797.4146 | 409.2193
2081 | 112.6192 | 1.597 | 0 | 7.1148 | 30.8294 | 6.8872 | 0.14732 | 40.9219 | -26.2351 | 0 | 61.2626 | 1.7062 | 2799.1208 | 409.2193
2082 | 80.4423 | 1.1407 | 0 | 5.082 | 21.3942 | 6.8872 | 0.14732 | 40.9219 | -17.49 | 0 | 58.0833 | 1.4965 | 2800.6173 | 409.2193
2083 | 48.2654 | 0.68442 | 0 | 3.0492 | 11.9591 | 6.8872 | 0.14732 | 40.9219 | -8.745 | 0 | 54.9041 | 1.3086 | 2801.9259 | 409.2193
2084 | 16.0885 | 0.22814 | 0 | 1.0164 | 2.5239 | 6.8872 | 0.14732 | 40.9219 | 2.4869e-14 | 0 | 51.7249 | 1.1405 | 2803.0664 | 409.2193
|  | IN SERVICE COST ($000) |  | 2046.0967
|  | IN SERVICE YEAR |  | 2035 |  | CAPITAL STRUCTURE
|  | BOOK LIFE (YRS) |  | 50 |  | SOURCE | WEIGHT | COST |  |  | K-FACTOR = CPWFC / IN-SVC COST = | 1.37
|  | EFFEC. TAX RATE |  | 25.35% |  | DEBT | 40.4% | 3.51%
|  | DISCOUNT RATE |  | 8.096% |  | P/S | 0% | 0%
|  | PROPERTY TAX |  | 1.683% |  | C/S | 59.6% | 10.6%
|  | PROPERTY INSURANCE |  | 0.036%
page 4a | PROGRAM NAME: (5): DEFERRED TAX AND MID-YEAR RATE BASE CALCULATION; TRC Custom -15: PSC FORM CE 1.1A
|  |  |  | PROGRAM METHOD SELECTED: REV_REQ | [9 empty] | PAGE 2a OF 2
|  |  | PROGRAM NAME: | TRC Custom
(1) | (2) | (3) | (4) | (5) | (6) | (7) | (8) | (9) | (10) | (11) | (12) | (13) | (14) | (15)
[6 empty] | BOOK | ACCUMULATED | DEFERRED
|  |  | ACCUMULATED |  | ACCUMULATED | DEPRECIATION | BOOK DEPR | TAX | TOTAL |  |  |  | ANNUAL | ACCUMULATED
| TAX | TAX | TAX | BOOK | BOOK | FOR | FOR | DUE TO | EQUITY | BOOK DEPR | (10)*(11) | SALVAGE | DEFERRED TAX | DEFERRED
| DEPRECIATION | DEPRECIATION | DEPRECIATION | DEPRECIATION | DEPRECIATION | DEFERRED TAX | DEFERRED TAX | DEPRECIATION | AFUDC | RATE | TAX RATE | TAX RATE | (9)-(12)+(13) | TAX
YEAR | SCHEDULE | $(000) | $(000) | $(000) | $(000) | $(000) | $(000) | $(000) | $(000) | MINUS 1/LIFE | $(000) | $(000) | $(000) | $(000)
2035 | 3.75% | 69.2513 | 69.2513 | 40.9219 | 40.9219 | 40.9219 | 40.9219 | 21.9883 | 320.8995 | 0 | 0 | 0 | 21.9883 | 52.7834 | 7
2036 | 7.219% | 133.3133 | 202.5646 | 40.9219 | 81.8439 | 40.9219 | 81.8439 | -3.0549 | 320.8995 | 0 | 0 | 0 | -3.0549 | 49.7285
2037 | 6.677% | 123.3042 | 325.8688 | 40.9219 | 122.7658 | 40.9219 | 122.7658 | -25.5613 | 320.8995 | 0 | 0 | 0 | -25.5613 | 24.1672
2038 | 6.177% | 114.0707 | 439.9395 | 40.9219 | 163.6877 | 40.9219 | 163.6877 | -45.7275 | 320.8995 | 0 | 0 | 0 | -45.7275 | -21.5604
2039 | 5.713% | 105.502 | 545.4415 | 40.9219 | 204.6097 | 40.9219 | 204.6097 | -63.722 | 320.8995 | 0 | 0 | 0 | -63.722 | -85.2823
2040 | 5.285% | 97.5981 | 643.0396 | 40.9219 | 245.5316 | 40.9219 | 245.5316 | -79.7132 | 320.8995 | 0 | 0 | 0 | -79.7132 | -164.9955
2041 | 4.888% | 90.2667 | 733.3063 | 40.9219 | 286.4535 | 40.9219 | 286.4535 | -93.8463 | 320.8995 | 0 | 0 | 0 | -93.8463 | -258.8418
2042 | 4.522% | 83.5078 | 816.8141 | 40.9219 | 327.3755 | 40.9219 | 327.3755 | -106.2663 | 320.8995 | 0 | 0 | 0 | -106.2663 | -365.1081
2043 | 4.462% | 82.3998 | 899.2139 | 40.9219 | 368.2974 | 40.9219 | 368.2974 | -118.4055 | 320.8995 | 0 | 0 | 0 | -118.4055 | -483.5136
2044 | 4.461% | 82.3813 | 981.5952 | 40.9219 | 409.2193 | 40.9219 | 409.2193 | -130.54 | 320.8995 | 0 | 0 | 0 | -130.54 | -614.0536
2045 | 4.462% | 82.3998 | 1063.995 | 40.9219 | 450.1413 | 40.9219 | 450.1413 | -142.6792 | 320.8995 | 0 | 0 | 0 | -142.6792 | -756.7329
2046 | 4.461% | 82.3813 | 1146.3763 | 40.9219 | 491.0632 | 40.9219 | 491.0632 | -154.8137 | 320.8995 | 0 | 0 | 0 | -154.8137 | -911.5466
2047 | 4.462% | 82.3998 | 1228.7761 | 40.9219 | 531.9851 | 40.9219 | 531.9851 | -166.9529 | 320.8995 | 0 | 0 | 0 | -166.9529 | -1078.4995
2048 | 4.461% | 82.3813 | 1311.1574 | 40.9219 | 572.9071 | 40.9219 | 572.9071 | -179.0875 | 320.8995 | 0 | 0 | 0 | -179.0875 | -1257.587
2049 | 4.462% | 82.3998 | 1393.5572 | 40.9219 | 613.829 | 40.9219 | 613.829 | -191.2267 | 320.8995 | 0 | 0 | 0 | -191.2267 | -1448.8136
2050 | 4.461% | 82.3813 | 1475.9385 | 40.9219 | 654.7509 | 40.9219 | 654.7509 | -203.3612 | 320.8995 | 0 | 0 | 0 | -203.3612 | -1652.1748
2051 | 4.462% | 82.3998 | 1558.3383 | 40.9219 | 695.6729 | 40.9219 | 695.6729 | -215.5004 | 320.8995 | 0 | 0 | 0 | -215.5004 | -1867.6752
2052 | 4.461% | 82.3813 | 1640.7196 | 40.9219 | 736.5948 | 40.9219 | 736.5948 | -227.6349 | 320.8995 | 0 | 0 | 0 | -227.6349 | -2095.3101
2053 | 4.462% | 82.3998 | 1723.1194 | 40.9219 | 777.5167 | 40.9219 | 777.5167 | -239.7741 | 320.8995 | 0 | 0 | 0 | -239.7741 | -2335.0842
2054 | 4.461% | 82.3813 | 1805.5007 | 40.9219 | 818.4387 | 40.9219 | 818.4387 | -251.9086 | 320.8995 | 0 | 0 | 0 | -251.9086 | -2586.9928
2055 | 2.231% | 41.1999 | 1846.7006 | 40.9219 | 859.3606 | 40.9219 | 859.3606 | -253.6057 | 320.8995 | 0 | 0 | 0 | -253.6057 | -2840.5985
2056 | 0% | 0 | 1846.7006 | 40.9219 | 900.2825 | 40.9219 | 900.2825 | -244.8607 | 320.8995 | 0 | 0 | 0 | -244.8607 | -3085.4592
2057 | 0% | 0 | 1846.7006 | 40.9219 | 941.2045 | 40.9219 | 941.2045 | -236.1157 | 320.8995 | 0 | 0 | 0 | -236.1157 | -3321.5748
2058 | 0% | 0 | 1846.7006 | 40.9219 | 982.1264 | 40.9219 | 982.1264 | -227.3706 | 320.8995 | 0 | 0 | 0 | -227.3706 | -3548.9455
2059 | 0% | 0 | 1846.7006 | 40.9219 | 1023.0483 | 40.9219 | 1023.0483 | -218.6256 | 320.8995 | 0 | 0 | 0 | -218.6256 | -3767.5711
2060 | 0% | 0 | 1846.7006 | 40.9219 | 1063.9703 | 40.9219 | 1063.9703 | -209.8806 | 320.8995 | 0 | 0 | 0 | -209.8806 | -3977.4517
2061 | 0% | 0 | 1846.7006 | 40.9219 | 1104.8922 | 40.9219 | 1104.8922 | -201.1356 | 320.8995 | 0 | 0 | 0 | -201.1356 | -4178.5872
2062 | 0% | 0 | 1846.7006 | 40.9219 | 1145.8141 | 40.9219 | 1145.8141 | -192.3905 | 320.8995 | 0 | 0 | 0 | -192.3905 | -4370.9777
2063 | 0% | 0 | 1846.7006 | 40.9219 | 1186.7361 | 40.9219 | 1186.7361 | -183.6455 | 320.8995 | 0 | 0 | 0 | -183.6455 | -4554.6233
2064 | 0% | 0 | 1846.7006 | 40.9219 | 1227.658 | 40.9219 | 1227.658 | -174.9005 | 320.8995 | 0 | 0 | 0 | -174.9005 | -4729.5237
2065 | 0% | 0 | 1846.7006 | 40.9219 | 1268.5799 | 40.9219 | 1268.5799 | -166.1555 | 320.8995 | 0 | 0 | 0 | -166.1555 | -4895.6792
2066 | 0% | 0 | 1846.7006 | 40.9219 | 1309.5019 | 40.9219 | 1309.5019 | -157.4104 | 320.8995 | 0 | 0 | 0 | -157.4104 | -5053.0896
2067 | 0% | 0 | 1846.7006 | 40.9219 | 1350.4238 | 40.9219 | 1350.4238 | -148.6654 | 320.8995 | 0 | 0 | 0 | -148.6654 | -5201.755
2068 | 0% | 0 | 1846.7006 | 40.9219 | 1391.3457 | 40.9219 | 1391.3457 | -139.9204 | 320.8995 | 0 | 0 | 0 | -139.9204 | -5341.6754
2069 | 0% | 0 | 1846.7006 | 40.9219 | 1432.2677 | 40.9219 | 1432.2677 | -131.1754 | 320.8995 | 0 | 0 | 0 | -131.1754 | -5472.8508
2070 | 0% | 0 | 1846.7006 | 40.9219 | 1473.1896 | 40.9219 | 1473.1896 | -122.4303 | 320.8995 | 0 | 0 | 0 | -122.4303 | -5595.2811
2071 | 0% | 0 | 1846.7006 | 40.9219 | 1514.1115 | 40.9219 | 1514.1115 | -113.6853 | 320.8995 | 0 | 0 | 0 | -113.6853 | -5708.9665
2072 | 0% | 0 | 1846.7006 | 40.9219 | 1555.0335 | 40.9219 | 1555.0335 | -104.9403 | 320.8995 | 0 | 0 | 0 | -104.9403 | -5813.9067
2073 | 0% | 0 | 1846.7006 | 40.9219 | 1595.9554 | 40.9219 | 1595.9554 | -96.1953 | 320.8995 | 0 | 0 | 0 | -96.1953 | -5910.102
2074 | 0% | 0 | 1846.7006 | 40.9219 | 1636.8773 | 40.9219 | 1636.8773 | -87.4502 | 320.8995 | 0 | 0 | 0 | -87.4502 | -5997.5523
2075 | 0% | 0 | 1846.7006 | 40.9219 | 1677.7993 | 40.9219 | 1677.7993 | -78.7052 | 320.8995 | 0 | 0 | 0 | -78.7052 | -6076.2575
2076 | 0% | 0 | 1846.7006 | 40.9219 | 1718.7212 | 40.9219 | 1718.7212 | -69.9602 | 320.8995 | 0 | 0 | 0 | -69.9602 | -6146.2177
2077 | 0% | 0 | 1846.7006 | 40.9219 | 1759.6431 | 40.9219 | 1759.6431 | -61.2152 | 320.8995 | 0 | 0 | 0 | -61.2152 | -6207.4328
2078 | 0% | 0 | 1846.7006 | 40.9219 | 1800.5651 | 40.9219 | 1800.5651 | -52.4701 | 320.8995 | 0 | 0 | 0 | -52.4701 | -6259.903
2079 | 0% | 0 | 1846.7006 | 40.9219 | 1841.487 | 40.9219 | 1841.487 | -43.7251 | 320.8995 | 0 | 0 | 0 | -43.7251 | -6303.6281
2080 | 0% | 0 | 1846.7006 | 40.9219 | 1882.4089 | 40.9219 | 1882.4089 | -34.9801 | 320.8995 | 0 | 0 | 0 | -34.9801 | -6338.6082
2081 | 0% | 0 | 1846.7006 | 40.9219 | 1923.3309 | 40.9219 | 1923.3309 | -26.2351 | 320.8995 | 0 | 0 | 0 | -26.2351 | -6364.8433
2082 | 0% | 0 | 1846.7006 | 40.9219 | 1964.2528 | 40.9219 | 1964.2528 | -17.49 | 320.8995 | 0 | 0 | 0 | -17.49 | -6382.3333
2083 | 0% | 0 | 1846.7006 | 40.9219 | 2005.1747 | 40.9219 | 2005.1747 | -8.745 | 320.8995 | 0 | 0 | 0 | -8.745 | -6391.0783
2084 | 0% | 0 | 1846.7006 | 40.9219 | 2046.0967 | 40.9219 | 2046.0967 | 2.4869e-14 | 320.8995 | 0 | 0 | 0 | 2.4869e-14 | -6391.0783
| SALVAGE / REMOVAL COST |  |  |  | 0
| YEAR SALVAGE / COST OF REMOVAL |  |  |  | 2084
| DEFERRED TAXES DURING CONSTRUCTION (SEE PAGE 5) |  |  |  | 30.795
| TOTAL EQUITY AFUDC CAPITALIZED (SEE PAGE 5) |  |  |  | 320.8995
| BOOK DEPRECIATION RATE - 1/USEFUL LIFE |  |  |  | 2%
page 4b |  |  |  | DEFERRED TAX AND MID-YEAR RATE BASE CALCULATION | [9 empty] | PSC FORM CE 1.1A
|  |  |  | PROGRAM METHOD SELECTED: REV_REQ | [9 empty] | PAGE 2b OF 2
|  |  | PROGRAM NAME: | TRC Custom
(1) | (2) | (3) | (4) | (5) | (5a)* | (5b)* | (6) | (7) | (8)
END
OF YEAR
|  |  |  | NET |  |  | BEGINNING | ENDING OF
| TAX | TAX | DEFERRED | PLANT IN | ACCUMULATED | ACCUMULATED | YEAR RATE | YEAR RATE | MID-YEAR
| DEPRECIATION | DEPRECIATION | TAX | SERVICE | DEPRECIATION | DEF TAXES | BASE | BASE | RATE BASE
YEAR | SCHEDULE | $(000) | $(000) | $(000) | $(000) | $(000) | $(000) | $(000) | $(000)
2035 | 3.75% | 69.2513 | 21.9883 | 2005.1747 | 40.9219 | 52.7834 | 2076.8917 | 2027.1631 | 2052.0274
2036 | 7.219% | 133.3133 | -3.0549 | 1964.2528 | 81.8439 | 49.7285 | 2027.1631 | 1961.1979 | 1994.1805
2037 | 6.677% | 123.3042 | -25.5613 | 1923.3309 | 122.7658 | 24.1672 | 1961.1979 | 1897.7695 | 1929.4837
2038 | 6.177% | 114.0707 | -45.7275 | 1882.4089 | 163.6877 | -21.5604 | 1897.7695 | 1836.6814 | 1867.2255
2039 | 5.713% | 105.502 | -63.722 | 1841.487 | 204.6097 | -85.2823 | 1836.6814 | 1777.765 | 1807.2232
2040 | 5.285% | 97.5981 | -79.7132 | 1800.5651 | 245.5316 | -164.9955 | 1777.765 | 1720.8519 | 1749.3084
2041 | 4.888% | 90.2667 | -93.8463 | 1759.6431 | 286.4535 | -258.8418 | 1720.8519 | 1665.7969 | 1693.3244
2042 | 4.522% | 83.5078 | -106.2663 | 1718.7212 | 327.3755 | -365.1081 | 1665.7969 | 1612.4549 | 1639.1259
2043 | 4.462% | 82.3998 | -118.4055 | 1677.7993 | 368.2974 | -483.5136 | 1612.4549 | 1559.3938 | 1585.9243
2044 | 4.461% | 82.3813 | -130.54 | 1636.8773 | 409.2193 | -614.0536 | 1559.3938 | 1506.3373 | 1532.8655
2045 | 4.462% | 82.3998 | -142.6792 | 1595.9554 | 450.1413 | -756.7329 | 1506.3373 | 1453.2762 | 1479.8067
2046 | 4.461% | 82.3813 | -154.8137 | 1555.0335 | 491.0632 | -911.5466 | 1453.2762 | 1400.2197 | 1426.7479
2047 | 4.462% | 82.3998 | -166.9529 | 1514.1115 | 531.9851 | -1078.4995 | 1400.2197 | 1347.1586 | 1373.6892
2048 | 4.461% | 82.3813 | -179.0875 | 1473.1896 | 572.9071 | -1257.587 | 1347.1586 | 1294.1021 | 1320.6304
2049 | 4.462% | 82.3998 | -191.2267 | 1432.2677 | 613.829 | -1448.8136 | 1294.1021 | 1241.041 | 1267.5716
2050 | 4.461% | 82.3813 | -203.3612 | 1391.3457 | 654.7509 | -1652.1748 | 1241.041 | 1187.9845 | 1214.5128
2051 | 4.462% | 82.3998 | -215.5004 | 1350.4238 | 695.6729 | -1867.6752 | 1187.9845 | 1134.9234 | 1161.454
2052 | 4.461% | 82.3813 | -227.6349 | 1309.5019 | 736.5948 | -2095.3101 | 1134.9234 | 1081.867 | 1108.3952
2053 | 4.462% | 82.3998 | -239.7741 | 1268.5799 | 777.5167 | -2335.0842 | 1081.867 | 1028.8058 | 1055.3364
2054 | 4.461% | 82.3813 | -251.9086 | 1227.658 | 818.4387 | -2586.9928 | 1028.8058 | 975.7494 | 1002.2776
2055 | 2.231% | 41.1999 | -253.6057 | 1186.7361 | 859.3606 | -2840.5985 | 975.7494 | 933.1304 | 954.4399
2056 | 0% | 0 | -244.8607 | 1145.8141 | 900.2825 | -3085.4592 | 933.1304 | 900.9534 | 917.0419
2057 | 0% | 0 | -236.1157 | 1104.8922 | 941.2045 | -3321.5748 | 900.9534 | 868.7765 | 884.865
2058 | 0% | 0 | -227.3706 | 1063.9703 | 982.1264 | -3548.9455 | 868.7765 | 836.5996 | 852.6881
2059 | 0% | 0 | -218.6256 | 1023.0483 | 1023.0483 | -3767.5711 | 836.5996 | 804.4227 | 820.5112
2060 | 0% | 0 | -209.8806 | 982.1264 | 1063.9703 | -3977.4517 | 804.4227 | 772.2458 | 788.3343
2061 | 0% | 0 | -201.1356 | 941.2045 | 1104.8922 | -4178.5872 | 772.2458 | 740.0689 | 756.1574
2062 | 0% | 0 | -192.3905 | 900.2825 | 1145.8141 | -4370.9777 | 740.0689 | 707.892 | 723.9805
2063 | 0% | 0 | -183.6455 | 859.3606 | 1186.7361 | -4554.6233 | 707.892 | 675.7151 | 691.8035
2064 | 0% | 0 | -174.9005 | 818.4387 | 1227.658 | -4729.5237 | 675.7151 | 643.5382 | 659.6266
2065 | 0% | 0 | -166.1555 | 777.5167 | 1268.5799 | -4895.6792 | 643.5382 | 611.3613 | 627.4497
2066 | 0% | 0 | -157.4104 | 736.5948 | 1309.5019 | -5053.0896 | 611.3613 | 579.1844 | 595.2728
2067 | 0% | 0 | -148.6654 | 695.6729 | 1350.4238 | -5201.755 | 579.1844 | 547.0075 | 563.0959
2068 | 0% | 0 | -139.9204 | 654.7509 | 1391.3457 | -5341.6754 | 547.0075 | 514.8305 | 530.919
2069 | 0% | 0 | -131.1754 | 613.829 | 1432.2677 | -5472.8508 | 514.8305 | 482.6536 | 498.7421
2070 | 0% | 0 | -122.4303 | 572.9071 | 1473.1896 | -5595.2811 | 482.6536 | 450.4767 | 466.5652
2071 | 0% | 0 | -113.6853 | 531.9851 | 1514.1115 | -5708.9665 | 450.4767 | 418.2998 | 434.3883
2072 | 0% | 0 | -104.9403 | 491.0632 | 1555.0335 | -5813.9067 | 418.2998 | 386.1229 | 402.2114
2073 | 0% | 0 | -96.1953 | 450.1413 | 1595.9554 | -5910.102 | 386.1229 | 353.946 | 370.0345
2074 | 0% | 0 | -87.4502 | 409.2193 | 1636.8773 | -5997.5523 | 353.946 | 321.7691 | 337.8575
2075 | 0% | 0 | -78.7052 | 368.2974 | 1677.7993 | -6076.2575 | 321.7691 | 289.5922 | 305.6806
2076 | 0% | 0 | -69.9602 | 327.3755 | 1718.7212 | -6146.2177 | 289.5922 | 257.4153 | 273.5037
2077 | 0% | 0 | -61.2152 | 286.4535 | 1759.6431 | -6207.4328 | 257.4153 | 225.2384 | 241.3268
2078 | 0% | 0 | -52.4701 | 245.5316 | 1800.5651 | -6259.903 | 225.2384 | 193.0615 | 209.1499
2079 | 0% | 0 | -43.7251 | 204.6097 | 1841.487 | -6303.6281 | 193.0615 | 160.8845 | 176.973
2080 | 0% | 0 | -34.9801 | 163.6877 | 1882.4089 | -6338.6082 | 160.8845 | 128.7076 | 144.7961
2081 | 0% | 0 | -26.2351 | 122.7658 | 1923.3309 | -6364.8433 | 128.7076 | 96.5307 | 112.6192
2082 | 0% | 0 | -17.49 | 81.8439 | 1964.2528 | -6382.3333 | 96.5307 | 64.3538 | 80.4423
2083 | 0% | 0 | -8.745 | 40.9219 | 2005.1747 | -6391.0783 | 64.3538 | 32.1769 | 48.2654
2084 | 0% | 0 | 2.4869e-14 | -1.3927e-12 | 2046.0967 | -6391.0783 | 32.1769 | -1.3394e-12 | 16.0885
* Column not specified in workbook
(1): page 5 |  |  |  |  | PSC FORM CE 1.1B
PAGE 1 OF 1
(1) | (2) | (3) | (4) | (5) | (6) | (7)
| NO.YEARS | PLANT | CUMULATIVE | YEARLY | ANNUAL | CUMULATIVE
| BEFORE | ESCALATION | ESCALATION | EXPENDITURE | SPENDING | AVERAGE SPENDING
YEAR | IN-SERVICE | RATE | FACTOR | (%) | ($/kW) | ($/kW)
2023 | -12 | 0% | 1 | 0 | 0 | 0
2024 | -11 | 2.5% | 1.025 | 0 | 0 | 0
2025 | -10 | 2.5% | 1.0506 | 0 | 0 | 0
2026 | -9 | 2.5% | 1.0769 | 0 | 0 | 0
2027 | -8 | 2.5% | 1.1038 | 0 | 0 | 0
2028 | -7 | 2.5% | 1.1314 | 0 | 0 | 0
2029 | -6 | 2.5% | 1.1597 | 0 | 0 | 0
2030 | -5 | 2.5% | 1.1887 | 43.903 | 410.3701 | 205.185
2031 | -4 | 2.5% | 1.2184 | 38.3775 | 367.6895 | 594.2148
2032 | -3 | 2.5% | 1.2489 | 17.7195 | 174.0124 | 865.0657
2033 | -2 | 2% | 1.2738 | 0 | 0 | 952.0719
2034 | -1 | 2% | 1.2993 | 0 | 0 | 952.0719
|  |  |  | 100 | 952.0719
|  | (8) | (8a)* | (8b)* | (9) | (9a)* | (9b)* | (9c)* | (9d)* | (9e)* | (10) | (11)
(3): CUMULATIVE; (5): CUMULATIVE; (6): YEARLY; (7): CUMULATIVE | CONSTRUCTION |  |  | CUMULATIVE | INCREMENTAL | CUMULATIVE
| NO.YEARS | SPENDING | DEBT | DEBT | TOTAL | TOTAL | PERIOD | CUMULATIVE | DEFERRED | DEFERRED | YEAR-END | YEAR-END
| BEFORE | WITH AFUDC | AFUDC | AFUDC | AFUDC | AFUDC | INTEREST | CPI | TAXES | TAXES | BOOK VALUE | BOOK VALUE
YEAR | IN-SERVICE | ($/kW) | ($/kW) | ($/kW) | ($/kW) | ($/kW) | ($/kW) | ($/kW) | ($/kW) | ($/kW) | ($/kW) | ($/kW)
2023 | -12 | 0 | 0 | 0 | 0 | 0 | 0 | 0 | 0 | 0 | 0 | 0
2024 | -11 | 0 | 0 | 0 | 0 | 0 | 0 | 0 | 0 | 0 | 0 | 0
2025 | -10 | 0 | 0 | 0 | 0 | 0 | 0 | 0 | 0 | 0 | 0 | 0
2026 | -9 | 0 | 0 | 0 | 0 | 0 | 0 | 0 | 0 | 0 | 0 | 0
2027 | -8 | 0 | 0 | 0 | 0 | 0 | 0 | 0 | 0 | 0 | 0 | 0
2028 | -7 | 0 | 0 | 0 | 0 | 0 | 0 | 0 | 0 | 0 | 0 | 0
2029 | -6 | 0 | 0 | 0 | 0 | 0 | 0 | 0 | 0 | 0 | 0 | 0
2030 | -5 | 205.185 | 2.8726 | 2.8726 | 12.7625 | 12.7625 | 7.202 | 7.202 | 1.0973 | 1.0973 | 423.1326 | 423.1326
2031 | -4 | 606.9773 | 8.4823 | 11.3549 | 37.6857 | 50.4482 | 20.8569 | 28.0589 | 3.1363 | 4.2336 | 405.3752 | 828.5078
2032 | -3 | 915.514 | 12.7579 | 24.1128 | 56.6816 | 107.1299 | 30.3638 | 58.4227 | 4.4622 | 8.6958 | 230.694 | 1059.2018
2033 | -2 | 1059.2018 | 14.7071 | 38.8199 | 65.3415 | 172.4714 | 33.4177 | 91.8405 | 4.7422 | 13.4381 | 65.3415 | 1124.5433
2034 | -1 | 1124.5433 | 15.5555 | 54.3754 | 69.1107 | 241.5821 | 33.4177 | 125.2582 | 4.5272 | 17.9652 | 69.1107 | 1193.654
(4): 54.3754; (6): 241.5821 | 125.2582 |  | 17.9652 |  | 1193.654
BOOK BASIS
[7 empty] | BOOK BASIS | FOR DEF TAX | TAX BASIS
(6): CONSTRUCTION CASH | 1631.9898 | 1631.9898 | 1631.9898
(6): EQUITY AFUDC | 320.8995
(6): DEBT AFUDC | 93.2073 | 93.2073
(2): IN SERVICE YEAR; (4): 2035; (6): CPI |  |  | 214.7108
| PLANT COSTS |  | 786.3466 |  | ITC Basis Reduction (Solar)
(2): AFUDC RATE; (4): 6.22%; (6): TOTAL | 2046.0967 | 1725.1971 | 1846.7006 |  | * Column not specified in workbook
(1): page 6; (6): INPUT DATA -- PART 2 | [7 empty] | PSC FORM CE 1.2
(6): PROGRAM METHOD SELECTED : REV_REQ | [7 empty] | PAGE 1 OF 1
|  |  |  | PROGRAM NAME: | TRC Custom
(1) | (2) | (3) | (4) | (5) | (6)* | (7) | (8) | (9)
UTILITY
| CUMULATIVE | ADJUSTED | AVERAGE | AVOIDED | INCREASED |  | PROGRAM | PROGRAM
| TOTAL | CUMULATIVE | SYSTEM | MARGINAL | MARGINAL | REPLACEMENT | KW | kWH
| PARTICIPATING | PARTICIPATING | FUEL COST | FUEL COST | FUEL COST | FUEL COST | EFFECTIVENESS | EFFECTIVENESS
YEAR | CUSTOMERS | CUSTOMERS | (C/kWh) | (C/kWh) | (C/kWh) | (C/kWh) | FACTOR | FACTOR
2023 | 0 | 0 | 2.1107 | 2.8192 | 2.1107 | 0 | 1 | 1
2024 | 0 | 0 | 2.6607 | 4.004 | 2.6607 | 0 | 1 | 1
2025 | 73.0656 | 73.0656 | 2.9695 | 3.0338 | 3.4013 | 0 | 1 | 1
2026 | 155.0962 | 155.0962 | 3.4117 | 3.4734 | 3.9698 | 0 | 1 | 1
2027 | 247.824 | 247.824 | 3.3657 | 3.4262 | 3.9947 | 0 | 1 | 1
2028 | 357.2147 | 357.2147 | 3.5114 | 3.5244 | 4.0477 | 0 | 1 | 1
2029 | 485.0901 | 485.0901 | 3.5913 | 3.5913 | 4.1834 | 0 | 1 | 1
2030 | 630.7412 | 630.7412 | 3.292 | 3.2553 | 3.8827 | 0 | 1 | 1
2031 | 792.6411 | 792.6411 | 3.0693 | 2.9636 | 3.8119 | 0 | 1 | 1
2032 | 968.7582 | 968.7582 | 2.9515 | 2.8267 | 3.9078 | 0 | 1 | 1
2033 | 1156.9155 | 1156.9155 | 3.334 | 3.2461 | 4.1151 | 6.8825 | 1 | 1
2034 | 1355.0592 | 1355.0592 | 3.5332 | 3.4569 | 4.2134 | 6.9767 | 1 | 1
2035 | 1355.0592 | 1355.0592 | 3.8608 | 3.8036 | 4.632 | 7.1294 | 1 | 1
2036 | 1355.0592 | 1355.0592 | 4.0027 | 3.9488 | 4.6878 | 6.9828 | 1 | 1
2037 | 1355.0592 | 1355.0592 | 4.1974 | 4.1538 | 4.871 | 7.1471 | 1 | 1
2038 | 1355.0592 | 1355.0592 | 4.5318 | 4.4993 | 5.2246 | 7.2249 | 1 | 1
2039 | 1355.0592 | 1355.0592 | 4.7163 | 4.6791 | 5.3736 | 7.1579 | 1 | 1
2040 | 1355.0592 | 1355.0592 | 5.0571 | 5.0143 | 5.7191 | 7.3834 | 1 | 1
2041 | 1355.0592 | 1355.0592 | 5.3851 | 5.3308 | 5.8473 | 7.5063 | 1 | 1
2042 | 1355.0592 | 1355.0592 | 5.4894 | 5.4534 | 6.04 | 7.5907 | 1 | 1
2043 | 1355.0592 | 1355.0592 | 5.722 | 5.6848 | 6.249 | 7.8225 | 1 | 1
2044 | 1355.0592 | 1355.0592 | 6.1136 | 6.09 | 6.7568 | 8.0846 | 1 | 1
2045 | 1355.0592 | 1355.0592 | 6.4999 | 6.4748 | 7.1683 | 8.4913 | 1 | 1
2046 | 1355.0592 | 1355.0592 | 6.711 | 6.6954 | 7.3836 | 8.361 | 1 | 1
2047 | 1355.0592 | 1355.0592 | 7.0712 | 7.0461 | 7.6774 | 8.8452 | 1 | 1
2048 | 1355.0592 | 1355.0592 | 7.4142 | 7.3804 | 8.1443 | 9.2397 | 1 | 1
2049 | 1355.0592 | 1355.0592 | 7.8908 | 7.8522 | 8.5775 | 9.5526 | 1 | 1
2050 | 1355.0592 | 1355.0592 | 8.5419 | 8.5399 | 9.3957 | 10.0912 | 1 | 1
2051 | 1355.0592 | 1355.0592 | 8.4856 | 8.4599 | 9.192 | 10.1556 | 1 | 1
2052 | 1355.0592 | 1355.0592 | 8.5408 | 8.5351 | 9.2627 | 10.0773 | 1 | 1
2053 | 1355.0592 | 1355.0592 | 8.5762 | 8.5692 | 9.341 | 10.0634 | 1 | 1
2054 | 1355.0592 | 1355.0592 | 8.6113 | 8.6051 | 9.3641 | 9.8472 | 1 | 1
2055 | 1355.0592 | 1355.0592 | 8.5691 | 8.5489 | 9.2346 | 9.9113 | 1 | 1
2056 | 1355.0592 | 1355.0592 | 8.5437 | 8.5675 | 9.2293 | 9.7266 | 1 | 1
2057 | 1355.0592 | 1355.0592 | 8.5899 | 8.5942 | 9.3102 | 9.8003 | 1 | 1
2058 | 1355.0592 | 1355.0592 | 8.5125 | 8.5088 | 9.1803 | 9.5906 | 1 | 1
2059 | 1355.0592 | 1355.0592 | 8.5501 | 8.5567 | 9.1888 | 9.6304 | 1 | 1
2060 | 1355.0592 | 1355.0592 | 8.5885 | 8.6026 | 9.2469 | 9.5391 | 1 | 1
2061 | 1355.0592 | 1355.0592 | 8.4296 | 8.4491 | 9.0288 | 9.4471 | 1 | 1
2062 | 1355.0592 | 1355.0592 | 8.4175 | 8.4184 | 8.9649 | 9.2658 | 1 | 1
2063 | 1355.0592 | 1355.0592 | 8.4946 | 8.5163 | 9.1304 | 9.7339 | 1 | 1
2064 | 1355.0592 | 1355.0592 | 8.4747 | 8.4969 | 9.0715 | 9.6201 | 1 | 1
2065 | 1355.0592 | 1355.0592 | 8.3716 | 8.4001 | 9.0614 | 9.4973 | 1 | 1
2066 | 1355.0592 | 1355.0592 | 8.3231 | 8.3622 | 9.0274 | 9.4862 | 1 | 1
2067 | 1355.0592 | 1355.0592 | 8.3315 | 8.3771 | 9.0102 | 9.4654 | 1 | 1
2068 | 1355.0592 | 1355.0592 | 8.3868 | 8.4753 | 8.3003 | 9.4211 | 1 | 1
2069 | 1355.0592 | 1355.0592 | 8.3868 | 8.4753 | 8.3003 | 9.5006 | 1 | 1
2070 | 1355.0592 | 1355.0592 | 8.3868 | 8.4753 | 8.3003 | 9.299 | 1 | 1
2071 | 1355.0592 | 1355.0592 | 8.3868 | 8.4753 | 8.3003 | 9.2593 | 1 | 1
2072 | 1355.0592 | 1355.0592 | 8.3868 | 8.4753 | 8.3003 | 9.2196 | 1 | 1
2073 | 1355.0592 | 1355.0592 | 8.3868 | 8.4753 | 8.3003 | 9.18 | 1 | 1
2074 | 1355.0592 | 1355.0592 | 8.3868 | 8.4753 | 8.3003 | 9.18 | 1 | 1
2075 | 1355.0592 | 1355.0592 | 8.3868 | 8.4753 | 8.3003 | 9.18 | 1 | 1
2076 | 1355.0592 | 1355.0592 | 8.3868 | 8.4753 | 8.3003 | 9.18 | 1 | 1
2077 | 1355.0592 | 1355.0592 | 8.3868 | 8.4753 | 8.3003 | 9.18 | 1 | 1
2078 | 1355.0592 | 1355.0592 | 8.3868 | 8.4753 | 8.3003 | 9.18 | 1 | 1
2079 | 1355.0592 | 1355.0592 | 8.3868 | 8.4753 | 8.3003 | 9.18 | 1 | 1
2080 | 1355.0592 | 1355.0592 | 8.3868 | 8.4753 | 8.3003 | 9.18 | 1 | 1
2081 | 1355.0592 | 1355.0592 | 8.3868 | 8.4753 | 8.3003 | 9.18 | 1 | 1
2082 | 1355.0592 | 1355.0592 | 8.3868 | 8.4753 | 8.3003 | 9.18 | 1 | 1
* THIS COLUMN IS USED ONLY FOR LOAD SHIFTING PROGRAMS WHICH SHIFT CONSUMPTION TO OFF-PEAK PERIODS.
THE VALUES REPRESENT THE OFF PEAK SYSTEM FUEL COSTS.
(1): page 7; (4): AVOIDED GENERATING BENEFITS | [5 empty] | PSC FORM CE 2.1
(4): PROGRAM METHOD SELECTED: REV_REQ | [5 empty] | PAGE 1 OF 1
|  | PROGRAM NAME: | TRC Custom
| (2) | (3) | (4) | (5) | (6) | (7)
AVOIDED
| GEN UNIT | AVOIDED | AVOIDED | AVOIDED |  | AVOIDED
| CAPACITY | GEN UNIT | GEN UNIT | GEN UNIT | REPLACEMENT | GEN UNIT
| COST | FIXED O&M | VARIABLE O&M | FUEL COST | FUEL COST | BENEFITS
YEAR | $(000) | $(000) | $(000) | $(000) | $(000) | $(000)
2023 | 0 | 0 | 0 | 0 | 0 | 0
2024 | 0 | 0 | 0 | 0 | 0 | 0
2025 | 0 | 0 | 0 | 0 | 0 | 0
2026 | 0 | 0 | 0 | 0 | 0 | 0
2027 | 0 | 0 | 0 | 0 | 0 | 0
2028 | 0 | 0 | 0 | 0 | 0 | 0
2029 | 0 | 0 | 0 | 0 | 0 | 0
2030 | 0 | 0 | 0 | 0 | 0 | 0
2031 | 0 | 0 | 0 | 0 | 0 | 0
2032 | 0 | 0 | 0 | 0 | 0 | 0
2033 | 0 | 0 | 0 | 0 | 0 | 0
2034 | 0 | 0 | 0 | 0 | 0 | 0
2035 | 281.0224 | 27.3595 | 1.0438 | 634.3248 | 695.8564 | 247.8941
2036 | 274.6034 | 28.0435 | 1.1522 | 669.4545 | 733.9741 | 239.2795
2037 | 267.5077 | 28.7446 | 1.1979 | 695.3299 | 761.9709 | 230.8092
2038 | 260.6528 | 29.4632 | 1.2797 | 731.7105 | 802.8159 | 220.2904
2039 | 254.0209 | 30.1998 | 1.3649 | 761.7213 | 827.6112 | 219.6957
2040 | 247.5952 | 30.9548 | 1.4172 | 792.579 | 864.7798 | 207.7664
2041 | 241.3603 | 31.7286 | 1.5271 | 847.7535 | 924.2571 | 198.1125
2042 | 235.3018 | 32.5218 | 1.5462 | 845.0777 | 923.2511 | 191.1964
2043 | 229.3418 | 33.3349 | 1.5849 | 872.9307 | 951.4388 | 185.7534
2044 | 223.3959 | 34.1683 | 1.6646 | 918.5385 | 1007.6 | 170.1673
2045 | 217.4501 | 35.0225 | 1.7268 | 983.8427 | 1071.0339 | 167.0081
2046 | 211.5042 | 35.898 | 1.8121 | 986.0891 | 1079.708 | 155.5954
2047 | 205.5583 | 36.7955 | 1.8574 | 1044.2007 | 1142.2372 | 146.1746
2048 | 199.6124 | 37.7154 | 1.8817 | 1081.5813 | 1179.3163 | 141.4745
2049 | 193.6665 | 38.6583 | 1.9741 | 1137.2078 | 1247.9418 | 123.5648
2050 | 187.7206 | 39.6247 | 2.0467 | 1204.9851 | 1333.4502 | 100.9269
2051 | 181.7747 | 40.6153 | 2.0979 | 1221.2383 | 1341.9642 | 103.7621
2052 | 175.8288 | 41.6307 | 2.1259 | 1192.9904 | 1316.4834 | 96.0925
2053 | 169.883 | 42.6715 | 2.2291 | 1211.5951 | 1344.8924 | 81.4863
2054 | 163.9371 | 43.7383 | 2.3105 | 1201.9639 | 1330.7808 | 81.1689
2055 | 158.507 | 44.8317 | 2.3683 | 1201.2882 | 1339.4483 | 67.547
2056 | 154.1085 | 45.9525 | 2.4275 | 1178.449 | 1314.4889 | 66.4486
2057 | 150.2259 | 47.1013 | 2.5159 | 1202.3378 | 1339.1596 | 63.0212
2058 | 146.3432 | 48.2789 | 2.6071 | 1187.6447 | 1324.9102 | 59.9636
2059 | 142.4605 | 49.4858 | 2.6432 | 1179.5181 | 1315.9503 | 58.1574
2060 | 138.5779 | 50.723 | 2.7093 | 1165.1704 | 1303.4703 | 53.7102
2061 | 134.6952 | 51.9911 | 2.7465 | 1142.636 | 1276.7134 | 55.3554
2062 | 130.8125 | 53.2908 | 2.8465 | 1144.537 | 1266.1229 | 65.364
2063 | 126.9299 | 54.6231 | 2.9176 | 1201.9279 | 1330.0904 | 56.308
2064 | 123.0472 | 55.9887 | 3.0234 | 1185.987 | 1328.9802 | 39.066
2065 | 119.1645 | 57.3884 | 3.0653 | 1171.1828 | 1297.7628 | 53.0383
2066 | 115.2819 | 58.8231 | 3.142 | 1165.1704 | 1296.2449 | 46.1724
2067 | 111.3992 | 60.2937 | 3.2205 | 1171.3194 | 1293.3918 | 52.841
2068 | 107.5165 | 61.801 | 3.301 | 1161.8909 | 1287.3435 | 47.166
2069 | 103.6339 | 63.3461 | 3.3835 | 1174.0523 | 1298.2115 | 46.2042
2070 | 99.7512 | 64.9297 | 3.4681 | 1137.7048 | 1270.6542 | 35.1996
2071 | 95.8685 | 66.5529 | 3.5548 | 1131.0092 | 1265.2343 | 31.7512
2072 | 91.9859 | 68.2168 | 3.6437 | 1124.3136 | 1259.8149 | 28.3451
2073 | 88.1032 | 69.9222 | 3.7348 | 1117.618 | 1254.396 | 24.9822
2074 | 84.2205 | 71.6702 | 3.8282 | 1117.618 | 1254.396 | 22.9409
2075 | 80.3379 | 73.462 | 3.9239 | 1117.618 | 1254.396 | 20.9457
2076 | 77.1586 | 75.2986 | 4.022 | 1117.618 | 1254.396 | 19.7011
2077 | 73.9794 | 77.181 | 4.1225 | 1117.618 | 1254.396 | 18.5049
2078 | 70.8002 | 79.1105 | 4.2256 | 1117.618 | 1254.396 | 17.3583
2079 | 67.621 | 81.0883 | 4.3312 | 1117.618 | 1254.396 | 16.2625
2080 | 64.4418 | 83.1155 | 4.4395 | 1117.618 | 1254.396 | 15.2188
2081 | 61.2626 | 85.1934 | 4.5505 | 1117.618 | 1254.396 | 14.2284
2082 | 58.0833 | 87.3232 | 4.6642 | 1117.618 | 1254.396 | 13.2928
NOM | 7398.0558 | 2485.8726 | 129.2675 | 51237.4346 | 56833.3166 | 4417.3139
NPV | 1100.4135 | 191.4749 | 9.3133 | 4734.9786 | 5209.0371 | 827.1434
page 8 | TRC Custom (5): AVOIDED T&D AND PROGRAM FUEL SAVINGS | [7 empty] | PSC FORM CE 2.2
| TRC Custom (5): PROGRAM METHOD SELECTED: REV_REQ | [7 empty] | PAGE 1 OF 1
|  |  | PROGRAM NAME : | TRC Custom
(1) | (2) | (3) | (4) | (5) | (6) | (7) | (8) | (8a)*
|  |  | TOTAL |  |  | TOTAL
| AVOIDED | AVOIDED | AVOIDED | AVOIDED | AVOIDED | AVOIDED |  | PROGRAM
| TRANSMISSION | TRANSMISSION | TRANSMISSION | DISTRIBUTION | DISTRIBUTION | DISTRIBUTION | PROGRAM | OFF-PEAK
| CAP COST | O&M COST | COST | CAP COST | O&M COST | COST | FUEL SAVINGS | PAYBACK
YEAR | $(000) | $(000) | $(000) | $(000) | $(000) | $(000) | $(000) | $(000)
2023 | 0 | 0 | 0 | 0 | 0 | 0 | 0 | 0
2024 | 0 | 0 | 0 | 0 | 0 | 0 | 0 | 0
2025 | 0 | 0 | 0 | 0 | 0 | 0 | 8.1653 | 0
2026 | 6.9429 | 0.53317 | 7.4761 | 2.0791 | 0.5365 | 2.6156 | 29.1715 | 0
2027 | 14.7753 | 0.96509 | 15.7404 | 4.4345 | 0.97112 | 5.4056 | 50.8149 | 0
2028 | 23.6775 | 1.4854 | 25.1629 | 7.1228 | 1.4947 | 8.6176 | 78.2683 | 0
2029 | 34.3116 | 2.1197 | 36.4312 | 10.3431 | 2.1329 | 12.476 | 110.9443 | 0
2030 | 46.9354 | 2.8782 | 49.8136 | 14.1741 | 2.8962 | 17.0702 | 132.9133 | 0
2031 | 61.5408 | 3.7633 | 65.3041 | 18.6155 | 3.7868 | 22.4023 | 153.5821 | 0
2032 | 78.023 | 4.7734 | 82.7964 | 23.6386 | 4.8032 | 28.4418 | 180.955 | 0
2033 | 96.208 | 5.9046 | 102.1126 | 29.1948 | 5.9415 | 35.1362 | 251.672 | 0
2034 | 115.8914 | 7.1521 | 123.0434 | 35.226 | 7.1967 | 42.4228 | 317.0449 | 0
2035 | 136.871 | 7.9091 | 144.7801 | 41.6742 | 7.9585 | 49.6327 | 376.898 | 0
2036 | 132.6148 | 8.1068 | 140.7217 | 40.5964 | 8.1575 | 48.7539 | 391.4052 | 0
2037 | 128.3903 | 8.3095 | 136.6998 | 39.5234 | 8.3614 | 47.8848 | 411.9852 | 0
2038 | 124.2888 | 8.5173 | 132.806 | 38.478 | 8.5705 | 47.0485 | 446.5524 | 0
2039 | 120.2783 | 8.7302 | 129.0085 | 37.4556 | 8.7847 | 46.2403 | 464.3336 | 0
2040 | 116.3279 | 8.9484 | 125.2764 | 36.4513 | 9.0043 | 45.4557 | 497.5376 | 0
2041 | 112.4257 | 9.1722 | 121.5979 | 35.4602 | 9.2294 | 44.6897 | 528.7555 | 0
2042 | 108.5896 | 9.4015 | 117.991 | 34.4773 | 9.4602 | 43.9375 | 541.3235 | 0
2043 | 104.84 | 9.6365 | 114.4765 | 33.4978 | 9.6967 | 43.1944 | 564.2962 | 0
2044 | 101.1926 | 9.8774 | 111.07 | 32.5186 | 9.9391 | 42.4577 | 604.8521 | 0
2045 | 97.6681 | 10.1243 | 107.7924 | 31.5394 | 10.1876 | 41.727 | 643.0627 | 0
2046 | 94.2905 | 10.3774 | 104.6679 | 30.5646 | 10.4423 | 41.0069 | 665.1863 | 0
2047 | 91.085 | 10.6369 | 101.7219 | 29.6033 | 10.7033 | 40.3066 | 699.8553 | 0
2048 | 88.0765 | 10.9028 | 98.9793 | 28.6621 | 10.9709 | 39.633 | 732.9033 | 0
2049 | 85.2885 | 11.1754 | 96.4639 | 27.7445 | 11.2452 | 38.9897 | 779.7033 | 0
2050 | 82.7434 | 11.4548 | 94.1981 | 26.8553 | 11.5263 | 38.3816 | 848.802 | 0
2051 | 80.3909 | 11.7411 | 92.1321 | 26 | 11.8145 | 37.8145 | 840.3688 | 0
2052 | 78.1044 | 12.0347 | 90.139 | 25.1845 | 12.1098 | 37.2944 | 848.2515 | 0
2053 | 75.8178 | 12.3355 | 88.1534 | 24.4145 | 12.4126 | 36.8271 | 851.6151 | 0
2054 | 73.5313 | 12.6439 | 86.1752 | 23.6955 | 12.7229 | 36.4184 | 855.2 | 0
2055 | 71.2447 | 12.96 | 84.2047 | 23.0325 | 13.041 | 36.0735 | 849.3225 | 0
2056 | 68.9582 | 13.284 | 82.2422 | 22.4141 | 13.367 | 35.7811 | 852.0686 | 0
2057 | 66.6716 | 13.6161 | 80.2877 | 21.8109 | 13.7012 | 35.512 | 854.3317 | 0
2058 | 64.3851 | 13.9565 | 78.3416 | 21.2077 | 14.0437 | 35.2514 | 845.6766 | 0
2059 | 62.0985 | 14.3054 | 76.404 | 20.6045 | 14.3948 | 34.9992 | 850.6508 | 0
2060 | 59.812 | 14.6631 | 74.475 | 20.0013 | 14.7546 | 34.7559 | 855.3563 | 0
2061 | 57.5254 | 15.0296 | 72.5551 | 19.3981 | 15.1235 | 34.5216 | 840.2148 | 0
2062 | 55.2551 | 15.4054 | 70.6605 | 18.7948 | 15.5016 | 34.2964 | 836.7843 | 0
2063 | 53.0075 | 15.7905 | 68.798 | 18.1916 | 15.8891 | 34.0808 | 846.9356 | 0
2064 | 50.7863 | 16.1853 | 66.9716 | 17.5884 | 16.2864 | 33.8748 | 845.0192 | 0
2065 | 48.5972 | 16.5899 | 65.1871 | 16.9852 | 16.6935 | 33.6788 | 835.5255 | 0
2066 | 46.4465 | 17.0047 | 63.4511 | 16.382 | 17.1109 | 33.4929 | 831.9732 | 0
2067 | 44.3411 | 17.4298 | 61.7709 | 15.7799 | 17.5386 | 33.3185 | 833.5908 | 0
2068 | 42.288 | 17.8655 | 60.1535 | 15.1832 | 17.9771 | 33.1603 | 844.2232 | 0
2069 | 40.2936 | 18.3122 | 58.6057 | 14.593 | 18.4265 | 33.0195 | 844.2232 | 0
2070 | 37.2605 | 18.77 | 56.0304 | 14.0102 | 18.8872 | 32.8974 | 844.2232 | 0
2071 | 34.0318 | 19.2392 | 53.271 | 13.4365 | 19.3594 | 32.7959 | 844.2232 | 0
2072 | 30.6776 | 19.7202 | 50.3978 | 12.8737 | 19.8434 | 32.7171 | 844.2232 | 0
2073 | 27.0838 | 20.2132 | 47.297 | 12.3236 | 20.3394 | 32.6631 | 844.2232 | 0
2074 | 23.2084 | 20.7185 | 43.9269 | 11.788 | 20.8479 | 32.6359 | 844.2232 | 0
2075 | 19.0636 | 21.2365 | 40.3 | 11.2685 | 21.3691 | 32.6376 | 844.2232 | 0
2076 | 14.6838 | 21.7674 | 36.4512 | 10.3989 | 21.9034 | 32.3022 | 844.2232 | 0
2077 | 10.1164 | 22.3116 | 32.4279 | 9.5091 | 22.4509 | 31.9601 | 844.2232 | 0
2078 | 5.4142 | 22.8694 | 28.2836 | 8.5753 | 23.0122 | 31.5875 | 844.2232 | 0
2079 | 0.63001 | 23.4411 | 24.0711 | 7.5649 | 23.5875 | 31.1524 | 844.2232 | 0
2080 | -7.4739e-14 | 24.0271 | 24.0271 | 6.4682 | 24.1772 | 30.6454 | 844.2232 | 0
2081 | -6.3007e-14 | 24.6278 | 24.6278 | 5.29 | 24.7816 | 30.0716 | 844.2232 | 0
2082 | 0 | 25.2435 | 25.2435 | 4.0401 | 25.4012 | 29.4413 | 844.2232 | 0
NOM | 3545.0019 | 748.194 | 4293.1959 | 1198.7396 | 752.8671 | 1951.6068 | 37547.2163 | 0
NPV | 751.3413 | 70.6213 | 821.9626 | 235.1429 | 71.0624 | 306.2053 | 3832.3001 | 0
* THESE VALUES REPRESENT THE COST OF THE INCREASED FUEL CONSUMPTION DUE TO GREATER OFF-PEAK
ENERGY USAGE. USED FOR LOAD SHIFTING PROGRAMS ONLY.
page 8a |  |  | AVOIDED GENERATING EMISSION IMPACT
PROGRAM METHOD SELECTED: REV_REQ
|  | PROGRAM NAME: | TRC Custom
| (2) | (3) | (4) | (5) | (6)
| AVOIDED |  |  | OFF-PEAK
| GEN UNIT |  | PROGRAM | EMISSION | NET
| EMISSION | REPLACEMENT | EMISSION | PAYBACK | EMISSION
| BENEFIT | EMISSION COST | BENEFIT | COST | BENEFIT
YEAR | $(000) | $(000) | $(000) | $(000) | $(000)
2023 | 0 | 0 | 0 | 0 | 0
2024 | 0 | 0 | 0 | 0 | 0
2025 | 0 | 0 | 0.0011295 | 0 | 0.0011295
2026 | 0 | 0 | 0.0035271 | 0 | 0.0035271
2027 | 0 | 0 | 0.0062286 | 0 | 0.0062286
2028 | 0 | 0 | 0.0093531 | 0 | 0.0093531
2029 | 0 | 0 | 0.013021 | 0 | 0.013021
2030 | 0 | 0 | 0.017249 | 0 | 0.017249
2031 | 0 | 0 | 0.022004 | 0 | 0.022004
2032 | 0 | 0 | 0.027229 | 0 | 0.027229
2033 | 0 | 0 | 0.03286 | 0 | 0.03286
2034 | 0 | 0 | 0.038832 | 0 | 0.038832
2035 | 0.036603 | 0.041139 | 0.041895 | 0 | 0.037359
2036 | 0.039419 | 0.044303 | 0.041895 | 0 | 0.03701
2037 | 0.039982 | 0.044936 | 0.041895 | 0 | 0.03694
2038 | 0.041671 | 0.046835 | 0.041895 | 0 | 0.036731
2039 | 0.043361 | 0.048733 | 0.041895 | 0 | 0.036522
2040 | 0.043924 | 0.049366 | 0.041895 | 0 | 0.036452
2041 | 0.046176 | 0.051898 | 0.041895 | 0 | 0.036173
2042 | 0.045613 | 0.051265 | 0.041895 | 0 | 0.036243
2043 | 0.045613 | 0.051265 | 0.041895 | 0 | 0.036243
2044 | 0.046739 | 0.052531 | 0.041895 | 0 | 0.036103
2045 | 0.047302 | 0.053164 | 0.041895 | 0 | 0.036033
2046 | 0.048429 | 0.05443 | 0.041895 | 0 | 0.035894
2047 | 0.048429 | 0.05443 | 0.041895 | 0 | 0.035894
2048 | 0.047866 | 0.053797 | 0.041895 | 0 | 0.035964
2049 | 0.048992 | 0.055062 | 0.041895 | 0 | 0.035824
2050 | 0.049555 | 0.055695 | 0.041895 | 0 | 0.035754
2051 | 0.049555 | 0.055695 | 0.041895 | 0 | 0.035754
2052 | 0.048992 | 0.055062 | 0.041895 | 0 | 0.035824
2053 | 0.050118 | 0.056328 | 0.041895 | 0 | 0.035684
2054 | 0.050681 | 0.056961 | 0.041895 | 0 | 0.035615
2055 | 0.050681 | 0.056961 | 0.041895 | 0 | 0.035615
2056 | 0.050681 | 0.056961 | 0.041895 | 0 | 0.035615
2057 | 0.051244 | 0.057594 | 0.041895 | 0 | 0.035545
2058 | 0.051807 | 0.058227 | 0.041895 | 0 | 0.035475
2059 | 0.051244 | 0.057594 | 0.041895 | 0 | 0.035545
2060 | 0.051244 | 0.057594 | 0.041895 | 0 | 0.035545
2061 | 0.050681 | 0.056961 | 0.041895 | 0 | 0.035615
2062 | 0.051244 | 0.057594 | 0.041895 | 0 | 0.035545
2063 | 0.051244 | 0.057594 | 0.041895 | 0 | 0.035545
2064 | 0.051807 | 0.058227 | 0.041895 | 0 | 0.035475
2065 | 0.051244 | 0.057594 | 0.041895 | 0 | 0.035545
2066 | 0.051244 | 0.057594 | 0.041895 | 0 | 0.035545
2067 | 0.051244 | 0.057594 | 0.041895 | 0 | 0.035545
2068 | 0.051244 | 0.057594 | 0.041895 | 0 | 0.035545
2069 | 0.051244 | 0.057594 | 0.041895 | 0 | 0.035545
2070 | 0.051244 | 0.057594 | 0.041895 | 0 | 0.035545
2071 | 0.051244 | 0.057594 | 0.041895 | 0 | 0.035545
2072 | 0.051244 | 0.057594 | 0.041895 | 0 | 0.035545
2073 | 0.051244 | 0.057594 | 0.041895 | 0 | 0.035545
2074 | 0.051244 | 0.057594 | 0.041895 | 0 | 0.035545
2075 | 0.051244 | 0.057594 | 0.041895 | 0 | 0.035545
2076 | 0.051244 | 0.057594 | 0.041895 | 0 | 0.035545
2077 | 0.051244 | 0.057594 | 0.041895 | 0 | 0.035545
2078 | 0.051244 | 0.057594 | 0.041895 | 0 | 0.035545
2079 | 0.051244 | 0.057594 | 0.041895 | 0 | 0.035545
2080 | 0.051244 | 0.057594 | 0.041895 | 0 | 0.035545
2081 | 0.051244 | 0.057594 | 0.041895 | 0 | 0.035545
2082 | 0.051244 | 0.057594 | 0.041895 | 0 | 0.035545
NOM | 2.3533 | 2.6449 | 2.1824 | 0 | 1.8908
NPV | 0.23356 | 0.2625 | 0.30428 | 0 | 0.27534
(1): page 9; TRC Custom (7): TOTAL RESOURCE COST TEST | [5 empty] | PSC FORM CE 2.3
TRC Custom (7): PROGRAM METHOD SELECTED: REV_REQ | [5 empty] | PAGE 1 OF 1
[5 empty] | PROGRAM NAME: | TRC Custom
(1) | (2) | (3) | (4) | (5) | (6) | (7) | (8) | (9) | (10) | (11) | (12) | (13)
| INCREASED | UTILITY | PARTICIPANT |  |  | AVOIDED | AVOIDED |  |  |  |  | CUMULATIVE
| SUPPLY | PROGRAM | PROGRAM | OTHER | TOTAL | GEN UNIT | T&D | PROGRAM | OTHER | TOTAL | NET | DISCOUNTED
| COSTS | COSTS | COSTS | COSTS | COSTS | BENEFITS | BENEFITS | FUEL SAVINGS | BENEFITS | BENEFITS | BENEFITS | NET BENEFITS
YEAR | $(000) | $(000) | $(000) | $(000) | $(000) | $(000) | $(000) | $(000) | $(000) | $(000) | $(000) | $(000)
2023 | 0 | 0 | 0 | 0 | 0 | 0 | 0 | 0 | 0 | 0 | 0 | 0
2024 | 0 | 0 | 0 | 0 | 0 | 0 | 0 | 0 | 0 | 0 | 0 | 0
2025 | 0 | 34.6995 | 205.0731 | 0 | 239.7726 | 0 | 0 | 8.1653 | 0.0011295 | 8.1664 | -231.6062 | -198.2138
2026 | 0 | 39.931 | 235.9913 | 0 | 275.9223 | 0 | 10.0917 | 29.1715 | 0.0035271 | 39.2666 | -236.6557 | -385.5805
2027 | 0 | 46.2666 | 273.4345 | 0 | 319.7012 | 0 | 21.146 | 50.8149 | 0.0062286 | 71.9671 | -247.7341 | -567.0289
2028 | 0 | 55.9452 | 330.6346 | 0 | 386.5798 | 0 | 33.7805 | 78.2683 | 0.0093531 | 112.0581 | -274.5216 | -753.0387
2029 | 0 | 67.0336 | 396.167 | 0 | 463.2006 | 0 | 48.9072 | 110.9443 | 0.013021 | 159.8645 | -303.3361 | -943.1794
2030 | 0 | 78.2606 | 462.5185 | 0 | 540.7791 | 0 | 66.8838 | 132.9133 | 0.017249 | 199.8144 | -340.9647 | -1140.9003
2031 | 0 | 89.1662 | 526.9698 | 0 | 616.1359 | 0 | 87.7064 | 153.5821 | 0.022004 | 241.3105 | -374.8254 | -1341.9779
2032 | 0 | 99.4212 | 587.5767 | 0 | 686.9978 | 0 | 111.2382 | 180.955 | 0.027229 | 292.2204 | -394.7774 | -1537.898
2033 | 0 | 108.8735 | 643.44 | 0 | 752.3135 | 0 | 137.2488 | 251.672 | 0.03286 | 388.9537 | -363.3598 | -1704.7208
2034 | 0 | 117.5183 | 694.5301 | 0 | 812.0483 | 0 | 165.4662 | 317.0449 | 0.038832 | 482.5499 | -329.4985 | -1844.6678
2035 | 0 | 0 | 0 | 0 | 0 | 247.8941 | 194.4128 | 376.898 | 0.037359 | 819.2423 | 819.2423 | -1522.7726
2036 | 0 | 0 | 0 | 0 | 0 | 239.2795 | 189.4756 | 391.4052 | 0.03701 | 820.1973 | 820.1973 | -1224.638
2037 | 0 | 0 | 0 | 0 | 0 | 230.8092 | 184.5846 | 411.9852 | 0.03694 | 827.416 | 827.416 | -946.4043
2038 | 0 | 0 | 0 | 0 | 0 | 220.2904 | 179.8545 | 446.5524 | 0.036731 | 846.734 | 846.734 | -682.9989
2039 | 0 | 0 | 0 | 0 | 0 | 219.6957 | 175.2488 | 464.3336 | 0.036522 | 859.3147 | 859.3147 | -435.7002
2040 | 0 | 0 | 0 | 0 | 0 | 207.7664 | 170.732 | 497.5376 | 0.036452 | 876.0725 | 876.0725 | -202.4611
2041 | 0 | 51.5116 | 304.4322 | 0 | 355.9438 | 198.1125 | 166.2875 | 528.7555 | 0.036173 | 893.1917 | 537.2478 | -70.1403
2042 | 0 | 59.2778 | 350.3304 | 0 | 409.6082 | 191.1964 | 161.9285 | 541.3235 | 0.036243 | 894.4847 | 484.8764 | 40.3377
2043 | 0 | 68.6831 | 405.9151 | 0 | 474.5982 | 185.7534 | 157.6709 | 564.2962 | 0.036243 | 907.7569 | 433.1587 | 131.6405
2044 | 0 | 83.0509 | 490.8289 | 0 | 573.8798 | 170.1673 | 153.5277 | 604.8521 | 0.036103 | 928.5833 | 354.7034 | 200.8068
2045 | 0 | 99.5118 | 588.1121 | 0 | 687.6239 | 167.0081 | 149.5194 | 643.0627 | 0.036033 | 959.6262 | 272.0023 | 249.8742
2046 | 0 | 116.1784 | 686.6113 | 0 | 802.7897 | 155.5954 | 145.6748 | 665.1863 | 0.035894 | 966.4923 | 163.7026 | 277.1934
2047 | 0 | 132.3677 | 782.2896 | 0 | 914.6573 | 146.1746 | 142.0285 | 699.8553 | 0.035894 | 988.0944 | 73.4371 | 288.531
2048 | 0 | 147.5913 | 872.2608 | 0 | 1019.8521 | 141.4745 | 138.6123 | 732.9033 | 0.035964 | 1013.026 | -6.8261 | 287.556
2049 | 0 | 161.6234 | 955.1902 | 0 | 1116.8136 | 123.5648 | 135.4536 | 779.7033 | 0.035824 | 1038.7576 | -78.056 | 277.2428
2050 | 0 | 174.4565 | 1031.0338 | 0 | 1205.4903 | 100.9269 | 132.5797 | 848.802 | 0.035754 | 1082.3444 | -123.1459 | 262.1906
2051 | 0 | 0 | 0 | 0 | 0 | 103.7621 | 129.9466 | 840.3688 | 0.035754 | 1074.1132 | 1074.1132 | 383.6474
2052 | 0 | 0 | 0 | 0 | 0 | 96.0925 | 127.4334 | 848.2515 | 0.035824 | 1071.8132 | 1071.8132 | 495.7673
2053 | 0 | 0 | 0 | 0 | 0 | 81.4863 | 124.9805 | 851.6151 | 0.035684 | 1058.1176 | 1058.1176 | 598.1648
2054 | 0 | 0 | 0 | 0 | 0 | 81.1689 | 122.5936 | 855.2 | 0.035615 | 1058.9981 | 1058.9981 | 692.9722
2055 | 0 | 0 | 0 | 0 | 0 | 67.547 | 120.2782 | 849.3225 | 0.035615 | 1037.1833 | 1037.1833 | 778.8725
2056 | 0 | 0 | 0 | 0 | 0 | 66.4486 | 118.0233 | 852.0686 | 0.035615 | 1036.5761 | 1036.5761 | 858.2929
2057 | 0 | 76.4692 | 451.9313 | 0 | 528.4006 | 63.0212 | 115.7998 | 854.3317 | 0.035545 | 1033.1883 | 504.7877 | 894.0722
2058 | 0 | 87.9983 | 520.0675 | 0 | 608.0657 | 59.9636 | 113.593 | 845.6766 | 0.035475 | 1019.2687 | 411.203 | 921.0353
2059 | 0 | 101.9604 | 602.5833 | 0 | 704.5437 | 58.1574 | 111.4032 | 850.6508 | 0.035545 | 1020.2469 | 315.7032 | 940.1861
2060 | 0 | 123.2896 | 728.6383 | 0 | 851.9279 | 53.7102 | 109.231 | 855.3563 | 0.035545 | 1018.3331 | 166.4052 | 949.5243
2061 | 0 | 147.7258 | 873.0557 | 0 | 1020.7815 | 55.3554 | 107.0766 | 840.2148 | 0.035615 | 1002.6825 | -18.0991 | 948.5847
2062 | 0 | 172.4674 | 1019.2783 | 0 | 1191.7458 | 65.364 | 104.9569 | 836.7843 | 0.035545 | 1007.1407 | -184.6051 | 939.7188
2063 | 0 | 196.5005 | 1161.3133 | 0 | 1357.8138 | 56.308 | 102.8788 | 846.9356 | 0.035545 | 1006.1579 | -351.6559 | 924.0948
2064 | 0 | 219.1001 | 1294.8761 | 0 | 1513.9762 | 39.066 | 100.8464 | 845.0192 | 0.035475 | 984.9671 | -529.0091 | 902.3513
2065 | 0 | 239.9308 | 1417.9853 | 0 | 1657.9161 | 53.0383 | 98.8658 | 835.5255 | 0.035545 | 987.4652 | -670.4509 | 876.8581
2066 | 0 | 258.9817 | 1530.5755 | 0 | 1789.5572 | 46.1724 | 96.944 | 831.9732 | 0.035545 | 975.1252 | -814.4319 | 848.2094
2067 | 0 | 0 | 0 | 0 | 0 | 52.841 | 95.0894 | 833.5908 | 0.035545 | 981.5568 | 981.5568 | 880.151
2068 | 0 | 0 | 0 | 0 | 0 | 47.166 | 93.3139 | 844.2232 | 0.035545 | 984.7385 | 984.7385 | 909.7962
2069 | 0 | 0 | 0 | 0 | 0 | 46.2042 | 91.6252 | 844.2232 | 0.035545 | 982.0882 | 982.0882 | 937.1474
2070 | 0 | 0 | 0 | 0 | 0 | 35.1996 | 88.9278 | 844.2232 | 0.035545 | 968.3861 | 968.3861 | 962.0971
2071 | 0 | 0 | 0 | 0 | 0 | 31.7512 | 86.0669 | 844.2232 | 0.035545 | 962.0768 | 962.0768 | 985.0278
2072 | 0 | 0 | 0 | 0 | 0 | 28.3451 | 83.1149 | 844.2232 | 0.035545 | 955.7186 | 955.7186 | 1006.101
2073 | 0 | 113.519 | 670.8946 | 0 | 784.4137 | 24.9822 | 79.9601 | 844.2232 | 0.035545 | 949.2009 | 164.7873 | 1009.4624
2074 | 0 | 130.6339 | 772.0431 | 0 | 902.677 | 22.9409 | 76.5628 | 844.2232 | 0.035545 | 943.7624 | 41.0854 | 1010.2377
2075 | 0 | 151.3607 | 894.5383 | 0 | 1045.899 | 20.9457 | 72.9377 | 844.2232 | 0.035545 | 938.1421 | -107.757 | 1008.3566
2076 | 0 | 183.0241 | 1081.6676 | 0 | 1264.6917 | 19.7011 | 68.7534 | 844.2232 | 0.035545 | 932.7132 | -331.9784 | 1002.9952
2077 | 0 | 219.2998 | 1296.0561 | 0 | 1515.3559 | 18.5049 | 64.388 | 844.2232 | 0.035545 | 927.1516 | -588.2043 | 994.2072
2078 | 0 | 256.0289 | 1513.1244 | 0 | 1769.1533 | 17.3583 | 59.8711 | 844.2232 | 0.035545 | 921.4881 | -847.6652 | 982.4913
2079 | 0 | 291.7062 | 1723.9761 | 0 | 2015.6823 | 16.2625 | 55.2235 | 844.2232 | 0.035545 | 915.7447 | -1099.9376 | 968.4272
2080 | 0 | 325.2553 | 1922.2509 | 0 | 2247.5062 | 15.2188 | 54.6726 | 844.2232 | 0.035545 | 914.15 | -1333.3562 | 952.6554
2081 | 0 | 356.1787 | 2105.0071 | 0 | 2461.1858 | 14.2284 | 54.6994 | 844.2232 | 0.035545 | 913.1865 | -1547.9992 | 935.716
2082 | 0 | 384.4598 | 2272.1479 | 0 | 2656.6077 | 13.2928 | 54.6848 | 844.2232 | 0.035545 | 912.2363 | -1744.3714 | 918.0573
NOM | 0 | 5867.2583 | 34675.3509 | 0 | 40542.6091 | 4417.3139 | 6244.8027 | 37547.2163 | 1.8908 | 48211.2237 | 7668.6146
NPV | 0 | 704.7535 | 4165.0759 | 0 | 4869.8294 | 827.1434 | 1128.1679 | 3832.3001 | 0.27534 | 5787.8867 | 918.0573
| Discount Rate: |  |  |  | 8.0956 | %
| Benefit/Cost Ratio (Col(11) / Col(6)) : |  |  |  | 1.1885
(1): page 10; TRC Custom (7): PARTICIPANT COSTS AND BENEFITS |  | PSC FORM CE 2.4
TRC Custom (7): PROGRAM METHOD SELECTED: REV_REQ |  | PAGE 1 OF 1
[5 empty] | PROGRAM NAME: | TRC Custom
(1) | (2) | (3) | (4) | (5) | (6) | (7) | (8) | (9) | (10) | (11) | (12)
| SAVINGS IN |  |  |  |  | CUSTOMER |  |  |  |  | CUMULATIVE
| PARTICIPANTS | TAX | UTILITY | OTHER | TOTAL | EQUIPMENT | CUSTOMER | OTHER | TOTAL | NET | DISCOUNTED
| BILLS | CREDITS | REBATES | BENEFITS | BENEFITS | COSTS | O&M COSTS | COSTS | COSTS | BENEFITS | NET BENEFITS
YEAR | $(000) | $(000) | $(000) | $(000) | $(000) | $(000) | $(000) | $(000) | $(000) | $(000) | $(000)
2023 | 0 | 0 | 0 | 0 | 0 | 0 | 0 | 0 | 0 | 0 | 0
2024 | 0 | 0 | 0 | 0 | 0 | 0 | 0 | 0 | 0 | 0 | 0
2025 | 33.9934 | 0 | 89.146 | 0 | 123.1394 | 205.0731 | 0 | 0 | 205.0731 | -81.9337 | -70.1207
2026 | 110.0959 | 0 | 100.0841 | 0 | 210.18 | 235.9913 | 0 | 0 | 235.9913 | -25.8113 | -90.5562
2027 | 201.1133 | 0 | 113.1354 | 0 | 314.2487 | 273.4345 | 0 | 0 | 273.4345 | 40.8142 | -60.6626
2028 | 318.856 | 0 | 133.4657 | 0 | 452.3217 | 330.6346 | 0 | 0 | 330.6346 | 121.6871 | 21.7899
2029 | 446.3077 | 0 | 156.0184 | 0 | 602.3261 | 396.167 | 0 | 0 | 396.167 | 206.1591 | 151.0169
2030 | 596.1111 | 0 | 177.7063 | 0 | 773.8173 | 462.5185 | 0 | 0 | 462.5185 | 311.2988 | 331.5349
2031 | 772.1701 | 0 | 197.5311 | 0 | 969.7012 | 526.9698 | 0 | 0 | 526.9698 | 442.7314 | 569.0412
2032 | 973.4151 | 0 | 214.8772 | 0 | 1188.2924 | 587.5767 | 0 | 0 | 587.5767 | 600.7157 | 867.1643
2033 | 1205.7446 | 0 | 229.5673 | 0 | 1435.3119 | 643.44 | 0 | 0 | 643.44 | 791.872 | 1230.722
2034 | 1457.6644 | 0 | 241.7515 | 0 | 1699.4159 | 694.5301 | 0 | 0 | 694.5301 | 1004.8858 | 1657.5246
2035 | 1610.4948 | 0 | 0 | 0 | 1610.4948 | 0 | 0 | 0 | 0 | 1610.4948 | 2290.3174
2036 | 1663.1119 | 0 | 0 | 0 | 1663.1119 | 0 | 0 | 0 | 0 | 1663.1119 | 2894.844
2037 | 1721.3379 | 0 | 0 | 0 | 1721.3379 | 0 | 0 | 0 | 0 | 1721.3379 | 3473.6753
2038 | 1797.2184 | 0 | 0 | 0 | 1797.2184 | 0 | 0 | 0 | 0 | 1797.2184 | 4032.7612
2039 | 1864.3269 | 0 | 0 | 0 | 1864.3269 | 0 | 0 | 0 | 0 | 1864.3269 | 4569.2883
2040 | 1933.4248 | 0 | 0 | 0 | 1933.4248 | 0 | 0 | 0 | 0 | 1933.4248 | 5084.0292
2041 | 2002.4413 | 0 | 89.146 | 0 | 2091.5872 | 304.4322 | 0 | 0 | 304.4322 | 1787.155 | 5524.1941
2042 | 2047.9183 | 0 | 100.0841 | 0 | 2148.0024 | 350.3304 | 0 | 0 | 350.3304 | 1797.672 | 5933.79
2043 | 2092.9683 | 0 | 113.1354 | 0 | 2206.1037 | 405.9151 | 0 | 0 | 405.9151 | 1800.1886 | 6313.2403
2044 | 2150.3381 | 0 | 133.4657 | 0 | 2283.8038 | 490.8289 | 0 | 0 | 490.8289 | 1792.9749 | 6662.8657
2045 | 2214.8964 | 0 | 156.0184 | 0 | 2370.9148 | 588.1121 | 0 | 0 | 588.1121 | 1782.8027 | 6984.4715
2046 | 2259.1539 | 0 | 177.7063 | 0 | 2436.8602 | 686.6113 | 0 | 0 | 686.6113 | 1750.2489 | 7276.5586
2047 | 2316.1201 | 0 | 197.5311 | 0 | 2513.6511 | 782.2896 | 0 | 0 | 782.2896 | 1731.3615 | 7543.8544
2048 | 2386.0495 | 0 | 214.8772 | 0 | 2600.9268 | 872.2608 | 0 | 0 | 872.2608 | 1728.6659 | 7790.7465
2049 | 2458.3223 | 0 | 229.5673 | 0 | 2687.8896 | 955.1902 | 0 | 0 | 955.1902 | 1732.6994 | 8019.681
2050 | 2546.6197 | 0 | 241.7515 | 0 | 2788.3712 | 1031.0338 | 0 | 0 | 1031.0338 | 1757.3374 | 8234.4813
2051 | 2577.981 | 0 | 0 | 0 | 2577.981 | 0 | 0 | 0 | 0 | 2577.981 | 8525.99
2052 | 2631.1511 | 0 | 0 | 0 | 2631.1511 | 0 | 0 | 0 | 0 | 2631.1511 | 8801.2286
2053 | 2726.7869 | 0 | 0 | 0 | 2726.7869 | 0 | 0 | 0 | 0 | 2726.7869 | 9065.1086
2054 | 2793.3172 | 0 | 0 | 0 | 2793.3172 | 0 | 0 | 0 | 0 | 2793.3172 | 9315.182
2055 | 2862.1173 | 0 | 0 | 0 | 2862.1173 | 0 | 0 | 0 | 0 | 2862.1173 | 9552.2247
2056 | 2933.2891 | 0 | 0 | 0 | 2933.2891 | 0 | 0 | 0 | 0 | 2933.2891 | 9776.9675
2057 | 3006.9393 | 0 | 89.146 | 0 | 3096.0853 | 451.9313 | 0 | 0 | 451.9313 | 2644.1539 | 9964.3847
2058 | 3083.1794 | 0 | 100.0841 | 0 | 3183.2635 | 520.0675 | 0 | 0 | 520.0675 | 2663.196 | 10139.0143
2059 | 3162.126 | 0 | 113.1354 | 0 | 3275.2614 | 602.5833 | 0 | 0 | 602.5833 | 2672.6781 | 10301.1405
2060 | 3243.9013 | 0 | 133.4657 | 0 | 3377.367 | 728.6383 | 0 | 0 | 728.6383 | 2648.7287 | 10449.7805
2061 | 3328.633 | 0 | 156.0184 | 0 | 3484.6513 | 873.0557 | 0 | 0 | 873.0557 | 2611.5956 | 10585.3606
2062 | 3416.4546 | 0 | 177.7063 | 0 | 3594.1608 | 1019.2783 | 0 | 0 | 1019.2783 | 2574.8825 | 10709.0235
2063 | 3507.506 | 0 | 197.5311 | 0 | 3705.037 | 1161.3133 | 0 | 0 | 1161.3133 | 2543.7237 | 10822.0406
2064 | 3612.7311 | 0 | 214.8772 | 0 | 3827.6084 | 1294.8761 | 0 | 0 | 1294.8761 | 2532.7323 | 10926.1416
2065 | 3721.1131 | 0 | 229.5673 | 0 | 3950.6804 | 1417.9853 | 0 | 0 | 1417.9853 | 2532.6951 | 11022.4447
2066 | 3832.7465 | 0 | 241.7515 | 0 | 4074.498 | 1530.5755 | 0 | 0 | 1530.5755 | 2543.9225 | 11111.9303
2067 | 3947.7289 | 0 | 0 | 0 | 3947.7289 | 0 | 0 | 0 | 0 | 3947.7289 | 11240.3965
2068 | 4066.1607 | 0 | 0 | 0 | 4066.1607 | 0 | 0 | 0 | 0 | 4066.1607 | 11362.8067
2069 | 4188.1455 | 0 | 0 | 0 | 4188.1455 | 0 | 0 | 0 | 0 | 4188.1455 | 11479.4464
2070 | 4313.7899 | 0 | 0 | 0 | 4313.7899 | 0 | 0 | 0 | 0 | 4313.7899 | 11590.5878
2071 | 4443.2036 | 0 | 0 | 0 | 4443.2036 | 0 | 0 | 0 | 0 | 4443.2036 | 11696.49
2072 | 4576.4997 | 0 | 0 | 0 | 4576.4997 | 0 | 0 | 0 | 0 | 4576.4997 | 11797.3999
2073 | 4713.7947 | 0 | 89.146 | 0 | 4802.9407 | 670.8946 | 0 | 0 | 670.8946 | 4132.046 | 11881.6863
2074 | 4855.2085 | 0 | 100.0841 | 0 | 4955.2926 | 772.0431 | 0 | 0 | 772.0431 | 4183.2495 | 11960.6265
2075 | 5000.8648 | 0 | 113.1354 | 0 | 5114.0002 | 894.5383 | 0 | 0 | 894.5383 | 4219.4619 | 12034.2867
2076 | 5150.8907 | 0 | 133.4657 | 0 | 5284.3564 | 1081.6676 | 0 | 0 | 1081.6676 | 4202.6888 | 12102.1594
2077 | 5305.4175 | 0 | 156.0184 | 0 | 5461.4358 | 1296.0561 | 0 | 0 | 1296.0561 | 4165.3797 | 12164.3915
2078 | 5464.58 | 0 | 177.7063 | 0 | 5642.2863 | 1513.1244 | 0 | 0 | 1513.1244 | 4129.1618 | 12221.4622
2079 | 5628.5174 | 0 | 197.5311 | 0 | 5826.0485 | 1723.9761 | 0 | 0 | 1723.9761 | 4102.0724 | 12273.9124
2080 | 5797.3729 | 0 | 214.8772 | 0 | 6012.2502 | 1922.2509 | 0 | 0 | 1922.2509 | 4089.9993 | 12322.2915
2081 | 5971.2941 | 0 | 229.5673 | 0 | 6200.8614 | 2105.0071 | 0 | 0 | 2105.0071 | 4095.8543 | 12367.1115
2082 | 6150.4329 | 0 | 241.7515 | 0 | 6392.1844 | 2272.1479 | 0 | 0 | 2272.1479 | 4120.0366 | 12408.8196
NOM | 169194.0889 | 0 | 6613.132 | 0 | 175807.2209 | 34675.3509 | 0 | 0 | 34675.3509 | 141131.8701
NPV | 15248.6766 | 0 | 1325.2189 | 0 | 16573.8954 | 4165.0759 | 0 | 0 | 4165.0759 | 12408.8196
| In Service of Gen Unit: |  |  |  | 2035
| Discount Rate : |  |  |  | 8.0956 | %
| Benefit/Cost Ratio ( Col(6) / Col(10)) |  |  |  | 3.9793
(1): page 11; TRC Custom (7): RATE IMPACT TEST |  |  | PSC FORM CE 2.5
TRC Custom (7): PROGRAM METHOD SELECTED: REV_REQ |  |  | PAGE 1 OF 1
[5 empty] | PROGRAM NAME: | TRC Custom
(1) | (2) | (3) | (4) | (5) | (6) | (7) | (8) | (9) | (10) | (11) | (12) | (13) | (14)
| INCREASED | UTILITY |  |  | SELLBACK/ |  | AVOIDED GEN | AVOIDED |  |  |  |  | CUMULATIVE
| SUPPLY | PROGRAM |  | REVENUE | OTHER | TOTAL | UNIT & FUEL | T&D | REVENUE | OTHER | TOTAL | NET | DISCOUNTED
| COSTS | COSTS | INCENTIVES | LOSSES | COSTS | COSTS | BENEFITS | BENEFITS | GAINS | BENEFITS | BENEFITS | BENEFITS | NET BENEFITS
YEAR | $(000) | $(000) | $(000) | $(000) | $(000) | $(000) | $(000) | $(000) | $(000) | $(000) | $(000) | $(000) | $(000)
2023 | 0 | 0 | 0 | 0 | 0 | 0 | 0 | 0 | 0 | 0 | 0 | 0 | 0
2024 | 0 | 0 | 0 | 0 | 0 | 0 | 0 | 0 | 0 | 0 | 0 | 0 | 0
2025 | 0 | 34.6995 | 89.146 | 28.2145 | 0 | 152.06 | 8.1653 | 0 | 0 | 0.0011295 | 8.1664 | -143.8936 | -123.1474
2026 | 0 | 39.931 | 100.0841 | 91.3796 | 0 | 231.3947 | 29.1715 | 10.0917 | 0 | 0.0035271 | 39.2666 | -192.1281 | -275.2604
2027 | 0 | 46.2666 | 113.1354 | 166.924 | 0 | 326.3261 | 50.8149 | 21.146 | 0 | 0.0062286 | 71.9671 | -254.359 | -461.5611
2028 | 0 | 55.9452 | 133.4657 | 264.6505 | 0 | 454.0614 | 78.2683 | 33.7805 | 0 | 0.0093531 | 112.0581 | -342.0032 | -693.2949
2029 | 0 | 67.0336 | 156.0184 | 370.4354 | 0 | 593.4874 | 110.9443 | 48.9072 | 0 | 0.013021 | 159.8645 | -433.6228 | -965.1035
2030 | 0 | 78.2606 | 177.7063 | 494.7722 | 0 | 750.7391 | 132.9133 | 66.8838 | 0 | 0.017249 | 199.8144 | -550.9247 | -1284.5773
2031 | 0 | 89.1662 | 197.5311 | 640.9012 | 0 | 927.5984 | 153.5821 | 87.7064 | 0 | 0.022004 | 241.3105 | -686.2879 | -1652.7411
2032 | 0 | 99.4212 | 214.8772 | 807.9346 | 0 | 1122.233 | 180.955 | 111.2382 | 0 | 0.027229 | 292.2204 | -830.0125 | -2064.6596
2033 | 0 | 108.8735 | 229.5673 | 1000.768 | 0 | 1339.2089 | 251.672 | 137.2488 | 0 | 0.03286 | 388.9537 | -950.2552 | -2500.933
2034 | 0 | 117.5183 | 241.7515 | 1209.8614 | 0 | 1569.1312 | 317.0449 | 165.4662 | 0 | 0.038832 | 482.5499 | -1086.5813 | -2962.4339
2035 | 0 | 0 | 0 | 1336.7107 | 0 | 1336.7107 | 624.7921 | 194.4128 | 0 | 0.037359 | 819.2423 | -517.4684 | -3165.7566
2036 | 0 | 0 | 0 | 1380.3829 | 0 | 1380.3829 | 630.6847 | 189.4756 | 0 | 0.03701 | 820.1973 | -560.1856 | -3369.3792
2037 | 0 | 0 | 0 | 1428.7105 | 0 | 1428.7105 | 642.7944 | 184.5846 | 0 | 0.03694 | 827.416 | -601.2945 | -3571.5755
2038 | 0 | 0 | 0 | 1491.6913 | 0 | 1491.6913 | 666.8428 | 179.8545 | 0 | 0.036731 | 846.734 | -644.9573 | -3772.2114
2039 | 0 | 0 | 0 | 1547.3914 | 0 | 1547.3914 | 684.0293 | 175.2488 | 0 | 0.036522 | 859.3147 | -688.0767 | -3970.2301
2040 | 0 | 0 | 0 | 1604.7426 | 0 | 1604.7426 | 705.304 | 170.732 | 0 | 0.036452 | 876.0725 | -728.6701 | -4164.226
2041 | 0 | 51.5116 | 89.146 | 1662.0262 | 0 | 1802.6838 | 726.8679 | 166.2875 | 0 | 0.036173 | 893.1917 | -909.4921 | -4388.2281
2042 | 0 | 59.2778 | 100.0841 | 1699.7722 | 0 | 1859.1341 | 732.5199 | 161.9285 | 0 | 0.036243 | 894.4847 | -964.6495 | -4608.0215
2043 | 0 | 68.6831 | 113.1354 | 1737.1637 | 0 | 1918.9822 | 750.0497 | 157.6709 | 0 | 0.036243 | 907.7569 | -1011.2253 | -4821.1712
2044 | 0 | 83.0509 | 133.4657 | 1784.7807 | 0 | 2001.2973 | 775.0194 | 153.5277 | 0 | 0.036103 | 928.5833 | -1072.714 | -5030.3477
2045 | 0 | 99.5118 | 156.0184 | 1838.364 | 0 | 2093.8942 | 810.0708 | 149.5194 | 0 | 0.036033 | 959.6262 | -1134.268 | -5234.9621
2046 | 0 | 116.1784 | 177.7063 | 1875.0978 | 0 | 2168.9824 | 820.7816 | 145.6748 | 0 | 0.035894 | 966.4923 | -1202.4901 | -5435.6374
2047 | 0 | 132.3677 | 197.5311 | 1922.3796 | 0 | 2252.2784 | 846.03 | 142.0285 | 0 | 0.035894 | 988.0944 | -1264.184 | -5630.8081
2048 | 0 | 147.5913 | 214.8772 | 1980.4211 | 0 | 2342.8896 | 874.3778 | 138.6123 | 0 | 0.035964 | 1013.026 | -1329.8636 | -5820.7424
2049 | 0 | 161.6234 | 229.5673 | 2040.4075 | 0 | 2431.5982 | 903.2681 | 135.4536 | 0 | 0.035824 | 1038.7576 | -1392.8406 | -6004.7727
2050 | 0 | 174.4565 | 241.7515 | 2113.6943 | 0 | 2529.9024 | 949.729 | 132.5797 | 0 | 0.035754 | 1082.3444 | -1447.558 | -6181.7086
2051 | 0 | 0 | 0 | 2139.7243 | 0 | 2139.7243 | 944.1309 | 129.9466 | 0 | 0.035754 | 1074.1132 | -1065.6111 | -6302.2039
2052 | 0 | 0 | 0 | 2183.8554 | 0 | 2183.8554 | 944.344 | 127.4334 | 0 | 0.035824 | 1071.8132 | -1112.0422 | -6418.5321
2053 | 0 | 0 | 0 | 2263.2331 | 0 | 2263.2331 | 933.1014 | 124.9805 | 0 | 0.035684 | 1058.1176 | -1205.1156 | -6535.1551
2054 | 0 | 0 | 0 | 2318.4533 | 0 | 2318.4533 | 936.3689 | 122.5936 | 0 | 0.035615 | 1058.9981 | -1259.4551 | -6647.9085
2055 | 0 | 0 | 0 | 2375.5573 | 0 | 2375.5573 | 916.8694 | 120.2782 | 0 | 0.035615 | 1037.1833 | -1338.374 | -6758.7537
2056 | 0 | 0 | 0 | 2434.63 | 0 | 2434.63 | 918.5172 | 118.0233 | 0 | 0.035615 | 1036.5761 | -1398.0539 | -6865.8698
2057 | 0 | 76.4692 | 89.146 | 2495.7596 | 0 | 2661.3748 | 917.3529 | 115.7998 | 0 | 0.035545 | 1033.1883 | -1628.1866 | -6981.2754
2058 | 0 | 87.9983 | 100.0841 | 2559.0389 | 0 | 2747.1212 | 905.6403 | 113.593 | 0 | 0.035475 | 1019.2687 | -1727.8525 | -7094.5732
2059 | 0 | 101.9604 | 113.1354 | 2624.5646 | 0 | 2839.6604 | 908.8081 | 111.4032 | 0 | 0.035545 | 1020.2469 | -1819.4135 | -7204.9398
2060 | 0 | 123.2896 | 133.4657 | 2692.4381 | 0 | 2949.1933 | 909.0666 | 109.231 | 0 | 0.035545 | 1018.3331 | -1930.8603 | -7313.2949
2061 | 0 | 147.7258 | 156.0184 | 2762.7654 | 0 | 3066.5095 | 895.5702 | 107.0766 | 0 | 0.035615 | 1002.6825 | -2063.8271 | -7420.4378
2062 | 0 | 172.4674 | 177.7063 | 2835.6573 | 0 | 3185.831 | 902.1482 | 104.9569 | 0 | 0.035545 | 1007.1407 | -2178.6903 | -7525.0729
2063 | 0 | 196.5005 | 197.5311 | 2911.2299 | 0 | 3305.2616 | 903.2436 | 102.8788 | 0 | 0.035545 | 1006.1579 | -2299.1037 | -7627.2215
2064 | 0 | 219.1001 | 214.8772 | 2998.5668 | 0 | 3432.5442 | 884.0852 | 100.8464 | 0 | 0.035475 | 984.9671 | -2447.5771 | -7727.8225
2065 | 0 | 239.9308 | 229.5673 | 3088.5238 | 0 | 3558.022 | 888.5638 | 98.8658 | 0 | 0.035545 | 987.4652 | -2570.5568 | -7825.5653
2066 | 0 | 258.9817 | 241.7515 | 3181.1796 | 0 | 3681.9128 | 878.1457 | 96.944 | 0 | 0.035545 | 975.1252 | -2706.7876 | -7920.7799
2067 | 0 | 0 | 0 | 3276.6149 | 0 | 3276.6149 | 886.4318 | 95.0894 | 0 | 0.035545 | 981.5568 | -2295.0582 | -7995.4651
2068 | 0 | 0 | 0 | 3374.9134 | 0 | 3374.9134 | 891.3891 | 93.3139 | 0 | 0.035545 | 984.7385 | -2390.1749 | -8067.4204
2069 | 0 | 0 | 0 | 3476.1608 | 0 | 3476.1608 | 890.4274 | 91.6252 | 0 | 0.035545 | 982.0882 | -2494.0726 | -8136.8803
2070 | 0 | 0 | 0 | 3580.4456 | 0 | 3580.4456 | 879.4227 | 88.9278 | 0 | 0.035545 | 968.3861 | -2612.0595 | -8204.178
2071 | 0 | 0 | 0 | 3687.859 | 0 | 3687.859 | 875.9744 | 86.0669 | 0 | 0.035545 | 962.0768 | -2725.7822 | -8269.146
2072 | 0 | 0 | 0 | 3798.4948 | 0 | 3798.4948 | 872.5682 | 83.1149 | 0 | 0.035545 | 955.7186 | -2842.7761 | -8331.828
2073 | 0 | 113.519 | 89.146 | 3912.4496 | 0 | 4115.1146 | 869.2053 | 79.9601 | 0 | 0.035545 | 949.2009 | -3165.9137 | -8396.4071
2074 | 0 | 130.6339 | 100.0841 | 4029.8231 | 0 | 4260.5411 | 867.1641 | 76.5628 | 0 | 0.035545 | 943.7624 | -3316.7787 | -8458.9964
2075 | 0 | 151.3607 | 113.1354 | 4150.7178 | 0 | 4415.214 | 865.1689 | 72.9377 | 0 | 0.035545 | 938.1421 | -3477.0719 | -8519.6966
2076 | 0 | 183.0241 | 133.4657 | 4275.2393 | 0 | 4591.7291 | 863.9243 | 68.7534 | 0 | 0.035545 | 932.7132 | -3659.0158 | -8578.789
2077 | 0 | 219.2998 | 156.0184 | 4403.4965 | 0 | 4778.8146 | 862.7281 | 64.388 | 0 | 0.035545 | 927.1516 | -3851.663 | -8636.3341
2078 | 0 | 256.0289 | 177.7063 | 4535.6014 | 0 | 4969.3365 | 861.5814 | 59.8711 | 0 | 0.035545 | 921.4881 | -4047.8485 | -8692.281
2079 | 0 | 291.7062 | 197.5311 | 4671.6694 | 0 | 5160.9067 | 860.4856 | 55.2235 | 0 | 0.035545 | 915.7447 | -4245.162 | -8746.5607
2080 | 0 | 325.2553 | 214.8772 | 4811.8195 | 0 | 5351.9521 | 859.4419 | 54.6726 | 0 | 0.035545 | 914.15 | -4437.8021 | -8799.0539
2081 | 0 | 356.1787 | 229.5673 | 4956.1741 | 0 | 5541.9201 | 858.4516 | 54.6994 | 0 | 0.035545 | 913.1865 | -4628.7335 | -8849.7051
2082 | 0 | 384.4598 | 241.7515 | 5104.8593 | 0 | 5731.0706 | 857.5159 | 54.6848 | 0 | 0.035545 | 912.2363 | -4818.8344 | -8898.4872
NOM | 0 | 5867.2583 | 6613.132 | 140431.0938 | 0 | 152911.4841 | 41964.5303 | 6244.8027 | 0 | 1.8908 | 48211.2237 | -104700.2604
NPV | 0 | 704.7535 | 1325.2189 | 12656.4015 | 0 | 14686.3739 | 4659.4434 | 1128.1679 | 0 | 0.27534 | 5787.8867 | -8898.4872
| Discount Rate : |  |  |  | 8.0956 | %
| Benefit/Cost Ratio (Col(12) / Col(7)) : |  |  |  | 0.3941