## Outputs
page 1 | FPL 000452 | [12 empty] | PSC FORM CE 1
2024-06-07 12:20 | 20240012-EG |  |  |  | INPUT DATA -- PART 1 CONTINUED | [8 empty] | PAGE 1 OF 1
PROGRAM METHOD SELECTED: REV_REQ
|  |  |  | PROGRAM NAME: | TRC Residential HVAC
I. | PROGRAM DEMAND SAVINGS & LINE LOSSES | [5 empty] | IV. | AVOIDED GENERATOR AND T&D COSTS
| (1) CUSTOMER kW REDUCTION AT METER ........................................................................................... |  |  |  | 0.23356 | kW |  | (1) BASE YEAR ............................................................................................................................. |  |  |  | 2023
| (2) GENERATOR kW REDUCTION PER CUSTOMER .......................................................................................... |  |  |  | 0.30083 | kW |  | (2) IN-SERVICE YEAR FOR AVOIDED GENERATING UNIT .............................................................................. |  |  |  | 2035
| (3) kW LINE LOSS PERCENTAGE ................................................................................................... |  |  |  | 5.2837 | % |  | (3) IN-SERVICE YEAR FOR AVOIDED T&D ........................................................................... |  |  |  | 2026-2035
| (4) GENERATOR kWh REDUCTION PER CUSTOMER ...................................................................................... |  |  |  | 1165.9073 | kWh |  | (4) BASE YEAR AVOIDED GENERATING COST .................................................................................... |  |  |  | 786.3466 | $/kW
| (5) kWh LINE LOSS PERCENTAGE ............................................................................................... |  |  |  | 4.1934 | % |  | (5) BASE YEAR AVOIDED TRANSMISSION COST .................................................................................... |  |  |  | 499.1222 | $/kW
| (6) GROUP LINE LOSS MULTIPLIER................................................................................................................ |  |  |  | 1 |  |  | (6) BASE YEAR DISTRIBUTION COST ........................................................................................ |  |  |  | 196.5828 | $/kW
| (7) CUSTOMER kWh INCREASE AT METER ......................................................................................... |  |  |  | 0 | kWh |  | (7) GEN, TRAN & DIST COST ESCALATION RATE .................................................................................... |  |  |  | 2 | %**
[8 empty] | (8) GENERATOR FIXED O & M COST .............................................................................................. |  |  |  | 11.8679 | $/kW/YR
II. | ECONOMIC LIFE & K FACTORS | [6 empty] | (9) GENERATOR FIXED O&M ESCALATION RATE .......................................................................................... |  |  |  | 2.5 | %**
[8 empty] | (10) TRANSMISSION FIXED O & M COST ............................................................................................. |  |  |  | 3.4308 | $/kW
| (1) STUDY PERIOD FOR THE CONSERVATION PROGRAM ........................................................................................ |  |  |  | 62 | YEARS |  | (11) DISTRIBUTION FIXED O & M COST .............................................................................................. |  |  |  | 4.4467 | $/kW
| (2) GENERATOR ECONOMIC LIFE ..................................................................................................... |  |  |  | 50 | YEARS |  | (12) T&D FIXED O&M ESCALATION RATE ................................................................................................. |  |  |  | 2.5 | %**
| (3) T&D ECONOMIC LIFE ..................................................................................................................... |  |  |  | 50 | YEARS |  | (13) AVOIDED GEN UNIT VARIABLE O & M COSTS .................................................................................................. |  |  |  | 0.0079521 | CENTS/kWh
| (4) K FACTOR FOR GENERATION .............................................................................................. |  |  |  | 1.37 |  |  | (14) GENERATOR VARIABLE O&M COST ESCALATION RATE ......................................................................................... |  |  |  | 2.5 | %**
| (5) K FACTOR FOR T & D........................................................................................................................ |  |  |  | 1.3065 |  |  | (15) GENERATOR CAPACITY FACTOR ............................................................................................. |  |  |  | 65 | ** (In-service year)
[8 empty] | (16) AVOIDED GENERATING UNIT FUEL COST ........................................................................................... |  |  |  | 6.499 | CENTS/kWh** (In-service year)
III. | UTILITY & CUSTOMER COSTS | [6 empty] | (17) AVOIDED GEN UNIT FUEL COST ESCALATION RATE ................................................................................................... |  |  |  | -2.0003 | %**
| (1) UTILITY NON RECURRING COST PER CUSTOMER ........................................................................................................ |  |  |  | *** | $/CUST | V. | NON-FUEL ENERGY AND DEMAND CHARGES
| (2) UTILITY RECURRING COST PER CUSTOMER ...................................................................................... |  |  |  | *** | $/CUST
| (3) UTILITY COST ESCALATION RATE ......................................................................................... |  |  |  | *** | %** |  | (1) NON FUEL COST IN CUSTOMER BILL .................................................................................... |  |  |  | *** | CENTS/kWh
| (4) CUSTOMER EQUIPMENT COST ....................................................................................................................... |  |  |  | *** | $/CUST |  | (2) NON-FUEL COST ESCALATION RATE ........................................................................................ |  |  |  | *** | %
| (5) CUSTOMER EQUIPMENT ESCALATION RATE ................................................................................... |  |  |  | *** | %** |  | (3) DEMAND CHARGE IN CUSTOMER BILL ........................................................................................... |  |  |  | *** | $/kW/MO
| (6) CUSTOMER O & M COST ................................................................................................................ |  |  |  | *** | $/CUST/YR |  | (4) DEMAND CHARGE ESCALATION RATE ....................................................................................... |  |  |  | *** | %
| (7) CUSTOMER O & M COST ESCALATION RATE ................................................................................................................ |  |  |  | *** | %**
* | (8) INCREASED SUPPLY COSTS ................................................................................................................ |  |  |  | *** | $/CUST/YR | VI. | COST-EFFECTIVENESS RATIOS
* | (9) SUPPLY COSTS ESCALATION RATES......................................................................................... |  |  |  | *** | %**
* | (10) UTILITY DISCOUNT RATE ....................................................................................................... |  |  |  | 8.0956 | % |  | (1) RIM TEST ………….……………………………………………………………………………………………………………….………………………………… |  |  |  | 0.45031
* | (11) UTILITY AFUDC RATE......................................................................................................................... |  |  |  | 6.22 | % |  | (2) TRC TEST……...………………………………………………………………………………………………………………………………………….. |  |  |  | 2.0613
* | (12) UTILITY NON RECURRING REBATE/INCENTIVE ...................................................................................... |  |  |  | *** | $/CUST |  | (3) PARTICIPANT TEST ……………...…………………………………………………….…………..………………………………………………….. |  |  |  | 6.5339
* | (13) UTILITY RECURRING REBATE/INCENTIVE ...................................................................................... |  |  |  | *** | $/CUST
* | (14) UTILITY REBATE/INCENTIVE ESCALATION RATE .................................................................................... |  |  |  | *** | %
* SUPPLEMENTAL INFORMATION NOT SPECIFIED IN WORKBOOK
** VALUE SHOWN IS FOR FIRST YEAR ONLY (VALUE VARIES OVER TIME)
*** PROGRAM COST CALCULATION VALUES ARE SHOWN ON PAGE 2
page 2 |  |  |  |  | * INPUT DATA -- PART 1 CONTINUED
PROGRAM METHOD SELECTED: REV_REQ
|  |  |  | PROGRAM NAME: | TRC Residential HVAC
| (1) | (2) | (3) | (4) | (5) | (6) | (7) | (8) | (9) | (10)
| UTILITY |  |  | TOTAL | ENERGY | DEMAND
| PROGRAM COSTS |  | OTHER | UTILITY | CHARGE | CHARGE | PARTICIPANT | PARTICIPANT | OTHER | TOTAL
| WITHOUT | UTILITY | UTILITY | PROGRAM | REVENUE | REVENUE | EQUIPMENT | O&M | PARTICIPANT | PARTICIPANT
| INCENTIVES | INCENTIVES | COSTS | COSTS | LOSSES | LOSSES | COSTS | COSTS | COSTS | COSTS
YEAR | $(000) | $(000) | $(000) | $(000) | $(000) | $(000) | $(000) | $(000) | $(000) | $(000)
2023 | 0 | 0 | 0 | 0 | 0 | 0 | 0 | 0 | 0 | 0
2024 | 0 | 0 | 0 | 0 | 0 | 0 | 0 | 0 | 0 | 0
2025 | 1168.3163 | 6101.6823 | 0 | 7269.9986 | 1631.1366 | 0 | 7923.6257 | 0 | 0 | 7923.6257
2026 | 1239.1032 | 6313.5378 | 0 | 7552.641 | 5360.9351 | 0 | 8403.7091 | 0 | 0 | 8403.7091
2027 | 1316.9365 | 6546.4564 | 0 | 7863.3929 | 9436.3883 | 0 | 8931.5815 | 0 | 0 | 8931.5815
2028 | 1401.3727 | 6796.2793 | 0 | 8197.652 | 13599.488 | 0 | 9504.2351 | 0 | 0 | 9504.2351
2029 | 1490.5555 | 7052.4799 | 0 | 8543.0354 | 17966.4176 | 0 | 10109.081 | 0 | 0 | 10109.081
2030 | 1581.7862 | 7301.5928 | 0 | 8883.3789 | 23483.5414 | 0 | 10727.8154 | 0 | 0 | 10727.8154
2031 | 1673.9319 | 7538.4795 | 0 | 9212.4114 | 28965.7805 | 0 | 11352.7561 | 0 | 0 | 11352.7561
2032 | 1767.305 | 7764.8597 | 0 | 9532.1647 | 34901.7793 | 0 | 11986.0208 | 0 | 0 | 11986.0208
2033 | 1862.1935 | 7982.208 | 0 | 9844.4015 | 40952.5388 | 0 | 12629.5629 | 0 | 0 | 12629.5629
2034 | 1959.8518 | 8195.9178 | 0 | 10155.7696 | 47417.66 | 0 | 13291.8901 | 0 | 0 | 13291.8901
2035 | 0 | 0 | 0 | 0 | 51538.4381 | 0 | 0 | 0 | 0 | 0
2036 | 0 | 0 | 0 | 0 | 52673.933 | 0 | 0 | 0 | 0 | 0
2037 | 0 | 0 | 0 | 0 | 53837.646 | 0 | 0 | 0 | 0 | 0
2038 | 0 | 0 | 0 | 0 | 55192.6615 | 0 | 0 | 0 | 0 | 0
2039 | 0 | 0 | 0 | 0 | 56622.4355 | 0 | 0 | 0 | 0 | 0
2040 | 0 | 0 | 0 | 0 | 57796.7708 | 0 | 0 | 0 | 0 | 0
2041 | 0 | 0 | 0 | 0 | 59000.6138 | 0 | 0 | 0 | 0 | 0
2042 | 1777.7314 | 6101.6823 | 0 | 7879.4137 | 60183.0348 | 0 | 12056.7336 | 0 | 0 | 12056.7336
2043 | 1885.4421 | 6313.5378 | 0 | 8198.9799 | 61356.6335 | 0 | 12787.2372 | 0 | 0 | 12787.2372
2044 | 2003.8747 | 6546.4564 | 0 | 8550.331 | 62850.6853 | 0 | 13590.4575 | 0 | 0 | 13590.4575
2045 | 2132.3543 | 6796.2793 | 0 | 8928.6335 | 64497.6622 | 0 | 14461.8177 | 0 | 0 | 14461.8177
2046 | 2268.0565 | 7052.4799 | 0 | 9320.5364 | 65892.3909 | 0 | 15382.1623 | 0 | 0 | 15382.1623
2047 | 2406.8747 | 7301.5928 | 0 | 9708.4675 | 67265.949 | 0 | 16323.6398 | 0 | 0 | 16323.6398
2048 | 2547.0854 | 7538.4795 | 0 | 10085.5649 | 68487.7912 | 0 | 17274.561 | 0 | 0 | 17274.561
2049 | 2689.1636 | 7764.8597 | 0 | 10454.0233 | 69841.9542 | 0 | 18238.1482 | 0 | 0 | 18238.1482
2050 | 2833.5476 | 7982.208 | 0 | 10815.7556 | 71140.54 | 0 | 19217.3736 | 0 | 0 | 19217.3736
2051 | 2982.1462 | 8195.9178 | 0 | 11178.064 | 72158.2859 | 0 | 20225.1827 | 0 | 0 | 20225.1827
2052 | 0 | 0 | 0 | 0 | 73681.5929 | 0 | 0 | 0 | 0 | 0
2053 | 0 | 0 | 0 | 0 | 74837.8709 | 0 | 0 | 0 | 0 | 0
2054 | 0 | 0 | 0 | 0 | 76007.9408 | 0 | 0 | 0 | 0 | 0
2055 | 0 | 0 | 0 | 0 | 77192.0571 | 0 | 0 | 0 | 0 | 0
2056 | 0 | 0 | 0 | 0 | 78390.4796 | 0 | 0 | 0 | 0 | 0
2057 | 0 | 0 | 0 | 0 | 79603.473 | 0 | 0 | 0 | 0 | 0
2058 | 0 | 0 | 0 | 0 | 80831.3073 | 0 | 0 | 0 | 0 | 0
2059 | 2705.0286 | 6101.6823 | 0 | 8806.7109 | 82074.2581 | 0 | 18345.746 | 0 | 0 | 18345.746
2060 | 2868.9231 | 6313.5378 | 0 | 9182.4609 | 83332.6063 | 0 | 19457.2936 | 0 | 0 | 19457.2936
2061 | 3049.1323 | 6546.4564 | 0 | 9595.5887 | 84606.6385 | 0 | 20679.4884 | 0 | 0 | 20679.4884
2062 | 3244.6292 | 6796.2793 | 0 | 10040.9085 | 85896.647 | 0 | 22005.3659 | 0 | 0 | 22005.3659
2063 | 3451.1162 | 7052.4799 | 0 | 10503.5961 | 87543.915 | 0 | 23405.7791 | 0 | 0 | 23405.7791
2064 | 3662.3445 | 7301.5928 | 0 | 10963.9373 | 89211.2496 | 0 | 24838.3485 | 0 | 0 | 24838.3485
2065 | 3875.6916 | 7538.4795 | 0 | 11414.1711 | 90877.9938 | 0 | 26285.2875 | 0 | 0 | 26285.2875
2066 | 4091.8804 | 7764.8597 | 0 | 11856.7401 | 92534.2212 | 0 | 27751.4993 | 0 | 0 | 27751.4993
2067 | 4311.5778 | 7982.208 | 0 | 12293.7858 | 94196.391 | 0 | 29241.5066 | 0 | 0 | 29241.5066
2068 | 4537.6882 | 8195.9178 | 0 | 12733.606 | 95871.8423 | 0 | 30775.0073 | 0 | 0 | 30775.0073
2069 | 0 | 0 | 0 | 0 | 97571.398 | 0 | 0 | 0 | 0 | 0
2070 | 0 | 0 | 0 | 0 | 99288.8072 | 0 | 0 | 0 | 0 | 0
2071 | 0 | 0 | 0 | 0 | 101026.1372 | 0 | 0 | 0 | 0 | 0
2072 | 0 | 0 | 0 | 0 | 102811.7808 | 0 | 0 | 0 | 0 | 0
2073 | 0 | 0 | 0 | 0 | 104612.0991 | 0 | 0 | 0 | 0 | 0
2074 | 0 | 0 | 0 | 0 | 106453.5192 | 0 | 0 | 0 | 0 | 0
2075 | 0 | 0 | 0 | 0 | 108338.0715 | 0 | 0 | 0 | 0 | 0
2076 | 4116.0209 | 6101.6823 | 0 | 10217.7032 | 110267.9216 | 0 | 27915.2221 | 0 | 0 | 27915.2221
2077 | 4365.4059 | 6313.5378 | 0 | 10678.9437 | 112245.3821 | 0 | 29606.5733 | 0 | 0 | 29606.5733
2078 | 4639.6154 | 6546.4564 | 0 | 11186.0718 | 114272.9255 | 0 | 31466.2871 | 0 | 0 | 31466.2871
2079 | 4937.0871 | 6796.2793 | 0 | 11733.3663 | 116353.1991 | 0 | 33483.7666 | 0 | 0 | 33483.7666
2080 | 5251.2815 | 7052.4799 | 0 | 12303.7614 | 118489.0404 | 0 | 35614.6609 | 0 | 0 | 35614.6609
2081 | 5572.6903 | 7301.5928 | 0 | 12874.2831 | 120683.4948 | 0 | 37794.4846 | 0 | 0 | 37794.4846
2082 | 5897.3232 | 7538.4795 | 0 | 13435.8026 | 122939.8349 | 0 | 39996.1735 | 0 | 0 | 39996.1735
NOM | 109565.0654 | 262430.988 | 0 | 371996.0535 | 4236097.1869 | 0 | 743080.0817 | 0 | 0 | 743080.0817
NPV | 14892.6687 | 58531.7022 | 0 | 73424.3709 | 457077.3138 | 0 | 101003.4123 | 0 | 0 | 101003.4123
* SUPPLEMENTAL INFORMATION NOT SPECIFIED IN WORKBOOK
** NEGATIVE COSTS WILL BE CALCULATED AS POSITIVE BENEFITS FOR TRC AND RIM TESTS
page 2b | PROGRAM NAME: (4): INPUT DATA - PART 1 CONTINUED
PROGRAM METHOD SELECTED: REV_REQ
| ESCALATION RATES |  | PROGRAM NAME: | TRC Residential HVAC
| (1) | (2) | (3) | (4) | (5) | (6) | (7a) | (7b) | (8)
[7 empty] | Onpeak | Offpeak
|  |  |  | Fuel | Capacity | Blended | Energy Charge | Energy Charge | Demand Charge
Year | CPI% | PPI-CAP% | O&M% | (cents/kwh) | Factor | Cap. Rate | (cents/kwh) | (cents/kwh) | ($/kw)
2023 | 2.5 | 2.5 | 2.5 | 0 | 0 | 2 | 13.2846 | 0 | 0
2024 | 2.5 | 2.5 | 2.5 | 0 | 0 | 2 | 13.9419 | 0 | 0
2025 | 2.5 | 2.5 | 2.5 | 0 | 0 | 2 | 11.7229 | 0 | 0
2026 | 2.5 | 2.5 | 2.5 | 0 | 0 | 2 | 12.696 | 0 | 0
2027 | 2.5 | 2.5 | 2.5 | 0 | 0 | 2 | 13.1883 | 0 | 0
2028 | 2.5 | 2.5 | 2.5 | 0 | 0 | 2 | 13.3358 | 0 | 0
2029 | 2.5 | 2.5 | 2.5 | 0 | 0 | 2 | 13.4522 | 0 | 0
2030 | 2.5 | 2.5 | 2.5 | 0 | 0 | 2 | 14.122 | 0 | 0
2031 | 2.5 | 2.5 | 2.5 | 0 | 0 | 2 | 14.4734 | 0 | 0
2032 | 2.5 | 2.5 | 2.5 | 0 | 0 | 2 | 14.85 | 0 | 0
2033 | 2.5 | 2.5 | 2.5 | 6.273 | 63 | 2 | 15.1151 | 0 | 0
2034 | 2.5 | 2.5 | 2.5 | 6.39 | 65 | 2 | 15.4039 | 0 | 0
2035 | 2.5 | 2.5 | 2.5 | 6.499 | 65 | 2 | 15.7842 | 0 | 0
2036 | 2.5 | 2.5 | 2.5 | 6.369 | 70 | 2 | 16.1319 | 0 | 0
2037 | 2.5 | 2.5 | 2.5 | 6.522 | 71 | 2 | 16.4883 | 0 | 0
2038 | 2.5 | 2.5 | 2.5 | 6.585 | 74 | 2 | 16.9033 | 0 | 0
2039 | 2.5 | 2.5 | 2.5 | 6.588 | 77 | 2 | 17.3412 | 0 | 0
2040 | 2.5 | 2.5 | 2.5 | 6.767 | 78 | 2 | 17.7009 | 0 | 0
2041 | 2.5 | 2.5 | 2.5 | 6.885 | 82 | 2 | 18.0695 | 0 | 0
2042 | 2.5 | 2.5 | 2.5 | 6.948 | 81 | 2 | 18.4317 | 0 | 0
2043 | 2.5 | 2.5 | 2.5 | 7.177 | 81 | 2 | 18.7911 | 0 | 0
2044 | 2.5 | 2.5 | 2.5 | 7.37 | 83 | 2 | 19.2487 | 0 | 0
2045 | 2.5 | 2.5 | 2.5 | 7.8 | 84 | 2 | 19.7531 | 0 | 0
2046 | 2.5 | 2.5 | 2.5 | 7.636 | 86 | 2 | 20.1802 | 0 | 0
2047 | 2.5 | 2.5 | 2.5 | 8.086 | 86 | 2 | 20.6009 | 0 | 0
2048 | 2.5 | 2.5 | 2.5 | 8.474 | 85 | 2 | 20.9751 | 0 | 0
2049 | 2.5 | 2.5 | 2.5 | 8.705 | 87 | 2 | 21.3898 | 0 | 0
2050 | 2.5 | 2.5 | 2.5 | 9.119 | 88 | 2 | 21.7875 | 0 | 0
2051 | 2.5 | 2.5 | 2.5 | 9.242 | 88 | 2 | 22.0992 | 0 | 0
2052 | 2.5 | 2.5 | 2.5 | 9.132 | 87 | 2 | 22.5657 | 0 | 0
2053 | 2.5 | 2.5 | 2.5 | 9.066 | 89 | 2 | 22.9199 | 0 | 0
2054 | 2.5 | 2.5 | 2.5 | 8.894 | 90 | 2 | 23.2782 | 0 | 0
2055 | 2.5 | 2.5 | 2.5 | 8.889 | 90 | 2 | 23.6409 | 0 | 0
2056 | 2.5 | 2.5 | 2.5 | 8.72 | 90 | 2 | 24.0079 | 0 | 0
2057 | 2.5 | 2.5 | 2.5 | 8.799 | 91 | 2 | 24.3794 | 0 | 0
2058 | 2.5 | 2.5 | 2.5 | 8.597 | 92 | 2 | 24.7554 | 0 | 0
2059 | 2.5 | 2.5 | 2.5 | 8.632 | 91 | 2 | 25.1361 | 0 | 0
2060 | 2.5 | 2.5 | 2.5 | 8.527 | 91 | 2 | 25.5215 | 0 | 0
2061 | 2.5 | 2.5 | 2.5 | 8.455 | 90 | 2 | 25.9117 | 0 | 0
2062 | 2.5 | 2.5 | 2.5 | 8.376 | 91 | 2 | 26.3067 | 0 | 0
2063 | 2.5 | 2.5 | 2.5 | 8.796 | 91 | 2 | 26.8112 | 0 | 0
2064 | 2.5 | 2.5 | 2.5 | 8.585 | 92 | 2 | 27.3219 | 0 | 0
2065 | 2.5 | 2.5 | 2.5 | 8.571 | 91 | 2 | 27.8323 | 0 | 0
2066 | 2.5 | 2.5 | 2.5 | 8.527 | 91 | 2 | 28.3396 | 0 | 0
2067 | 2.5 | 2.5 | 2.5 | 8.572 | 91 | 2 | 28.8486 | 0 | 0
2068 | 2.5 | 2.5 | 2.5 | 8.503 | 91 | 2 | 29.3617 | 0 | 0
2069 | 2.5 | 2.5 | 2.5 | 8.592 | 91 | 2 | 29.8822 | 0 | 0
2070 | 2.5 | 2.5 | 2.5 | 8.326 | 91 | 2 | 30.4082 | 0 | 0
2071 | 2.5 | 2.5 | 2.5 | 8.277 | 91 | 2 | 30.9403 | 0 | 0
2072 | 2.5 | 2.5 | 2.5 | 8.228 | 91 | 2 | 31.4872 | 0 | 0
2073 | 2.5 | 2.5 | 2.5 | 8.179 | 91 | 2 | 32.0385 | 0 | 0
2074 | 2.5 | 2.5 | 2.5 | 8.179 | 91 | 2 | 32.6025 | 0 | 0
2075 | 2.5 | 2.5 | 2.5 | 8.179 | 91 | 2 | 33.1797 | 0 | 0
2076 | 2.5 | 2.5 | 2.5 | 8.179 | 91 | 2 | 33.7707 | 0 | 0
2077 | 2.5 | 2.5 | 2.5 | 8.179 | 91 | 2 | 34.3763 | 0 | 0
2078 | 2.5 | 2.5 | 2.5 | 8.179 | 91 | 2 | 34.9973 | 0 | 0
2079 | 2.5 | 2.5 | 2.5 | 8.179 | 91 | 2 | 35.6344 | 0 | 0
2080 | 2.5 | 2.5 | 2.5 | 8.179 | 91 | 2 | 36.2885 | 0 | 0
2081 | 2.5 | 2.5 | 2.5 | 8.179 | 91 | 2 | 36.9606 | 0 | 0
2082 | 2.5 | 2.5 | 2.5 | 8.179 | 91 | 2 | 37.6516 | 0 | 0
Legend:
| Column (1) used for: |  | Utility Cost
Customer Equipment
Supply Costs
| Column (3) used for: |  | Customer O&M Cost
Generator Fixed O&M
T&D Fixed O&M
Generator Variable O&M
| Column (6) used for: |  | Gen, Tran, & Dist Cost
page 3 | TRC Residential HVAC (5): CALCULATION OF GEN K-FACTOR |  |  |  |  | PSC FORM CE 1.1A
| TRC Residential HVAC (5): PROGRAM METHOD SELECTED REV_REQ |  |  |  |  | PAGE 1 OF 2
|  |  |  | PROGRAM NAME: | TRC Residential HVAC
| (2) | (3) | (4) | (5) | (6) | (7) | -8 | -9 | -10 | -11 | -12 | -13 | -14 | -15
REPLACEMENT
[12 empty] | PRESENT |  | COST BASIS
[11 empty] | TOTAL | WORTH | CUMULATIVE | FOR
| MID-YEAR |  | PREFERRED | COMMON | INCOME | PROPERTY | PROPERTY |  | DEFERRED | ITC | FIXED | FIXED | PW FIXED | PROPERTY
| RATE BASE | DEBT | STOCK | EQUITY | TAXES | TAX | INSURANCE | DEPREC. | TAXES | NORMALIZATION | CHARGES | CHARGES | CHARGES | INSURANCE
YEAR | $(000) | $(000) | $(000) | $(000) | $(000) | $(000) | $(000) | $(000) | $(000) | $(000) | $(000) | $(000) | $(000) | $(000)
2035 | 105271.7364 | 1492.7953 | 0 | 6650.6472 | 1241.61 | 1766.6027 | 37.7883 | 2099.3496 | 1128.0308 | 0 | 14416.824 | 14416.824 | 14416.824 | 104967.4824
2036 | 102304.1131 | 1450.7132 | 0 | 6463.1646 | 2462.7119 | 1731.2707 | 37.0325 | 2099.3496 | -156.7205 | 0 | 14087.5221 | 13032.4617 | 27449.2857 | 102868.1328
2037 | 98985.083 | 1403.6481 | 0 | 6253.4816 | 3546.1351 | 1695.9386 | 36.2768 | 2099.3496 | -1311.33 | 0 | 13723.4997 | 11744.8797 | 39194.1654 | 100768.7831
2038 | 95791.1524 | 1358.3569 | 0 | 6051.7018 | 4512.1844 | 1660.6066 | 35.521 | 2099.3496 | -2345.8826 | 0 | 13371.8377 | 10586.847 | 49781.0124 | 98669.4335
2039 | 92712.9566 | 1314.7068 | 0 | 5857.2337 | 5369.3031 | 1625.2745 | 34.7652 | 2099.3496 | -3269.0222 | 0 | 13031.6108 | 9544.7704 | 59325.7828 | 96570.0838
2040 | 89741.8517 | 1272.5754 | 0 | 5669.5312 | 6125.9499 | 1589.9425 | 34.0095 | 2099.3496 | -4089.3931 | 0 | 12701.9649 | 8606.5707 | 67932.3535 | 94470.7342
2041 | 86869.7938 | 1231.8484 | 0 | 5488.0861 | 6789.3959 | 1554.6104 | 33.2537 | 2099.3496 | -4814.4388 | 0 | 12382.1053 | 7761.4984 | 75693.852 | 92371.3845
2042 | 84089.3393 | 1192.4205 | 0 | 5312.4281 | 7366.9248 | 1519.2783 | 32.4979 | 2099.3496 | -5451.6027 | 0 | 12071.2966 | 6999.9807 | 82693.8327 | 90272.0349
2043 | 81360.0291 | 1153.7178 | 0 | 5140.0012 | 7931.1438 | 1483.9463 | 31.7422 | 2099.3496 | -6074.3598 | 0 | 11765.5411 | 6311.7048 | 89005.5375 | 88172.6852
2044 | 78638.0424 | 1115.1189 | 0 | 4968.037 | 8495.2798 | 1448.6142 | 30.9864 | 2099.3496 | -6696.8768 | 0 | 11460.5091 | 5687.6195 | 94693.1569 | 86073.3356
2045 | 75916.0557 | 1076.52 | 0 | 4796.0727 | 9059.6559 | 1413.2822 | 30.2306 | 2099.3496 | -7319.6339 | 0 | 11155.4772 | 5121.6114 | 99814.7683 | 83973.9859
2046 | 73194.0691 | 1037.9212 | 0 | 4624.1085 | 9623.7919 | 1377.9501 | 29.4749 | 2099.3496 | -7942.1509 | 0 | 10850.4453 | 4608.4818 | 104423.25 | 81874.6363
2047 | 70472.0824 | 999.3223 | 0 | 4452.1443 | 10188.168 | 1342.6181 | 28.7191 | 2099.3496 | -8564.908 | 0 | 10545.4134 | 4143.485 | 108566.735 | 79775.2866
2048 | 67750.0957 | 960.7235 | 0 | 4280.18 | 10752.304 | 1307.286 | 27.9633 | 2099.3496 | -9187.425 | 0 | 10240.3815 | 3722.2894 | 112289.0245 | 77675.937
2049 | 65028.109 | 922.1246 | 0 | 4108.2158 | 11316.6801 | 1271.954 | 27.2076 | 2099.3496 | -9810.1821 | 0 | 9935.3496 | 3340.9425 | 115629.967 | 75576.5873
2050 | 62306.1223 | 883.5257 | 0 | 3936.2516 | 11880.8161 | 1236.6219 | 26.4518 | 2099.3496 | -10432.6991 | 0 | 9630.3177 | 2995.8379 | 118625.8049 | 73477.2377
2051 | 59584.1356 | 844.9269 | 0 | 3764.2873 | 12445.1922 | 1201.2899 | 25.696 | 2099.3496 | -11055.4562 | 0 | 9325.2858 | 2683.686 | 121309.4908 | 71377.8881
2052 | 56862.1489 | 806.328 | 0 | 3592.3231 | 13009.3282 | 1165.9578 | 24.9403 | 2099.3496 | -11677.9732 | 0 | 9020.2539 | 2401.4865 | 123710.9773 | 69278.5384
2053 | 54140.1622 | 767.7292 | 0 | 3420.3589 | 13573.7043 | 1130.6257 | 24.1845 | 2099.3496 | -12300.7303 | 0 | 8715.222 | 2146.5039 | 125857.4813 | 67179.1888
2054 | 51418.1755 | 729.1303 | 0 | 3248.3947 | 14137.8403 | 1095.2937 | 23.4287 | 2099.3496 | -12923.2473 | 0 | 8410.19 | 1916.2444 | 127773.7257 | 65079.8391
2055 | 48964.0359 | 694.3296 | 0 | 3093.3519 | 14172.2669 | 1059.9616 | 22.673 | 2099.3496 | -13010.3102 | 0 | 8131.6226 | 1714.0131 | 129487.7388 | 62980.4895
2056 | 47045.4705 | 667.1236 | 0 | 2972.1446 | 13682.4863 | 1024.6296 | 21.9172 | 2099.3496 | -12561.6788 | 0 | 7905.9722 | 1541.6439 | 131029.3827 | 60881.1398
2057 | 45394.7523 | 643.7157 | 0 | 2867.8589 | 13198.4504 | 989.2975 | 21.1614 | 2099.3496 | -12113.0474 | 0 | 7706.7862 | 1390.2533 | 132419.636 | 58781.7902
2058 | 43744.034 | 620.3079 | 0 | 2763.5731 | 12714.4145 | 953.9655 | 20.4057 | 2099.3496 | -11664.416 | 0 | 7507.6003 | 1252.8919 | 133672.5279 | 56682.4405
2059 | 42093.3157 | 596.9001 | 0 | 2659.2873 | 12230.3786 | 918.6334 | 19.6499 | 2099.3496 | -11215.7846 | 0 | 7308.4144 | 1128.3075 | 134800.8354 | 54583.0909
2060 | 40442.5975 | 573.4922 | 0 | 2555.0015 | 11746.3427 | 883.3014 | 18.8941 | 2099.3496 | -10767.1532 | 0 | 7109.2284 | 1015.3567 | 135816.1921 | 52483.7412
2061 | 38791.8792 | 550.0844 | 0 | 2450.7158 | 11262.3068 | 847.9693 | 18.1384 | 2099.3496 | -10318.5218 | 0 | 6910.0425 | 912.9957 | 136729.1878 | 50384.3916
2062 | 37141.1609 | 526.6765 | 0 | 2346.43 | 10778.271 | 812.6373 | 17.3826 | 2099.3496 | -9869.8905 | 0 | 6710.8565 | 820.2719 | 137549.4596 | 48285.0419
2063 | 35490.4427 | 503.2687 | 0 | 2242.1442 | 10294.2351 | 777.3052 | 16.6268 | 2099.3496 | -9421.2591 | 0 | 6511.6706 | 736.3158 | 138285.7754 | 46185.6923
2064 | 33839.7244 | 479.8608 | 0 | 2137.8584 | 9810.1992 | 741.9731 | 15.8711 | 2099.3496 | -8972.6277 | 0 | 6312.4846 | 660.3343 | 138946.1098 | 44086.3426
2065 | 32189.0061 | 456.453 | 0 | 2033.5727 | 9326.1633 | 706.6411 | 15.1153 | 2099.3496 | -8523.9963 | 0 | 6113.2987 | 591.6039 | 139537.7136 | 41986.993
2066 | 30538.2879 | 433.0451 | 0 | 1929.2869 | 8842.1274 | 671.309 | 14.3596 | 2099.3496 | -8075.3649 | 0 | 5914.1127 | 529.4645 | 140067.1781 | 39887.6433
2067 | 28887.5696 | 409.6373 | 0 | 1825.0011 | 8358.0915 | 635.977 | 13.6038 | 2099.3496 | -7626.7335 | 0 | 5714.9268 | 473.3144 | 140540.4926 | 37788.2937
2068 | 27236.8514 | 386.2294 | 0 | 1720.7153 | 7874.0556 | 600.6449 | 12.848 | 2099.3496 | -7178.1022 | 0 | 5515.7409 | 422.6052 | 140963.0977 | 35688.944
2069 | 25586.1331 | 362.8216 | 0 | 1616.4295 | 7390.0198 | 565.3129 | 12.0923 | 2099.3496 | -6729.4708 | 0 | 5316.5549 | 376.8366 | 141339.9343 | 33589.5944
2070 | 23935.4148 | 339.4138 | 0 | 1512.1438 | 6905.9839 | 529.9808 | 11.3365 | 2099.3496 | -6280.8394 | 0 | 5117.369 | 335.5532 | 141675.4875 | 31490.2447
2071 | 22284.6966 | 316.0059 | 0 | 1407.858 | 6421.948 | 494.6488 | 10.5807 | 2099.3496 | -5832.208 | 0 | 4918.183 | 298.3398 | 141973.8273 | 29390.8951
2072 | 20633.9783 | 292.5981 | 0 | 1303.5722 | 5937.9121 | 459.3167 | 9.825 | 2099.3496 | -5383.5766 | 0 | 4718.9971 | 264.8183 | 142238.6456 | 27291.5454
2073 | 18983.26 | 269.1902 | 0 | 1199.2864 | 5453.8762 | 423.9847 | 9.0692 | 2099.3496 | -4934.9452 | 0 | 4519.8111 | 234.6445 | 142473.2902 | 25192.1958
2074 | 17332.5418 | 245.7824 | 0 | 1095.0007 | 4969.8403 | 388.6526 | 8.3134 | 2099.3496 | -4486.3138 | 0 | 4320.6252 | 207.505 | 142680.7952 | 23092.8461
2075 | 15681.8235 | 222.3745 | 0 | 990.7149 | 4485.8044 | 353.3205 | 7.5577 | 2099.3496 | -4037.6825 | 0 | 4121.4393 | 183.1145 | 142863.9097 | 20993.4965
2076 | 14031.1052 | 198.9667 | 0 | 886.4291 | 4001.7686 | 353.3205 | 7.5577 | 2099.3496 | -3589.0511 | 0 | 3958.3411 | 162.6968 | 143026.6065 | 20993.4965
2077 | 12380.387 | 175.5588 | 0 | 782.1433 | 3517.7327 | 353.3205 | 7.5577 | 2099.3496 | -3140.4197 | 0 | 3795.243 | 144.3102 | 143170.9167 | 20993.4965
2078 | 10729.6687 | 152.151 | 0 | 677.8576 | 3033.6968 | 353.3205 | 7.5577 | 2099.3496 | -2691.7883 | 0 | 3632.1449 | 127.7652 | 143298.6819 | 20993.4965
2079 | 9078.9505 | 128.7431 | 0 | 573.5718 | 2549.6609 | 353.3205 | 7.5577 | 2099.3496 | -2243.1569 | 0 | 3469.0468 | 112.8889 | 143411.5708 | 20993.4965
2080 | 7428.2322 | 105.3353 | 0 | 469.286 | 2065.625 | 353.3205 | 7.5577 | 2099.3496 | -1794.5255 | 0 | 3305.9486 | 99.5243 | 143511.0952 | 20993.4965
2081 | 5777.5139 | 81.9275 | 0 | 365.0002 | 1581.5891 | 353.3205 | 7.5577 | 2099.3496 | -1345.8942 | 0 | 3142.8505 | 87.5283 | 143598.6235 | 20993.4965
2082 | 4126.7957 | 58.5196 | 0 | 260.7144 | 1097.5533 | 353.3205 | 7.5577 | 2099.3496 | -897.2628 | 0 | 2979.7524 | 76.771 | 143675.3945 | 20993.4965
2083 | 2476.0774 | 35.1118 | 0 | 156.4287 | 613.5174 | 353.3205 | 7.5577 | 2099.3496 | -448.6314 | 0 | 2816.6543 | 67.1339 | 143742.5284 | 20993.4965
2084 | 825.3591 | 11.7039 | 0 | 52.1429 | 129.4815 | 353.3205 | 7.5577 | 2099.3496 | -4.6612e-12 | 0 | 2653.5561 | 58.5098 | 143801.0382 | 20993.4965
|  | IN SERVICE COST ($000) |  | 104967.4824
|  | IN SERVICE YEAR |  | 2035 |  | CAPITAL STRUCTURE
|  | BOOK LIFE (YRS) |  | 50 |  | SOURCE | WEIGHT | COST |  |  | K-FACTOR = CPWFC / IN-SVC COST = | 1.37
|  | EFFEC. TAX RATE |  | 25.35% |  | DEBT | 40.4% | 3.51%
|  | DISCOUNT RATE |  | 8.096% |  | P/S | 0% | 0%
|  | PROPERTY TAX |  | 1.683% |  | C/S | 59.6% | 10.6%
|  | PROPERTY INSURANCE |  | 0.036%
page 4a | PROGRAM NAME: (5): DEFERRED TAX AND MID-YEAR RATE BASE CALCULATION; TRC Residential HVAC -15: PSC FORM CE 1.1A
|  |  |  | PROGRAM METHOD SELECTED: REV_REQ | [9 empty] | PAGE 2a OF 2
|  |  | PROGRAM NAME: | TRC Residential HVAC
(1) | (2) | (3) | (4) | (5) | (6) | (7) | (8) | (9) | (10) | (11) | (12) | (13) | (14) | (15)
[6 empty] | BOOK | ACCUMULATED | DEFERRED
|  |  | ACCUMULATED |  | ACCUMULATED | DEPRECIATION | BOOK DEPR | TAX | TOTAL |  |  |  | ANNUAL | ACCUMULATED
| TAX | TAX | TAX | BOOK | BOOK | FOR | FOR | DUE TO | EQUITY | BOOK DEPR | (10)*(11) | SALVAGE | DEFERRED TAX | DEFERRED
| DEPRECIATION | DEPRECIATION | DEPRECIATION | DEPRECIATION | DEPRECIATION | DEFERRED TAX | DEFERRED TAX | DEPRECIATION | AFUDC | RATE | TAX RATE | TAX RATE | (9)-(12)+(13) | TAX
YEAR | SCHEDULE | $(000) | $(000) | $(000) | $(000) | $(000) | $(000) | $(000) | $(000) | MINUS 1/LIFE | $(000) | $(000) | $(000) | $(000)
2035 | 3.75% | 3552.6824 | 3552.6824 | 2099.3496 | 2099.3496 | 2099.3496 | 2099.3496 | 1128.0308 | 16462.5733 | 0 | 0 | 0 | 1128.0308 | 2707.8576 | 7
2036 | 7.219% | 6839.1504 | 10391.8328 | 2099.3496 | 4198.6993 | 2099.3496 | 4198.6993 | -156.7205 | 16462.5733 | 0 | 0 | 0 | -156.7205 | 2551.1371
2037 | 6.677% | 6325.6694 | 16717.5022 | 2099.3496 | 6298.0489 | 2099.3496 | 6298.0489 | -1311.33 | 16462.5733 | 0 | 0 | 0 | -1311.33 | 1239.807
2038 | 6.177% | 5851.9784 | 22569.4806 | 2099.3496 | 8397.3986 | 2099.3496 | 8397.3986 | -2345.8826 | 16462.5733 | 0 | 0 | 0 | -2345.8826 | -1106.0755
2039 | 5.713% | 5412.3932 | 27981.8738 | 2099.3496 | 10496.7482 | 2099.3496 | 10496.7482 | -3269.0222 | 16462.5733 | 0 | 0 | 0 | -3269.0222 | -4375.0978
2040 | 5.285% | 5006.9137 | 32988.7875 | 2099.3496 | 12596.0979 | 2099.3496 | 12596.0979 | -4089.3931 | 16462.5733 | 0 | 0 | 0 | -4089.3931 | -8464.4909
2041 | 4.888% | 4630.8031 | 37619.5906 | 2099.3496 | 14695.4475 | 2099.3496 | 14695.4475 | -4814.4388 | 16462.5733 | 0 | 0 | 0 | -4814.4388 | -13278.9297
2042 | 4.522% | 4284.0613 | 41903.6518 | 2099.3496 | 16794.7972 | 2099.3496 | 16794.7972 | -5451.6027 | 16462.5733 | 0 | 0 | 0 | -5451.6027 | -18730.5324
2043 | 4.462% | 4227.2183 | 46130.8702 | 2099.3496 | 18894.1468 | 2099.3496 | 18894.1468 | -6074.3598 | 16462.5733 | 0 | 0 | 0 | -6074.3598 | -24804.8922
2044 | 4.461% | 4226.271 | 50357.1411 | 2099.3496 | 20993.4965 | 2099.3496 | 20993.4965 | -6696.8768 | 16462.5733 | 0 | 0 | 0 | -6696.8768 | -31501.7691
2045 | 4.462% | 4227.2183 | 54584.3595 | 2099.3496 | 23092.8461 | 2099.3496 | 23092.8461 | -7319.6339 | 16462.5733 | 0 | 0 | 0 | -7319.6339 | -38821.403
2046 | 4.461% | 4226.271 | 58810.6304 | 2099.3496 | 25192.1958 | 2099.3496 | 25192.1958 | -7942.1509 | 16462.5733 | 0 | 0 | 0 | -7942.1509 | -46763.5539
2047 | 4.462% | 4227.2183 | 63037.8488 | 2099.3496 | 27291.5454 | 2099.3496 | 27291.5454 | -8564.908 | 16462.5733 | 0 | 0 | 0 | -8564.908 | -55328.4619
2048 | 4.461% | 4226.271 | 67264.1197 | 2099.3496 | 29390.8951 | 2099.3496 | 29390.8951 | -9187.425 | 16462.5733 | 0 | 0 | 0 | -9187.425 | -64515.8869
2049 | 4.462% | 4227.2183 | 71491.3381 | 2099.3496 | 31490.2447 | 2099.3496 | 31490.2447 | -9810.1821 | 16462.5733 | 0 | 0 | 0 | -9810.1821 | -74326.069
2050 | 4.461% | 4226.271 | 75717.6091 | 2099.3496 | 33589.5944 | 2099.3496 | 33589.5944 | -10432.6991 | 16462.5733 | 0 | 0 | 0 | -10432.6991 | -84758.7681
2051 | 4.462% | 4227.2183 | 79944.8274 | 2099.3496 | 35688.944 | 2099.3496 | 35688.944 | -11055.4562 | 16462.5733 | 0 | 0 | 0 | -11055.4562 | -95814.2243
2052 | 4.461% | 4226.271 | 84171.0984 | 2099.3496 | 37788.2937 | 2099.3496 | 37788.2937 | -11677.9732 | 16462.5733 | 0 | 0 | 0 | -11677.9732 | -107492.1975
2053 | 4.462% | 4227.2183 | 88398.3167 | 2099.3496 | 39887.6433 | 2099.3496 | 39887.6433 | -12300.7303 | 16462.5733 | 0 | 0 | 0 | -12300.7303 | -119792.9278
2054 | 4.461% | 4226.271 | 92624.5877 | 2099.3496 | 41986.993 | 2099.3496 | 41986.993 | -12923.2473 | 16462.5733 | 0 | 0 | 0 | -12923.2473 | -132716.1751
2055 | 2.231% | 2113.6092 | 94738.1968 | 2099.3496 | 44086.3426 | 2099.3496 | 44086.3426 | -13010.3102 | 16462.5733 | 0 | 0 | 0 | -13010.3102 | -145726.4853
2056 | 0% | 0 | 94738.1968 | 2099.3496 | 46185.6923 | 2099.3496 | 46185.6923 | -12561.6788 | 16462.5733 | 0 | 0 | 0 | -12561.6788 | -158288.164
2057 | 0% | 0 | 94738.1968 | 2099.3496 | 48285.0419 | 2099.3496 | 48285.0419 | -12113.0474 | 16462.5733 | 0 | 0 | 0 | -12113.0474 | -170401.2114
2058 | 0% | 0 | 94738.1968 | 2099.3496 | 50384.3916 | 2099.3496 | 50384.3916 | -11664.416 | 16462.5733 | 0 | 0 | 0 | -11664.416 | -182065.6274
2059 | 0% | 0 | 94738.1968 | 2099.3496 | 52483.7412 | 2099.3496 | 52483.7412 | -11215.7846 | 16462.5733 | 0 | 0 | 0 | -11215.7846 | -193281.412
2060 | 0% | 0 | 94738.1968 | 2099.3496 | 54583.0909 | 2099.3496 | 54583.0909 | -10767.1532 | 16462.5733 | 0 | 0 | 0 | -10767.1532 | -204048.5653
2061 | 0% | 0 | 94738.1968 | 2099.3496 | 56682.4405 | 2099.3496 | 56682.4405 | -10318.5218 | 16462.5733 | 0 | 0 | 0 | -10318.5218 | -214367.0871
2062 | 0% | 0 | 94738.1968 | 2099.3496 | 58781.7902 | 2099.3496 | 58781.7902 | -9869.8905 | 16462.5733 | 0 | 0 | 0 | -9869.8905 | -224236.9776
2063 | 0% | 0 | 94738.1968 | 2099.3496 | 60881.1398 | 2099.3496 | 60881.1398 | -9421.2591 | 16462.5733 | 0 | 0 | 0 | -9421.2591 | -233658.2366
2064 | 0% | 0 | 94738.1968 | 2099.3496 | 62980.4895 | 2099.3496 | 62980.4895 | -8972.6277 | 16462.5733 | 0 | 0 | 0 | -8972.6277 | -242630.8643
2065 | 0% | 0 | 94738.1968 | 2099.3496 | 65079.8391 | 2099.3496 | 65079.8391 | -8523.9963 | 16462.5733 | 0 | 0 | 0 | -8523.9963 | -251154.8606
2066 | 0% | 0 | 94738.1968 | 2099.3496 | 67179.1888 | 2099.3496 | 67179.1888 | -8075.3649 | 16462.5733 | 0 | 0 | 0 | -8075.3649 | -259230.2256
2067 | 0% | 0 | 94738.1968 | 2099.3496 | 69278.5384 | 2099.3496 | 69278.5384 | -7626.7335 | 16462.5733 | 0 | 0 | 0 | -7626.7335 | -266856.9591
2068 | 0% | 0 | 94738.1968 | 2099.3496 | 71377.8881 | 2099.3496 | 71377.8881 | -7178.1022 | 16462.5733 | 0 | 0 | 0 | -7178.1022 | -274035.0612
2069 | 0% | 0 | 94738.1968 | 2099.3496 | 73477.2377 | 2099.3496 | 73477.2377 | -6729.4708 | 16462.5733 | 0 | 0 | 0 | -6729.4708 | -280764.532
2070 | 0% | 0 | 94738.1968 | 2099.3496 | 75576.5873 | 2099.3496 | 75576.5873 | -6280.8394 | 16462.5733 | 0 | 0 | 0 | -6280.8394 | -287045.3714
2071 | 0% | 0 | 94738.1968 | 2099.3496 | 77675.937 | 2099.3496 | 77675.937 | -5832.208 | 16462.5733 | 0 | 0 | 0 | -5832.208 | -292877.5794
2072 | 0% | 0 | 94738.1968 | 2099.3496 | 79775.2866 | 2099.3496 | 79775.2866 | -5383.5766 | 16462.5733 | 0 | 0 | 0 | -5383.5766 | -298261.156
2073 | 0% | 0 | 94738.1968 | 2099.3496 | 81874.6363 | 2099.3496 | 81874.6363 | -4934.9452 | 16462.5733 | 0 | 0 | 0 | -4934.9452 | -303196.1012
2074 | 0% | 0 | 94738.1968 | 2099.3496 | 83973.9859 | 2099.3496 | 83973.9859 | -4486.3138 | 16462.5733 | 0 | 0 | 0 | -4486.3138 | -307682.4151
2075 | 0% | 0 | 94738.1968 | 2099.3496 | 86073.3356 | 2099.3496 | 86073.3356 | -4037.6825 | 16462.5733 | 0 | 0 | 0 | -4037.6825 | -311720.0976
2076 | 0% | 0 | 94738.1968 | 2099.3496 | 88172.6852 | 2099.3496 | 88172.6852 | -3589.0511 | 16462.5733 | 0 | 0 | 0 | -3589.0511 | -315309.1486
2077 | 0% | 0 | 94738.1968 | 2099.3496 | 90272.0349 | 2099.3496 | 90272.0349 | -3140.4197 | 16462.5733 | 0 | 0 | 0 | -3140.4197 | -318449.5683
2078 | 0% | 0 | 94738.1968 | 2099.3496 | 92371.3845 | 2099.3496 | 92371.3845 | -2691.7883 | 16462.5733 | 0 | 0 | 0 | -2691.7883 | -321141.3566
2079 | 0% | 0 | 94738.1968 | 2099.3496 | 94470.7342 | 2099.3496 | 94470.7342 | -2243.1569 | 16462.5733 | 0 | 0 | 0 | -2243.1569 | -323384.5135
2080 | 0% | 0 | 94738.1968 | 2099.3496 | 96570.0838 | 2099.3496 | 96570.0838 | -1794.5255 | 16462.5733 | 0 | 0 | 0 | -1794.5255 | -325179.0391
2081 | 0% | 0 | 94738.1968 | 2099.3496 | 98669.4335 | 2099.3496 | 98669.4335 | -1345.8942 | 16462.5733 | 0 | 0 | 0 | -1345.8942 | -326524.9332
2082 | 0% | 0 | 94738.1968 | 2099.3496 | 100768.7831 | 2099.3496 | 100768.7831 | -897.2628 | 16462.5733 | 0 | 0 | 0 | -897.2628 | -327422.196
2083 | 0% | 0 | 94738.1968 | 2099.3496 | 102868.1328 | 2099.3496 | 102868.1328 | -448.6314 | 16462.5733 | 0 | 0 | 0 | -448.6314 | -327870.8274
2084 | 0% | 0 | 94738.1968 | 2099.3496 | 104967.4824 | 2099.3496 | 104967.4824 | -4.6612e-12 | 16462.5733 | 0 | 0 | 0 | -4.6612e-12 | -327870.8274
| SALVAGE / REMOVAL COST |  |  |  | 0
| YEAR SALVAGE / COST OF REMOVAL |  |  |  | 2084
| DEFERRED TAXES DURING CONSTRUCTION (SEE PAGE 5) |  |  |  | 1579.8268
| TOTAL EQUITY AFUDC CAPITALIZED (SEE PAGE 5) |  |  |  | 16462.5733
| BOOK DEPRECIATION RATE - 1/USEFUL LIFE |  |  |  | 2%
page 4b |  |  |  | DEFERRED TAX AND MID-YEAR RATE BASE CALCULATION | [9 empty] | PSC FORM CE 1.1A
|  |  |  | PROGRAM METHOD SELECTED: REV_REQ | [9 empty] | PAGE 2b OF 2
|  |  | PROGRAM NAME: | TRC Residential HVAC
(1) | (2) | (3) | (4) | (5) | (5a)* | (5b)* | (6) | (7) | (8)
END
OF YEAR
|  |  |  | NET |  |  | BEGINNING | ENDING OF
| TAX | TAX | DEFERRED | PLANT IN | ACCUMULATED | ACCUMULATED | YEAR RATE | YEAR RATE | MID-YEAR
| DEPRECIATION | DEPRECIATION | TAX | SERVICE | DEPRECIATION | DEF TAXES | BASE | BASE | RATE BASE
YEAR | SCHEDULE | $(000) | $(000) | $(000) | $(000) | $(000) | $(000) | $(000) | $(000)
2035 | 3.75% | 3552.6824 | 1128.0308 | 102868.1328 | 2099.3496 | 2707.8576 | 106547.3092 | 103996.1636 | 105271.7364
2036 | 7.219% | 6839.1504 | -156.7205 | 100768.7831 | 4198.6993 | 2551.1371 | 103996.1636 | 100612.0626 | 102304.1131
2037 | 6.677% | 6325.6694 | -1311.33 | 98669.4335 | 6298.0489 | 1239.807 | 100612.0626 | 97358.1035 | 98985.083
2038 | 6.177% | 5851.9784 | -2345.8826 | 96570.0838 | 8397.3986 | -1106.0755 | 97358.1035 | 94224.2013 | 95791.1524
2039 | 5.713% | 5412.3932 | -3269.0222 | 94470.7342 | 10496.7482 | -4375.0978 | 94224.2013 | 91201.7119 | 92712.9566
2040 | 5.285% | 5006.9137 | -4089.3931 | 92371.3845 | 12596.0979 | -8464.4909 | 91201.7119 | 88281.9914 | 89741.8517
2041 | 4.888% | 4630.8031 | -4814.4388 | 90272.0349 | 14695.4475 | -13278.9297 | 88281.9914 | 85457.5961 | 86869.7938
2042 | 4.522% | 4284.0613 | -5451.6027 | 88172.6852 | 16794.7972 | -18730.5324 | 85457.5961 | 82721.0825 | 84089.3393
2043 | 4.462% | 4227.2183 | -6074.3598 | 86073.3356 | 18894.1468 | -24804.8922 | 82721.0825 | 79998.9758 | 81360.0291
2044 | 4.461% | 4226.271 | -6696.8768 | 83973.9859 | 20993.4965 | -31501.7691 | 79998.9758 | 77277.1091 | 78638.0424
2045 | 4.462% | 4227.2183 | -7319.6339 | 81874.6363 | 23092.8461 | -38821.403 | 77277.1091 | 74555.0024 | 75916.0557
2046 | 4.461% | 4226.271 | -7942.1509 | 79775.2866 | 25192.1958 | -46763.5539 | 74555.0024 | 71833.1357 | 73194.0691
2047 | 4.462% | 4227.2183 | -8564.908 | 77675.937 | 27291.5454 | -55328.4619 | 71833.1357 | 69111.029 | 70472.0824
2048 | 4.461% | 4226.271 | -9187.425 | 75576.5873 | 29390.8951 | -64515.8869 | 69111.029 | 66389.1623 | 67750.0957
2049 | 4.462% | 4227.2183 | -9810.1821 | 73477.2377 | 31490.2447 | -74326.069 | 66389.1623 | 63667.0556 | 65028.109
2050 | 4.461% | 4226.271 | -10432.6991 | 71377.8881 | 33589.5944 | -84758.7681 | 63667.0556 | 60945.1889 | 62306.1223
2051 | 4.462% | 4227.2183 | -11055.4562 | 69278.5384 | 35688.944 | -95814.2243 | 60945.1889 | 58223.0822 | 59584.1356
2052 | 4.461% | 4226.271 | -11677.9732 | 67179.1888 | 37788.2937 | -107492.1975 | 58223.0822 | 55501.2156 | 56862.1489
2053 | 4.462% | 4227.2183 | -12300.7303 | 65079.8391 | 39887.6433 | -119792.9278 | 55501.2156 | 52779.1088 | 54140.1622
2054 | 4.461% | 4226.271 | -12923.2473 | 62980.4895 | 41986.993 | -132716.1751 | 52779.1088 | 50057.2422 | 51418.1755
2055 | 2.231% | 2113.6092 | -13010.3102 | 60881.1398 | 44086.3426 | -145726.4853 | 50057.2422 | 47870.8297 | 48964.0359
2056 | 0% | 0 | -12561.6788 | 58781.7902 | 46185.6923 | -158288.164 | 47870.8297 | 46220.1114 | 47045.4705
2057 | 0% | 0 | -12113.0474 | 56682.4405 | 48285.0419 | -170401.2114 | 46220.1114 | 44569.3931 | 45394.7523
2058 | 0% | 0 | -11664.416 | 54583.0909 | 50384.3916 | -182065.6274 | 44569.3931 | 42918.6749 | 43744.034
2059 | 0% | 0 | -11215.7846 | 52483.7412 | 52483.7412 | -193281.412 | 42918.6749 | 41267.9566 | 42093.3157
2060 | 0% | 0 | -10767.1532 | 50384.3916 | 54583.0909 | -204048.5653 | 41267.9566 | 39617.2383 | 40442.5975
2061 | 0% | 0 | -10318.5218 | 48285.0419 | 56682.4405 | -214367.0871 | 39617.2383 | 37966.5201 | 38791.8792
2062 | 0% | 0 | -9869.8905 | 46185.6923 | 58781.7902 | -224236.9776 | 37966.5201 | 36315.8018 | 37141.1609
2063 | 0% | 0 | -9421.2591 | 44086.3426 | 60881.1398 | -233658.2366 | 36315.8018 | 34665.0835 | 35490.4427
2064 | 0% | 0 | -8972.6277 | 41986.993 | 62980.4895 | -242630.8643 | 34665.0835 | 33014.3653 | 33839.7244
2065 | 0% | 0 | -8523.9963 | 39887.6433 | 65079.8391 | -251154.8606 | 33014.3653 | 31363.647 | 32189.0061
2066 | 0% | 0 | -8075.3649 | 37788.2937 | 67179.1888 | -259230.2256 | 31363.647 | 29712.9288 | 30538.2879
2067 | 0% | 0 | -7626.7335 | 35688.944 | 69278.5384 | -266856.9591 | 29712.9288 | 28062.2105 | 28887.5696
2068 | 0% | 0 | -7178.1022 | 33589.5944 | 71377.8881 | -274035.0612 | 28062.2105 | 26411.4922 | 27236.8514
2069 | 0% | 0 | -6729.4708 | 31490.2447 | 73477.2377 | -280764.532 | 26411.4922 | 24760.774 | 25586.1331
2070 | 0% | 0 | -6280.8394 | 29390.8951 | 75576.5873 | -287045.3714 | 24760.774 | 23110.0557 | 23935.4148
2071 | 0% | 0 | -5832.208 | 27291.5454 | 77675.937 | -292877.5794 | 23110.0557 | 21459.3374 | 22284.6966
2072 | 0% | 0 | -5383.5766 | 25192.1958 | 79775.2866 | -298261.156 | 21459.3374 | 19808.6192 | 20633.9783
2073 | 0% | 0 | -4934.9452 | 23092.8461 | 81874.6363 | -303196.1012 | 19808.6192 | 18157.9009 | 18983.26
2074 | 0% | 0 | -4486.3138 | 20993.4965 | 83973.9859 | -307682.4151 | 18157.9009 | 16507.1826 | 17332.5418
2075 | 0% | 0 | -4037.6825 | 18894.1468 | 86073.3356 | -311720.0976 | 16507.1826 | 14856.4644 | 15681.8235
2076 | 0% | 0 | -3589.0511 | 16794.7972 | 88172.6852 | -315309.1486 | 14856.4644 | 13205.7461 | 14031.1052
2077 | 0% | 0 | -3140.4197 | 14695.4475 | 90272.0349 | -318449.5683 | 13205.7461 | 11555.0278 | 12380.387
2078 | 0% | 0 | -2691.7883 | 12596.0979 | 92371.3845 | -321141.3566 | 11555.0278 | 9904.3096 | 10729.6687
2079 | 0% | 0 | -2243.1569 | 10496.7482 | 94470.7342 | -323384.5135 | 9904.3096 | 8253.5913 | 9078.9505
2080 | 0% | 0 | -1794.5255 | 8397.3986 | 96570.0838 | -325179.0391 | 8253.5913 | 6602.8731 | 7428.2322
2081 | 0% | 0 | -1345.8942 | 6298.0489 | 98669.4335 | -326524.9332 | 6602.8731 | 4952.1548 | 5777.5139
2082 | 0% | 0 | -897.2628 | 4198.6993 | 100768.7831 | -327422.196 | 4952.1548 | 3301.4365 | 4126.7957
2083 | 0% | 0 | -448.6314 | 2099.3496 | 102868.1328 | -327870.8274 | 3301.4365 | 1650.7183 | 2476.0774
2084 | 0% | 0 | -4.6612e-12 | -9.0949e-11 | 104967.4824 | -327870.8274 | 1650.7183 | -9.1973e-11 | 825.3591
* Column not specified in workbook
(1): page 5 |  |  |  |  | PSC FORM CE 1.1B
PAGE 1 OF 1
(1) | (2) | (3) | (4) | (5) | (6) | (7)
| NO.YEARS | PLANT | CUMULATIVE | YEARLY | ANNUAL | CUMULATIVE
| BEFORE | ESCALATION | ESCALATION | EXPENDITURE | SPENDING | AVERAGE SPENDING
YEAR | IN-SERVICE | RATE | FACTOR | (%) | ($/kW) | ($/kW)
2023 | -12 | 0% | 1 | 0 | 0 | 0
2024 | -11 | 2.5% | 1.025 | 0 | 0 | 0
2025 | -10 | 2.5% | 1.0506 | 0 | 0 | 0
2026 | -9 | 2.5% | 1.0769 | 0 | 0 | 0
2027 | -8 | 2.5% | 1.1038 | 0 | 0 | 0
2028 | -7 | 2.5% | 1.1314 | 0 | 0 | 0
2029 | -6 | 2.5% | 1.1597 | 0 | 0 | 0
2030 | -5 | 2.5% | 1.1887 | 43.903 | 410.3701 | 205.185
2031 | -4 | 2.5% | 1.2184 | 38.3775 | 367.6895 | 594.2148
2032 | -3 | 2.5% | 1.2489 | 17.7195 | 174.0124 | 865.0657
2033 | -2 | 2% | 1.2738 | 0 | 0 | 952.0719
2034 | -1 | 2% | 1.2993 | 0 | 0 | 952.0719
|  |  |  | 100 | 952.0719
|  | (8) | (8a)* | (8b)* | (9) | (9a)* | (9b)* | (9c)* | (9d)* | (9e)* | (10) | (11)
(3): CUMULATIVE; (5): CUMULATIVE; (6): YEARLY; (7): CUMULATIVE | CONSTRUCTION |  |  | CUMULATIVE | INCREMENTAL | CUMULATIVE
| NO.YEARS | SPENDING | DEBT | DEBT | TOTAL | TOTAL | PERIOD | CUMULATIVE | DEFERRED | DEFERRED | YEAR-END | YEAR-END
| BEFORE | WITH AFUDC | AFUDC | AFUDC | AFUDC | AFUDC | INTEREST | CPI | TAXES | TAXES | BOOK VALUE | BOOK VALUE
YEAR | IN-SERVICE | ($/kW) | ($/kW) | ($/kW) | ($/kW) | ($/kW) | ($/kW) | ($/kW) | ($/kW) | ($/kW) | ($/kW) | ($/kW)
2023 | -12 | 0 | 0 | 0 | 0 | 0 | 0 | 0 | 0 | 0 | 0 | 0
2024 | -11 | 0 | 0 | 0 | 0 | 0 | 0 | 0 | 0 | 0 | 0 | 0
2025 | -10 | 0 | 0 | 0 | 0 | 0 | 0 | 0 | 0 | 0 | 0 | 0
2026 | -9 | 0 | 0 | 0 | 0 | 0 | 0 | 0 | 0 | 0 | 0 | 0
2027 | -8 | 0 | 0 | 0 | 0 | 0 | 0 | 0 | 0 | 0 | 0 | 0
2028 | -7 | 0 | 0 | 0 | 0 | 0 | 0 | 0 | 0 | 0 | 0 | 0
2029 | -6 | 0 | 0 | 0 | 0 | 0 | 0 | 0 | 0 | 0 | 0 | 0
2030 | -5 | 205.185 | 2.8726 | 2.8726 | 12.7625 | 12.7625 | 7.202 | 7.202 | 1.0973 | 1.0973 | 423.1326 | 423.1326
2031 | -4 | 606.9773 | 8.4823 | 11.3549 | 37.6857 | 50.4482 | 20.8569 | 28.0589 | 3.1363 | 4.2336 | 405.3752 | 828.5078
2032 | -3 | 915.514 | 12.7579 | 24.1128 | 56.6816 | 107.1299 | 30.3638 | 58.4227 | 4.4622 | 8.6958 | 230.694 | 1059.2018
2033 | -2 | 1059.2018 | 14.7071 | 38.8199 | 65.3415 | 172.4714 | 33.4177 | 91.8405 | 4.7422 | 13.4381 | 65.3415 | 1124.5433
2034 | -1 | 1124.5433 | 15.5555 | 54.3754 | 69.1107 | 241.5821 | 33.4177 | 125.2582 | 4.5272 | 17.9652 | 69.1107 | 1193.654
(4): 54.3754; (6): 241.5821 | 125.2582 |  | 17.9652 |  | 1193.654
BOOK BASIS
[7 empty] | BOOK BASIS | FOR DEF TAX | TAX BASIS
(6): CONSTRUCTION CASH | 83723.2489 | 83723.2489 | 83723.2489
(6): EQUITY AFUDC | 16462.5733
(6): DEBT AFUDC | 4781.6603 | 4781.6603
(2): IN SERVICE YEAR; (4): 2035; (6): CPI |  |  | 11014.948
| PLANT COSTS |  | 786.3466 |  | ITC Basis Reduction (Solar)
(2): AFUDC RATE; (4): 6.22%; (6): TOTAL | 104967.4824 | 88504.9092 | 94738.1968 |  | * Column not specified in workbook
(1): page 6; (6): INPUT DATA -- PART 2 | [7 empty] | PSC FORM CE 1.2
(6): PROGRAM METHOD SELECTED : REV_REQ | [7 empty] | PAGE 1 OF 1
|  |  |  | PROGRAM NAME: | TRC Residential HVAC
(1) | (2) | (3) | (4) | (5) | (6)* | (7) | (8) | (9)
UTILITY
| CUMULATIVE | ADJUSTED | AVERAGE | AVOIDED | INCREASED |  | PROGRAM | PROGRAM
| TOTAL | CUMULATIVE | SYSTEM | MARGINAL | MARGINAL | REPLACEMENT | KW | kWH
| PARTICIPATING | PARTICIPATING | FUEL COST | FUEL COST | FUEL COST | FUEL COST | EFFECTIVENESS | EFFECTIVENESS
YEAR | CUSTOMERS | CUSTOMERS | (C/kWh) | (C/kWh) | (C/kWh) | (C/kWh) | FACTOR | FACTOR
2023 | 0 | 0 | 2.1107 | 2.8192 | 2.1107 | 0 | 1 | 1
2024 | 0 | 0 | 2.6607 | 4.004 | 2.6607 | 0 | 1 | 1
2025 | 24913 | 24913 | 2.9695 | 3.095 | 3.3326 | 0 | 1 | 1
2026 | 50691 | 50691 | 3.4117 | 3.5279 | 3.895 | 0 | 1 | 1
2027 | 77420 | 77420 | 3.3657 | 3.4899 | 3.8811 | 0 | 1 | 1
2028 | 105169.02 | 105169.02 | 3.5114 | 3.574 | 3.9643 | 0 | 1 | 1
2029 | 133964.1002 | 133964.1002 | 3.5913 | 3.6319 | 4.1385 | 0 | 1 | 1
2030 | 163776.3012 | 163776.3012 | 3.292 | 3.285 | 3.8619 | 0 | 1 | 1
2031 | 194555.7042 | 194555.7042 | 3.0693 | 2.9592 | 3.6881 | 0 | 1 | 1
2032 | 226259.4113 | 226259.4113 | 2.9515 | 2.81 | 3.6511 | 0 | 1 | 1
2033 | 258850.5454 | 258850.5454 | 3.334 | 3.2398 | 3.8854 | 6.8825 | 1 | 1
2034 | 292314.2508 | 292314.2508 | 3.5332 | 3.4595 | 4.0987 | 6.9767 | 1 | 1
2035 | 292314.2508 | 292314.2508 | 3.8608 | 3.8189 | 4.4696 | 7.1294 | 1 | 1
2036 | 292314.2508 | 292314.2508 | 4.0027 | 3.9519 | 4.5412 | 6.9828 | 1 | 1
2037 | 292314.2508 | 292314.2508 | 4.1974 | 4.1705 | 4.7411 | 7.1471 | 1 | 1
2038 | 292314.2508 | 292314.2508 | 4.5318 | 4.542 | 5.1012 | 7.2249 | 1 | 1
2039 | 292314.2508 | 292314.2508 | 4.7163 | 4.7127 | 5.2724 | 7.1579 | 1 | 1
2040 | 292314.2508 | 292314.2508 | 5.0571 | 5.0559 | 5.5775 | 7.3834 | 1 | 1
2041 | 292314.2508 | 292314.2508 | 5.3851 | 5.3513 | 5.8304 | 7.5063 | 1 | 1
2042 | 292314.2508 | 292314.2508 | 5.4894 | 5.4769 | 5.947 | 7.5907 | 1 | 1
2043 | 292314.2508 | 292314.2508 | 5.722 | 5.7088 | 6.2212 | 7.8225 | 1 | 1
2044 | 292314.2508 | 292314.2508 | 6.1136 | 6.131 | 6.6417 | 8.0846 | 1 | 1
2045 | 292314.2508 | 292314.2508 | 6.4999 | 6.5145 | 7.0419 | 8.4913 | 1 | 1
2046 | 292314.2508 | 292314.2508 | 6.711 | 6.7429 | 7.2916 | 8.361 | 1 | 1
2047 | 292314.2508 | 292314.2508 | 7.0712 | 7.0829 | 7.6214 | 8.8452 | 1 | 1
2048 | 292314.2508 | 292314.2508 | 7.4142 | 7.4246 | 8.0305 | 9.2397 | 1 | 1
2049 | 292314.2508 | 292314.2508 | 7.8908 | 7.9133 | 8.5146 | 9.5526 | 1 | 1
2050 | 292314.2508 | 292314.2508 | 8.5419 | 8.5991 | 9.2463 | 10.0912 | 1 | 1
2051 | 292314.2508 | 292314.2508 | 8.4856 | 8.5263 | 9.1486 | 10.1556 | 1 | 1
2052 | 292314.2508 | 292314.2508 | 8.5408 | 8.5874 | 9.1808 | 10.0773 | 1 | 1
2053 | 292314.2508 | 292314.2508 | 8.5762 | 8.6226 | 9.2695 | 10.0634 | 1 | 1
2054 | 292314.2508 | 292314.2508 | 8.6113 | 8.6678 | 9.2167 | 9.8472 | 1 | 1
2055 | 292314.2508 | 292314.2508 | 8.5691 | 8.6041 | 9.1531 | 9.9113 | 1 | 1
2056 | 292314.2508 | 292314.2508 | 8.5437 | 8.6101 | 9.1248 | 9.7266 | 1 | 1
2057 | 292314.2508 | 292314.2508 | 8.5899 | 8.6653 | 9.2225 | 9.8003 | 1 | 1
2058 | 292314.2508 | 292314.2508 | 8.5125 | 8.5532 | 9.081 | 9.5906 | 1 | 1
2059 | 292314.2508 | 292314.2508 | 8.5501 | 8.6086 | 9.1488 | 9.6304 | 1 | 1
2060 | 292314.2508 | 292314.2508 | 8.5885 | 8.6631 | 9.1492 | 9.5391 | 1 | 1
2061 | 292314.2508 | 292314.2508 | 8.4296 | 8.4977 | 8.9959 | 9.4471 | 1 | 1
2062 | 292314.2508 | 292314.2508 | 8.4175 | 8.4828 | 8.9881 | 9.2658 | 1 | 1
2063 | 292314.2508 | 292314.2508 | 8.4946 | 8.5957 | 9.1923 | 9.7339 | 1 | 1
2064 | 292314.2508 | 292314.2508 | 8.4747 | 8.5672 | 9.0512 | 9.6201 | 1 | 1
2065 | 292314.2508 | 292314.2508 | 8.3716 | 8.4498 | 8.9372 | 9.4973 | 1 | 1
2066 | 292314.2508 | 292314.2508 | 8.3231 | 8.4043 | 8.9458 | 9.4862 | 1 | 1
2067 | 292314.2508 | 292314.2508 | 8.3315 | 8.4295 | 8.9637 | 9.4654 | 1 | 1
2068 | 292314.2508 | 292314.2508 | 8.3868 | 8.504 | 8.5196 | 9.4211 | 1 | 1
2069 | 292314.2508 | 292314.2508 | 8.3868 | 8.504 | 8.5196 | 9.5006 | 1 | 1
2070 | 292314.2508 | 292314.2508 | 8.3868 | 8.504 | 8.5196 | 9.299 | 1 | 1
2071 | 292314.2508 | 292314.2508 | 8.3868 | 8.504 | 8.5196 | 9.2593 | 1 | 1
2072 | 292314.2508 | 292314.2508 | 8.3868 | 8.504 | 8.5196 | 9.2196 | 1 | 1
2073 | 292314.2508 | 292314.2508 | 8.3868 | 8.504 | 8.5196 | 9.18 | 1 | 1
2074 | 292314.2508 | 292314.2508 | 8.3868 | 8.504 | 8.5196 | 9.18 | 1 | 1
2075 | 292314.2508 | 292314.2508 | 8.3868 | 8.504 | 8.5196 | 9.18 | 1 | 1
2076 | 292314.2508 | 292314.2508 | 8.3868 | 8.504 | 8.5196 | 9.18 | 1 | 1
2077 | 292314.2508 | 292314.2508 | 8.3868 | 8.504 | 8.5196 | 9.18 | 1 | 1
2078 | 292314.2508 | 292314.2508 | 8.3868 | 8.504 | 8.5196 | 9.18 | 1 | 1
2079 | 292314.2508 | 292314.2508 | 8.3868 | 8.504 | 8.5196 | 9.18 | 1 | 1
2080 | 292314.2508 | 292314.2508 | 8.3868 | 8.504 | 8.5196 | 9.18 | 1 | 1
2081 | 292314.2508 | 292314.2508 | 8.3868 | 8.504 | 8.5196 | 9.18 | 1 | 1
2082 | 292314.2508 | 292314.2508 | 8.3868 | 8.504 | 8.5196 | 9.18 | 1 | 1
* THIS COLUMN IS USED ONLY FOR LOAD SHIFTING PROGRAMS WHICH SHIFT CONSUMPTION TO OFF-PEAK PERIODS.
THE VALUES REPRESENT THE OFF PEAK SYSTEM FUEL COSTS.
(1): page 7; (4): AVOIDED GENERATING BENEFITS | [5 empty] | PSC FORM CE 2.1
(4): PROGRAM METHOD SELECTED: REV_REQ | [5 empty] | PAGE 1 OF 1
|  | PROGRAM NAME: | TRC Residential HVAC
| (2) | (3) | (4) | (5) | (6) | (7)
AVOIDED
| GEN UNIT | AVOIDED | AVOIDED | AVOIDED |  | AVOIDED
| CAPACITY | GEN UNIT | GEN UNIT | GEN UNIT | REPLACEMENT | GEN UNIT
| COST | FIXED O&M | VARIABLE O&M | FUEL COST | FUEL COST | BENEFITS
YEAR | $(000) | $(000) | $(000) | $(000) | $(000) | $(000)
2023 | 0 | 0 | 0 | 0 | 0 | 0
2024 | 0 | 0 | 0 | 0 | 0 | 0
2025 | 0 | 0 | 0 | 0 | 0 | 0
2026 | 0 | 0 | 0 | 0 | 0 | 0
2027 | 0 | 0 | 0 | 0 | 0 | 0
2028 | 0 | 0 | 0 | 0 | 0 | 0
2029 | 0 | 0 | 0 | 0 | 0 | 0
2030 | 0 | 0 | 0 | 0 | 0 | 0
2031 | 0 | 0 | 0 | 0 | 0 | 0
2032 | 0 | 0 | 0 | 0 | 0 | 0
2033 | 0 | 0 | 0 | 0 | 0 | 0
2034 | 0 | 0 | 0 | 0 | 0 | 0
2035 | 14416.824 | 1403.5787 | 53.5501 | 32541.7062 | 35698.3602 | 12717.2988
2036 | 14087.5221 | 1438.6682 | 59.1111 | 34343.9083 | 37653.851 | 12275.3586
2037 | 13723.4997 | 1474.6349 | 61.4544 | 35671.352 | 39090.1228 | 11840.8182
2038 | 13371.8377 | 1511.5007 | 65.6524 | 37537.723 | 41185.5233 | 11301.1906
2039 | 13031.6108 | 1549.2883 | 70.0218 | 39077.3174 | 42457.5549 | 11270.6833
2040 | 12701.9649 | 1588.0205 | 72.7044 | 40660.3587 | 44364.3557 | 10658.6928
2041 | 12382.1053 | 1627.721 | 78.3437 | 43490.8828 | 47415.6197 | 10163.4332
2042 | 12071.2966 | 1668.414 | 79.323 | 43353.6089 | 47364.0114 | 9808.631
2043 | 11765.5411 | 1710.1244 | 81.3061 | 44782.5059 | 48810.0786 | 9529.3988
2044 | 11460.5091 | 1752.8775 | 85.3965 | 47122.2487 | 51691.2224 | 8729.8093
2045 | 11155.4772 | 1796.6994 | 88.586 | 50472.4417 | 54945.4673 | 8567.737
2046 | 10850.4453 | 1841.6169 | 92.9625 | 50587.684 | 55390.4597 | 7982.2491
2047 | 10545.4134 | 1887.6573 | 95.2866 | 53568.886 | 58598.2897 | 7498.9536
2048 | 10240.3815 | 1934.8487 | 96.5331 | 55486.5614 | 60500.4965 | 7257.8283
2049 | 9935.3496 | 1983.22 | 101.2746 | 58340.2727 | 64021.0779 | 6339.0388
2050 | 9630.3177 | 2032.8005 | 104.9996 | 61817.3401 | 68407.7718 | 5177.686
2051 | 9325.2858 | 2083.6205 | 107.6246 | 62651.1523 | 68844.5483 | 5323.1348
2052 | 9020.2539 | 2135.711 | 109.0616 | 61201.9954 | 67537.3498 | 4929.6721
2053 | 8715.222 | 2189.1038 | 114.358 | 62156.4422 | 68994.7685 | 4180.3574
2054 | 8410.19 | 2243.8314 | 118.534 | 61662.3484 | 68270.8291 | 4164.0748
2055 | 8131.6226 | 2299.9271 | 121.4974 | 61627.6833 | 68715.4814 | 3465.2489
2056 | 7905.9722 | 2357.4253 | 124.5348 | 60456.0016 | 67435.0319 | 3408.9021
2057 | 7706.7862 | 2416.361 | 129.0665 | 61681.5298 | 68700.6703 | 3233.0732
2058 | 7507.6003 | 2476.77 | 133.7469 | 60927.7556 | 67969.6587 | 3076.2141
2059 | 7308.4144 | 2538.6892 | 135.6005 | 60510.8496 | 67510.0035 | 2983.5501
2060 | 7109.2284 | 2602.1565 | 138.9905 | 59774.7931 | 66869.7629 | 2755.4056
2061 | 6910.0425 | 2667.2104 | 140.8997 | 58618.7493 | 65497.0954 | 2839.8064
2062 | 6710.8565 | 2733.8906 | 146.0269 | 58716.2739 | 64953.7895 | 3353.2584
2063 | 6511.6706 | 2802.2379 | 149.6775 | 61660.4996 | 68235.4077 | 2888.6779
2064 | 6312.4846 | 2872.2938 | 155.1054 | 60842.7105 | 68178.4558 | 2004.1386
2065 | 6113.2987 | 2944.1012 | 157.255 | 60083.2358 | 66576.9575 | 2720.9332
2066 | 5914.1127 | 3017.7037 | 161.1863 | 59774.7931 | 66499.0879 | 2368.708
2067 | 5714.9268 | 3093.1463 | 165.216 | 60090.2459 | 66352.7214 | 2710.8136
2068 | 5515.7409 | 3170.475 | 169.3464 | 59606.5517 | 66042.4378 | 2419.6761
2069 | 5316.5549 | 3249.7368 | 173.5801 | 60230.4471 | 66599.9799 | 2370.3391
2070 | 5117.369 | 3330.9803 | 177.9196 | 58365.7708 | 65186.254 | 1805.7856
2071 | 4918.183 | 3414.2548 | 182.3675 | 58022.2778 | 64908.202 | 1628.8812
2072 | 4718.9971 | 3499.6111 | 186.9267 | 57678.7848 | 64630.1795 | 1454.1402
2073 | 4519.8111 | 3587.1014 | 191.5999 | 57335.2918 | 64352.1867 | 1281.6176
2074 | 4320.6252 | 3676.779 | 196.3899 | 57335.2918 | 64352.1867 | 1176.8992
2075 | 4121.4393 | 3768.6984 | 201.2996 | 57335.2918 | 64352.1867 | 1074.5424
2076 | 3958.3411 | 3862.9159 | 206.3321 | 57335.2918 | 64352.1867 | 1010.6943
2077 | 3795.243 | 3959.4888 | 211.4904 | 57335.2918 | 64352.1867 | 949.3273
2078 | 3632.1449 | 4058.476 | 216.7777 | 57335.2918 | 64352.1867 | 890.5037
2079 | 3469.0468 | 4159.9379 | 222.1971 | 57335.2918 | 64352.1867 | 834.2869
2080 | 3305.9486 | 4263.9364 | 227.7521 | 57335.2918 | 64352.1867 | 780.7422
2081 | 3142.8505 | 4370.5348 | 233.4459 | 57335.2918 | 64352.1867 | 729.9363
2082 | 2979.7524 | 4479.7981 | 239.282 | 57335.2918 | 64352.1867 | 681.9377
NOM | 379530.1121 | 127528.5751 | 6631.5942 | 2628548.6074 | 2915624.8024 | 226614.0864
NPV | 56452.679 | 9822.9192 | 477.7867 | 242910.7071 | 267230.536 | 42433.556
page 8 | TRC Residential HVAC (5): AVOIDED T&D AND PROGRAM FUEL SAVINGS | [7 empty] | PSC FORM CE 2.2
| TRC Residential HVAC (5): PROGRAM METHOD SELECTED: REV_REQ | [7 empty] | PAGE 1 OF 1
|  |  | PROGRAM NAME : | TRC Residential HVAC
(1) | (2) | (3) | (4) | (5) | (6) | (7) | (8) | (8a)*
|  |  | TOTAL |  |  | TOTAL
| AVOIDED | AVOIDED | AVOIDED | AVOIDED | AVOIDED | AVOIDED |  | PROGRAM
| TRANSMISSION | TRANSMISSION | TRANSMISSION | DISTRIBUTION | DISTRIBUTION | DISTRIBUTION | PROGRAM | OFF-PEAK
| CAP COST | O&M COST | COST | CAP COST | O&M COST | COST | FUEL SAVINGS | PAYBACK
YEAR | $(000) | $(000) | $(000) | $(000) | $(000) | $(000) | $(000) | $(000)
2023 | 0 | 0 | 0 | 0 | 0 | 0 | 0 | 0
2024 | 0 | 0 | 0 | 0 | 0 | 0 | 0 | 0
2025 | 0 | 0 | 0 | 0 | 0 | 0 | 455.2497 | 0
2026 | 562.9776 | 42.0152 | 604.9929 | 168.5856 | 42.2776 | 210.8632 | 1571.0678 | 0
2027 | 1147.0636 | 72.9747 | 1220.0383 | 344.3006 | 73.4305 | 417.731 | 2635.6866 | 0
2028 | 1753.1709 | 106.6067 | 1859.7775 | 527.5575 | 107.2725 | 634.83 | 3825.2428 | 0
2029 | 2384.5602 | 143.1111 | 2527.6712 | 719.2843 | 144.0049 | 863.2892 | 5080.8706 | 0
2030 | 3043.4843 | 182.6397 | 3226.124 | 920.1207 | 183.7804 | 1103.9011 | 5697.8265 | 0
2031 | 3730.7955 | 225.3029 | 3956.0984 | 1130.2961 | 226.7102 | 1357.0062 | 6108.8152 | 0
2032 | 4446.5873 | 271.2042 | 4717.7915 | 1349.8652 | 272.8981 | 1622.7634 | 6783.7998 | 0
2033 | 5190.7801 | 320.4566 | 5511.2366 | 1578.9264 | 322.4581 | 1901.3845 | 9077.8625 | 0
2034 | 5963.2692 | 373.1937 | 6336.4629 | 1817.5746 | 375.5246 | 2193.0992 | 11040.5703 | 0
2035 | 6764.5743 | 405.7483 | 7170.3226 | 2066.0386 | 408.2825 | 2474.3211 | 12970.2811 | 0
2036 | 6552.896 | 415.892 | 6968.7879 | 2012.4157 | 418.4896 | 2430.9053 | 13413.8533 | 0
2037 | 6342.9123 | 426.2893 | 6769.2016 | 1959.1287 | 428.9518 | 2388.0806 | 14184.6121 | 0
2038 | 6138.1002 | 436.9465 | 6575.0467 | 1907.0505 | 439.6756 | 2346.7262 | 15490.4518 | 0
2039 | 5937.0551 | 447.8702 | 6384.9253 | 1855.9512 | 450.6675 | 2306.6188 | 16057.6463 | 0
2040 | 5738.4591 | 459.0669 | 6197.526 | 1805.609 | 461.9342 | 2267.5432 | 17229.7924 | 0
2041 | 5542.5687 | 470.5436 | 6013.1123 | 1755.8094 | 473.4826 | 2229.292 | 18201.2167 | 0
2042 | 5351.5997 | 482.3072 | 5833.9069 | 1706.3445 | 485.3196 | 2191.6641 | 18652.2933 | 0
2043 | 5167.0739 | 494.3649 | 5661.4387 | 1657.0122 | 497.4526 | 2154.4649 | 19442.1557 | 0
2044 | 4989.4377 | 506.724 | 5496.1617 | 1607.6967 | 509.8889 | 2117.5857 | 20913.9186 | 0
2045 | 4819.1659 | 519.3921 | 5338.558 | 1558.3812 | 522.6362 | 2081.0174 | 22217.6365 | 0
2046 | 4656.7611 | 532.3769 | 5189.138 | 1509.4148 | 535.7021 | 2045.1169 | 23014.9672 | 0
2047 | 4502.744 | 545.6863 | 5048.4303 | 1461.5187 | 549.0946 | 2010.6133 | 24152.1611 | 0
2048 | 4357.6467 | 559.3285 | 4916.9752 | 1415.1132 | 562.822 | 1977.9352 | 25315.0541 | 0
2049 | 4222.013 | 573.3117 | 4795.3247 | 1370.2994 | 576.8925 | 1947.192 | 26993.7146 | 0
2050 | 4096.4012 | 587.6445 | 4684.0457 | 1327.187 | 591.3149 | 1918.5018 | 29368.4351 | 0
2051 | 3978.5927 | 602.3356 | 4580.9283 | 1285.8921 | 606.0977 | 1891.9898 | 29102.3061 | 0
2052 | 3863.4304 | 617.394 | 4480.8244 | 1246.535 | 621.2502 | 1867.7851 | 29317.0398 | 0
2053 | 3748.2681 | 632.8288 | 4381.097 | 1209.2386 | 636.7814 | 1846.02 | 29436.8084 | 0
2054 | 3633.1058 | 648.6496 | 4281.7554 | 1174.1285 | 652.701 | 1826.8295 | 29601.4438 | 0
2055 | 3517.9435 | 664.8658 | 4182.8093 | 1141.3338 | 669.0185 | 1810.3523 | 29361.5704 | 0
2056 | 3402.7812 | 681.4874 | 4084.2686 | 1110.3413 | 685.7439 | 1796.0852 | 29415.6775 | 0
2057 | 3287.6188 | 698.5246 | 3986.1435 | 1079.9607 | 702.8875 | 1782.8482 | 29613.4641 | 0
2058 | 3172.4565 | 715.9878 | 3888.4443 | 1049.5801 | 720.4597 | 1770.0398 | 29194.2611 | 0
2059 | 3057.2942 | 733.8874 | 3791.1817 | 1019.1995 | 738.4712 | 1757.6707 | 29402.1789 | 0
2060 | 2942.1319 | 752.2346 | 3694.3665 | 988.8188 | 756.933 | 1745.7519 | 29605.1126 | 0
2061 | 2826.9696 | 771.0405 | 3598.0101 | 958.4382 | 775.8563 | 1734.2946 | 29034.3301 | 0
2062 | 2713.1198 | 790.3165 | 3503.4363 | 928.0576 | 795.2527 | 1723.3104 | 28980.7401 | 0
2063 | 2600.9969 | 810.0744 | 3411.0713 | 897.677 | 815.1341 | 1712.8111 | 29404.1349 | 0
2064 | 2490.7176 | 830.3263 | 3321.0439 | 867.2964 | 835.5124 | 1702.8088 | 29297.5882 | 0
2065 | 2382.4093 | 851.0844 | 3233.4938 | 836.9158 | 856.4002 | 1693.316 | 28882.1358 | 0
2066 | 2276.2078 | 872.3616 | 3148.5694 | 806.5352 | 877.8102 | 1684.3454 | 28730.0748 | 0
2067 | 2172.2539 | 894.1706 | 3066.4245 | 776.2411 | 899.7555 | 1675.9966 | 28834.0709 | 0
2068 | 2070.6915 | 916.5249 | 2987.2163 | 746.3856 | 922.2494 | 1668.635 | 29108.6162 | 0
2069 | 1971.6672 | 939.438 | 2911.1052 | 716.9976 | 945.3056 | 1662.3032 | 29108.6162 | 0
2070 | 1785.8574 | 962.9239 | 2748.7813 | 688.1091 | 968.9382 | 1657.0473 | 29108.6162 | 0
2071 | 1589.4226 | 986.997 | 2576.4196 | 659.7545 | 993.1617 | 1652.9163 | 29108.6162 | 0
2072 | 1393.4324 | 1011.6719 | 2405.1043 | 631.9705 | 1017.9907 | 1649.9613 | 29108.6162 | 0
2073 | 1197.1374 | 1036.9637 | 2234.1011 | 604.7946 | 1043.4405 | 1648.2351 | 29108.6162 | 0
2074 | 1000.5484 | 1062.8878 | 2063.4362 | 578.2649 | 1069.5265 | 1647.7914 | 29108.6162 | 0
2075 | 803.9377 | 1089.46 | 1893.3977 | 552.4205 | 1096.2647 | 1648.6852 | 29108.6162 | 0
2076 | 607.715 | 1116.6965 | 1724.4116 | 497.4754 | 1123.6713 | 1621.1467 | 29108.6162 | 0
2077 | 412.2888 | 1144.614 | 1556.9027 | 442.9834 | 1151.7631 | 1594.7465 | 29108.6162 | 0
2078 | 218.0512 | 1173.2293 | 1391.2805 | 388.2564 | 1180.5572 | 1568.8136 | 29108.6162 | 0
2079 | 25.3032 | 1202.56 | 1227.8632 | 333.2343 | 1210.0711 | 1543.3054 | 29108.6162 | 0
2080 | -3.2263e-12 | 1232.624 | 1232.624 | 277.9137 | 1240.3229 | 1518.2366 | 29108.6162 | 0
2081 | -2.6552e-12 | 1263.4396 | 1263.4396 | 222.3692 | 1271.3309 | 1493.7002 | 29108.6162 | 0
2082 | 0 | 1295.0256 | 1295.0256 | 166.7085 | 1303.1142 | 1469.8228 | 29108.6162 | 0
NOM | 178544.4484 | 38603.6241 | 217148.0725 | 60415.3097 | 38844.7384 | 99260.0481 | 1303737.3618 | 0
NPV | 39775.665 | 3755.276 | 43530.941 | 12448.825 | 3778.731 | 16227.556 | 136690.6659 | 0
* THESE VALUES REPRESENT THE COST OF THE INCREASED FUEL CONSUMPTION DUE TO GREATER OFF-PEAK
ENERGY USAGE. USED FOR LOAD SHIFTING PROGRAMS ONLY.
page 8a |  |  | AVOIDED GENERATING EMISSION IMPACT
PROGRAM METHOD SELECTED: REV_REQ
|  | PROGRAM NAME: | TRC Residential HVAC
| (2) | (3) | (4) | (5) | (6)
| AVOIDED |  |  | OFF-PEAK
| GEN UNIT |  | PROGRAM | EMISSION | NET
| EMISSION | REPLACEMENT | EMISSION | PAYBACK | EMISSION
| BENEFIT | EMISSION COST | BENEFIT | COST | BENEFIT
YEAR | $(000) | $(000) | $(000) | $(000) | $(000)
2023 | 0 | 0 | 0 | 0 | 0
2024 | 0 | 0 | 0 | 0 | 0
2025 | 0 | 0 | 0.061213 | 0 | 0.061213
2026 | 0 | 0 | 0.18576 | 0 | 0.18576
2027 | 0 | 0 | 0.31478 | 0 | 0.31478
2028 | 0 | 0 | 0.44864 | 0 | 0.44864
2029 | 0 | 0 | 0.58757 | 0 | 0.58757
2030 | 0 | 0 | 0.73157 | 0 | 0.73157
2031 | 0 | 0 | 0.88045 | 0 | 0.88045
2032 | 0 | 0 | 1.034 | 0 | 1.034
2033 | 0 | 0 | 1.192 | 0 | 1.192
2034 | 0 | 0 | 1.3543 | 0 | 1.3543
2035 | 1.8778 | 2.1105 | 1.4365 | 0 | 1.2038
2036 | 2.0222 | 2.2728 | 1.4365 | 0 | 1.1859
2037 | 2.0511 | 2.3053 | 1.4365 | 0 | 1.1823
2038 | 2.1378 | 2.4027 | 1.4365 | 0 | 1.1716
2039 | 2.2245 | 2.5001 | 1.4365 | 0 | 1.1608
2040 | 2.2533 | 2.5326 | 1.4365 | 0 | 1.1573
2041 | 2.3689 | 2.6624 | 1.4365 | 0 | 1.1429
2042 | 2.34 | 2.63 | 1.4365 | 0 | 1.1465
2043 | 2.34 | 2.63 | 1.4365 | 0 | 1.1465
2044 | 2.3978 | 2.6949 | 1.4365 | 0 | 1.1394
2045 | 2.4267 | 2.7274 | 1.4365 | 0 | 1.1358
2046 | 2.4845 | 2.7923 | 1.4365 | 0 | 1.1286
2047 | 2.4845 | 2.7923 | 1.4365 | 0 | 1.1286
2048 | 2.4556 | 2.7598 | 1.4365 | 0 | 1.1322
2049 | 2.5133 | 2.8248 | 1.4365 | 0 | 1.125
2050 | 2.5422 | 2.8572 | 1.4365 | 0 | 1.1215
2051 | 2.5422 | 2.8572 | 1.4365 | 0 | 1.1215
2052 | 2.5133 | 2.8248 | 1.4365 | 0 | 1.125
2053 | 2.5711 | 2.8897 | 1.4365 | 0 | 1.1179
2054 | 2.6 | 2.9222 | 1.4365 | 0 | 1.1143
2055 | 2.6 | 2.9222 | 1.4365 | 0 | 1.1143
2056 | 2.6 | 2.9222 | 1.4365 | 0 | 1.1143
2057 | 2.6289 | 2.9547 | 1.4365 | 0 | 1.1107
2058 | 2.6578 | 2.9871 | 1.4365 | 0 | 1.1071
2059 | 2.6289 | 2.9547 | 1.4365 | 0 | 1.1107
2060 | 2.6289 | 2.9547 | 1.4365 | 0 | 1.1107
2061 | 2.6 | 2.9222 | 1.4365 | 0 | 1.1143
2062 | 2.6289 | 2.9547 | 1.4365 | 0 | 1.1107
2063 | 2.6289 | 2.9547 | 1.4365 | 0 | 1.1107
2064 | 2.6578 | 2.9871 | 1.4365 | 0 | 1.1071
2065 | 2.6289 | 2.9547 | 1.4365 | 0 | 1.1107
2066 | 2.6289 | 2.9547 | 1.4365 | 0 | 1.1107
2067 | 2.6289 | 2.9547 | 1.4365 | 0 | 1.1107
2068 | 2.6289 | 2.9547 | 1.4365 | 0 | 1.1107
2069 | 2.6289 | 2.9547 | 1.4365 | 0 | 1.1107
2070 | 2.6289 | 2.9547 | 1.4365 | 0 | 1.1107
2071 | 2.6289 | 2.9547 | 1.4365 | 0 | 1.1107
2072 | 2.6289 | 2.9547 | 1.4365 | 0 | 1.1107
2073 | 2.6289 | 2.9547 | 1.4365 | 0 | 1.1107
2074 | 2.6289 | 2.9547 | 1.4365 | 0 | 1.1107
2075 | 2.6289 | 2.9547 | 1.4365 | 0 | 1.1107
2076 | 2.6289 | 2.9547 | 1.4365 | 0 | 1.1107
2077 | 2.6289 | 2.9547 | 1.4365 | 0 | 1.1107
2078 | 2.6289 | 2.9547 | 1.4365 | 0 | 1.1107
2079 | 2.6289 | 2.9547 | 1.4365 | 0 | 1.1107
2080 | 2.6289 | 2.9547 | 1.4365 | 0 | 1.1107
2081 | 2.6289 | 2.9547 | 1.4365 | 0 | 1.1107
2082 | 2.6289 | 2.9547 | 1.4365 | 0 | 1.1107
NOM | 120.7272 | 135.6867 | 75.741 | 0 | 60.7815
NPV | 11.982 | 13.4667 | 10.9911 | 0 | 9.5064
(1): page 9; TRC Residential HVAC (7): TOTAL RESOURCE COST TEST | [5 empty] | PSC FORM CE 2.3
TRC Residential HVAC (7): PROGRAM METHOD SELECTED: REV_REQ | [5 empty] | PAGE 1 OF 1
[5 empty] | PROGRAM NAME: | TRC Residential HVAC
(1) | (2) | (3) | (4) | (5) | (6) | (7) | (8) | (9) | (10) | (11) | (12) | (13)
| INCREASED | UTILITY | PARTICIPANT |  |  | AVOIDED | AVOIDED |  |  |  |  | CUMULATIVE
| SUPPLY | PROGRAM | PROGRAM | OTHER | TOTAL | GEN UNIT | T&D | PROGRAM | OTHER | TOTAL | NET | DISCOUNTED
| COSTS | COSTS | COSTS | COSTS | COSTS | BENEFITS | BENEFITS | FUEL SAVINGS | BENEFITS | BENEFITS | BENEFITS | NET BENEFITS
YEAR | $(000) | $(000) | $(000) | $(000) | $(000) | $(000) | $(000) | $(000) | $(000) | $(000) | $(000) | $(000)
2023 | 0 | 0 | 0 | 0 | 0 | 0 | 0 | 0 | 0 | 0 | 0 | 0
2024 | 0 | 0 | 0 | 0 | 0 | 0 | 0 | 0 | 0 | 0 | 0 | 0
2025 | 0 | 1168.3163 | 7923.6257 | 0 | 9091.942 | 0 | 0 | 455.2497 | 0.061213 | 455.3109 | -8636.6311 | -7391.4231
2026 | 0 | 1239.1032 | 8403.7091 | 0 | 9642.8123 | 0 | 815.8561 | 1571.0678 | 0.18576 | 2387.1096 | -7255.7027 | -13135.96
2027 | 0 | 1316.9365 | 8931.5815 | 0 | 10248.5181 | 0 | 1637.7693 | 2635.6866 | 0.31478 | 4273.7706 | -5974.7474 | -17512.0569
2028 | 0 | 1401.3727 | 9504.2351 | 0 | 10905.6078 | 0 | 2494.6075 | 3825.2428 | 0.44864 | 6320.2989 | -4585.3089 | -20618.9609
2029 | 0 | 1490.5555 | 10109.081 | 0 | 11599.6366 | 0 | 3390.9604 | 5080.8706 | 0.58757 | 8472.4185 | -3127.218 | -22579.2009
2030 | 0 | 1581.7862 | 10727.8154 | 0 | 12309.6016 | 0 | 4330.0251 | 5697.8265 | 0.73157 | 10028.5832 | -2281.0184 | -23901.9324
2031 | 0 | 1673.9319 | 11352.7561 | 0 | 13026.6881 | 0 | 5313.1046 | 6108.8152 | 0.88045 | 11422.8003 | -1603.8878 | -24762.349
2032 | 0 | 1767.305 | 11986.0208 | 0 | 13753.3259 | 0 | 6340.5549 | 6783.7998 | 1.034 | 13125.3886 | -627.9373 | -25073.9815
2033 | 0 | 1862.1935 | 12629.5629 | 0 | 14491.7564 | 0 | 7412.6212 | 9077.8625 | 1.192 | 16491.6756 | 1999.9192 | -24155.795
2034 | 0 | 1959.8518 | 13291.8901 | 0 | 15251.7419 | 0 | 8529.5621 | 11040.5703 | 1.3543 | 19571.4866 | 4319.7447 | -22321.0809
2035 | 0 | 0 | 0 | 0 | 0 | 12717.2988 | 9644.6437 | 12970.2811 | 1.2038 | 35333.4275 | 35333.4275 | -8437.9338
2036 | 0 | 0 | 0 | 0 | 0 | 12275.3586 | 9399.6932 | 13413.8533 | 1.1859 | 35090.0911 | 35090.0911 | 4317.0086
2037 | 0 | 0 | 0 | 0 | 0 | 11840.8182 | 9157.2822 | 14184.6121 | 1.1823 | 35183.8948 | 35183.8948 | 16148.235
2038 | 0 | 0 | 0 | 0 | 0 | 11301.1906 | 8921.7729 | 15490.4518 | 1.1716 | 35714.5868 | 35714.5868 | 27258.4721
2039 | 0 | 0 | 0 | 0 | 0 | 11270.6833 | 8691.5441 | 16057.6463 | 1.1608 | 36021.0346 | 36021.0346 | 37624.8187
2040 | 0 | 0 | 0 | 0 | 0 | 10658.6928 | 8465.0693 | 17229.7924 | 1.1573 | 36354.7118 | 36354.7118 | 47303.6317
2041 | 0 | 0 | 0 | 0 | 0 | 10163.4332 | 8242.4042 | 18201.2167 | 1.1429 | 36608.197 | 36608.197 | 56319.9986
2042 | 0 | 1777.7314 | 12056.7336 | 0 | 13834.465 | 9808.631 | 8025.571 | 18652.2933 | 1.1465 | 36487.6418 | 22653.1768 | 61481.478
2043 | 0 | 1885.4421 | 12787.2372 | 0 | 14672.6793 | 9529.3988 | 7815.9036 | 19442.1557 | 1.1465 | 36788.6046 | 22115.9253 | 66143.1536
2044 | 0 | 2003.8747 | 13590.4575 | 0 | 15594.3322 | 8729.8093 | 7613.7474 | 20913.9186 | 1.1394 | 37258.6147 | 21664.2825 | 70367.6319
2045 | 0 | 2132.3543 | 14461.8177 | 0 | 16594.172 | 8567.737 | 7419.5753 | 22217.6365 | 1.1358 | 38206.0846 | 21611.9126 | 74266.2781
2046 | 0 | 2268.0565 | 15382.1623 | 0 | 17650.2188 | 7982.2491 | 7234.2549 | 23014.9672 | 1.1286 | 38232.5998 | 20582.381 | 77701.1305
2047 | 0 | 2406.8747 | 16323.6398 | 0 | 18730.5146 | 7498.9536 | 7059.0436 | 24152.1611 | 1.1286 | 38711.287 | 19980.7724 | 80785.8565
2048 | 0 | 2547.0854 | 17274.561 | 0 | 19821.6464 | 7257.8283 | 6894.9104 | 25315.0541 | 1.1322 | 39468.925 | 19647.2785 | 83591.9269
2049 | 0 | 2689.1636 | 18238.1482 | 0 | 20927.3118 | 6339.0388 | 6742.5167 | 26993.7146 | 1.125 | 40076.3952 | 19149.0834 | 86122.0171
2050 | 0 | 2833.5476 | 19217.3736 | 0 | 22050.9212 | 5177.686 | 6602.5475 | 29368.4351 | 1.1215 | 41149.7902 | 19098.869 | 88456.4828
2051 | 0 | 2982.1462 | 20225.1827 | 0 | 23207.3289 | 5323.1348 | 6472.9182 | 29102.3061 | 1.1215 | 40899.4805 | 17692.1516 | 90457.0464
2052 | 0 | 0 | 0 | 0 | 0 | 4929.6721 | 6348.6095 | 29317.0398 | 1.125 | 40596.4464 | 40596.4464 | 94703.7463
2053 | 0 | 0 | 0 | 0 | 0 | 4180.3574 | 6227.1169 | 29436.8084 | 1.1179 | 39845.4007 | 39845.4007 | 98559.7158
2054 | 0 | 0 | 0 | 0 | 0 | 4164.0748 | 6108.5848 | 29601.4438 | 1.1143 | 39875.2177 | 39875.2177 | 102129.5686
2055 | 0 | 0 | 0 | 0 | 0 | 3465.2489 | 5993.1616 | 29361.5704 | 1.1143 | 38821.0953 | 38821.0953 | 105344.7603
2056 | 0 | 0 | 0 | 0 | 0 | 3408.9021 | 5880.3538 | 29415.6775 | 1.1143 | 38706.0477 | 38706.0477 | 108310.3411
2057 | 0 | 0 | 0 | 0 | 0 | 3233.0732 | 5768.9917 | 29613.4641 | 1.1107 | 38616.6397 | 38616.6397 | 111047.4827
2058 | 0 | 0 | 0 | 0 | 0 | 3076.2141 | 5658.4841 | 29194.2611 | 1.1071 | 37930.0664 | 37930.0664 | 113534.6112
2059 | 0 | 2705.0286 | 18345.746 | 0 | 21050.7746 | 2983.5501 | 5548.8523 | 29402.1789 | 1.1107 | 37935.692 | 16884.9175 | 114558.8599
2060 | 0 | 2868.9231 | 19457.2936 | 0 | 22326.2168 | 2755.4056 | 5440.1184 | 29605.1126 | 1.1107 | 37801.7473 | 15475.5305 | 115427.308
2061 | 0 | 3049.1323 | 20679.4884 | 0 | 23728.6207 | 2839.8064 | 5332.3047 | 29034.3301 | 1.1143 | 37207.5555 | 13478.9348 | 116127.0626
2062 | 0 | 3244.6292 | 22005.3659 | 0 | 25249.9951 | 3353.2584 | 5226.7467 | 28980.7401 | 1.1107 | 37561.8558 | 12311.8607 | 116718.3596
2063 | 0 | 3451.1162 | 23405.7791 | 0 | 26856.8953 | 2888.6779 | 5123.8824 | 29404.1349 | 1.1107 | 37417.806 | 10560.9107 | 117187.5782
2064 | 0 | 3662.3445 | 24838.3485 | 0 | 28500.693 | 2004.1386 | 5023.8528 | 29297.5882 | 1.1071 | 36326.6867 | 7825.9937 | 117509.2443
2065 | 0 | 3875.6916 | 26285.2875 | 0 | 30160.9792 | 2720.9332 | 4926.8098 | 28882.1358 | 1.1107 | 36530.9895 | 6370.0104 | 117751.4574
2066 | 0 | 4091.8804 | 27751.4993 | 0 | 31843.3798 | 2368.708 | 4832.9148 | 28730.0748 | 1.1107 | 35932.8084 | 4089.4286 | 117895.3081
2067 | 0 | 4311.5778 | 29241.5066 | 0 | 33553.0844 | 2710.8136 | 4742.4212 | 28834.0709 | 1.1107 | 36288.4163 | 2735.332 | 117984.3207
2068 | 0 | 4537.6882 | 30775.0073 | 0 | 35312.6955 | 2419.6761 | 4655.8513 | 29108.6162 | 1.1107 | 36185.2543 | 872.5588 | 118010.5887
2069 | 0 | 0 | 0 | 0 | 0 | 2370.3391 | 4573.4084 | 29108.6162 | 1.1107 | 36053.4744 | 36053.4744 | 119014.6774
2070 | 0 | 0 | 0 | 0 | 0 | 1805.7856 | 4405.8286 | 29108.6162 | 1.1107 | 35321.3411 | 35321.3411 | 119924.7037
2071 | 0 | 0 | 0 | 0 | 0 | 1628.8812 | 4229.3359 | 29108.6162 | 1.1107 | 34967.9439 | 34967.9439 | 120758.1522
2072 | 0 | 0 | 0 | 0 | 0 | 1454.1402 | 4055.0656 | 29108.6162 | 1.1107 | 34618.9328 | 34618.9328 | 121521.4854
2073 | 0 | 0 | 0 | 0 | 0 | 1281.6176 | 3882.3362 | 29108.6162 | 1.1107 | 34273.6807 | 34273.6807 | 122220.6075
2074 | 0 | 0 | 0 | 0 | 0 | 1176.8992 | 3711.2276 | 29108.6162 | 1.1107 | 33997.8537 | 33997.8537 | 122862.1652
2075 | 0 | 0 | 0 | 0 | 0 | 1074.5424 | 3542.083 | 29108.6162 | 1.1107 | 33726.3523 | 33726.3523 | 123450.9348
2076 | 0 | 4116.0209 | 27915.2221 | 0 | 32031.243 | 1010.6943 | 3345.5583 | 29108.6162 | 1.1107 | 33465.9794 | 1434.7365 | 123474.1055
2077 | 0 | 4365.4059 | 29606.5733 | 0 | 33971.9791 | 949.3273 | 3151.6492 | 29108.6162 | 1.1107 | 33210.7034 | -761.2757 | 123462.7318
2078 | 0 | 4639.6154 | 31466.2871 | 0 | 36105.9025 | 890.5037 | 2960.0942 | 29108.6162 | 1.1107 | 32960.3248 | -3145.5778 | 123419.2556
2079 | 0 | 4937.0871 | 33483.7666 | 0 | 38420.8537 | 834.2869 | 2771.1686 | 29108.6162 | 1.1107 | 32715.1824 | -5705.6713 | 123346.3014
2080 | 0 | 5251.2815 | 35614.6609 | 0 | 40865.9423 | 780.7422 | 2750.8607 | 29108.6162 | 1.1107 | 32641.3297 | -8224.6126 | 123249.0153
2081 | 0 | 5572.6903 | 37794.4846 | 0 | 43367.1749 | 729.9363 | 2757.1398 | 29108.6162 | 1.1107 | 32596.803 | -10770.3719 | 123131.1577
2082 | 0 | 5897.3232 | 39996.1735 | 0 | 45893.4967 | 681.9377 | 2764.8484 | 29108.6162 | 1.1107 | 32556.5129 | -13336.9837 | 122996.1444
NOM | 0 | 109565.0654 | 743080.0817 | 0 | 852645.1472 | 226614.0864 | 316408.1206 | 1303737.3618 | 60.7815 | 1846820.3502 | 994175.203
NPV | 0 | 14892.6687 | 101003.4123 | 0 | 115896.081 | 42433.556 | 59758.497 | 136690.6659 | 9.5064 | 238892.2254 | 122996.1444
| Discount Rate: |  |  |  | 8.0956 | %
| Benefit/Cost Ratio (Col(11) / Col(6)) : |  |  |  | 2.0613
(1): page 10; TRC Residential HVAC (7): PARTICIPANT COSTS AND BENEFITS |  | PSC FORM CE 2.4
TRC Residential HVAC (7): PROGRAM METHOD SELECTED: REV_REQ |  | PAGE 1 OF 1
[5 empty] | PROGRAM NAME: | TRC Residential HVAC
(1) | (2) | (3) | (4) | (5) | (6) | (7) | (8) | (9) | (10) | (11) | (12)
| SAVINGS IN |  |  |  |  | CUSTOMER |  |  |  |  | CUMULATIVE
| PARTICIPANTS | TAX | UTILITY | OTHER | TOTAL | EQUIPMENT | CUSTOMER | OTHER | TOTAL | NET | DISCOUNTED
| BILLS | CREDITS | REBATES | BENEFITS | BENEFITS | COSTS | O&M COSTS | COSTS | COSTS | BENEFITS | NET BENEFITS
YEAR | $(000) | $(000) | $(000) | $(000) | $(000) | $(000) | $(000) | $(000) | $(000) | $(000) | $(000)
2023 | 0 | 0 | 0 | 0 | 0 | 0 | 0 | 0 | 0 | 0 | 0
2024 | 0 | 0 | 0 | 0 | 0 | 0 | 0 | 0 | 0 | 0 | 0
2025 | 2146.2324 | 0 | 6101.6823 | 0 | 8247.9147 | 7923.6257 | 0 | 0 | 7923.6257 | 324.289 | 277.5338
2026 | 7053.862 | 0 | 6313.5378 | 0 | 13367.3998 | 8403.7091 | 0 | 0 | 8403.7091 | 4963.6907 | 4207.4226
2027 | 12416.3003 | 0 | 6546.4564 | 0 | 18962.7567 | 8931.5815 | 0 | 0 | 8931.5815 | 10031.1752 | 11554.5776
2028 | 17894.0631 | 0 | 6796.2793 | 0 | 24690.3424 | 9504.2351 | 0 | 0 | 9504.2351 | 15186.1073 | 21844.3482
2029 | 23640.0232 | 0 | 7052.4799 | 0 | 30692.5031 | 10109.081 | 0 | 0 | 10109.081 | 20583.422 | 34746.6935
2030 | 30899.3965 | 0 | 7301.5928 | 0 | 38200.9893 | 10727.8154 | 0 | 0 | 10727.8154 | 27473.1739 | 50678.0134
2031 | 38112.869 | 0 | 7538.4795 | 0 | 45651.3485 | 11352.7561 | 0 | 0 | 11352.7561 | 34298.5924 | 69077.7273
2032 | 45923.3938 | 0 | 7764.8597 | 0 | 53688.2535 | 11986.0208 | 0 | 0 | 11986.0208 | 41702.2327 | 89773.7039
2033 | 53884.9194 | 0 | 7982.208 | 0 | 61867.1274 | 12629.5629 | 0 | 0 | 12629.5629 | 49237.5645 | 112379.2513
2034 | 62391.6578 | 0 | 8195.9178 | 0 | 70587.5757 | 13291.8901 | 0 | 0 | 13291.8901 | 57295.6855 | 136714.3007
2035 | 67813.7343 | 0 | 0 | 0 | 67813.7343 | 0 | 0 | 0 | 0 | 67813.7343 | 163359.5519
2036 | 69307.8066 | 0 | 0 | 0 | 69307.8066 | 0 | 0 | 0 | 0 | 69307.8066 | 188552.3357
2037 | 70839.0079 | 0 | 0 | 0 | 70839.0079 | 0 | 0 | 0 | 0 | 70839.0079 | 212373.2442
2038 | 72621.923 | 0 | 0 | 0 | 72621.923 | 0 | 0 | 0 | 0 | 72621.923 | 234964.7637
2039 | 74503.2046 | 0 | 0 | 0 | 74503.2046 | 0 | 0 | 0 | 0 | 74503.2046 | 256405.7371
2040 | 76048.3826 | 0 | 0 | 0 | 76048.3826 | 0 | 0 | 0 | 0 | 76048.3826 | 276652.3031
2041 | 77632.3866 | 0 | 0 | 0 | 77632.3866 | 0 | 0 | 0 | 0 | 77632.3866 | 295772.6679
2042 | 79188.2037 | 0 | 6101.6823 | 0 | 85289.886 | 12056.7336 | 0 | 0 | 12056.7336 | 73233.1524 | 312458.69
2043 | 80732.4124 | 0 | 6313.5378 | 0 | 87045.9502 | 12787.2372 | 0 | 0 | 12787.2372 | 74258.7131 | 328111.2129
2044 | 82698.2701 | 0 | 6546.4564 | 0 | 89244.7265 | 13590.4575 | 0 | 0 | 13590.4575 | 75654.2689 | 342863.5971
2045 | 84865.345 | 0 | 6796.2793 | 0 | 91661.6243 | 14461.8177 | 0 | 0 | 14461.8177 | 77199.8066 | 356789.9321
2046 | 86700.5143 | 0 | 7052.4799 | 0 | 93752.9942 | 15382.1623 | 0 | 0 | 15382.1623 | 78370.8319 | 369868.7028
2047 | 88507.8276 | 0 | 7301.5928 | 0 | 95809.4203 | 16323.6398 | 0 | 0 | 16323.6398 | 79485.7805 | 382140.0928
2048 | 90115.5147 | 0 | 7538.4795 | 0 | 97653.9942 | 17274.561 | 0 | 0 | 17274.561 | 80379.4331 | 393620.072
2049 | 91897.3082 | 0 | 7764.8597 | 0 | 99662.1678 | 18238.1482 | 0 | 0 | 18238.1482 | 81424.0196 | 404378.2952
2050 | 93605.9737 | 0 | 7982.208 | 0 | 101588.1817 | 19217.3736 | 0 | 0 | 19217.3736 | 82370.8081 | 414446.5264
2051 | 94945.113 | 0 | 8195.9178 | 0 | 103141.0308 | 20225.1827 | 0 | 0 | 20225.1827 | 82915.8481 | 423822.3462
2052 | 96949.4644 | 0 | 0 | 0 | 96949.4644 | 0 | 0 | 0 | 0 | 96949.4644 | 433964.0042
2053 | 98470.8828 | 0 | 0 | 0 | 98470.8828 | 0 | 0 | 0 | 0 | 98470.8828 | 443493.3531
2054 | 100010.4484 | 0 | 0 | 0 | 100010.4484 | 0 | 0 | 0 | 0 | 100010.4484 | 452446.8485
2055 | 101568.4962 | 0 | 0 | 0 | 101568.4962 | 0 | 0 | 0 | 0 | 101568.4962 | 460858.8262
2056 | 103145.3679 | 0 | 0 | 0 | 103145.3679 | 0 | 0 | 0 | 0 | 103145.3679 | 468761.6202
2057 | 104741.4118 | 0 | 0 | 0 | 104741.4118 | 0 | 0 | 0 | 0 | 104741.4118 | 476185.6757
2058 | 106356.9833 | 0 | 0 | 0 | 106356.9833 | 0 | 0 | 0 | 0 | 106356.9833 | 483159.6547
2059 | 107992.4449 | 0 | 6101.6823 | 0 | 114094.1272 | 18345.746 | 0 | 0 | 18345.746 | 95748.3813 | 488967.8059
2060 | 109648.1662 | 0 | 6313.5378 | 0 | 115961.704 | 19457.2936 | 0 | 0 | 19457.2936 | 96504.4104 | 494383.3923
2061 | 111324.5244 | 0 | 6546.4564 | 0 | 117870.9807 | 20679.4884 | 0 | 0 | 20679.4884 | 97191.4924 | 499429.0573
2062 | 113021.9039 | 0 | 6796.2793 | 0 | 119818.1832 | 22005.3659 | 0 | 0 | 22005.3659 | 97812.8173 | 504126.6762
2063 | 115189.3619 | 0 | 7052.4799 | 0 | 122241.8418 | 23405.7791 | 0 | 0 | 23405.7791 | 98836.0627 | 508517.9377
2064 | 117383.2231 | 0 | 7301.5928 | 0 | 124684.8159 | 24838.3485 | 0 | 0 | 24838.3485 | 99846.4674 | 512621.8532
2065 | 119576.3077 | 0 | 7538.4795 | 0 | 127114.7871 | 26285.2875 | 0 | 0 | 26285.2875 | 100829.4996 | 516455.7919
2066 | 121755.5541 | 0 | 7764.8597 | 0 | 129520.4138 | 27751.4993 | 0 | 0 | 27751.4993 | 101768.9145 | 520035.6395
2067 | 123942.6198 | 0 | 7982.208 | 0 | 131924.8277 | 29241.5066 | 0 | 0 | 29241.5066 | 102683.3212 | 523377.1371
2068 | 126147.161 | 0 | 8195.9178 | 0 | 134343.0788 | 30775.0073 | 0 | 0 | 30775.0073 | 103568.0714 | 526495.0142
2069 | 128383.4184 | 0 | 0 | 0 | 128383.4184 | 0 | 0 | 0 | 0 | 128383.4184 | 530070.4902
2070 | 130643.1674 | 0 | 0 | 0 | 130643.1674 | 0 | 0 | 0 | 0 | 130643.1674 | 533436.4079
2071 | 132929.1279 | 0 | 0 | 0 | 132929.1279 | 0 | 0 | 0 | 0 | 132929.1279 | 536604.7261
2072 | 135278.6589 | 0 | 0 | 0 | 135278.6589 | 0 | 0 | 0 | 0 | 135278.6589 | 539587.5648
2073 | 137647.4988 | 0 | 0 | 0 | 137647.4988 | 0 | 0 | 0 | 0 | 137647.4988 | 542395.3291
2074 | 140070.4199 | 0 | 0 | 0 | 140070.4199 | 0 | 0 | 0 | 0 | 140070.4199 | 545038.5326
2075 | 142550.0941 | 0 | 0 | 0 | 142550.0941 | 0 | 0 | 0 | 0 | 142550.0941 | 547527.0663
2076 | 145089.3705 | 0 | 6101.6823 | 0 | 151191.0529 | 27915.2221 | 0 | 0 | 27915.2221 | 123275.8308 | 549517.9496
2077 | 147691.2922 | 0 | 6313.5378 | 0 | 154004.83 | 29606.5733 | 0 | 0 | 29606.5733 | 124398.2567 | 551376.4985
2078 | 150359.1125 | 0 | 6546.4564 | 0 | 156905.5689 | 31466.2871 | 0 | 0 | 31466.2871 | 125439.2818 | 553110.2431
2079 | 153096.3146 | 0 | 6796.2793 | 0 | 159892.5939 | 33483.7666 | 0 | 0 | 33483.7666 | 126408.8273 | 554726.5388
2080 | 155906.6321 | 0 | 7052.4799 | 0 | 162959.112 | 35614.6609 | 0 | 0 | 35614.6609 | 127344.4511 | 556232.852
2081 | 158794.0721 | 0 | 7301.5928 | 0 | 166095.6648 | 37794.4846 | 0 | 0 | 37794.4846 | 128301.1802 | 557636.8217
2082 | 161762.9406 | 0 | 7538.4795 | 0 | 169301.4201 | 39996.1735 | 0 | 0 | 39996.1735 | 129305.2466 | 558945.808
NOM | 5573812.088 | 0 | 262430.988 | 0 | 5836243.076 | 743080.0817 | 0 | 0 | 743080.0817 | 5093162.9942
NPV | 601417.5181 | 0 | 58531.7022 | 0 | 659949.2203 | 101003.4123 | 0 | 0 | 101003.4123 | 558945.808
| In Service of Gen Unit: |  |  |  | 2035
| Discount Rate : |  |  |  | 8.0956 | %
| Benefit/Cost Ratio ( Col(6) / Col(10)) |  |  |  | 6.5339
(1): page 11; TRC Residential HVAC (7): RATE IMPACT TEST |  |  | PSC FORM CE 2.5
TRC Residential HVAC (7): PROGRAM METHOD SELECTED: REV_REQ |  |  | PAGE 1 OF 1
[5 empty] | PROGRAM NAME: | TRC Residential HVAC
(1) | (2) | (3) | (4) | (5) | (6) | (7) | (8) | (9) | (10) | (11) | (12) | (13) | (14)
| INCREASED | UTILITY |  |  | SELLBACK/ |  | AVOIDED GEN | AVOIDED |  |  |  |  | CUMULATIVE
| SUPPLY | PROGRAM |  | REVENUE | OTHER | TOTAL | UNIT & FUEL | T&D | REVENUE | OTHER | TOTAL | NET | DISCOUNTED
| COSTS | COSTS | INCENTIVES | LOSSES | COSTS | COSTS | BENEFITS | BENEFITS | GAINS | BENEFITS | BENEFITS | BENEFITS | NET BENEFITS
YEAR | $(000) | $(000) | $(000) | $(000) | $(000) | $(000) | $(000) | $(000) | $(000) | $(000) | $(000) | $(000) | $(000)
2023 | 0 | 0 | 0 | 0 | 0 | 0 | 0 | 0 | 0 | 0 | 0 | 0 | 0
2024 | 0 | 0 | 0 | 0 | 0 | 0 | 0 | 0 | 0 | 0 | 0 | 0 | 0
2025 | 0 | 1168.3163 | 6101.6823 | 1631.1366 | 0 | 8901.1353 | 455.2497 | 0 | 0 | 0.061213 | 455.3109 | -8445.8244 | -7228.1264
2026 | 0 | 1239.1032 | 6313.5378 | 5360.9351 | 0 | 12913.5762 | 1571.0678 | 815.8561 | 0 | 0.18576 | 2387.1096 | -10526.4666 | -15562.2158
2027 | 0 | 1316.9365 | 6546.4564 | 9436.3883 | 0 | 17299.7812 | 2635.6866 | 1637.7693 | 0 | 0.31478 | 4273.7706 | -13026.0105 | -25102.8844
2028 | 0 | 1401.3727 | 6796.2793 | 13599.488 | 0 | 21797.1399 | 3825.2428 | 2494.6075 | 0 | 0.44864 | 6320.2989 | -15476.841 | -35589.6498
2029 | 0 | 1490.5555 | 7052.4799 | 17966.4176 | 0 | 26509.4531 | 5080.8706 | 3390.9604 | 0 | 0.58757 | 8472.4185 | -18037.0345 | -46895.8382
2030 | 0 | 1581.7862 | 7301.5928 | 23483.5414 | 0 | 32366.9203 | 5697.8265 | 4330.0251 | 0 | 0.73157 | 10028.5832 | -22338.3371 | -59849.5361
2031 | 0 | 1673.9319 | 7538.4795 | 28965.7805 | 0 | 38178.1919 | 6108.8152 | 5313.1046 | 0 | 0.88045 | 11422.8003 | -26755.3916 | -74202.6485
2032 | 0 | 1767.305 | 7764.8597 | 34901.7793 | 0 | 44433.944 | 6783.7998 | 6340.5549 | 0 | 1.034 | 13125.3886 | -31308.5554 | -89740.4528
2033 | 0 | 1862.1935 | 7982.208 | 40952.5388 | 0 | 50796.9402 | 9077.8625 | 7412.6212 | 0 | 1.192 | 16491.6756 | -34305.2647 | -105490.405
2034 | 0 | 1959.8518 | 8195.9178 | 47417.66 | 0 | 57573.4295 | 11040.5703 | 8529.5621 | 0 | 1.3543 | 19571.4866 | -38001.9429 | -121630.8726
2035 | 0 | 0 | 0 | 51538.4381 | 0 | 51538.4381 | 25687.58 | 9644.6437 | 0 | 1.2038 | 35333.4275 | -16205.0105 | -127998.1163
2036 | 0 | 0 | 0 | 52673.933 | 0 | 52673.933 | 25689.212 | 9399.6932 | 0 | 1.1859 | 35090.0911 | -17583.8419 | -134389.6897
2037 | 0 | 0 | 0 | 53837.646 | 0 | 53837.646 | 26025.4303 | 9157.2822 | 0 | 1.1823 | 35183.8948 | -18653.7512 | -140662.3538
2038 | 0 | 0 | 0 | 55192.6615 | 0 | 55192.6615 | 26791.6423 | 8921.7729 | 0 | 1.1716 | 35714.5868 | -19478.0747 | -146721.6715
2039 | 0 | 0 | 0 | 56622.4355 | 0 | 56622.4355 | 27328.3297 | 8691.5441 | 0 | 1.1608 | 36021.0346 | -20601.4009 | -152650.4646
2040 | 0 | 0 | 0 | 57796.7708 | 0 | 57796.7708 | 27888.4853 | 8465.0693 | 0 | 1.1573 | 36354.7118 | -21442.059 | -158359.0418
2041 | 0 | 0 | 0 | 59000.6138 | 0 | 59000.6138 | 28364.6498 | 8242.4042 | 0 | 1.1429 | 36608.197 | -22392.4168 | -163874.1521
2042 | 0 | 1777.7314 | 6101.6823 | 60183.0348 | 0 | 68062.4485 | 28460.9243 | 8025.571 | 0 | 1.1465 | 36487.6418 | -31574.8068 | -171068.4064
2043 | 0 | 1885.4421 | 6313.5378 | 61356.6335 | 0 | 69555.6134 | 28971.5545 | 7815.9036 | 0 | 1.1465 | 36788.6046 | -32767.0088 | -177975.1563
2044 | 0 | 2003.8747 | 6546.4564 | 62850.6853 | 0 | 71401.0163 | 29643.728 | 7613.7474 | 0 | 1.1394 | 37258.6147 | -34142.4016 | -184632.8352
2045 | 0 | 2132.3543 | 6796.2793 | 64497.6622 | 0 | 73426.2958 | 30785.3735 | 7419.5753 | 0 | 1.1358 | 38206.0846 | -35220.2111 | -190986.3285
2046 | 0 | 2268.0565 | 7052.4799 | 65892.3909 | 0 | 75212.9273 | 30997.2163 | 7234.2549 | 0 | 1.1286 | 38232.5998 | -36980.3275 | -197157.7218
2047 | 0 | 2406.8747 | 7301.5928 | 67265.949 | 0 | 76974.4164 | 31651.1147 | 7059.0436 | 0 | 1.1286 | 38711.287 | -38263.1294 | -203064.9643
2048 | 0 | 2547.0854 | 7538.4795 | 68487.7912 | 0 | 78573.356 | 32572.8824 | 6894.9104 | 0 | 1.1322 | 39468.925 | -39104.4311 | -208649.9509
2049 | 0 | 2689.1636 | 7764.8597 | 69841.9542 | 0 | 80295.9775 | 33332.7535 | 6742.5167 | 0 | 1.125 | 40076.3952 | -40219.5822 | -213964
2050 | 0 | 2833.5476 | 7982.208 | 71140.54 | 0 | 81956.2956 | 34546.1212 | 6602.5475 | 0 | 1.1215 | 41149.7902 | -40806.5054 | -218951.8027
2051 | 0 | 2982.1462 | 8195.9178 | 72158.2859 | 0 | 83336.3499 | 34425.4409 | 6472.9182 | 0 | 1.1215 | 40899.4805 | -42436.8694 | -223750.4081
2052 | 0 | 0 | 0 | 73681.5929 | 0 | 73681.5929 | 34246.7118 | 6348.6095 | 0 | 1.125 | 40596.4464 | -33085.1465 | -227211.3683
2053 | 0 | 0 | 0 | 74837.8709 | 0 | 74837.8709 | 33617.1658 | 6227.1169 | 0 | 1.1179 | 39845.4007 | -34992.4702 | -230597.7039
2054 | 0 | 0 | 0 | 76007.9408 | 0 | 76007.9408 | 33765.5186 | 6108.5848 | 0 | 1.1143 | 39875.2177 | -36132.723 | -233832.5077
2055 | 0 | 0 | 0 | 77192.0571 | 0 | 77192.0571 | 32826.8194 | 5993.1616 | 0 | 1.1143 | 38821.0953 | -38370.9619 | -237010.419
2056 | 0 | 0 | 0 | 78390.4796 | 0 | 78390.4796 | 32824.5796 | 5880.3538 | 0 | 1.1143 | 38706.0477 | -39684.4319 | -240050.9616
2057 | 0 | 0 | 0 | 79603.473 | 0 | 79603.473 | 32846.5373 | 5768.9917 | 0 | 1.1107 | 38616.6397 | -40986.8333 | -242956.1022
2058 | 0 | 0 | 0 | 80831.3073 | 0 | 80831.3073 | 32270.4752 | 5658.4841 | 0 | 1.1071 | 37930.0664 | -42901.2409 | -245769.1977
2059 | 0 | 2705.0286 | 6101.6823 | 82074.2581 | 0 | 90880.969 | 32385.729 | 5548.8523 | 0 | 1.1107 | 37935.692 | -52945.277 | -248980.8883
2060 | 0 | 2868.9231 | 6313.5378 | 83332.6063 | 0 | 92515.0673 | 32360.5182 | 5440.1184 | 0 | 1.1107 | 37801.7473 | -54713.32 | -252051.2631
2061 | 0 | 3049.1323 | 6546.4564 | 84606.6385 | 0 | 94202.2272 | 31874.1365 | 5332.3047 | 0 | 1.1143 | 37207.5555 | -56994.6718 | -255010.1231
2062 | 0 | 3244.6292 | 6796.2793 | 85896.647 | 0 | 95937.5555 | 32333.9985 | 5226.7467 | 0 | 1.1107 | 37561.8558 | -58375.6996 | -257813.7106
2063 | 0 | 3451.1162 | 7052.4799 | 87543.915 | 0 | 98047.5111 | 32292.8128 | 5123.8824 | 0 | 1.1107 | 37417.806 | -60629.7052 | -260507.4732
2064 | 0 | 3662.3445 | 7301.5928 | 89211.2496 | 0 | 100175.1869 | 31301.7268 | 5023.8528 | 0 | 1.1071 | 36326.6867 | -63848.5002 | -263131.7909
2065 | 0 | 3875.6916 | 7538.4795 | 90877.9938 | 0 | 102292.1649 | 31603.069 | 4926.8098 | 0 | 1.1107 | 36530.9895 | -65761.1754 | -265632.2924
2066 | 0 | 4091.8804 | 7764.8597 | 92534.2212 | 0 | 104390.9613 | 31098.7828 | 4832.9148 | 0 | 1.1107 | 35932.8084 | -68458.1529 | -268040.3927
2067 | 0 | 4311.5778 | 7982.208 | 94196.391 | 0 | 106490.1768 | 31544.8845 | 4742.4212 | 0 | 1.1107 | 36288.4163 | -70201.7604 | -270324.8827
2068 | 0 | 4537.6882 | 8195.9178 | 95871.8423 | 0 | 108605.4483 | 31528.2923 | 4655.8513 | 0 | 1.1107 | 36185.2543 | -72420.194 | -272505.0648
2069 | 0 | 0 | 0 | 97571.398 | 0 | 97571.398 | 31478.9553 | 4573.4084 | 0 | 1.1107 | 36053.4744 | -61517.9236 | -274218.338
2070 | 0 | 0 | 0 | 99288.8072 | 0 | 99288.8072 | 30914.4017 | 4405.8286 | 0 | 1.1107 | 35321.3411 | -63967.4661 | -275866.409
2071 | 0 | 0 | 0 | 101026.1372 | 0 | 101026.1372 | 30737.4973 | 4229.3359 | 0 | 1.1107 | 34967.9439 | -66058.1933 | -277440.8824
2072 | 0 | 0 | 0 | 102811.7808 | 0 | 102811.7808 | 30562.7564 | 4055.0656 | 0 | 1.1107 | 34618.9328 | -68192.848 | -278944.5066
2073 | 0 | 0 | 0 | 104612.0991 | 0 | 104612.0991 | 30390.2337 | 3882.3362 | 0 | 1.1107 | 34273.6807 | -70338.4184 | -280379.2853
2074 | 0 | 0 | 0 | 106453.5192 | 0 | 106453.5192 | 30285.5153 | 3711.2276 | 0 | 1.1107 | 33997.8537 | -72455.6655 | -281746.5624
2075 | 0 | 0 | 0 | 108338.0715 | 0 | 108338.0715 | 30183.1586 | 3542.083 | 0 | 1.1107 | 33726.3523 | -74611.7192 | -283049.0784
2076 | 0 | 4116.0209 | 6101.6823 | 110267.9216 | 0 | 120485.6248 | 30119.3104 | 3345.5583 | 0 | 1.1107 | 33465.9794 | -87019.6454 | -284454.4306
2077 | 0 | 4365.4059 | 6313.5378 | 112245.3821 | 0 | 122924.3257 | 30057.9435 | 3151.6492 | 0 | 1.1107 | 33210.7034 | -89713.6223 | -285794.7802
2078 | 0 | 4639.6154 | 6546.4564 | 114272.9255 | 0 | 125458.9973 | 29999.1199 | 2960.0942 | 0 | 1.1107 | 32960.3248 | -92498.6726 | -287073.2399
2079 | 0 | 4937.0871 | 6796.2793 | 116353.1991 | 0 | 128086.5655 | 29942.9031 | 2771.1686 | 0 | 1.1107 | 32715.1824 | -95371.3831 | -288292.6829
2080 | 0 | 5251.2815 | 7052.4799 | 118489.0404 | 0 | 130792.8018 | 29889.3583 | 2750.8607 | 0 | 1.1107 | 32641.3297 | -98151.472 | -289453.6825
2081 | 0 | 5572.6903 | 7301.5928 | 120683.4948 | 0 | 133557.7778 | 29838.5524 | 2757.1398 | 0 | 1.1107 | 32596.803 | -100960.9749 | -290558.4748
2082 | 0 | 5897.3232 | 7538.4795 | 122939.8349 | 0 | 136375.6375 | 29790.5538 | 2764.8484 | 0 | 1.1107 | 32556.5129 | -103819.1246 | -291609.4593
NOM | 0 | 109565.0654 | 262430.988 | 4236097.1869 | 0 | 4608093.2403 | 1530351.4481 | 316408.1206 | 0 | 60.7815 | 1846820.3502 | -2761272.8901
NPV | 0 | 14892.6687 | 58531.7022 | 457077.3138 | 0 | 530501.6846 | 179124.2219 | 59758.497 | 0 | 9.5064 | 238892.2254 | -291609.4593
| Discount Rate : |  |  |  | 8.0956 | %
| Benefit/Cost Ratio (Col(12) / Col(7)) : |  |  |  | 0.45031