## Outputs
page 1 | FPL 000470 | [12 empty] | PSC FORM CE 1
2024-06-07 12:25 | 20240012-EG |  |  |  | INPUT DATA -- PART 1 CONTINUED | [8 empty] | PAGE 1 OF 1
PROGRAM METHOD SELECTED: REV_REQ
|  |  |  | PROGRAM NAME: | TRC Residential Retail
I. | PROGRAM DEMAND SAVINGS & LINE LOSSES | [5 empty] | IV. | AVOIDED GENERATOR AND T&D COSTS
| (1) CUSTOMER kW REDUCTION AT METER ........................................................................................... |  |  |  | 0.0031734 | kW |  | (1) BASE YEAR ............................................................................................................................. |  |  |  | 2023
| (2) GENERATOR kW REDUCTION PER CUSTOMER .......................................................................................... |  |  |  | 0.0040875 | kW |  | (2) IN-SERVICE YEAR FOR AVOIDED GENERATING UNIT .............................................................................. |  |  |  | 2035
| (3) kW LINE LOSS PERCENTAGE ................................................................................................... |  |  |  | 5.2837 | % |  | (3) IN-SERVICE YEAR FOR AVOIDED T&D ........................................................................... |  |  |  | 2026-2035
| (4) GENERATOR kWh REDUCTION PER CUSTOMER ...................................................................................... |  |  |  | 22.1054 | kWh |  | (4) BASE YEAR AVOIDED GENERATING COST .................................................................................... |  |  |  | 786.3466 | $/kW
| (5) kWh LINE LOSS PERCENTAGE ............................................................................................... |  |  |  | 4.1934 | % |  | (5) BASE YEAR AVOIDED TRANSMISSION COST .................................................................................... |  |  |  | 499.1222 | $/kW
| (6) GROUP LINE LOSS MULTIPLIER................................................................................................................ |  |  |  | 1 |  |  | (6) BASE YEAR DISTRIBUTION COST ........................................................................................ |  |  |  | 196.5828 | $/kW
| (7) CUSTOMER kWh INCREASE AT METER ......................................................................................... |  |  |  | 0 | kWh |  | (7) GEN, TRAN & DIST COST ESCALATION RATE .................................................................................... |  |  |  | 2 | %**
[8 empty] | (8) GENERATOR FIXED O & M COST .............................................................................................. |  |  |  | 11.8679 | $/kW/YR
II. | ECONOMIC LIFE & K FACTORS | [6 empty] | (9) GENERATOR FIXED O&M ESCALATION RATE .......................................................................................... |  |  |  | 2.5 | %**
[8 empty] | (10) TRANSMISSION FIXED O & M COST ............................................................................................. |  |  |  | 3.4308 | $/kW
| (1) STUDY PERIOD FOR THE CONSERVATION PROGRAM ........................................................................................ |  |  |  | 62 | YEARS |  | (11) DISTRIBUTION FIXED O & M COST .............................................................................................. |  |  |  | 4.4467 | $/kW
| (2) GENERATOR ECONOMIC LIFE ..................................................................................................... |  |  |  | 50 | YEARS |  | (12) T&D FIXED O&M ESCALATION RATE ................................................................................................. |  |  |  | 2.5 | %**
| (3) T&D ECONOMIC LIFE ..................................................................................................................... |  |  |  | 50 | YEARS |  | (13) AVOIDED GEN UNIT VARIABLE O & M COSTS .................................................................................................. |  |  |  | 0.0079521 | CENTS/kWh
| (4) K FACTOR FOR GENERATION .............................................................................................. |  |  |  | 1.37 |  |  | (14) GENERATOR VARIABLE O&M COST ESCALATION RATE ......................................................................................... |  |  |  | 2.5 | %**
| (5) K FACTOR FOR T & D........................................................................................................................ |  |  |  | 1.3065 |  |  | (15) GENERATOR CAPACITY FACTOR ............................................................................................. |  |  |  | 65 | ** (In-service year)
[8 empty] | (16) AVOIDED GENERATING UNIT FUEL COST ........................................................................................... |  |  |  | 6.499 | CENTS/kWh** (In-service year)
III. | UTILITY & CUSTOMER COSTS | [6 empty] | (17) AVOIDED GEN UNIT FUEL COST ESCALATION RATE ................................................................................................... |  |  |  | -2.0003 | %**
| (1) UTILITY NON RECURRING COST PER CUSTOMER ........................................................................................................ |  |  |  | *** | $/CUST | V. | NON-FUEL ENERGY AND DEMAND CHARGES
| (2) UTILITY RECURRING COST PER CUSTOMER ...................................................................................... |  |  |  | *** | $/CUST
| (3) UTILITY COST ESCALATION RATE ......................................................................................... |  |  |  | *** | %** |  | (1) NON FUEL COST IN CUSTOMER BILL .................................................................................... |  |  |  | *** | CENTS/kWh
| (4) CUSTOMER EQUIPMENT COST ....................................................................................................................... |  |  |  | *** | $/CUST |  | (2) NON-FUEL COST ESCALATION RATE ........................................................................................ |  |  |  | *** | %
| (5) CUSTOMER EQUIPMENT ESCALATION RATE ................................................................................... |  |  |  | *** | %** |  | (3) DEMAND CHARGE IN CUSTOMER BILL ........................................................................................... |  |  |  | *** | $/kW/MO
| (6) CUSTOMER O & M COST ................................................................................................................ |  |  |  | *** | $/CUST/YR |  | (4) DEMAND CHARGE ESCALATION RATE ....................................................................................... |  |  |  | *** | %
| (7) CUSTOMER O & M COST ESCALATION RATE ................................................................................................................ |  |  |  | *** | %**
* | (8) INCREASED SUPPLY COSTS ................................................................................................................ |  |  |  | *** | $/CUST/YR | VI. | COST-EFFECTIVENESS RATIOS
* | (9) SUPPLY COSTS ESCALATION RATES......................................................................................... |  |  |  | *** | %**
* | (10) UTILITY DISCOUNT RATE ....................................................................................................... |  |  |  | 8.0956 | % |  | (1) RIM TEST ………….……………………………………………………………………………………………………………….………………………………… |  |  |  | 0.41895
* | (11) UTILITY AFUDC RATE......................................................................................................................... |  |  |  | 6.22 | % |  | (2) TRC TEST……...………………………………………………………………………………………………………………………………………….. |  |  |  | 1.0701
* | (12) UTILITY NON RECURRING REBATE/INCENTIVE ...................................................................................... |  |  |  | *** | $/CUST |  | (3) PARTICIPANT TEST ……………...…………………………………………………….…………..………………………………………………….. |  |  |  | 3.7411
* | (13) UTILITY RECURRING REBATE/INCENTIVE ...................................................................................... |  |  |  | *** | $/CUST
* | (14) UTILITY REBATE/INCENTIVE ESCALATION RATE .................................................................................... |  |  |  | *** | %
* SUPPLEMENTAL INFORMATION NOT SPECIFIED IN WORKBOOK
** VALUE SHOWN IS FOR FIRST YEAR ONLY (VALUE VARIES OVER TIME)
*** PROGRAM COST CALCULATION VALUES ARE SHOWN ON PAGE 2
page 2 |  |  |  |  | * INPUT DATA -- PART 1 CONTINUED
PROGRAM METHOD SELECTED: REV_REQ
|  |  |  | PROGRAM NAME: | TRC Residential Retail
| (1) | (2) | (3) | (4) | (5) | (6) | (7) | (8) | (9) | (10)
| UTILITY |  |  | TOTAL | ENERGY | DEMAND
| PROGRAM COSTS |  | OTHER | UTILITY | CHARGE | CHARGE | PARTICIPANT | PARTICIPANT | OTHER | TOTAL
| WITHOUT | UTILITY | UTILITY | PROGRAM | REVENUE | REVENUE | EQUIPMENT | O&M | PARTICIPANT | PARTICIPANT
| INCENTIVES | INCENTIVES | COSTS | COSTS | LOSSES | LOSSES | COSTS | COSTS | COSTS | COSTS
YEAR | $(000) | $(000) | $(000) | $(000) | $(000) | $(000) | $(000) | $(000) | $(000) | $(000)
2023 | 0 | 0 | 0 | 0 | 0 | 0 | 0 | 0 | 0 | 0
2024 | 0 | 0 | 0 | 0 | 0 | 0 | 0 | 0 | 0 | 0
2025 | 371.0075 | 169.0248 | 0 | 540.0323 | 320.9115 | 0 | 1894.4961 | 0 | 0 | 1894.4961
2026 | 396.4935 | 176.23 | 0 | 572.7234 | 1057.4639 | 0 | 2024.6362 | 0 | 0 | 2024.6362
2027 | 425.6755 | 184.5859 | 0 | 610.2614 | 1869.1551 | 0 | 2173.6502 | 0 | 0 | 2173.6502
2028 | 459.4891 | 194.3888 | 0 | 653.8779 | 2708.5712 | 0 | 2346.3141 | 0 | 0 | 2346.3141
2029 | 496.4999 | 204.9233 | 0 | 701.4232 | 3602.1812 | 0 | 2535.3045 | 0 | 0 | 2535.3045
2030 | 534.2038 | 215.1074 | 0 | 749.3111 | 4742.2249 | 0 | 2727.8338 | 0 | 0 | 2727.8338
2031 | 570.4501 | 224.1001 | 0 | 794.5502 | 5889.7524 | 0 | 2912.9204 | 0 | 0 | 2912.9204
2032 | 604.0584 | 231.5152 | 0 | 835.5736 | 7138.7989 | 0 | 3084.5365 | 0 | 0 | 3084.5365
2033 | 632.7954 | 236.6138 | 0 | 869.4091 | 8412.216 | 0 | 3231.2776 | 0 | 0 | 3231.2776
2034 | 657.4728 | 239.845 | 0 | 897.3178 | 9761.5645 | 0 | 3357.2894 | 0 | 0 | 3357.2894
2035 | 0 | 0 | 0 | 0 | 10615.7102 | 0 | 0 | 0 | 0 | 0
2036 | 486.794 | 169.0248 | 0 | 655.8188 | 10849.5955 | 0 | 2485.743 | 0 | 0 | 2485.743
2037 | 520.2338 | 176.23 | 0 | 696.4638 | 11089.2931 | 0 | 2656.4981 | 0 | 0 | 2656.4981
2038 | 558.5232 | 184.5859 | 0 | 743.1091 | 11368.3945 | 0 | 2852.0174 | 0 | 0 | 2852.0174
2039 | 602.8895 | 194.3888 | 0 | 797.2783 | 11662.8945 | 0 | 3078.5675 | 0 | 0 | 3078.5675
2040 | 651.4509 | 204.9233 | 0 | 856.3742 | 11904.78 | 0 | 3326.5392 | 0 | 0 | 3326.5392
2041 | 700.9216 | 215.1074 | 0 | 916.029 | 12152.7435 | 0 | 3579.1543 | 0 | 0 | 3579.1543
2042 | 748.4799 | 224.1001 | 0 | 972.5801 | 12396.2945 | 0 | 3822.004 | 0 | 0 | 3822.004
2043 | 792.577 | 231.5152 | 0 | 1024.0922 | 12638.0283 | 0 | 4047.1791 | 0 | 0 | 4047.1791
2044 | 830.2824 | 236.6138 | 0 | 1066.8961 | 12945.7679 | 0 | 4239.7162 | 0 | 0 | 4239.7162
2045 | 862.6613 | 239.845 | 0 | 1102.5063 | 13285.0066 | 0 | 4405.0547 | 0 | 0 | 4405.0547
2046 | 0 | 0 | 0 | 0 | 13572.288 | 0 | 0 | 0 | 0 | 0
2047 | 638.716 | 169.0248 | 0 | 807.7408 | 13855.2087 | 0 | 3261.5103 | 0 | 0 | 3261.5103
2048 | 682.5918 | 176.23 | 0 | 858.8218 | 14106.8796 | 0 | 3485.5558 | 0 | 0 | 3485.5558
2049 | 732.8308 | 184.5859 | 0 | 917.4167 | 14385.8054 | 0 | 3742.0939 | 0 | 0 | 3742.0939
2050 | 791.0432 | 194.3888 | 0 | 985.432 | 14653.2837 | 0 | 4039.3473 | 0 | 0 | 4039.3473
2051 | 854.76 | 204.9233 | 0 | 1059.6833 | 14862.9155 | 0 | 4364.7078 | 0 | 0 | 4364.7078
2052 | 919.6699 | 215.1074 | 0 | 1134.7772 | 15176.681 | 0 | 4696.1607 | 0 | 0 | 4696.1607
2053 | 982.0705 | 224.1001 | 0 | 1206.1707 | 15414.8472 | 0 | 5014.8005 | 0 | 0 | 5014.8005
2054 | 1039.9297 | 231.5152 | 0 | 1271.4449 | 15655.8541 | 0 | 5310.2498 | 0 | 0 | 5310.2498
2055 | 1089.4024 | 236.6138 | 0 | 1326.0162 | 15899.7544 | 0 | 5562.8751 | 0 | 0 | 5562.8751
2056 | 1131.8864 | 239.845 | 0 | 1371.7314 | 16146.6013 | 0 | 5779.8134 | 0 | 0 | 5779.8134
2057 | 0 | 0 | 0 | 0 | 16396.4495 | 0 | 0 | 0 | 0 | 0
2058 | 838.0507 | 169.0248 | 0 | 1007.0755 | 16649.3546 | 0 | 4279.3841 | 0 | 0 | 4279.3841
2059 | 895.6196 | 176.23 | 0 | 1071.8496 | 16905.3733 | 0 | 4573.3512 | 0 | 0 | 4573.3512
2060 | 961.5375 | 184.5859 | 0 | 1146.1234 | 17164.5636 | 0 | 4909.9515 | 0 | 0 | 4909.9515
2061 | 1037.9173 | 194.3888 | 0 | 1232.3061 | 17426.9843 | 0 | 5299.9737 | 0 | 0 | 5299.9737
2062 | 1121.5192 | 204.9233 | 0 | 1326.4425 | 17692.6958 | 0 | 5726.8748 | 0 | 0 | 5726.8748
2063 | 1206.6866 | 215.1074 | 0 | 1421.794 | 18031.9944 | 0 | 6161.7698 | 0 | 0 | 6161.7698
2064 | 1288.5617 | 224.1001 | 0 | 1512.6618 | 18375.4263 | 0 | 6579.8528 | 0 | 0 | 6579.8528
2065 | 1364.4779 | 231.5152 | 0 | 1595.9931 | 18718.7365 | 0 | 6967.5079 | 0 | 0 | 6967.5079
2066 | 1429.3904 | 236.6138 | 0 | 1666.0041 | 19059.8805 | 0 | 7298.9742 | 0 | 0 | 7298.9742
2067 | 1485.1331 | 239.845 | 0 | 1724.9781 | 19402.2486 | 0 | 7583.6161 | 0 | 0 | 7583.6161
2068 | 0 | 0 | 0 | 0 | 19747.3523 | 0 | 0 | 0 | 0 | 0
2069 | 1099.5951 | 169.0248 | 0 | 1268.6199 | 20097.4209 | 0 | 5614.9228 | 0 | 0 | 5614.9228
2070 | 1175.1305 | 176.23 | 0 | 1351.3605 | 20451.1669 | 0 | 6000.6331 | 0 | 0 | 6000.6331
2071 | 1261.6205 | 184.5859 | 0 | 1446.2065 | 20809.0162 | 0 | 6442.2819 | 0 | 0 | 6442.2819
2072 | 1361.8374 | 194.3888 | 0 | 1556.2262 | 21176.8169 | 0 | 6954.0248 | 0 | 0 | 6954.0248
2073 | 1471.5304 | 204.9233 | 0 | 1676.4537 | 21547.6403 | 0 | 7514.156 | 0 | 0 | 7514.156
2074 | 1583.2774 | 215.1074 | 0 | 1798.3847 | 21926.9296 | 0 | 8084.7759 | 0 | 0 | 8084.7759
2075 | 1690.7046 | 224.1001 | 0 | 1914.8047 | 22315.1032 | 0 | 8633.3371 | 0 | 0 | 8633.3371
2076 | 1790.3132 | 231.5152 | 0 | 2021.8284 | 22712.6071 | 0 | 9141.9741 | 0 | 0 | 9141.9741
2077 | 1875.484 | 236.6138 | 0 | 2112.0978 | 23119.9176 | 0 | 9576.8866 | 0 | 0 | 9576.8866
2078 | 1948.6233 | 239.845 | 0 | 2188.4683 | 23537.5441 | 0 | 9950.3615 | 0 | 0 | 9950.3615
2079 | 0 | 0 | 0 | 0 | 23966.0317 | 0 | 0 | 0 | 0 | 0
2080 | 1442.7641 | 169.0248 | 0 | 1611.7889 | 24405.9649 | 0 | 7367.2653 | 0 | 0 | 7367.2653
2081 | 1541.8731 | 176.23 | 0 | 1718.103 | 24857.9711 | 0 | 7873.3506 | 0 | 0 | 7873.3506
2082 | 1655.3555 | 184.5859 | 0 | 1839.9414 | 25322.7242 | 0 | 8452.8321 | 0 | 0 | 8452.8321
NOM | 52292.863 | 10911.5119 | 0 | 63204.3749 | 871959.3814 | 0 | 267025.9046 | 0 | 0 | 267025.9046
NPV | 6572.0309 | 2148.4741 | 0 | 8720.505 | 93784.4498 | 0 | 33559.1205 | 0 | 0 | 33559.1205
* SUPPLEMENTAL INFORMATION NOT SPECIFIED IN WORKBOOK
** NEGATIVE COSTS WILL BE CALCULATED AS POSITIVE BENEFITS FOR TRC AND RIM TESTS
page 2b | PROGRAM NAME: (4): INPUT DATA - PART 1 CONTINUED
PROGRAM METHOD SELECTED: REV_REQ
| ESCALATION RATES |  | PROGRAM NAME: | TRC Residential Retail
| (1) | (2) | (3) | (4) | (5) | (6) | (7a) | (7b) | (8)
[7 empty] | Onpeak | Offpeak
|  |  |  | Fuel | Capacity | Blended | Energy Charge | Energy Charge | Demand Charge
Year | CPI% | PPI-CAP% | O&M% | (cents/kwh) | Factor | Cap. Rate | (cents/kwh) | (cents/kwh) | ($/kw)
2023 | 2.5 | 2.5 | 2.5 | 0 | 0 | 2 | 13.2846 | 0 | 0
2024 | 2.5 | 2.5 | 2.5 | 0 | 0 | 2 | 13.9419 | 0 | 0
2025 | 2.5 | 2.5 | 2.5 | 0 | 0 | 2 | 11.7229 | 0 | 0
2026 | 2.5 | 2.5 | 2.5 | 0 | 0 | 2 | 12.696 | 0 | 0
2027 | 2.5 | 2.5 | 2.5 | 0 | 0 | 2 | 13.1883 | 0 | 0
2028 | 2.5 | 2.5 | 2.5 | 0 | 0 | 2 | 13.3358 | 0 | 0
2029 | 2.5 | 2.5 | 2.5 | 0 | 0 | 2 | 13.4522 | 0 | 0
2030 | 2.5 | 2.5 | 2.5 | 0 | 0 | 2 | 14.122 | 0 | 0
2031 | 2.5 | 2.5 | 2.5 | 0 | 0 | 2 | 14.4734 | 0 | 0
2032 | 2.5 | 2.5 | 2.5 | 0 | 0 | 2 | 14.85 | 0 | 0
2033 | 2.5 | 2.5 | 2.5 | 6.273 | 63 | 2 | 15.1151 | 0 | 0
2034 | 2.5 | 2.5 | 2.5 | 6.39 | 65 | 2 | 15.4039 | 0 | 0
2035 | 2.5 | 2.5 | 2.5 | 6.499 | 65 | 2 | 15.7842 | 0 | 0
2036 | 2.5 | 2.5 | 2.5 | 6.369 | 70 | 2 | 16.1319 | 0 | 0
2037 | 2.5 | 2.5 | 2.5 | 6.522 | 71 | 2 | 16.4883 | 0 | 0
2038 | 2.5 | 2.5 | 2.5 | 6.585 | 74 | 2 | 16.9033 | 0 | 0
2039 | 2.5 | 2.5 | 2.5 | 6.588 | 77 | 2 | 17.3412 | 0 | 0
2040 | 2.5 | 2.5 | 2.5 | 6.767 | 78 | 2 | 17.7009 | 0 | 0
2041 | 2.5 | 2.5 | 2.5 | 6.885 | 82 | 2 | 18.0695 | 0 | 0
2042 | 2.5 | 2.5 | 2.5 | 6.948 | 81 | 2 | 18.4317 | 0 | 0
2043 | 2.5 | 2.5 | 2.5 | 7.177 | 81 | 2 | 18.7911 | 0 | 0
2044 | 2.5 | 2.5 | 2.5 | 7.37 | 83 | 2 | 19.2487 | 0 | 0
2045 | 2.5 | 2.5 | 2.5 | 7.8 | 84 | 2 | 19.7531 | 0 | 0
2046 | 2.5 | 2.5 | 2.5 | 7.636 | 86 | 2 | 20.1802 | 0 | 0
2047 | 2.5 | 2.5 | 2.5 | 8.086 | 86 | 2 | 20.6009 | 0 | 0
2048 | 2.5 | 2.5 | 2.5 | 8.474 | 85 | 2 | 20.9751 | 0 | 0
2049 | 2.5 | 2.5 | 2.5 | 8.705 | 87 | 2 | 21.3898 | 0 | 0
2050 | 2.5 | 2.5 | 2.5 | 9.119 | 88 | 2 | 21.7875 | 0 | 0
2051 | 2.5 | 2.5 | 2.5 | 9.242 | 88 | 2 | 22.0992 | 0 | 0
2052 | 2.5 | 2.5 | 2.5 | 9.132 | 87 | 2 | 22.5657 | 0 | 0
2053 | 2.5 | 2.5 | 2.5 | 9.066 | 89 | 2 | 22.9199 | 0 | 0
2054 | 2.5 | 2.5 | 2.5 | 8.894 | 90 | 2 | 23.2782 | 0 | 0
2055 | 2.5 | 2.5 | 2.5 | 8.889 | 90 | 2 | 23.6409 | 0 | 0
2056 | 2.5 | 2.5 | 2.5 | 8.72 | 90 | 2 | 24.0079 | 0 | 0
2057 | 2.5 | 2.5 | 2.5 | 8.799 | 91 | 2 | 24.3794 | 0 | 0
2058 | 2.5 | 2.5 | 2.5 | 8.597 | 92 | 2 | 24.7554 | 0 | 0
2059 | 2.5 | 2.5 | 2.5 | 8.632 | 91 | 2 | 25.1361 | 0 | 0
2060 | 2.5 | 2.5 | 2.5 | 8.527 | 91 | 2 | 25.5215 | 0 | 0
2061 | 2.5 | 2.5 | 2.5 | 8.455 | 90 | 2 | 25.9117 | 0 | 0
2062 | 2.5 | 2.5 | 2.5 | 8.376 | 91 | 2 | 26.3067 | 0 | 0
2063 | 2.5 | 2.5 | 2.5 | 8.796 | 91 | 2 | 26.8112 | 0 | 0
2064 | 2.5 | 2.5 | 2.5 | 8.585 | 92 | 2 | 27.3219 | 0 | 0
2065 | 2.5 | 2.5 | 2.5 | 8.571 | 91 | 2 | 27.8323 | 0 | 0
2066 | 2.5 | 2.5 | 2.5 | 8.527 | 91 | 2 | 28.3396 | 0 | 0
2067 | 2.5 | 2.5 | 2.5 | 8.572 | 91 | 2 | 28.8486 | 0 | 0
2068 | 2.5 | 2.5 | 2.5 | 8.503 | 91 | 2 | 29.3617 | 0 | 0
2069 | 2.5 | 2.5 | 2.5 | 8.592 | 91 | 2 | 29.8822 | 0 | 0
2070 | 2.5 | 2.5 | 2.5 | 8.326 | 91 | 2 | 30.4082 | 0 | 0
2071 | 2.5 | 2.5 | 2.5 | 8.277 | 91 | 2 | 30.9403 | 0 | 0
2072 | 2.5 | 2.5 | 2.5 | 8.228 | 91 | 2 | 31.4872 | 0 | 0
2073 | 2.5 | 2.5 | 2.5 | 8.179 | 91 | 2 | 32.0385 | 0 | 0
2074 | 2.5 | 2.5 | 2.5 | 8.179 | 91 | 2 | 32.6025 | 0 | 0
2075 | 2.5 | 2.5 | 2.5 | 8.179 | 91 | 2 | 33.1797 | 0 | 0
2076 | 2.5 | 2.5 | 2.5 | 8.179 | 91 | 2 | 33.7707 | 0 | 0
2077 | 2.5 | 2.5 | 2.5 | 8.179 | 91 | 2 | 34.3763 | 0 | 0
2078 | 2.5 | 2.5 | 2.5 | 8.179 | 91 | 2 | 34.9973 | 0 | 0
2079 | 2.5 | 2.5 | 2.5 | 8.179 | 91 | 2 | 35.6344 | 0 | 0
2080 | 2.5 | 2.5 | 2.5 | 8.179 | 91 | 2 | 36.2885 | 0 | 0
2081 | 2.5 | 2.5 | 2.5 | 8.179 | 91 | 2 | 36.9606 | 0 | 0
2082 | 2.5 | 2.5 | 2.5 | 8.179 | 91 | 2 | 37.6516 | 0 | 0
Legend:
| Column (1) used for: |  | Utility Cost
Customer Equipment
Supply Costs
| Column (3) used for: |  | Customer O&M Cost
Generator Fixed O&M
T&D Fixed O&M
Generator Variable O&M
| Column (6) used for: |  | Gen, Tran, & Dist Cost
page 3 | TRC Residential Retail (5): CALCULATION OF GEN K-FACTOR |  |  |  |  | PSC FORM CE 1.1A
| TRC Residential Retail (5): PROGRAM METHOD SELECTED REV_REQ |  |  |  |  | PAGE 1 OF 2
|  |  |  | PROGRAM NAME: | TRC Residential Retail
| (2) | (3) | (4) | (5) | (6) | (7) | -8 | -9 | -10 | -11 | -12 | -13 | -14 | -15
REPLACEMENT
[12 empty] | PRESENT |  | COST BASIS
[11 empty] | TOTAL | WORTH | CUMULATIVE | FOR
| MID-YEAR |  | PREFERRED | COMMON | INCOME | PROPERTY | PROPERTY |  | DEFERRED | ITC | FIXED | FIXED | PW FIXED | PROPERTY
| RATE BASE | DEBT | STOCK | EQUITY | TAXES | TAX | INSURANCE | DEPREC. | TAXES | NORMALIZATION | CHARGES | CHARGES | CHARGES | INSURANCE
YEAR | $(000) | $(000) | $(000) | $(000) | $(000) | $(000) | $(000) | $(000) | $(000) | $(000) | $(000) | $(000) | $(000) | $(000)
2035 | 15538.9774 | 220.3489 | 0 | 981.6904 | 183.2719 | 260.7651 | 5.5779 | 309.8813 | 166.5067 | 0 | 2128.0422 | 2128.0422 | 2128.0422 | 15494.067
2036 | 15100.9317 | 214.1373 | 0 | 954.0165 | 363.5166 | 255.5498 | 5.4663 | 309.8813 | -23.1332 | 0 | 2079.4346 | 1923.6989 | 4051.7412 | 15184.1856
2037 | 14611.0154 | 207.19 | 0 | 923.0655 | 523.4388 | 250.3345 | 5.3547 | 309.8813 | -193.5631 | 0 | 2025.7019 | 1733.6412 | 5785.3824 | 14874.3043
2038 | 14139.5649 | 200.5047 | 0 | 893.2812 | 666.0357 | 245.1192 | 5.2432 | 309.8813 | -346.2716 | 0 | 1973.7936 | 1562.706 | 7348.0884 | 14564.4229
2039 | 13685.1978 | 194.0616 | 0 | 864.5761 | 792.5535 | 239.9039 | 5.1316 | 309.8813 | -482.5347 | 0 | 1923.5733 | 1408.8869 | 8756.9753 | 14254.5416
2040 | 13246.6382 | 187.8426 | 0 | 836.8696 | 904.2408 | 234.6886 | 5.0201 | 309.8813 | -603.6282 | 0 | 1874.9149 | 1270.4009 | 10027.3762 | 13944.6603
2041 | 12822.6987 | 181.831 | 0 | 810.0868 | 1002.1709 | 229.4733 | 4.9085 | 309.8813 | -710.6509 | 0 | 1827.701 | 1145.6612 | 11173.0374 | 13634.7789
2042 | 12412.2807 | 176.0111 | 0 | 784.1582 | 1087.4189 | 224.258 | 4.797 | 309.8813 | -804.7016 | 0 | 1781.823 | 1033.2549 | 12206.2924 | 13324.8976
2043 | 12009.412 | 170.2983 | 0 | 758.7066 | 1170.7023 | 219.0427 | 4.6854 | 309.8813 | -896.6257 | 0 | 1736.691 | 931.6597 | 13137.9521 | 13015.0162
2044 | 11607.6243 | 164.6008 | 0 | 733.3233 | 1253.9734 | 213.8274 | 4.5738 | 309.8813 | -988.5143 | 0 | 1691.6658 | 839.5396 | 13977.4917 | 12705.1349
2045 | 11205.8365 | 158.9032 | 0 | 707.9399 | 1337.28 | 208.6121 | 4.4623 | 309.8813 | -1080.4384 | 0 | 1646.6405 | 755.9921 | 14733.4838 | 12395.2536
2046 | 10804.0488 | 153.2057 | 0 | 682.5566 | 1420.5511 | 203.3968 | 4.3507 | 309.8813 | -1172.327 | 0 | 1601.6153 | 680.25 | 15413.7338 | 12085.3722
2047 | 10402.2611 | 147.5082 | 0 | 657.1732 | 1503.8577 | 198.1815 | 4.2392 | 309.8813 | -1264.2511 | 0 | 1556.5901 | 611.6126 | 16025.3463 | 11775.4909
2048 | 10000.4734 | 141.8107 | 0 | 631.7899 | 1587.1288 | 192.9662 | 4.1276 | 309.8813 | -1356.1398 | 0 | 1511.5648 | 549.4407 | 16574.787 | 11465.6095
2049 | 9598.6857 | 136.1132 | 0 | 606.4066 | 1670.4354 | 187.7509 | 4.0161 | 309.8813 | -1448.0639 | 0 | 1466.5396 | 493.1507 | 17067.9377 | 11155.7282
2050 | 9196.898 | 130.4157 | 0 | 581.0232 | 1753.7065 | 182.5356 | 3.9045 | 309.8813 | -1539.9525 | 0 | 1421.5144 | 442.2104 | 17510.1481 | 10845.8469
2051 | 8795.1103 | 124.7182 | 0 | 555.6399 | 1837.0131 | 177.3203 | 3.7929 | 309.8813 | -1631.8766 | 0 | 1376.4892 | 396.1342 | 17906.2823 | 10535.9655
2052 | 8393.3226 | 119.0207 | 0 | 530.2565 | 1920.2842 | 172.105 | 3.6814 | 309.8813 | -1723.7653 | 0 | 1331.4639 | 354.4792 | 18260.7615 | 10226.0842
2053 | 7991.5349 | 113.3232 | 0 | 504.8732 | 2003.5908 | 166.8897 | 3.5698 | 309.8813 | -1815.6893 | 0 | 1286.4387 | 316.8417 | 18577.6032 | 9916.2029
2054 | 7589.7472 | 107.6257 | 0 | 479.4899 | 2086.8619 | 161.6744 | 3.4583 | 309.8813 | -1907.578 | 0 | 1241.4135 | 282.8535 | 18860.4567 | 9606.3215
2055 | 7227.4959 | 102.4888 | 0 | 456.6043 | 2091.9436 | 156.4591 | 3.3467 | 309.8813 | -1920.4292 | 0 | 1200.2946 | 253.0025 | 19113.4592 | 9296.4402
2056 | 6944.2998 | 98.4729 | 0 | 438.7131 | 2019.6479 | 151.2438 | 3.2352 | 309.8813 | -1854.2075 | 0 | 1166.9868 | 227.5594 | 19341.0186 | 8986.5588
2057 | 6700.6402 | 95.0178 | 0 | 423.3196 | 1948.2002 | 146.0285 | 3.1236 | 309.8813 | -1787.9858 | 0 | 1137.5853 | 205.2129 | 19546.2314 | 8676.6775
2058 | 6456.9805 | 91.5626 | 0 | 407.9262 | 1876.7525 | 140.8132 | 3.012 | 309.8813 | -1721.7641 | 0 | 1108.1838 | 184.9372 | 19731.1686 | 8366.7962
2059 | 6213.3209 | 88.1074 | 0 | 392.5328 | 1805.3049 | 135.5979 | 2.9005 | 309.8813 | -1655.5424 | 0 | 1078.7823 | 166.5475 | 19897.7161 | 8056.9148
2060 | 5969.6613 | 84.6522 | 0 | 377.1393 | 1733.8572 | 130.3826 | 2.7889 | 309.8813 | -1589.3207 | 0 | 1049.3808 | 149.875 | 20047.5912 | 7747.0335
2061 | 5726.0016 | 81.197 | 0 | 361.7459 | 1662.4095 | 125.1673 | 2.6774 | 309.8813 | -1523.099 | 0 | 1019.9793 | 134.7657 | 20182.3569 | 7437.1521
2062 | 5482.342 | 77.7418 | 0 | 346.3524 | 1590.9618 | 119.952 | 2.5658 | 309.8813 | -1456.8773 | 0 | 990.5778 | 121.0789 | 20303.4358 | 7127.2708
2063 | 5238.6823 | 74.2866 | 0 | 330.959 | 1519.5141 | 114.7367 | 2.4543 | 309.8813 | -1390.6556 | 0 | 961.1763 | 108.6863 | 20412.1221 | 6817.3895
2064 | 4995.0227 | 70.8314 | 0 | 315.5656 | 1448.0664 | 109.5214 | 2.3427 | 309.8813 | -1324.4339 | 0 | 931.7748 | 97.4708 | 20509.5929 | 6507.5081
2065 | 4751.363 | 67.3762 | 0 | 300.1721 | 1376.6187 | 104.3061 | 2.2311 | 309.8813 | -1258.2122 | 0 | 902.3734 | 87.3256 | 20596.9185 | 6197.6268
2066 | 4507.7034 | 63.921 | 0 | 284.7787 | 1305.171 | 99.0908 | 2.1196 | 309.8813 | -1191.9905 | 0 | 872.9719 | 78.1533 | 20675.0718 | 5887.7454
2067 | 4264.0438 | 60.4658 | 0 | 269.3852 | 1233.7233 | 93.8755 | 2.008 | 309.8813 | -1125.7688 | 0 | 843.5704 | 69.8651 | 20744.9369 | 5577.8641
2068 | 4020.3841 | 57.0107 | 0 | 253.9918 | 1162.2756 | 88.6601 | 1.8965 | 309.8813 | -1059.5471 | 0 | 814.1689 | 62.38 | 20807.3169 | 5267.9828
2069 | 3776.7245 | 53.5555 | 0 | 238.5983 | 1090.8279 | 83.4448 | 1.7849 | 309.8813 | -993.3254 | 0 | 784.7674 | 55.6242 | 20862.9411 | 4958.1014
2070 | 3533.0648 | 50.1003 | 0 | 223.2049 | 1019.3802 | 78.2295 | 1.6734 | 309.8813 | -927.1037 | 0 | 755.3659 | 49.5304 | 20912.4715 | 4648.2201
2071 | 3289.4052 | 46.6451 | 0 | 207.8115 | 947.9325 | 73.0142 | 1.5618 | 309.8813 | -860.882 | 0 | 725.9644 | 44.0374 | 20956.509 | 4338.3387
2072 | 3045.7455 | 43.1899 | 0 | 192.418 | 876.4848 | 67.7989 | 1.4502 | 309.8813 | -794.6604 | 0 | 696.5629 | 39.0894 | 20995.5983 | 4028.4574
2073 | 2802.0859 | 39.7347 | 0 | 177.0246 | 805.0372 | 62.5836 | 1.3387 | 309.8813 | -728.4387 | 0 | 667.1614 | 34.6355 | 21030.2338 | 3718.5761
2074 | 2558.4263 | 36.2795 | 0 | 161.6311 | 733.5895 | 57.3683 | 1.2271 | 309.8813 | -662.217 | 0 | 637.7599 | 30.6295 | 21060.8633 | 3408.6947
2075 | 2314.7666 | 32.8243 | 0 | 146.2377 | 662.1418 | 52.153 | 1.1156 | 309.8813 | -595.9953 | 0 | 608.3585 | 27.0292 | 21087.8925 | 3098.8134
2076 | 2071.107 | 29.3691 | 0 | 130.8443 | 590.6941 | 52.153 | 1.1156 | 309.8813 | -529.7736 | 0 | 584.2838 | 24.0154 | 21111.9079 | 3098.8134
2077 | 1827.4473 | 25.9139 | 0 | 115.4508 | 519.2464 | 52.153 | 1.1156 | 309.8813 | -463.5519 | 0 | 560.2092 | 21.3014 | 21133.2092 | 3098.8134
2078 | 1583.7877 | 22.4587 | 0 | 100.0574 | 447.7987 | 52.153 | 1.1156 | 309.8813 | -397.3302 | 0 | 536.1346 | 18.8592 | 21152.0684 | 3098.8134
2079 | 1340.128 | 19.0036 | 0 | 84.6639 | 376.351 | 52.153 | 1.1156 | 309.8813 | -331.1085 | 0 | 512.0599 | 16.6633 | 21168.7318 | 3098.8134
2080 | 1096.4684 | 15.5484 | 0 | 69.2705 | 304.9033 | 52.153 | 1.1156 | 309.8813 | -264.8868 | 0 | 487.9853 | 14.6906 | 21183.4224 | 3098.8134
2081 | 852.8088 | 12.0932 | 0 | 53.877 | 233.4556 | 52.153 | 1.1156 | 309.8813 | -198.6651 | 0 | 463.9107 | 12.9199 | 21196.3423 | 3098.8134
2082 | 609.1491 | 8.638 | 0 | 38.4836 | 162.0079 | 52.153 | 1.1156 | 309.8813 | -132.4434 | 0 | 439.8361 | 11.332 | 21207.6743 | 3098.8134
2083 | 365.4895 | 5.1828 | 0 | 23.0902 | 90.5602 | 52.153 | 1.1156 | 309.8813 | -66.2217 | 0 | 415.7614 | 9.9095 | 21217.5838 | 3098.8134
2084 | 121.8298 | 1.7276 | 0 | 7.6967 | 19.1125 | 52.153 | 1.1156 | 309.8813 | 5.6843e-13 | 0 | 391.6868 | 8.6365 | 21226.2204 | 3098.8134
|  | IN SERVICE COST ($000) |  | 15494.067
|  | IN SERVICE YEAR |  | 2035 |  | CAPITAL STRUCTURE
|  | BOOK LIFE (YRS) |  | 50 |  | SOURCE | WEIGHT | COST |  |  | K-FACTOR = CPWFC / IN-SVC COST = | 1.37
|  | EFFEC. TAX RATE |  | 25.35% |  | DEBT | 40.4% | 3.51%
|  | DISCOUNT RATE |  | 8.096% |  | P/S | 0% | 0%
|  | PROPERTY TAX |  | 1.683% |  | C/S | 59.6% | 10.6%
|  | PROPERTY INSURANCE |  | 0.036%
page 4a | PROGRAM NAME: (5): DEFERRED TAX AND MID-YEAR RATE BASE CALCULATION; TRC Residential Retail -15: PSC FORM CE 1.1A
|  |  |  | PROGRAM METHOD SELECTED: REV_REQ | [9 empty] | PAGE 2a OF 2
|  |  | PROGRAM NAME: | TRC Residential Retail
(1) | (2) | (3) | (4) | (5) | (6) | (7) | (8) | (9) | (10) | (11) | (12) | (13) | (14) | (15)
[6 empty] | BOOK | ACCUMULATED | DEFERRED
|  |  | ACCUMULATED |  | ACCUMULATED | DEPRECIATION | BOOK DEPR | TAX | TOTAL |  |  |  | ANNUAL | ACCUMULATED
| TAX | TAX | TAX | BOOK | BOOK | FOR | FOR | DUE TO | EQUITY | BOOK DEPR | (10)*(11) | SALVAGE | DEFERRED TAX | DEFERRED
| DEPRECIATION | DEPRECIATION | DEPRECIATION | DEPRECIATION | DEPRECIATION | DEFERRED TAX | DEFERRED TAX | DEPRECIATION | AFUDC | RATE | TAX RATE | TAX RATE | (9)-(12)+(13) | TAX
YEAR | SCHEDULE | $(000) | $(000) | $(000) | $(000) | $(000) | $(000) | $(000) | $(000) | MINUS 1/LIFE | $(000) | $(000) | $(000) | $(000)
2035 | 3.75% | 524.4052 | 524.4052 | 309.8813 | 309.8813 | 309.8813 | 309.8813 | 166.5067 | 2430.0117 | 0 | 0 | 0 | 166.5067 | 399.7021 | 7
2036 | 7.219% | 1009.5151 | 1533.9203 | 309.8813 | 619.7627 | 309.8813 | 619.7627 | -23.1332 | 2430.0117 | 0 | 0 | 0 | -23.1332 | 376.5689
2037 | 6.677% | 933.721 | 2467.6413 | 309.8813 | 929.644 | 309.8813 | 929.644 | -193.5631 | 2430.0117 | 0 | 0 | 0 | -193.5631 | 183.0058
2038 | 6.177% | 863.8003 | 3331.4417 | 309.8813 | 1239.5254 | 309.8813 | 1239.5254 | -346.2716 | 2430.0117 | 0 | 0 | 0 | -346.2716 | -163.2659
2039 | 5.713% | 798.9139 | 4130.3556 | 309.8813 | 1549.4067 | 309.8813 | 1549.4067 | -482.5347 | 2430.0117 | 0 | 0 | 0 | -482.5347 | -645.8005
2040 | 5.285% | 739.0618 | 4869.4174 | 309.8813 | 1859.288 | 309.8813 | 1859.288 | -603.6282 | 2430.0117 | 0 | 0 | 0 | -603.6282 | -1249.4287
2041 | 4.888% | 683.5448 | 5552.9621 | 309.8813 | 2169.1694 | 309.8813 | 2169.1694 | -710.6509 | 2430.0117 | 0 | 0 | 0 | -710.6509 | -1960.0796
2042 | 4.522% | 632.3628 | 6185.3249 | 309.8813 | 2479.0507 | 309.8813 | 2479.0507 | -804.7016 | 2430.0117 | 0 | 0 | 0 | -804.7016 | -2764.7812
2043 | 4.462% | 623.9723 | 6809.2973 | 309.8813 | 2788.9321 | 309.8813 | 2788.9321 | -896.6257 | 2430.0117 | 0 | 0 | 0 | -896.6257 | -3661.4069
2044 | 4.461% | 623.8325 | 7433.1298 | 309.8813 | 3098.8134 | 309.8813 | 3098.8134 | -988.5143 | 2430.0117 | 0 | 0 | 0 | -988.5143 | -4649.9212
2045 | 4.462% | 623.9723 | 8057.1021 | 309.8813 | 3408.6947 | 309.8813 | 3408.6947 | -1080.4384 | 2430.0117 | 0 | 0 | 0 | -1080.4384 | -5730.3596
2046 | 4.461% | 623.8325 | 8680.9346 | 309.8813 | 3718.5761 | 309.8813 | 3718.5761 | -1172.327 | 2430.0117 | 0 | 0 | 0 | -1172.327 | -6902.6866
2047 | 4.462% | 623.9723 | 9304.9069 | 309.8813 | 4028.4574 | 309.8813 | 4028.4574 | -1264.2511 | 2430.0117 | 0 | 0 | 0 | -1264.2511 | -8166.9377
2048 | 4.461% | 623.8325 | 9928.7394 | 309.8813 | 4338.3387 | 309.8813 | 4338.3387 | -1356.1398 | 2430.0117 | 0 | 0 | 0 | -1356.1398 | -9523.0775
2049 | 4.462% | 623.9723 | 10552.7117 | 309.8813 | 4648.2201 | 309.8813 | 4648.2201 | -1448.0639 | 2430.0117 | 0 | 0 | 0 | -1448.0639 | -10971.1414
2050 | 4.461% | 623.8325 | 11176.5442 | 309.8813 | 4958.1014 | 309.8813 | 4958.1014 | -1539.9525 | 2430.0117 | 0 | 0 | 0 | -1539.9525 | -12511.0939
2051 | 4.462% | 623.9723 | 11800.5165 | 309.8813 | 5267.9828 | 309.8813 | 5267.9828 | -1631.8766 | 2430.0117 | 0 | 0 | 0 | -1631.8766 | -14142.9705
2052 | 4.461% | 623.8325 | 12424.349 | 309.8813 | 5577.8641 | 309.8813 | 5577.8641 | -1723.7653 | 2430.0117 | 0 | 0 | 0 | -1723.7653 | -15866.7357
2053 | 4.462% | 623.9723 | 13048.3213 | 309.8813 | 5887.7454 | 309.8813 | 5887.7454 | -1815.6893 | 2430.0117 | 0 | 0 | 0 | -1815.6893 | -17682.4251
2054 | 4.461% | 623.8325 | 13672.1538 | 309.8813 | 6197.6268 | 309.8813 | 6197.6268 | -1907.578 | 2430.0117 | 0 | 0 | 0 | -1907.578 | -19590.0031
2055 | 2.231% | 311.9862 | 13984.14 | 309.8813 | 6507.5081 | 309.8813 | 6507.5081 | -1920.4292 | 2430.0117 | 0 | 0 | 0 | -1920.4292 | -21510.4323
2056 | 0% | 0 | 13984.14 | 309.8813 | 6817.3895 | 309.8813 | 6817.3895 | -1854.2075 | 2430.0117 | 0 | 0 | 0 | -1854.2075 | -23364.6397
2057 | 0% | 0 | 13984.14 | 309.8813 | 7127.2708 | 309.8813 | 7127.2708 | -1787.9858 | 2430.0117 | 0 | 0 | 0 | -1787.9858 | -25152.6255
2058 | 0% | 0 | 13984.14 | 309.8813 | 7437.1521 | 309.8813 | 7437.1521 | -1721.7641 | 2430.0117 | 0 | 0 | 0 | -1721.7641 | -26874.3896
2059 | 0% | 0 | 13984.14 | 309.8813 | 7747.0335 | 309.8813 | 7747.0335 | -1655.5424 | 2430.0117 | 0 | 0 | 0 | -1655.5424 | -28529.932
2060 | 0% | 0 | 13984.14 | 309.8813 | 8056.9148 | 309.8813 | 8056.9148 | -1589.3207 | 2430.0117 | 0 | 0 | 0 | -1589.3207 | -30119.2527
2061 | 0% | 0 | 13984.14 | 309.8813 | 8366.7962 | 309.8813 | 8366.7962 | -1523.099 | 2430.0117 | 0 | 0 | 0 | -1523.099 | -31642.3517
2062 | 0% | 0 | 13984.14 | 309.8813 | 8676.6775 | 309.8813 | 8676.6775 | -1456.8773 | 2430.0117 | 0 | 0 | 0 | -1456.8773 | -33099.2291
2063 | 0% | 0 | 13984.14 | 309.8813 | 8986.5588 | 309.8813 | 8986.5588 | -1390.6556 | 2430.0117 | 0 | 0 | 0 | -1390.6556 | -34489.8847
2064 | 0% | 0 | 13984.14 | 309.8813 | 9296.4402 | 309.8813 | 9296.4402 | -1324.4339 | 2430.0117 | 0 | 0 | 0 | -1324.4339 | -35814.3186
2065 | 0% | 0 | 13984.14 | 309.8813 | 9606.3215 | 309.8813 | 9606.3215 | -1258.2122 | 2430.0117 | 0 | 0 | 0 | -1258.2122 | -37072.5308
2066 | 0% | 0 | 13984.14 | 309.8813 | 9916.2029 | 309.8813 | 9916.2029 | -1191.9905 | 2430.0117 | 0 | 0 | 0 | -1191.9905 | -38264.5213
2067 | 0% | 0 | 13984.14 | 309.8813 | 10226.0842 | 309.8813 | 10226.0842 | -1125.7688 | 2430.0117 | 0 | 0 | 0 | -1125.7688 | -39390.2902
2068 | 0% | 0 | 13984.14 | 309.8813 | 10535.9655 | 309.8813 | 10535.9655 | -1059.5471 | 2430.0117 | 0 | 0 | 0 | -1059.5471 | -40449.8373
2069 | 0% | 0 | 13984.14 | 309.8813 | 10845.8469 | 309.8813 | 10845.8469 | -993.3254 | 2430.0117 | 0 | 0 | 0 | -993.3254 | -41443.1628
2070 | 0% | 0 | 13984.14 | 309.8813 | 11155.7282 | 309.8813 | 11155.7282 | -927.1037 | 2430.0117 | 0 | 0 | 0 | -927.1037 | -42370.2665
2071 | 0% | 0 | 13984.14 | 309.8813 | 11465.6095 | 309.8813 | 11465.6095 | -860.882 | 2430.0117 | 0 | 0 | 0 | -860.882 | -43231.1485
2072 | 0% | 0 | 13984.14 | 309.8813 | 11775.4909 | 309.8813 | 11775.4909 | -794.6604 | 2430.0117 | 0 | 0 | 0 | -794.6604 | -44025.8089
2073 | 0% | 0 | 13984.14 | 309.8813 | 12085.3722 | 309.8813 | 12085.3722 | -728.4387 | 2430.0117 | 0 | 0 | 0 | -728.4387 | -44754.2476
2074 | 0% | 0 | 13984.14 | 309.8813 | 12395.2536 | 309.8813 | 12395.2536 | -662.217 | 2430.0117 | 0 | 0 | 0 | -662.217 | -45416.4645
2075 | 0% | 0 | 13984.14 | 309.8813 | 12705.1349 | 309.8813 | 12705.1349 | -595.9953 | 2430.0117 | 0 | 0 | 0 | -595.9953 | -46012.4598
2076 | 0% | 0 | 13984.14 | 309.8813 | 13015.0162 | 309.8813 | 13015.0162 | -529.7736 | 2430.0117 | 0 | 0 | 0 | -529.7736 | -46542.2333
2077 | 0% | 0 | 13984.14 | 309.8813 | 13324.8976 | 309.8813 | 13324.8976 | -463.5519 | 2430.0117 | 0 | 0 | 0 | -463.5519 | -47005.7852
2078 | 0% | 0 | 13984.14 | 309.8813 | 13634.7789 | 309.8813 | 13634.7789 | -397.3302 | 2430.0117 | 0 | 0 | 0 | -397.3302 | -47403.1154
2079 | 0% | 0 | 13984.14 | 309.8813 | 13944.6603 | 309.8813 | 13944.6603 | -331.1085 | 2430.0117 | 0 | 0 | 0 | -331.1085 | -47734.2239
2080 | 0% | 0 | 13984.14 | 309.8813 | 14254.5416 | 309.8813 | 14254.5416 | -264.8868 | 2430.0117 | 0 | 0 | 0 | -264.8868 | -47999.1107
2081 | 0% | 0 | 13984.14 | 309.8813 | 14564.4229 | 309.8813 | 14564.4229 | -198.6651 | 2430.0117 | 0 | 0 | 0 | -198.6651 | -48197.7757
2082 | 0% | 0 | 13984.14 | 309.8813 | 14874.3043 | 309.8813 | 14874.3043 | -132.4434 | 2430.0117 | 0 | 0 | 0 | -132.4434 | -48330.2191
2083 | 0% | 0 | 13984.14 | 309.8813 | 15184.1856 | 309.8813 | 15184.1856 | -66.2217 | 2430.0117 | 0 | 0 | 0 | -66.2217 | -48396.4408
2084 | 0% | 0 | 13984.14 | 309.8813 | 15494.067 | 309.8813 | 15494.067 | 5.6843e-13 | 2430.0117 | 0 | 0 | 0 | 5.6843e-13 | -48396.4408
| SALVAGE / REMOVAL COST |  |  |  | 0
| YEAR SALVAGE / COST OF REMOVAL |  |  |  | 2084
| DEFERRED TAXES DURING CONSTRUCTION (SEE PAGE 5) |  |  |  | 233.1955
| TOTAL EQUITY AFUDC CAPITALIZED (SEE PAGE 5) |  |  |  | 2430.0117
| BOOK DEPRECIATION RATE - 1/USEFUL LIFE |  |  |  | 2%
page 4b |  |  |  | DEFERRED TAX AND MID-YEAR RATE BASE CALCULATION | [9 empty] | PSC FORM CE 1.1A
|  |  |  | PROGRAM METHOD SELECTED: REV_REQ | [9 empty] | PAGE 2b OF 2
|  |  | PROGRAM NAME: | TRC Residential Retail
(1) | (2) | (3) | (4) | (5) | (5a)* | (5b)* | (6) | (7) | (8)
END
OF YEAR
|  |  |  | NET |  |  | BEGINNING | ENDING OF
| TAX | TAX | DEFERRED | PLANT IN | ACCUMULATED | ACCUMULATED | YEAR RATE | YEAR RATE | MID-YEAR
| DEPRECIATION | DEPRECIATION | TAX | SERVICE | DEPRECIATION | DEF TAXES | BASE | BASE | RATE BASE
YEAR | SCHEDULE | $(000) | $(000) | $(000) | $(000) | $(000) | $(000) | $(000) | $(000)
2035 | 3.75% | 524.4052 | 166.5067 | 15184.1856 | 309.8813 | 399.7021 | 15727.2624 | 15350.6923 | 15538.9774
2036 | 7.219% | 1009.5151 | -23.1332 | 14874.3043 | 619.7627 | 376.5689 | 15350.6923 | 14851.171 | 15100.9317
2037 | 6.677% | 933.721 | -193.5631 | 14564.4229 | 929.644 | 183.0058 | 14851.171 | 14370.8598 | 14611.0154
2038 | 6.177% | 863.8003 | -346.2716 | 14254.5416 | 1239.5254 | -163.2659 | 14370.8598 | 13908.27 | 14139.5649
2039 | 5.713% | 798.9139 | -482.5347 | 13944.6603 | 1549.4067 | -645.8005 | 13908.27 | 13462.1256 | 13685.1978
2040 | 5.285% | 739.0618 | -603.6282 | 13634.7789 | 1859.288 | -1249.4287 | 13462.1256 | 13031.1507 | 13246.6382
2041 | 4.888% | 683.5448 | -710.6509 | 13324.8976 | 2169.1694 | -1960.0796 | 13031.1507 | 12614.2467 | 12822.6987
2042 | 4.522% | 632.3628 | -804.7016 | 13015.0162 | 2479.0507 | -2764.7812 | 12614.2467 | 12210.3147 | 12412.2807
2043 | 4.462% | 623.9723 | -896.6257 | 12705.1349 | 2788.9321 | -3661.4069 | 12210.3147 | 11808.5092 | 12009.412
2044 | 4.461% | 623.8325 | -988.5143 | 12395.2536 | 3098.8134 | -4649.9212 | 11808.5092 | 11406.7393 | 11607.6243
2045 | 4.462% | 623.9723 | -1080.4384 | 12085.3722 | 3408.6947 | -5730.3596 | 11406.7393 | 11004.9338 | 11205.8365
2046 | 4.461% | 623.8325 | -1172.327 | 11775.4909 | 3718.5761 | -6902.6866 | 11004.9338 | 10603.1638 | 10804.0488
2047 | 4.462% | 623.9723 | -1264.2511 | 11465.6095 | 4028.4574 | -8166.9377 | 10603.1638 | 10201.3584 | 10402.2611
2048 | 4.461% | 623.8325 | -1356.1398 | 11155.7282 | 4338.3387 | -9523.0775 | 10201.3584 | 9799.5884 | 10000.4734
2049 | 4.462% | 623.9723 | -1448.0639 | 10845.8469 | 4648.2201 | -10971.1414 | 9799.5884 | 9397.783 | 9598.6857
2050 | 4.461% | 623.8325 | -1539.9525 | 10535.9655 | 4958.1014 | -12511.0939 | 9397.783 | 8996.013 | 9196.898
2051 | 4.462% | 623.9723 | -1631.8766 | 10226.0842 | 5267.9828 | -14142.9705 | 8996.013 | 8594.2076 | 8795.1103
2052 | 4.461% | 623.8325 | -1723.7653 | 9916.2029 | 5577.8641 | -15866.7357 | 8594.2076 | 8192.4376 | 8393.3226
2053 | 4.462% | 623.9723 | -1815.6893 | 9606.3215 | 5887.7454 | -17682.4251 | 8192.4376 | 7790.6322 | 7991.5349
2054 | 4.461% | 623.8325 | -1907.578 | 9296.4402 | 6197.6268 | -19590.0031 | 7790.6322 | 7388.8622 | 7589.7472
2055 | 2.231% | 311.9862 | -1920.4292 | 8986.5588 | 6507.5081 | -21510.4323 | 7388.8622 | 7066.1297 | 7227.4959
2056 | 0% | 0 | -1854.2075 | 8676.6775 | 6817.3895 | -23364.6397 | 7066.1297 | 6822.47 | 6944.2998
2057 | 0% | 0 | -1787.9858 | 8366.7962 | 7127.2708 | -25152.6255 | 6822.47 | 6578.8104 | 6700.6402
2058 | 0% | 0 | -1721.7641 | 8056.9148 | 7437.1521 | -26874.3896 | 6578.8104 | 6335.1507 | 6456.9805
2059 | 0% | 0 | -1655.5424 | 7747.0335 | 7747.0335 | -28529.932 | 6335.1507 | 6091.4911 | 6213.3209
2060 | 0% | 0 | -1589.3207 | 7437.1521 | 8056.9148 | -30119.2527 | 6091.4911 | 5847.8314 | 5969.6613
2061 | 0% | 0 | -1523.099 | 7127.2708 | 8366.7962 | -31642.3517 | 5847.8314 | 5604.1718 | 5726.0016
2062 | 0% | 0 | -1456.8773 | 6817.3895 | 8676.6775 | -33099.2291 | 5604.1718 | 5360.5121 | 5482.342
2063 | 0% | 0 | -1390.6556 | 6507.5081 | 8986.5588 | -34489.8847 | 5360.5121 | 5116.8525 | 5238.6823
2064 | 0% | 0 | -1324.4339 | 6197.6268 | 9296.4402 | -35814.3186 | 5116.8525 | 4873.1929 | 4995.0227
2065 | 0% | 0 | -1258.2122 | 5887.7454 | 9606.3215 | -37072.5308 | 4873.1929 | 4629.5332 | 4751.363
2066 | 0% | 0 | -1191.9905 | 5577.8641 | 9916.2029 | -38264.5213 | 4629.5332 | 4385.8736 | 4507.7034
2067 | 0% | 0 | -1125.7688 | 5267.9828 | 10226.0842 | -39390.2902 | 4385.8736 | 4142.2139 | 4264.0438
2068 | 0% | 0 | -1059.5471 | 4958.1014 | 10535.9655 | -40449.8373 | 4142.2139 | 3898.5543 | 4020.3841
2069 | 0% | 0 | -993.3254 | 4648.2201 | 10845.8469 | -41443.1628 | 3898.5543 | 3654.8946 | 3776.7245
2070 | 0% | 0 | -927.1037 | 4338.3387 | 11155.7282 | -42370.2665 | 3654.8946 | 3411.235 | 3533.0648
2071 | 0% | 0 | -860.882 | 4028.4574 | 11465.6095 | -43231.1485 | 3411.235 | 3167.5754 | 3289.4052
2072 | 0% | 0 | -794.6604 | 3718.5761 | 11775.4909 | -44025.8089 | 3167.5754 | 2923.9157 | 3045.7455
2073 | 0% | 0 | -728.4387 | 3408.6947 | 12085.3722 | -44754.2476 | 2923.9157 | 2680.2561 | 2802.0859
2074 | 0% | 0 | -662.217 | 3098.8134 | 12395.2536 | -45416.4645 | 2680.2561 | 2436.5964 | 2558.4263
2075 | 0% | 0 | -595.9953 | 2788.9321 | 12705.1349 | -46012.4598 | 2436.5964 | 2192.9368 | 2314.7666
2076 | 0% | 0 | -529.7736 | 2479.0507 | 13015.0162 | -46542.2333 | 2192.9368 | 1949.2771 | 2071.107
2077 | 0% | 0 | -463.5519 | 2169.1694 | 13324.8976 | -47005.7852 | 1949.2771 | 1705.6175 | 1827.4473
2078 | 0% | 0 | -397.3302 | 1859.288 | 13634.7789 | -47403.1154 | 1705.6175 | 1461.9579 | 1583.7877
2079 | 0% | 0 | -331.1085 | 1549.4067 | 13944.6603 | -47734.2239 | 1461.9579 | 1218.2982 | 1340.128
2080 | 0% | 0 | -264.8868 | 1239.5254 | 14254.5416 | -47999.1107 | 1218.2982 | 974.6386 | 1096.4684
2081 | 0% | 0 | -198.6651 | 929.644 | 14564.4229 | -48197.7757 | 974.6386 | 730.9789 | 852.8088
2082 | 0% | 0 | -132.4434 | 619.7627 | 14874.3043 | -48330.2191 | 730.9789 | 487.3193 | 609.1491
2083 | 0% | 0 | -66.2217 | 309.8813 | 15184.1856 | -48396.4408 | 487.3193 | 243.6596 | 365.4895
2084 | 0% | 0 | 5.6843e-13 | -1.0459e-11 | 15494.067 | -48396.4408 | 243.6596 | -1.0346e-11 | 121.8298
* Column not specified in workbook
(1): page 5 |  |  |  |  | PSC FORM CE 1.1B
PAGE 1 OF 1
(1) | (2) | (3) | (4) | (5) | (6) | (7)
| NO.YEARS | PLANT | CUMULATIVE | YEARLY | ANNUAL | CUMULATIVE
| BEFORE | ESCALATION | ESCALATION | EXPENDITURE | SPENDING | AVERAGE SPENDING
YEAR | IN-SERVICE | RATE | FACTOR | (%) | ($/kW) | ($/kW)
2023 | -12 | 0% | 1 | 0 | 0 | 0
2024 | -11 | 2.5% | 1.025 | 0 | 0 | 0
2025 | -10 | 2.5% | 1.0506 | 0 | 0 | 0
2026 | -9 | 2.5% | 1.0769 | 0 | 0 | 0
2027 | -8 | 2.5% | 1.1038 | 0 | 0 | 0
2028 | -7 | 2.5% | 1.1314 | 0 | 0 | 0
2029 | -6 | 2.5% | 1.1597 | 0 | 0 | 0
2030 | -5 | 2.5% | 1.1887 | 43.903 | 410.3701 | 205.185
2031 | -4 | 2.5% | 1.2184 | 38.3775 | 367.6895 | 594.2148
2032 | -3 | 2.5% | 1.2489 | 17.7195 | 174.0124 | 865.0657
2033 | -2 | 2% | 1.2738 | 0 | 0 | 952.0719
2034 | -1 | 2% | 1.2993 | 0 | 0 | 952.0719
|  |  |  | 100 | 952.0719
|  | (8) | (8a)* | (8b)* | (9) | (9a)* | (9b)* | (9c)* | (9d)* | (9e)* | (10) | (11)
(3): CUMULATIVE; (5): CUMULATIVE; (6): YEARLY; (7): CUMULATIVE | CONSTRUCTION |  |  | CUMULATIVE | INCREMENTAL | CUMULATIVE
| NO.YEARS | SPENDING | DEBT | DEBT | TOTAL | TOTAL | PERIOD | CUMULATIVE | DEFERRED | DEFERRED | YEAR-END | YEAR-END
| BEFORE | WITH AFUDC | AFUDC | AFUDC | AFUDC | AFUDC | INTEREST | CPI | TAXES | TAXES | BOOK VALUE | BOOK VALUE
YEAR | IN-SERVICE | ($/kW) | ($/kW) | ($/kW) | ($/kW) | ($/kW) | ($/kW) | ($/kW) | ($/kW) | ($/kW) | ($/kW) | ($/kW)
2023 | -12 | 0 | 0 | 0 | 0 | 0 | 0 | 0 | 0 | 0 | 0 | 0
2024 | -11 | 0 | 0 | 0 | 0 | 0 | 0 | 0 | 0 | 0 | 0 | 0
2025 | -10 | 0 | 0 | 0 | 0 | 0 | 0 | 0 | 0 | 0 | 0 | 0
2026 | -9 | 0 | 0 | 0 | 0 | 0 | 0 | 0 | 0 | 0 | 0 | 0
2027 | -8 | 0 | 0 | 0 | 0 | 0 | 0 | 0 | 0 | 0 | 0 | 0
2028 | -7 | 0 | 0 | 0 | 0 | 0 | 0 | 0 | 0 | 0 | 0 | 0
2029 | -6 | 0 | 0 | 0 | 0 | 0 | 0 | 0 | 0 | 0 | 0 | 0
2030 | -5 | 205.185 | 2.8726 | 2.8726 | 12.7625 | 12.7625 | 7.202 | 7.202 | 1.0973 | 1.0973 | 423.1326 | 423.1326
2031 | -4 | 606.9773 | 8.4823 | 11.3549 | 37.6857 | 50.4482 | 20.8569 | 28.0589 | 3.1363 | 4.2336 | 405.3752 | 828.5078
2032 | -3 | 915.514 | 12.7579 | 24.1128 | 56.6816 | 107.1299 | 30.3638 | 58.4227 | 4.4622 | 8.6958 | 230.694 | 1059.2018
2033 | -2 | 1059.2018 | 14.7071 | 38.8199 | 65.3415 | 172.4714 | 33.4177 | 91.8405 | 4.7422 | 13.4381 | 65.3415 | 1124.5433
2034 | -1 | 1124.5433 | 15.5555 | 54.3754 | 69.1107 | 241.5821 | 33.4177 | 125.2582 | 4.5272 | 17.9652 | 69.1107 | 1193.654
(4): 54.3754; (6): 241.5821 | 125.2582 |  | 17.9652 |  | 1193.654
BOOK BASIS
[7 empty] | BOOK BASIS | FOR DEF TAX | TAX BASIS
(6): CONSTRUCTION CASH | 12358.2427 | 12358.2427 | 12358.2427
(6): EQUITY AFUDC | 2430.0117
(6): DEBT AFUDC | 705.8125 | 705.8125
(2): IN SERVICE YEAR; (4): 2035; (6): CPI |  |  | 1625.8973
| PLANT COSTS |  | 786.3466 |  | ITC Basis Reduction (Solar)
(2): AFUDC RATE; (4): 6.22%; (6): TOTAL | 15494.067 | 13064.0552 | 13984.14 |  | * Column not specified in workbook
(1): page 6; (6): INPUT DATA -- PART 2 | [7 empty] | PSC FORM CE 1.2
(6): PROGRAM METHOD SELECTED : REV_REQ | [7 empty] | PAGE 1 OF 1
|  |  |  | PROGRAM NAME: | TRC Residential Retail
(1) | (2) | (3) | (4) | (5) | (6)* | (7) | (8) | (9)
UTILITY
| CUMULATIVE | ADJUSTED | AVERAGE | AVOIDED | INCREASED |  | PROGRAM | PROGRAM
| TOTAL | CUMULATIVE | SYSTEM | MARGINAL | MARGINAL | REPLACEMENT | KW | kWH
| PARTICIPATING | PARTICIPATING | FUEL COST | FUEL COST | FUEL COST | FUEL COST | EFFECTIVENESS | EFFECTIVENESS
YEAR | CUSTOMERS | CUSTOMERS | (C/kWh) | (C/kWh) | (C/kWh) | (C/kWh) | FACTOR | FACTOR
2023 | 0 | 0 | 2.1107 | 2.8192 | 2.1107 | 0 | 1 | 1
2024 | 0 | 0 | 2.6607 | 4.004 | 2.6607 | 0 | 1 | 1
2025 | 258515 | 258515 | 2.9695 | 3.0488 | 3.3707 | 0 | 1 | 1
2026 | 528050 | 528050 | 3.4117 | 3.4884 | 3.9477 | 0 | 1 | 1
2027 | 810365 | 810365 | 3.3657 | 3.4444 | 3.9977 | 0 | 1 | 1
2028 | 1107673 | 1107673 | 3.5114 | 3.5404 | 4.0407 | 0 | 1 | 1
2029 | 1421093 | 1421093 | 3.5913 | 3.5977 | 4.1788 | 0 | 1 | 1
2030 | 1750089 | 1750089 | 3.292 | 3.2619 | 3.9048 | 0 | 1 | 1
2031 | 2092839 | 2092839 | 3.0693 | 2.9604 | 3.8103 | 0 | 1 | 1
2032 | 2446930 | 2446930 | 2.9515 | 2.8198 | 3.8955 | 0 | 1 | 1
2033 | 2808819 | 2808819 | 3.334 | 3.2386 | 4.0926 | 6.8825 | 1 | 1
2034 | 3175650 | 3175650 | 3.5332 | 3.459 | 4.2253 | 6.9767 | 1 | 1
2035 | 3175650 | 3175650 | 3.8608 | 3.8065 | 4.6124 | 7.1294 | 1 | 1
2036 | 3175650 | 3175650 | 4.0027 | 3.9449 | 4.6851 | 6.9828 | 1 | 1
2037 | 3175650 | 3175650 | 4.1974 | 4.1517 | 4.817 | 7.1471 | 1 | 1
2038 | 3175650 | 3175650 | 4.5318 | 4.5074 | 5.1871 | 7.2249 | 1 | 1
2039 | 3175650 | 3175650 | 4.7163 | 4.6865 | 5.3489 | 7.1579 | 1 | 1
2040 | 3175650 | 3175650 | 5.0571 | 5.0234 | 5.7029 | 7.3834 | 1 | 1
2041 | 3175650 | 3175650 | 5.3851 | 5.3317 | 5.8585 | 7.5063 | 1 | 1
2042 | 3175650 | 3175650 | 5.4894 | 5.4552 | 5.9969 | 7.5907 | 1 | 1
2043 | 3175650 | 3175650 | 5.722 | 5.6862 | 6.3021 | 7.8225 | 1 | 1
2044 | 3175650 | 3175650 | 6.1136 | 6.0917 | 6.7422 | 8.0846 | 1 | 1
2045 | 3175650 | 3175650 | 6.4999 | 6.4802 | 7.1411 | 8.4913 | 1 | 1
2046 | 3175650 | 3175650 | 6.711 | 6.7055 | 7.3441 | 8.361 | 1 | 1
2047 | 3175650 | 3175650 | 7.0712 | 7.0539 | 7.6774 | 8.8452 | 1 | 1
2048 | 3175650 | 3175650 | 7.4142 | 7.3838 | 8.1192 | 9.2397 | 1 | 1
2049 | 3175650 | 3175650 | 7.8908 | 7.8579 | 8.5877 | 9.5526 | 1 | 1
2050 | 3175650 | 3175650 | 8.5419 | 8.5447 | 9.376 | 10.0912 | 1 | 1
2051 | 3175650 | 3175650 | 8.4856 | 8.4734 | 9.1954 | 10.1556 | 1 | 1
2052 | 3175650 | 3175650 | 8.5408 | 8.546 | 9.2445 | 10.0773 | 1 | 1
2053 | 3175650 | 3175650 | 8.5762 | 8.5867 | 9.3805 | 10.0634 | 1 | 1
2054 | 3175650 | 3175650 | 8.6113 | 8.6176 | 9.3227 | 9.8472 | 1 | 1
2055 | 3175650 | 3175650 | 8.5691 | 8.5653 | 9.2056 | 9.9113 | 1 | 1
2056 | 3175650 | 3175650 | 8.5437 | 8.5718 | 9.2191 | 9.7266 | 1 | 1
2057 | 3175650 | 3175650 | 8.5899 | 8.6163 | 9.3162 | 9.8003 | 1 | 1
2058 | 3175650 | 3175650 | 8.5125 | 8.5242 | 9.1428 | 9.5906 | 1 | 1
2059 | 3175650 | 3175650 | 8.5501 | 8.5686 | 9.2358 | 9.6304 | 1 | 1
2060 | 3175650 | 3175650 | 8.5885 | 8.6162 | 9.2286 | 9.5391 | 1 | 1
2061 | 3175650 | 3175650 | 8.4296 | 8.4606 | 9.0451 | 9.4471 | 1 | 1
2062 | 3175650 | 3175650 | 8.4175 | 8.4321 | 9.0446 | 9.2658 | 1 | 1
2063 | 3175650 | 3175650 | 8.4946 | 8.5384 | 9.2046 | 9.7339 | 1 | 1
2064 | 3175650 | 3175650 | 8.4747 | 8.5123 | 9.139 | 9.6201 | 1 | 1
2065 | 3175650 | 3175650 | 8.3716 | 8.4132 | 9.0304 | 9.4973 | 1 | 1
2066 | 3175650 | 3175650 | 8.3231 | 8.3675 | 9.0052 | 9.4862 | 1 | 1
2067 | 3175650 | 3175650 | 8.3315 | 8.392 | 9.0262 | 9.4654 | 1 | 1
2068 | 3175650 | 3175650 | 8.3868 | 8.4669 | 8.3394 | 9.4211 | 1 | 1
2069 | 3175650 | 3175650 | 8.3868 | 8.4669 | 8.3394 | 9.5006 | 1 | 1
2070 | 3175650 | 3175650 | 8.3868 | 8.4669 | 8.3394 | 9.299 | 1 | 1
2071 | 3175650 | 3175650 | 8.3868 | 8.4669 | 8.3394 | 9.2593 | 1 | 1
2072 | 3175650 | 3175650 | 8.3868 | 8.4669 | 8.3394 | 9.2196 | 1 | 1
2073 | 3175650 | 3175650 | 8.3868 | 8.4669 | 8.3394 | 9.18 | 1 | 1
2074 | 3175650 | 3175650 | 8.3868 | 8.4669 | 8.3394 | 9.18 | 1 | 1
2075 | 3175650 | 3175650 | 8.3868 | 8.4669 | 8.3394 | 9.18 | 1 | 1
2076 | 3175650 | 3175650 | 8.3868 | 8.4669 | 8.3394 | 9.18 | 1 | 1
2077 | 3175650 | 3175650 | 8.3868 | 8.4669 | 8.3394 | 9.18 | 1 | 1
2078 | 3175650 | 3175650 | 8.3868 | 8.4669 | 8.3394 | 9.18 | 1 | 1
2079 | 3175650 | 3175650 | 8.3868 | 8.4669 | 8.3394 | 9.18 | 1 | 1
2080 | 3175650 | 3175650 | 8.3868 | 8.4669 | 8.3394 | 9.18 | 1 | 1
2081 | 3175650 | 3175650 | 8.3868 | 8.4669 | 8.3394 | 9.18 | 1 | 1
2082 | 3175650 | 3175650 | 8.3868 | 8.4669 | 8.3394 | 9.18 | 1 | 1
* THIS COLUMN IS USED ONLY FOR LOAD SHIFTING PROGRAMS WHICH SHIFT CONSUMPTION TO OFF-PEAK PERIODS.
THE VALUES REPRESENT THE OFF PEAK SYSTEM FUEL COSTS.
(1): page 7; (4): AVOIDED GENERATING BENEFITS | [5 empty] | PSC FORM CE 2.1
(4): PROGRAM METHOD SELECTED: REV_REQ | [5 empty] | PAGE 1 OF 1
|  | PROGRAM NAME: | TRC Residential Retail
| (2) | (3) | (4) | (5) | (6) | (7)
AVOIDED
| GEN UNIT | AVOIDED | AVOIDED | AVOIDED |  | AVOIDED
| CAPACITY | GEN UNIT | GEN UNIT | GEN UNIT | REPLACEMENT | GEN UNIT
| COST | FIXED O&M | VARIABLE O&M | FUEL COST | FUEL COST | BENEFITS
YEAR | $(000) | $(000) | $(000) | $(000) | $(000) | $(000)
2023 | 0 | 0 | 0 | 0 | 0 | 0
2024 | 0 | 0 | 0 | 0 | 0 | 0
2025 | 0 | 0 | 0 | 0 | 0 | 0
2026 | 0 | 0 | 0 | 0 | 0 | 0
2027 | 0 | 0 | 0 | 0 | 0 | 0
2028 | 0 | 0 | 0 | 0 | 0 | 0
2029 | 0 | 0 | 0 | 0 | 0 | 0
2030 | 0 | 0 | 0 | 0 | 0 | 0
2031 | 0 | 0 | 0 | 0 | 0 | 0
2032 | 0 | 0 | 0 | 0 | 0 | 0
2033 | 0 | 0 | 0 | 0 | 0 | 0
2034 | 0 | 0 | 0 | 0 | 0 | 0
2035 | 2128.0422 | 207.1798 | 7.9044 | 4803.4245 | 5269.3727 | 1877.1783
2036 | 2079.4346 | 212.3593 | 8.7253 | 5069.4444 | 5558.0193 | 1811.9443
2037 | 2025.7019 | 217.6683 | 9.0712 | 5265.386 | 5770.0248 | 1747.8025
2038 | 1973.7936 | 223.11 | 9.6908 | 5540.8778 | 6079.3232 | 1668.149
2039 | 1923.5733 | 228.6877 | 10.3358 | 5768.1346 | 6267.0856 | 1663.6459
2040 | 1874.9149 | 234.4049 | 10.7318 | 6001.8046 | 6548.5451 | 1573.3111
2041 | 1827.701 | 240.2651 | 11.5642 | 6419.6133 | 6998.9369 | 1500.2066
2042 | 1781.823 | 246.2717 | 11.7087 | 6399.3506 | 6991.3191 | 1447.8349
2043 | 1736.691 | 252.4285 | 12.0014 | 6610.2676 | 7204.7705 | 1406.6179
2044 | 1691.6658 | 258.7392 | 12.6052 | 6955.6329 | 7630.0512 | 1288.5919
2045 | 1646.6405 | 265.2077 | 13.076 | 7450.1491 | 8110.4046 | 1264.6687
2046 | 1601.6153 | 271.8379 | 13.722 | 7467.1598 | 8176.0891 | 1178.2459
2047 | 1556.5901 | 278.6338 | 14.0651 | 7907.2098 | 8649.5913 | 1106.9075
2048 | 1511.5648 | 285.5996 | 14.2491 | 8190.2745 | 8930.3727 | 1071.3154
2049 | 1466.5396 | 292.7396 | 14.949 | 8611.5059 | 9450.0396 | 935.6945
2050 | 1421.5144 | 300.0581 | 15.4988 | 9124.7497 | 10097.5519 | 764.2692
2051 | 1376.4892 | 307.5596 | 15.8863 | 9247.8273 | 10162.0237 | 785.7386
2052 | 1331.4639 | 315.2486 | 16.0984 | 9033.9198 | 9969.0704 | 727.6603
2053 | 1286.4387 | 323.1298 | 16.8802 | 9174.804 | 10184.1974 | 617.0553
2054 | 1241.4135 | 331.208 | 17.4966 | 9101.8717 | 10077.338 | 614.6518
2055 | 1200.2946 | 339.4882 | 17.934 | 9096.7548 | 10142.9723 | 511.4994
2056 | 1166.9868 | 347.9754 | 18.3824 | 8923.8049 | 9953.9674 | 503.1821
2057 | 1137.5853 | 356.6748 | 19.0513 | 9104.703 | 10140.7861 | 477.2283
2058 | 1108.1838 | 365.5917 | 19.7421 | 8993.4397 | 10032.8827 | 454.0746
2059 | 1078.7823 | 374.7315 | 20.0157 | 8931.9009 | 9965.0338 | 440.3966
2060 | 1049.3808 | 384.0998 | 20.5161 | 8823.2529 | 9870.529 | 406.7206
2061 | 1019.9793 | 393.7023 | 20.798 | 8652.6113 | 9667.912 | 419.1789
2062 | 990.5778 | 403.5448 | 21.5548 | 8667.0068 | 9587.7155 | 494.9686
2063 | 961.1763 | 413.6334 | 22.0936 | 9101.5988 | 10072.1095 | 426.3927
2064 | 931.7748 | 423.9743 | 22.8948 | 8980.8864 | 10063.7029 | 295.8274
2065 | 902.3734 | 434.5736 | 23.2121 | 8868.7816 | 9827.3085 | 401.6322
2066 | 872.9719 | 445.438 | 23.7924 | 8823.2529 | 9815.8144 | 349.6409
2067 | 843.5704 | 456.5739 | 24.3872 | 8869.8164 | 9794.2094 | 400.1385
2068 | 814.1689 | 467.9883 | 24.9969 | 8798.4191 | 9748.409 | 357.1642
2069 | 784.7674 | 479.688 | 25.6218 | 8890.5112 | 9830.7068 | 349.8816
2070 | 755.3659 | 491.6802 | 26.2624 | 8615.2696 | 9622.0292 | 266.5489
2071 | 725.9644 | 503.9722 | 26.919 | 8564.5672 | 9580.9865 | 240.4363
2072 | 696.5629 | 516.5715 | 27.5919 | 8513.8648 | 9539.948 | 214.6431
2073 | 667.1614 | 529.4858 | 28.2817 | 8463.1624 | 9498.914 | 189.1773
2074 | 637.7599 | 542.7229 | 28.9888 | 8463.1624 | 9498.914 | 173.72
2075 | 608.3585 | 556.291 | 29.7135 | 8463.1624 | 9498.914 | 158.6113
2076 | 584.2838 | 570.1983 | 30.4563 | 8463.1624 | 9498.914 | 149.1868
2077 | 560.2092 | 584.4532 | 31.2177 | 8463.1624 | 9498.914 | 140.1286
2078 | 536.1346 | 599.0646 | 31.9982 | 8463.1624 | 9498.914 | 131.4457
2079 | 512.0599 | 614.0412 | 32.7981 | 8463.1624 | 9498.914 | 123.1476
2080 | 487.9853 | 629.3922 | 33.6181 | 8463.1624 | 9498.914 | 115.244
2081 | 463.9107 | 645.127 | 34.4585 | 8463.1624 | 9498.914 | 107.7446
2082 | 439.8361 | 661.2552 | 35.32 | 8463.1624 | 9498.914 | 100.6596
NOM | 56021.7777 | 18824.2705 | 978.8781 | 387995.4742 | 430370.2905 | 33450.1099
NPV | 8332.8815 | 1449.944 | 70.5253 | 35855.6257 | 39445.4332 | 6263.5432
page 8 | TRC Residential Retail (5): AVOIDED T&D AND PROGRAM FUEL SAVINGS | [7 empty] | PSC FORM CE 2.2
| TRC Residential Retail (5): PROGRAM METHOD SELECTED: REV_REQ | [7 empty] | PAGE 1 OF 1
|  |  | PROGRAM NAME : | TRC Residential Retail
(1) | (2) | (3) | (4) | (5) | (6) | (7) | (8) | (8a)*
|  |  | TOTAL |  |  | TOTAL
| AVOIDED | AVOIDED | AVOIDED | AVOIDED | AVOIDED | AVOIDED |  | PROGRAM
| TRANSMISSION | TRANSMISSION | TRANSMISSION | DISTRIBUTION | DISTRIBUTION | DISTRIBUTION | PROGRAM | OFF-PEAK
| CAP COST | O&M COST | COST | CAP COST | O&M COST | COST | FUEL SAVINGS | PAYBACK
YEAR | $(000) | $(000) | $(000) | $(000) | $(000) | $(000) | $(000) | $(000)
2023 | 0 | 0 | 0 | 0 | 0 | 0 | 0 | 0
2024 | 0 | 0 | 0 | 0 | 0 | 0 | 0 | 0
2025 | 0 | 0 | 0 | 0 | 0 | 0 | 87.8304 | 0
2026 | 79.3741 | 5.9392 | 85.3133 | 23.7688 | 5.9762 | 29.7451 | 305.3802 | 0
2027 | 162.3707 | 10.3587 | 172.7294 | 48.7365 | 10.4234 | 59.1598 | 513.2033 | 0
2028 | 249.4217 | 15.2158 | 264.6375 | 75.0527 | 15.3108 | 90.3635 | 752.4842 | 0
2029 | 341.5171 | 20.5622 | 362.0793 | 103.0086 | 20.6907 | 123.6993 | 1006.128 | 0
2030 | 439.3126 | 26.4306 | 465.7432 | 132.798 | 26.5957 | 159.3937 | 1139.9737 | 0
2031 | 542.9 | 32.83 | 575.7301 | 164.4473 | 33.0351 | 197.4824 | 1242.8046 | 0
2032 | 651.8701 | 39.7527 | 691.6228 | 197.8402 | 40.001 | 237.8412 | 1394.0266 | 0
2033 | 765.5131 | 47.1728 | 812.6859 | 232.7831 | 47.4674 | 280.2506 | 1863.7707 | 0
2034 | 882.6105 | 55.0562 | 937.6667 | 268.9297 | 55.4001 | 324.3298 | 2272.4622 | 0
2035 | 1002.143 | 59.8918 | 1062.0348 | 305.9839 | 60.2659 | 366.2498 | 2660.078 | 0
2036 | 970.7995 | 61.3891 | 1032.1886 | 298.0432 | 61.7725 | 359.8157 | 2756.4945 | 0
2037 | 939.7182 | 62.9238 | 1002.642 | 290.1539 | 63.3168 | 353.4707 | 2904.3448 | 0
2038 | 909.4151 | 64.4969 | 973.9121 | 282.4462 | 64.8998 | 347.3459 | 3158.7857 | 0
2039 | 879.6785 | 66.1093 | 945.7878 | 274.8858 | 66.5222 | 341.408 | 3283.3064 | 0
2040 | 850.309 | 67.7621 | 918.0711 | 267.4393 | 68.1853 | 335.6246 | 3518.9397 | 0
2041 | 821.331 | 69.4561 | 890.7871 | 260.0744 | 69.8899 | 329.9643 | 3730.9867 | 0
2042 | 793.0509 | 71.1925 | 864.2434 | 252.7596 | 71.6372 | 324.3968 | 3821.8863 | 0
2043 | 765.6869 | 72.9723 | 838.6593 | 245.4645 | 73.4281 | 318.8927 | 3983.7219 | 0
2044 | 739.3132 | 74.7966 | 814.1098 | 238.172 | 75.2638 | 313.4358 | 4271.4968 | 0
2045 | 714.0125 | 76.6666 | 790.679 | 230.8795 | 77.1454 | 308.0249 | 4544.7085 | 0
2046 | 689.8753 | 78.5832 | 768.4585 | 223.6361 | 79.074 | 302.7102 | 4705.9823 | 0
2047 | 666.9947 | 80.5478 | 747.5425 | 216.5441 | 81.0509 | 297.595 | 4947.9051 | 0
2048 | 645.462 | 82.5615 | 728.0235 | 209.6641 | 83.0772 | 292.7413 | 5176.5882 | 0
2049 | 625.3622 | 84.6255 | 709.9877 | 203.0128 | 85.1541 | 288.1669 | 5508.8533 | 0
2050 | 606.7713 | 86.7412 | 693.5125 | 196.6094 | 87.283 | 283.8924 | 5998.9093 | 0
2051 | 589.3476 | 88.9097 | 678.2573 | 190.4748 | 89.465 | 279.9399 | 5945.5361 | 0
2052 | 572.3179 | 91.1325 | 663.4504 | 184.6306 | 91.7017 | 276.3322 | 6000.3472 | 0
2053 | 555.2883 | 93.4108 | 648.699 | 179.0977 | 93.9942 | 273.0919 | 6030.1135 | 0
2054 | 538.2586 | 95.746 | 634.0047 | 173.8959 | 96.3441 | 270.2399 | 6050.9033 | 0
2055 | 521.229 | 98.1397 | 619.3687 | 169.0427 | 98.7527 | 267.7953 | 6011.8893 | 0
2056 | 504.1994 | 100.5932 | 604.7925 | 164.459 | 101.2215 | 265.6805 | 6023.5212 | 0
2057 | 487.1697 | 103.108 | 590.2777 | 159.9665 | 103.752 | 263.7185 | 6054.4318 | 0
2058 | 470.1401 | 105.6857 | 575.8258 | 155.4739 | 106.3458 | 261.8197 | 5986.5443 | 0
2059 | 453.1104 | 108.3278 | 561.4383 | 150.9814 | 109.0045 | 259.9858 | 6019.1922 | 0
2060 | 436.0808 | 111.036 | 547.1168 | 146.4889 | 111.7296 | 258.2184 | 6054.6501 | 0
2061 | 419.0512 | 113.8119 | 532.8631 | 141.9963 | 114.5228 | 256.5191 | 5946.1173 | 0
2062 | 402.2066 | 116.6572 | 518.8638 | 137.5038 | 117.3859 | 254.8897 | 5922.5226 | 0
2063 | 385.607 | 119.5737 | 505.1806 | 133.0112 | 120.3205 | 253.3318 | 6003.5875 | 0
2064 | 369.2714 | 122.563 | 491.8345 | 128.5187 | 123.3285 | 251.8472 | 5983.8637 | 0
2065 | 353.2221 | 125.6271 | 478.8491 | 124.0262 | 126.4117 | 250.4379 | 5915.2221 | 0
2066 | 337.4833 | 128.7678 | 466.2511 | 119.5336 | 129.572 | 249.1057 | 5883.7171 | 0
2067 | 322.0807 | 131.987 | 454.0677 | 115.0533 | 132.8113 | 247.8646 | 5904.4903 | 0
2068 | 307.0393 | 135.2866 | 442.326 | 110.6349 | 136.1316 | 246.7665 | 5961.4807 | 0
2069 | 292.3829 | 138.6688 | 431.0517 | 106.2831 | 139.5349 | 245.818 | 5961.4807 | 0
2070 | 265.5176 | 142.1355 | 407.6531 | 102.0031 | 143.0233 | 245.0264 | 5961.4807 | 0
2071 | 237.0752 | 145.6889 | 382.7642 | 97.8012 | 146.5989 | 244.4 | 5961.4807 | 0
2072 | 208.5376 | 149.3311 | 357.8687 | 93.6838 | 150.2638 | 243.9477 | 5961.4807 | 0
2073 | 179.709 | 153.0644 | 332.7734 | 89.6579 | 154.0204 | 243.6783 | 5961.4807 | 0
2074 | 150.5343 | 156.891 | 307.4254 | 85.7297 | 157.8709 | 243.6007 | 5961.4807 | 0
2075 | 121.0609 | 160.8133 | 281.8742 | 81.9055 | 161.8177 | 243.7232 | 5961.4807 | 0
2076 | 91.4277 | 164.8336 | 256.2613 | 73.9851 | 165.8632 | 239.8483 | 5961.4807 | 0
2077 | 61.8248 | 168.9545 | 230.7792 | 66.0993 | 170.0097 | 236.109 | 5961.4807 | 0
2078 | 32.5233 | 173.1783 | 205.7016 | 58.1311 | 174.26 | 232.3911 | 5961.4807 | 0
2079 | 3.7687 | 177.5078 | 181.2765 | 50.0456 | 178.6165 | 228.6621 | 5961.4807 | 0
2080 | -4.8566e-13 | 181.9455 | 181.9455 | 41.8269 | 183.0819 | 224.9088 | 5961.4807 | 0
2081 | -4.0004e-13 | 186.4941 | 186.4941 | 33.49 | 187.6589 | 221.149 | 5961.4807 | 0
2082 | 0 | 191.1565 | 191.1565 | 25.0759 | 192.3504 | 217.4263 | 5961.4807 | 0
NOM | 26402.2785 | 5695.0618 | 32097.3403 | 8933.6413 | 5730.6326 | 14664.2738 | 266709.9119 | 0
NPV | 5852.8874 | 552.3484 | 6405.2357 | 1831.8091 | 555.7983 | 2387.6074 | 27885.8387 | 0
* THESE VALUES REPRESENT THE COST OF THE INCREASED FUEL CONSUMPTION DUE TO GREATER OFF-PEAK
ENERGY USAGE. USED FOR LOAD SHIFTING PROGRAMS ONLY.
page 8a |  |  | AVOIDED GENERATING EMISSION IMPACT
PROGRAM METHOD SELECTED: REV_REQ
|  | PROGRAM NAME: | TRC Residential Retail
| (2) | (3) | (4) | (5) | (6)
| AVOIDED |  |  | OFF-PEAK
| GEN UNIT |  | PROGRAM | EMISSION | NET
| EMISSION | REPLACEMENT | EMISSION | PAYBACK | EMISSION
| BENEFIT | EMISSION COST | BENEFIT | COST | BENEFIT
YEAR | $(000) | $(000) | $(000) | $(000) | $(000)
2023 | 0 | 0 | 0 | 0 | 0
2024 | 0 | 0 | 0 | 0 | 0
2025 | 0 | 0 | 0.012043 | 0 | 0.012043
2026 | 0 | 0 | 0.036643 | 0 | 0.036643
2027 | 0 | 0 | 0.062351 | 0 | 0.062351
2028 | 0 | 0 | 0.089353 | 0 | 0.089353
2029 | 0 | 0 | 0.1178 | 0 | 0.1178
2030 | 0 | 0 | 0.14773 | 0 | 0.14773
2031 | 0 | 0 | 0.17903 | 0 | 0.17903
2032 | 0 | 0 | 0.21149 | 0 | 0.21149
2033 | 0 | 0 | 0.24484 | 0 | 0.24484
2034 | 0 | 0 | 0.27879 | 0 | 0.27879
2035 | 0.27718 | 0.31152 | 0.29588 | 0 | 0.26153
2036 | 0.2985 | 0.33549 | 0.29588 | 0 | 0.25889
2037 | 0.30276 | 0.34028 | 0.29588 | 0 | 0.25836
2038 | 0.31555 | 0.35466 | 0.29588 | 0 | 0.25678
2039 | 0.32835 | 0.36903 | 0.29588 | 0 | 0.25519
2040 | 0.33261 | 0.37383 | 0.29588 | 0 | 0.25467
2041 | 0.34967 | 0.393 | 0.29588 | 0 | 0.25255
2042 | 0.3454 | 0.3882 | 0.29588 | 0 | 0.25308
2043 | 0.3454 | 0.3882 | 0.29588 | 0 | 0.25308
2044 | 0.35393 | 0.39779 | 0.29588 | 0 | 0.25202
2045 | 0.3582 | 0.40258 | 0.29588 | 0 | 0.2515
2046 | 0.36673 | 0.41217 | 0.29588 | 0 | 0.25044
2047 | 0.36673 | 0.41217 | 0.29588 | 0 | 0.25044
2048 | 0.36246 | 0.40738 | 0.29588 | 0 | 0.25097
2049 | 0.37099 | 0.41696 | 0.29588 | 0 | 0.24991
2050 | 0.37525 | 0.42175 | 0.29588 | 0 | 0.24938
2051 | 0.37525 | 0.42175 | 0.29588 | 0 | 0.24938
2052 | 0.37099 | 0.41696 | 0.29588 | 0 | 0.24991
2053 | 0.37952 | 0.42655 | 0.29588 | 0 | 0.24885
2054 | 0.38378 | 0.43134 | 0.29588 | 0 | 0.24833
2055 | 0.38378 | 0.43134 | 0.29588 | 0 | 0.24833
2056 | 0.38378 | 0.43134 | 0.29588 | 0 | 0.24833
2057 | 0.38805 | 0.43613 | 0.29588 | 0 | 0.2478
2058 | 0.39231 | 0.44092 | 0.29588 | 0 | 0.24727
2059 | 0.38805 | 0.43613 | 0.29588 | 0 | 0.2478
2060 | 0.38805 | 0.43613 | 0.29588 | 0 | 0.2478
2061 | 0.38378 | 0.43134 | 0.29588 | 0 | 0.24833
2062 | 0.38805 | 0.43613 | 0.29588 | 0 | 0.2478
2063 | 0.38805 | 0.43613 | 0.29588 | 0 | 0.2478
2064 | 0.39231 | 0.44092 | 0.29588 | 0 | 0.24727
2065 | 0.38805 | 0.43613 | 0.29588 | 0 | 0.2478
2066 | 0.38805 | 0.43613 | 0.29588 | 0 | 0.2478
2067 | 0.38805 | 0.43613 | 0.29588 | 0 | 0.2478
2068 | 0.38805 | 0.43613 | 0.29588 | 0 | 0.2478
2069 | 0.38805 | 0.43613 | 0.29588 | 0 | 0.2478
2070 | 0.38805 | 0.43613 | 0.29588 | 0 | 0.2478
2071 | 0.38805 | 0.43613 | 0.29588 | 0 | 0.2478
2072 | 0.38805 | 0.43613 | 0.29588 | 0 | 0.2478
2073 | 0.38805 | 0.43613 | 0.29588 | 0 | 0.2478
2074 | 0.38805 | 0.43613 | 0.29588 | 0 | 0.2478
2075 | 0.38805 | 0.43613 | 0.29588 | 0 | 0.2478
2076 | 0.38805 | 0.43613 | 0.29588 | 0 | 0.2478
2077 | 0.38805 | 0.43613 | 0.29588 | 0 | 0.2478
2078 | 0.38805 | 0.43613 | 0.29588 | 0 | 0.2478
2079 | 0.38805 | 0.43613 | 0.29588 | 0 | 0.2478
2080 | 0.38805 | 0.43613 | 0.29588 | 0 | 0.2478
2081 | 0.38805 | 0.43613 | 0.29588 | 0 | 0.2478
2082 | 0.38805 | 0.43613 | 0.29588 | 0 | 0.2478
NOM | 17.8203 | 20.0285 | 15.5823 | 0 | 13.3742
NPV | 1.7686 | 1.9878 | 2.2522 | 0 | 2.033
(1): page 9; TRC Residential Retail (7): TOTAL RESOURCE COST TEST | [5 empty] | PSC FORM CE 2.3
TRC Residential Retail (7): PROGRAM METHOD SELECTED: REV_REQ | [5 empty] | PAGE 1 OF 1
[5 empty] | PROGRAM NAME: | TRC Residential Retail
(1) | (2) | (3) | (4) | (5) | (6) | (7) | (8) | (9) | (10) | (11) | (12) | (13)
| INCREASED | UTILITY | PARTICIPANT |  |  | AVOIDED | AVOIDED |  |  |  |  | CUMULATIVE
| SUPPLY | PROGRAM | PROGRAM | OTHER | TOTAL | GEN UNIT | T&D | PROGRAM | OTHER | TOTAL | NET | DISCOUNTED
| COSTS | COSTS | COSTS | COSTS | COSTS | BENEFITS | BENEFITS | FUEL SAVINGS | BENEFITS | BENEFITS | BENEFITS | NET BENEFITS
YEAR | $(000) | $(000) | $(000) | $(000) | $(000) | $(000) | $(000) | $(000) | $(000) | $(000) | $(000) | $(000)
2023 | 0 | 0 | 0 | 0 | 0 | 0 | 0 | 0 | 0 | 0 | 0 | 0
2024 | 0 | 0 | 0 | 0 | 0 | 0 | 0 | 0 | 0 | 0 | 0 | 0
2025 | 0 | 371.0075 | 1894.4961 | 0 | 2265.5036 | 0 | 0 | 87.8304 | 0.012043 | 87.8424 | -2177.6612 | -1863.6914
2026 | 0 | 396.4935 | 2024.6362 | 0 | 2421.1296 | 0 | 115.0584 | 305.3802 | 0.036643 | 420.4752 | -2000.6544 | -3447.6639
2027 | 0 | 425.6755 | 2173.6502 | 0 | 2599.3257 | 0 | 231.8893 | 513.2033 | 0.062351 | 745.1549 | -1854.1708 | -4805.7181
2028 | 0 | 459.4891 | 2346.3141 | 0 | 2805.8032 | 0 | 355.0011 | 752.4842 | 0.089353 | 1107.5746 | -1698.2286 | -5956.4003
2029 | 0 | 496.4999 | 2535.3045 | 0 | 3031.8044 | 0 | 485.7786 | 1006.128 | 0.1178 | 1492.0244 | -1539.78 | -6921.5835
2030 | 0 | 534.2038 | 2727.8338 | 0 | 3262.0376 | 0 | 625.1368 | 1139.9737 | 0.14773 | 1765.2583 | -1496.7793 | -7789.5455
2031 | 0 | 570.4501 | 2912.9204 | 0 | 3483.3705 | 0 | 773.2125 | 1242.8046 | 0.17903 | 2016.1961 | -1467.1744 | -8576.6212
2032 | 0 | 604.0584 | 3084.5365 | 0 | 3688.5949 | 0 | 929.464 | 1394.0266 | 0.21149 | 2323.7021 | -1364.8927 | -9253.9899
2033 | 0 | 632.7954 | 3231.2776 | 0 | 3864.073 | 0 | 1092.9364 | 1863.7707 | 0.24484 | 2956.952 | -907.121 | -9670.4599
2034 | 0 | 657.4728 | 3357.2894 | 0 | 4014.7622 | 0 | 1261.9965 | 2272.4622 | 0.27879 | 3534.7375 | -480.0247 | -9874.3396
2035 | 0 | 0 | 0 | 0 | 0 | 1877.1783 | 1428.2845 | 2660.078 | 0.26153 | 5965.8023 | 5965.8023 | -7530.2672
2036 | 0 | 486.794 | 2485.743 | 0 | 2972.5371 | 1811.9443 | 1392.0043 | 2756.4945 | 0.25889 | 5960.7019 | 2988.1649 | -6444.0953
2037 | 0 | 520.2338 | 2656.4981 | 0 | 3176.7319 | 1747.8025 | 1356.1127 | 2904.3448 | 0.25836 | 6008.5183 | 2831.7864 | -5491.8554
2038 | 0 | 558.5232 | 2852.0174 | 0 | 3410.5405 | 1668.149 | 1321.258 | 3158.7857 | 0.25678 | 6148.4494 | 2737.9089 | -4640.1358
2039 | 0 | 602.8895 | 3078.5675 | 0 | 3681.4569 | 1663.6459 | 1287.1958 | 3283.3064 | 0.25519 | 6234.4033 | 2552.9464 | -3905.4337
2040 | 0 | 651.4509 | 3326.5392 | 0 | 3977.9901 | 1573.3111 | 1253.6957 | 3518.9397 | 0.25467 | 6346.2011 | 2368.211 | -3274.9385
2041 | 0 | 700.9216 | 3579.1543 | 0 | 4280.076 | 1500.2066 | 1220.7514 | 3730.9867 | 0.25255 | 6452.1973 | 2172.1214 | -2739.9588
2042 | 0 | 748.4799 | 3822.004 | 0 | 4570.4839 | 1447.8349 | 1188.6402 | 3821.8863 | 0.25308 | 6458.6144 | 1888.1305 | -2309.7522
2043 | 0 | 792.577 | 4047.1791 | 0 | 4839.7561 | 1406.6179 | 1157.5519 | 3983.7219 | 0.25308 | 6548.1449 | 1708.3887 | -1949.6518
2044 | 0 | 830.2824 | 4239.7162 | 0 | 5069.9986 | 1288.5919 | 1127.5456 | 4271.4968 | 0.25202 | 6687.8863 | 1617.8878 | -1634.1679
2045 | 0 | 862.6613 | 4405.0547 | 0 | 5267.716 | 1264.6687 | 1098.7039 | 4544.7085 | 0.2515 | 6908.3326 | 1640.6166 | -1338.2115
2046 | 0 | 0 | 0 | 0 | 0 | 1178.2459 | 1071.1687 | 4705.9823 | 0.25044 | 6955.6473 | 6955.6473 | -177.4312
2047 | 0 | 638.716 | 3261.5103 | 0 | 3900.2262 | 1106.9075 | 1045.1376 | 4947.9051 | 0.25044 | 7100.2006 | 3199.9743 | 316.5959
2048 | 0 | 682.5918 | 3485.5558 | 0 | 4168.1476 | 1071.3154 | 1020.7647 | 5176.5882 | 0.25097 | 7268.9193 | 3100.7718 | 759.4554
2049 | 0 | 732.8308 | 3742.0939 | 0 | 4474.9247 | 935.6945 | 998.1546 | 5508.8533 | 0.24991 | 7442.9523 | 2968.0275 | 1151.6088
2050 | 0 | 791.0432 | 4039.3473 | 0 | 4830.3905 | 764.2692 | 977.4049 | 5998.9093 | 0.24938 | 7740.8327 | 2910.4422 | 1507.3538
2051 | 0 | 854.76 | 4364.7078 | 0 | 5219.4678 | 785.7386 | 958.1971 | 5945.5361 | 0.24938 | 7689.7213 | 2470.2535 | 1786.681
2052 | 0 | 919.6699 | 4696.1607 | 0 | 5615.8306 | 727.6603 | 939.7826 | 6000.3472 | 0.24991 | 7668.04 | 2052.2094 | 2001.3579
2053 | 0 | 982.0705 | 5014.8005 | 0 | 5996.871 | 617.0553 | 921.7909 | 6030.1135 | 0.24885 | 7569.2086 | 1572.3376 | 2153.5181
2054 | 0 | 1039.9297 | 5310.2498 | 0 | 6350.1794 | 614.6518 | 904.2446 | 6050.9033 | 0.24833 | 7570.048 | 1219.8686 | 2262.7276
2055 | 0 | 1089.4024 | 5562.8751 | 0 | 6652.2775 | 511.4994 | 887.164 | 6011.8893 | 0.24833 | 7410.801 | 758.5235 | 2325.5491
2056 | 0 | 1131.8864 | 5779.8134 | 0 | 6911.6998 | 503.1821 | 870.473 | 6023.5212 | 0.24833 | 7397.4246 | 485.7248 | 2362.7643
2057 | 0 | 0 | 0 | 0 | 0 | 477.2283 | 853.9962 | 6054.4318 | 0.2478 | 7385.904 | 7385.904 | 2886.2761
2058 | 0 | 838.0507 | 4279.3841 | 0 | 5117.4348 | 454.0746 | 837.6455 | 5986.5443 | 0.24727 | 7278.5117 | 2161.0769 | 3027.981
2059 | 0 | 895.6196 | 4573.3512 | 0 | 5468.9708 | 440.3966 | 821.4241 | 6019.1922 | 0.2478 | 7281.2608 | 1812.29 | 3137.9155
2060 | 0 | 961.5375 | 4909.9515 | 0 | 5871.4891 | 406.7206 | 805.3353 | 6054.6501 | 0.2478 | 7266.9538 | 1395.4647 | 3216.2255
2061 | 0 | 1037.9173 | 5299.9737 | 0 | 6337.8909 | 419.1789 | 789.3822 | 5946.1173 | 0.24833 | 7154.9267 | 817.0358 | 3258.6417
2062 | 0 | 1121.5192 | 5726.8748 | 0 | 6848.394 | 494.9686 | 773.7535 | 5922.5226 | 0.2478 | 7191.4925 | 343.0985 | 3275.1195
2063 | 0 | 1206.6866 | 6161.7698 | 0 | 7368.4564 | 426.3927 | 758.5124 | 6003.5875 | 0.2478 | 7188.7404 | -179.716 | 3267.1348
2064 | 0 | 1288.5617 | 6579.8528 | 0 | 7868.4144 | 295.8274 | 743.6817 | 5983.8637 | 0.24727 | 7023.6201 | -844.7944 | 3232.4118
2065 | 0 | 1364.4779 | 6967.5079 | 0 | 8331.9857 | 401.6322 | 729.2871 | 5915.2221 | 0.2478 | 7046.3891 | -1285.5966 | 3183.5283
2066 | 0 | 1429.3904 | 7298.9742 | 0 | 8728.3645 | 349.6409 | 715.3568 | 5883.7171 | 0.2478 | 6948.9625 | -1779.402 | 3120.9357
2067 | 0 | 1485.1331 | 7583.6161 | 0 | 9068.7491 | 400.1385 | 701.9323 | 5904.4903 | 0.2478 | 7006.8089 | -2061.9402 | 3053.8365
2068 | 0 | 0 | 0 | 0 | 0 | 357.1642 | 689.0925 | 5961.4807 | 0.2478 | 7007.9852 | 7007.9852 | 3264.8092
2069 | 0 | 1099.5951 | 5614.9228 | 0 | 6714.5179 | 349.8816 | 676.8697 | 5961.4807 | 0.2478 | 6988.4798 | 273.9619 | 3272.439
2070 | 0 | 1175.1305 | 6000.6331 | 0 | 7175.7636 | 266.5489 | 652.6795 | 5961.4807 | 0.2478 | 6880.9569 | -294.8067 | 3264.8435
2071 | 0 | 1261.6205 | 6442.2819 | 0 | 7703.9024 | 240.4363 | 627.1642 | 5961.4807 | 0.2478 | 6829.329 | -874.5734 | 3243.9984
2072 | 0 | 1361.8374 | 6954.0248 | 0 | 8315.8622 | 214.6431 | 601.8164 | 5961.4807 | 0.2478 | 6778.188 | -1537.6741 | 3210.0933
2073 | 0 | 1471.5304 | 7514.156 | 0 | 8985.6864 | 189.1773 | 576.4517 | 5961.4807 | 0.2478 | 6727.3576 | -2258.3288 | 3164.0274
2074 | 0 | 1583.2774 | 8084.7759 | 0 | 9668.0533 | 173.72 | 551.026 | 5961.4807 | 0.2478 | 6686.4746 | -2981.5787 | 3107.7634
2075 | 0 | 1690.7046 | 8633.3371 | 0 | 10324.0416 | 158.6113 | 525.5974 | 5961.4807 | 0.2478 | 6645.9373 | -3678.1043 | 3043.5538
2076 | 0 | 1790.3132 | 9141.9741 | 0 | 10932.2873 | 149.1868 | 496.1096 | 5961.4807 | 0.2478 | 6607.025 | -4325.2623 | 2973.7016
2077 | 0 | 1875.484 | 9576.8866 | 0 | 11452.3707 | 140.1286 | 466.8883 | 5961.4807 | 0.2478 | 6568.7454 | -4883.6253 | 2900.7387
2078 | 0 | 1948.6233 | 9950.3615 | 0 | 11898.9848 | 131.4457 | 438.0928 | 5961.4807 | 0.2478 | 6531.267 | -5367.7178 | 2826.5494
2079 | 0 | 0 | 0 | 0 | 0 | 123.1476 | 409.9386 | 5961.4807 | 0.2478 | 6494.8148 | 6494.8148 | 2909.5938
2080 | 0 | 1442.7641 | 7367.2653 | 0 | 8810.0294 | 115.244 | 406.8542 | 5961.4807 | 0.2478 | 6483.8268 | -2326.2026 | 2882.0779
2081 | 0 | 1541.8731 | 7873.3506 | 0 | 9415.2237 | 107.7446 | 407.6431 | 5961.4807 | 0.2478 | 6477.1162 | -2938.1075 | 2849.9269
2082 | 0 | 1655.3555 | 8452.8321 | 0 | 10108.1876 | 100.6596 | 408.5828 | 5961.4807 | 0.2478 | 6470.971 | -3637.2166 | 2813.1065
NOM | 0 | 52292.863 | 267025.9046 | 0 | 319318.7676 | 33450.1099 | 46761.6141 | 266709.9119 | 13.3742 | 346935.0102 | 27616.2425
NPV | 0 | 6572.0309 | 33559.1205 | 0 | 40131.1514 | 6263.5432 | 8792.8431 | 27885.8387 | 2.033 | 42944.2579 | 2813.1065
| Discount Rate: |  |  |  | 8.0956 | %
| Benefit/Cost Ratio (Col(11) / Col(6)) : |  |  |  | 1.0701
(1): page 10; TRC Residential Retail (7): PARTICIPANT COSTS AND BENEFITS |  | PSC FORM CE 2.4
TRC Residential Retail (7): PROGRAM METHOD SELECTED: REV_REQ |  | PAGE 1 OF 1
[5 empty] | PROGRAM NAME: | TRC Residential Retail
(1) | (2) | (3) | (4) | (5) | (6) | (7) | (8) | (9) | (10) | (11) | (12)
| SAVINGS IN |  |  |  |  | CUSTOMER |  |  |  |  | CUMULATIVE
| PARTICIPANTS | TAX | UTILITY | OTHER | TOTAL | EQUIPMENT | CUSTOMER | OTHER | TOTAL | NET | DISCOUNTED
| BILLS | CREDITS | REBATES | BENEFITS | BENEFITS | COSTS | O&M COSTS | COSTS | COSTS | BENEFITS | NET BENEFITS
YEAR | $(000) | $(000) | $(000) | $(000) | $(000) | $(000) | $(000) | $(000) | $(000) | $(000) | $(000)
2023 | 0 | 0 | 0 | 0 | 0 | 0 | 0 | 0 | 0 | 0 | 0
2024 | 0 | 0 | 0 | 0 | 0 | 0 | 0 | 0 | 0 | 0 | 0
2025 | 422.2519 | 0 | 169.0248 | 0 | 591.2767 | 1894.4961 | 0 | 0 | 1894.4961 | -1303.2194 | -1115.3245
2026 | 1391.3999 | 0 | 176.23 | 0 | 1567.6299 | 2024.6362 | 0 | 0 | 2024.6362 | -457.0063 | -1477.1488
2027 | 2459.4146 | 0 | 184.5859 | 0 | 2644.0005 | 2173.6502 | 0 | 0 | 2173.6502 | 470.3503 | -1132.6491
2028 | 3563.9095 | 0 | 194.3888 | 0 | 3758.2983 | 2346.3141 | 0 | 0 | 2346.3141 | 1411.9842 | -175.9198
2029 | 4739.7122 | 0 | 204.9233 | 0 | 4944.6355 | 2535.3045 | 0 | 0 | 2535.3045 | 2409.3309 | 1334.3257
2030 | 6239.7696 | 0 | 215.1074 | 0 | 6454.8769 | 2727.8338 | 0 | 0 | 2727.8338 | 3727.0431 | 3495.5873
2031 | 7749.6742 | 0 | 224.1001 | 0 | 7973.7744 | 2912.9204 | 0 | 0 | 2912.9204 | 5060.854 | 6210.5169
2032 | 9393.1565 | 0 | 231.5152 | 0 | 9624.6717 | 3084.5365 | 0 | 0 | 3084.5365 | 6540.1352 | 9456.2541
2033 | 11068.7053 | 0 | 236.6138 | 0 | 11305.319 | 3231.2776 | 0 | 0 | 3231.2776 | 8074.0414 | 13163.1419
2034 | 12844.1638 | 0 | 239.845 | 0 | 13084.0088 | 3357.2894 | 0 | 0 | 3357.2894 | 9726.7193 | 17294.3464
2035 | 13968.0397 | 0 | 0 | 0 | 13968.0397 | 0 | 0 | 0 | 0 | 13968.0397 | 22782.6435
2036 | 14275.7836 | 0 | 169.0248 | 0 | 14444.8084 | 2485.743 | 0 | 0 | 2485.743 | 11959.0653 | 27129.6596
2037 | 14591.1751 | 0 | 176.23 | 0 | 14767.4051 | 2656.4981 | 0 | 0 | 2656.4981 | 12110.907 | 31202.173
2038 | 14958.4139 | 0 | 184.5859 | 0 | 15142.9998 | 2852.0174 | 0 | 0 | 2852.0174 | 12290.9824 | 35025.7011
2039 | 15345.9138 | 0 | 194.3888 | 0 | 15540.3026 | 3078.5675 | 0 | 0 | 3078.5675 | 12461.7351 | 38612.0131
2040 | 15664.1842 | 0 | 204.9233 | 0 | 15869.1075 | 3326.5392 | 0 | 0 | 3326.5392 | 12542.5683 | 41951.2548
2041 | 15990.4519 | 0 | 215.1074 | 0 | 16205.5593 | 3579.1543 | 0 | 0 | 3579.1543 | 12626.4049 | 45061.0583
2042 | 16310.9138 | 0 | 224.1001 | 0 | 16535.0139 | 3822.004 | 0 | 0 | 3822.004 | 12713.0099 | 47957.6913
2043 | 16628.9846 | 0 | 231.5152 | 0 | 16860.4998 | 4047.1791 | 0 | 0 | 4047.1791 | 12813.3206 | 50658.5299
2044 | 17033.9052 | 0 | 236.6138 | 0 | 17270.5189 | 4239.7162 | 0 | 0 | 4239.7162 | 13030.8027 | 53199.5022
2045 | 17480.2718 | 0 | 239.845 | 0 | 17720.1168 | 4405.0547 | 0 | 0 | 4405.0547 | 13315.0621 | 55601.4515
2046 | 17858.2737 | 0 | 0 | 0 | 17858.2737 | 0 | 0 | 0 | 0 | 17858.2737 | 58581.6963
2047 | 18230.5378 | 0 | 169.0248 | 0 | 18399.5626 | 3261.5103 | 0 | 0 | 3261.5103 | 15138.0523 | 60918.7803
2048 | 18561.6837 | 0 | 176.23 | 0 | 18737.9137 | 3485.5558 | 0 | 0 | 3485.5558 | 15252.3579 | 63097.1578
2049 | 18928.6914 | 0 | 184.5859 | 0 | 19113.2773 | 3742.0939 | 0 | 0 | 3742.0939 | 15371.1834 | 65128.0895
2050 | 19280.6364 | 0 | 194.3888 | 0 | 19475.0252 | 4039.3473 | 0 | 0 | 4039.3473 | 15435.6779 | 67014.8013
2051 | 19556.4677 | 0 | 204.9233 | 0 | 19761.391 | 4364.7078 | 0 | 0 | 4364.7078 | 15396.6833 | 68755.8017
2052 | 19969.3171 | 0 | 215.1074 | 0 | 20184.4245 | 4696.1607 | 0 | 0 | 4696.1607 | 15488.2638 | 70375.993
2053 | 20282.6937 | 0 | 224.1001 | 0 | 20506.7938 | 5014.8005 | 0 | 0 | 5014.8005 | 15491.9933 | 71875.2038
2054 | 20599.8081 | 0 | 231.5152 | 0 | 20831.3233 | 5310.2498 | 0 | 0 | 5310.2498 | 15521.0735 | 73264.7372
2055 | 20920.7294 | 0 | 236.6138 | 0 | 21157.3432 | 5562.8751 | 0 | 0 | 5562.8751 | 15594.4681 | 74556.2825
2056 | 21245.528 | 0 | 239.845 | 0 | 21485.373 | 5779.8134 | 0 | 0 | 5779.8134 | 15705.5596 | 75759.6114
2057 | 21574.2757 | 0 | 0 | 0 | 21574.2757 | 0 | 0 | 0 | 0 | 21574.2757 | 77288.7928
2058 | 21907.0455 | 0 | 169.0248 | 0 | 22076.0703 | 4279.3841 | 0 | 0 | 4279.3841 | 17796.6862 | 78455.7469
2059 | 22243.9123 | 0 | 176.23 | 0 | 22420.1423 | 4573.3512 | 0 | 0 | 4573.3512 | 17846.791 | 79538.3434
2060 | 22584.9521 | 0 | 184.5859 | 0 | 22769.538 | 4909.9515 | 0 | 0 | 4909.9515 | 17859.5864 | 80540.5788
2061 | 22930.2425 | 0 | 194.3888 | 0 | 23124.6313 | 5299.9737 | 0 | 0 | 5299.9737 | 17824.6577 | 81465.9401
2062 | 23279.8629 | 0 | 204.9233 | 0 | 23484.7862 | 5726.8748 | 0 | 0 | 5726.8748 | 17757.9114 | 82318.7926
2063 | 23726.3085 | 0 | 215.1074 | 0 | 23941.4158 | 6161.7698 | 0 | 0 | 6161.7698 | 17779.6461 | 83108.7378
2064 | 24178.1925 | 0 | 224.1001 | 0 | 24402.2926 | 6579.8528 | 0 | 0 | 6579.8528 | 17822.4398 | 83841.2803
2065 | 24629.9165 | 0 | 231.5152 | 0 | 24861.4317 | 6967.5079 | 0 | 0 | 6967.5079 | 17893.9238 | 84521.6785
2066 | 25078.7902 | 0 | 236.6138 | 0 | 25315.4039 | 7298.9742 | 0 | 0 | 7298.9742 | 18016.4298 | 85155.4288
2067 | 25529.2744 | 0 | 239.845 | 0 | 25769.1194 | 7583.6161 | 0 | 0 | 7583.6161 | 18185.5033 | 85747.2173
2068 | 25983.3582 | 0 | 0 | 0 | 25983.3582 | 0 | 0 | 0 | 0 | 25983.3582 | 86529.4363
2069 | 26443.9748 | 0 | 169.0248 | 0 | 26612.9996 | 5614.9228 | 0 | 0 | 5614.9228 | 20998.0768 | 87114.2324
2070 | 26909.4302 | 0 | 176.23 | 0 | 27085.6601 | 6000.6331 | 0 | 0 | 6000.6331 | 21085.027 | 87657.4714
2071 | 27380.2844 | 0 | 184.5859 | 0 | 27564.8704 | 6442.2819 | 0 | 0 | 6442.2819 | 21122.5885 | 88160.9208
2072 | 27864.2328 | 0 | 194.3888 | 0 | 28058.6216 | 6954.0248 | 0 | 0 | 6954.0248 | 21104.5968 | 88626.2684
2073 | 28352.1582 | 0 | 204.9233 | 0 | 28557.0815 | 7514.156 | 0 | 0 | 7514.156 | 21042.9255 | 89055.5067
2074 | 28851.2232 | 0 | 215.1074 | 0 | 29066.3306 | 8084.7759 | 0 | 0 | 8084.7759 | 20981.5547 | 89451.4398
2075 | 29361.978 | 0 | 224.1001 | 0 | 29586.0781 | 8633.3371 | 0 | 0 | 8633.3371 | 20952.741 | 89817.2172
2076 | 29885.0094 | 0 | 231.5152 | 0 | 30116.5246 | 9141.9741 | 0 | 0 | 9141.9741 | 20974.5505 | 90155.9526
2077 | 30420.9443 | 0 | 236.6138 | 0 | 30657.558 | 9576.8866 | 0 | 0 | 9576.8866 | 21080.6714 | 90470.9044
2078 | 30970.4527 | 0 | 239.845 | 0 | 31210.2977 | 9950.3615 | 0 | 0 | 9950.3615 | 21259.9362 | 90764.7462
2079 | 31534.2522 | 0 | 0 | 0 | 31534.2522 | 0 | 0 | 0 | 0 | 31534.2522 | 91167.9512
2080 | 32113.1117 | 0 | 169.0248 | 0 | 32282.1365 | 7367.2653 | 0 | 0 | 7367.2653 | 24914.8712 | 91462.6606
2081 | 32707.8567 | 0 | 176.23 | 0 | 32884.0866 | 7873.3506 | 0 | 0 | 7873.3506 | 25010.736 | 91736.3472
2082 | 33319.374 | 0 | 184.5859 | 0 | 33503.9599 | 8452.8321 | 0 | 0 | 8452.8321 | 25051.1278 | 91989.9454
NOM | 1147314.9755 | 0 | 10911.5119 | 0 | 1158226.4874 | 267025.9046 | 0 | 0 | 267025.9046 | 891200.5828
NPV | 123400.5918 | 0 | 2148.4741 | 0 | 125549.0659 | 33559.1205 | 0 | 0 | 33559.1205 | 91989.9454
| In Service of Gen Unit: |  |  |  | 2035
| Discount Rate : |  |  |  | 8.0956 | %
| Benefit/Cost Ratio ( Col(6) / Col(10)) |  |  |  | 3.7411
(1): page 11; TRC Residential Retail (7): RATE IMPACT TEST |  |  | PSC FORM CE 2.5
TRC Residential Retail (7): PROGRAM METHOD SELECTED: REV_REQ |  |  | PAGE 1 OF 1
[5 empty] | PROGRAM NAME: | TRC Residential Retail
(1) | (2) | (3) | (4) | (5) | (6) | (7) | (8) | (9) | (10) | (11) | (12) | (13) | (14)
| INCREASED | UTILITY |  |  | SELLBACK/ |  | AVOIDED GEN | AVOIDED |  |  |  |  | CUMULATIVE
| SUPPLY | PROGRAM |  | REVENUE | OTHER | TOTAL | UNIT & FUEL | T&D | REVENUE | OTHER | TOTAL | NET | DISCOUNTED
| COSTS | COSTS | INCENTIVES | LOSSES | COSTS | COSTS | BENEFITS | BENEFITS | GAINS | BENEFITS | BENEFITS | BENEFITS | NET BENEFITS
YEAR | $(000) | $(000) | $(000) | $(000) | $(000) | $(000) | $(000) | $(000) | $(000) | $(000) | $(000) | $(000) | $(000)
2023 | 0 | 0 | 0 | 0 | 0 | 0 | 0 | 0 | 0 | 0 | 0 | 0 | 0
2024 | 0 | 0 | 0 | 0 | 0 | 0 | 0 | 0 | 0 | 0 | 0 | 0 | 0
2025 | 0 | 371.0075 | 169.0248 | 320.9115 | 0 | 860.9438 | 87.8304 | 0 | 0 | 0.012043 | 87.8424 | -773.1014 | -661.6375
2026 | 0 | 396.4935 | 176.23 | 1057.4639 | 0 | 1630.1873 | 305.3802 | 115.0584 | 0 | 0.036643 | 420.4752 | -1209.7121 | -1619.3995
2027 | 0 | 425.6755 | 184.5859 | 1869.1551 | 0 | 2479.4165 | 513.2033 | 231.8893 | 0 | 0.062351 | 745.1549 | -1734.2616 | -2889.6284
2028 | 0 | 459.4891 | 194.3888 | 2708.5712 | 0 | 3362.4491 | 752.4842 | 355.0011 | 0 | 0.089353 | 1107.5746 | -2254.8745 | -4417.4816
2029 | 0 | 496.4999 | 204.9233 | 3602.1812 | 0 | 4303.6044 | 1006.128 | 485.7786 | 0 | 0.1178 | 1492.0244 | -2811.58 | -6179.8696
2030 | 0 | 534.2038 | 215.1074 | 4742.2249 | 0 | 5491.536 | 1139.9737 | 625.1368 | 0 | 0.14773 | 1765.2583 | -3726.2777 | -8340.6874
2031 | 0 | 570.4501 | 224.1001 | 5889.7524 | 0 | 6684.3026 | 1242.8046 | 773.2125 | 0 | 0.17903 | 2016.1961 | -4668.1065 | -10844.925
2032 | 0 | 604.0584 | 231.5152 | 7138.7989 | 0 | 7974.3725 | 1394.0266 | 929.464 | 0 | 0.21149 | 2323.7021 | -5650.6704 | -13649.2387
2033 | 0 | 632.7954 | 236.6138 | 8412.216 | 0 | 9281.6251 | 1863.7707 | 1092.9364 | 0 | 0.24484 | 2956.952 | -6324.6732 | -16552.9708
2034 | 0 | 657.4728 | 239.845 | 9761.5645 | 0 | 10658.8823 | 2272.4622 | 1261.9965 | 0 | 0.27879 | 3534.7375 | -7124.1448 | -19578.7905
2035 | 0 | 0 | 0 | 10615.7102 | 0 | 10615.7102 | 4537.2563 | 1428.2845 | 0 | 0.26153 | 5965.8023 | -4649.9078 | -21405.824
2036 | 0 | 486.794 | 169.0248 | 10849.5955 | 0 | 11505.4143 | 4568.4387 | 1392.0043 | 0 | 0.25889 | 5960.7019 | -5544.7124 | -23421.2786
2037 | 0 | 520.2338 | 176.23 | 11089.2931 | 0 | 11785.7569 | 4652.1473 | 1356.1127 | 0 | 0.25836 | 6008.5183 | -5777.2385 | -25363.9805
2038 | 0 | 558.5232 | 184.5859 | 11368.3945 | 0 | 12111.5036 | 4826.9347 | 1321.258 | 0 | 0.25678 | 6148.4494 | -5963.0542 | -27218.9913
2039 | 0 | 602.8895 | 194.3888 | 11662.8945 | 0 | 12460.1727 | 4946.9523 | 1287.1958 | 0 | 0.25519 | 6234.4033 | -6225.7694 | -29010.6801
2040 | 0 | 651.4509 | 204.9233 | 11904.78 | 0 | 12761.1542 | 5092.2508 | 1253.6957 | 0 | 0.25467 | 6346.2011 | -6414.9531 | -30718.5504
2041 | 0 | 700.9216 | 215.1074 | 12152.7435 | 0 | 13068.7724 | 5231.1933 | 1220.7514 | 0 | 0.25255 | 6452.1973 | -6616.5751 | -32348.1709
2042 | 0 | 748.4799 | 224.1001 | 12396.2945 | 0 | 13368.8745 | 5269.7212 | 1188.6402 | 0 | 0.25308 | 6458.6144 | -6910.2601 | -33922.6593
2043 | 0 | 792.577 | 231.5152 | 12638.0283 | 0 | 13662.1205 | 5390.3399 | 1157.5519 | 0 | 0.25308 | 6548.1449 | -7113.9756 | -35422.1691
2044 | 0 | 830.2824 | 236.6138 | 12945.7679 | 0 | 14012.6641 | 5560.0887 | 1127.5456 | 0 | 0.25202 | 6687.8863 | -7324.7777 | -36850.4816
2045 | 0 | 862.6613 | 239.845 | 13285.0066 | 0 | 14387.5129 | 5809.3772 | 1098.7039 | 0 | 0.2515 | 6908.3326 | -7479.1803 | -38199.6763
2046 | 0 | 0 | 0 | 13572.288 | 0 | 13572.288 | 5884.2282 | 1071.1687 | 0 | 0.25044 | 6955.6473 | -6616.6407 | -39303.882
2047 | 0 | 638.716 | 169.0248 | 13855.2087 | 0 | 14662.9495 | 6054.8126 | 1045.1376 | 0 | 0.25044 | 7100.2006 | -7562.7489 | -40471.4549
2048 | 0 | 682.5918 | 176.23 | 14106.8796 | 0 | 14965.7014 | 6247.9036 | 1020.7647 | 0 | 0.25097 | 7268.9193 | -7696.7821 | -41570.7274
2049 | 0 | 732.8308 | 184.5859 | 14385.8054 | 0 | 15303.2222 | 6444.5477 | 998.1546 | 0 | 0.24991 | 7442.9523 | -7860.2699 | -42609.2728
2050 | 0 | 791.0432 | 194.3888 | 14653.2837 | 0 | 15638.7157 | 6763.1785 | 977.4049 | 0 | 0.24938 | 7740.8327 | -7897.883 | -43574.6355
2051 | 0 | 854.76 | 204.9233 | 14862.9155 | 0 | 15922.5988 | 6731.2748 | 958.1971 | 0 | 0.24938 | 7689.7213 | -8232.8775 | -44505.5791
2052 | 0 | 919.6699 | 215.1074 | 15176.681 | 0 | 16311.4583 | 6728.0075 | 939.7826 | 0 | 0.24991 | 7668.04 | -8643.4183 | -45409.747
2053 | 0 | 982.0705 | 224.1001 | 15414.8472 | 0 | 16621.0178 | 6647.1688 | 921.7909 | 0 | 0.24885 | 7569.2086 | -9051.8093 | -46285.7201
2054 | 0 | 1039.9297 | 231.5152 | 15655.8541 | 0 | 16927.299 | 6665.5551 | 904.2446 | 0 | 0.24833 | 7570.048 | -9357.251 | -47123.4336
2055 | 0 | 1089.4024 | 236.6138 | 15899.7544 | 0 | 17225.7705 | 6523.3887 | 887.164 | 0 | 0.24833 | 7410.801 | -9814.9695 | -47936.3166
2056 | 0 | 1131.8864 | 239.845 | 16146.6013 | 0 | 17518.3327 | 6526.7033 | 870.473 | 0 | 0.24833 | 7397.4246 | -10120.9081 | -48711.7606
2057 | 0 | 0 | 0 | 16396.4495 | 0 | 16396.4495 | 6531.6601 | 853.9962 | 0 | 0.2478 | 7385.904 | -9010.5455 | -49350.4267
2058 | 0 | 838.0507 | 169.0248 | 16649.3546 | 0 | 17656.4301 | 6440.6189 | 837.6455 | 0 | 0.24727 | 7278.5117 | -10377.9184 | -50030.9216
2059 | 0 | 895.6196 | 176.23 | 16905.3733 | 0 | 17977.2229 | 6459.5888 | 821.4241 | 0 | 0.2478 | 7281.2608 | -10695.9621 | -50679.7447
2060 | 0 | 961.5375 | 184.5859 | 17164.5636 | 0 | 18310.687 | 6461.3707 | 805.3353 | 0 | 0.2478 | 7266.9538 | -11043.7332 | -51299.4915
2061 | 0 | 1037.9173 | 194.3888 | 17426.9843 | 0 | 18659.2904 | 6365.2962 | 789.3822 | 0 | 0.24833 | 7154.9267 | -11504.3637 | -51896.7368
2062 | 0 | 1121.5192 | 204.9233 | 17692.6958 | 0 | 19019.1383 | 6417.4912 | 773.7535 | 0 | 0.2478 | 7191.4925 | -11827.6458 | -52464.7786
2063 | 0 | 1206.6866 | 215.1074 | 18031.9944 | 0 | 19453.7884 | 6429.9802 | 758.5124 | 0 | 0.2478 | 7188.7404 | -12265.048 | -53009.7116
2064 | 0 | 1288.5617 | 224.1001 | 18375.4263 | 0 | 19888.088 | 6279.6911 | 743.6817 | 0 | 0.24727 | 7023.6201 | -12864.468 | -53538.4704
2065 | 0 | 1364.4779 | 231.5152 | 18718.7365 | 0 | 20314.7296 | 6316.8543 | 729.2871 | 0 | 0.2478 | 7046.3891 | -13268.3405 | -54042.9854
2066 | 0 | 1429.3904 | 236.6138 | 19059.8805 | 0 | 20725.8847 | 6233.3579 | 715.3568 | 0 | 0.2478 | 6948.9625 | -13776.9222 | -54527.6057
2067 | 0 | 1485.1331 | 239.845 | 19402.2486 | 0 | 21127.2266 | 6304.6288 | 701.9323 | 0 | 0.2478 | 7006.8089 | -14120.4177 | -54987.1092
2068 | 0 | 0 | 0 | 19747.3523 | 0 | 19747.3523 | 6318.6449 | 689.0925 | 0 | 0.2478 | 7007.9852 | -12739.3671 | -55370.623
2069 | 0 | 1099.5951 | 169.0248 | 20097.4209 | 0 | 21366.0408 | 6311.3623 | 676.8697 | 0 | 0.2478 | 6988.4798 | -14377.561 | -55771.0378
2070 | 0 | 1175.1305 | 176.23 | 20451.1669 | 0 | 21802.5274 | 6228.0296 | 652.6795 | 0 | 0.2478 | 6880.9569 | -14921.5705 | -56155.4802
2071 | 0 | 1261.6205 | 184.5859 | 20809.0162 | 0 | 22255.2226 | 6201.917 | 627.1642 | 0 | 0.2478 | 6829.329 | -15425.8936 | -56523.1509
2072 | 0 | 1361.8374 | 194.3888 | 21176.8169 | 0 | 22733.0431 | 6176.1238 | 601.8164 | 0 | 0.2478 | 6778.188 | -15954.8551 | -56874.9489
2073 | 0 | 1471.5304 | 204.9233 | 21547.6403 | 0 | 23224.094 | 6150.6581 | 576.4517 | 0 | 0.2478 | 6727.3576 | -16496.7364 | -57211.453
2074 | 0 | 1583.2774 | 215.1074 | 21926.9296 | 0 | 23725.3144 | 6135.2008 | 551.026 | 0 | 0.2478 | 6686.4746 | -17038.8398 | -57532.985
2075 | 0 | 1690.7046 | 224.1001 | 22315.1032 | 0 | 24229.9079 | 6120.0921 | 525.5974 | 0 | 0.2478 | 6645.9373 | -17583.9706 | -57839.9529
2076 | 0 | 1790.3132 | 231.5152 | 22712.6071 | 0 | 24734.4355 | 6110.6675 | 496.1096 | 0 | 0.2478 | 6607.025 | -18127.4106 | -58132.7074
2077 | 0 | 1875.484 | 236.6138 | 23119.9176 | 0 | 25232.0154 | 6101.6093 | 466.8883 | 0 | 0.2478 | 6568.7454 | -18663.2701 | -58411.5425
2078 | 0 | 1948.6233 | 239.845 | 23537.5441 | 0 | 25726.0123 | 6092.9264 | 438.0928 | 0 | 0.2478 | 6531.267 | -19194.7453 | -58676.8405
2079 | 0 | 0 | 0 | 23966.0317 | 0 | 23966.0317 | 6084.6284 | 409.9386 | 0 | 0.2478 | 6494.8148 | -17471.2169 | -58900.2319
2080 | 0 | 1442.7641 | 169.0248 | 24405.9649 | 0 | 26017.7538 | 6076.7247 | 406.8542 | 0 | 0.2478 | 6483.8268 | -19533.927 | -59131.292
2081 | 0 | 1541.8731 | 176.23 | 24857.9711 | 0 | 26576.0741 | 6069.2253 | 407.6431 | 0 | 0.2478 | 6477.1162 | -20098.9579 | -59351.2301
2082 | 0 | 1655.3555 | 184.5859 | 25322.7242 | 0 | 27162.6656 | 6062.1404 | 408.5828 | 0 | 0.2478 | 6470.971 | -20691.6947 | -59560.6968
NOM | 0 | 52292.863 | 10911.5119 | 871959.3814 | 0 | 935163.7563 | 300160.0219 | 46761.6141 | 0 | 13.3742 | 346935.0102 | -588228.7461
NPV | 0 | 6572.0309 | 2148.4741 | 93784.4498 | 0 | 102504.9548 | 34149.3818 | 8792.8431 | 0 | 2.033 | 42944.2579 | -59560.6968
| Discount Rate : |  |  |  | 8.0956 | %
| Benefit/Cost Ratio (Col(12) / Col(7)) : |  |  |  | 0.41895