## Outputs
page 1 | FPL 000506 | [12 empty] | PSC FORM CE 1
2024-06-07 11:31 | 20240012-EG |  |  |  | INPUT DATA -- PART 1 CONTINUED | [8 empty] | PAGE 1 OF 1
PROGRAM METHOD SELECTED: REV_REQ
|  |  |  | PROGRAM NAME: | BOC
I. | PROGRAM DEMAND SAVINGS & LINE LOSSES | [5 empty] | IV. | AVOIDED GENERATOR AND T&D COSTS
| (1) CUSTOMER kW REDUCTION AT METER ........................................................................................... |  |  |  | 0.85 | kW |  | (1) BASE YEAR ............................................................................................................................. |  |  |  | 2023
| (2) GENERATOR kW REDUCTION PER CUSTOMER .......................................................................................... |  |  |  | 1.0948 | kW |  | (2) IN-SERVICE YEAR FOR AVOIDED GENERATING UNIT .............................................................................. |  |  |  | 2035
| (3) kW LINE LOSS PERCENTAGE ................................................................................................... |  |  |  | 5.2837 | % |  | (3) IN-SERVICE YEAR FOR AVOIDED T&D ........................................................................... |  |  |  | 2026-2035
| (4) GENERATOR kWh REDUCTION PER CUSTOMER ...................................................................................... |  |  |  | 1.0568 | kWh |  | (4) BASE YEAR AVOIDED GENERATING COST .................................................................................... |  |  |  | 786.3466 | $/kW
| (5) kWh LINE LOSS PERCENTAGE ............................................................................................... |  |  |  | 4.1934 | % |  | (5) BASE YEAR AVOIDED TRANSMISSION COST .................................................................................... |  |  |  | 0 | $/kW
| (6) GROUP LINE LOSS MULTIPLIER................................................................................................................ |  |  |  | 1 |  |  | (6) BASE YEAR DISTRIBUTION COST ........................................................................................ |  |  |  | 0 | $/kW
| (7) CUSTOMER kWh INCREASE AT METER ......................................................................................... |  |  |  | 0 | kWh |  | (7) GEN, TRAN & DIST COST ESCALATION RATE .................................................................................... |  |  |  | 2 | %**
[8 empty] | (8) GENERATOR FIXED O & M COST .............................................................................................. |  |  |  | 11.8679 | $/kW/YR
II. | ECONOMIC LIFE & K FACTORS | [6 empty] | (9) GENERATOR FIXED O&M ESCALATION RATE .......................................................................................... |  |  |  | 2.5 | %**
[8 empty] | (10) TRANSMISSION FIXED O & M COST ............................................................................................. |  |  |  | 0 | $/kW
| (1) STUDY PERIOD FOR THE CONSERVATION PROGRAM ........................................................................................ |  |  |  | 62 | YEARS |  | (11) DISTRIBUTION FIXED O & M COST .............................................................................................. |  |  |  | 0 | $/kW
| (2) GENERATOR ECONOMIC LIFE ..................................................................................................... |  |  |  | 50 | YEARS |  | (12) T&D FIXED O&M ESCALATION RATE ................................................................................................. |  |  |  | 2.5 | %**
| (3) T&D ECONOMIC LIFE ..................................................................................................................... |  |  |  | 50 | YEARS |  | (13) AVOIDED GEN UNIT VARIABLE O & M COSTS .................................................................................................. |  |  |  | 0.0079521 | CENTS/kWh
| (4) K FACTOR FOR GENERATION .............................................................................................. |  |  |  | 1.37 |  |  | (14) GENERATOR VARIABLE O&M COST ESCALATION RATE ......................................................................................... |  |  |  | 2.5 | %**
| (5) K FACTOR FOR T & D........................................................................................................................ |  |  |  | 1.3065 |  |  | (15) GENERATOR CAPACITY FACTOR ............................................................................................. |  |  |  | 65 | ** (In-service year)
[8 empty] | (16) AVOIDED GENERATING UNIT FUEL COST ........................................................................................... |  |  |  | 6.499 | CENTS/kWh** (In-service year)
III. | UTILITY & CUSTOMER COSTS | [6 empty] | (17) AVOIDED GEN UNIT FUEL COST ESCALATION RATE ................................................................................................... |  |  |  | -2.0003 | %**
| (1) UTILITY NON RECURRING COST PER CUSTOMER ........................................................................................................ |  |  |  | *** | $/CUST | V. | NON-FUEL ENERGY AND DEMAND CHARGES
| (2) UTILITY RECURRING COST PER CUSTOMER ...................................................................................... |  |  |  | *** | $/CUST
| (3) UTILITY COST ESCALATION RATE ......................................................................................... |  |  |  | *** | %** |  | (1) NON FUEL COST IN CUSTOMER BILL .................................................................................... |  |  |  | *** | CENTS/kWh
| (4) CUSTOMER EQUIPMENT COST ....................................................................................................................... |  |  |  | *** | $/CUST |  | (2) NON-FUEL COST ESCALATION RATE ........................................................................................ |  |  |  | *** | %
| (5) CUSTOMER EQUIPMENT ESCALATION RATE ................................................................................... |  |  |  | *** | %** |  | (3) DEMAND CHARGE IN CUSTOMER BILL ........................................................................................... |  |  |  | *** | $/kW/MO
| (6) CUSTOMER O & M COST ................................................................................................................ |  |  |  | *** | $/CUST/YR |  | (4) DEMAND CHARGE ESCALATION RATE ....................................................................................... |  |  |  | *** | %
| (7) CUSTOMER O & M COST ESCALATION RATE ................................................................................................................ |  |  |  | *** | %**
* | (8) INCREASED SUPPLY COSTS ................................................................................................................ |  |  |  | *** | $/CUST/YR | VI. | COST-EFFECTIVENESS RATIOS
* | (9) SUPPLY COSTS ESCALATION RATES......................................................................................... |  |  |  | *** | %**
* | (10) UTILITY DISCOUNT RATE ....................................................................................................... |  |  |  | 8.0956 | % |  | (1) RIM TEST ………….……………………………………………………………………………………………………………….………………………………… |  |  |  | 1.1091
* | (11) UTILITY AFUDC RATE......................................................................................................................... |  |  |  | 6.22 | % |  | (2) TRC TEST……...………………………………………………………………………………………………………………………………………….. |  |  |  | 3.4361
* | (12) UTILITY NON RECURRING REBATE/INCENTIVE ...................................................................................... |  |  |  | *** | $/CUST |  | (3) PARTICIPANT TEST ……………...…………………………………………………….…………..………………………………………………….. |  |  |  | Infinite
* | (13) UTILITY RECURRING REBATE/INCENTIVE ...................................................................................... |  |  |  | *** | $/CUST
* | (14) UTILITY REBATE/INCENTIVE ESCALATION RATE .................................................................................... |  |  |  | *** | %
* SUPPLEMENTAL INFORMATION NOT SPECIFIED IN WORKBOOK
** VALUE SHOWN IS FOR FIRST YEAR ONLY (VALUE VARIES OVER TIME)
*** PROGRAM COST CALCULATION VALUES ARE SHOWN ON PAGE 2
page 2 |  |  |  |  | * INPUT DATA -- PART 1 CONTINUED
PROGRAM METHOD SELECTED: REV_REQ
|  |  |  | PROGRAM NAME: | BOC
| (1) | (2) | (3) | (4) | (5) | (6) | (7) | (8) | (9) | (10)
| UTILITY |  |  | TOTAL | ENERGY | DEMAND
| PROGRAM COSTS |  | OTHER | UTILITY | CHARGE | CHARGE | PARTICIPANT | PARTICIPANT | OTHER | TOTAL
| WITHOUT | UTILITY | UTILITY | PROGRAM | REVENUE | REVENUE | EQUIPMENT | O&M | PARTICIPANT | PARTICIPANT
| INCENTIVES | INCENTIVES | COSTS | COSTS | LOSSES | LOSSES | COSTS | COSTS | COSTS | COSTS
YEAR | $(000) | $(000) | $(000) | $(000) | $(000) | $(000) | $(000) | $(000) | $(000) | $(000)
2023 | 0 | 0 | 0 | 0 | 0 | 0 | 0 | 0 | 0 | 0
2024 | 0 | 0 | 0 | 0 | 0 | 0 | 0 | 0 | 0 | 0
2025 | 48.552 | 22.3369 | 0 | 70.8888 | 0.051748 | 0 | 0 | 0 | 0 | 0
2026 | 78.2147 | 66.8261 | 0 | 145.0408 | 0.166 | 0 | 0 | 0 | 0 | 0
2027 | 106.2699 | 110.9466 | 0 | 217.2165 | 0.28363 | 0 | 0 | 0 | 0 | 0
2028 | 133.646 | 154.7391 | 0 | 288.3851 | 0.39895 | 0 | 0 | 0 | 0 | 0
2029 | 160.3452 | 198.2448 | 0 | 358.59 | 0.51381 | 0 | 0 | 0 | 0 | 0
2030 | 168.0176 | 241.484 | 0 | 409.5016 | 0.65299 | 0 | 0 | 0 | 0 | 0
2031 | 175.2142 | 284.4773 | 0 | 459.6915 | 0.7872 | 0 | 0 | 0 | 0 | 0
2032 | 182.9359 | 327.2452 | 0 | 510.1811 | 0.92789 | 0 | 0 | 0 | 0 | 0
2033 | 191.1255 | 369.8069 | 0 | 560.9325 | 1.0674 | 0 | 0 | 0 | 0 | 0
2034 | 199.4645 | 412.1799 | 0 | 611.6444 | 1.2122 | 0 | 0 | 0 | 0 | 0
2035 | 149.5252 | 433.324 | 0 | 582.8492 | 1.3073 | 0 | 0 | 0 | 0 | 0
2036 | 122.6819 | 433.324 | 0 | 556.0059 | 1.3363 | 0 | 0 | 0 | 0 | 0
2037 | 97.5651 | 433.324 | 0 | 530.8891 | 1.3666 | 0 | 0 | 0 | 0 | 0
2038 | 73.3069 | 433.324 | 0 | 506.6308 | 1.4023 | 0 | 0 | 0 | 0 | 0
2039 | 50.1262 | 433.324 | 0 | 483.4502 | 1.4394 | 0 | 0 | 0 | 0 | 0
2040 | 50.2125 | 433.324 | 0 | 483.5364 | 1.47 | 0 | 0 | 0 | 0 | 0
2041 | 50.8037 | 433.324 | 0 | 484.1276 | 1.5031 | 0 | 0 | 0 | 0 | 0
2042 | 51.9133 | 433.324 | 0 | 485.2372 | 1.5339 | 0 | 0 | 0 | 0 | 0
2043 | 52.4479 | 433.324 | 0 | 485.7719 | 1.5663 | 0 | 0 | 0 | 0 | 0
2044 | 52.7855 | 433.324 | 0 | 486.1094 | 1.6077 | 0 | 0 | 0 | 0 | 0
2045 | 126.9389 | 433.324 | 0 | 560.2629 | 1.6533 | 0 | 0 | 0 | 0 | 0
2046 | 169.9301 | 433.324 | 0 | 603.254 | 1.6925 | 0 | 0 | 0 | 0 | 0
2047 | 209.7909 | 433.324 | 0 | 643.1149 | 1.7293 | 0 | 0 | 0 | 0 | 0
2048 | 248.8539 | 433.324 | 0 | 682.1778 | 1.7624 | 0 | 0 | 0 | 0 | 0
2049 | 286.8789 | 433.324 | 0 | 720.2029 | 1.7987 | 0 | 0 | 0 | 0 | 0
2050 | 295.6812 | 433.324 | 0 | 729.0052 | 1.8348 | 0 | 0 | 0 | 0 | 0
2051 | 303.5722 | 433.324 | 0 | 736.8962 | 1.86 | 0 | 0 | 0 | 0 | 0
2052 | 312.1395 | 433.324 | 0 | 745.4635 | 1.9 | 0 | 0 | 0 | 0 | 0
2053 | 321.2825 | 433.324 | 0 | 754.6065 | 1.9302 | 0 | 0 | 0 | 0 | 0
2054 | 330.4693 | 433.324 | 0 | 763.7932 | 1.9607 | 0 | 0 | 0 | 0 | 0
2055 | 247.1555 | 433.324 | 0 | 680.4794 | 1.9917 | 0 | 0 | 0 | 0 | 0
2056 | 202.0871 | 433.324 | 0 | 635.411 | 2.0231 | 0 | 0 | 0 | 0 | 0
2057 | 160.2253 | 433.324 | 0 | 593.5492 | 2.0549 | 0 | 0 | 0 | 0 | 0
2058 | 120.1286 | 433.324 | 0 | 553.4526 | 2.0872 | 0 | 0 | 0 | 0 | 0
2059 | 82.1376 | 433.324 | 0 | 515.4616 | 2.12 | 0 | 0 | 0 | 0 | 0
2060 | 82.279 | 433.324 | 0 | 515.6029 | 2.1532 | 0 | 0 | 0 | 0 | 0
2061 | 83.2477 | 433.324 | 0 | 516.5717 | 2.1869 | 0 | 0 | 0 | 0 | 0
2062 | 85.066 | 433.324 | 0 | 518.3899 | 2.2211 | 0 | 0 | 0 | 0 | 0
2063 | 85.942 | 433.324 | 0 | 519.266 | 2.2653 | 0 | 0 | 0 | 0 | 0
2064 | 86.4951 | 433.324 | 0 | 519.8191 | 2.31 | 0 | 0 | 0 | 0 | 0
2065 | 208.0042 | 433.324 | 0 | 641.3282 | 2.3546 | 0 | 0 | 0 | 0 | 0
2066 | 278.4502 | 433.324 | 0 | 711.7742 | 2.3988 | 0 | 0 | 0 | 0 | 0
2067 | 343.7668 | 433.324 | 0 | 777.0908 | 2.4429 | 0 | 0 | 0 | 0 | 0
2068 | 407.776 | 433.324 | 0 | 841.1 | 2.4873 | 0 | 0 | 0 | 0 | 0
2069 | 470.0845 | 433.324 | 0 | 903.4085 | 2.5324 | 0 | 0 | 0 | 0 | 0
2070 | 484.5081 | 433.324 | 0 | 917.8321 | 2.5779 | 0 | 0 | 0 | 0 | 0
2071 | 497.4384 | 433.324 | 0 | 930.7624 | 2.6237 | 0 | 0 | 0 | 0 | 0
2072 | 511.4769 | 433.324 | 0 | 944.8009 | 2.671 | 0 | 0 | 0 | 0 | 0
2073 | 526.4588 | 433.324 | 0 | 959.7828 | 2.7187 | 0 | 0 | 0 | 0 | 0
2074 | 541.5124 | 433.324 | 0 | 974.8364 | 2.7672 | 0 | 0 | 0 | 0 | 0
2075 | 495.7073 | 433.324 | 0 | 929.0313 | 2.8166 | 0 | 0 | 0 | 0 | 0
2076 | 504.7526 | 433.324 | 0 | 938.0765 | 2.8669 | 0 | 0 | 0 | 0 | 0
2077 | 511.2892 | 433.324 | 0 | 944.6132 | 2.9181 | 0 | 0 | 0 | 0 | 0
2078 | 514.8253 | 433.324 | 0 | 948.1493 | 2.9701 | 0 | 0 | 0 | 0 | 0
2079 | 516.0931 | 433.324 | 0 | 949.4171 | 3.0232 | 0 | 0 | 0 | 0 | 0
2080 | 517.346 | 433.324 | 0 | 950.67 | 3.0771 | 0 | 0 | 0 | 0 | 0
2081 | 518.6302 | 433.324 | 0 | 951.9541 | 3.1321 | 0 | 0 | 0 | 0 | 0
2082 | 519.9465 | 433.324 | 0 | 953.2704 | 3.188 | 0 | 0 | 0 | 0 | 0
NOM | 14403.5215 | 22987.837 | 0 | 37391.3586 | 109.6966 | 0 | 0 | 0 | 0 | 0
NPV | 1627.0038 | 3401.4898 | 0 | 5028.4936 | 11.9228 | 0 | 0 | 0 | 0 | 0
* SUPPLEMENTAL INFORMATION NOT SPECIFIED IN WORKBOOK
** NEGATIVE COSTS WILL BE CALCULATED AS POSITIVE BENEFITS FOR TRC AND RIM TESTS
page 2b | PROGRAM NAME: (4): INPUT DATA - PART 1 CONTINUED
PROGRAM METHOD SELECTED: REV_REQ
| ESCALATION RATES |  | PROGRAM NAME: | BOC
| (1) | (2) | (3) | (4) | (5) | (6) | (7a) | (7b) | (8)
[7 empty] | Onpeak | Offpeak
|  |  |  | Fuel | Capacity | Blended | Energy Charge | Energy Charge | Demand Charge
Year | CPI% | PPI-CAP% | O&M% | (cents/kwh) | Factor | Cap. Rate | (cents/kwh) | (cents/kwh) | ($/kw)
2023 | 2.5 | 2.5 | 2.5 | 0 | 0 | 2 | 13.018 | 0 | 0
2024 | 2.5 | 2.5 | 2.5 | 0 | 0 | 2 | 13.708 | 0 | 0
2025 | 2.5 | 2.5 | 2.5 | 0 | 0 | 2 | 11.575 | 0 | 0
2026 | 2.5 | 2.5 | 2.5 | 0 | 0 | 2 | 12.5033 | 0 | 0
2027 | 2.5 | 2.5 | 2.5 | 0 | 0 | 2 | 12.9674 | 0 | 0
2028 | 2.5 | 2.5 | 2.5 | 0 | 0 | 2 | 13.1099 | 0 | 0
2029 | 2.5 | 2.5 | 2.5 | 0 | 0 | 2 | 13.2191 | 0 | 0
2030 | 2.5 | 2.5 | 2.5 | 0 | 0 | 2 | 13.8679 | 0 | 0
2031 | 2.5 | 2.5 | 2.5 | 0 | 0 | 2 | 14.2093 | 0 | 0
2032 | 2.5 | 2.5 | 2.5 | 0 | 0 | 2 | 14.5756 | 0 | 0
2033 | 2.5 | 2.5 | 2.5 | 6.273 | 63 | 2 | 14.8342 | 0 | 0
2034 | 2.5 | 2.5 | 2.5 | 6.39 | 65 | 2 | 15.1142 | 0 | 0
2035 | 2.5 | 2.5 | 2.5 | 6.499 | 65 | 2 | 15.4861 | 0 | 0
2036 | 2.5 | 2.5 | 2.5 | 6.369 | 70 | 2 | 15.8258 | 0 | 0
2037 | 2.5 | 2.5 | 2.5 | 6.522 | 71 | 2 | 16.1744 | 0 | 0
2038 | 2.5 | 2.5 | 2.5 | 6.585 | 74 | 2 | 16.581 | 0 | 0
2039 | 2.5 | 2.5 | 2.5 | 6.588 | 77 | 2 | 17.0097 | 0 | 0
2040 | 2.5 | 2.5 | 2.5 | 6.767 | 78 | 2 | 17.3616 | 0 | 0
2041 | 2.5 | 2.5 | 2.5 | 6.885 | 82 | 2 | 17.7242 | 0 | 0
2042 | 2.5 | 2.5 | 2.5 | 6.948 | 81 | 2 | 18.0787 | 0 | 0
2043 | 2.5 | 2.5 | 2.5 | 7.177 | 81 | 2 | 18.4302 | 0 | 0
2044 | 2.5 | 2.5 | 2.5 | 7.37 | 83 | 2 | 18.8808 | 0 | 0
2045 | 2.5 | 2.5 | 2.5 | 7.8 | 84 | 2 | 19.3776 | 0 | 0
2046 | 2.5 | 2.5 | 2.5 | 7.636 | 86 | 2 | 19.7988 | 0 | 0
2047 | 2.5 | 2.5 | 2.5 | 8.086 | 86 | 2 | 20.2118 | 0 | 0
2048 | 2.5 | 2.5 | 2.5 | 8.474 | 85 | 2 | 20.5794 | 0 | 0
2049 | 2.5 | 2.5 | 2.5 | 8.705 | 87 | 2 | 20.9865 | 0 | 0
2050 | 2.5 | 2.5 | 2.5 | 9.119 | 88 | 2 | 21.3781 | 0 | 0
2051 | 2.5 | 2.5 | 2.5 | 9.242 | 88 | 2 | 21.6818 | 0 | 0
2052 | 2.5 | 2.5 | 2.5 | 9.132 | 87 | 2 | 22.1392 | 0 | 0
2053 | 2.5 | 2.5 | 2.5 | 9.066 | 89 | 2 | 22.4857 | 0 | 0
2054 | 2.5 | 2.5 | 2.5 | 8.894 | 90 | 2 | 22.8365 | 0 | 0
2055 | 2.5 | 2.5 | 2.5 | 8.889 | 90 | 2 | 23.1915 | 0 | 0
2056 | 2.5 | 2.5 | 2.5 | 8.72 | 90 | 2 | 23.5509 | 0 | 0
2057 | 2.5 | 2.5 | 2.5 | 8.799 | 91 | 2 | 23.9147 | 0 | 0
2058 | 2.5 | 2.5 | 2.5 | 8.597 | 92 | 2 | 24.2831 | 0 | 0
2059 | 2.5 | 2.5 | 2.5 | 8.632 | 91 | 2 | 24.656 | 0 | 0
2060 | 2.5 | 2.5 | 2.5 | 8.527 | 91 | 2 | 25.0337 | 0 | 0
2061 | 2.5 | 2.5 | 2.5 | 8.455 | 90 | 2 | 25.4161 | 0 | 0
2062 | 2.5 | 2.5 | 2.5 | 8.376 | 91 | 2 | 25.8035 | 0 | 0
2063 | 2.5 | 2.5 | 2.5 | 8.796 | 91 | 2 | 26.2985 | 0 | 0
2064 | 2.5 | 2.5 | 2.5 | 8.585 | 92 | 2 | 26.7996 | 0 | 0
2065 | 2.5 | 2.5 | 2.5 | 8.571 | 91 | 2 | 27.3004 | 0 | 0
2066 | 2.5 | 2.5 | 2.5 | 8.527 | 91 | 2 | 27.7978 | 0 | 0
2067 | 2.5 | 2.5 | 2.5 | 8.572 | 91 | 2 | 28.2969 | 0 | 0
2068 | 2.5 | 2.5 | 2.5 | 8.503 | 91 | 2 | 28.7998 | 0 | 0
2069 | 2.5 | 2.5 | 2.5 | 8.592 | 91 | 2 | 29.31 | 0 | 0
2070 | 2.5 | 2.5 | 2.5 | 8.326 | 91 | 2 | 29.8254 | 0 | 0
2071 | 2.5 | 2.5 | 2.5 | 8.277 | 91 | 2 | 30.3467 | 0 | 0
2072 | 2.5 | 2.5 | 2.5 | 8.228 | 91 | 2 | 30.8826 | 0 | 0
2073 | 2.5 | 2.5 | 2.5 | 8.179 | 91 | 2 | 31.4229 | 0 | 0
2074 | 2.5 | 2.5 | 2.5 | 8.179 | 91 | 2 | 31.9755 | 0 | 0
2075 | 2.5 | 2.5 | 2.5 | 8.179 | 91 | 2 | 32.5411 | 0 | 0
2076 | 2.5 | 2.5 | 2.5 | 8.179 | 91 | 2 | 33.1204 | 0 | 0
2077 | 2.5 | 2.5 | 2.5 | 8.179 | 91 | 2 | 33.714 | 0 | 0
2078 | 2.5 | 2.5 | 2.5 | 8.179 | 91 | 2 | 34.3226 | 0 | 0
2079 | 2.5 | 2.5 | 2.5 | 8.179 | 91 | 2 | 34.9471 | 0 | 0
2080 | 2.5 | 2.5 | 2.5 | 8.179 | 91 | 2 | 35.5882 | 0 | 0
2081 | 2.5 | 2.5 | 2.5 | 8.179 | 91 | 2 | 36.247 | 0 | 0
2082 | 2.5 | 2.5 | 2.5 | 8.179 | 91 | 2 | 36.9243 | 0 | 0
Legend:
| Column (1) used for: |  | Utility Cost
Customer Equipment
Supply Costs
| Column (3) used for: |  | Customer O&M Cost
Generator Fixed O&M
T&D Fixed O&M
Generator Variable O&M
| Column (6) used for: |  | Gen, Tran, & Dist Cost
page 3 | BOC (5): CALCULATION OF GEN K-FACTOR |  |  |  |  | PSC FORM CE 1.1A
| BOC (5): PROGRAM METHOD SELECTED REV_REQ |  |  |  |  | PAGE 1 OF 2
|  |  |  | PROGRAM NAME: | BOC
| (2) | (3) | (4) | (5) | (6) | (7) | -8 | -9 | -10 | -11 | -12 | -13 | -14 | -15
REPLACEMENT
[12 empty] | PRESENT |  | COST BASIS
[11 empty] | TOTAL | WORTH | CUMULATIVE | FOR
| MID-YEAR |  | PREFERRED | COMMON | INCOME | PROPERTY | PROPERTY |  | DEFERRED | ITC | FIXED | FIXED | PW FIXED | PROPERTY
| RATE BASE | DEBT | STOCK | EQUITY | TAXES | TAX | INSURANCE | DEPREC. | TAXES | NORMALIZATION | CHARGES | CHARGES | CHARGES | INSURANCE
YEAR | $(000) | $(000) | $(000) | $(000) | $(000) | $(000) | $(000) | $(000) | $(000) | $(000) | $(000) | $(000) | $(000) | $(000)
2035 | 13857.2288 | 196.501 | 0 | 875.4443 | 163.4368 | 232.5431 | 4.9742 | 276.3436 | 148.486 | 0 | 1897.729 | 1897.729 | 1897.729 | 13817.1789
2036 | 13466.5918 | 190.9617 | 0 | 850.7654 | 324.174 | 227.8923 | 4.8747 | 276.3436 | -20.6296 | 0 | 1854.382 | 1715.5013 | 3613.2303 | 13540.8353
2037 | 13029.6981 | 184.7663 | 0 | 823.1642 | 466.7882 | 223.2414 | 4.7752 | 276.3436 | -172.6142 | 0 | 1806.4647 | 1546.0131 | 5159.2434 | 13264.4918
2038 | 12609.2716 | 178.8045 | 0 | 796.6033 | 593.9521 | 218.5905 | 4.6757 | 276.3436 | -308.7954 | 0 | 1760.1744 | 1393.5779 | 6552.8213 | 12988.1482
2039 | 12204.0796 | 173.0587 | 0 | 771.0049 | 706.7772 | 213.9397 | 4.5762 | 276.3436 | -430.311 | 0 | 1715.3893 | 1256.4062 | 7809.2275 | 12711.8046
2040 | 11812.9843 | 167.5128 | 0 | 746.2971 | 806.3768 | 209.2888 | 4.4768 | 276.3436 | -538.2989 | 0 | 1671.9971 | 1132.9083 | 8942.1358 | 12435.461
2041 | 11434.9268 | 162.1518 | 0 | 722.4129 | 893.7082 | 204.6379 | 4.3773 | 276.3436 | -633.7388 | 0 | 1629.893 | 1021.6689 | 9963.8047 | 12159.1175
2042 | 11068.9274 | 156.9618 | 0 | 699.2906 | 969.73 | 199.9871 | 4.2778 | 276.3436 | -717.6105 | 0 | 1588.9803 | 921.4281 | 10885.2328 | 11882.7739
2043 | 10709.6603 | 151.8673 | 0 | 676.5935 | 1043.9998 | 195.3362 | 4.1783 | 276.3436 | -799.5859 | 0 | 1548.7328 | 830.8283 | 11716.0611 | 11606.4303
2044 | 10351.3572 | 146.7864 | 0 | 653.9573 | 1118.2587 | 190.6854 | 4.0788 | 276.3436 | -881.5296 | 0 | 1508.5806 | 748.6781 | 12464.7392 | 11330.0867
2045 | 9993.054 | 141.7055 | 0 | 631.3212 | 1192.5492 | 186.0345 | 3.9793 | 276.3436 | -963.505 | 0 | 1468.4283 | 674.1728 | 13138.912 | 11053.7431
2046 | 9634.7509 | 136.6246 | 0 | 608.685 | 1266.8081 | 181.3836 | 3.8799 | 276.3436 | -1045.4487 | 0 | 1428.2761 | 606.628 | 13745.54 | 10777.3996
2047 | 9276.4478 | 131.5437 | 0 | 586.0489 | 1341.0986 | 176.7328 | 3.7804 | 276.3436 | -1127.4241 | 0 | 1388.1238 | 545.4191 | 14290.9591 | 10501.056
2048 | 8918.1447 | 126.4629 | 0 | 563.4127 | 1415.3574 | 172.0819 | 3.6809 | 276.3436 | -1209.3678 | 0 | 1347.9716 | 489.9759 | 14780.9351 | 10224.7124
2049 | 8559.8415 | 121.382 | 0 | 540.7765 | 1489.6479 | 167.431 | 3.5814 | 276.3436 | -1291.3432 | 0 | 1307.8193 | 439.7781 | 15220.7132 | 9948.3688
2050 | 8201.5384 | 116.3011 | 0 | 518.1404 | 1563.9068 | 162.7802 | 3.4819 | 276.3436 | -1373.2869 | 0 | 1267.6671 | 394.351 | 15615.0641 | 9672.0252
2051 | 7843.2353 | 111.2202 | 0 | 495.5042 | 1638.1973 | 158.1293 | 3.3824 | 276.3436 | -1455.2623 | 0 | 1227.5148 | 353.2615 | 15968.3256 | 9395.6817
2052 | 7484.9322 | 106.1393 | 0 | 472.8681 | 1712.4562 | 153.4785 | 3.283 | 276.3436 | -1537.206 | 0 | 1187.3626 | 316.1147 | 16284.4404 | 9119.3381
2053 | 7126.629 | 101.0585 | 0 | 450.2319 | 1786.7467 | 148.8276 | 3.1835 | 276.3436 | -1619.1814 | 0 | 1147.2103 | 282.5506 | 16566.991 | 8842.9945
2054 | 6768.3259 | 95.9776 | 0 | 427.5958 | 1861.0056 | 144.1767 | 3.084 | 276.3436 | -1701.1251 | 0 | 1107.0581 | 252.2409 | 16819.2319 | 8566.6509
2055 | 6445.2803 | 91.3967 | 0 | 407.187 | 1865.5372 | 139.5259 | 2.9845 | 276.3436 | -1712.5855 | 0 | 1070.3894 | 225.6206 | 17044.8525 | 8290.3074
2056 | 6192.7339 | 87.8154 | 0 | 391.2322 | 1801.066 | 134.875 | 2.885 | 276.3436 | -1653.5308 | 0 | 1040.6864 | 202.9311 | 17247.7836 | 8013.9638
2057 | 5975.445 | 84.7342 | 0 | 377.5047 | 1737.3509 | 130.2241 | 2.7855 | 276.3436 | -1594.4761 | 0 | 1014.467 | 183.0031 | 17430.7868 | 7737.6202
2058 | 5758.1561 | 81.653 | 0 | 363.7773 | 1673.6358 | 125.5733 | 2.6861 | 276.3436 | -1535.4214 | 0 | 988.2475 | 164.9219 | 17595.7086 | 7461.2766
2059 | 5540.8671 | 78.5717 | 0 | 350.0498 | 1609.9208 | 120.9224 | 2.5866 | 276.3436 | -1476.3668 | 0 | 962.0281 | 148.5224 | 17744.2311 | 7184.933
2060 | 5323.5782 | 75.4905 | 0 | 336.3224 | 1546.2057 | 116.2716 | 2.4871 | 276.3436 | -1417.3121 | 0 | 935.8087 | 133.6544 | 17877.8854 | 6908.5895
2061 | 5106.2893 | 72.4092 | 0 | 322.5949 | 1482.4906 | 111.6207 | 2.3876 | 276.3436 | -1358.2574 | 0 | 909.5892 | 120.1803 | 17998.0658 | 6632.2459
2062 | 4889.0004 | 69.328 | 0 | 308.8675 | 1418.7756 | 106.9698 | 2.2881 | 276.3436 | -1299.2028 | 0 | 883.3698 | 107.9748 | 18106.0406 | 6355.9023
2063 | 4671.7115 | 66.2467 | 0 | 295.14 | 1355.0605 | 102.319 | 2.1886 | 276.3436 | -1240.1481 | 0 | 857.1504 | 96.9234 | 18202.964 | 6079.5587
2064 | 4454.4226 | 63.1655 | 0 | 281.4126 | 1291.3454 | 97.6681 | 2.0892 | 276.3436 | -1181.0934 | 0 | 830.9309 | 86.9218 | 18289.8857 | 5803.2151
2065 | 4237.1337 | 60.0843 | 0 | 267.6852 | 1227.6303 | 93.0172 | 1.9897 | 276.3436 | -1122.0387 | 0 | 804.7115 | 77.8746 | 18367.7603 | 5526.8716
2066 | 4019.8448 | 57.003 | 0 | 253.9577 | 1163.9153 | 88.3664 | 1.8902 | 276.3436 | -1062.9841 | 0 | 778.4921 | 69.695 | 18437.4553 | 5250.528
2067 | 3802.5559 | 53.9218 | 0 | 240.2303 | 1100.2002 | 83.7155 | 1.7907 | 276.3436 | -1003.9294 | 0 | 752.2726 | 62.3038 | 18499.759 | 4974.1844
2068 | 3585.267 | 50.8405 | 0 | 226.5028 | 1036.4851 | 79.0647 | 1.6912 | 276.3436 | -944.8747 | 0 | 726.0532 | 55.6288 | 18555.3878 | 4697.8408
2069 | 3367.9781 | 47.7593 | 0 | 212.7754 | 972.7701 | 74.4138 | 1.5917 | 276.3436 | -885.8201 | 0 | 699.8338 | 49.6041 | 18604.9919 | 4421.4973
2070 | 3150.6892 | 44.678 | 0 | 199.0479 | 909.055 | 69.7629 | 1.4923 | 276.3436 | -826.7654 | 0 | 673.6144 | 44.1699 | 18649.1618 | 4145.1537
2071 | 2933.4003 | 41.5968 | 0 | 185.3205 | 845.3399 | 65.1121 | 1.3928 | 276.3436 | -767.7107 | 0 | 647.3949 | 39.2713 | 18688.4331 | 3868.8101
2072 | 2716.1113 | 38.5155 | 0 | 171.5931 | 781.6249 | 60.4612 | 1.2933 | 276.3436 | -708.656 | 0 | 621.1755 | 34.8588 | 18723.2919 | 3592.4665
2073 | 2498.8224 | 35.4343 | 0 | 157.8656 | 717.9098 | 55.8103 | 1.1938 | 276.3436 | -649.6014 | 0 | 594.9561 | 30.887 | 18754.1789 | 3316.1229
2074 | 2281.5335 | 32.3531 | 0 | 144.1382 | 654.1947 | 51.1595 | 1.0943 | 276.3436 | -590.5467 | 0 | 568.7366 | 27.3145 | 18781.4934 | 3039.7794
2075 | 2064.2446 | 29.2718 | 0 | 130.4107 | 590.4797 | 46.5086 | 0.99484 | 276.3436 | -531.492 | 0 | 542.5172 | 24.1039 | 18805.5973 | 2763.4358
2076 | 1846.9557 | 26.1906 | 0 | 116.6833 | 526.7646 | 46.5086 | 0.99484 | 276.3436 | -472.4374 | 0 | 521.0481 | 21.4163 | 18827.0135 | 2763.4358
2077 | 1629.6668 | 23.1093 | 0 | 102.9558 | 463.0495 | 46.5086 | 0.99484 | 276.3436 | -413.3827 | 0 | 499.579 | 18.996 | 18846.0095 | 2763.4358
2078 | 1412.3779 | 20.0281 | 0 | 89.2284 | 399.3344 | 46.5086 | 0.99484 | 276.3436 | -354.328 | 0 | 478.1099 | 16.8181 | 18862.8276 | 2763.4358
2079 | 1195.089 | 16.9468 | 0 | 75.5009 | 335.6194 | 46.5086 | 0.99484 | 276.3436 | -295.2734 | 0 | 456.6408 | 14.8599 | 18877.6875 | 2763.4358
2080 | 977.8001 | 13.8656 | 0 | 61.7735 | 271.9043 | 46.5086 | 0.99484 | 276.3436 | -236.2187 | 0 | 435.1718 | 13.1007 | 18890.7882 | 2763.4358
2081 | 760.5112 | 10.7844 | 0 | 48.0461 | 208.1892 | 46.5086 | 0.99484 | 276.3436 | -177.164 | 0 | 413.7027 | 11.5216 | 18902.3098 | 2763.4358
2082 | 543.2223 | 7.7031 | 0 | 34.3186 | 144.4742 | 46.5086 | 0.99484 | 276.3436 | -118.1093 | 0 | 392.2336 | 10.1056 | 18912.4154 | 2763.4358
2083 | 325.9334 | 4.6219 | 0 | 20.5912 | 80.7591 | 46.5086 | 0.99484 | 276.3436 | -59.0547 | 0 | 370.7645 | 8.837 | 18921.2524 | 2763.4358
2084 | 108.6445 | 1.5406 | 0 | 6.8637 | 17.044 | 46.5086 | 0.99484 | 276.3436 | -2.4158e-13 | 0 | 349.2954 | 7.7018 | 18928.9543 | 2763.4358
|  | IN SERVICE COST ($000) |  | 13817.1789
|  | IN SERVICE YEAR |  | 2035 |  | CAPITAL STRUCTURE
|  | BOOK LIFE (YRS) |  | 50 |  | SOURCE | WEIGHT | COST |  |  | K-FACTOR = CPWFC / IN-SVC COST = | 1.37
|  | EFFEC. TAX RATE |  | 25.35% |  | DEBT | 40.4% | 3.51%
|  | DISCOUNT RATE |  | 8.096% |  | P/S | 0% | 0%
|  | PROPERTY TAX |  | 1.683% |  | C/S | 59.6% | 10.6%
|  | PROPERTY INSURANCE |  | 0.036%
page 4a | PROGRAM NAME: (5): DEFERRED TAX AND MID-YEAR RATE BASE CALCULATION; BOC -15: PSC FORM CE 1.1A
|  |  |  | PROGRAM METHOD SELECTED: REV_REQ | [9 empty] | PAGE 2a OF 2
|  |  | PROGRAM NAME: | BOC
(1) | (2) | (3) | (4) | (5) | (6) | (7) | (8) | (9) | (10) | (11) | (12) | (13) | (14) | (15)
[6 empty] | BOOK | ACCUMULATED | DEFERRED
|  |  | ACCUMULATED |  | ACCUMULATED | DEPRECIATION | BOOK DEPR | TAX | TOTAL |  |  |  | ANNUAL | ACCUMULATED
| TAX | TAX | TAX | BOOK | BOOK | FOR | FOR | DUE TO | EQUITY | BOOK DEPR | (10)*(11) | SALVAGE | DEFERRED TAX | DEFERRED
| DEPRECIATION | DEPRECIATION | DEPRECIATION | DEPRECIATION | DEPRECIATION | DEFERRED TAX | DEFERRED TAX | DEPRECIATION | AFUDC | RATE | TAX RATE | TAX RATE | (9)-(12)+(13) | TAX
YEAR | SCHEDULE | $(000) | $(000) | $(000) | $(000) | $(000) | $(000) | $(000) | $(000) | MINUS 1/LIFE | $(000) | $(000) | $(000) | $(000)
2035 | 3.75% | 467.65 | 467.65 | 276.3436 | 276.3436 | 276.3436 | 276.3436 | 148.486 | 2167.017 | 0 | 0 | 0 | 148.486 | 356.4433 | 7
2036 | 7.219% | 900.2575 | 1367.9076 | 276.3436 | 552.6872 | 276.3436 | 552.6872 | -20.6296 | 2167.017 | 0 | 0 | 0 | -20.6296 | 335.8137
2037 | 6.677% | 832.6665 | 2200.5741 | 276.3436 | 829.0307 | 276.3436 | 829.0307 | -172.6142 | 2167.017 | 0 | 0 | 0 | -172.6142 | 163.1995
2038 | 6.177% | 770.3132 | 2970.8872 | 276.3436 | 1105.3743 | 276.3436 | 1105.3743 | -308.7954 | 2167.017 | 0 | 0 | 0 | -308.7954 | -145.596
2039 | 5.713% | 712.4493 | 3683.3365 | 276.3436 | 1381.7179 | 276.3436 | 1381.7179 | -430.311 | 2167.017 | 0 | 0 | 0 | -430.311 | -575.907
2040 | 5.285% | 659.0748 | 4342.4113 | 276.3436 | 1658.0615 | 276.3436 | 1658.0615 | -538.2989 | 2167.017 | 0 | 0 | 0 | -538.2989 | -1114.2059
2041 | 4.888% | 609.5662 | 4951.9775 | 276.3436 | 1934.405 | 276.3436 | 1934.405 | -633.7388 | 2167.017 | 0 | 0 | 0 | -633.7388 | -1747.9446
2042 | 4.522% | 563.9236 | 5515.9011 | 276.3436 | 2210.7486 | 276.3436 | 2210.7486 | -717.6105 | 2167.017 | 0 | 0 | 0 | -717.6105 | -2465.5552
2043 | 4.462% | 556.4412 | 6072.3423 | 276.3436 | 2487.0922 | 276.3436 | 2487.0922 | -799.5859 | 2167.017 | 0 | 0 | 0 | -799.5859 | -3265.141
2044 | 4.461% | 556.3165 | 6628.6588 | 276.3436 | 2763.4358 | 276.3436 | 2763.4358 | -881.5296 | 2167.017 | 0 | 0 | 0 | -881.5296 | -4146.6707
2045 | 4.462% | 556.4412 | 7185.1 | 276.3436 | 3039.7794 | 276.3436 | 3039.7794 | -963.505 | 2167.017 | 0 | 0 | 0 | -963.505 | -5110.1756
2046 | 4.461% | 556.3165 | 7741.4165 | 276.3436 | 3316.1229 | 276.3436 | 3316.1229 | -1045.4487 | 2167.017 | 0 | 0 | 0 | -1045.4487 | -6155.6244
2047 | 4.462% | 556.4412 | 8297.8577 | 276.3436 | 3592.4665 | 276.3436 | 3592.4665 | -1127.4241 | 2167.017 | 0 | 0 | 0 | -1127.4241 | -7283.0484
2048 | 4.461% | 556.3165 | 8854.1742 | 276.3436 | 3868.8101 | 276.3436 | 3868.8101 | -1209.3678 | 2167.017 | 0 | 0 | 0 | -1209.3678 | -8492.4162
2049 | 4.462% | 556.4412 | 9410.6154 | 276.3436 | 4145.1537 | 276.3436 | 4145.1537 | -1291.3432 | 2167.017 | 0 | 0 | 0 | -1291.3432 | -9783.7594
2050 | 4.461% | 556.3165 | 9966.9319 | 276.3436 | 4421.4973 | 276.3436 | 4421.4973 | -1373.2869 | 2167.017 | 0 | 0 | 0 | -1373.2869 | -11157.0463
2051 | 4.462% | 556.4412 | 10523.3731 | 276.3436 | 4697.8408 | 276.3436 | 4697.8408 | -1455.2623 | 2167.017 | 0 | 0 | 0 | -1455.2623 | -12612.3086
2052 | 4.461% | 556.3165 | 11079.6896 | 276.3436 | 4974.1844 | 276.3436 | 4974.1844 | -1537.206 | 2167.017 | 0 | 0 | 0 | -1537.206 | -14149.5146
2053 | 4.462% | 556.4412 | 11636.1308 | 276.3436 | 5250.528 | 276.3436 | 5250.528 | -1619.1814 | 2167.017 | 0 | 0 | 0 | -1619.1814 | -15768.696
2054 | 4.461% | 556.3165 | 12192.4473 | 276.3436 | 5526.8716 | 276.3436 | 5526.8716 | -1701.1251 | 2167.017 | 0 | 0 | 0 | -1701.1251 | -17469.8211
2055 | 2.231% | 278.2206 | 12470.6679 | 276.3436 | 5803.2151 | 276.3436 | 5803.2151 | -1712.5855 | 2167.017 | 0 | 0 | 0 | -1712.5855 | -19182.4065
2056 | 0% | 0 | 12470.6679 | 276.3436 | 6079.5587 | 276.3436 | 6079.5587 | -1653.5308 | 2167.017 | 0 | 0 | 0 | -1653.5308 | -20835.9373
2057 | 0% | 0 | 12470.6679 | 276.3436 | 6355.9023 | 276.3436 | 6355.9023 | -1594.4761 | 2167.017 | 0 | 0 | 0 | -1594.4761 | -22430.4134
2058 | 0% | 0 | 12470.6679 | 276.3436 | 6632.2459 | 276.3436 | 6632.2459 | -1535.4214 | 2167.017 | 0 | 0 | 0 | -1535.4214 | -23965.8349
2059 | 0% | 0 | 12470.6679 | 276.3436 | 6908.5895 | 276.3436 | 6908.5895 | -1476.3668 | 2167.017 | 0 | 0 | 0 | -1476.3668 | -25442.2016
2060 | 0% | 0 | 12470.6679 | 276.3436 | 7184.933 | 276.3436 | 7184.933 | -1417.3121 | 2167.017 | 0 | 0 | 0 | -1417.3121 | -26859.5137
2061 | 0% | 0 | 12470.6679 | 276.3436 | 7461.2766 | 276.3436 | 7461.2766 | -1358.2574 | 2167.017 | 0 | 0 | 0 | -1358.2574 | -28217.7711
2062 | 0% | 0 | 12470.6679 | 276.3436 | 7737.6202 | 276.3436 | 7737.6202 | -1299.2028 | 2167.017 | 0 | 0 | 0 | -1299.2028 | -29516.9739
2063 | 0% | 0 | 12470.6679 | 276.3436 | 8013.9638 | 276.3436 | 8013.9638 | -1240.1481 | 2167.017 | 0 | 0 | 0 | -1240.1481 | -30757.122
2064 | 0% | 0 | 12470.6679 | 276.3436 | 8290.3074 | 276.3436 | 8290.3074 | -1181.0934 | 2167.017 | 0 | 0 | 0 | -1181.0934 | -31938.2154
2065 | 0% | 0 | 12470.6679 | 276.3436 | 8566.6509 | 276.3436 | 8566.6509 | -1122.0387 | 2167.017 | 0 | 0 | 0 | -1122.0387 | -33060.2541
2066 | 0% | 0 | 12470.6679 | 276.3436 | 8842.9945 | 276.3436 | 8842.9945 | -1062.9841 | 2167.017 | 0 | 0 | 0 | -1062.9841 | -34123.2382
2067 | 0% | 0 | 12470.6679 | 276.3436 | 9119.3381 | 276.3436 | 9119.3381 | -1003.9294 | 2167.017 | 0 | 0 | 0 | -1003.9294 | -35127.1676
2068 | 0% | 0 | 12470.6679 | 276.3436 | 9395.6817 | 276.3436 | 9395.6817 | -944.8747 | 2167.017 | 0 | 0 | 0 | -944.8747 | -36072.0424
2069 | 0% | 0 | 12470.6679 | 276.3436 | 9672.0252 | 276.3436 | 9672.0252 | -885.8201 | 2167.017 | 0 | 0 | 0 | -885.8201 | -36957.8624
2070 | 0% | 0 | 12470.6679 | 276.3436 | 9948.3688 | 276.3436 | 9948.3688 | -826.7654 | 2167.017 | 0 | 0 | 0 | -826.7654 | -37784.6278
2071 | 0% | 0 | 12470.6679 | 276.3436 | 10224.7124 | 276.3436 | 10224.7124 | -767.7107 | 2167.017 | 0 | 0 | 0 | -767.7107 | -38552.3385
2072 | 0% | 0 | 12470.6679 | 276.3436 | 10501.056 | 276.3436 | 10501.056 | -708.656 | 2167.017 | 0 | 0 | 0 | -708.656 | -39260.9946
2073 | 0% | 0 | 12470.6679 | 276.3436 | 10777.3996 | 276.3436 | 10777.3996 | -649.6014 | 2167.017 | 0 | 0 | 0 | -649.6014 | -39910.5959
2074 | 0% | 0 | 12470.6679 | 276.3436 | 11053.7431 | 276.3436 | 11053.7431 | -590.5467 | 2167.017 | 0 | 0 | 0 | -590.5467 | -40501.1427
2075 | 0% | 0 | 12470.6679 | 276.3436 | 11330.0867 | 276.3436 | 11330.0867 | -531.492 | 2167.017 | 0 | 0 | 0 | -531.492 | -41032.6347
2076 | 0% | 0 | 12470.6679 | 276.3436 | 11606.4303 | 276.3436 | 11606.4303 | -472.4374 | 2167.017 | 0 | 0 | 0 | -472.4374 | -41505.0721
2077 | 0% | 0 | 12470.6679 | 276.3436 | 11882.7739 | 276.3436 | 11882.7739 | -413.3827 | 2167.017 | 0 | 0 | 0 | -413.3827 | -41918.4548
2078 | 0% | 0 | 12470.6679 | 276.3436 | 12159.1175 | 276.3436 | 12159.1175 | -354.328 | 2167.017 | 0 | 0 | 0 | -354.328 | -42272.7828
2079 | 0% | 0 | 12470.6679 | 276.3436 | 12435.461 | 276.3436 | 12435.461 | -295.2734 | 2167.017 | 0 | 0 | 0 | -295.2734 | -42568.0561
2080 | 0% | 0 | 12470.6679 | 276.3436 | 12711.8046 | 276.3436 | 12711.8046 | -236.2187 | 2167.017 | 0 | 0 | 0 | -236.2187 | -42804.2748
2081 | 0% | 0 | 12470.6679 | 276.3436 | 12988.1482 | 276.3436 | 12988.1482 | -177.164 | 2167.017 | 0 | 0 | 0 | -177.164 | -42981.4388
2082 | 0% | 0 | 12470.6679 | 276.3436 | 13264.4918 | 276.3436 | 13264.4918 | -118.1093 | 2167.017 | 0 | 0 | 0 | -118.1093 | -43099.5482
2083 | 0% | 0 | 12470.6679 | 276.3436 | 13540.8353 | 276.3436 | 13540.8353 | -59.0547 | 2167.017 | 0 | 0 | 0 | -59.0547 | -43158.6028
2084 | 0% | 0 | 12470.6679 | 276.3436 | 13817.1789 | 276.3436 | 13817.1789 | -2.4158e-13 | 2167.017 | 0 | 0 | 0 | -2.4158e-13 | -43158.6028
| SALVAGE / REMOVAL COST |  |  |  | 0
| YEAR SALVAGE / COST OF REMOVAL |  |  |  | 2084
| DEFERRED TAXES DURING CONSTRUCTION (SEE PAGE 5) |  |  |  | 207.9573
| TOTAL EQUITY AFUDC CAPITALIZED (SEE PAGE 5) |  |  |  | 2167.017
| BOOK DEPRECIATION RATE - 1/USEFUL LIFE |  |  |  | 2%
page 4b |  |  |  | DEFERRED TAX AND MID-YEAR RATE BASE CALCULATION | [9 empty] | PSC FORM CE 1.1A
|  |  |  | PROGRAM METHOD SELECTED: REV_REQ | [9 empty] | PAGE 2b OF 2
|  |  | PROGRAM NAME: | BOC
(1) | (2) | (3) | (4) | (5) | (5a)* | (5b)* | (6) | (7) | (8)
END
OF YEAR
|  |  |  | NET |  |  | BEGINNING | ENDING OF
| TAX | TAX | DEFERRED | PLANT IN | ACCUMULATED | ACCUMULATED | YEAR RATE | YEAR RATE | MID-YEAR
| DEPRECIATION | DEPRECIATION | TAX | SERVICE | DEPRECIATION | DEF TAXES | BASE | BASE | RATE BASE
YEAR | SCHEDULE | $(000) | $(000) | $(000) | $(000) | $(000) | $(000) | $(000) | $(000)
2035 | 3.75% | 467.65 | 148.486 | 13540.8353 | 276.3436 | 356.4433 | 14025.1362 | 13689.3214 | 13857.2288
2036 | 7.219% | 900.2575 | -20.6296 | 13264.4918 | 552.6872 | 335.8137 | 13689.3214 | 13243.8622 | 13466.5918
2037 | 6.677% | 832.6665 | -172.6142 | 12988.1482 | 829.0307 | 163.1995 | 13243.8622 | 12815.534 | 13029.6981
2038 | 6.177% | 770.3132 | -308.7954 | 12711.8046 | 1105.3743 | -145.596 | 12815.534 | 12403.0092 | 12609.2716
2039 | 5.713% | 712.4493 | -430.311 | 12435.461 | 1381.7179 | -575.907 | 12403.0092 | 12005.15 | 12204.0796
2040 | 5.285% | 659.0748 | -538.2989 | 12159.1175 | 1658.0615 | -1114.2059 | 12005.15 | 11620.8186 | 11812.9843
2041 | 4.888% | 609.5662 | -633.7388 | 11882.7739 | 1934.405 | -1747.9446 | 11620.8186 | 11249.0351 | 11434.9268
2042 | 4.522% | 563.9236 | -717.6105 | 11606.4303 | 2210.7486 | -2465.5552 | 11249.0351 | 10888.8198 | 11068.9274
2043 | 4.462% | 556.4412 | -799.5859 | 11330.0867 | 2487.0922 | -3265.141 | 10888.8198 | 10530.5008 | 10709.6603
2044 | 4.461% | 556.3165 | -881.5296 | 11053.7431 | 2763.4358 | -4146.6707 | 10530.5008 | 10172.2135 | 10351.3572
2045 | 4.462% | 556.4412 | -963.505 | 10777.3996 | 3039.7794 | -5110.1756 | 10172.2135 | 9813.8946 | 9993.054
2046 | 4.461% | 556.3165 | -1045.4487 | 10501.056 | 3316.1229 | -6155.6244 | 9813.8946 | 9455.6073 | 9634.7509
2047 | 4.462% | 556.4412 | -1127.4241 | 10224.7124 | 3592.4665 | -7283.0484 | 9455.6073 | 9097.2883 | 9276.4478
2048 | 4.461% | 556.3165 | -1209.3678 | 9948.3688 | 3868.8101 | -8492.4162 | 9097.2883 | 8739.001 | 8918.1447
2049 | 4.462% | 556.4412 | -1291.3432 | 9672.0252 | 4145.1537 | -9783.7594 | 8739.001 | 8380.6821 | 8559.8415
2050 | 4.461% | 556.3165 | -1373.2869 | 9395.6817 | 4421.4973 | -11157.0463 | 8380.6821 | 8022.3948 | 8201.5384
2051 | 4.462% | 556.4412 | -1455.2623 | 9119.3381 | 4697.8408 | -12612.3086 | 8022.3948 | 7664.0758 | 7843.2353
2052 | 4.461% | 556.3165 | -1537.206 | 8842.9945 | 4974.1844 | -14149.5146 | 7664.0758 | 7305.7885 | 7484.9322
2053 | 4.462% | 556.4412 | -1619.1814 | 8566.6509 | 5250.528 | -15768.696 | 7305.7885 | 6947.4696 | 7126.629
2054 | 4.461% | 556.3165 | -1701.1251 | 8290.3074 | 5526.8716 | -17469.8211 | 6947.4696 | 6589.1822 | 6768.3259
2055 | 2.231% | 278.2206 | -1712.5855 | 8013.9638 | 5803.2151 | -19182.4065 | 6589.1822 | 6301.3783 | 6445.2803
2056 | 0% | 0 | -1653.5308 | 7737.6202 | 6079.5587 | -20835.9373 | 6301.3783 | 6084.0894 | 6192.7339
2057 | 0% | 0 | -1594.4761 | 7461.2766 | 6355.9023 | -22430.4134 | 6084.0894 | 5866.8005 | 5975.445
2058 | 0% | 0 | -1535.4214 | 7184.933 | 6632.2459 | -23965.8349 | 5866.8005 | 5649.5116 | 5758.1561
2059 | 0% | 0 | -1476.3668 | 6908.5895 | 6908.5895 | -25442.2016 | 5649.5116 | 5432.2227 | 5540.8671
2060 | 0% | 0 | -1417.3121 | 6632.2459 | 7184.933 | -26859.5137 | 5432.2227 | 5214.9338 | 5323.5782
2061 | 0% | 0 | -1358.2574 | 6355.9023 | 7461.2766 | -28217.7711 | 5214.9338 | 4997.6449 | 5106.2893
2062 | 0% | 0 | -1299.2028 | 6079.5587 | 7737.6202 | -29516.9739 | 4997.6449 | 4780.356 | 4889.0004
2063 | 0% | 0 | -1240.1481 | 5803.2151 | 8013.9638 | -30757.122 | 4780.356 | 4563.0671 | 4671.7115
2064 | 0% | 0 | -1181.0934 | 5526.8716 | 8290.3074 | -31938.2154 | 4563.0671 | 4345.7782 | 4454.4226
2065 | 0% | 0 | -1122.0387 | 5250.528 | 8566.6509 | -33060.2541 | 4345.7782 | 4128.4892 | 4237.1337
2066 | 0% | 0 | -1062.9841 | 4974.1844 | 8842.9945 | -34123.2382 | 4128.4892 | 3911.2003 | 4019.8448
2067 | 0% | 0 | -1003.9294 | 4697.8408 | 9119.3381 | -35127.1676 | 3911.2003 | 3693.9114 | 3802.5559
2068 | 0% | 0 | -944.8747 | 4421.4973 | 9395.6817 | -36072.0424 | 3693.9114 | 3476.6225 | 3585.267
2069 | 0% | 0 | -885.8201 | 4145.1537 | 9672.0252 | -36957.8624 | 3476.6225 | 3259.3336 | 3367.9781
2070 | 0% | 0 | -826.7654 | 3868.8101 | 9948.3688 | -37784.6278 | 3259.3336 | 3042.0447 | 3150.6892
2071 | 0% | 0 | -767.7107 | 3592.4665 | 10224.7124 | -38552.3385 | 3042.0447 | 2824.7558 | 2933.4003
2072 | 0% | 0 | -708.656 | 3316.1229 | 10501.056 | -39260.9946 | 2824.7558 | 2607.4669 | 2716.1113
2073 | 0% | 0 | -649.6014 | 3039.7794 | 10777.3996 | -39910.5959 | 2607.4669 | 2390.178 | 2498.8224
2074 | 0% | 0 | -590.5467 | 2763.4358 | 11053.7431 | -40501.1427 | 2390.178 | 2172.8891 | 2281.5335
2075 | 0% | 0 | -531.492 | 2487.0922 | 11330.0867 | -41032.6347 | 2172.8891 | 1955.6002 | 2064.2446
2076 | 0% | 0 | -472.4374 | 2210.7486 | 11606.4303 | -41505.0721 | 1955.6002 | 1738.3113 | 1846.9557
2077 | 0% | 0 | -413.3827 | 1934.405 | 11882.7739 | -41918.4548 | 1738.3113 | 1521.0224 | 1629.6668
2078 | 0% | 0 | -354.328 | 1658.0615 | 12159.1175 | -42272.7828 | 1521.0224 | 1303.7334 | 1412.3779
2079 | 0% | 0 | -295.2734 | 1381.7179 | 12435.461 | -42568.0561 | 1303.7334 | 1086.4445 | 1195.089
2080 | 0% | 0 | -236.2187 | 1105.3743 | 12711.8046 | -42804.2748 | 1086.4445 | 869.1556 | 977.8001
2081 | 0% | 0 | -177.164 | 829.0307 | 12988.1482 | -42981.4388 | 869.1556 | 651.8667 | 760.5112
2082 | 0% | 0 | -118.1093 | 552.6872 | 13264.4918 | -43099.5482 | 651.8667 | 434.5778 | 543.2223
2083 | 0% | 0 | -59.0547 | 276.3436 | 13540.8353 | -43158.6028 | 434.5778 | 217.2889 | 325.9334
2084 | 0% | 0 | -2.4158e-13 | -6.8212e-12 | 13817.1789 | -43158.6028 | 217.2889 | -5.6986e-12 | 108.6445
* Column not specified in workbook
(1): page 5 |  |  |  |  | PSC FORM CE 1.1B
PAGE 1 OF 1
(1) | (2) | (3) | (4) | (5) | (6) | (7)
| NO.YEARS | PLANT | CUMULATIVE | YEARLY | ANNUAL | CUMULATIVE
| BEFORE | ESCALATION | ESCALATION | EXPENDITURE | SPENDING | AVERAGE SPENDING
YEAR | IN-SERVICE | RATE | FACTOR | (%) | ($/kW) | ($/kW)
2023 | -12 | 0% | 1 | 0 | 0 | 0
2024 | -11 | 2.5% | 1.025 | 0 | 0 | 0
2025 | -10 | 2.5% | 1.0506 | 0 | 0 | 0
2026 | -9 | 2.5% | 1.0769 | 0 | 0 | 0
2027 | -8 | 2.5% | 1.1038 | 0 | 0 | 0
2028 | -7 | 2.5% | 1.1314 | 0 | 0 | 0
2029 | -6 | 2.5% | 1.1597 | 0 | 0 | 0
2030 | -5 | 2.5% | 1.1887 | 43.903 | 410.3701 | 205.185
2031 | -4 | 2.5% | 1.2184 | 38.3775 | 367.6895 | 594.2148
2032 | -3 | 2.5% | 1.2489 | 17.7195 | 174.0124 | 865.0657
2033 | -2 | 2% | 1.2738 | 0 | 0 | 952.0719
2034 | -1 | 2% | 1.2993 | 0 | 0 | 952.0719
|  |  |  | 100 | 952.0719
|  | (8) | (8a)* | (8b)* | (9) | (9a)* | (9b)* | (9c)* | (9d)* | (9e)* | (10) | (11)
(3): CUMULATIVE; (5): CUMULATIVE; (6): YEARLY; (7): CUMULATIVE | CONSTRUCTION |  |  | CUMULATIVE | INCREMENTAL | CUMULATIVE
| NO.YEARS | SPENDING | DEBT | DEBT | TOTAL | TOTAL | PERIOD | CUMULATIVE | DEFERRED | DEFERRED | YEAR-END | YEAR-END
| BEFORE | WITH AFUDC | AFUDC | AFUDC | AFUDC | AFUDC | INTEREST | CPI | TAXES | TAXES | BOOK VALUE | BOOK VALUE
YEAR | IN-SERVICE | ($/kW) | ($/kW) | ($/kW) | ($/kW) | ($/kW) | ($/kW) | ($/kW) | ($/kW) | ($/kW) | ($/kW) | ($/kW)
2023 | -12 | 0 | 0 | 0 | 0 | 0 | 0 | 0 | 0 | 0 | 0 | 0
2024 | -11 | 0 | 0 | 0 | 0 | 0 | 0 | 0 | 0 | 0 | 0 | 0
2025 | -10 | 0 | 0 | 0 | 0 | 0 | 0 | 0 | 0 | 0 | 0 | 0
2026 | -9 | 0 | 0 | 0 | 0 | 0 | 0 | 0 | 0 | 0 | 0 | 0
2027 | -8 | 0 | 0 | 0 | 0 | 0 | 0 | 0 | 0 | 0 | 0 | 0
2028 | -7 | 0 | 0 | 0 | 0 | 0 | 0 | 0 | 0 | 0 | 0 | 0
2029 | -6 | 0 | 0 | 0 | 0 | 0 | 0 | 0 | 0 | 0 | 0 | 0
2030 | -5 | 205.185 | 2.8726 | 2.8726 | 12.7625 | 12.7625 | 7.202 | 7.202 | 1.0973 | 1.0973 | 423.1326 | 423.1326
2031 | -4 | 606.9773 | 8.4823 | 11.3549 | 37.6857 | 50.4482 | 20.8569 | 28.0589 | 3.1363 | 4.2336 | 405.3752 | 828.5078
2032 | -3 | 915.514 | 12.7579 | 24.1128 | 56.6816 | 107.1299 | 30.3638 | 58.4227 | 4.4622 | 8.6958 | 230.694 | 1059.2018
2033 | -2 | 1059.2018 | 14.7071 | 38.8199 | 65.3415 | 172.4714 | 33.4177 | 91.8405 | 4.7422 | 13.4381 | 65.3415 | 1124.5433
2034 | -1 | 1124.5433 | 15.5555 | 54.3754 | 69.1107 | 241.5821 | 33.4177 | 125.2582 | 4.5272 | 17.9652 | 69.1107 | 1193.654
(4): 54.3754; (6): 241.5821 | 125.2582 |  | 17.9652 |  | 1193.654
BOOK BASIS
[7 empty] | BOOK BASIS | FOR DEF TAX | TAX BASIS
(6): CONSTRUCTION CASH | 11020.7379 | 11020.7379 | 11020.7379
(6): EQUITY AFUDC | 2167.017
(6): DEBT AFUDC | 629.424 | 629.424
(2): IN SERVICE YEAR; (4): 2035; (6): CPI |  |  | 1449.93
| PLANT COSTS |  | 786.3466 |  | ITC Basis Reduction (Solar)
(2): AFUDC RATE; (4): 6.22%; (6): TOTAL | 13817.1789 | 11650.1619 | 12470.6679 |  | * Column not specified in workbook
(1): page 6; (6): INPUT DATA -- PART 2 | [7 empty] | PSC FORM CE 1.2
(6): PROGRAM METHOD SELECTED : REV_REQ | [7 empty] | PAGE 1 OF 1
|  |  |  | PROGRAM NAME: | BOC
(1) | (2) | (3) | (4) | (5) | (6)* | (7) | (8) | (9)
UTILITY
| CUMULATIVE | ADJUSTED | AVERAGE | AVOIDED | INCREASED |  | PROGRAM | PROGRAM
| TOTAL | CUMULATIVE | SYSTEM | MARGINAL | MARGINAL | REPLACEMENT | KW | kWH
| PARTICIPATING | PARTICIPATING | FUEL COST | FUEL COST | FUEL COST | FUEL COST | EFFECTIVENESS | EFFECTIVENESS
YEAR | CUSTOMERS | CUSTOMERS | (C/kWh) | (C/kWh) | (C/kWh) | (C/kWh) | FACTOR | FACTOR
2023 | 0 | 0 | 2.1107 | 2.8192 | 2.1107 | 0 | 1 | 1
2024 | 0 | 0 | 2.6607 | 4.004 | 2.6607 | 0 | 1 | 1
2025 | 1090 | 1090 | 2.9695 | 4.0819 | 2.9695 | 0 | 1 | 1
2026 | 2171 | 2171 | 3.4117 | 4.2157 | 3.4117 | 0 | 1 | 1
2027 | 3243 | 3243 | 3.3657 | 3.7854 | 3.3657 | 0 | 1 | 1
2028 | 4308 | 4308 | 3.5114 | 3.9701 | 3.5114 | 0 | 1 | 1
2029 | 5366 | 5366 | 3.5913 | 4.1195 | 3.5913 | 0 | 1 | 1
2030 | 6418 | 6418 | 3.292 | 3.8587 | 3.292 | 0 | 1 | 1
2031 | 7464 | 7464 | 3.0693 | 3.8401 | 3.0693 | 0 | 1 | 1
2032 | 8505 | 8505 | 2.9515 | 3.7668 | 2.9515 | 0 | 1 | 1
2033 | 9540.9361 | 9540.9361 | 3.334 | 3.9619 | 3.334 | 6.8825 | 1 | 1
2034 | 10572.7285 | 10572.7285 | 3.5332 | 4.2021 | 3.5332 | 6.9767 | 1 | 1
2035 | 10572.7285 | 10572.7285 | 3.8608 | 4.3779 | 3.8608 | 7.1294 | 1 | 1
2036 | 10572.7285 | 10572.7285 | 4.0027 | 4.5112 | 4.0027 | 6.9828 | 1 | 1
2037 | 10572.7285 | 10572.7285 | 4.1974 | 4.6584 | 4.1974 | 7.1471 | 1 | 1
2038 | 10572.7285 | 10572.7285 | 4.5318 | 5.0904 | 4.5318 | 7.2249 | 1 | 1
2039 | 10572.7285 | 10572.7285 | 4.7163 | 5.2542 | 4.7163 | 7.1579 | 1 | 1
2040 | 10572.7285 | 10572.7285 | 5.0571 | 5.5379 | 5.0571 | 7.3834 | 1 | 1
2041 | 10572.7285 | 10572.7285 | 5.3851 | 5.952 | 5.3851 | 7.5063 | 1 | 1
2042 | 10572.7285 | 10572.7285 | 5.4894 | 6.216 | 5.4894 | 7.5907 | 1 | 1
2043 | 10572.7285 | 10572.7285 | 5.722 | 6.0514 | 5.722 | 7.8225 | 1 | 1
2044 | 10572.7285 | 10572.7285 | 6.1136 | 6.5912 | 6.1136 | 8.0846 | 1 | 1
2045 | 10572.7285 | 10572.7285 | 6.4999 | 7.1445 | 6.4999 | 8.4913 | 1 | 1
2046 | 10572.7285 | 10572.7285 | 6.711 | 7.2494 | 6.711 | 8.361 | 1 | 1
2047 | 10572.7285 | 10572.7285 | 7.0712 | 7.315 | 7.0712 | 8.8452 | 1 | 1
2048 | 10572.7285 | 10572.7285 | 7.4142 | 7.8122 | 7.4142 | 9.2397 | 1 | 1
2049 | 10572.7285 | 10572.7285 | 7.8908 | 8.2804 | 7.8908 | 9.5526 | 1 | 1
2050 | 10572.7285 | 10572.7285 | 8.5419 | 9.1521 | 8.5419 | 10.0912 | 1 | 1
2051 | 10572.7285 | 10572.7285 | 8.4856 | 9.0627 | 8.4856 | 10.1556 | 1 | 1
2052 | 10572.7285 | 10572.7285 | 8.5408 | 9.0691 | 8.5408 | 10.0773 | 1 | 1
2053 | 10572.7285 | 10572.7285 | 8.5762 | 9.0174 | 8.5762 | 10.0634 | 1 | 1
2054 | 10572.7285 | 10572.7285 | 8.6113 | 8.8989 | 8.6113 | 9.8472 | 1 | 1
2055 | 10572.7285 | 10572.7285 | 8.5691 | 8.9924 | 8.5691 | 9.9113 | 1 | 1
2056 | 10572.7285 | 10572.7285 | 8.5437 | 8.9151 | 8.5437 | 9.7266 | 1 | 1
2057 | 10572.7285 | 10572.7285 | 8.5899 | 8.7863 | 8.5899 | 9.8003 | 1 | 1
2058 | 10572.7285 | 10572.7285 | 8.5125 | 8.6718 | 8.5125 | 9.5906 | 1 | 1
2059 | 10572.7285 | 10572.7285 | 8.5501 | 8.8089 | 8.5501 | 9.6304 | 1 | 1
2060 | 10572.7285 | 10572.7285 | 8.5885 | 8.7922 | 8.5885 | 9.5391 | 1 | 1
2061 | 10572.7285 | 10572.7285 | 8.4296 | 8.5592 | 8.4296 | 9.4471 | 1 | 1
2062 | 10572.7285 | 10572.7285 | 8.4175 | 8.7471 | 8.4175 | 9.2658 | 1 | 1
2063 | 10572.7285 | 10572.7285 | 8.4946 | 8.8115 | 8.4946 | 9.7339 | 1 | 1
2064 | 10572.7285 | 10572.7285 | 8.4747 | 8.4493 | 8.4747 | 9.6201 | 1 | 1
2065 | 10572.7285 | 10572.7285 | 8.3716 | 8.6114 | 8.3716 | 9.4973 | 1 | 1
2066 | 10572.7285 | 10572.7285 | 8.3231 | 8.5174 | 8.3231 | 9.4862 | 1 | 1
2067 | 10572.7285 | 10572.7285 | 8.3315 | 8.5094 | 8.3315 | 9.4654 | 1 | 1
2068 | 10572.7285 | 10572.7285 | 8.3868 | 8.39 | 8.3868 | 9.4211 | 1 | 1
2069 | 10572.7285 | 10572.7285 | 8.3868 | 8.39 | 8.3868 | 9.5006 | 1 | 1
2070 | 10572.7285 | 10572.7285 | 8.3868 | 8.39 | 8.3868 | 9.299 | 1 | 1
2071 | 10572.7285 | 10572.7285 | 8.3868 | 8.39 | 8.3868 | 9.2593 | 1 | 1
2072 | 10572.7285 | 10572.7285 | 8.3868 | 8.39 | 8.3868 | 9.2196 | 1 | 1
2073 | 10572.7285 | 10572.7285 | 8.3868 | 8.39 | 8.3868 | 9.18 | 1 | 1
2074 | 10572.7285 | 10572.7285 | 8.3868 | 8.39 | 8.3868 | 9.18 | 1 | 1
2075 | 10572.7285 | 10572.7285 | 8.3868 | 8.39 | 8.3868 | 9.18 | 1 | 1
2076 | 10572.7285 | 10572.7285 | 8.3868 | 8.39 | 8.3868 | 9.18 | 1 | 1
2077 | 10572.7285 | 10572.7285 | 8.3868 | 8.39 | 8.3868 | 9.18 | 1 | 1
2078 | 10572.7285 | 10572.7285 | 8.3868 | 8.39 | 8.3868 | 9.18 | 1 | 1
2079 | 10572.7285 | 10572.7285 | 8.3868 | 8.39 | 8.3868 | 9.18 | 1 | 1
2080 | 10572.7285 | 10572.7285 | 8.3868 | 8.39 | 8.3868 | 9.18 | 1 | 1
2081 | 10572.7285 | 10572.7285 | 8.3868 | 8.39 | 8.3868 | 9.18 | 1 | 1
2082 | 10572.7285 | 10572.7285 | 8.3868 | 8.39 | 8.3868 | 9.18 | 1 | 1
* THIS COLUMN IS USED ONLY FOR LOAD SHIFTING PROGRAMS WHICH SHIFT CONSUMPTION TO OFF-PEAK PERIODS.
THE VALUES REPRESENT THE OFF PEAK SYSTEM FUEL COSTS.
(1): page 7; (4): AVOIDED GENERATING BENEFITS | [5 empty] | PSC FORM CE 2.1
(4): PROGRAM METHOD SELECTED: REV_REQ | [5 empty] | PAGE 1 OF 1
|  | PROGRAM NAME: | BOC
| (2) | (3) | (4) | (5) | (6) | (7)
AVOIDED
| GEN UNIT | AVOIDED | AVOIDED | AVOIDED |  | AVOIDED
| CAPACITY | GEN UNIT | GEN UNIT | GEN UNIT | REPLACEMENT | GEN UNIT
| COST | FIXED O&M | VARIABLE O&M | FUEL COST | FUEL COST | BENEFITS
YEAR | $(000) | $(000) | $(000) | $(000) | $(000) | $(000)
2023 | 0 | 0 | 0 | 0 | 0 | 0
2024 | 0 | 0 | 0 | 0 | 0 | 0
2025 | 0 | 0 | 0 | 0 | 0 | 0
2026 | 0 | 0 | 0 | 0 | 0 | 0
2027 | 0 | 0 | 0 | 0 | 0 | 0
2028 | 0 | 0 | 0 | 0 | 0 | 0
2029 | 0 | 0 | 0 | 0 | 0 | 0
2030 | 0 | 0 | 0 | 0 | 0 | 0
2031 | 0 | 0 | 0 | 0 | 0 | 0
2032 | 0 | 0 | 0 | 0 | 0 | 0
2033 | 0 | 0 | 0 | 0 | 0 | 0
2034 | 0 | 0 | 0 | 0 | 0 | 0
2035 | 1897.729 | 184.7572 | 7.049 | 4283.5607 | 4699.0803 | 1674.0155
2036 | 1854.382 | 189.3761 | 7.781 | 4520.7898 | 4956.4873 | 1615.8416
2037 | 1806.4647 | 194.1105 | 8.0894 | 4695.5251 | 5145.548 | 1558.6418
2038 | 1760.1744 | 198.9633 | 8.642 | 4941.2011 | 5421.3718 | 1487.609
2039 | 1715.3893 | 203.9374 | 9.2172 | 5143.8624 | 5588.813 | 1483.5932
2040 | 1671.9971 | 209.0358 | 9.5703 | 5352.2428 | 5839.8108 | 1403.0351
2041 | 1629.893 | 214.2617 | 10.3126 | 5724.833 | 6241.4577 | 1337.8426
2042 | 1588.9803 | 219.6183 | 10.4415 | 5706.7632 | 6234.6643 | 1291.139
2043 | 1548.7328 | 225.1087 | 10.7026 | 5894.8532 | 6425.0144 | 1254.3828
2044 | 1508.5806 | 230.7364 | 11.241 | 6202.8404 | 6804.2679 | 1149.1305
2045 | 1468.4283 | 236.5048 | 11.6608 | 6643.8362 | 7232.6337 | 1127.7965
2046 | 1428.2761 | 242.4175 | 12.2369 | 6659.0059 | 7291.2094 | 1050.727
2047 | 1388.1238 | 248.4779 | 12.5429 | 7051.4303 | 7713.4655 | 987.1094
2048 | 1347.9716 | 254.6898 | 12.7069 | 7303.8595 | 7963.8586 | 955.3693
2049 | 1307.8193 | 261.0571 | 13.3311 | 7679.5019 | 8427.2831 | 834.4264
2050 | 1267.6671 | 267.5835 | 13.8214 | 8137.1986 | 9004.7165 | 681.5541
2051 | 1227.5148 | 274.2731 | 14.1669 | 8246.9557 | 9062.2107 | 700.6999
2052 | 1187.3626 | 281.1299 | 14.3561 | 8056.1989 | 8890.1403 | 648.9073
2053 | 1147.2103 | 288.1582 | 15.0533 | 8181.8356 | 9081.9846 | 550.2728
2054 | 1107.0581 | 295.3621 | 15.603 | 8116.7966 | 8986.6903 | 548.1294
2055 | 1070.3894 | 302.7462 | 15.9931 | 8112.2335 | 9045.2212 | 456.1409
2056 | 1040.6864 | 310.3148 | 16.3929 | 7958.0016 | 8876.6719 | 448.7238
2057 | 1014.467 | 318.0727 | 16.9894 | 8119.3215 | 9043.2716 | 425.5789
2058 | 988.2475 | 326.0245 | 17.6055 | 8020.1 | 8947.0464 | 404.9311
2059 | 962.0281 | 334.1751 | 17.8495 | 7965.2214 | 8886.5406 | 392.7335
2060 | 935.8087 | 342.5295 | 18.2957 | 7868.3321 | 8802.2639 | 362.7022
2061 | 909.5892 | 351.0928 | 18.547 | 7716.1586 | 8621.5756 | 373.8121
2062 | 883.3698 | 359.8701 | 19.2219 | 7728.9961 | 8550.0586 | 441.3993
2063 | 857.1504 | 368.8668 | 19.7025 | 8116.5532 | 8982.0277 | 380.2452
2064 | 830.9309 | 378.0885 | 20.417 | 8008.9052 | 8974.531 | 263.8107
2065 | 804.7115 | 387.5407 | 20.6999 | 7908.9333 | 8763.721 | 358.1644
2066 | 778.4921 | 397.2292 | 21.2174 | 7868.3321 | 8753.4708 | 311.8
2067 | 752.2726 | 407.16 | 21.7479 | 7909.8561 | 8734.2042 | 356.8324
2068 | 726.0532 | 417.339 | 22.2916 | 7846.186 | 8693.3606 | 318.5091
2069 | 699.8338 | 427.7724 | 22.8489 | 7928.3112 | 8766.7515 | 312.0147
2070 | 673.6144 | 438.4667 | 23.4201 | 7682.8583 | 8580.6586 | 237.7009
2071 | 647.3949 | 449.4284 | 24.0056 | 7637.6433 | 8544.0578 | 214.4144
2072 | 621.1755 | 460.6641 | 24.6057 | 7592.4283 | 8507.4609 | 191.4128
2073 | 594.9561 | 472.1807 | 25.2209 | 7547.2134 | 8470.8679 | 168.7031
2074 | 568.7366 | 483.9852 | 25.8514 | 7547.2134 | 8470.8679 | 154.9187
2075 | 542.5172 | 496.0849 | 26.4977 | 7547.2134 | 8470.8679 | 141.4452
2076 | 521.0481 | 508.487 | 27.1601 | 7547.2134 | 8470.8679 | 133.0407
2077 | 499.579 | 521.1992 | 27.8391 | 7547.2134 | 8470.8679 | 124.9628
2078 | 478.1099 | 534.2292 | 28.5351 | 7547.2134 | 8470.8679 | 117.2196
2079 | 456.6408 | 547.5849 | 29.2485 | 7547.2134 | 8470.8679 | 109.8196
2080 | 435.1718 | 561.2745 | 29.9797 | 7547.2134 | 8470.8679 | 102.7714
2081 | 413.7027 | 575.3064 | 30.7292 | 7547.2134 | 8470.8679 | 96.0837
2082 | 392.2336 | 589.689 | 31.4974 | 7547.2134 | 8470.8679 | 89.7655
NOM | 49958.6667 | 16786.962 | 872.9363 | 346003.5962 | 383792.2815 | 29829.8797
NPV | 7431.0324 | 1293.0198 | 62.8925 | 31975.0519 | 35176.3426 | 5585.654
page 8 | BOC (5): AVOIDED T&D AND PROGRAM FUEL SAVINGS | [7 empty] | PSC FORM CE 2.2
| BOC (5): PROGRAM METHOD SELECTED: REV_REQ | [7 empty] | PAGE 1 OF 1
|  |  | PROGRAM NAME : | BOC
(1) | (2) | (3) | (4) | (5) | (6) | (7) | (8) | (8a)*
|  |  | TOTAL |  |  | TOTAL
| AVOIDED | AVOIDED | AVOIDED | AVOIDED | AVOIDED | AVOIDED |  | PROGRAM
| TRANSMISSION | TRANSMISSION | TRANSMISSION | DISTRIBUTION | DISTRIBUTION | DISTRIBUTION | PROGRAM | OFF-PEAK
| CAP COST | O&M COST | COST | CAP COST | O&M COST | COST | FUEL SAVINGS | PAYBACK
YEAR | $(000) | $(000) | $(000) | $(000) | $(000) | $(000) | $(000) | $(000)
2023 | 0 | 0 | 0 | 0 | 0 | 0 | 0 | 0
2024 | 0 | 0 | 0 | 0 | 0 | 0 | 0 | 0
2025 | 0 | 0 | 0 | 0 | 0 | 0 | 0.024823 | 0
2026 | 0 | 0 | 0 | 0 | 0 | 0 | 0.07548 | 0
2027 | 0 | 0 | 0 | 0 | 0 | 0 | 0.11075 | 0
2028 | 0 | 0 | 0 | 0 | 0 | 0 | 0.16216 | 0
2029 | 0 | 0 | 0 | 0 | 0 | 0 | 0.21611 | 0
2030 | 0 | 0 | 0 | 0 | 0 | 0 | 0.2475 | 0
2031 | 0 | 0 | 0 | 0 | 0 | 0 | 0.29327 | 0
2032 | 0 | 0 | 0 | 0 | 0 | 0 | 0.33194 | 0
2033 | 0 | 0 | 0 | 0 | 0 | 0 | 0.39005 | 0
2034 | 0 | 0 | 0 | 0 | 0 | 0 | 0.46118 | 0
2035 | 0 | 0 | 0 | 0 | 0 | 0 | 0.501 | 0
2036 | 0 | 0 | 0 | 0 | 0 | 0 | 0.5157 | 0
2037 | 0 | 0 | 0 | 0 | 0 | 0 | 0.53105 | 0
2038 | 0 | 0 | 0 | 0 | 0 | 0 | 0.58155 | 0
2039 | 0 | 0 | 0 | 0 | 0 | 0 | 0.59939 | 0
2040 | 0 | 0 | 0 | 0 | 0 | 0 | 0.62978 | 0
2041 | 0 | 0 | 0 | 0 | 0 | 0 | 0.67802 | 0
2042 | 0 | 0 | 0 | 0 | 0 | 0 | 0.71117 | 0
2043 | 0 | 0 | 0 | 0 | 0 | 0 | 0.68369 | 0
2044 | 0 | 0 | 0 | 0 | 0 | 0 | 0.74739 | 0
2045 | 0 | 0 | 0 | 0 | 0 | 0 | 0.81303 | 0
2046 | 0 | 0 | 0 | 0 | 0 | 0 | 0.82233 | 0
2047 | 0 | 0 | 0 | 0 | 0 | 0 | 0.82292 | 0
2048 | 0 | 0 | 0 | 0 | 0 | 0 | 0.882 | 0
2049 | 0 | 0 | 0 | 0 | 0 | 0 | 0.93413 | 0
2050 | 0 | 0 | 0 | 0 | 0 | 0 | 1.0366 | 0
2051 | 0 | 0 | 0 | 0 | 0 | 0 | 1.0258 | 0
2052 | 0 | 0 | 0 | 0 | 0 | 0 | 1.0254 | 0
2053 | 0 | 0 | 0 | 0 | 0 | 0 | 1.0176 | 0
2054 | 0 | 0 | 0 | 0 | 0 | 0 | 1.0009 | 0
2055 | 0 | 0 | 0 | 0 | 0 | 0 | 1.0144 | 0
2056 | 0 | 0 | 0 | 0 | 0 | 0 | 1.0046 | 0
2057 | 0 | 0 | 0 | 0 | 0 | 0 | 0.98622 | 0
2058 | 0 | 0 | 0 | 0 | 0 | 0 | 0.97258 | 0
2059 | 0 | 0 | 0 | 0 | 0 | 0 | 0.99019 | 0
2060 | 0 | 0 | 0 | 0 | 0 | 0 | 0.98705 | 0
2061 | 0 | 0 | 0 | 0 | 0 | 0 | 0.95932 | 0
2062 | 0 | 0 | 0 | 0 | 0 | 0 | 0.98489 | 0
2063 | 0 | 0 | 0 | 0 | 0 | 0 | 0.99181 | 0
2064 | 0 | 0 | 0 | 0 | 0 | 0 | 0.9435 | 0
2065 | 0 | 0 | 0 | 0 | 0 | 0 | 0.96768 | 0
2066 | 0 | 0 | 0 | 0 | 0 | 0 | 0.95613 | 0
2067 | 0 | 0 | 0 | 0 | 0 | 0 | 0.95486 | 0
2068 | 0 | 0 | 0 | 0 | 0 | 0 | 0.93753 | 0
2069 | 0 | 0 | 0 | 0 | 0 | 0 | 0.93753 | 0
2070 | 0 | 0 | 0 | 0 | 0 | 0 | 0.93753 | 0
2071 | 0 | 0 | 0 | 0 | 0 | 0 | 0.93753 | 0
2072 | 0 | 0 | 0 | 0 | 0 | 0 | 0.93753 | 0
2073 | 0 | 0 | 0 | 0 | 0 | 0 | 0.93753 | 0
2074 | 0 | 0 | 0 | 0 | 0 | 0 | 0.93753 | 0
2075 | 0 | 0 | 0 | 0 | 0 | 0 | 0.93753 | 0
2076 | 0 | 0 | 0 | 0 | 0 | 0 | 0.93753 | 0
2077 | 0 | 0 | 0 | 0 | 0 | 0 | 0.93753 | 0
2078 | 0 | 0 | 0 | 0 | 0 | 0 | 0.93753 | 0
2079 | 0 | 0 | 0 | 0 | 0 | 0 | 0.93753 | 0
2080 | 0 | 0 | 0 | 0 | 0 | 0 | 0.93753 | 0
2081 | 0 | 0 | 0 | 0 | 0 | 0 | 0.93753 | 0
2082 | 0 | 0 | 0 | 0 | 0 | 0 | 0.93753 | 0
NOM | 0 | 0 | 0 | 0 | 0 | 0 | 44.649 | 0
NPV | 0 | 0 | 0 | 0 | 0 | 0 | 5.1004 | 0
* THESE VALUES REPRESENT THE COST OF THE INCREASED FUEL CONSUMPTION DUE TO GREATER OFF-PEAK
ENERGY USAGE. USED FOR LOAD SHIFTING PROGRAMS ONLY.
page 8a |  |  | AVOIDED GENERATING EMISSION IMPACT
PROGRAM METHOD SELECTED: REV_REQ
|  | PROGRAM NAME: | BOC
| (2) | (3) | (4) | (5) | (6)
| AVOIDED |  |  | OFF-PEAK
| GEN UNIT |  | PROGRAM | EMISSION | NET
| EMISSION | REPLACEMENT | EMISSION | PAYBACK | EMISSION
| BENEFIT | EMISSION COST | BENEFIT | COST | BENEFIT
YEAR | $(000) | $(000) | $(000) | $(000) | $(000)
2023 | 0 | 0 | 0 | 0 | 0
2024 | 0 | 0 | 0 | 0 | 0
2025 | 0 | 0 | 2.4276e-06 | 0 | 2.4276e-06
2026 | 0 | 0 | 7.2628e-06 | 0 | 7.2628e-06
2027 | 0 | 0 | 1.2058e-05 | 0 | 1.2058e-05
2028 | 0 | 0 | 1.6817e-05 | 0 | 1.6817e-05
2029 | 0 | 0 | 2.1546e-05 | 0 | 2.1546e-05
2030 | 0 | 0 | 2.6245e-05 | 0 | 2.6245e-05
2031 | 0 | 0 | 3.0918e-05 | 0 | 3.0918e-05
2032 | 0 | 0 | 3.5566e-05 | 0 | 3.5566e-05
2033 | 0 | 0 | 4.0191e-05 | 0 | 4.0191e-05
2034 | 0 | 0 | 4.4797e-05 | 0 | 4.4797e-05
2035 | 0.24718 | 0.27781 | 4.7095e-05 | 0 | -0.030581
2036 | 0.26619 | 0.29918 | 4.7095e-05 | 0 | -0.032937
2037 | 0.26999 | 0.30345 | 4.7095e-05 | 0 | -0.033409
2038 | 0.2814 | 0.31627 | 4.7095e-05 | 0 | -0.034822
2039 | 0.29281 | 0.32909 | 4.7095e-05 | 0 | -0.036236
2040 | 0.29661 | 0.33337 | 4.7095e-05 | 0 | -0.036707
2041 | 0.31183 | 0.35046 | 4.7095e-05 | 0 | -0.038592
2042 | 0.30802 | 0.34619 | 4.7095e-05 | 0 | -0.038121
2043 | 0.30802 | 0.34619 | 4.7095e-05 | 0 | -0.038121
2044 | 0.31563 | 0.35474 | 4.7095e-05 | 0 | -0.039063
2045 | 0.31943 | 0.35901 | 4.7095e-05 | 0 | -0.039534
2046 | 0.32704 | 0.36756 | 4.7095e-05 | 0 | -0.040477
2047 | 0.32704 | 0.36756 | 4.7095e-05 | 0 | -0.040477
2048 | 0.32323 | 0.36329 | 4.7095e-05 | 0 | -0.040005
2049 | 0.33084 | 0.37183 | 4.7095e-05 | 0 | -0.040948
2050 | 0.33464 | 0.37611 | 4.7095e-05 | 0 | -0.041419
2051 | 0.33464 | 0.37611 | 4.7095e-05 | 0 | -0.041419
2052 | 0.33084 | 0.37183 | 4.7095e-05 | 0 | -0.040948
2053 | 0.33844 | 0.38038 | 4.7095e-05 | 0 | -0.04189
2054 | 0.34225 | 0.38466 | 4.7095e-05 | 0 | -0.042361
2055 | 0.34225 | 0.38466 | 4.7095e-05 | 0 | -0.042361
2056 | 0.34225 | 0.38466 | 4.7095e-05 | 0 | -0.042361
2057 | 0.34605 | 0.38893 | 4.7095e-05 | 0 | -0.042833
2058 | 0.34985 | 0.3932 | 4.7095e-05 | 0 | -0.043304
2059 | 0.34605 | 0.38893 | 4.7095e-05 | 0 | -0.042833
2060 | 0.34605 | 0.38893 | 4.7095e-05 | 0 | -0.042833
2061 | 0.34225 | 0.38466 | 4.7095e-05 | 0 | -0.042361
2062 | 0.34605 | 0.38893 | 4.7095e-05 | 0 | -0.042833
2063 | 0.34605 | 0.38893 | 4.7095e-05 | 0 | -0.042833
2064 | 0.34985 | 0.3932 | 4.7095e-05 | 0 | -0.043304
2065 | 0.34605 | 0.38893 | 4.7095e-05 | 0 | -0.042833
2066 | 0.34605 | 0.38893 | 4.7095e-05 | 0 | -0.042833
2067 | 0.34605 | 0.38893 | 4.7095e-05 | 0 | -0.042833
2068 | 0.34605 | 0.38893 | 4.7095e-05 | 0 | -0.042833
2069 | 0.34605 | 0.38893 | 4.7095e-05 | 0 | -0.042833
2070 | 0.34605 | 0.38893 | 4.7095e-05 | 0 | -0.042833
2071 | 0.34605 | 0.38893 | 4.7095e-05 | 0 | -0.042833
2072 | 0.34605 | 0.38893 | 4.7095e-05 | 0 | -0.042833
2073 | 0.34605 | 0.38893 | 4.7095e-05 | 0 | -0.042833
2074 | 0.34605 | 0.38893 | 4.7095e-05 | 0 | -0.042833
2075 | 0.34605 | 0.38893 | 4.7095e-05 | 0 | -0.042833
2076 | 0.34605 | 0.38893 | 4.7095e-05 | 0 | -0.042833
2077 | 0.34605 | 0.38893 | 4.7095e-05 | 0 | -0.042833
2078 | 0.34605 | 0.38893 | 4.7095e-05 | 0 | -0.042833
2079 | 0.34605 | 0.38893 | 4.7095e-05 | 0 | -0.042833
2080 | 0.34605 | 0.38893 | 4.7095e-05 | 0 | -0.042833
2081 | 0.34605 | 0.38893 | 4.7095e-05 | 0 | -0.042833
2082 | 0.34605 | 0.38893 | 4.7095e-05 | 0 | -0.042833
NOM | 15.8917 | 17.8608 | 0.0024984 | 0 | -1.9667
NPV | 1.5772 | 1.7727 | 0.00036968 | 0 | -0.19507
(1): page 9; BOC (7): TOTAL RESOURCE COST TEST | [5 empty] | PSC FORM CE 2.3
BOC (7): PROGRAM METHOD SELECTED: REV_REQ | [5 empty] | PAGE 1 OF 1
[5 empty] | PROGRAM NAME: | BOC
(1) | (2) | (3) | (4) | (5) | (6) | (7) | (8) | (9) | (10) | (11) | (12) | (13)
| INCREASED | UTILITY | PARTICIPANT |  |  | AVOIDED | AVOIDED |  |  |  |  | CUMULATIVE
| SUPPLY | PROGRAM | PROGRAM | OTHER | TOTAL | GEN UNIT | T&D | PROGRAM | OTHER | TOTAL | NET | DISCOUNTED
| COSTS | COSTS | COSTS | COSTS | COSTS | BENEFITS | BENEFITS | FUEL SAVINGS | BENEFITS | BENEFITS | BENEFITS | NET BENEFITS
YEAR | $(000) | $(000) | $(000) | $(000) | $(000) | $(000) | $(000) | $(000) | $(000) | $(000) | $(000) | $(000)
2023 | 0 | 0 | 0 | 0 | 0 | 0 | 0 | 0 | 0 | 0 | 0 | 0
2024 | 0 | 0 | 0 | 0 | 0 | 0 | 0 | 0 | 0 | 0 | 0 | 0
2025 | 0 | 48.552 | 0 | 0 | 48.552 | 0 | 0 | 0.024823 | 2.4276e-06 | 0.024825 | -48.5271 | -41.5306
2026 | 0 | 78.2147 | 0 | 0 | 78.2147 | 0 | 0 | 0.07548 | 7.2628e-06 | 0.075487 | -78.1392 | -103.3955
2027 | 0 | 106.2699 | 0 | 0 | 106.2699 | 0 | 0 | 0.11075 | 1.2058e-05 | 0.11076 | -106.1592 | -181.1499
2028 | 0 | 133.646 | 0 | 0 | 133.646 | 0 | 0 | 0.16216 | 1.6817e-05 | 0.16217 | -133.4839 | -271.5956
2029 | 0 | 160.3452 | 0 | 0 | 160.3452 | 0 | 0 | 0.21611 | 2.1546e-05 | 0.21614 | -160.1291 | -371.9696
2030 | 0 | 168.0176 | 0 | 0 | 168.0176 | 0 | 0 | 0.2475 | 2.6245e-05 | 0.24753 | -167.7701 | -469.2572
2031 | 0 | 175.2142 | 0 | 0 | 175.2142 | 0 | 0 | 0.29327 | 3.0918e-05 | 0.2933 | -174.9209 | -563.0947
2032 | 0 | 182.9359 | 0 | 0 | 182.9359 | 0 | 0 | 0.33194 | 3.5566e-05 | 0.33197 | -182.6039 | -653.7173
2033 | 0 | 191.1255 | 0 | 0 | 191.1255 | 0 | 0 | 0.39005 | 4.0191e-05 | 0.3901 | -190.7354 | -741.2862
2034 | 0 | 199.4645 | 0 | 0 | 199.4645 | 0 | 0 | 0.46118 | 4.4797e-05 | 0.46122 | -199.0033 | -825.8084
2035 | 0 | 149.5252 | 0 | 0 | 149.5252 | 1674.0155 | 0 | 0.501 | -0.030581 | 1674.4859 | 1524.9607 | -226.6235
2036 | 0 | 122.6819 | 0 | 0 | 122.6819 | 1615.8416 | 0 | 0.5157 | -0.032937 | 1616.3244 | 1493.6424 | 316.3025
2037 | 0 | 97.5651 | 0 | 0 | 97.5651 | 1558.6418 | 0 | 0.53105 | -0.033409 | 1559.1394 | 1461.5743 | 807.7835
2038 | 0 | 73.3069 | 0 | 0 | 73.3069 | 1487.609 | 0 | 0.58155 | -0.034822 | 1488.1557 | 1414.8488 | 1247.9204
2039 | 0 | 50.1262 | 0 | 0 | 50.1262 | 1483.5932 | 0 | 0.59939 | -0.036236 | 1484.1564 | 1434.0302 | 1660.6141
2040 | 0 | 50.2125 | 0 | 0 | 50.2125 | 1403.0351 | 0 | 0.62978 | -0.036707 | 1403.6282 | 1353.4158 | 2020.9376
2041 | 0 | 50.8037 | 0 | 0 | 50.8037 | 1337.8426 | 0 | 0.67802 | -0.038592 | 1338.4821 | 1287.6784 | 2338.0846
2042 | 0 | 51.9133 | 0 | 0 | 51.9133 | 1291.139 | 0 | 0.71117 | -0.038121 | 1291.812 | 1239.8988 | 2620.593
2043 | 0 | 52.4479 | 0 | 0 | 52.4479 | 1254.3828 | 0 | 0.68369 | -0.038121 | 1255.0284 | 1202.5805 | 2874.0773
2044 | 0 | 52.7855 | 0 | 0 | 52.7855 | 1149.1305 | 0 | 0.74739 | -0.039063 | 1149.8388 | 1097.0534 | 3087.9998
2045 | 0 | 126.9389 | 0 | 0 | 126.9389 | 1127.7965 | 0 | 0.81303 | -0.039534 | 1128.57 | 1001.631 | 3268.6875
2046 | 0 | 169.9301 | 0 | 0 | 169.9301 | 1050.727 | 0 | 0.82233 | -0.040477 | 1051.5088 | 881.5787 | 3415.8081
2047 | 0 | 209.7909 | 0 | 0 | 209.7909 | 987.1094 | 0 | 0.82292 | -0.040477 | 987.8918 | 778.1009 | 3535.935
2048 | 0 | 248.8539 | 0 | 0 | 248.8539 | 955.3693 | 0 | 0.882 | -0.040005 | 956.2113 | 707.3574 | 3636.9614
2049 | 0 | 286.8789 | 0 | 0 | 286.8789 | 834.4264 | 0 | 0.93413 | -0.040948 | 835.3195 | 548.4406 | 3709.4246
2050 | 0 | 295.6812 | 0 | 0 | 295.6812 | 681.5541 | 0 | 1.0366 | -0.041419 | 682.5492 | 386.868 | 3756.7117
2051 | 0 | 303.5722 | 0 | 0 | 303.5722 | 700.6999 | 0 | 1.0258 | -0.041419 | 701.6843 | 398.1121 | 3801.7288
2052 | 0 | 312.1395 | 0 | 0 | 312.1395 | 648.9073 | 0 | 1.0254 | -0.040948 | 649.8917 | 337.7522 | 3837.0603
2053 | 0 | 321.2825 | 0 | 0 | 321.2825 | 550.2728 | 0 | 1.0176 | -0.04189 | 551.2485 | 229.966 | 3859.3148
2054 | 0 | 330.4693 | 0 | 0 | 330.4693 | 548.1294 | 0 | 1.0009 | -0.042361 | 549.088 | 218.6187 | 3878.8868
2055 | 0 | 247.1555 | 0 | 0 | 247.1555 | 456.1409 | 0 | 1.0144 | -0.042361 | 457.113 | 209.9575 | 3896.2756
2056 | 0 | 202.0871 | 0 | 0 | 202.0871 | 448.7238 | 0 | 1.0046 | -0.042361 | 449.6861 | 247.599 | 3915.2462
2057 | 0 | 160.2253 | 0 | 0 | 160.2253 | 425.5789 | 0 | 0.98622 | -0.042833 | 426.5223 | 266.2971 | 3934.1213
2058 | 0 | 120.1286 | 0 | 0 | 120.1286 | 404.9311 | 0 | 0.97258 | -0.043304 | 405.8604 | 285.7318 | 3952.8571
2059 | 0 | 82.1376 | 0 | 0 | 82.1376 | 392.7335 | 0 | 0.99019 | -0.042833 | 393.6808 | 311.5432 | 3971.7555
2060 | 0 | 82.279 | 0 | 0 | 82.279 | 362.7022 | 0 | 0.98705 | -0.042833 | 363.6464 | 281.3674 | 3987.5451
2061 | 0 | 83.2477 | 0 | 0 | 83.2477 | 373.8121 | 0 | 0.95932 | -0.042361 | 374.729 | 291.4813 | 4002.6773
2062 | 0 | 85.066 | 0 | 0 | 85.066 | 441.3993 | 0 | 0.98489 | -0.042833 | 442.3413 | 357.2754 | 4019.836
2063 | 0 | 85.942 | 0 | 0 | 85.942 | 380.2452 | 0 | 0.99181 | -0.042833 | 381.1942 | 295.2521 | 4032.954
2064 | 0 | 86.4951 | 0 | 0 | 86.4951 | 263.8107 | 0 | 0.9435 | -0.043304 | 264.7109 | 178.2157 | 4040.2791
2065 | 0 | 208.0042 | 0 | 0 | 208.0042 | 358.1644 | 0 | 0.96768 | -0.042833 | 359.0893 | 151.0851 | 4046.0239
2066 | 0 | 278.4502 | 0 | 0 | 278.4502 | 311.8 | 0 | 0.95613 | -0.042833 | 312.7133 | 34.2631 | 4047.2292
2067 | 0 | 343.7668 | 0 | 0 | 343.7668 | 356.8324 | 0 | 0.95486 | -0.042833 | 357.7444 | 13.9776 | 4047.684
2068 | 0 | 407.776 | 0 | 0 | 407.776 | 318.5091 | 0 | 0.93753 | -0.042833 | 319.4038 | -88.3722 | 4045.0236
2069 | 0 | 470.0845 | 0 | 0 | 470.0845 | 312.0147 | 0 | 0.93753 | -0.042833 | 312.9094 | -157.1751 | 4040.6463
2070 | 0 | 484.5081 | 0 | 0 | 484.5081 | 237.7009 | 0 | 0.93753 | -0.042833 | 238.5956 | -245.9126 | 4034.3106
2071 | 0 | 497.4384 | 0 | 0 | 497.4384 | 214.4144 | 0 | 0.93753 | -0.042833 | 215.3091 | -282.1293 | 4027.5861
2072 | 0 | 511.4769 | 0 | 0 | 511.4769 | 191.4128 | 0 | 0.93753 | -0.042833 | 192.3075 | -319.1695 | 4020.5486
2073 | 0 | 526.4588 | 0 | 0 | 526.4588 | 168.7031 | 0 | 0.93753 | -0.042833 | 169.5978 | -356.861 | 4013.2692
2074 | 0 | 541.5124 | 0 | 0 | 541.5124 | 154.9187 | 0 | 0.93753 | -0.042833 | 155.8134 | -385.699 | 4005.9909
2075 | 0 | 495.7073 | 0 | 0 | 495.7073 | 141.4452 | 0 | 0.93753 | -0.042833 | 142.3399 | -353.3674 | 3999.8221
2076 | 0 | 504.7526 | 0 | 0 | 504.7526 | 133.0407 | 0 | 0.93753 | -0.042833 | 133.9354 | -370.8172 | 3993.8334
2077 | 0 | 511.2892 | 0 | 0 | 511.2892 | 124.9628 | 0 | 0.93753 | -0.042833 | 125.8575 | -385.4318 | 3988.0749
2078 | 0 | 514.8253 | 0 | 0 | 514.8253 | 117.2196 | 0 | 0.93753 | -0.042833 | 118.1143 | -396.711 | 3982.5919
2079 | 0 | 516.0931 | 0 | 0 | 516.0931 | 109.8196 | 0 | 0.93753 | -0.042833 | 110.7143 | -405.3788 | 3977.4086
2080 | 0 | 517.346 | 0 | 0 | 517.346 | 102.7714 | 0 | 0.93753 | -0.042833 | 103.6661 | -413.6799 | 3972.5153
2081 | 0 | 518.6302 | 0 | 0 | 518.6302 | 96.0837 | 0 | 0.93753 | -0.042833 | 96.9784 | -421.6518 | 3967.9013
2082 | 0 | 519.9465 | 0 | 0 | 519.9465 | 89.7655 | 0 | 0.93753 | -0.042833 | 90.6602 | -429.2863 | 3963.5555
NOM | 0 | 14403.5215 | 0 | 0 | 14403.5215 | 29829.8797 | 0 | 44.649 | -1.9667 | 29872.5621 | 15469.0405
NPV | 0 | 1627.0038 | 0 | 0 | 1627.0038 | 5585.654 | 0 | 5.1004 | -0.19507 | 5590.5593 | 3963.5555
| Discount Rate: |  |  |  | 8.0956 | %
| Benefit/Cost Ratio (Col(11) / Col(6)) : |  |  |  | 3.4361
(1): page 10; BOC (7): PARTICIPANT COSTS AND BENEFITS |  | PSC FORM CE 2.4
BOC (7): PROGRAM METHOD SELECTED: REV_REQ |  | PAGE 1 OF 1
[5 empty] | PROGRAM NAME: | BOC
(1) | (2) | (3) | (4) | (5) | (6) | (7) | (8) | (9) | (10) | (11) | (12)
| SAVINGS IN |  |  |  |  | CUSTOMER |  |  |  |  | CUMULATIVE
| PARTICIPANTS | TAX | UTILITY | OTHER | TOTAL | EQUIPMENT | CUSTOMER | OTHER | TOTAL | NET | DISCOUNTED
| BILLS | CREDITS | REBATES | BENEFITS | BENEFITS | COSTS | O&M COSTS | COSTS | COSTS | BENEFITS | NET BENEFITS
YEAR | $(000) | $(000) | $(000) | $(000) | $(000) | $(000) | $(000) | $(000) | $(000) | $(000) | $(000)
2023 | 0 | 0 | 0 | 0 | 0 | 0 | 0 | 0 | 0 | 0 | 0
2024 | 0 | 0 | 0 | 0 | 0 | 0 | 0 | 0 | 0 | 0 | 0
2025 | 0.062347 | 0 | 22.3369 | 0 | 22.3992 | 0 | 0 | 0 | 0 | 22.3992 | 19.1697
2026 | 0.2 | 0 | 66.8261 | 0 | 67.0262 | 0 | 0 | 0 | 0 | 67.0262 | 72.2362
2027 | 0.34172 | 0 | 110.9466 | 0 | 111.2883 | 0 | 0 | 0 | 0 | 111.2883 | 153.7473
2028 | 0.48066 | 0 | 154.7391 | 0 | 155.2198 | 0 | 0 | 0 | 0 | 155.2198 | 258.9208
2029 | 0.61905 | 0 | 198.2448 | 0 | 198.8638 | 0 | 0 | 0 | 0 | 198.8638 | 383.575
2030 | 0.78673 | 0 | 241.484 | 0 | 242.2707 | 0 | 0 | 0 | 0 | 242.2707 | 524.0645
2031 | 0.94844 | 0 | 284.4773 | 0 | 285.4258 | 0 | 0 | 0 | 0 | 285.4258 | 677.1831
2032 | 1.1179 | 0 | 327.2452 | 0 | 328.3632 | 0 | 0 | 0 | 0 | 328.3632 | 840.1431
2033 | 1.286 | 0 | 369.8069 | 0 | 371.093 | 0 | 0 | 0 | 0 | 371.093 | 1010.5162
2034 | 1.4605 | 0 | 412.1799 | 0 | 413.6404 | 0 | 0 | 0 | 0 | 413.6404 | 1186.2007
2035 | 1.575 | 0 | 433.324 | 0 | 434.899 | 0 | 0 | 0 | 0 | 434.899 | 1357.0804
2036 | 1.61 | 0 | 433.324 | 0 | 434.934 | 0 | 0 | 0 | 0 | 434.934 | 1515.1751
2037 | 1.6465 | 0 | 433.324 | 0 | 434.9704 | 0 | 0 | 0 | 0 | 434.9704 | 1661.4419
2038 | 1.6895 | 0 | 433.324 | 0 | 435.0134 | 0 | 0 | 0 | 0 | 435.0134 | 1796.7676
2039 | 1.7342 | 0 | 433.324 | 0 | 435.0582 | 0 | 0 | 0 | 0 | 435.0582 | 1921.9712
2040 | 1.7711 | 0 | 433.324 | 0 | 435.0951 | 0 | 0 | 0 | 0 | 435.0951 | 2037.8077
2041 | 1.811 | 0 | 433.324 | 0 | 435.135 | 0 | 0 | 0 | 0 | 435.135 | 2144.9787
2042 | 1.848 | 0 | 433.324 | 0 | 435.172 | 0 | 0 | 0 | 0 | 435.172 | 2244.1318
2043 | 1.8871 | 0 | 433.324 | 0 | 435.2111 | 0 | 0 | 0 | 0 | 435.2111 | 2335.8671
2044 | 1.937 | 0 | 433.324 | 0 | 435.261 | 0 | 0 | 0 | 0 | 435.261 | 2420.7419
2045 | 1.9919 | 0 | 433.324 | 0 | 435.3159 | 0 | 0 | 0 | 0 | 435.3159 | 2499.27
2046 | 2.0392 | 0 | 433.324 | 0 | 435.3631 | 0 | 0 | 0 | 0 | 435.3631 | 2571.9248
2047 | 2.0836 | 0 | 433.324 | 0 | 435.4075 | 0 | 0 | 0 | 0 | 435.4075 | 2639.145
2048 | 2.1234 | 0 | 433.324 | 0 | 435.4474 | 0 | 0 | 0 | 0 | 435.4474 | 2701.3367
2049 | 2.1671 | 0 | 433.324 | 0 | 435.4911 | 0 | 0 | 0 | 0 | 435.4911 | 2758.8763
2050 | 2.2106 | 0 | 433.324 | 0 | 435.5346 | 0 | 0 | 0 | 0 | 435.5346 | 2812.112
2051 | 2.241 | 0 | 433.324 | 0 | 435.5649 | 0 | 0 | 0 | 0 | 435.5649 | 2861.364
2052 | 2.2892 | 0 | 433.324 | 0 | 435.6132 | 0 | 0 | 0 | 0 | 435.6132 | 2906.9325
2053 | 2.3255 | 0 | 433.324 | 0 | 435.6495 | 0 | 0 | 0 | 0 | 435.6495 | 2949.0917
2054 | 2.3623 | 0 | 433.324 | 0 | 435.6863 | 0 | 0 | 0 | 0 | 435.6863 | 2988.0968
2055 | 2.3996 | 0 | 433.324 | 0 | 435.7236 | 0 | 0 | 0 | 0 | 435.7236 | 3024.1838
2056 | 2.4374 | 0 | 433.324 | 0 | 435.7614 | 0 | 0 | 0 | 0 | 435.7614 | 3057.5709
2057 | 2.4758 | 0 | 433.324 | 0 | 435.7998 | 0 | 0 | 0 | 0 | 435.7998 | 3088.4604
2058 | 2.5147 | 0 | 433.324 | 0 | 435.8387 | 0 | 0 | 0 | 0 | 435.8387 | 3117.0389
2059 | 2.5542 | 0 | 433.324 | 0 | 435.8781 | 0 | 0 | 0 | 0 | 435.8781 | 3143.4795
2060 | 2.5942 | 0 | 433.324 | 0 | 435.9182 | 0 | 0 | 0 | 0 | 435.9182 | 3167.9422
2061 | 2.6348 | 0 | 433.324 | 0 | 435.9588 | 0 | 0 | 0 | 0 | 435.9588 | 3190.5748
2062 | 2.676 | 0 | 433.324 | 0 | 436 | 0 | 0 | 0 | 0 | 436 | 3211.5144
2063 | 2.7293 | 0 | 433.324 | 0 | 436.0533 | 0 | 0 | 0 | 0 | 436.0533 | 3230.8882
2064 | 2.7832 | 0 | 433.324 | 0 | 436.1071 | 0 | 0 | 0 | 0 | 436.1071 | 3248.8132
2065 | 2.8369 | 0 | 433.324 | 0 | 436.1608 | 0 | 0 | 0 | 0 | 436.1608 | 3265.3977
2066 | 2.8901 | 0 | 433.324 | 0 | 436.214 | 0 | 0 | 0 | 0 | 436.214 | 3280.7421
2067 | 2.9432 | 0 | 433.324 | 0 | 436.2672 | 0 | 0 | 0 | 0 | 436.2672 | 3294.939
2068 | 2.9968 | 0 | 433.324 | 0 | 436.3208 | 0 | 0 | 0 | 0 | 436.3208 | 3308.0743
2069 | 3.0511 | 0 | 433.324 | 0 | 436.375 | 0 | 0 | 0 | 0 | 436.375 | 3320.2273
2070 | 3.1059 | 0 | 433.324 | 0 | 436.4298 | 0 | 0 | 0 | 0 | 436.4298 | 3331.4716
2071 | 3.1611 | 0 | 433.324 | 0 | 436.4851 | 0 | 0 | 0 | 0 | 436.4851 | 3341.875
2072 | 3.2181 | 0 | 433.324 | 0 | 436.542 | 0 | 0 | 0 | 0 | 436.542 | 3351.5006
2073 | 3.2755 | 0 | 433.324 | 0 | 436.5995 | 0 | 0 | 0 | 0 | 436.5995 | 3360.4065
2074 | 3.334 | 0 | 433.324 | 0 | 436.6579 | 0 | 0 | 0 | 0 | 436.6579 | 3368.6464
2075 | 3.3935 | 0 | 433.324 | 0 | 436.7175 | 0 | 0 | 0 | 0 | 436.7175 | 3376.2703
2076 | 3.4541 | 0 | 433.324 | 0 | 436.778 | 0 | 0 | 0 | 0 | 436.778 | 3383.3242
2077 | 3.5157 | 0 | 433.324 | 0 | 436.8397 | 0 | 0 | 0 | 0 | 436.8397 | 3389.8507
2078 | 3.5785 | 0 | 433.324 | 0 | 436.9025 | 0 | 0 | 0 | 0 | 436.9025 | 3395.8893
2079 | 3.6424 | 0 | 433.324 | 0 | 436.9663 | 0 | 0 | 0 | 0 | 436.9663 | 3401.4765
2080 | 3.7074 | 0 | 433.324 | 0 | 437.0314 | 0 | 0 | 0 | 0 | 437.0314 | 3406.646
2081 | 3.7736 | 0 | 433.324 | 0 | 437.0975 | 0 | 0 | 0 | 0 | 437.0975 | 3411.4291
2082 | 3.841 | 0 | 433.324 | 0 | 437.1649 | 0 | 0 | 0 | 0 | 437.1649 | 3415.8546
NOM | 132.1645 | 0 | 22987.837 | 0 | 23120.0016 | 0 | 0 | 0 | 0 | 23120.0016
NPV | 14.3648 | 0 | 3401.4898 | 0 | 3415.8546 | 0 | 0 | 0 | 0 | 3415.8546
| In Service of Gen Unit: |  |  |  | 2035
| Discount Rate : |  |  |  | 8.0956 | %
| Benefit/Cost Ratio ( Col(6) / Col(10)) |  |  |  | Infinite
(1): page 11; BOC (7): RATE IMPACT TEST |  |  | PSC FORM CE 2.5
BOC (7): PROGRAM METHOD SELECTED: REV_REQ |  |  | PAGE 1 OF 1
[5 empty] | PROGRAM NAME: | BOC
(1) | (2) | (3) | (4) | (5) | (6) | (7) | (8) | (9) | (10) | (11) | (12) | (13) | (14)
| INCREASED | UTILITY |  |  | SELLBACK/ |  | AVOIDED GEN | AVOIDED |  |  |  |  | CUMULATIVE
| SUPPLY | PROGRAM |  | REVENUE | OTHER | TOTAL | UNIT & FUEL | T&D | REVENUE | OTHER | TOTAL | NET | DISCOUNTED
| COSTS | COSTS | INCENTIVES | LOSSES | COSTS | COSTS | BENEFITS | BENEFITS | GAINS | BENEFITS | BENEFITS | BENEFITS | NET BENEFITS
YEAR | $(000) | $(000) | $(000) | $(000) | $(000) | $(000) | $(000) | $(000) | $(000) | $(000) | $(000) | $(000) | $(000)
2023 | 0 | 0 | 0 | 0 | 0 | 0 | 0 | 0 | 0 | 0 | 0 | 0 | 0
2024 | 0 | 0 | 0 | 0 | 0 | 0 | 0 | 0 | 0 | 0 | 0 | 0 | 0
2025 | 0 | 48.552 | 22.3369 | 0.051748 | 0 | 70.9406 | 0.024823 | 0 | 0 | 2.4276e-06 | 0.024825 | -70.9157 | -60.6913
2026 | 0 | 78.2147 | 66.8261 | 0.166 | 0 | 145.2068 | 0.07548 | 0 | 0 | 7.2628e-06 | 0.075487 | -145.1313 | -175.5957
2027 | 0 | 106.2699 | 110.9466 | 0.28363 | 0 | 217.5001 | 0.11075 | 0 | 0 | 1.2058e-05 | 0.11076 | -217.3894 | -334.8187
2028 | 0 | 133.646 | 154.7391 | 0.39895 | 0 | 288.7841 | 0.16216 | 0 | 0 | 1.6817e-05 | 0.16217 | -288.6219 | -530.3825
2029 | 0 | 160.3452 | 198.2448 | 0.51381 | 0 | 359.1038 | 0.21611 | 0 | 0 | 2.1546e-05 | 0.21614 | -358.8876 | -755.3447
2030 | 0 | 168.0176 | 241.484 | 0.65299 | 0 | 410.1546 | 0.2475 | 0 | 0 | 2.6245e-05 | 0.24753 | -409.9071 | -993.0442
2031 | 0 | 175.2142 | 284.4773 | 0.7872 | 0 | 460.4787 | 0.29327 | 0 | 0 | 3.0918e-05 | 0.2933 | -460.1854 | -1239.9138
2032 | 0 | 182.9359 | 327.2452 | 0.92789 | 0 | 511.109 | 0.33194 | 0 | 0 | 3.5566e-05 | 0.33197 | -510.7771 | -1493.4022
2033 | 0 | 191.1255 | 369.8069 | 1.0674 | 0 | 561.9999 | 0.39005 | 0 | 0 | 4.0191e-05 | 0.3901 | -561.6098 | -1751.2439
2034 | 0 | 199.4645 | 412.1799 | 1.2122 | 0 | 612.8566 | 0.46118 | 0 | 0 | 4.4797e-05 | 0.46122 | -612.3954 | -2011.345
2035 | 0 | 149.5252 | 433.324 | 1.3073 | 0 | 584.1564 | 1674.5165 | 0 | 0 | -0.030581 | 1674.4859 | 1090.3295 | -1582.9347
2036 | 0 | 122.6819 | 433.324 | 1.3363 | 0 | 557.3422 | 1616.3573 | 0 | 0 | -0.032937 | 1616.3244 | 1058.9822 | -1198.0039
2037 | 0 | 97.5651 | 433.324 | 1.3666 | 0 | 532.2557 | 1559.1728 | 0 | 0 | -0.033409 | 1559.1394 | 1026.8838 | -852.6955
2038 | 0 | 73.3069 | 433.324 | 1.4023 | 0 | 508.0331 | 1488.1906 | 0 | 0 | -0.034822 | 1488.1557 | 980.1226 | -547.795
2039 | 0 | 50.1262 | 433.324 | 1.4394 | 0 | 484.8896 | 1484.1926 | 0 | 0 | -0.036236 | 1484.1564 | 999.2668 | -260.2201
2040 | 0 | 50.2125 | 433.324 | 1.47 | 0 | 485.0064 | 1403.6649 | 0 | 0 | -0.036707 | 1403.6282 | 918.6218 | -15.6529
2041 | 0 | 50.8037 | 433.324 | 1.5031 | 0 | 485.6307 | 1338.5207 | 0 | 0 | -0.038592 | 1338.4821 | 852.8513 | 194.399
2042 | 0 | 51.9133 | 433.324 | 1.5339 | 0 | 486.7711 | 1291.8502 | 0 | 0 | -0.038121 | 1291.812 | 805.0409 | 377.8259
2043 | 0 | 52.4479 | 433.324 | 1.5663 | 0 | 487.3382 | 1255.0665 | 0 | 0 | -0.038121 | 1255.0284 | 767.6902 | 539.6424
2044 | 0 | 52.7855 | 433.324 | 1.6077 | 0 | 487.7172 | 1149.8779 | 0 | 0 | -0.039063 | 1149.8388 | 662.1217 | 668.7544
2045 | 0 | 126.9389 | 433.324 | 1.6533 | 0 | 561.9162 | 1128.6095 | 0 | 0 | -0.039534 | 1128.57 | 566.6538 | 770.975
2046 | 0 | 169.9301 | 433.324 | 1.6925 | 0 | 604.9465 | 1051.5493 | 0 | 0 | -0.040477 | 1051.5088 | 446.5623 | 845.4987
2047 | 0 | 209.7909 | 433.324 | 1.7293 | 0 | 644.8442 | 987.9323 | 0 | 0 | -0.040477 | 987.8918 | 343.0476 | 898.46
2048 | 0 | 248.8539 | 433.324 | 1.7624 | 0 | 683.9403 | 956.2513 | 0 | 0 | -0.040005 | 956.2113 | 272.271 | 937.3464
2049 | 0 | 286.8789 | 433.324 | 1.7987 | 0 | 722.0016 | 835.3605 | 0 | 0 | -0.040948 | 835.3195 | 113.3179 | 952.3187
2050 | 0 | 295.6812 | 433.324 | 1.8348 | 0 | 730.84 | 682.5906 | 0 | 0 | -0.041419 | 682.5492 | -48.2908 | 946.4161
2051 | 0 | 303.5722 | 433.324 | 1.86 | 0 | 738.7562 | 701.7257 | 0 | 0 | -0.041419 | 701.6843 | -37.0719 | 942.2241
2052 | 0 | 312.1395 | 433.324 | 1.9 | 0 | 747.3635 | 649.9327 | 0 | 0 | -0.040948 | 649.8917 | -97.4718 | 932.0278
2053 | 0 | 321.2825 | 433.324 | 1.9302 | 0 | 756.5366 | 551.2904 | 0 | 0 | -0.04189 | 551.2485 | -205.2881 | 912.1614
2054 | 0 | 330.4693 | 433.324 | 1.9607 | 0 | 765.7539 | 549.1303 | 0 | 0 | -0.042361 | 549.088 | -216.666 | 892.7643
2055 | 0 | 247.1555 | 433.324 | 1.9917 | 0 | 682.4711 | 457.1554 | 0 | 0 | -0.042361 | 457.113 | -225.3581 | 874.0999
2056 | 0 | 202.0871 | 433.324 | 2.0231 | 0 | 637.4341 | 449.7284 | 0 | 0 | -0.042361 | 449.6861 | -187.748 | 859.715
2057 | 0 | 160.2253 | 433.324 | 2.0549 | 0 | 595.6041 | 426.5652 | 0 | 0 | -0.042833 | 426.5223 | -169.0818 | 847.7306
2058 | 0 | 120.1286 | 433.324 | 2.0872 | 0 | 555.5398 | 405.9037 | 0 | 0 | -0.043304 | 405.8604 | -149.6794 | 837.9159
2059 | 0 | 82.1376 | 433.324 | 2.12 | 0 | 517.5815 | 393.7237 | 0 | 0 | -0.042833 | 393.6808 | -123.9007 | 830.4
2060 | 0 | 82.279 | 433.324 | 2.1532 | 0 | 517.7561 | 363.6892 | 0 | 0 | -0.042833 | 363.6464 | -154.1097 | 821.7517
2061 | 0 | 83.2477 | 433.324 | 2.1869 | 0 | 518.7585 | 374.7714 | 0 | 0 | -0.042361 | 374.729 | -144.0295 | 814.2745
2062 | 0 | 85.066 | 433.324 | 2.2211 | 0 | 520.611 | 442.3842 | 0 | 0 | -0.042833 | 442.3413 | -78.2697 | 810.5155
2063 | 0 | 85.942 | 433.324 | 2.2653 | 0 | 521.5313 | 381.237 | 0 | 0 | -0.042833 | 381.1942 | -140.3372 | 804.2803
2064 | 0 | 86.4951 | 433.324 | 2.31 | 0 | 522.1291 | 264.7542 | 0 | 0 | -0.043304 | 264.7109 | -257.4183 | 793.6998
2065 | 0 | 208.0042 | 433.324 | 2.3546 | 0 | 643.6828 | 359.1321 | 0 | 0 | -0.042833 | 359.0893 | -284.5935 | 782.8785
2066 | 0 | 278.4502 | 433.324 | 2.3988 | 0 | 714.1729 | 312.7561 | 0 | 0 | -0.042833 | 312.7133 | -401.4596 | 768.7566
2067 | 0 | 343.7668 | 433.324 | 2.4429 | 0 | 779.5337 | 357.7872 | 0 | 0 | -0.042833 | 357.7444 | -421.7892 | 755.0308
2068 | 0 | 407.776 | 433.324 | 2.4873 | 0 | 843.5873 | 319.4466 | 0 | 0 | -0.042833 | 319.4038 | -524.1835 | 739.2505
2069 | 0 | 470.0845 | 433.324 | 2.5324 | 0 | 905.9409 | 312.9522 | 0 | 0 | -0.042833 | 312.9094 | -593.0315 | 722.7346
2070 | 0 | 484.5081 | 433.324 | 2.5779 | 0 | 920.41 | 238.6384 | 0 | 0 | -0.042833 | 238.5956 | -681.8144 | 705.1682
2071 | 0 | 497.4384 | 433.324 | 2.6237 | 0 | 933.3861 | 215.352 | 0 | 0 | -0.042833 | 215.3091 | -718.077 | 688.0531
2072 | 0 | 511.4769 | 433.324 | 2.671 | 0 | 947.4719 | 192.3503 | 0 | 0 | -0.042833 | 192.3075 | -755.1645 | 671.402
2073 | 0 | 526.4588 | 433.324 | 2.7187 | 0 | 962.5014 | 169.6406 | 0 | 0 | -0.042833 | 169.5978 | -792.9036 | 655.2282
2074 | 0 | 541.5124 | 433.324 | 2.7672 | 0 | 977.6036 | 155.8562 | 0 | 0 | -0.042833 | 155.8134 | -821.7902 | 639.7206
2075 | 0 | 495.7073 | 433.324 | 2.8166 | 0 | 931.8479 | 142.3827 | 0 | 0 | -0.042833 | 142.3399 | -789.508 | 625.9379
2076 | 0 | 504.7526 | 433.324 | 2.8669 | 0 | 940.9434 | 133.9782 | 0 | 0 | -0.042833 | 133.9354 | -807.0081 | 612.9049
2077 | 0 | 511.2892 | 433.324 | 2.9181 | 0 | 947.5312 | 125.9003 | 0 | 0 | -0.042833 | 125.8575 | -821.6738 | 600.6288
2078 | 0 | 514.8253 | 433.324 | 2.9701 | 0 | 951.1194 | 118.1572 | 0 | 0 | -0.042833 | 118.1143 | -833.0051 | 589.1155
2079 | 0 | 516.0931 | 433.324 | 3.0232 | 0 | 952.4403 | 110.7572 | 0 | 0 | -0.042833 | 110.7143 | -841.7259 | 578.353
2080 | 0 | 517.346 | 433.324 | 3.0771 | 0 | 953.7471 | 103.7089 | 0 | 0 | -0.042833 | 103.6661 | -850.081 | 568.2977
2081 | 0 | 518.6302 | 433.324 | 3.1321 | 0 | 955.0862 | 97.0212 | 0 | 0 | -0.042833 | 96.9784 | -858.1079 | 558.9076
2082 | 0 | 519.9465 | 433.324 | 3.188 | 0 | 956.4584 | 90.703 | 0 | 0 | -0.042833 | 90.6602 | -865.7983 | 550.1429
NOM | 0 | 14403.5215 | 22987.837 | 109.6966 | 0 | 37501.0551 | 29874.5287 | 0 | 0 | -1.9667 | 29872.5621 | -7628.4931
NPV | 0 | 1627.0038 | 3401.4898 | 11.9228 | 0 | 5040.4164 | 5590.7544 | 0 | 0 | -0.19507 | 5590.5593 | 550.1429
| Discount Rate : |  |  |  | 8.0956 | %
| Benefit/Cost Ratio (Col(12) / Col(7)) : |  |  |  | 1.1091