## Outputs
page 1 | FPL 000578 | [12 empty] | PSC FORM CE 1
2024-06-07 11:20 | 20240012-EG |  |  |  | INPUT DATA -- PART 1 CONTINUED | [8 empty] | PAGE 1 OF 1
PROGRAM METHOD SELECTED: REV_REQ
|  |  |  | PROGRAM NAME: | Residential On-Call (ROC)
I. | PROGRAM DEMAND SAVINGS & LINE LOSSES | [5 empty] | IV. | AVOIDED GENERATOR AND T&D COSTS
| (1) CUSTOMER kW REDUCTION AT METER ........................................................................................... |  |  |  | 2.643 | kW |  | (1) BASE YEAR ............................................................................................................................. |  |  |  | 2023
| (2) GENERATOR kW REDUCTION PER CUSTOMER .......................................................................................... |  |  |  | 3.4043 | kW |  | (2) IN-SERVICE YEAR FOR AVOIDED GENERATING UNIT .............................................................................. |  |  |  | 2035
| (3) kW LINE LOSS PERCENTAGE ................................................................................................... |  |  |  | 5.2837 | % |  | (3) IN-SERVICE YEAR FOR AVOIDED T&D ........................................................................... |  |  |  | 2026-2035
| (4) GENERATOR kWh REDUCTION PER CUSTOMER ...................................................................................... |  |  |  | 2.4007 | kWh **** |  | (4) BASE YEAR AVOIDED GENERATING COST .................................................................................... |  |  |  | 786.3466 | $/kW
| (5) kWh LINE LOSS PERCENTAGE ............................................................................................... |  |  |  | 4.1934 | % |  | (5) BASE YEAR AVOIDED TRANSMISSION COST .................................................................................... |  |  |  | 0 | $/kW
| (6) GROUP LINE LOSS MULTIPLIER................................................................................................................ |  |  |  | 1 |  |  | (6) BASE YEAR DISTRIBUTION COST ........................................................................................ |  |  |  | 0 | $/kW
| (7) CUSTOMER kWh INCREASE AT METER ......................................................................................... |  |  |  | 0.022164 | kWh **** |  | (7) GEN, TRAN & DIST COST ESCALATION RATE .................................................................................... |  |  |  | 2 | %**
[8 empty] | (8) GENERATOR FIXED O & M COST .............................................................................................. |  |  |  | 11.8679 | $/kW/YR
II. | ECONOMIC LIFE & K FACTORS | [6 empty] | (9) GENERATOR FIXED O&M ESCALATION RATE .......................................................................................... |  |  |  | 2.5 | %**
[8 empty] | (10) TRANSMISSION FIXED O & M COST ............................................................................................. |  |  |  | 0 | $/kW
| (1) STUDY PERIOD FOR THE CONSERVATION PROGRAM ........................................................................................ |  |  |  | 62 | YEARS |  | (11) DISTRIBUTION FIXED O & M COST .............................................................................................. |  |  |  | 0 | $/kW
| (2) GENERATOR ECONOMIC LIFE ..................................................................................................... |  |  |  | 50 | YEARS |  | (12) T&D FIXED O&M ESCALATION RATE ................................................................................................. |  |  |  | 2.5 | %**
| (3) T&D ECONOMIC LIFE ..................................................................................................................... |  |  |  | 50 | YEARS |  | (13) AVOIDED GEN UNIT VARIABLE O & M COSTS .................................................................................................. |  |  |  | 0.0079521 | CENTS/kWh
| (4) K FACTOR FOR GENERATION .............................................................................................. |  |  |  | 1.37 |  |  | (14) GENERATOR VARIABLE O&M COST ESCALATION RATE ......................................................................................... |  |  |  | 2.5 | %**
| (5) K FACTOR FOR T & D........................................................................................................................ |  |  |  | 1.3065 |  |  | (15) GENERATOR CAPACITY FACTOR ............................................................................................. |  |  |  | 65 | ** (In-service year)
[8 empty] | (16) AVOIDED GENERATING UNIT FUEL COST ........................................................................................... |  |  |  | 6.499 | CENTS/kWh** (In-service year)
III. | UTILITY & CUSTOMER COSTS | [6 empty] | (17) AVOIDED GEN UNIT FUEL COST ESCALATION RATE ................................................................................................... |  |  |  | -2.0003 | %**
| (1) UTILITY NON RECURRING COST PER CUSTOMER ........................................................................................................ |  |  |  | *** | $/CUST | V. | NON-FUEL ENERGY AND DEMAND CHARGES
| (2) UTILITY RECURRING COST PER CUSTOMER ...................................................................................... |  |  |  | *** | $/CUST
| (3) UTILITY COST ESCALATION RATE ......................................................................................... |  |  |  | *** | %** |  | (1) NON FUEL COST IN CUSTOMER BILL .................................................................................... |  |  |  | *** | CENTS/kWh
| (4) CUSTOMER EQUIPMENT COST ....................................................................................................................... |  |  |  | *** | $/CUST |  | (2) NON-FUEL COST ESCALATION RATE ........................................................................................ |  |  |  | *** | %
| (5) CUSTOMER EQUIPMENT ESCALATION RATE ................................................................................... |  |  |  | *** | %** |  | (3) DEMAND CHARGE IN CUSTOMER BILL ........................................................................................... |  |  |  | *** | $/kW/MO
| (6) CUSTOMER O & M COST ................................................................................................................ |  |  |  | *** | $/CUST/YR |  | (4) DEMAND CHARGE ESCALATION RATE ....................................................................................... |  |  |  | *** | %
| (7) CUSTOMER O & M COST ESCALATION RATE ................................................................................................................ |  |  |  | *** | %**
* | (8) INCREASED SUPPLY COSTS ................................................................................................................ |  |  |  | *** | $/CUST/YR | VI. | COST-EFFECTIVENESS RATIOS
* | (9) SUPPLY COSTS ESCALATION RATES......................................................................................... |  |  |  | *** | %**
* | (10) UTILITY DISCOUNT RATE ....................................................................................................... |  |  |  | 8.0956 | % |  | (1) RIM TEST ………….……………………………………………………………………………………………………………….………………………………… |  |  |  | 1.3654
* | (11) UTILITY AFUDC RATE......................................................................................................................... |  |  |  | 6.22 | % |  | (2) TRC TEST……...………………………………………………………………………………………………………………………………………….. |  |  |  | 3.1602
* | (12) UTILITY NON RECURRING REBATE/INCENTIVE ...................................................................................... |  |  |  | *** | $/CUST |  | (3) PARTICIPANT TEST ……………...…………………………………………………….…………..………………………………………………….. |  |  |  | Infinite
* | (13) UTILITY RECURRING REBATE/INCENTIVE ...................................................................................... |  |  |  | *** | $/CUST
* | (14) UTILITY REBATE/INCENTIVE ESCALATION RATE .................................................................................... |  |  |  | *** | %
* SUPPLEMENTAL INFORMATION NOT SPECIFIED IN WORKBOOK
** VALUE SHOWN IS FOR FIRST YEAR ONLY (VALUE VARIES OVER TIME)
*** PROGRAM COST CALCULATION VALUES ARE SHOWN ON PAGE 2
page 2 |  |  |  |  | * INPUT DATA -- PART 1 CONTINUED
PROGRAM METHOD SELECTED: REV_REQ
|  |  |  | PROGRAM NAME: | Residential On-Call (ROC)
| (1) | (2) | (3) | (4) | (5) | (6) | (7) | (8) | (9) | (10)
| UTILITY |  |  | TOTAL | ENERGY | DEMAND
| PROGRAM COSTS |  | OTHER | UTILITY | CHARGE | CHARGE | PARTICIPANT | PARTICIPANT | OTHER | TOTAL
| WITHOUT | UTILITY | UTILITY | PROGRAM | REVENUE | REVENUE | EQUIPMENT | O&M | PARTICIPANT | PARTICIPANT
| INCENTIVES | INCENTIVES | COSTS | COSTS | LOSSES | LOSSES | COSTS | COSTS | COSTS | COSTS
YEAR | $(000) | $(000) | $(000) | $(000) | $(000) | $(000) | $(000) | $(000) | $(000) | $(000)
2023 | 0 | 0 | 0 | 0 | 0 | 0 | 0 | 0 | 0 | 0
2024 | 0 | 0 | 0 | 0 | 0 | 0 | 0 | 0 | 0 | 0
2025 | 715.0789 | 160.1955 | 0 | 875.2744 | 0.016989 | 0 | 0 | 0 | 0 | 0
2026 | 1011.9448 | 484.6235 | 0 | 1496.5683 | 0.05566 | 0 | 0 | 0 | 0 | 0
2027 | 1304.5775 | 816.9879 | 0 | 2121.5654 | 0.097472 | 0 | 0 | 0 | 0 | 0
2028 | 1599.8748 | 1157.0134 | 0 | 2756.8882 | 0.13958 | 0 | 0 | 0 | 0 | 0
2029 | 1897.6472 | 1504.3789 | 0 | 3402.0261 | 0.18307 | 0 | 0 | 0 | 0 | 0
2030 | 2034.9938 | 1858.7174 | 0 | 3893.7112 | 0.23746 | 0 | 0 | 0 | 0 | 0
2031 | 2169.8884 | 2219.5701 | 0 | 4389.4585 | 0.29061 | 0 | 0 | 0 | 0 | 0
2032 | 2310.7896 | 2586.4784 | 0 | 4897.268 | 0.34746 | 0 | 0 | 0 | 0 | 0
2033 | 2456.5113 | 2958.9408 | 0 | 5415.4521 | 0.40459 | 0 | 0 | 0 | 0 | 0
2034 | 2604.2395 | 3336.431 | 0 | 5940.6705 | 0.46493 | 0 | 0 | 0 | 0 | 0
2035 | 1657.88 | 3336.431 | 0 | 4994.3109 | 0.50353 | 0 | 0 | 0 | 0 | 0
2036 | 1376.2608 | 3336.431 | 0 | 4712.6917 | 0.51462 | 0 | 0 | 0 | 0 | 0
2037 | 1108.5921 | 3336.431 | 0 | 4445.0231 | 0.52599 | 0 | 0 | 0 | 0 | 0
2038 | 846.0675 | 3336.431 | 0 | 4182.4985 | 0.53923 | 0 | 0 | 0 | 0 | 0
2039 | 590.8939 | 3336.431 | 0 | 3927.3249 | 0.5532 | 0 | 0 | 0 | 0 | 0
2040 | 593.3424 | 3336.431 | 0 | 3929.7734 | 0.56467 | 0 | 0 | 0 | 0 | 0
2041 | 602.3603 | 3336.431 | 0 | 3938.7913 | 0.57643 | 0 | 0 | 0 | 0 | 0
2042 | 615.3584 | 3336.431 | 0 | 3951.7894 | 0.58798 | 0 | 0 | 0 | 0 | 0
2043 | 622.7091 | 3336.431 | 0 | 3959.14 | 0.59945 | 0 | 0 | 0 | 0 | 0
2044 | 629.3634 | 3336.431 | 0 | 3965.7943 | 0.61405 | 0 | 0 | 0 | 0 | 0
2045 | 1744.7616 | 3336.431 | 0 | 5081.1926 | 0.63014 | 0 | 0 | 0 | 0 | 0
2046 | 2170.9419 | 3336.431 | 0 | 5507.3729 | 0.64376 | 0 | 0 | 0 | 0 | 0
2047 | 2584.3856 | 3336.431 | 0 | 5920.8166 | 0.65718 | 0 | 0 | 0 | 0 | 0
2048 | 3003.9808 | 3336.431 | 0 | 6340.4117 | 0.66912 | 0 | 0 | 0 | 0 | 0
2049 | 3426.1648 | 3336.431 | 0 | 6762.5958 | 0.68235 | 0 | 0 | 0 | 0 | 0
2050 | 3603.7838 | 3336.431 | 0 | 6940.2148 | 0.69504 | 0 | 0 | 0 | 0 | 0
2051 | 3774.2374 | 3336.431 | 0 | 7110.6683 | 0.70498 | 0 | 0 | 0 | 0 | 0
2052 | 3950.8285 | 3336.431 | 0 | 7287.2594 | 0.71986 | 0 | 0 | 0 | 0 | 0
2053 | 4131.5305 | 3336.431 | 0 | 7467.9615 | 0.73116 | 0 | 0 | 0 | 0 | 0
2054 | 4311.6289 | 3336.431 | 0 | 7648.0599 | 0.74259 | 0 | 0 | 0 | 0 | 0
2055 | 2742.9425 | 3336.431 | 0 | 6079.3735 | 0.75416 | 0 | 0 | 0 | 0 | 0
2056 | 2268.2438 | 3336.431 | 0 | 5604.6748 | 0.76587 | 0 | 0 | 0 | 0 | 0
2057 | 1820.9481 | 3336.431 | 0 | 5157.3791 | 0.77772 | 0 | 0 | 0 | 0 | 0
2058 | 1386.4642 | 3336.431 | 0 | 4722.8952 | 0.78972 | 0 | 0 | 0 | 0 | 0
2059 | 968.2484 | 3336.431 | 0 | 4304.6794 | 0.80186 | 0 | 0 | 0 | 0 | 0
2060 | 972.2606 | 3336.431 | 0 | 4308.6916 | 0.81415 | 0 | 0 | 0 | 0 | 0
2061 | 987.0376 | 3336.431 | 0 | 4323.4685 | 0.8266 | 0 | 0 | 0 | 0 | 0
2062 | 1008.3364 | 3336.431 | 0 | 4344.7674 | 0.83921 | 0 | 0 | 0 | 0 | 0
2063 | 1020.3813 | 3336.431 | 0 | 4356.8123 | 0.8553 | 0 | 0 | 0 | 0 | 0
2064 | 1031.2852 | 3336.431 | 0 | 4367.7161 | 0.87159 | 0 | 0 | 0 | 0 | 0
2065 | 2858.9951 | 3336.431 | 0 | 6195.4261 | 0.88787 | 0 | 0 | 0 | 0 | 0
2066 | 3557.3412 | 3336.431 | 0 | 6893.7721 | 0.90405 | 0 | 0 | 0 | 0 | 0
2067 | 4234.8167 | 3336.431 | 0 | 7571.2477 | 0.92029 | 0 | 0 | 0 | 0 | 0
2068 | 4922.3723 | 3336.431 | 0 | 8258.8032 | 0.93666 | 0 | 0 | 0 | 0 | 0
2069 | 5614.17 | 3336.431 | 0 | 8950.601 | 0.95327 | 0 | 0 | 0 | 0 | 0
2070 | 5905.2195 | 3336.431 | 0 | 9241.6504 | 0.97005 | 0 | 0 | 0 | 0 | 0
2071 | 6184.5274 | 3336.431 | 0 | 9520.9584 | 0.98702 | 0 | 0 | 0 | 0 | 0
2072 | 6473.8925 | 3336.431 | 0 | 9810.3234 | 1.0045 | 0 | 0 | 0 | 0 | 0
2073 | 6769.9938 | 3336.431 | 0 | 10106.4248 | 1.0221 | 0 | 0 | 0 | 0 | 0
2074 | 7065.106 | 3336.431 | 0 | 10401.537 | 1.04 | 0 | 0 | 0 | 0 | 0
2075 | 5499.7343 | 3336.431 | 0 | 8836.1653 | 1.0582 | 0 | 0 | 0 | 0 | 0
2076 | 5640.1641 | 3336.431 | 0 | 8976.5951 | 1.0767 | 0 | 0 | 0 | 0 | 0
2077 | 5737.9219 | 3336.431 | 0 | 9074.3529 | 1.0955 | 0 | 0 | 0 | 0 | 0
2078 | 5791.4592 | 3336.431 | 0 | 9127.8902 | 1.1147 | 0 | 0 | 0 | 0 | 0
2079 | 5809.0039 | 3336.431 | 0 | 9145.4349 | 1.1342 | 0 | 0 | 0 | 0 | 0
2080 | 5826.247 | 3336.431 | 0 | 9162.6779 | 1.1541 | 0 | 0 | 0 | 0 | 0
2081 | 5843.921 | 3336.431 | 0 | 9180.352 | 1.1743 | 0 | 0 | 0 | 0 | 0
2082 | 5862.037 | 3336.431 | 0 | 9198.468 | 1.1949 | 0 | 0 | 0 | 0 | 0
NOM | 173253.6882 | 177232.024 | 0 | 350485.7122 | 41.4177 | 0 | 0 | 0 | 0 | 0
NPV | 19980.2797 | 26260.8268 | 0 | 46241.1065 | 4.4967 | 0 | 0 | 0 | 0 | 0
* SUPPLEMENTAL INFORMATION NOT SPECIFIED IN WORKBOOK
** NEGATIVE COSTS WILL BE CALCULATED AS POSITIVE BENEFITS FOR TRC AND RIM TESTS
page 2b | PROGRAM NAME: (4): INPUT DATA - PART 1 CONTINUED
PROGRAM METHOD SELECTED: REV_REQ
| ESCALATION RATES |  | PROGRAM NAME: | Residential On-Call (ROC)
| (1) | (2) | (3) | (4) | (5) | (6) | (7a) | (7b) | (8)
[7 empty] | Onpeak | Offpeak
|  |  |  | Fuel | Capacity | Blended | Energy Charge | Energy Charge | Demand Charge
Year | CPI% | PPI-CAP% | O&M% | (cents/kwh) | Factor | Cap. Rate | (cents/kwh) | (cents/kwh) | ($/kw)
2023 | 2.5 | 2.5 | 2.5 | 0 | 0 | 2 | 13.2846 | 0 | 0
2024 | 2.5 | 2.5 | 2.5 | 0 | 0 | 2 | 13.9419 | 0 | 0
2025 | 2.5 | 2.5 | 2.5 | 0 | 0 | 2 | 11.7229 | 0 | 0
2026 | 2.5 | 2.5 | 2.5 | 0 | 0 | 2 | 12.696 | 0 | 0
2027 | 2.5 | 2.5 | 2.5 | 0 | 0 | 2 | 13.1883 | 0 | 0
2028 | 2.5 | 2.5 | 2.5 | 0 | 0 | 2 | 13.3358 | 0 | 0
2029 | 2.5 | 2.5 | 2.5 | 0 | 0 | 2 | 13.4522 | 0 | 0
2030 | 2.5 | 2.5 | 2.5 | 0 | 0 | 2 | 14.122 | 0 | 0
2031 | 2.5 | 2.5 | 2.5 | 0 | 0 | 2 | 14.4734 | 0 | 0
2032 | 2.5 | 2.5 | 2.5 | 0 | 0 | 2 | 14.85 | 0 | 0
2033 | 2.5 | 2.5 | 2.5 | 6.273 | 63 | 2 | 15.1151 | 0 | 0
2034 | 2.5 | 2.5 | 2.5 | 6.39 | 65 | 2 | 15.4039 | 0 | 0
2035 | 2.5 | 2.5 | 2.5 | 6.499 | 65 | 2 | 15.7842 | 0 | 0
2036 | 2.5 | 2.5 | 2.5 | 6.369 | 70 | 2 | 16.1319 | 0 | 0
2037 | 2.5 | 2.5 | 2.5 | 6.522 | 71 | 2 | 16.4883 | 0 | 0
2038 | 2.5 | 2.5 | 2.5 | 6.585 | 74 | 2 | 16.9033 | 0 | 0
2039 | 2.5 | 2.5 | 2.5 | 6.588 | 77 | 2 | 17.3412 | 0 | 0
2040 | 2.5 | 2.5 | 2.5 | 6.767 | 78 | 2 | 17.7009 | 0 | 0
2041 | 2.5 | 2.5 | 2.5 | 6.885 | 82 | 2 | 18.0695 | 0 | 0
2042 | 2.5 | 2.5 | 2.5 | 6.948 | 81 | 2 | 18.4317 | 0 | 0
2043 | 2.5 | 2.5 | 2.5 | 7.177 | 81 | 2 | 18.7911 | 0 | 0
2044 | 2.5 | 2.5 | 2.5 | 7.37 | 83 | 2 | 19.2487 | 0 | 0
2045 | 2.5 | 2.5 | 2.5 | 7.8 | 84 | 2 | 19.7531 | 0 | 0
2046 | 2.5 | 2.5 | 2.5 | 7.636 | 86 | 2 | 20.1802 | 0 | 0
2047 | 2.5 | 2.5 | 2.5 | 8.086 | 86 | 2 | 20.6009 | 0 | 0
2048 | 2.5 | 2.5 | 2.5 | 8.474 | 85 | 2 | 20.9751 | 0 | 0
2049 | 2.5 | 2.5 | 2.5 | 8.705 | 87 | 2 | 21.3898 | 0 | 0
2050 | 2.5 | 2.5 | 2.5 | 9.119 | 88 | 2 | 21.7875 | 0 | 0
2051 | 2.5 | 2.5 | 2.5 | 9.242 | 88 | 2 | 22.0992 | 0 | 0
2052 | 2.5 | 2.5 | 2.5 | 9.132 | 87 | 2 | 22.5657 | 0 | 0
2053 | 2.5 | 2.5 | 2.5 | 9.066 | 89 | 2 | 22.9199 | 0 | 0
2054 | 2.5 | 2.5 | 2.5 | 8.894 | 90 | 2 | 23.2782 | 0 | 0
2055 | 2.5 | 2.5 | 2.5 | 8.889 | 90 | 2 | 23.6409 | 0 | 0
2056 | 2.5 | 2.5 | 2.5 | 8.72 | 90 | 2 | 24.0079 | 0 | 0
2057 | 2.5 | 2.5 | 2.5 | 8.799 | 91 | 2 | 24.3794 | 0 | 0
2058 | 2.5 | 2.5 | 2.5 | 8.597 | 92 | 2 | 24.7554 | 0 | 0
2059 | 2.5 | 2.5 | 2.5 | 8.632 | 91 | 2 | 25.1361 | 0 | 0
2060 | 2.5 | 2.5 | 2.5 | 8.527 | 91 | 2 | 25.5215 | 0 | 0
2061 | 2.5 | 2.5 | 2.5 | 8.455 | 90 | 2 | 25.9117 | 0 | 0
2062 | 2.5 | 2.5 | 2.5 | 8.376 | 91 | 2 | 26.3067 | 0 | 0
2063 | 2.5 | 2.5 | 2.5 | 8.796 | 91 | 2 | 26.8112 | 0 | 0
2064 | 2.5 | 2.5 | 2.5 | 8.585 | 92 | 2 | 27.3219 | 0 | 0
2065 | 2.5 | 2.5 | 2.5 | 8.571 | 91 | 2 | 27.8323 | 0 | 0
2066 | 2.5 | 2.5 | 2.5 | 8.527 | 91 | 2 | 28.3396 | 0 | 0
2067 | 2.5 | 2.5 | 2.5 | 8.572 | 91 | 2 | 28.8486 | 0 | 0
2068 | 2.5 | 2.5 | 2.5 | 8.503 | 91 | 2 | 29.3617 | 0 | 0
2069 | 2.5 | 2.5 | 2.5 | 8.592 | 91 | 2 | 29.8822 | 0 | 0
2070 | 2.5 | 2.5 | 2.5 | 8.326 | 91 | 2 | 30.4082 | 0 | 0
2071 | 2.5 | 2.5 | 2.5 | 8.277 | 91 | 2 | 30.9403 | 0 | 0
2072 | 2.5 | 2.5 | 2.5 | 8.228 | 91 | 2 | 31.4872 | 0 | 0
2073 | 2.5 | 2.5 | 2.5 | 8.179 | 91 | 2 | 32.0385 | 0 | 0
2074 | 2.5 | 2.5 | 2.5 | 8.179 | 91 | 2 | 32.6025 | 0 | 0
2075 | 2.5 | 2.5 | 2.5 | 8.179 | 91 | 2 | 33.1797 | 0 | 0
2076 | 2.5 | 2.5 | 2.5 | 8.179 | 91 | 2 | 33.7707 | 0 | 0
2077 | 2.5 | 2.5 | 2.5 | 8.179 | 91 | 2 | 34.3763 | 0 | 0
2078 | 2.5 | 2.5 | 2.5 | 8.179 | 91 | 2 | 34.9973 | 0 | 0
2079 | 2.5 | 2.5 | 2.5 | 8.179 | 91 | 2 | 35.6344 | 0 | 0
2080 | 2.5 | 2.5 | 2.5 | 8.179 | 91 | 2 | 36.2885 | 0 | 0
2081 | 2.5 | 2.5 | 2.5 | 8.179 | 91 | 2 | 36.9606 | 0 | 0
2082 | 2.5 | 2.5 | 2.5 | 8.179 | 91 | 2 | 37.6516 | 0 | 0
Legend:
| Column (1) used for: |  | Utility Cost
Customer Equipment
Supply Costs
| Column (3) used for: |  | Customer O&M Cost
Generator Fixed O&M
T&D Fixed O&M
Generator Variable O&M
| Column (6) used for: |  | Gen, Tran, & Dist Cost
page 3 | Residential On-Call (ROC) (5): CALCULATION OF GEN K-FACTOR |  |  |  |  | PSC FORM CE 1.1A
| Residential On-Call (ROC) (5): PROGRAM METHOD SELECTED REV_REQ |  |  |  |  | PAGE 1 OF 2
|  |  |  | PROGRAM NAME: | Residential On-Call (ROC)
| (2) | (3) | (4) | (5) | (6) | (7) | -8 | -9 | -10 | -11 | -12 | -13 | -14 | -15
REPLACEMENT
[12 empty] | PRESENT |  | COST BASIS
[11 empty] | TOTAL | WORTH | CUMULATIVE | FOR
| MID-YEAR |  | PREFERRED | COMMON | INCOME | PROPERTY | PROPERTY |  | DEFERRED | ITC | FIXED | FIXED | PW FIXED | PROPERTY
| RATE BASE | DEBT | STOCK | EQUITY | TAXES | TAX | INSURANCE | DEPREC. | TAXES | NORMALIZATION | CHARGES | CHARGES | CHARGES | INSURANCE
YEAR | $(000) | $(000) | $(000) | $(000) | $(000) | $(000) | $(000) | $(000) | $(000) | $(000) | $(000) | $(000) | $(000) | $(000)
2035 | 156635.6769 | 2221.1566 | 0 | 9895.6155 | 1847.4134 | 2628.5594 | 56.2259 | 3123.6594 | 1678.417 | 0 | 21451.0472 | 21451.0472 | 21451.0472 | 156182.972
2036 | 152220.0977 | 2158.5419 | 0 | 9616.6569 | 3664.3125 | 2575.9882 | 55.1014 | 3123.6594 | -233.1872 | 0 | 20961.0731 | 19391.2301 | 40842.2773 | 153059.3126
2037 | 147281.6543 | 2088.5128 | 0 | 9304.6658 | 5276.357 | 2523.417 | 53.9768 | 3123.6594 | -1951.1511 | 0 | 20419.4378 | 17475.414 | 58317.6913 | 149935.6531
2038 | 142529.3484 | 2021.1232 | 0 | 9004.4341 | 6713.7589 | 2470.8459 | 52.8523 | 3123.6594 | -3490.4801 | 0 | 19896.1936 | 15752.3567 | 74070.048 | 146811.9937
2039 | 137949.2465 | 1956.1755 | 0 | 8715.0816 | 7989.081 | 2418.2747 | 51.7278 | 3123.6594 | -4864.036 | 0 | 19389.964 | 14201.8326 | 88271.8806 | 143688.3343
2040 | 133528.487 | 1893.4874 | 0 | 8435.7957 | 9114.9091 | 2365.7035 | 50.6033 | 3123.6594 | -6084.6803 | 0 | 18899.4781 | 12805.8687 | 101077.7493 | 140564.6748
2041 | 129255.1012 | 1832.889 | 0 | 8165.8203 | 10102.0621 | 2313.1323 | 49.4788 | 3123.6594 | -7163.4885 | 0 | 18423.5533 | 11548.4707 | 112626.2199 | 137441.0154
2042 | 125118.0139 | 1774.2235 | 0 | 7904.4556 | 10961.3776 | 2260.5611 | 48.3542 | 3123.6594 | -8111.536 | 0 | 17961.0955 | 10415.395 | 123041.615 | 134317.3559
2043 | 121057.0251 | 1716.637 | 0 | 7647.8986 | 11800.889 | 2207.9899 | 47.2297 | 3123.6594 | -9038.1473 | 0 | 17506.1565 | 9391.297 | 132432.912 | 131193.6965
2044 | 117006.933 | 1659.2051 | 0 | 7392.03 | 12640.277 | 2155.4187 | 46.1052 | 3123.6594 | -9964.4014 | 0 | 17052.2941 | 8462.7095 | 140895.6215 | 128070.0371
2045 | 112956.8409 | 1601.7732 | 0 | 7136.1614 | 13480.0221 | 2102.8475 | 44.9807 | 3123.6594 | -10891.0127 | 0 | 16598.4317 | 7620.536 | 148516.1575 | 124946.3776
2046 | 108906.7488 | 1544.3413 | 0 | 6880.2928 | 14319.41 | 2050.2763 | 43.8562 | 3123.6594 | -11817.2667 | 0 | 16144.5693 | 6857.0415 | 155373.199 | 121822.7182
2047 | 104856.6567 | 1486.9093 | 0 | 6624.4241 | 15159.1552 | 1997.7052 | 42.7317 | 3123.6594 | -12743.878 | 0 | 15690.707 | 6165.1645 | 161538.3635 | 118699.0587
2048 | 100806.5646 | 1429.4774 | 0 | 6368.5555 | 15998.5431 | 1945.134 | 41.6071 | 3123.6594 | -13670.132 | 0 | 15236.8446 | 5538.4602 | 167076.8238 | 115575.3993
2049 | 96756.4725 | 1372.0455 | 0 | 6112.6869 | 16838.2883 | 1892.5628 | 40.4826 | 3123.6594 | -14596.7433 | 0 | 14782.9822 | 4971.0474 | 172047.8712 | 112451.7399
2050 | 92706.3804 | 1314.6136 | 0 | 5856.8183 | 17677.6762 | 1839.9916 | 39.3581 | 3123.6594 | -15522.9974 | 0 | 14329.1199 | 4457.5602 | 176505.4314 | 109328.0804
2051 | 88656.2882 | 1257.1816 | 0 | 5600.9497 | 18517.4214 | 1787.4204 | 38.2336 | 3123.6594 | -16449.6087 | 0 | 13875.2575 | 3993.1038 | 180498.5351 | 106204.421
2052 | 84606.1961 | 1199.7497 | 0 | 5345.081 | 19356.8093 | 1734.8492 | 37.1091 | 3123.6594 | -17375.8627 | 0 | 13421.3951 | 3573.2142 | 184071.7493 | 103080.7615
2053 | 80556.104 | 1142.3178 | 0 | 5089.2124 | 20196.5545 | 1682.278 | 35.9846 | 3123.6594 | -18302.474 | 0 | 12967.5327 | 3193.8211 | 187265.5705 | 99957.1021
2054 | 76506.0119 | 1084.8859 | 0 | 4833.3438 | 21035.9424 | 1629.7068 | 34.86 | 3123.6594 | -19228.728 | 0 | 12513.6704 | 2851.2139 | 190116.7843 | 96833.4427
2055 | 72854.4543 | 1033.1053 | 0 | 4602.653 | 21087.1664 | 1577.1357 | 33.7355 | 3123.6594 | -19358.2704 | 0 | 12099.1849 | 2550.3104 | 192667.0948 | 93709.7832
2056 | 69999.787 | 992.625 | 0 | 4422.3065 | 20358.4131 | 1524.5645 | 32.611 | 3123.6594 | -18690.7438 | 0 | 11763.4357 | 2293.8391 | 194960.9339 | 90586.1238
2057 | 67543.6541 | 957.796 | 0 | 4267.1379 | 19638.2076 | 1471.9933 | 31.4865 | 3123.6594 | -18023.2173 | 0 | 11467.0634 | 2068.5825 | 197029.5164 | 87462.4643
2058 | 65087.5212 | 922.9671 | 0 | 4111.9692 | 18918.002 | 1419.4221 | 30.362 | 3123.6594 | -17355.6907 | 0 | 11170.6912 | 1864.2 | 198893.7164 | 84338.8049
2059 | 62631.3883 | 888.1381 | 0 | 3956.8006 | 18197.7965 | 1366.8509 | 29.2375 | 3123.6594 | -16688.1641 | 0 | 10874.3189 | 1678.8287 | 200572.5451 | 81215.1455
2060 | 60175.2554 | 853.3092 | 0 | 3801.6319 | 17477.5909 | 1314.2797 | 28.1129 | 3123.6594 | -16020.6376 | 0 | 10577.9466 | 1510.7671 | 202083.3122 | 78091.486
2061 | 57719.1226 | 818.4802 | 0 | 3646.4633 | 16757.3854 | 1261.7085 | 26.9884 | 3123.6594 | -15353.111 | 0 | 10281.5743 | 1358.4624 | 203441.7747 | 74967.8266
2062 | 55262.9897 | 783.6513 | 0 | 3491.2946 | 16037.1798 | 1209.1373 | 25.8639 | 3123.6594 | -14685.5844 | 0 | 9985.202 | 1220.497 | 204662.2716 | 71844.1671
2063 | 52806.8568 | 748.8224 | 0 | 3336.126 | 15316.9743 | 1156.5661 | 24.7394 | 3123.6594 | -14018.0579 | 0 | 9688.8297 | 1095.5773 | 205757.849 | 68720.5077
2064 | 50350.7239 | 713.9934 | 0 | 3180.9573 | 14596.7687 | 1103.995 | 23.6149 | 3123.6594 | -13350.5313 | 0 | 9392.4574 | 982.5231 | 206740.3721 | 65596.8482
2065 | 47894.5911 | 679.1645 | 0 | 3025.7887 | 13876.5632 | 1051.4238 | 22.4903 | 3123.6594 | -12683.0047 | 0 | 9096.0852 | 880.2579 | 207620.6299 | 62473.1888
2066 | 45438.4582 | 644.3355 | 0 | 2870.62 | 13156.3576 | 998.8526 | 21.3658 | 3123.6594 | -12015.4782 | 0 | 8799.7129 | 787.7996 | 208408.4295 | 59349.5294
2067 | 42982.3253 | 609.5066 | 0 | 2715.4514 | 12436.1521 | 946.2814 | 20.2413 | 3123.6594 | -11347.9516 | 0 | 8503.3406 | 704.2529 | 209112.6825 | 56225.8699
2068 | 40526.1924 | 574.6776 | 0 | 2560.2827 | 11715.9465 | 893.7102 | 19.1168 | 3123.6594 | -10680.425 | 0 | 8206.9683 | 628.8017 | 209741.4841 | 53102.2105
2069 | 38070.0596 | 539.8487 | 0 | 2405.1141 | 10995.741 | 841.139 | 17.9923 | 3123.6594 | -10012.8985 | 0 | 7910.596 | 560.7018 | 210302.186 | 49978.551
2070 | 35613.9267 | 505.0197 | 0 | 2249.9454 | 10275.5354 | 788.5678 | 16.8678 | 3123.6594 | -9345.3719 | 0 | 7614.2237 | 499.2755 | 210801.4615 | 46854.8916
2071 | 33157.7938 | 470.1908 | 0 | 2094.7768 | 9555.3299 | 735.9966 | 15.7432 | 3123.6594 | -8677.8453 | 0 | 7317.8514 | 443.905 | 211245.3665 | 43731.2322
2072 | 30701.6609 | 435.3618 | 0 | 1939.6081 | 8835.1244 | 683.4254 | 14.6187 | 3123.6594 | -8010.3188 | 0 | 7021.4792 | 394.0279 | 211639.3944 | 40607.5727
2073 | 28245.5281 | 400.5329 | 0 | 1784.4395 | 8114.9188 | 630.8543 | 13.4942 | 3123.6594 | -7342.7922 | 0 | 6725.1069 | 349.1318 | 211988.5261 | 37483.9133
2074 | 25789.3952 | 365.7039 | 0 | 1629.2708 | 7394.7133 | 578.2831 | 12.3697 | 3123.6594 | -6675.2656 | 0 | 6428.7346 | 308.7504 | 212297.2765 | 34360.2538
2075 | 23333.2623 | 330.875 | 0 | 1474.1022 | 6674.5077 | 525.7119 | 11.2452 | 3123.6594 | -6007.7391 | 0 | 6132.3623 | 272.4593 | 212569.7358 | 31236.5944
2076 | 20877.1294 | 296.046 | 0 | 1318.9335 | 5954.3022 | 525.7119 | 11.2452 | 3123.6594 | -5340.2125 | 0 | 5889.6857 | 242.0794 | 212811.8152 | 31236.5944
2077 | 18420.9966 | 261.2171 | 0 | 1163.7649 | 5234.0966 | 525.7119 | 11.2452 | 3123.6594 | -4672.686 | 0 | 5647.0091 | 214.7218 | 213026.537 | 31236.5944
2078 | 15964.8637 | 226.3882 | 0 | 1008.5962 | 4513.8911 | 525.7119 | 11.2452 | 3123.6594 | -4005.1594 | 0 | 5404.3326 | 190.1041 | 213216.6411 | 31236.5944
2079 | 13508.7308 | 191.5592 | 0 | 853.4276 | 3793.6855 | 525.7119 | 11.2452 | 3123.6594 | -3337.6328 | 0 | 5161.656 | 167.9695 | 213384.6105 | 31236.5944
2080 | 11052.5979 | 156.7303 | 0 | 698.2589 | 3073.48 | 525.7119 | 11.2452 | 3123.6594 | -2670.1063 | 0 | 4918.9794 | 148.084 | 213532.6945 | 31236.5944
2081 | 8596.4651 | 121.9013 | 0 | 543.0903 | 2353.2744 | 525.7119 | 11.2452 | 3123.6594 | -2002.5797 | 0 | 4676.3028 | 130.235 | 213662.9295 | 31236.5944
2082 | 6140.3322 | 87.0724 | 0 | 387.9216 | 1633.0689 | 525.7119 | 11.2452 | 3123.6594 | -1335.0531 | 0 | 4433.6262 | 114.2289 | 213777.1583 | 31236.5944
2083 | 3684.1993 | 52.2434 | 0 | 232.753 | 912.8633 | 525.7119 | 11.2452 | 3123.6594 | -667.5266 | 0 | 4190.9497 | 99.8898 | 213877.0481 | 31236.5944
2084 | 1228.0664 | 17.4145 | 0 | 77.5843 | 192.6578 | 525.7119 | 11.2452 | 3123.6594 | 7.5033e-12 | 0 | 3948.2731 | 87.0578 | 213964.1059 | 31236.5944
|  | IN SERVICE COST ($000) |  | 156182.972
|  | IN SERVICE YEAR |  | 2035 |  | CAPITAL STRUCTURE
|  | BOOK LIFE (YRS) |  | 50 |  | SOURCE | WEIGHT | COST |  |  | K-FACTOR = CPWFC / IN-SVC COST = | 1.37
|  | EFFEC. TAX RATE |  | 25.35% |  | DEBT | 40.4% | 3.51%
|  | DISCOUNT RATE |  | 8.096% |  | P/S | 0% | 0%
|  | PROPERTY TAX |  | 1.683% |  | C/S | 59.6% | 10.6%
|  | PROPERTY INSURANCE |  | 0.036%
page 4a | PROGRAM NAME: (5): DEFERRED TAX AND MID-YEAR RATE BASE CALCULATION; Residential On-Call (ROC) -15: PSC FORM CE 1.1A
|  |  |  | PROGRAM METHOD SELECTED: REV_REQ | [9 empty] | PAGE 2a OF 2
|  |  | PROGRAM NAME: | Residential On-Call (ROC)
(1) | (2) | (3) | (4) | (5) | (6) | (7) | (8) | (9) | (10) | (11) | (12) | (13) | (14) | (15)
[6 empty] | BOOK | ACCUMULATED | DEFERRED
|  |  | ACCUMULATED |  | ACCUMULATED | DEPRECIATION | BOOK DEPR | TAX | TOTAL |  |  |  | ANNUAL | ACCUMULATED
| TAX | TAX | TAX | BOOK | BOOK | FOR | FOR | DUE TO | EQUITY | BOOK DEPR | (10)*(11) | SALVAGE | DEFERRED TAX | DEFERRED
| DEPRECIATION | DEPRECIATION | DEPRECIATION | DEPRECIATION | DEPRECIATION | DEFERRED TAX | DEFERRED TAX | DEPRECIATION | AFUDC | RATE | TAX RATE | TAX RATE | (9)-(12)+(13) | TAX
YEAR | SCHEDULE | $(000) | $(000) | $(000) | $(000) | $(000) | $(000) | $(000) | $(000) | MINUS 1/LIFE | $(000) | $(000) | $(000) | $(000)
2035 | 3.75% | 5286.0989 | 5286.0989 | 3123.6594 | 3123.6594 | 3123.6594 | 3123.6594 | 1678.417 | 24494.9537 | 0 | 0 | 0 | 1678.417 | 4029.0691 | 7
2036 | 7.219% | 10176.0928 | 15462.1917 | 3123.6594 | 6247.3189 | 3123.6594 | 6247.3189 | -233.1872 | 24494.9537 | 0 | 0 | 0 | -233.1872 | 3795.8819
2037 | 6.677% | 9412.0753 | 24874.267 | 3123.6594 | 9370.9783 | 3123.6594 | 9370.9783 | -1951.1511 | 24494.9537 | 0 | 0 | 0 | -1951.1511 | 1844.7308
2038 | 6.177% | 8707.2621 | 33581.5291 | 3123.6594 | 12494.6378 | 3123.6594 | 12494.6378 | -3490.4801 | 24494.9537 | 0 | 0 | 0 | -3490.4801 | -1645.7493
2039 | 5.713% | 8053.1955 | 41634.7245 | 3123.6594 | 15618.2972 | 3123.6594 | 15618.2972 | -4864.036 | 24494.9537 | 0 | 0 | 0 | -4864.036 | -6509.7853
2040 | 5.285% | 7449.8754 | 49084.5999 | 3123.6594 | 18741.9566 | 3123.6594 | 18741.9566 | -6084.6803 | 24494.9537 | 0 | 0 | 0 | -6084.6803 | -12594.4656
2041 | 4.888% | 6890.2537 | 55974.8536 | 3123.6594 | 21865.6161 | 3123.6594 | 21865.6161 | -7163.4885 | 24494.9537 | 0 | 0 | 0 | -7163.4885 | -19757.9541
2042 | 4.522% | 6374.3305 | 62349.1841 | 3123.6594 | 24989.2755 | 3123.6594 | 24989.2755 | -8111.536 | 24494.9537 | 0 | 0 | 0 | -8111.536 | -27869.4902
2043 | 4.462% | 6289.7529 | 68638.9369 | 3123.6594 | 28112.935 | 3123.6594 | 28112.935 | -9038.1473 | 24494.9537 | 0 | 0 | 0 | -9038.1473 | -36907.6375
2044 | 4.461% | 6288.3432 | 74927.2802 | 3123.6594 | 31236.5944 | 3123.6594 | 31236.5944 | -9964.4014 | 24494.9537 | 0 | 0 | 0 | -9964.4014 | -46872.0388
2045 | 4.462% | 6289.7529 | 81217.0331 | 3123.6594 | 34360.2538 | 3123.6594 | 34360.2538 | -10891.0127 | 24494.9537 | 0 | 0 | 0 | -10891.0127 | -57763.0515
2046 | 4.461% | 6288.3432 | 87505.3763 | 3123.6594 | 37483.9133 | 3123.6594 | 37483.9133 | -11817.2667 | 24494.9537 | 0 | 0 | 0 | -11817.2667 | -69580.3182
2047 | 4.462% | 6289.7529 | 93795.1292 | 3123.6594 | 40607.5727 | 3123.6594 | 40607.5727 | -12743.878 | 24494.9537 | 0 | 0 | 0 | -12743.878 | -82324.1962
2048 | 4.461% | 6288.3432 | 100083.4724 | 3123.6594 | 43731.2322 | 3123.6594 | 43731.2322 | -13670.132 | 24494.9537 | 0 | 0 | 0 | -13670.132 | -95994.3282
2049 | 4.462% | 6289.7529 | 106373.2253 | 3123.6594 | 46854.8916 | 3123.6594 | 46854.8916 | -14596.7433 | 24494.9537 | 0 | 0 | 0 | -14596.7433 | -110591.0715
2050 | 4.461% | 6288.3432 | 112661.5685 | 3123.6594 | 49978.551 | 3123.6594 | 49978.551 | -15522.9974 | 24494.9537 | 0 | 0 | 0 | -15522.9974 | -126114.0689
2051 | 4.462% | 6289.7529 | 118951.3214 | 3123.6594 | 53102.2105 | 3123.6594 | 53102.2105 | -16449.6087 | 24494.9537 | 0 | 0 | 0 | -16449.6087 | -142563.6775
2052 | 4.461% | 6288.3432 | 125239.6647 | 3123.6594 | 56225.8699 | 3123.6594 | 56225.8699 | -17375.8627 | 24494.9537 | 0 | 0 | 0 | -17375.8627 | -159939.5402
2053 | 4.462% | 6289.7529 | 131529.4175 | 3123.6594 | 59349.5294 | 3123.6594 | 59349.5294 | -18302.474 | 24494.9537 | 0 | 0 | 0 | -18302.474 | -178242.0142
2054 | 4.461% | 6288.3432 | 137817.7608 | 3123.6594 | 62473.1888 | 3123.6594 | 62473.1888 | -19228.728 | 24494.9537 | 0 | 0 | 0 | -19228.728 | -197470.7422
2055 | 2.231% | 3144.8764 | 140962.6372 | 3123.6594 | 65596.8482 | 3123.6594 | 65596.8482 | -19358.2704 | 24494.9537 | 0 | 0 | 0 | -19358.2704 | -216829.0126
2056 | 0% | 0 | 140962.6372 | 3123.6594 | 68720.5077 | 3123.6594 | 68720.5077 | -18690.7438 | 24494.9537 | 0 | 0 | 0 | -18690.7438 | -235519.7564
2057 | 0% | 0 | 140962.6372 | 3123.6594 | 71844.1671 | 3123.6594 | 71844.1671 | -18023.2173 | 24494.9537 | 0 | 0 | 0 | -18023.2173 | -253542.9737
2058 | 0% | 0 | 140962.6372 | 3123.6594 | 74967.8266 | 3123.6594 | 74967.8266 | -17355.6907 | 24494.9537 | 0 | 0 | 0 | -17355.6907 | -270898.6644
2059 | 0% | 0 | 140962.6372 | 3123.6594 | 78091.486 | 3123.6594 | 78091.486 | -16688.1641 | 24494.9537 | 0 | 0 | 0 | -16688.1641 | -287586.8285
2060 | 0% | 0 | 140962.6372 | 3123.6594 | 81215.1455 | 3123.6594 | 81215.1455 | -16020.6376 | 24494.9537 | 0 | 0 | 0 | -16020.6376 | -303607.4661
2061 | 0% | 0 | 140962.6372 | 3123.6594 | 84338.8049 | 3123.6594 | 84338.8049 | -15353.111 | 24494.9537 | 0 | 0 | 0 | -15353.111 | -318960.5771
2062 | 0% | 0 | 140962.6372 | 3123.6594 | 87462.4643 | 3123.6594 | 87462.4643 | -14685.5844 | 24494.9537 | 0 | 0 | 0 | -14685.5844 | -333646.1615
2063 | 0% | 0 | 140962.6372 | 3123.6594 | 90586.1238 | 3123.6594 | 90586.1238 | -14018.0579 | 24494.9537 | 0 | 0 | 0 | -14018.0579 | -347664.2194
2064 | 0% | 0 | 140962.6372 | 3123.6594 | 93709.7832 | 3123.6594 | 93709.7832 | -13350.5313 | 24494.9537 | 0 | 0 | 0 | -13350.5313 | -361014.7507
2065 | 0% | 0 | 140962.6372 | 3123.6594 | 96833.4427 | 3123.6594 | 96833.4427 | -12683.0047 | 24494.9537 | 0 | 0 | 0 | -12683.0047 | -373697.7554
2066 | 0% | 0 | 140962.6372 | 3123.6594 | 99957.1021 | 3123.6594 | 99957.1021 | -12015.4782 | 24494.9537 | 0 | 0 | 0 | -12015.4782 | -385713.2336
2067 | 0% | 0 | 140962.6372 | 3123.6594 | 103080.7615 | 3123.6594 | 103080.7615 | -11347.9516 | 24494.9537 | 0 | 0 | 0 | -11347.9516 | -397061.1852
2068 | 0% | 0 | 140962.6372 | 3123.6594 | 106204.421 | 3123.6594 | 106204.421 | -10680.425 | 24494.9537 | 0 | 0 | 0 | -10680.425 | -407741.6102
2069 | 0% | 0 | 140962.6372 | 3123.6594 | 109328.0804 | 3123.6594 | 109328.0804 | -10012.8985 | 24494.9537 | 0 | 0 | 0 | -10012.8985 | -417754.5087
2070 | 0% | 0 | 140962.6372 | 3123.6594 | 112451.7399 | 3123.6594 | 112451.7399 | -9345.3719 | 24494.9537 | 0 | 0 | 0 | -9345.3719 | -427099.8806
2071 | 0% | 0 | 140962.6372 | 3123.6594 | 115575.3993 | 3123.6594 | 115575.3993 | -8677.8453 | 24494.9537 | 0 | 0 | 0 | -8677.8453 | -435777.7259
2072 | 0% | 0 | 140962.6372 | 3123.6594 | 118699.0587 | 3123.6594 | 118699.0587 | -8010.3188 | 24494.9537 | 0 | 0 | 0 | -8010.3188 | -443788.0447
2073 | 0% | 0 | 140962.6372 | 3123.6594 | 121822.7182 | 3123.6594 | 121822.7182 | -7342.7922 | 24494.9537 | 0 | 0 | 0 | -7342.7922 | -451130.8369
2074 | 0% | 0 | 140962.6372 | 3123.6594 | 124946.3776 | 3123.6594 | 124946.3776 | -6675.2656 | 24494.9537 | 0 | 0 | 0 | -6675.2656 | -457806.1026
2075 | 0% | 0 | 140962.6372 | 3123.6594 | 128070.0371 | 3123.6594 | 128070.0371 | -6007.7391 | 24494.9537 | 0 | 0 | 0 | -6007.7391 | -463813.8417
2076 | 0% | 0 | 140962.6372 | 3123.6594 | 131193.6965 | 3123.6594 | 131193.6965 | -5340.2125 | 24494.9537 | 0 | 0 | 0 | -5340.2125 | -469154.0542
2077 | 0% | 0 | 140962.6372 | 3123.6594 | 134317.3559 | 3123.6594 | 134317.3559 | -4672.686 | 24494.9537 | 0 | 0 | 0 | -4672.686 | -473826.7401
2078 | 0% | 0 | 140962.6372 | 3123.6594 | 137441.0154 | 3123.6594 | 137441.0154 | -4005.1594 | 24494.9537 | 0 | 0 | 0 | -4005.1594 | -477831.8995
2079 | 0% | 0 | 140962.6372 | 3123.6594 | 140564.6748 | 3123.6594 | 140564.6748 | -3337.6328 | 24494.9537 | 0 | 0 | 0 | -3337.6328 | -481169.5323
2080 | 0% | 0 | 140962.6372 | 3123.6594 | 143688.3343 | 3123.6594 | 143688.3343 | -2670.1063 | 24494.9537 | 0 | 0 | 0 | -2670.1063 | -483839.6386
2081 | 0% | 0 | 140962.6372 | 3123.6594 | 146811.9937 | 3123.6594 | 146811.9937 | -2002.5797 | 24494.9537 | 0 | 0 | 0 | -2002.5797 | -485842.2183
2082 | 0% | 0 | 140962.6372 | 3123.6594 | 149935.6531 | 3123.6594 | 149935.6531 | -1335.0531 | 24494.9537 | 0 | 0 | 0 | -1335.0531 | -487177.2714
2083 | 0% | 0 | 140962.6372 | 3123.6594 | 153059.3126 | 3123.6594 | 153059.3126 | -667.5266 | 24494.9537 | 0 | 0 | 0 | -667.5266 | -487844.798
2084 | 0% | 0 | 140962.6372 | 3123.6594 | 156182.972 | 3123.6594 | 156182.972 | 7.5033e-12 | 24494.9537 | 0 | 0 | 0 | 7.5033e-12 | -487844.798
| SALVAGE / REMOVAL COST |  |  |  | 0
| YEAR SALVAGE / COST OF REMOVAL |  |  |  | 2084
| DEFERRED TAXES DURING CONSTRUCTION (SEE PAGE 5) |  |  |  | 2350.6522
| TOTAL EQUITY AFUDC CAPITALIZED (SEE PAGE 5) |  |  |  | 24494.9537
| BOOK DEPRECIATION RATE - 1/USEFUL LIFE |  |  |  | 2%
page 4b |  |  |  | DEFERRED TAX AND MID-YEAR RATE BASE CALCULATION | [9 empty] | PSC FORM CE 1.1A
|  |  |  | PROGRAM METHOD SELECTED: REV_REQ | [9 empty] | PAGE 2b OF 2
|  |  | PROGRAM NAME: | Residential On-Call (ROC)
(1) | (2) | (3) | (4) | (5) | (5a)* | (5b)* | (6) | (7) | (8)
END
OF YEAR
|  |  |  | NET |  |  | BEGINNING | ENDING OF
| TAX | TAX | DEFERRED | PLANT IN | ACCUMULATED | ACCUMULATED | YEAR RATE | YEAR RATE | MID-YEAR
| DEPRECIATION | DEPRECIATION | TAX | SERVICE | DEPRECIATION | DEF TAXES | BASE | BASE | RATE BASE
YEAR | SCHEDULE | $(000) | $(000) | $(000) | $(000) | $(000) | $(000) | $(000) | $(000)
2035 | 3.75% | 5286.0989 | 1678.417 | 153059.3126 | 3123.6594 | 4029.0691 | 158533.6242 | 154737.7295 | 156635.6769
2036 | 7.219% | 10176.0928 | -233.1872 | 149935.6531 | 6247.3189 | 3795.8819 | 154737.7295 | 149702.4659 | 152220.0977
2037 | 6.677% | 9412.0753 | -1951.1511 | 146811.9937 | 9370.9783 | 1844.7308 | 149702.4659 | 144860.8426 | 147281.6543
2038 | 6.177% | 8707.2621 | -3490.4801 | 143688.3343 | 12494.6378 | -1645.7493 | 144860.8426 | 140197.8541 | 142529.3484
2039 | 5.713% | 8053.1955 | -4864.036 | 140564.6748 | 15618.2972 | -6509.7853 | 140197.8541 | 135700.6389 | 137949.2465
2040 | 5.285% | 7449.8754 | -6084.6803 | 137441.0154 | 18741.9566 | -12594.4656 | 135700.6389 | 131356.3351 | 133528.487
2041 | 4.888% | 6890.2537 | -7163.4885 | 134317.3559 | 21865.6161 | -19757.9541 | 131356.3351 | 127153.8674 | 129255.1012
2042 | 4.522% | 6374.3305 | -8111.536 | 131193.6965 | 24989.2755 | -27869.4902 | 127153.8674 | 123082.1605 | 125118.0139
2043 | 4.462% | 6289.7529 | -9038.1473 | 128070.0371 | 28112.935 | -36907.6375 | 123082.1605 | 119031.8897 | 121057.0251
2044 | 4.461% | 6288.3432 | -9964.4014 | 124946.3776 | 31236.5944 | -46872.0388 | 119031.8897 | 114981.9763 | 117006.933
2045 | 4.462% | 6289.7529 | -10891.0127 | 121822.7182 | 34360.2538 | -57763.0515 | 114981.9763 | 110931.7055 | 112956.8409
2046 | 4.461% | 6288.3432 | -11817.2667 | 118699.0587 | 37483.9133 | -69580.3182 | 110931.7055 | 106881.792 | 108906.7488
2047 | 4.462% | 6289.7529 | -12743.878 | 115575.3993 | 40607.5727 | -82324.1962 | 106881.792 | 102831.5213 | 104856.6567
2048 | 4.461% | 6288.3432 | -13670.132 | 112451.7399 | 43731.2322 | -95994.3282 | 102831.5213 | 98781.6078 | 100806.5646
2049 | 4.462% | 6289.7529 | -14596.7433 | 109328.0804 | 46854.8916 | -110591.0715 | 98781.6078 | 94731.3371 | 96756.4725
2050 | 4.461% | 6288.3432 | -15522.9974 | 106204.421 | 49978.551 | -126114.0689 | 94731.3371 | 90681.4236 | 92706.3804
2051 | 4.462% | 6289.7529 | -16449.6087 | 103080.7615 | 53102.2105 | -142563.6775 | 90681.4236 | 86631.1529 | 88656.2882
2052 | 4.461% | 6288.3432 | -17375.8627 | 99957.1021 | 56225.8699 | -159939.5402 | 86631.1529 | 82581.2394 | 84606.1961
2053 | 4.462% | 6289.7529 | -18302.474 | 96833.4427 | 59349.5294 | -178242.0142 | 82581.2394 | 78530.9687 | 80556.104
2054 | 4.461% | 6288.3432 | -19228.728 | 93709.7832 | 62473.1888 | -197470.7422 | 78530.9687 | 74481.0552 | 76506.0119
2055 | 2.231% | 3144.8764 | -19358.2704 | 90586.1238 | 65596.8482 | -216829.0126 | 74481.0552 | 71227.8534 | 72854.4543
2056 | 0% | 0 | -18690.7438 | 87462.4643 | 68720.5077 | -235519.7564 | 71227.8534 | 68771.7205 | 69999.787
2057 | 0% | 0 | -18023.2173 | 84338.8049 | 71844.1671 | -253542.9737 | 68771.7205 | 66315.5876 | 67543.6541
2058 | 0% | 0 | -17355.6907 | 81215.1455 | 74967.8266 | -270898.6644 | 66315.5876 | 63859.4548 | 65087.5212
2059 | 0% | 0 | -16688.1641 | 78091.486 | 78091.486 | -287586.8285 | 63859.4548 | 61403.3219 | 62631.3883
2060 | 0% | 0 | -16020.6376 | 74967.8266 | 81215.1455 | -303607.4661 | 61403.3219 | 58947.189 | 60175.2554
2061 | 0% | 0 | -15353.111 | 71844.1671 | 84338.8049 | -318960.5771 | 58947.189 | 56491.0561 | 57719.1226
2062 | 0% | 0 | -14685.5844 | 68720.5077 | 87462.4643 | -333646.1615 | 56491.0561 | 54034.9233 | 55262.9897
2063 | 0% | 0 | -14018.0579 | 65596.8482 | 90586.1238 | -347664.2194 | 54034.9233 | 51578.7904 | 52806.8568
2064 | 0% | 0 | -13350.5313 | 62473.1888 | 93709.7832 | -361014.7507 | 51578.7904 | 49122.6575 | 50350.7239
2065 | 0% | 0 | -12683.0047 | 59349.5294 | 96833.4427 | -373697.7554 | 49122.6575 | 46666.5246 | 47894.5911
2066 | 0% | 0 | -12015.4782 | 56225.8699 | 99957.1021 | -385713.2336 | 46666.5246 | 44210.3918 | 45438.4582
2067 | 0% | 0 | -11347.9516 | 53102.2105 | 103080.7615 | -397061.1852 | 44210.3918 | 41754.2589 | 42982.3253
2068 | 0% | 0 | -10680.425 | 49978.551 | 106204.421 | -407741.6102 | 41754.2589 | 39298.126 | 40526.1924
2069 | 0% | 0 | -10012.8985 | 46854.8916 | 109328.0804 | -417754.5087 | 39298.126 | 36841.9931 | 38070.0596
2070 | 0% | 0 | -9345.3719 | 43731.2322 | 112451.7399 | -427099.8806 | 36841.9931 | 34385.8603 | 35613.9267
2071 | 0% | 0 | -8677.8453 | 40607.5727 | 115575.3993 | -435777.7259 | 34385.8603 | 31929.7274 | 33157.7938
2072 | 0% | 0 | -8010.3188 | 37483.9133 | 118699.0587 | -443788.0447 | 31929.7274 | 29473.5945 | 30701.6609
2073 | 0% | 0 | -7342.7922 | 34360.2538 | 121822.7182 | -451130.8369 | 29473.5945 | 27017.4616 | 28245.5281
2074 | 0% | 0 | -6675.2656 | 31236.5944 | 124946.3776 | -457806.1026 | 27017.4616 | 24561.3288 | 25789.3952
2075 | 0% | 0 | -6007.7391 | 28112.935 | 128070.0371 | -463813.8417 | 24561.3288 | 22105.1959 | 23333.2623
2076 | 0% | 0 | -5340.2125 | 24989.2755 | 131193.6965 | -469154.0542 | 22105.1959 | 19649.063 | 20877.1294
2077 | 0% | 0 | -4672.686 | 21865.6161 | 134317.3559 | -473826.7401 | 19649.063 | 17192.9301 | 18420.9966
2078 | 0% | 0 | -4005.1594 | 18741.9566 | 137441.0154 | -477831.8995 | 17192.9301 | 14736.7973 | 15964.8637
2079 | 0% | 0 | -3337.6328 | 15618.2972 | 140564.6748 | -481169.5323 | 14736.7973 | 12280.6644 | 13508.7308
2080 | 0% | 0 | -2670.1063 | 12494.6378 | 143688.3343 | -483839.6386 | 12280.6644 | 9824.5315 | 11052.5979
2081 | 0% | 0 | -2002.5797 | 9370.9783 | 146811.9937 | -485842.2183 | 9824.5315 | 7368.3986 | 8596.4651
2082 | 0% | 0 | -1335.0531 | 6247.3189 | 149935.6531 | -487177.2714 | 7368.3986 | 4912.2658 | 6140.3322
2083 | 0% | 0 | -667.5266 | 3123.6594 | 153059.3126 | -487844.798 | 4912.2658 | 2456.1329 | 3684.1993
2084 | 0% | 0 | 7.5033e-12 | 3.638e-12 | 156182.972 | -487844.798 | 2456.1329 | 7.5033e-12 | 1228.0664
* Column not specified in workbook
(1): page 5 |  |  |  |  | PSC FORM CE 1.1B
PAGE 1 OF 1
(1) | (2) | (3) | (4) | (5) | (6) | (7)
| NO.YEARS | PLANT | CUMULATIVE | YEARLY | ANNUAL | CUMULATIVE
| BEFORE | ESCALATION | ESCALATION | EXPENDITURE | SPENDING | AVERAGE SPENDING
YEAR | IN-SERVICE | RATE | FACTOR | (%) | ($/kW) | ($/kW)
2023 | -12 | 0% | 1 | 0 | 0 | 0
2024 | -11 | 2.5% | 1.025 | 0 | 0 | 0
2025 | -10 | 2.5% | 1.0506 | 0 | 0 | 0
2026 | -9 | 2.5% | 1.0769 | 0 | 0 | 0
2027 | -8 | 2.5% | 1.1038 | 0 | 0 | 0
2028 | -7 | 2.5% | 1.1314 | 0 | 0 | 0
2029 | -6 | 2.5% | 1.1597 | 0 | 0 | 0
2030 | -5 | 2.5% | 1.1887 | 43.903 | 410.3701 | 205.185
2031 | -4 | 2.5% | 1.2184 | 38.3775 | 367.6895 | 594.2148
2032 | -3 | 2.5% | 1.2489 | 17.7195 | 174.0124 | 865.0657
2033 | -2 | 2% | 1.2738 | 0 | 0 | 952.0719
2034 | -1 | 2% | 1.2993 | 0 | 0 | 952.0719
|  |  |  | 100 | 952.0719
|  | (8) | (8a)* | (8b)* | (9) | (9a)* | (9b)* | (9c)* | (9d)* | (9e)* | (10) | (11)
(3): CUMULATIVE; (5): CUMULATIVE; (6): YEARLY; (7): CUMULATIVE | CONSTRUCTION |  |  | CUMULATIVE | INCREMENTAL | CUMULATIVE
| NO.YEARS | SPENDING | DEBT | DEBT | TOTAL | TOTAL | PERIOD | CUMULATIVE | DEFERRED | DEFERRED | YEAR-END | YEAR-END
| BEFORE | WITH AFUDC | AFUDC | AFUDC | AFUDC | AFUDC | INTEREST | CPI | TAXES | TAXES | BOOK VALUE | BOOK VALUE
YEAR | IN-SERVICE | ($/kW) | ($/kW) | ($/kW) | ($/kW) | ($/kW) | ($/kW) | ($/kW) | ($/kW) | ($/kW) | ($/kW) | ($/kW)
2023 | -12 | 0 | 0 | 0 | 0 | 0 | 0 | 0 | 0 | 0 | 0 | 0
2024 | -11 | 0 | 0 | 0 | 0 | 0 | 0 | 0 | 0 | 0 | 0 | 0
2025 | -10 | 0 | 0 | 0 | 0 | 0 | 0 | 0 | 0 | 0 | 0 | 0
2026 | -9 | 0 | 0 | 0 | 0 | 0 | 0 | 0 | 0 | 0 | 0 | 0
2027 | -8 | 0 | 0 | 0 | 0 | 0 | 0 | 0 | 0 | 0 | 0 | 0
2028 | -7 | 0 | 0 | 0 | 0 | 0 | 0 | 0 | 0 | 0 | 0 | 0
2029 | -6 | 0 | 0 | 0 | 0 | 0 | 0 | 0 | 0 | 0 | 0 | 0
2030 | -5 | 205.185 | 2.8726 | 2.8726 | 12.7625 | 12.7625 | 7.202 | 7.202 | 1.0973 | 1.0973 | 423.1326 | 423.1326
2031 | -4 | 606.9773 | 8.4823 | 11.3549 | 37.6857 | 50.4482 | 20.8569 | 28.0589 | 3.1363 | 4.2336 | 405.3752 | 828.5078
2032 | -3 | 915.514 | 12.7579 | 24.1128 | 56.6816 | 107.1299 | 30.3638 | 58.4227 | 4.4622 | 8.6958 | 230.694 | 1059.2018
2033 | -2 | 1059.2018 | 14.7071 | 38.8199 | 65.3415 | 172.4714 | 33.4177 | 91.8405 | 4.7422 | 13.4381 | 65.3415 | 1124.5433
2034 | -1 | 1124.5433 | 15.5555 | 54.3754 | 69.1107 | 241.5821 | 33.4177 | 125.2582 | 4.5272 | 17.9652 | 69.1107 | 1193.654
(4): 54.3754; (6): 241.5821 | 125.2582 |  | 17.9652 |  | 1193.654
BOOK BASIS
[7 empty] | BOOK BASIS | FOR DEF TAX | TAX BASIS
(6): CONSTRUCTION CASH | 124573.3015 | 124573.3015 | 124573.3015
(6): EQUITY AFUDC | 24494.9537
(6): DEBT AFUDC | 7114.7168 | 7114.7168
(2): IN SERVICE YEAR; (4): 2035; (6): CPI |  |  | 16389.3357
| PLANT COSTS |  | 786.3466 |  | ITC Basis Reduction (Solar)
(2): AFUDC RATE; (4): 6.22%; (6): TOTAL | 156182.972 | 131688.0183 | 140962.6372 |  | * Column not specified in workbook
(1): page 6; (6): INPUT DATA -- PART 2 | [7 empty] | PSC FORM CE 1.2
(6): PROGRAM METHOD SELECTED : REV_REQ | [7 empty] | PAGE 1 OF 1
|  |  |  | PROGRAM NAME: | Residential On-Call (ROC)
(1) | (2) | (3) | (4) | (5) | (6)* | (7) | (8) | (9)
UTILITY
| CUMULATIVE | ADJUSTED | AVERAGE | AVOIDED | INCREASED |  | PROGRAM | PROGRAM
| TOTAL | CUMULATIVE | SYSTEM | MARGINAL | MARGINAL | REPLACEMENT | KW | kWH
| PARTICIPATING | PARTICIPATING | FUEL COST | FUEL COST | FUEL COST | FUEL COST | EFFECTIVENESS | EFFECTIVENESS
YEAR | CUSTOMERS | CUSTOMERS | (C/kWh) | (C/kWh) | (C/kWh) | (C/kWh) | FACTOR | FACTOR
2023 | 0 | 0 | 2.1107 | 2.8192 | 2.1107 | 0 | 1 | 1
2024 | 0 | 0 | 2.6607 | 4.004 | 2.6607 | 0 | 1 | 1
2025 | 3492 | 3492 | 2.9695 | 4.0819 | 2.9695 | 0 | 1 | 1
2026 | 7072 | 7072 | 3.4117 | 4.2157 | 3.4117 | 0 | 1 | 1
2027 | 10737 | 10737 | 3.3657 | 3.7854 | 3.3657 | 0 | 1 | 1
2028 | 14484 | 14484 | 3.5114 | 3.9701 | 3.5114 | 0 | 1 | 1
2029 | 18309 | 18309 | 3.5913 | 4.1195 | 3.5913 | 0 | 1 | 1
2030 | 22208 | 22208 | 3.292 | 3.8587 | 3.292 | 0 | 1 | 1
2031 | 26175 | 26175 | 3.0693 | 3.8401 | 3.0693 | 0 | 1 | 1
2032 | 30206 | 30206 | 2.9515 | 3.7668 | 2.9515 | 0 | 1 | 1
2033 | 34294.0717 | 34294.0717 | 3.334 | 3.9619 | 3.334 | 6.8825 | 1 | 1
2034 | 38434.669 | 38434.669 | 3.5332 | 4.2021 | 3.5332 | 6.9767 | 1 | 1
2035 | 38434.669 | 38434.669 | 3.8608 | 4.3779 | 3.8608 | 7.1294 | 1 | 1
2036 | 38434.669 | 38434.669 | 4.0027 | 4.5112 | 4.0027 | 6.9828 | 1 | 1
2037 | 38434.669 | 38434.669 | 4.1974 | 4.6584 | 4.1974 | 7.1471 | 1 | 1
2038 | 38434.669 | 38434.669 | 4.5318 | 5.0904 | 4.5318 | 7.2249 | 1 | 1
2039 | 38434.669 | 38434.669 | 4.7163 | 5.2542 | 4.7163 | 7.1579 | 1 | 1
2040 | 38434.669 | 38434.669 | 5.0571 | 5.5379 | 5.0571 | 7.3834 | 1 | 1
2041 | 38434.669 | 38434.669 | 5.3851 | 5.952 | 5.3851 | 7.5063 | 1 | 1
2042 | 38434.669 | 38434.669 | 5.4894 | 6.216 | 5.4894 | 7.5907 | 1 | 1
2043 | 38434.669 | 38434.669 | 5.722 | 6.0514 | 5.722 | 7.8225 | 1 | 1
2044 | 38434.669 | 38434.669 | 6.1136 | 6.5912 | 6.1136 | 8.0846 | 1 | 1
2045 | 38434.669 | 38434.669 | 6.4999 | 7.1445 | 6.4999 | 8.4913 | 1 | 1
2046 | 38434.669 | 38434.669 | 6.711 | 7.2494 | 6.711 | 8.361 | 1 | 1
2047 | 38434.669 | 38434.669 | 7.0712 | 7.315 | 7.0712 | 8.8452 | 1 | 1
2048 | 38434.669 | 38434.669 | 7.4142 | 7.8122 | 7.4142 | 9.2397 | 1 | 1
2049 | 38434.669 | 38434.669 | 7.8908 | 8.2804 | 7.8908 | 9.5526 | 1 | 1
2050 | 38434.669 | 38434.669 | 8.5419 | 9.1521 | 8.5419 | 10.0912 | 1 | 1
2051 | 38434.669 | 38434.669 | 8.4856 | 9.0627 | 8.4856 | 10.1556 | 1 | 1
2052 | 38434.669 | 38434.669 | 8.5408 | 9.0691 | 8.5408 | 10.0773 | 1 | 1
2053 | 38434.669 | 38434.669 | 8.5762 | 9.0174 | 8.5762 | 10.0634 | 1 | 1
2054 | 38434.669 | 38434.669 | 8.6113 | 8.8989 | 8.6113 | 9.8472 | 1 | 1
2055 | 38434.669 | 38434.669 | 8.5691 | 8.9924 | 8.5691 | 9.9113 | 1 | 1
2056 | 38434.669 | 38434.669 | 8.5437 | 8.9151 | 8.5437 | 9.7266 | 1 | 1
2057 | 38434.669 | 38434.669 | 8.5899 | 8.7863 | 8.5899 | 9.8003 | 1 | 1
2058 | 38434.669 | 38434.669 | 8.5125 | 8.6718 | 8.5125 | 9.5906 | 1 | 1
2059 | 38434.669 | 38434.669 | 8.5501 | 8.8089 | 8.5501 | 9.6304 | 1 | 1
2060 | 38434.669 | 38434.669 | 8.5885 | 8.7922 | 8.5885 | 9.5391 | 1 | 1
2061 | 38434.669 | 38434.669 | 8.4296 | 8.5592 | 8.4296 | 9.4471 | 1 | 1
2062 | 38434.669 | 38434.669 | 8.4175 | 8.7471 | 8.4175 | 9.2658 | 1 | 1
2063 | 38434.669 | 38434.669 | 8.4946 | 8.8115 | 8.4946 | 9.7339 | 1 | 1
2064 | 38434.669 | 38434.669 | 8.4747 | 8.4493 | 8.4747 | 9.6201 | 1 | 1
2065 | 38434.669 | 38434.669 | 8.3716 | 8.6114 | 8.3716 | 9.4973 | 1 | 1
2066 | 38434.669 | 38434.669 | 8.3231 | 8.5174 | 8.3231 | 9.4862 | 1 | 1
2067 | 38434.669 | 38434.669 | 8.3315 | 8.5094 | 8.3315 | 9.4654 | 1 | 1
2068 | 38434.669 | 38434.669 | 8.3868 | 8.39 | 8.3868 | 9.4211 | 1 | 1
2069 | 38434.669 | 38434.669 | 8.3868 | 8.39 | 8.3868 | 9.5006 | 1 | 1
2070 | 38434.669 | 38434.669 | 8.3868 | 8.39 | 8.3868 | 9.299 | 1 | 1
2071 | 38434.669 | 38434.669 | 8.3868 | 8.39 | 8.3868 | 9.2593 | 1 | 1
2072 | 38434.669 | 38434.669 | 8.3868 | 8.39 | 8.3868 | 9.2196 | 1 | 1
2073 | 38434.669 | 38434.669 | 8.3868 | 8.39 | 8.3868 | 9.18 | 1 | 1
2074 | 38434.669 | 38434.669 | 8.3868 | 8.39 | 8.3868 | 9.18 | 1 | 1
2075 | 38434.669 | 38434.669 | 8.3868 | 8.39 | 8.3868 | 9.18 | 1 | 1
2076 | 38434.669 | 38434.669 | 8.3868 | 8.39 | 8.3868 | 9.18 | 1 | 1
2077 | 38434.669 | 38434.669 | 8.3868 | 8.39 | 8.3868 | 9.18 | 1 | 1
2078 | 38434.669 | 38434.669 | 8.3868 | 8.39 | 8.3868 | 9.18 | 1 | 1
2079 | 38434.669 | 38434.669 | 8.3868 | 8.39 | 8.3868 | 9.18 | 1 | 1
2080 | 38434.669 | 38434.669 | 8.3868 | 8.39 | 8.3868 | 9.18 | 1 | 1
2081 | 38434.669 | 38434.669 | 8.3868 | 8.39 | 8.3868 | 9.18 | 1 | 1
2082 | 38434.669 | 38434.669 | 8.3868 | 8.39 | 8.3868 | 9.18 | 1 | 1
* THIS COLUMN IS USED ONLY FOR LOAD SHIFTING PROGRAMS WHICH SHIFT CONSUMPTION TO OFF-PEAK PERIODS.
THE VALUES REPRESENT THE OFF PEAK SYSTEM FUEL COSTS.
(1): page 7; (4): AVOIDED GENERATING BENEFITS | [5 empty] | PSC FORM CE 2.1
(4): PROGRAM METHOD SELECTED: REV_REQ | [5 empty] | PAGE 1 OF 1
|  | PROGRAM NAME: | Residential On-Call (ROC)
| (2) | (3) | (4) | (5) | (6) | (7)
AVOIDED
| GEN UNIT | AVOIDED | AVOIDED | AVOIDED |  | AVOIDED
| CAPACITY | GEN UNIT | GEN UNIT | GEN UNIT | REPLACEMENT | GEN UNIT
| COST | FIXED O&M | VARIABLE O&M | FUEL COST | FUEL COST | BENEFITS
YEAR | $(000) | $(000) | $(000) | $(000) | $(000) | $(000)
2023 | 0 | 0 | 0 | 0 | 0 | 0
2024 | 0 | 0 | 0 | 0 | 0 | 0
2025 | 0 | 0 | 0 | 0 | 0 | 0
2026 | 0 | 0 | 0 | 0 | 0 | 0
2027 | 0 | 0 | 0 | 0 | 0 | 0
2028 | 0 | 0 | 0 | 0 | 0 | 0
2029 | 0 | 0 | 0 | 0 | 0 | 0
2030 | 0 | 0 | 0 | 0 | 0 | 0
2031 | 0 | 0 | 0 | 0 | 0 | 0
2032 | 0 | 0 | 0 | 0 | 0 | 0
2033 | 0 | 0 | 0 | 0 | 0 | 0
2034 | 0 | 0 | 0 | 0 | 0 | 0
2035 | 21451.0472 | 2088.4096 | 79.6782 | 48419.3797 | 53116.221 | 18922.2937
2036 | 20961.0731 | 2140.6198 | 87.9524 | 51100.908 | 56025.8303 | 18264.723
2037 | 20419.4378 | 2194.1353 | 91.4391 | 53076.035 | 58162.8845 | 17618.1627
2038 | 19896.1936 | 2248.9887 | 97.6853 | 55853.0414 | 61280.6679 | 16815.2411
2039 | 19389.964 | 2305.2134 | 104.1867 | 58143.8311 | 63173.3462 | 16769.8489
2040 | 18899.4781 | 2362.8437 | 108.1782 | 60499.2662 | 66010.5088 | 15859.2574
2041 | 18423.5533 | 2421.9148 | 116.569 | 64710.8531 | 70550.5384 | 15122.3518
2042 | 17961.0955 | 2482.4627 | 118.0261 | 64506.6008 | 70473.7496 | 14594.4354
2043 | 17506.1565 | 2544.5243 | 120.9767 | 66632.6819 | 72625.3784 | 14178.9609
2044 | 17052.2941 | 2608.1374 | 127.0629 | 70114.0265 | 76912.2833 | 12989.2376
2045 | 16598.4317 | 2673.3408 | 131.8086 | 75098.838 | 81754.3317 | 12748.0873
2046 | 16144.5693 | 2740.1743 | 138.3206 | 75270.309 | 82416.4438 | 11876.9295
2047 | 15690.707 | 2808.6787 | 141.7786 | 79706.0921 | 87189.4307 | 11157.8256
2048 | 15236.8446 | 2878.8956 | 143.6333 | 82559.4353 | 90019.7578 | 10799.051
2049 | 14782.9822 | 2950.868 | 150.6882 | 86805.5227 | 95258.0932 | 9431.9679
2050 | 14329.1199 | 3024.6397 | 156.2308 | 91979.1128 | 101785.1326 | 7703.9706
2051 | 13875.2575 | 3100.2557 | 160.1365 | 93219.7566 | 102435.02 | 7920.3863
2052 | 13421.3951 | 3177.7621 | 162.2747 | 91063.5305 | 100490.0163 | 7334.9462
2053 | 12967.5327 | 3257.2062 | 170.1553 | 92483.6688 | 102658.5353 | 6220.0277
2054 | 12513.6704 | 3338.6363 | 176.3688 | 91748.4979 | 101581.373 | 6195.8004
2055 | 12099.1849 | 3422.1022 | 180.7781 | 91696.919 | 102242.9791 | 5156.0051
2056 | 11763.4357 | 3507.6548 | 185.2975 | 89953.5532 | 100337.7756 | 5072.1656
2057 | 11467.0634 | 3595.3462 | 192.0403 | 91777.0382 | 102220.9414 | 4810.5467
2058 | 11170.6912 | 3685.2298 | 199.0044 | 90655.4843 | 101133.2563 | 4577.1533
2059 | 10874.3189 | 3777.3606 | 201.7623 | 90035.1624 | 100449.3273 | 4439.2769
2060 | 10577.9466 | 3871.7946 | 206.8064 | 88939.971 | 99496.7019 | 4099.8167
2061 | 10281.5743 | 3968.5894 | 209.6471 | 87219.8729 | 97454.2857 | 4225.3981
2062 | 9985.202 | 4067.8042 | 217.2759 | 87364.9815 | 96645.8912 | 4989.3724
2063 | 9688.8297 | 4169.4993 | 222.7078 | 91745.747 | 101528.669 | 4298.1149
2064 | 9392.4574 | 4273.7368 | 230.7841 | 90528.9441 | 101443.9292 | 2981.9932
2065 | 9096.0852 | 4380.5802 | 233.9824 | 89398.9083 | 99061.0316 | 4048.5245
2066 | 8799.7129 | 4490.0947 | 239.832 | 88939.971 | 98945.1681 | 3524.4425
2067 | 8503.3406 | 4602.3471 | 245.8278 | 89409.3387 | 98727.3867 | 4033.4674
2068 | 8206.9683 | 4717.4057 | 251.9735 | 88689.6415 | 98265.7102 | 3600.2788
2069 | 7910.596 | 4835.3409 | 258.2728 | 89617.9466 | 99095.2869 | 3526.8694
2070 | 7614.2237 | 4956.2244 | 264.7296 | 86843.4618 | 96991.7793 | 2686.8603
2071 | 7317.8514 | 5080.13 | 271.3479 | 86332.3725 | 96578.0607 | 2423.6411
2072 | 7021.4792 | 5207.1333 | 278.1316 | 85821.2832 | 96164.3862 | 2163.641
2073 | 6725.1069 | 5337.3116 | 285.0849 | 85310.1938 | 95750.7557 | 1906.9414
2074 | 6428.7346 | 5470.7444 | 292.212 | 85310.1938 | 95750.7557 | 1751.1291
2075 | 6132.3623 | 5607.513 | 299.5173 | 85310.1938 | 95750.7557 | 1598.8307
2076 | 5889.6857 | 5747.7008 | 307.0052 | 85310.1938 | 95750.7557 | 1503.8299
2077 | 5647.0091 | 5891.3933 | 314.6804 | 85310.1938 | 95750.7557 | 1412.5209
2078 | 5404.3326 | 6038.6782 | 322.5474 | 85310.1938 | 95750.7557 | 1324.9962
2079 | 5161.656 | 6189.6451 | 330.6111 | 85310.1938 | 95750.7557 | 1241.3503
2080 | 4918.9794 | 6344.3862 | 338.8763 | 85310.1938 | 95750.7557 | 1161.6801
2081 | 4676.3028 | 6502.9959 | 347.3482 | 85310.1938 | 95750.7557 | 1086.0851
2082 | 4433.6262 | 6665.5708 | 356.0319 | 85310.1938 | 95750.7557 | 1014.6671
NOM | 564709.5606 | 189752.0205 | 9867.2662 | 3911063.9229 | 4338209.6664 | 337183.1037
NPV | 83996.9386 | 14615.6951 | 710.9073 | 361431.1336 | 397617.0368 | 63137.6379
page 8 | Residential On-Call (ROC) (5): AVOIDED T&D AND PROGRAM FUEL SAVINGS | [7 empty] | PSC FORM CE 2.2
| Residential On-Call (ROC) (5): PROGRAM METHOD SELECTED: REV_REQ | [7 empty] | PAGE 1 OF 1
|  |  | PROGRAM NAME : | Residential On-Call (ROC)
(1) | (2) | (3) | (4) | (5) | (6) | (7) | (8) | (8a)*
|  |  | TOTAL |  |  | TOTAL
| AVOIDED | AVOIDED | AVOIDED | AVOIDED | AVOIDED | AVOIDED |  | PROGRAM
| TRANSMISSION | TRANSMISSION | TRANSMISSION | DISTRIBUTION | DISTRIBUTION | DISTRIBUTION | PROGRAM | OFF-PEAK
| CAP COST | O&M COST | COST | CAP COST | O&M COST | COST | FUEL SAVINGS | PAYBACK
YEAR | $(000) | $(000) | $(000) | $(000) | $(000) | $(000) | $(000) | $(000)
2023 | 0 | 0 | 0 | 0 | 0 | 0 | 0 | 0
2024 | 0 | 0 | 0 | 0 | 0 | 0 | 0 | 0
2025 | 0 | 0 | 0 | 0 | 0 | 0 | 0.18582 | 0.11995
2026 | 0 | 0 | 0 | 0 | 0 | 0 | 0.56676 | 0.4169
2027 | 0 | 0 | 0 | 0 | 0 | 0 | 0.83752 | 0.69334
2028 | 0 | 0 | 0 | 0 | 0 | 0 | 1.2457 | 1.0244
2029 | 0 | 0 | 0 | 0 | 0 | 0 | 1.6872 | 1.3623
2030 | 0 | 0 | 0 | 0 | 0 | 0 | 1.9637 | 1.5429
2031 | 0 | 0 | 0 | 0 | 0 | 0 | 2.3716 | 1.7178
2032 | 0 | 0 | 0 | 0 | 0 | 0 | 2.7235 | 1.9249
2033 | 0 | 0 | 0 | 0 | 0 | 0 | 3.2209 | 2.4875
2034 | 0 | 0 | 0 | 0 | 0 | 0 | 3.8528 | 2.9724
2035 | 0 | 0 | 0 | 0 | 0 | 0 | 4.1901 | 3.4329
2036 | 0 | 0 | 0 | 0 | 0 | 0 | 4.3106 | 3.5591
2037 | 0 | 0 | 0 | 0 | 0 | 0 | 4.4326 | 3.7322
2038 | 0 | 0 | 0 | 0 | 0 | 0 | 4.8596 | 4.0295
2039 | 0 | 0 | 0 | 0 | 0 | 0 | 5.0048 | 4.1936
2040 | 0 | 0 | 0 | 0 | 0 | 0 | 5.2499 | 4.4966
2041 | 0 | 0 | 0 | 0 | 0 | 0 | 5.6571 | 4.7883
2042 | 0 | 0 | 0 | 0 | 0 | 0 | 5.9471 | 4.881
2043 | 0 | 0 | 0 | 0 | 0 | 0 | 5.6796 | 5.0879
2044 | 0 | 0 | 0 | 0 | 0 | 0 | 6.2208 | 5.436
2045 | 0 | 0 | 0 | 0 | 0 | 0 | 6.7799 | 5.7796
2046 | 0 | 0 | 0 | 0 | 0 | 0 | 6.8458 | 5.9672
2047 | 0 | 0 | 0 | 0 | 0 | 0 | 6.8205 | 6.2875
2048 | 0 | 0 | 0 | 0 | 0 | 0 | 7.3242 | 6.5925
2049 | 0 | 0 | 0 | 0 | 0 | 0 | 7.7538 | 7.0163
2050 | 0 | 0 | 0 | 0 | 0 | 0 | 8.6224 | 7.5953
2051 | 0 | 0 | 0 | 0 | 0 | 0 | 8.5303 | 7.5452
2052 | 0 | 0 | 0 | 0 | 0 | 0 | 8.5219 | 7.5942
2053 | 0 | 0 | 0 | 0 | 0 | 0 | 8.4488 | 7.6257
2054 | 0 | 0 | 0 | 0 | 0 | 0 | 8.2947 | 7.657
2055 | 0 | 0 | 0 | 0 | 0 | 0 | 8.4205 | 7.6194
2056 | 0 | 0 | 0 | 0 | 0 | 0 | 8.3341 | 7.5968
2057 | 0 | 0 | 0 | 0 | 0 | 0 | 8.1642 | 7.6379
2058 | 0 | 0 | 0 | 0 | 0 | 0 | 8.0478 | 7.5691
2059 | 0 | 0 | 0 | 0 | 0 | 0 | 8.2033 | 7.6025
2060 | 0 | 0 | 0 | 0 | 0 | 0 | 8.1718 | 7.6367
2061 | 0 | 0 | 0 | 0 | 0 | 0 | 7.9352 | 7.4954
2062 | 0 | 0 | 0 | 0 | 0 | 0 | 8.1669 | 7.4846
2063 | 0 | 0 | 0 | 0 | 0 | 0 | 8.2227 | 7.5531
2064 | 0 | 0 | 0 | 0 | 0 | 0 | 7.7887 | 7.5354
2065 | 0 | 0 | 0 | 0 | 0 | 0 | 8.0156 | 7.4438
2066 | 0 | 0 | 0 | 0 | 0 | 0 | 7.9155 | 7.4007
2067 | 0 | 0 | 0 | 0 | 0 | 0 | 7.9034 | 7.4081
2068 | 0 | 0 | 0 | 0 | 0 | 0 | 7.7423 | 7.4573
2069 | 0 | 0 | 0 | 0 | 0 | 0 | 7.7423 | 7.4573
2070 | 0 | 0 | 0 | 0 | 0 | 0 | 7.7423 | 7.4573
2071 | 0 | 0 | 0 | 0 | 0 | 0 | 7.7423 | 7.4573
2072 | 0 | 0 | 0 | 0 | 0 | 0 | 7.7423 | 7.4573
2073 | 0 | 0 | 0 | 0 | 0 | 0 | 7.7423 | 7.4573
2074 | 0 | 0 | 0 | 0 | 0 | 0 | 7.7423 | 7.4573
2075 | 0 | 0 | 0 | 0 | 0 | 0 | 7.7423 | 7.4573
2076 | 0 | 0 | 0 | 0 | 0 | 0 | 7.7423 | 7.4573
2077 | 0 | 0 | 0 | 0 | 0 | 0 | 7.7423 | 7.4573
2078 | 0 | 0 | 0 | 0 | 0 | 0 | 7.7423 | 7.4573
2079 | 0 | 0 | 0 | 0 | 0 | 0 | 7.7423 | 7.4573
2080 | 0 | 0 | 0 | 0 | 0 | 0 | 7.7423 | 7.4573
2081 | 0 | 0 | 0 | 0 | 0 | 0 | 7.7423 | 7.4573
2082 | 0 | 0 | 0 | 0 | 0 | 0 | 7.7423 | 7.4573
NOM | 0 | 0 | 0 | 0 | 0 | 0 | 369.5746 | 337.4021
NPV | 0 | 0 | 0 | 0 | 0 | 0 | 42.0444 | 35.9046
* THESE VALUES REPRESENT THE COST OF THE INCREASED FUEL CONSUMPTION DUE TO GREATER OFF-PEAK
ENERGY USAGE. USED FOR LOAD SHIFTING PROGRAMS ONLY.
page 8a |  |  | AVOIDED GENERATING EMISSION IMPACT
PROGRAM METHOD SELECTED: REV_REQ
|  | PROGRAM NAME: | Residential On-Call (ROC)
| (2) | (3) | (4) | (5) | (6)
| AVOIDED |  |  | OFF-PEAK
| GEN UNIT |  | PROGRAM | EMISSION | NET
| EMISSION | REPLACEMENT | EMISSION | PAYBACK | EMISSION
| BENEFIT | EMISSION COST | BENEFIT | COST | BENEFIT
YEAR | $(000) | $(000) | $(000) | $(000) | $(000)
2023 | 0 | 0 | 0 | 0 | 0
2024 | 0 | 0 | 0 | 0 | 0
2025 | 0 | 0 | 1.7667e-05 | 1.7025e-05 | 6.4179e-07
2026 | 0 | 0 | 5.3446e-05 | 5.1504e-05 | 1.9415e-06
2027 | 0 | 0 | 9.01e-05 | 8.6827e-05 | 3.2731e-06
2028 | 0 | 0 | 0.0001276 | 0.00012296 | 4.6353e-06
2029 | 0 | 0 | 0.00016591 | 0.00015988 | 6.027e-06
2030 | 0 | 0 | 0.00020499 | 0.00019754 | 7.4466e-06
2031 | 0 | 0 | 0.00024478 | 0.00023589 | 8.8923e-06
2032 | 0 | 0 | 0.00028525 | 0.00027488 | 1.0362e-05
2033 | 0 | 0 | 0.00032632 | 0.00031447 | 1.1854e-05
2034 | 0 | 0 | 0.00036795 | 0.00035459 | 1.3367e-05
2035 | 2.794 | 3.1402 | 0.0003889 | 0.00037477 | -0.34619
2036 | 3.0089 | 3.3818 | 0.0003889 | 0.00037477 | -0.37283
2037 | 3.0519 | 3.4301 | 0.0003889 | 0.00037477 | -0.37815
2038 | 3.1809 | 3.575 | 0.0003889 | 0.00037477 | -0.39413
2039 | 3.3098 | 3.7199 | 0.0003889 | 0.00037477 | -0.41011
2040 | 3.3528 | 3.7682 | 0.0003889 | 0.00037477 | -0.41544
2041 | 3.5247 | 3.9615 | 0.0003889 | 0.00037477 | -0.43674
2042 | 3.4817 | 3.9132 | 0.0003889 | 0.00037477 | -0.43142
2043 | 3.4817 | 3.9132 | 0.0003889 | 0.00037477 | -0.43142
2044 | 3.5677 | 4.0098 | 0.0003889 | 0.00037477 | -0.44207
2045 | 3.6107 | 4.0581 | 0.0003889 | 0.00037477 | -0.44739
2046 | 3.6967 | 4.1547 | 0.0003889 | 0.00037477 | -0.45805
2047 | 3.6967 | 4.1547 | 0.0003889 | 0.00037477 | -0.45805
2048 | 3.6537 | 4.1064 | 0.0003889 | 0.00037477 | -0.45272
2049 | 3.7396 | 4.203 | 0.0003889 | 0.00037477 | -0.46337
2050 | 3.7826 | 4.2513 | 0.0003889 | 0.00037477 | -0.4687
2051 | 3.7826 | 4.2513 | 0.0003889 | 0.00037477 | -0.4687
2052 | 3.7396 | 4.203 | 0.0003889 | 0.00037477 | -0.46337
2053 | 3.8256 | 4.2997 | 0.0003889 | 0.00037477 | -0.47403
2054 | 3.8686 | 4.348 | 0.0003889 | 0.00037477 | -0.47935
2055 | 3.8686 | 4.348 | 0.0003889 | 0.00037477 | -0.47935
2056 | 3.8686 | 4.348 | 0.0003889 | 0.00037477 | -0.47935
2057 | 3.9116 | 4.3963 | 0.0003889 | 0.00037477 | -0.48468
2058 | 3.9546 | 4.4446 | 0.0003889 | 0.00037477 | -0.49
2059 | 3.9116 | 4.3963 | 0.0003889 | 0.00037477 | -0.48468
2060 | 3.9116 | 4.3963 | 0.0003889 | 0.00037477 | -0.48468
2061 | 3.8686 | 4.348 | 0.0003889 | 0.00037477 | -0.47935
2062 | 3.9116 | 4.3963 | 0.0003889 | 0.00037477 | -0.48468
2063 | 3.9116 | 4.3963 | 0.0003889 | 0.00037477 | -0.48468
2064 | 3.9546 | 4.4446 | 0.0003889 | 0.00037477 | -0.49
2065 | 3.9116 | 4.3963 | 0.0003889 | 0.00037477 | -0.48468
2066 | 3.9116 | 4.3963 | 0.0003889 | 0.00037477 | -0.48468
2067 | 3.9116 | 4.3963 | 0.0003889 | 0.00037477 | -0.48468
2068 | 3.9116 | 4.3963 | 0.0003889 | 0.00037477 | -0.48468
2069 | 3.9116 | 4.3963 | 0.0003889 | 0.00037477 | -0.48468
2070 | 3.9116 | 4.3963 | 0.0003889 | 0.00037477 | -0.48468
2071 | 3.9116 | 4.3963 | 0.0003889 | 0.00037477 | -0.48468
2072 | 3.9116 | 4.3963 | 0.0003889 | 0.00037477 | -0.48468
2073 | 3.9116 | 4.3963 | 0.0003889 | 0.00037477 | -0.48468
2074 | 3.9116 | 4.3963 | 0.0003889 | 0.00037477 | -0.48468
2075 | 3.9116 | 4.3963 | 0.0003889 | 0.00037477 | -0.48468
2076 | 3.9116 | 4.3963 | 0.0003889 | 0.00037477 | -0.48468
2077 | 3.9116 | 4.3963 | 0.0003889 | 0.00037477 | -0.48468
2078 | 3.9116 | 4.3963 | 0.0003889 | 0.00037477 | -0.48468
2079 | 3.9116 | 4.3963 | 0.0003889 | 0.00037477 | -0.48468
2080 | 3.9116 | 4.3963 | 0.0003889 | 0.00037477 | -0.48468
2081 | 3.9116 | 4.3963 | 0.0003889 | 0.00037477 | -0.48468
2082 | 3.9116 | 4.3963 | 0.0003889 | 0.00037477 | -0.48468
NOM | 179.6321 | 201.8907 | 0.020551 | 0.019805 | -22.2578
NPV | 17.8282 | 20.0373 | 0.0030034 | 0.0028943 | -2.209
(1): page 9; Residential On-Call (ROC) (7): TOTAL RESOURCE COST TEST | [5 empty] | PSC FORM CE 2.3
Residential On-Call (ROC) (7): PROGRAM METHOD SELECTED: REV_REQ | [5 empty] | PAGE 1 OF 1
[5 empty] | PROGRAM NAME: | Residential On-Call (ROC)
(1) | (2) | (3) | (4) | (5) | (6) | (7) | (8) | (9) | (10) | (11) | (12) | (13)
| INCREASED | UTILITY | PARTICIPANT |  |  | AVOIDED | AVOIDED |  |  |  |  | CUMULATIVE
| SUPPLY | PROGRAM | PROGRAM | OTHER | TOTAL | GEN UNIT | T&D | PROGRAM | OTHER | TOTAL | NET | DISCOUNTED
| COSTS | COSTS | COSTS | COSTS | COSTS | BENEFITS | BENEFITS | FUEL SAVINGS | BENEFITS | BENEFITS | BENEFITS | NET BENEFITS
YEAR | $(000) | $(000) | $(000) | $(000) | $(000) | $(000) | $(000) | $(000) | $(000) | $(000) | $(000) | $(000)
2023 | 0 | 0 | 0 | 0 | 0 | 0 | 0 | 0 | 0 | 0 | 0 | 0
2024 | 0 | 0 | 0 | 0 | 0 | 0 | 0 | 0 | 0 | 0 | 0 | 0
2025 | 0 | 715.0789 | 0 | 0 | 715.0789 | 0 | 0 | 0.065876 | 6.4179e-07 | 0.065877 | -715.013 | -611.9242
2026 | 0 | 1011.9448 | 0 | 0 | 1011.9448 | 0 | 0 | 0.14986 | 1.9415e-06 | 0.14986 | -1011.795 | -1412.9898
2027 | 0 | 1304.5775 | 0 | 0 | 1304.5775 | 0 | 0 | 0.14418 | 3.2731e-06 | 0.14418 | -1304.4333 | -2368.3986
2028 | 0 | 1599.8748 | 0 | 0 | 1599.8748 | 0 | 0 | 0.22135 | 4.6353e-06 | 0.22135 | -1599.6534 | -3452.2884
2029 | 0 | 1897.6472 | 0 | 0 | 1897.6472 | 0 | 0 | 0.32494 | 6.027e-06 | 0.32495 | -1897.3223 | -4641.5905
2030 | 0 | 2034.9938 | 0 | 0 | 2034.9938 | 0 | 0 | 0.42082 | 7.4466e-06 | 0.42083 | -2034.573 | -5821.4118
2031 | 0 | 2169.8884 | 0 | 0 | 2169.8884 | 0 | 0 | 0.65376 | 8.8923e-06 | 0.65377 | -2169.2346 | -6985.1125
2032 | 0 | 2310.7896 | 0 | 0 | 2310.7896 | 0 | 0 | 0.79856 | 1.0362e-05 | 0.79857 | -2309.991 | -8131.5144
2033 | 0 | 2456.5113 | 0 | 0 | 2456.5113 | 0 | 0 | 0.73339 | 1.1854e-05 | 0.7334 | -2455.7779 | -9258.991
2034 | 0 | 2604.2395 | 0 | 0 | 2604.2395 | 0 | 0 | 0.88045 | 1.3367e-05 | 0.88046 | -2603.3591 | -10364.709
2035 | 0 | 1657.88 | 0 | 0 | 1657.88 | 18922.2937 | 0 | 0.75719 | -0.34619 | 18922.7047 | 17264.8247 | -3581.045
2036 | 0 | 1376.2608 | 0 | 0 | 1376.2608 | 18264.723 | 0 | 0.75158 | -0.37283 | 18265.1018 | 16888.841 | 2557.9016
2037 | 0 | 1108.5921 | 0 | 0 | 1108.5921 | 17618.1627 | 0 | 0.70037 | -0.37815 | 17618.4849 | 16509.8927 | 8109.6542
2038 | 0 | 846.0675 | 0 | 0 | 846.0675 | 16815.2411 | 0 | 0.83006 | -0.39413 | 16815.6771 | 15969.6096 | 13077.5444
2039 | 0 | 590.8939 | 0 | 0 | 590.8939 | 16769.8489 | 0 | 0.81124 | -0.41011 | 16770.25 | 16179.3562 | 17733.7354
2040 | 0 | 593.3424 | 0 | 0 | 593.3424 | 15859.2574 | 0 | 0.75329 | -0.41544 | 15859.5953 | 15266.2529 | 21798.111
2041 | 0 | 602.3603 | 0 | 0 | 602.3603 | 15122.3518 | 0 | 0.86877 | -0.43674 | 15122.7838 | 14520.4235 | 25374.3993
2042 | 0 | 615.3584 | 0 | 0 | 615.3584 | 14594.4354 | 0 | 1.0661 | -0.43142 | 14595.0701 | 13979.7117 | 28559.6477
2043 | 0 | 622.7091 | 0 | 0 | 622.7091 | 14178.9609 | 0 | 0.59173 | -0.43142 | 14179.1212 | 13556.4121 | 31417.1178
2044 | 0 | 629.3634 | 0 | 0 | 629.3634 | 12989.2376 | 0 | 0.78473 | -0.44207 | 12989.5802 | 12360.2169 | 33827.3277
2045 | 0 | 1744.7616 | 0 | 0 | 1744.7616 | 12748.0873 | 0 | 1.0004 | -0.44739 | 12748.6403 | 11003.8787 | 35812.3547
2046 | 0 | 2170.9419 | 0 | 0 | 2170.9419 | 11876.9295 | 0 | 0.87864 | -0.45805 | 11877.3501 | 9706.4082 | 37432.1906
2047 | 0 | 2584.3856 | 0 | 0 | 2584.3856 | 11157.8256 | 0 | 0.53303 | -0.45805 | 11157.9006 | 8573.515 | 38755.8103
2048 | 0 | 3003.9808 | 0 | 0 | 3003.9808 | 10799.051 | 0 | 0.73177 | -0.45272 | 10799.33 | 7795.3492 | 39869.1604
2049 | 0 | 3426.1648 | 0 | 0 | 3426.1648 | 9431.9679 | 0 | 0.73756 | -0.46337 | 9432.2421 | 6006.0773 | 40662.7188
2050 | 0 | 3603.7838 | 0 | 0 | 3603.7838 | 7703.9706 | 0 | 1.0271 | -0.4687 | 7704.529 | 4100.7451 | 41163.9553
2051 | 0 | 3774.2374 | 0 | 0 | 3774.2374 | 7920.3863 | 0 | 0.98507 | -0.4687 | 7920.9027 | 4146.6653 | 41632.8449
2052 | 0 | 3950.8285 | 0 | 0 | 3950.8285 | 7334.9462 | 0 | 0.92772 | -0.46337 | 7335.4105 | 3384.5821 | 41986.8982
2053 | 0 | 4131.5305 | 0 | 0 | 4131.5305 | 6220.0277 | 0 | 0.82305 | -0.47403 | 6220.3767 | 2088.8462 | 42189.0427
2054 | 0 | 4311.6289 | 0 | 0 | 4311.6289 | 6195.8004 | 0 | 0.63779 | -0.47935 | 6195.9589 | 1884.33 | 42357.7384
2055 | 0 | 2742.9425 | 0 | 0 | 2742.9425 | 5156.0051 | 0 | 0.80111 | -0.47935 | 5156.3269 | 2413.3844 | 42557.6167
2056 | 0 | 2268.2438 | 0 | 0 | 2268.2438 | 5072.1656 | 0 | 0.73734 | -0.47935 | 5072.4236 | 2804.1798 | 42772.4674
2057 | 0 | 1820.9481 | 0 | 0 | 1820.9481 | 4810.5467 | 0 | 0.52631 | -0.48468 | 4810.5883 | 2989.6402 | 42984.3727
2058 | 0 | 1386.4642 | 0 | 0 | 1386.4642 | 4577.1533 | 0 | 0.47869 | -0.49 | 4577.142 | 3190.6778 | 43193.59
2059 | 0 | 968.2484 | 0 | 0 | 968.2484 | 4439.2769 | 0 | 0.6008 | -0.48468 | 4439.393 | 3471.1446 | 43404.1516
2060 | 0 | 972.2606 | 0 | 0 | 972.2606 | 4099.8167 | 0 | 0.53507 | -0.48468 | 4099.8671 | 3127.6065 | 43579.665
2061 | 0 | 987.0376 | 0 | 0 | 987.0376 | 4225.3981 | 0 | 0.43983 | -0.47935 | 4225.3586 | 3238.321 | 43747.7814
2062 | 0 | 1008.3364 | 0 | 0 | 1008.3364 | 4989.3724 | 0 | 0.68226 | -0.48468 | 4989.57 | 3981.2336 | 43938.9866
2063 | 0 | 1020.3813 | 0 | 0 | 1020.3813 | 4298.1149 | 0 | 0.66956 | -0.48468 | 4298.2998 | 3277.9185 | 44084.6237
2064 | 0 | 1031.2852 | 0 | 0 | 1031.2852 | 2981.9932 | 0 | 0.25329 | -0.49 | 2981.7565 | 1950.4714 | 44164.7925
2065 | 0 | 2858.9951 | 0 | 0 | 2858.9951 | 4048.5245 | 0 | 0.5718 | -0.48468 | 4048.6116 | 1189.6165 | 44210.0265
2066 | 0 | 3557.3412 | 0 | 0 | 3557.3412 | 3524.4425 | 0 | 0.51481 | -0.48468 | 3524.4726 | -32.8685 | 44208.8703
2067 | 0 | 4234.8167 | 0 | 0 | 4234.8167 | 4033.4674 | 0 | 0.49528 | -0.48468 | 4033.478 | -201.3387 | 44202.3183
2068 | 0 | 4922.3723 | 0 | 0 | 4922.3723 | 3600.2788 | 0 | 0.28507 | -0.48468 | 3600.0792 | -1322.293 | 44162.5112
2069 | 0 | 5614.17 | 0 | 0 | 5614.17 | 3526.8694 | 0 | 0.28507 | -0.48468 | 3526.6698 | -2087.5002 | 44104.3744
2070 | 0 | 5905.2195 | 0 | 0 | 5905.2195 | 2686.8603 | 0 | 0.28507 | -0.48468 | 2686.6606 | -3218.5588 | 44021.4508
2071 | 0 | 6184.5274 | 0 | 0 | 6184.5274 | 2423.6411 | 0 | 0.28507 | -0.48468 | 2423.4415 | -3761.0859 | 43931.8066
2072 | 0 | 6473.8925 | 0 | 0 | 6473.8925 | 2163.641 | 0 | 0.28507 | -0.48468 | 2163.4413 | -4310.4511 | 43836.7629
2073 | 0 | 6769.9938 | 0 | 0 | 6769.9938 | 1906.9414 | 0 | 0.28507 | -0.48468 | 1906.7418 | -4863.252 | 43737.5613
2074 | 0 | 7065.106 | 0 | 0 | 7065.106 | 1751.1291 | 0 | 0.28507 | -0.48468 | 1750.9295 | -5314.1766 | 43637.2799
2075 | 0 | 5499.7343 | 0 | 0 | 5499.7343 | 1598.8307 | 0 | 0.28507 | -0.48468 | 1598.6311 | -3901.1032 | 43569.1773
2076 | 0 | 5640.1641 | 0 | 0 | 5640.1641 | 1503.8299 | 0 | 0.28507 | -0.48468 | 1503.6303 | -4136.5339 | 43502.373
2077 | 0 | 5737.9219 | 0 | 0 | 5737.9219 | 1412.5209 | 0 | 0.28507 | -0.48468 | 1412.3213 | -4325.6006 | 43437.7472
2078 | 0 | 5791.4592 | 0 | 0 | 5791.4592 | 1324.9962 | 0 | 0.28507 | -0.48468 | 1324.7966 | -4466.6627 | 43376.0117
2079 | 0 | 5809.0039 | 0 | 0 | 5809.0039 | 1241.3503 | 0 | 0.28507 | -0.48468 | 1241.1506 | -4567.8533 | 43317.606
2080 | 0 | 5826.247 | 0 | 0 | 5826.247 | 1161.6801 | 0 | 0.28507 | -0.48468 | 1161.4805 | -4664.7665 | 43262.4281
2081 | 0 | 5843.921 | 0 | 0 | 5843.921 | 1086.0851 | 0 | 0.28507 | -0.48468 | 1085.8855 | -4758.0356 | 43210.362
2082 | 0 | 5862.037 | 0 | 0 | 5862.037 | 1014.6671 | 0 | 0.28507 | -0.48468 | 1014.4675 | -4847.5695 | 43161.289
NOM | 0 | 173253.6882 | 0 | 0 | 173253.6882 | 337183.1037 | 0 | 32.1725 | -22.2578 | 337193.0184 | 163939.3302
NPV | 0 | 19980.2797 | 0 | 0 | 19980.2797 | 63137.6379 | 0 | 6.1398 | -2.209 | 63141.5687 | 43161.289
| Discount Rate: |  |  |  | 8.0956 | %
| Benefit/Cost Ratio (Col(11) / Col(6)) : |  |  |  | 3.1602
(1): page 10; Residential On-Call (ROC) (7): PARTICIPANT COSTS AND BENEFITS |  | PSC FORM CE 2.4
Residential On-Call (ROC) (7): PROGRAM METHOD SELECTED: REV_REQ |  | PAGE 1 OF 1
[5 empty] | PROGRAM NAME: | Residential On-Call (ROC)
(1) | (2) | (3) | (4) | (5) | (6) | (7) | (8) | (9) | (10) | (11) | (12)
| SAVINGS IN |  |  |  |  | CUSTOMER |  |  |  |  | CUMULATIVE
| PARTICIPANTS | TAX | UTILITY | OTHER | TOTAL | EQUIPMENT | CUSTOMER | OTHER | TOTAL | NET | DISCOUNTED
| BILLS | CREDITS | REBATES | BENEFITS | BENEFITS | COSTS | O&M COSTS | COSTS | COSTS | BENEFITS | NET BENEFITS
YEAR | $(000) | $(000) | $(000) | $(000) | $(000) | $(000) | $(000) | $(000) | $(000) | $(000) | $(000)
2023 | 0 | 0 | 0 | 0 | 0 | 0 | 0 | 0 | 0 | 0 | 0
2024 | 0 | 0 | 0 | 0 | 0 | 0 | 0 | 0 | 0 | 0 | 0
2025 | 0.022353 | 0 | 160.1955 | 0 | 160.2179 | 0 | 0 | 0 | 0 | 160.2179 | 137.118
2026 | 0.073237 | 0 | 484.6235 | 0 | 484.6967 | 0 | 0 | 0 | 0 | 484.6967 | 520.8656
2027 | 0.12825 | 0 | 816.9879 | 0 | 817.1161 | 0 | 0 | 0 | 0 | 817.1161 | 1119.3477
2028 | 0.18366 | 0 | 1157.0134 | 0 | 1157.197 | 0 | 0 | 0 | 0 | 1157.197 | 1903.4388
2029 | 0.24088 | 0 | 1504.3789 | 0 | 1504.6198 | 0 | 0 | 0 | 0 | 1504.6198 | 2846.5825
2030 | 0.31244 | 0 | 1858.7174 | 0 | 1859.0298 | 0 | 0 | 0 | 0 | 1859.0298 | 3924.6086
2031 | 0.38238 | 0 | 2219.5701 | 0 | 2219.9525 | 0 | 0 | 0 | 0 | 2219.9525 | 5115.5173
2032 | 0.45719 | 0 | 2586.4784 | 0 | 2586.9356 | 0 | 0 | 0 | 0 | 2586.9356 | 6399.3612
2033 | 0.53236 | 0 | 2958.9408 | 0 | 2959.4732 | 0 | 0 | 0 | 0 | 2959.4732 | 7758.0903
2034 | 0.61174 | 0 | 3336.431 | 0 | 3337.0427 | 0 | 0 | 0 | 0 | 3337.0427 | 9175.4239
2035 | 0.66254 | 0 | 3336.431 | 0 | 3337.0935 | 0 | 0 | 0 | 0 | 3337.0935 | 10486.6287
2036 | 0.67713 | 0 | 3336.431 | 0 | 3337.1081 | 0 | 0 | 0 | 0 | 3337.1081 | 11699.6384
2037 | 0.69209 | 0 | 3336.431 | 0 | 3337.1231 | 0 | 0 | 0 | 0 | 3337.1231 | 12821.8069
2038 | 0.70951 | 0 | 3336.431 | 0 | 3337.1405 | 0 | 0 | 0 | 0 | 3337.1405 | 13859.938
2039 | 0.72789 | 0 | 3336.431 | 0 | 3337.1589 | 0 | 0 | 0 | 0 | 3337.1589 | 14820.3253
2040 | 0.74299 | 0 | 3336.431 | 0 | 3337.174 | 0 | 0 | 0 | 0 | 3337.174 | 15708.7901
2041 | 0.75846 | 0 | 3336.431 | 0 | 3337.1894 | 0 | 0 | 0 | 0 | 3337.1894 | 16530.7187
2042 | 0.77366 | 0 | 3336.431 | 0 | 3337.2046 | 0 | 0 | 0 | 0 | 3337.2046 | 17291.0939
2043 | 0.78875 | 0 | 3336.431 | 0 | 3337.2197 | 0 | 0 | 0 | 0 | 3337.2197 | 17994.5253
2044 | 0.80796 | 0 | 3336.431 | 0 | 3337.2389 | 0 | 0 | 0 | 0 | 3337.2389 | 18645.2781
2045 | 0.82913 | 0 | 3336.431 | 0 | 3337.2601 | 0 | 0 | 0 | 0 | 3337.2601 | 19247.2978
2046 | 0.84706 | 0 | 3336.431 | 0 | 3337.278 | 0 | 0 | 0 | 0 | 3337.278 | 19804.2333
2047 | 0.86472 | 0 | 3336.431 | 0 | 3337.2957 | 0 | 0 | 0 | 0 | 3337.2957 | 20319.4607
2048 | 0.88042 | 0 | 3336.431 | 0 | 3337.3114 | 0 | 0 | 0 | 0 | 3337.3114 | 20796.1034
2049 | 0.89783 | 0 | 3336.431 | 0 | 3337.3288 | 0 | 0 | 0 | 0 | 3337.3288 | 21237.051
2050 | 0.91452 | 0 | 3336.431 | 0 | 3337.3455 | 0 | 0 | 0 | 0 | 3337.3455 | 21644.9766
2051 | 0.92761 | 0 | 3336.431 | 0 | 3337.3586 | 0 | 0 | 0 | 0 | 3337.3586 | 22022.3529
2052 | 0.94719 | 0 | 3336.431 | 0 | 3337.3782 | 0 | 0 | 0 | 0 | 3337.3782 | 22371.4683
2053 | 0.96205 | 0 | 3336.431 | 0 | 3337.393 | 0 | 0 | 0 | 0 | 3337.393 | 22694.4387
2054 | 0.9771 | 0 | 3336.431 | 0 | 3337.4081 | 0 | 0 | 0 | 0 | 3337.4081 | 22993.2222
2055 | 0.99232 | 0 | 3336.431 | 0 | 3337.4233 | 0 | 0 | 0 | 0 | 3337.4233 | 23269.63
2056 | 1.0077 | 0 | 3336.431 | 0 | 3337.4387 | 0 | 0 | 0 | 0 | 3337.4387 | 23525.338
2057 | 1.0233 | 0 | 3336.431 | 0 | 3337.4543 | 0 | 0 | 0 | 0 | 3337.4543 | 23761.8962
2058 | 1.0391 | 0 | 3336.431 | 0 | 3337.4701 | 0 | 0 | 0 | 0 | 3337.4701 | 23980.7389
2059 | 1.0551 | 0 | 3336.431 | 0 | 3337.4861 | 0 | 0 | 0 | 0 | 3337.4861 | 24183.1927
2060 | 1.0713 | 0 | 3336.431 | 0 | 3337.5022 | 0 | 0 | 0 | 0 | 3337.5022 | 24370.485
2061 | 1.0876 | 0 | 3336.431 | 0 | 3337.5186 | 0 | 0 | 0 | 0 | 3337.5186 | 24543.7512
2062 | 1.1042 | 0 | 3336.431 | 0 | 3337.5352 | 0 | 0 | 0 | 0 | 3337.5352 | 24704.0417
2063 | 1.1254 | 0 | 3336.431 | 0 | 3337.5564 | 0 | 0 | 0 | 0 | 3337.5564 | 24852.3285
2064 | 1.1468 | 0 | 3336.431 | 0 | 3337.5778 | 0 | 0 | 0 | 0 | 3337.5778 | 24989.5105
2065 | 1.1683 | 0 | 3336.431 | 0 | 3337.5992 | 0 | 0 | 0 | 0 | 3337.5992 | 25116.4193
2066 | 1.1895 | 0 | 3336.431 | 0 | 3337.6205 | 0 | 0 | 0 | 0 | 3337.6205 | 25233.8242
2067 | 1.2109 | 0 | 3336.431 | 0 | 3337.6419 | 0 | 0 | 0 | 0 | 3337.6419 | 25342.437
2068 | 1.2325 | 0 | 3336.431 | 0 | 3337.6634 | 0 | 0 | 0 | 0 | 3337.6634 | 25442.9161
2069 | 1.2543 | 0 | 3336.431 | 0 | 3337.6853 | 0 | 0 | 0 | 0 | 3337.6853 | 25535.8706
2070 | 1.2764 | 0 | 3336.431 | 0 | 3337.7074 | 0 | 0 | 0 | 0 | 3337.7074 | 25621.864
2071 | 1.2987 | 0 | 3336.431 | 0 | 3337.7297 | 0 | 0 | 0 | 0 | 3337.7297 | 25701.4176
2072 | 1.3217 | 0 | 3336.431 | 0 | 3337.7526 | 0 | 0 | 0 | 0 | 3337.7526 | 25775.0136
2073 | 1.3448 | 0 | 3336.431 | 0 | 3337.7758 | 0 | 0 | 0 | 0 | 3337.7758 | 25843.0983
2074 | 1.3684 | 0 | 3336.431 | 0 | 3337.7993 | 0 | 0 | 0 | 0 | 3337.7993 | 25906.0844
2075 | 1.3923 | 0 | 3336.431 | 0 | 3337.8233 | 0 | 0 | 0 | 0 | 3337.8233 | 25964.3536
2076 | 1.4167 | 0 | 3336.431 | 0 | 3337.8477 | 0 | 0 | 0 | 0 | 3337.8477 | 26018.2593
2077 | 1.4415 | 0 | 3336.431 | 0 | 3337.8725 | 0 | 0 | 0 | 0 | 3337.8725 | 26068.1281
2078 | 1.4667 | 0 | 3336.431 | 0 | 3337.8977 | 0 | 0 | 0 | 0 | 3337.8977 | 26114.2625
2079 | 1.4924 | 0 | 3336.431 | 0 | 3337.9234 | 0 | 0 | 0 | 0 | 3337.9234 | 26156.9421
2080 | 1.5186 | 0 | 3336.431 | 0 | 3337.9495 | 0 | 0 | 0 | 0 | 3337.9495 | 26196.4255
2081 | 1.5452 | 0 | 3336.431 | 0 | 3337.9761 | 0 | 0 | 0 | 0 | 3337.9761 | 26232.9522
2082 | 1.5722 | 0 | 3336.431 | 0 | 3338.0032 | 0 | 0 | 0 | 0 | 3338.0032 | 26266.7436
NOM | 54.497 | 0 | 177232.024 | 0 | 177286.521 | 0 | 0 | 0 | 0 | 177286.521
NPV | 5.9168 | 0 | 26260.8268 | 0 | 26266.7436 | 0 | 0 | 0 | 0 | 26266.7436
| In Service of Gen Unit: |  |  |  | 2035
| Discount Rate : |  |  |  | 8.0956 | %
| Benefit/Cost Ratio ( Col(6) / Col(10)) |  |  |  | Infinite
(1): page 11; Residential On-Call (ROC) (7): RATE IMPACT TEST |  |  | PSC FORM CE 2.5
Residential On-Call (ROC) (7): PROGRAM METHOD SELECTED: REV_REQ |  |  | PAGE 1 OF 1
[5 empty] | PROGRAM NAME: | Residential On-Call (ROC)
(1) | (2) | (3) | (4) | (5) | (6) | (7) | (8) | (9) | (10) | (11) | (12) | (13) | (14)
| INCREASED | UTILITY |  |  | SELLBACK/ |  | AVOIDED GEN | AVOIDED |  |  |  |  | CUMULATIVE
| SUPPLY | PROGRAM |  | REVENUE | OTHER | TOTAL | UNIT & FUEL | T&D | REVENUE | OTHER | TOTAL | NET | DISCOUNTED
| COSTS | COSTS | INCENTIVES | LOSSES | COSTS | COSTS | BENEFITS | BENEFITS | GAINS | BENEFITS | BENEFITS | BENEFITS | NET BENEFITS
YEAR | $(000) | $(000) | $(000) | $(000) | $(000) | $(000) | $(000) | $(000) | $(000) | $(000) | $(000) | $(000) | $(000)
2023 | 0 | 0 | 0 | 0 | 0 | 0 | 0 | 0 | 0 | 0 | 0 | 0 | 0
2024 | 0 | 0 | 0 | 0 | 0 | 0 | 0 | 0 | 0 | 0 | 0 | 0 | 0
2025 | 0 | 715.0789 | 160.1955 | 0.016989 | 0 | 875.2914 | 0.065876 | 0 | 0 | 6.4179e-07 | 0.065877 | -875.2255 | -749.0377
2026 | 0 | 1011.9448 | 484.6235 | 0.05566 | 0 | 1496.624 | 0.14986 | 0 | 0 | 1.9415e-06 | 0.14986 | -1496.4741 | -1933.8369
2027 | 0 | 1304.5775 | 816.9879 | 0.097472 | 0 | 2121.6628 | 0.14418 | 0 | 0 | 3.2731e-06 | 0.14418 | -2121.5186 | -3487.7053
2028 | 0 | 1599.8748 | 1157.0134 | 0.13958 | 0 | 2757.0277 | 0.22135 | 0 | 0 | 4.6353e-06 | 0.22135 | -2756.8064 | -5355.6564
2029 | 0 | 1897.6472 | 1504.3789 | 0.18307 | 0 | 3402.2092 | 0.32494 | 0 | 0 | 6.027e-06 | 0.32495 | -3401.8842 | -7488.0659
2030 | 0 | 2034.9938 | 1858.7174 | 0.23746 | 0 | 3893.9486 | 0.42082 | 0 | 0 | 7.4466e-06 | 0.42083 | -3893.5278 | -9745.8697
2031 | 0 | 2169.8884 | 2219.5701 | 0.29061 | 0 | 4389.7491 | 0.65376 | 0 | 0 | 8.8923e-06 | 0.65377 | -4389.0954 | -12100.4299
2032 | 0 | 2310.7896 | 2586.4784 | 0.34746 | 0 | 4897.6154 | 0.79856 | 0 | 0 | 1.0362e-05 | 0.79857 | -4896.8169 | -14530.6213
2033 | 0 | 2456.5113 | 2958.9408 | 0.40459 | 0 | 5415.8566 | 0.73339 | 0 | 0 | 1.1854e-05 | 0.7334 | -5415.1232 | -17016.7683
2034 | 0 | 2604.2395 | 3336.431 | 0.46493 | 0 | 5941.1354 | 0.88045 | 0 | 0 | 1.3367e-05 | 0.88046 | -5940.255 | -19539.7575
2035 | 0 | 1657.88 | 3336.431 | 0.50353 | 0 | 4994.8145 | 18923.0509 | 0 | 0 | -0.34619 | 18922.7047 | 13927.8902 | -14067.2358
2036 | 0 | 1376.2608 | 3336.431 | 0.51462 | 0 | 4713.2064 | 18265.4746 | 0 | 0 | -0.37283 | 18265.1018 | 13551.8954 | -9141.2399
2037 | 0 | 1108.5921 | 3336.431 | 0.52599 | 0 | 4445.5491 | 17618.863 | 0 | 0 | -0.37815 | 17618.4849 | 13172.9358 | -4711.6
2038 | 0 | 846.0675 | 3336.431 | 0.53923 | 0 | 4183.0377 | 16816.0712 | 0 | 0 | -0.39413 | 16815.6771 | 12632.6394 | -781.7878
2039 | 0 | 590.8939 | 3336.431 | 0.5532 | 0 | 3927.8781 | 16770.6602 | 0 | 0 | -0.41011 | 16770.25 | 12842.372 | 2914.0661
2040 | 0 | 593.3424 | 3336.431 | 0.56467 | 0 | 3930.338 | 15860.0107 | 0 | 0 | -0.41544 | 15859.5953 | 11929.2573 | 6090.0244
2041 | 0 | 602.3603 | 3336.431 | 0.57643 | 0 | 3939.3678 | 15123.2206 | 0 | 0 | -0.43674 | 15122.7838 | 11183.4161 | 8844.4289
2042 | 0 | 615.3584 | 3336.431 | 0.58798 | 0 | 3952.3774 | 14595.5015 | 0 | 0 | -0.43142 | 14595.0701 | 10642.6927 | 11269.3444
2043 | 0 | 622.7091 | 3336.431 | 0.59945 | 0 | 3959.7395 | 14179.5526 | 0 | 0 | -0.43142 | 14179.1212 | 10219.3817 | 13423.423
2044 | 0 | 629.3634 | 3336.431 | 0.61405 | 0 | 3966.4084 | 12990.0223 | 0 | 0 | -0.44207 | 12989.5802 | 9023.1718 | 15182.9179
2045 | 0 | 1744.7616 | 3336.431 | 0.63014 | 0 | 5081.8228 | 12749.0877 | 0 | 0 | -0.44739 | 12748.6403 | 7666.8176 | 16565.9611
2046 | 0 | 2170.9419 | 3336.431 | 0.64376 | 0 | 5508.0167 | 11877.8082 | 0 | 0 | -0.45805 | 11877.3501 | 6369.3334 | 17628.8955
2047 | 0 | 2584.3856 | 3336.431 | 0.65718 | 0 | 5921.4738 | 11158.3587 | 0 | 0 | -0.45805 | 11157.9006 | 5236.4268 | 18437.3198
2048 | 0 | 3003.9808 | 3336.431 | 0.66912 | 0 | 6341.0809 | 10799.7827 | 0 | 0 | -0.45272 | 10799.33 | 4458.2491 | 19074.0574
2049 | 0 | 3426.1648 | 3336.431 | 0.68235 | 0 | 6763.2782 | 9432.7055 | 0 | 0 | -0.46337 | 9432.2421 | 2668.9639 | 19426.6967
2050 | 0 | 3603.7838 | 3336.431 | 0.69504 | 0 | 6940.9099 | 7704.9977 | 0 | 0 | -0.4687 | 7704.529 | 763.6191 | 19520.0343
2051 | 0 | 3774.2374 | 3336.431 | 0.70498 | 0 | 7111.3733 | 7921.3714 | 0 | 0 | -0.4687 | 7920.9027 | 809.5293 | 19611.5729
2052 | 0 | 3950.8285 | 3336.431 | 0.71986 | 0 | 7287.9793 | 7335.8739 | 0 | 0 | -0.46337 | 7335.4105 | 47.4312 | 19616.5345
2053 | 0 | 4131.5305 | 3336.431 | 0.73116 | 0 | 7468.6926 | 6220.8507 | 0 | 0 | -0.47403 | 6220.3767 | -1248.3159 | 19495.7309
2054 | 0 | 4311.6289 | 3336.431 | 0.74259 | 0 | 7648.8025 | 6196.4382 | 0 | 0 | -0.47935 | 6195.9589 | -1452.8436 | 19365.6642
2055 | 0 | 2742.9425 | 3336.431 | 0.75416 | 0 | 6080.1276 | 5156.8063 | 0 | 0 | -0.47935 | 5156.3269 | -923.8007 | 19289.1544
2056 | 0 | 2268.2438 | 3336.431 | 0.76587 | 0 | 5605.4406 | 5072.903 | 0 | 0 | -0.47935 | 5072.4236 | -533.017 | 19248.3157
2057 | 0 | 1820.9481 | 3336.431 | 0.77772 | 0 | 5158.1568 | 4811.073 | 0 | 0 | -0.48468 | 4810.5883 | -347.5685 | 19223.6801
2058 | 0 | 1386.4642 | 3336.431 | 0.78972 | 0 | 4723.6849 | 4577.632 | 0 | 0 | -0.49 | 4577.142 | -146.5429 | 19214.071
2059 | 0 | 968.2484 | 3336.431 | 0.80186 | 0 | 4305.4813 | 4439.8777 | 0 | 0 | -0.48468 | 4439.393 | 133.9117 | 19222.1942
2060 | 0 | 972.2606 | 3336.431 | 0.81415 | 0 | 4309.5057 | 4100.3517 | 0 | 0 | -0.48468 | 4099.8671 | -209.6386 | 19210.4298
2061 | 0 | 987.0376 | 3336.431 | 0.8266 | 0 | 4324.2952 | 4225.8379 | 0 | 0 | -0.47935 | 4225.3586 | -98.9366 | 19205.2936
2062 | 0 | 1008.3364 | 3336.431 | 0.83921 | 0 | 4345.6066 | 4990.0547 | 0 | 0 | -0.48468 | 4989.57 | 643.9634 | 19236.2209
2063 | 0 | 1020.3813 | 3336.431 | 0.8553 | 0 | 4357.6676 | 4298.7845 | 0 | 0 | -0.48468 | 4298.2998 | -59.3678 | 19233.5832
2064 | 0 | 1031.2852 | 3336.431 | 0.87159 | 0 | 4368.5877 | 2982.2465 | 0 | 0 | -0.49 | 2981.7565 | -1386.8312 | 19176.5813
2065 | 0 | 2858.9951 | 3336.431 | 0.88787 | 0 | 6196.314 | 4049.0963 | 0 | 0 | -0.48468 | 4048.6116 | -2147.7023 | 19094.9172
2066 | 0 | 3557.3412 | 3336.431 | 0.90405 | 0 | 6894.6762 | 3524.9573 | 0 | 0 | -0.48468 | 3524.4726 | -3370.2036 | 18976.3661
2067 | 0 | 4234.8167 | 3336.431 | 0.92029 | 0 | 7572.168 | 4033.9627 | 0 | 0 | -0.48468 | 4033.478 | -3538.69 | 18861.2108
2068 | 0 | 4922.3723 | 3336.431 | 0.93666 | 0 | 8259.7399 | 3600.5639 | 0 | 0 | -0.48468 | 3600.0792 | -4659.6607 | 18720.9335
2069 | 0 | 5614.17 | 3336.431 | 0.95327 | 0 | 8951.5543 | 3527.1545 | 0 | 0 | -0.48468 | 3526.6698 | -5424.8845 | 18569.8506
2070 | 0 | 5905.2195 | 3336.431 | 0.97005 | 0 | 9242.6205 | 2687.1453 | 0 | 0 | -0.48468 | 2686.6606 | -6555.9598 | 18400.9415
2071 | 0 | 6184.5274 | 3336.431 | 0.98702 | 0 | 9521.9454 | 2423.9261 | 0 | 0 | -0.48468 | 2423.4415 | -7098.5039 | 18231.7512
2072 | 0 | 6473.8925 | 3336.431 | 1.0045 | 0 | 9811.3279 | 2163.926 | 0 | 0 | -0.48468 | 2163.4413 | -7647.8866 | 18063.1184
2073 | 0 | 6769.9938 | 3336.431 | 1.0221 | 0 | 10107.4468 | 1907.2265 | 0 | 0 | -0.48468 | 1906.7418 | -8200.705 | 17895.8386
2074 | 0 | 7065.106 | 3336.431 | 1.04 | 0 | 10402.577 | 1751.4141 | 0 | 0 | -0.48468 | 1750.9295 | -8651.6475 | 17732.5774
2075 | 0 | 5499.7343 | 3336.431 | 1.0582 | 0 | 8837.2235 | 1599.1158 | 0 | 0 | -0.48468 | 1598.6311 | -7238.5924 | 17606.2114
2076 | 0 | 5640.1641 | 3336.431 | 1.0767 | 0 | 8977.6718 | 1504.1149 | 0 | 0 | -0.48468 | 1503.6303 | -7474.0415 | 17485.507
2077 | 0 | 5737.9219 | 3336.431 | 1.0955 | 0 | 9075.4484 | 1412.806 | 0 | 0 | -0.48468 | 1412.3213 | -7663.1271 | 17371.0174
2078 | 0 | 5791.4592 | 3336.431 | 1.1147 | 0 | 9129.005 | 1325.2813 | 0 | 0 | -0.48468 | 1324.7966 | -7804.2084 | 17263.1525
2079 | 0 | 5809.0039 | 3336.431 | 1.1342 | 0 | 9146.5692 | 1241.6353 | 0 | 0 | -0.48468 | 1241.1506 | -7905.4185 | 17162.0718
2080 | 0 | 5826.247 | 3336.431 | 1.1541 | 0 | 9163.832 | 1161.9651 | 0 | 0 | -0.48468 | 1161.4805 | -8002.3516 | 17067.4147
2081 | 0 | 5843.921 | 3336.431 | 1.1743 | 0 | 9181.5263 | 1086.3701 | 0 | 0 | -0.48468 | 1085.8855 | -8095.6409 | 16978.826
2082 | 0 | 5862.037 | 3336.431 | 1.1949 | 0 | 9199.6628 | 1014.9522 | 0 | 0 | -0.48468 | 1014.4675 | -8185.1954 | 16895.9655
NOM | 0 | 173253.6882 | 177232.024 | 41.4177 | 0 | 350527.1299 | 337215.2763 | 0 | 0 | -22.2578 | 337193.0184 | -13334.1115
NPV | 0 | 19980.2797 | 26260.8268 | 4.4967 | 0 | 46245.6032 | 63143.7777 | 0 | 0 | -2.209 | 63141.5687 | 16895.9655
| Discount Rate : |  |  |  | 8.0956 | %
| Benefit/Cost Ratio (Col(12) / Col(7)) : |  |  |  | 1.3654