## Outputs
page 1 | FPL 000596 | [12 empty] | PSC FORM CE 1
2024-06-07 11:25 | 20240012-EG |  |  |  | INPUT DATA -- PART 1 CONTINUED | [8 empty] | PAGE 1 OF 1
PROGRAM METHOD SELECTED: REV_REQ
|  |  |  | PROGRAM NAME: | CDR
I. | PROGRAM DEMAND SAVINGS & LINE LOSSES | [5 empty] | IV. | AVOIDED GENERATOR AND T&D COSTS
| (1) CUSTOMER kW REDUCTION AT METER ........................................................................................... |  |  |  | 0.9415 | kW |  | (1) BASE YEAR ............................................................................................................................. |  |  |  | 2023
| (2) GENERATOR kW REDUCTION PER CUSTOMER .......................................................................................... |  |  |  | 1.2127 | kW |  | (2) IN-SERVICE YEAR FOR AVOIDED GENERATING UNIT .............................................................................. |  |  |  | 2035
| (3) kW LINE LOSS PERCENTAGE ................................................................................................... |  |  |  | 5.2837 | % |  | (3) IN-SERVICE YEAR FOR AVOIDED T&D ........................................................................... |  |  |  | 2026-2035
| (4) GENERATOR kWh REDUCTION PER CUSTOMER ...................................................................................... |  |  |  | 11.4815 | kWh **** |  | (4) BASE YEAR AVOIDED GENERATING COST .................................................................................... |  |  |  | 786.3466 | $/kW
| (5) kWh LINE LOSS PERCENTAGE ............................................................................................... |  |  |  | 4.1934 | % |  | (5) BASE YEAR AVOIDED TRANSMISSION COST .................................................................................... |  |  |  | 0 | $/kW
| (6) GROUP LINE LOSS MULTIPLIER................................................................................................................ |  |  |  | 1 |  |  | (6) BASE YEAR DISTRIBUTION COST ........................................................................................ |  |  |  | 0 | $/kW
| (7) CUSTOMER kWh INCREASE AT METER ......................................................................................... |  |  |  | 0.0011645 | kWh **** |  | (7) GEN, TRAN & DIST COST ESCALATION RATE .................................................................................... |  |  |  | 2 | %**
[8 empty] | (8) GENERATOR FIXED O & M COST .............................................................................................. |  |  |  | 11.8679 | $/kW/YR
II. | ECONOMIC LIFE & K FACTORS | [6 empty] | (9) GENERATOR FIXED O&M ESCALATION RATE .......................................................................................... |  |  |  | 2.5 | %**
[8 empty] | (10) TRANSMISSION FIXED O & M COST ............................................................................................. |  |  |  | 0 | $/kW
| (1) STUDY PERIOD FOR THE CONSERVATION PROGRAM ........................................................................................ |  |  |  | 62 | YEARS |  | (11) DISTRIBUTION FIXED O & M COST .............................................................................................. |  |  |  | 0 | $/kW
| (2) GENERATOR ECONOMIC LIFE ..................................................................................................... |  |  |  | 50 | YEARS |  | (12) T&D FIXED O&M ESCALATION RATE ................................................................................................. |  |  |  | 2.5 | %**
| (3) T&D ECONOMIC LIFE ..................................................................................................................... |  |  |  | 50 | YEARS |  | (13) AVOIDED GEN UNIT VARIABLE O & M COSTS .................................................................................................. |  |  |  | 0.0079521 | CENTS/kWh
| (4) K FACTOR FOR GENERATION .............................................................................................. |  |  |  | 1.37 |  |  | (14) GENERATOR VARIABLE O&M COST ESCALATION RATE ......................................................................................... |  |  |  | 2.5 | %**
| (5) K FACTOR FOR T & D........................................................................................................................ |  |  |  | 1.3065 |  |  | (15) GENERATOR CAPACITY FACTOR ............................................................................................. |  |  |  | 65 | ** (In-service year)
[8 empty] | (16) AVOIDED GENERATING UNIT FUEL COST ........................................................................................... |  |  |  | 6.499 | CENTS/kWh** (In-service year)
III. | UTILITY & CUSTOMER COSTS | [6 empty] | (17) AVOIDED GEN UNIT FUEL COST ESCALATION RATE ................................................................................................... |  |  |  | -2.0003 | %**
| (1) UTILITY NON RECURRING COST PER CUSTOMER ........................................................................................................ |  |  |  | *** | $/CUST | V. | NON-FUEL ENERGY AND DEMAND CHARGES
| (2) UTILITY RECURRING COST PER CUSTOMER ...................................................................................... |  |  |  | *** | $/CUST
| (3) UTILITY COST ESCALATION RATE ......................................................................................... |  |  |  | *** | %** |  | (1) NON FUEL COST IN CUSTOMER BILL .................................................................................... |  |  |  | *** | CENTS/kWh
| (4) CUSTOMER EQUIPMENT COST ....................................................................................................................... |  |  |  | *** | $/CUST |  | (2) NON-FUEL COST ESCALATION RATE ........................................................................................ |  |  |  | *** | %
| (5) CUSTOMER EQUIPMENT ESCALATION RATE ................................................................................... |  |  |  | *** | %** |  | (3) DEMAND CHARGE IN CUSTOMER BILL ........................................................................................... |  |  |  | *** | $/kW/MO
| (6) CUSTOMER O & M COST ................................................................................................................ |  |  |  | *** | $/CUST/YR |  | (4) DEMAND CHARGE ESCALATION RATE ....................................................................................... |  |  |  | *** | %
| (7) CUSTOMER O & M COST ESCALATION RATE ................................................................................................................ |  |  |  | *** | %**
* | (8) INCREASED SUPPLY COSTS ................................................................................................................ |  |  |  | *** | $/CUST/YR | VI. | COST-EFFECTIVENESS RATIOS
* | (9) SUPPLY COSTS ESCALATION RATES......................................................................................... |  |  |  | *** | %**
* | (10) UTILITY DISCOUNT RATE ....................................................................................................... |  |  |  | 8.0956 | % |  | (1) RIM TEST ………….……………………………………………………………………………………………………………….………………………………… |  |  |  | 0.79151
* | (11) UTILITY AFUDC RATE......................................................................................................................... |  |  |  | 6.22 | % |  | (2) TRC TEST……...………………………………………………………………………………………………………………………………………….. |  |  |  | 41.937
* | (12) UTILITY NON RECURRING REBATE/INCENTIVE ...................................................................................... |  |  |  | *** | $/CUST |  | (3) PARTICIPANT TEST ……………...…………………………………………………….…………..………………………………………………….. |  |  |  | Infinite
* | (13) UTILITY RECURRING REBATE/INCENTIVE ...................................................................................... |  |  |  | *** | $/CUST
* | (14) UTILITY REBATE/INCENTIVE ESCALATION RATE .................................................................................... |  |  |  | *** | %
* SUPPLEMENTAL INFORMATION NOT SPECIFIED IN WORKBOOK
** VALUE SHOWN IS FOR FIRST YEAR ONLY (VALUE VARIES OVER TIME)
*** PROGRAM COST CALCULATION VALUES ARE SHOWN ON PAGE 2
page 2 |  |  |  |  | * INPUT DATA -- PART 1 CONTINUED
PROGRAM METHOD SELECTED: REV_REQ
|  |  |  | PROGRAM NAME: | CDR
| (1) | (2) | (3) | (4) | (5) | (6) | (7) | (8) | (9) | (10)
| UTILITY |  |  | TOTAL | ENERGY | DEMAND
| PROGRAM COSTS |  | OTHER | UTILITY | CHARGE | CHARGE | PARTICIPANT | PARTICIPANT | OTHER | TOTAL
| WITHOUT | UTILITY | UTILITY | PROGRAM | REVENUE | REVENUE | EQUIPMENT | O&M | PARTICIPANT | PARTICIPANT
| INCENTIVES | INCENTIVES | COSTS | COSTS | LOSSES | LOSSES | COSTS | COSTS | COSTS | COSTS
YEAR | $(000) | $(000) | $(000) | $(000) | $(000) | $(000) | $(000) | $(000) | $(000) | $(000)
2023 | 0 | 0 | 0 | 0 | 0 | 0 | 0 | 0 | 0 | 0
2024 | 0 | 0 | 0 | 0 | 0 | 0 | 0 | 0 | 0 | 0
2025 | 43.4998 | 342.8079 | 0 | 386.3077 | 2.3206 | 0 | 0 | 0 | 0 | 0
2026 | 50.2534 | 1024.9957 | 0 | 1075.2491 | 7.2478 | 0 | 0 | 0 | 0 | 0
2027 | 57.2593 | 1700.3617 | 0 | 1757.621 | 12.0426 | 0 | 0 | 0 | 0 | 0
2028 | 50.3018 | 2264.8863 | 0 | 2315.1881 | 16.0437 | 0 | 0 | 0 | 0 | 0
2029 | 55.6271 | 2719.6782 | 0 | 2775.3054 | 19.1594 | 0 | 0 | 0 | 0 | 0
2030 | 61.1457 | 3169.9222 | 0 | 3231.0678 | 22.8071 | 0 | 0 | 0 | 0 | 0
2031 | 66.863 | 3615.6637 | 0 | 3682.5267 | 26.5072 | 0 | 0 | 0 | 0 | 0
2032 | 72.7851 | 4056.9478 | 0 | 4129.7328 | 30.3637 | 0 | 0 | 0 | 0 | 0
2033 | 78.9179 | 4493.819 | 0 | 4572.7369 | 34.2931 | 0 | 0 | 0 | 0 | 0
2034 | 85.2677 | 4926.3215 | 0 | 5011.5892 | 38.3315 | 0 | 0 | 0 | 0 | 0
2035 | 57.2403 | 4926.3215 | 0 | 4983.5619 | 41.2439 | 0 | 0 | 0 | 0 | 0
2036 | 58.6713 | 4926.3215 | 0 | 4984.9929 | 42.2278 | 0 | 0 | 0 | 0 | 0
2037 | 60.1381 | 4926.3215 | 0 | 4986.4597 | 43.3122 | 0 | 0 | 0 | 0 | 0
2038 | 61.6416 | 4926.3215 | 0 | 4987.9631 | 44.6291 | 0 | 0 | 0 | 0 | 0
2039 | 63.1826 | 4926.3215 | 0 | 4989.5041 | 45.9432 | 0 | 0 | 0 | 0 | 0
2040 | 64.7622 | 4926.3215 | 0 | 4991.0837 | 47.0458 | 0 | 0 | 0 | 0 | 0
2041 | 66.3812 | 4926.3215 | 0 | 4992.7028 | 48.4269 | 0 | 0 | 0 | 0 | 0
2042 | 68.0408 | 4926.3215 | 0 | 4994.3623 | 49.5248 | 0 | 0 | 0 | 0 | 0
2043 | 69.7418 | 4926.3215 | 0 | 4996.0633 | 50.909 | 0 | 0 | 0 | 0 | 0
2044 | 71.4853 | 4926.3215 | 0 | 4997.8069 | 52.6639 | 0 | 0 | 0 | 0 | 0
2045 | 73.2725 | 4926.3215 | 0 | 4999.594 | 54.57 | 0 | 0 | 0 | 0 | 0
2046 | 75.1043 | 4926.3215 | 0 | 5001.4258 | 56.2902 | 0 | 0 | 0 | 0 | 0
2047 | 76.9819 | 4926.3215 | 0 | 5003.3034 | 57.7233 | 0 | 0 | 0 | 0 | 0
2048 | 78.9064 | 4926.3215 | 0 | 5005.228 | 59.0507 | 0 | 0 | 0 | 0 | 0
2049 | 80.8791 | 4926.3215 | 0 | 5007.2006 | 60.4551 | 0 | 0 | 0 | 0 | 0
2050 | 82.9011 | 4926.3215 | 0 | 5009.2226 | 62.0009 | 0 | 0 | 0 | 0 | 0
2051 | 84.9736 | 4926.3215 | 0 | 5011.2951 | 62.7655 | 0 | 0 | 0 | 0 | 0
2052 | 87.0979 | 4926.3215 | 0 | 5013.4195 | 64.2248 | 0 | 0 | 0 | 0 | 0
2053 | 89.2754 | 4926.3215 | 0 | 5015.5969 | 65.3073 | 0 | 0 | 0 | 0 | 0
2054 | 91.5073 | 4926.3215 | 0 | 5017.8288 | 66.4109 | 0 | 0 | 0 | 0 | 0
2055 | 93.7949 | 4926.3215 | 0 | 5020.1165 | 67.5359 | 0 | 0 | 0 | 0 | 0
2056 | 96.1398 | 4926.3215 | 0 | 5022.4613 | 68.6828 | 0 | 0 | 0 | 0 | 0
2057 | 98.5433 | 4926.3215 | 0 | 5024.8648 | 69.8521 | 0 | 0 | 0 | 0 | 0
2058 | 101.0069 | 4926.3215 | 0 | 5027.3284 | 71.0442 | 0 | 0 | 0 | 0 | 0
2059 | 103.5321 | 4926.3215 | 0 | 5029.8536 | 72.2596 | 0 | 0 | 0 | 0 | 0
2060 | 106.1204 | 4926.3215 | 0 | 5032.4419 | 73.4988 | 0 | 0 | 0 | 0 | 0
2061 | 108.7734 | 4926.3215 | 0 | 5035.0949 | 74.7622 | 0 | 0 | 0 | 0 | 0
2062 | 111.4927 | 4926.3215 | 0 | 5037.8142 | 76.0504 | 0 | 0 | 0 | 0 | 0
2063 | 114.28 | 4926.3215 | 0 | 5040.6016 | 77.7848 | 0 | 0 | 0 | 0 | 0
2064 | 117.137 | 4926.3215 | 0 | 5043.4586 | 79.5316 | 0 | 0 | 0 | 0 | 0
2065 | 220.8545 | 4926.3215 | 0 | 5147.176 | 81.2596 | 0 | 0 | 0 | 0 | 0
2066 | 225.3428 | 4926.3215 | 0 | 5151.6643 | 82.9573 | 0 | 0 | 0 | 0 | 0
2067 | 229.928 | 4926.3215 | 0 | 5156.2495 | 84.6368 | 0 | 0 | 0 | 0 | 0
2068 | 201.6565 | 4926.3215 | 0 | 5127.9781 | 86.3251 | 0 | 0 | 0 | 0 | 0
2069 | 205.9563 | 4926.3215 | 0 | 5132.2778 | 88.0302 | 0 | 0 | 0 | 0 | 0
2070 | 210.3526 | 4926.3215 | 0 | 5136.6741 | 89.7487 | 0 | 0 | 0 | 0 | 0
2071 | 214.8476 | 4926.3215 | 0 | 5141.1692 | 91.4678 | 0 | 0 | 0 | 0 | 0
2072 | 219.4438 | 4926.3215 | 0 | 5145.7654 | 93.254 | 0 | 0 | 0 | 0 | 0
2073 | 224.1435 | 4926.3215 | 0 | 5150.4651 | 95.0576 | 0 | 0 | 0 | 0 | 0
2074 | 228.9491 | 4926.3215 | 0 | 5155.2706 | 96.8962 | 0 | 0 | 0 | 0 | 0
2075 | 153.6939 | 4926.3215 | 0 | 5080.0155 | 98.7703 | 0 | 0 | 0 | 0 | 0
2076 | 157.5363 | 4926.3215 | 0 | 5083.8578 | 100.6807 | 0 | 0 | 0 | 0 | 0
2077 | 161.4747 | 4926.3215 | 0 | 5087.7962 | 102.6281 | 0 | 0 | 0 | 0 | 0
2078 | 165.5115 | 4926.3215 | 0 | 5091.8331 | 104.6132 | 0 | 0 | 0 | 0 | 0
2079 | 169.6493 | 4926.3215 | 0 | 5095.9709 | 106.6366 | 0 | 0 | 0 | 0 | 0
2080 | 173.8906 | 4926.3215 | 0 | 5100.2121 | 108.6992 | 0 | 0 | 0 | 0 | 0
2081 | 178.2378 | 4926.3215 | 0 | 5104.5594 | 110.8018 | 0 | 0 | 0 | 0 | 0
2082 | 182.6938 | 4926.3215 | 0 | 5109.0153 | 112.945 | 0 | 0 | 0 | 0 | 0
NOM | 6659.0883 | 264778.8379 | 0 | 271437.9262 | 3750.2525 | 0 | 0 | 0 | 0 | 0
NPV | 791.9204 | 40765.7723 | 0 | 41557.6927 | 400.8512 | 0 | 0 | 0 | 0 | 0
* SUPPLEMENTAL INFORMATION NOT SPECIFIED IN WORKBOOK
** NEGATIVE COSTS WILL BE CALCULATED AS POSITIVE BENEFITS FOR TRC AND RIM TESTS
page 2b | PROGRAM NAME: (4): INPUT DATA - PART 1 CONTINUED
PROGRAM METHOD SELECTED: REV_REQ
| ESCALATION RATES |  | PROGRAM NAME: | CDR
| (1) | (2) | (3) | (4) | (5) | (6) | (7a) | (7b) | (8)
[7 empty] | Onpeak | Offpeak
|  |  |  | Fuel | Capacity | Blended | Energy Charge | Energy Charge | Demand Charge
Year | CPI% | PPI-CAP% | O&M% | (cents/kwh) | Factor | Cap. Rate | (cents/kwh) | (cents/kwh) | ($/kw)
2023 | 2.5 | 2.5 | 2.5 | 0 | 0 | 2 | 7.003 | 0 | 12.65
2024 | 2.5 | 2.5 | 2.5 | 0 | 0 | 2 | 7.439 | 0 | 13.13
2025 | 2.5 | 2.5 | 2.5 | 0 | 0 | 2 | 5.96 | 0 | 13.29
2026 | 2.5 | 2.5 | 2.5 | 0 | 0 | 2 | 6.2475 | 0 | 14.8528
2027 | 2.5 | 2.5 | 2.5 | 0 | 0 | 2 | 6.2741 | 0 | 16.0052
2028 | 2.5 | 2.5 | 2.5 | 0 | 0 | 2 | 6.2776 | 0 | 16.3025
2029 | 2.5 | 2.5 | 2.5 | 0 | 0 | 2 | 6.2482 | 0 | 16.5985
2030 | 2.5 | 2.5 | 2.5 | 0 | 0 | 2 | 6.4003 | 0 | 17.7603
2031 | 2.5 | 2.5 | 2.5 | 0 | 0 | 2 | 6.5222 | 0 | 18.2518
2032 | 2.5 | 2.5 | 2.5 | 0 | 0 | 2 | 6.6588 | 0 | 18.7673
2033 | 2.5 | 2.5 | 2.5 | 6.273 | 63 | 2 | 6.7835 | 0 | 19.051
2034 | 2.5 | 2.5 | 2.5 | 6.39 | 65 | 2 | 6.9128 | 0 | 19.3639
2035 | 2.5 | 2.5 | 2.5 | 6.499 | 65 | 2 | 7.1185 | 0 | 19.7197
2036 | 2.5 | 2.5 | 2.5 | 6.369 | 70 | 2 | 7.2832 | 0 | 20.1021
2037 | 2.5 | 2.5 | 2.5 | 6.522 | 71 | 2 | 7.4636 | 0 | 20.4682
2038 | 2.5 | 2.5 | 2.5 | 6.585 | 74 | 2 | 7.683 | 0 | 20.8805
2039 | 2.5 | 2.5 | 2.5 | 6.588 | 77 | 2 | 7.9033 | 0 | 21.3439
2040 | 2.5 | 2.5 | 2.5 | 6.767 | 78 | 2 | 8.0867 | 0 | 21.7111
2041 | 2.5 | 2.5 | 2.5 | 6.885 | 82 | 2 | 8.3128 | 0 | 22.0029
2042 | 2.5 | 2.5 | 2.5 | 6.948 | 81 | 2 | 8.4956 | 0 | 22.3798
2043 | 2.5 | 2.5 | 2.5 | 7.177 | 81 | 2 | 8.7228 | 0 | 22.6242
2044 | 2.5 | 2.5 | 2.5 | 7.37 | 83 | 2 | 9.0111 | 0 | 22.9782
2045 | 2.5 | 2.5 | 2.5 | 7.8 | 84 | 2 | 9.3253 | 0 | 23.3812
2046 | 2.5 | 2.5 | 2.5 | 7.636 | 86 | 2 | 9.6066 | 0 | 23.681
2047 | 2.5 | 2.5 | 2.5 | 8.086 | 86 | 2 | 9.8438 | 0 | 24.0676
2048 | 2.5 | 2.5 | 2.5 | 8.474 | 85 | 2 | 10.0621 | 0 | 24.39
2049 | 2.5 | 2.5 | 2.5 | 8.705 | 87 | 2 | 10.2946 | 0 | 24.7737
2050 | 2.5 | 2.5 | 2.5 | 9.119 | 88 | 2 | 10.5475 | 0 | 25.0707
2051 | 2.5 | 2.5 | 2.5 | 9.242 | 88 | 2 | 10.6766 | 0 | 25.4546
2052 | 2.5 | 2.5 | 2.5 | 9.132 | 87 | 2 | 10.9206 | 0 | 25.932
2053 | 2.5 | 2.5 | 2.5 | 9.066 | 89 | 2 | 11.1006 | 0 | 26.295
2054 | 2.5 | 2.5 | 2.5 | 8.894 | 90 | 2 | 11.284 | 0 | 26.6599
2055 | 2.5 | 2.5 | 2.5 | 8.889 | 90 | 2 | 11.471 | 0 | 27.0266
2056 | 2.5 | 2.5 | 2.5 | 8.72 | 90 | 2 | 11.6615 | 0 | 27.3952
2057 | 2.5 | 2.5 | 2.5 | 8.799 | 91 | 2 | 11.8557 | 0 | 27.7656
2058 | 2.5 | 2.5 | 2.5 | 8.597 | 92 | 2 | 12.0537 | 0 | 28.138
2059 | 2.5 | 2.5 | 2.5 | 8.632 | 91 | 2 | 12.2555 | 0 | 28.5123
2060 | 2.5 | 2.5 | 2.5 | 8.527 | 91 | 2 | 12.4612 | 0 | 28.8885
2061 | 2.5 | 2.5 | 2.5 | 8.455 | 90 | 2 | 12.6708 | 0 | 29.2667
2062 | 2.5 | 2.5 | 2.5 | 8.376 | 91 | 2 | 12.8845 | 0 | 29.6469
2063 | 2.5 | 2.5 | 2.5 | 8.796 | 91 | 2 | 13.1705 | 0 | 30.0991
2064 | 2.5 | 2.5 | 2.5 | 8.585 | 92 | 2 | 13.4586 | 0 | 30.5606
2065 | 2.5 | 2.5 | 2.5 | 8.571 | 91 | 2 | 13.7437 | 0 | 31.0276
2066 | 2.5 | 2.5 | 2.5 | 8.527 | 91 | 2 | 14.0239 | 0 | 31.4977
2067 | 2.5 | 2.5 | 2.5 | 8.572 | 91 | 2 | 14.3012 | 0 | 31.9775
2068 | 2.5 | 2.5 | 2.5 | 8.503 | 91 | 2 | 14.5801 | 0 | 32.4623
2069 | 2.5 | 2.5 | 2.5 | 8.592 | 91 | 2 | 14.8617 | 0 | 32.9566
2070 | 2.5 | 2.5 | 2.5 | 8.326 | 91 | 2 | 15.1456 | 0 | 33.4572
2071 | 2.5 | 2.5 | 2.5 | 8.277 | 91 | 2 | 15.4297 | 0 | 33.97
2072 | 2.5 | 2.5 | 2.5 | 8.228 | 91 | 2 | 15.7247 | 0 | 34.4905
2073 | 2.5 | 2.5 | 2.5 | 8.179 | 91 | 2 | 16.0225 | 0 | 35.0137
2074 | 2.5 | 2.5 | 2.5 | 8.179 | 91 | 2 | 16.3279 | 0 | 35.5466
2075 | 2.5 | 2.5 | 2.5 | 8.179 | 91 | 2 | 16.6413 | 0 | 36.0901
2076 | 2.5 | 2.5 | 2.5 | 8.179 | 91 | 2 | 16.9629 | 0 | 36.6446
2077 | 2.5 | 2.5 | 2.5 | 8.179 | 91 | 2 | 17.2932 | 0 | 37.211
2078 | 2.5 | 2.5 | 2.5 | 8.179 | 91 | 2 | 17.6325 | 0 | 37.7901
2079 | 2.5 | 2.5 | 2.5 | 8.179 | 91 | 2 | 17.9811 | 0 | 38.3826
2080 | 2.5 | 2.5 | 2.5 | 8.179 | 91 | 2 | 18.3395 | 0 | 38.9895
2081 | 2.5 | 2.5 | 2.5 | 8.179 | 91 | 2 | 18.7081 | 0 | 39.6118
2082 | 2.5 | 2.5 | 2.5 | 8.179 | 91 | 2 | 19.0873 | 0 | 40.2505
Legend:
| Column (1) used for: |  | Utility Cost
Customer Equipment
Supply Costs
| Column (3) used for: |  | Customer O&M Cost
Generator Fixed O&M
T&D Fixed O&M
Generator Variable O&M
| Column (6) used for: |  | Gen, Tran, & Dist Cost
page 3 | CDR (5): CALCULATION OF GEN K-FACTOR |  |  |  |  | PSC FORM CE 1.1A
| CDR (5): PROGRAM METHOD SELECTED REV_REQ |  |  |  |  | PAGE 1 OF 2
|  |  |  | PROGRAM NAME: | CDR
| (2) | (3) | (4) | (5) | (6) | (7) | -8 | -9 | -10 | -11 | -12 | -13 | -14 | -15
REPLACEMENT
[12 empty] | PRESENT |  | COST BASIS
[11 empty] | TOTAL | WORTH | CUMULATIVE | FOR
| MID-YEAR |  | PREFERRED | COMMON | INCOME | PROPERTY | PROPERTY |  | DEFERRED | ITC | FIXED | FIXED | PW FIXED | PROPERTY
| RATE BASE | DEBT | STOCK | EQUITY | TAXES | TAX | INSURANCE | DEPREC. | TAXES | NORMALIZATION | CHARGES | CHARGES | CHARGES | INSURANCE
YEAR | $(000) | $(000) | $(000) | $(000) | $(000) | $(000) | $(000) | $(000) | $(000) | $(000) | $(000) | $(000) | $(000) | $(000)
2035 | 81650.673 | 1157.8392 | 0 | 5158.3629 | 963.0153 | 1370.2092 | 29.3093 | 1628.2938 | 874.9212 | 0 | 11181.9508 | 11181.9508 | 11181.9508 | 81414.6881
2036 | 79348.9304 | 1125.1996 | 0 | 5012.948 | 1910.1241 | 1342.805 | 28.7231 | 1628.2938 | -121.5553 | 0 | 10926.5383 | 10108.2143 | 21290.1651 | 79786.3944
2037 | 76774.6304 | 1088.695 | 0 | 4850.314 | 2750.4468 | 1315.4008 | 28.1369 | 1628.2938 | -1017.0914 | 0 | 10644.196 | 9109.5422 | 30399.7074 | 78158.1006
2038 | 74297.3597 | 1053.5663 | 0 | 4693.81 | 3499.7323 | 1287.9966 | 27.5507 | 1628.2938 | -1819.5092 | 0 | 10371.4405 | 8211.351 | 38611.0584 | 76529.8068
2039 | 71909.8551 | 1019.7105 | 0 | 4542.977 | 4164.5291 | 1260.5925 | 26.9645 | 1628.2938 | -2535.5131 | 0 | 10107.5543 | 7403.0975 | 46014.1559 | 74901.5131
2040 | 69605.412 | 987.0326 | 0 | 4397.3915 | 4751.3982 | 1233.1883 | 26.3784 | 1628.2938 | -3171.8077 | 0 | 9851.875 | 6675.4128 | 52689.5687 | 73273.2193
2041 | 67377.7917 | 955.444 | 0 | 4256.6594 | 5265.9789 | 1205.7841 | 25.7922 | 1628.2938 | -3734.1663 | 0 | 9603.7861 | 6019.9593 | 58709.528 | 71644.9255
2042 | 65221.2207 | 924.863 | 0 | 4120.4158 | 5713.9208 | 1178.3799 | 25.206 | 1628.2938 | -4228.3622 | 0 | 9362.7171 | 5429.3124 | 64138.8404 | 70016.6318
2043 | 63104.3181 | 894.8445 | 0 | 3986.6784 | 6151.5394 | 1150.9757 | 24.6198 | 1628.2938 | -4711.3839 | 0 | 9125.5676 | 4895.473 | 69034.3133 | 68388.338
2044 | 60993.0957 | 864.9065 | 0 | 3853.2998 | 6589.0935 | 1123.5715 | 24.0336 | 1628.2938 | -5194.2194 | 0 | 8888.9793 | 4411.4211 | 73445.7344 | 66760.0443
2045 | 58881.8733 | 834.9685 | 0 | 3719.9212 | 7026.8339 | 1096.1674 | 23.4474 | 1628.2938 | -5677.2412 | 0 | 8652.391 | 3972.4149 | 77418.1493 | 65131.7505
2046 | 56770.6509 | 805.0305 | 0 | 3586.5426 | 7464.388 | 1068.7632 | 22.8612 | 1628.2938 | -6160.0767 | 0 | 8415.8027 | 3574.4223 | 80992.5716 | 63503.4567
2047 | 54659.4286 | 775.0926 | 0 | 3453.1641 | 7902.1284 | 1041.359 | 22.2751 | 1628.2938 | -6643.0984 | 0 | 8179.2144 | 3213.7623 | 84206.3339 | 61875.163
2048 | 52548.2062 | 745.1546 | 0 | 3319.7855 | 8339.6825 | 1013.9548 | 21.6889 | 1628.2938 | -7125.9339 | 0 | 7942.6261 | 2887.0754 | 87093.4093 | 60246.8692
2049 | 50436.9838 | 715.2166 | 0 | 3186.4069 | 8777.4229 | 986.5506 | 21.1027 | 1628.2938 | -7608.9556 | 0 | 7706.0378 | 2591.2958 | 89684.705 | 58618.5754
2050 | 48325.7614 | 685.2786 | 0 | 3053.0283 | 9214.977 | 959.1464 | 20.5165 | 1628.2938 | -8091.7911 | 0 | 7469.4495 | 2323.6264 | 92008.3314 | 56990.2817
2051 | 46214.539 | 655.3406 | 0 | 2919.6497 | 9652.7174 | 931.7423 | 19.9303 | 1628.2938 | -8574.8129 | 0 | 7232.8612 | 2081.5156 | 94089.847 | 55361.9879
2052 | 44103.3167 | 625.4027 | 0 | 2786.2711 | 10090.2715 | 904.3381 | 19.3441 | 1628.2938 | -9057.6484 | 0 | 6996.2729 | 1862.6366 | 95952.4836 | 53733.6942
2053 | 41992.0943 | 595.4647 | 0 | 2652.8925 | 10528.0119 | 876.9339 | 18.7579 | 1628.2938 | -9540.6701 | 0 | 6759.6846 | 1664.8675 | 97617.3511 | 52105.4004
2054 | 39880.8719 | 565.5267 | 0 | 2519.514 | 10965.566 | 849.5297 | 18.1718 | 1628.2938 | -10023.5056 | 0 | 6523.0963 | 1486.274 | 99103.6251 | 50477.1066
2055 | 37977.3966 | 538.5347 | 0 | 2399.26 | 10992.2679 | 822.1255 | 17.5856 | 1628.2938 | -10091.0331 | 0 | 6307.0343 | 1329.4197 | 100433.0448 | 48848.8129
2056 | 36489.3224 | 517.4332 | 0 | 2305.2494 | 10612.3852 | 794.7213 | 16.9994 | 1628.2938 | -9743.0665 | 0 | 6132.0158 | 1195.727 | 101628.7719 | 47220.5191
2057 | 35208.9953 | 499.2776 | 0 | 2224.3635 | 10236.9581 | 767.3172 | 16.4132 | 1628.2938 | -9395.0998 | 0 | 5977.5236 | 1078.3057 | 102707.0776 | 45592.2253
2058 | 33928.6682 | 481.1221 | 0 | 2143.4775 | 9861.5311 | 739.913 | 15.827 | 1628.2938 | -9047.1332 | 0 | 5823.0313 | 971.7658 | 103678.8434 | 43963.9316
2059 | 32648.3411 | 462.9665 | 0 | 2062.5916 | 9486.1041 | 712.5088 | 15.2408 | 1628.2938 | -8699.1665 | 0 | 5668.5391 | 875.1358 | 104553.9792 | 42335.6378
2060 | 31368.014 | 444.811 | 0 | 1981.7057 | 9110.677 | 685.1046 | 14.6546 | 1628.2938 | -8351.1998 | 0 | 5514.0468 | 787.5291 | 105341.5083 | 40707.3441
2061 | 30087.6869 | 426.6554 | 0 | 1900.8197 | 8735.25 | 657.7004 | 14.0685 | 1628.2938 | -8003.2332 | 0 | 5359.5546 | 708.1361 | 106049.6443 | 39079.0503
2062 | 28807.3598 | 408.4999 | 0 | 1819.9338 | 8359.823 | 630.2962 | 13.4823 | 1628.2938 | -7655.2665 | 0 | 5205.0624 | 636.2178 | 106685.8621 | 37450.7565
2063 | 27527.0327 | 390.3443 | 0 | 1739.0478 | 7984.3959 | 602.892 | 12.8961 | 1628.2938 | -7307.2999 | 0 | 5050.5701 | 571.0999 | 107256.962 | 35822.4628
2064 | 26246.7056 | 372.1888 | 0 | 1658.1619 | 7608.9689 | 575.4879 | 12.3099 | 1628.2938 | -6959.3332 | 0 | 4896.0779 | 512.1673 | 107769.1294 | 34194.169
2065 | 24966.3785 | 354.0332 | 0 | 1577.2759 | 7233.5418 | 548.0837 | 11.7237 | 1628.2938 | -6611.3665 | 0 | 4741.5856 | 458.8587 | 108227.9881 | 32565.8752
2066 | 23686.0514 | 335.8777 | 0 | 1496.39 | 6858.1148 | 520.6795 | 11.1375 | 1628.2938 | -6263.3999 | 0 | 4587.0934 | 410.6623 | 108638.6504 | 30937.5815
2067 | 22405.7243 | 317.7221 | 0 | 1415.504 | 6482.6878 | 493.2753 | 10.5513 | 1628.2938 | -5915.4332 | 0 | 4432.6012 | 367.1113 | 109005.7617 | 29309.2877
2068 | 21125.3972 | 299.5666 | 0 | 1334.6181 | 6107.2607 | 465.8711 | 9.9652 | 1628.2938 | -5567.4666 | 0 | 4278.1089 | 327.7802 | 109333.5419 | 27680.994
2069 | 19845.0701 | 281.411 | 0 | 1253.7321 | 5731.8337 | 438.4669 | 9.379 | 1628.2938 | -5219.4999 | 0 | 4123.6167 | 292.2813 | 109625.8232 | 26052.7002
2070 | 18564.743 | 263.2555 | 0 | 1172.8462 | 5356.4067 | 411.0628 | 8.7928 | 1628.2938 | -4871.5332 | 0 | 3969.1244 | 260.2611 | 109886.0844 | 24424.4064
2071 | 17284.4159 | 245.0999 | 0 | 1091.9603 | 4980.9796 | 383.6586 | 8.2066 | 1628.2938 | -4523.5666 | 0 | 3814.6322 | 231.3978 | 110117.4821 | 22796.1127
2072 | 16004.0888 | 226.9444 | 0 | 1011.0743 | 4605.5526 | 356.2544 | 7.6204 | 1628.2938 | -4175.5999 | 0 | 3660.14 | 205.3979 | 110322.88 | 21167.8189
2073 | 14723.7617 | 208.7888 | 0 | 930.1884 | 4230.1256 | 328.8502 | 7.0342 | 1628.2938 | -3827.6333 | 0 | 3505.6477 | 181.9946 | 110504.8746 | 19539.5251
2074 | 13443.4346 | 190.6333 | 0 | 849.3024 | 3854.6985 | 301.446 | 6.448 | 1628.2938 | -3479.6666 | 0 | 3351.1555 | 160.9447 | 110665.8193 | 17911.2314
2075 | 12163.1075 | 172.4777 | 0 | 768.4165 | 3479.2715 | 274.0418 | 5.8619 | 1628.2938 | -3131.6999 | 0 | 3196.6632 | 142.0269 | 110807.8462 | 16282.9376
2076 | 10882.7804 | 154.3222 | 0 | 687.5305 | 3103.8445 | 274.0418 | 5.8619 | 1628.2938 | -2783.7333 | 0 | 3070.1614 | 126.1906 | 110934.0368 | 16282.9376
2077 | 9602.4533 | 136.1666 | 0 | 606.6446 | 2728.4174 | 274.0418 | 5.8619 | 1628.2938 | -2435.7666 | 0 | 2943.6595 | 111.9296 | 111045.9665 | 16282.9376
2078 | 8322.1262 | 118.0111 | 0 | 525.7586 | 2352.9904 | 274.0418 | 5.8619 | 1628.2938 | -2087.8 | 0 | 2817.1576 | 99.097 | 111145.0635 | 16282.9376
2079 | 7041.7991 | 99.8555 | 0 | 444.8727 | 1977.5634 | 274.0418 | 5.8619 | 1628.2938 | -1739.8333 | 0 | 2690.6557 | 87.5587 | 111232.6222 | 16282.9376
2080 | 5761.472 | 81.7 | 0 | 363.9868 | 1602.1363 | 274.0418 | 5.8619 | 1628.2938 | -1391.8666 | 0 | 2564.1539 | 77.1929 | 111309.815 | 16282.9376
2081 | 4481.1449 | 63.5444 | 0 | 283.1008 | 1226.7093 | 274.0418 | 5.8619 | 1628.2938 | -1043.9 | 0 | 2437.652 | 67.8886 | 111377.7036 | 16282.9376
2082 | 3200.8178 | 45.3889 | 0 | 202.2149 | 851.2823 | 274.0418 | 5.8619 | 1628.2938 | -695.9333 | 0 | 2311.1501 | 59.545 | 111437.2486 | 16282.9376
2083 | 1920.4907 | 27.2333 | 0 | 121.3289 | 475.8552 | 274.0418 | 5.8619 | 1628.2938 | -347.9667 | 0 | 2184.6483 | 52.0703 | 111489.3189 | 16282.9376
2084 | 640.1636 | 9.0778 | 0 | 40.443 | 100.4282 | 274.0418 | 5.8619 | 1628.2938 | 0 | 0 | 2058.1464 | 45.3813 | 111534.7002 | 16282.9376
|  | IN SERVICE COST ($000) |  | 81414.6881
|  | IN SERVICE YEAR |  | 2035 |  | CAPITAL STRUCTURE
|  | BOOK LIFE (YRS) |  | 50 |  | SOURCE | WEIGHT | COST |  |  | K-FACTOR = CPWFC / IN-SVC COST = | 1.37
|  | EFFEC. TAX RATE |  | 25.35% |  | DEBT | 40.4% | 3.51%
|  | DISCOUNT RATE |  | 8.096% |  | P/S | 0% | 0%
|  | PROPERTY TAX |  | 1.683% |  | C/S | 59.6% | 10.6%
|  | PROPERTY INSURANCE |  | 0.036%
page 4a | PROGRAM NAME: (5): DEFERRED TAX AND MID-YEAR RATE BASE CALCULATION; CDR -15: PSC FORM CE 1.1A
|  |  |  | PROGRAM METHOD SELECTED: REV_REQ | [9 empty] | PAGE 2a OF 2
|  |  | PROGRAM NAME: | CDR
(1) | (2) | (3) | (4) | (5) | (6) | (7) | (8) | (9) | (10) | (11) | (12) | (13) | (14) | (15)
[6 empty] | BOOK | ACCUMULATED | DEFERRED
|  |  | ACCUMULATED |  | ACCUMULATED | DEPRECIATION | BOOK DEPR | TAX | TOTAL |  |  |  | ANNUAL | ACCUMULATED
| TAX | TAX | TAX | BOOK | BOOK | FOR | FOR | DUE TO | EQUITY | BOOK DEPR | (10)*(11) | SALVAGE | DEFERRED TAX | DEFERRED
| DEPRECIATION | DEPRECIATION | DEPRECIATION | DEPRECIATION | DEPRECIATION | DEFERRED TAX | DEFERRED TAX | DEPRECIATION | AFUDC | RATE | TAX RATE | TAX RATE | (9)-(12)+(13) | TAX
YEAR | SCHEDULE | $(000) | $(000) | $(000) | $(000) | $(000) | $(000) | $(000) | $(000) | MINUS 1/LIFE | $(000) | $(000) | $(000) | $(000)
2035 | 3.75% | 2755.5251 | 2755.5251 | 1628.2938 | 1628.2938 | 1628.2938 | 1628.2938 | 874.9212 | 12768.6712 | 0 | 0 | 0 | 874.9212 | 2100.2636 | 7
2036 | 7.219% | 5304.5694 | 8060.0945 | 1628.2938 | 3256.5875 | 1628.2938 | 3256.5875 | -121.5553 | 12768.6712 | 0 | 0 | 0 | -121.5553 | 1978.7083
2037 | 6.677% | 4906.3042 | 12966.3987 | 1628.2938 | 4884.8813 | 1628.2938 | 4884.8813 | -1017.0914 | 12768.6712 | 0 | 0 | 0 | -1017.0914 | 961.6169
2038 | 6.177% | 4538.9009 | 17505.2996 | 1628.2938 | 6513.175 | 1628.2938 | 6513.175 | -1819.5092 | 12768.6712 | 0 | 0 | 0 | -1819.5092 | -857.8923
2039 | 5.713% | 4197.9506 | 21703.2502 | 1628.2938 | 8141.4688 | 1628.2938 | 8141.4688 | -2535.5131 | 12768.6712 | 0 | 0 | 0 | -2535.5131 | -3393.4054
2040 | 5.285% | 3883.4533 | 25586.7035 | 1628.2938 | 9769.7626 | 1628.2938 | 9769.7626 | -3171.8077 | 12768.6712 | 0 | 0 | 0 | -3171.8077 | -6565.2131
2041 | 4.888% | 3591.7351 | 29178.4385 | 1628.2938 | 11398.0563 | 1628.2938 | 11398.0563 | -3734.1663 | 12768.6712 | 0 | 0 | 0 | -3734.1663 | -10299.3793
2042 | 4.522% | 3322.7958 | 32501.2344 | 1628.2938 | 13026.3501 | 1628.2938 | 13026.3501 | -4228.3622 | 12768.6712 | 0 | 0 | 0 | -4228.3622 | -14527.7415
2043 | 4.462% | 3278.7074 | 35779.9418 | 1628.2938 | 14654.6439 | 1628.2938 | 14654.6439 | -4711.3839 | 12768.6712 | 0 | 0 | 0 | -4711.3839 | -19239.1255
2044 | 4.461% | 3277.9726 | 39057.9144 | 1628.2938 | 16282.9376 | 1628.2938 | 16282.9376 | -5194.2194 | 12768.6712 | 0 | 0 | 0 | -5194.2194 | -24433.3449
2045 | 4.462% | 3278.7074 | 42336.6218 | 1628.2938 | 17911.2314 | 1628.2938 | 17911.2314 | -5677.2412 | 12768.6712 | 0 | 0 | 0 | -5677.2412 | -30110.5861
2046 | 4.461% | 3277.9726 | 45614.5944 | 1628.2938 | 19539.5251 | 1628.2938 | 19539.5251 | -6160.0767 | 12768.6712 | 0 | 0 | 0 | -6160.0767 | -36270.6628
2047 | 4.462% | 3278.7074 | 48893.3018 | 1628.2938 | 21167.8189 | 1628.2938 | 21167.8189 | -6643.0984 | 12768.6712 | 0 | 0 | 0 | -6643.0984 | -42913.7612
2048 | 4.461% | 3277.9726 | 52171.2744 | 1628.2938 | 22796.1127 | 1628.2938 | 22796.1127 | -7125.9339 | 12768.6712 | 0 | 0 | 0 | -7125.9339 | -50039.6951
2049 | 4.462% | 3278.7074 | 55449.9818 | 1628.2938 | 24424.4064 | 1628.2938 | 24424.4064 | -7608.9556 | 12768.6712 | 0 | 0 | 0 | -7608.9556 | -57648.6507
2050 | 4.461% | 3277.9726 | 58727.9544 | 1628.2938 | 26052.7002 | 1628.2938 | 26052.7002 | -8091.7911 | 12768.6712 | 0 | 0 | 0 | -8091.7911 | -65740.4418
2051 | 4.462% | 3278.7074 | 62006.6619 | 1628.2938 | 27680.994 | 1628.2938 | 27680.994 | -8574.8129 | 12768.6712 | 0 | 0 | 0 | -8574.8129 | -74315.2547
2052 | 4.461% | 3277.9726 | 65284.6345 | 1628.2938 | 29309.2877 | 1628.2938 | 29309.2877 | -9057.6484 | 12768.6712 | 0 | 0 | 0 | -9057.6484 | -83372.9031
2053 | 4.462% | 3278.7074 | 68563.3419 | 1628.2938 | 30937.5815 | 1628.2938 | 30937.5815 | -9540.6701 | 12768.6712 | 0 | 0 | 0 | -9540.6701 | -92913.5732
2054 | 4.461% | 3277.9726 | 71841.3145 | 1628.2938 | 32565.8752 | 1628.2938 | 32565.8752 | -10023.5056 | 12768.6712 | 0 | 0 | 0 | -10023.5056 | -102937.0788
2055 | 2.231% | 1639.3537 | 73480.6682 | 1628.2938 | 34194.169 | 1628.2938 | 34194.169 | -10091.0331 | 12768.6712 | 0 | 0 | 0 | -10091.0331 | -113028.1119
2056 | 0% | 0 | 73480.6682 | 1628.2938 | 35822.4628 | 1628.2938 | 35822.4628 | -9743.0665 | 12768.6712 | 0 | 0 | 0 | -9743.0665 | -122771.1784
2057 | 0% | 0 | 73480.6682 | 1628.2938 | 37450.7565 | 1628.2938 | 37450.7565 | -9395.0998 | 12768.6712 | 0 | 0 | 0 | -9395.0998 | -132166.2782
2058 | 0% | 0 | 73480.6682 | 1628.2938 | 39079.0503 | 1628.2938 | 39079.0503 | -9047.1332 | 12768.6712 | 0 | 0 | 0 | -9047.1332 | -141213.4114
2059 | 0% | 0 | 73480.6682 | 1628.2938 | 40707.3441 | 1628.2938 | 40707.3441 | -8699.1665 | 12768.6712 | 0 | 0 | 0 | -8699.1665 | -149912.5778
2060 | 0% | 0 | 73480.6682 | 1628.2938 | 42335.6378 | 1628.2938 | 42335.6378 | -8351.1998 | 12768.6712 | 0 | 0 | 0 | -8351.1998 | -158263.7777
2061 | 0% | 0 | 73480.6682 | 1628.2938 | 43963.9316 | 1628.2938 | 43963.9316 | -8003.2332 | 12768.6712 | 0 | 0 | 0 | -8003.2332 | -166267.0109
2062 | 0% | 0 | 73480.6682 | 1628.2938 | 45592.2253 | 1628.2938 | 45592.2253 | -7655.2665 | 12768.6712 | 0 | 0 | 0 | -7655.2665 | -173922.2774
2063 | 0% | 0 | 73480.6682 | 1628.2938 | 47220.5191 | 1628.2938 | 47220.5191 | -7307.2999 | 12768.6712 | 0 | 0 | 0 | -7307.2999 | -181229.5772
2064 | 0% | 0 | 73480.6682 | 1628.2938 | 48848.8129 | 1628.2938 | 48848.8129 | -6959.3332 | 12768.6712 | 0 | 0 | 0 | -6959.3332 | -188188.9104
2065 | 0% | 0 | 73480.6682 | 1628.2938 | 50477.1066 | 1628.2938 | 50477.1066 | -6611.3665 | 12768.6712 | 0 | 0 | 0 | -6611.3665 | -194800.277
2066 | 0% | 0 | 73480.6682 | 1628.2938 | 52105.4004 | 1628.2938 | 52105.4004 | -6263.3999 | 12768.6712 | 0 | 0 | 0 | -6263.3999 | -201063.6768
2067 | 0% | 0 | 73480.6682 | 1628.2938 | 53733.6942 | 1628.2938 | 53733.6942 | -5915.4332 | 12768.6712 | 0 | 0 | 0 | -5915.4332 | -206979.1101
2068 | 0% | 0 | 73480.6682 | 1628.2938 | 55361.9879 | 1628.2938 | 55361.9879 | -5567.4666 | 12768.6712 | 0 | 0 | 0 | -5567.4666 | -212546.5766
2069 | 0% | 0 | 73480.6682 | 1628.2938 | 56990.2817 | 1628.2938 | 56990.2817 | -5219.4999 | 12768.6712 | 0 | 0 | 0 | -5219.4999 | -217766.0765
2070 | 0% | 0 | 73480.6682 | 1628.2938 | 58618.5754 | 1628.2938 | 58618.5754 | -4871.5332 | 12768.6712 | 0 | 0 | 0 | -4871.5332 | -222637.6098
2071 | 0% | 0 | 73480.6682 | 1628.2938 | 60246.8692 | 1628.2938 | 60246.8692 | -4523.5666 | 12768.6712 | 0 | 0 | 0 | -4523.5666 | -227161.1763
2072 | 0% | 0 | 73480.6682 | 1628.2938 | 61875.163 | 1628.2938 | 61875.163 | -4175.5999 | 12768.6712 | 0 | 0 | 0 | -4175.5999 | -231336.7763
2073 | 0% | 0 | 73480.6682 | 1628.2938 | 63503.4567 | 1628.2938 | 63503.4567 | -3827.6333 | 12768.6712 | 0 | 0 | 0 | -3827.6333 | -235164.4095
2074 | 0% | 0 | 73480.6682 | 1628.2938 | 65131.7505 | 1628.2938 | 65131.7505 | -3479.6666 | 12768.6712 | 0 | 0 | 0 | -3479.6666 | -238644.0761
2075 | 0% | 0 | 73480.6682 | 1628.2938 | 66760.0443 | 1628.2938 | 66760.0443 | -3131.6999 | 12768.6712 | 0 | 0 | 0 | -3131.6999 | -241775.7761
2076 | 0% | 0 | 73480.6682 | 1628.2938 | 68388.338 | 1628.2938 | 68388.338 | -2783.7333 | 12768.6712 | 0 | 0 | 0 | -2783.7333 | -244559.5093
2077 | 0% | 0 | 73480.6682 | 1628.2938 | 70016.6318 | 1628.2938 | 70016.6318 | -2435.7666 | 12768.6712 | 0 | 0 | 0 | -2435.7666 | -246995.276
2078 | 0% | 0 | 73480.6682 | 1628.2938 | 71644.9255 | 1628.2938 | 71644.9255 | -2087.8 | 12768.6712 | 0 | 0 | 0 | -2087.8 | -249083.0759
2079 | 0% | 0 | 73480.6682 | 1628.2938 | 73273.2193 | 1628.2938 | 73273.2193 | -1739.8333 | 12768.6712 | 0 | 0 | 0 | -1739.8333 | -250822.9092
2080 | 0% | 0 | 73480.6682 | 1628.2938 | 74901.5131 | 1628.2938 | 74901.5131 | -1391.8666 | 12768.6712 | 0 | 0 | 0 | -1391.8666 | -252214.7758
2081 | 0% | 0 | 73480.6682 | 1628.2938 | 76529.8068 | 1628.2938 | 76529.8068 | -1043.9 | 12768.6712 | 0 | 0 | 0 | -1043.9 | -253258.6758
2082 | 0% | 0 | 73480.6682 | 1628.2938 | 78158.1006 | 1628.2938 | 78158.1006 | -695.9333 | 12768.6712 | 0 | 0 | 0 | -695.9333 | -253954.6091
2083 | 0% | 0 | 73480.6682 | 1628.2938 | 79786.3944 | 1628.2938 | 79786.3944 | -347.9667 | 12768.6712 | 0 | 0 | 0 | -347.9667 | -254302.5758
2084 | 0% | 0 | 73480.6682 | 1628.2938 | 81414.6881 | 1628.2938 | 81414.6881 | 0 | 12768.6712 | 0 | 0 | 0 | 0 | -254302.5758
| SALVAGE / REMOVAL COST |  |  |  | 0
| YEAR SALVAGE / COST OF REMOVAL |  |  |  | 2084
| DEFERRED TAXES DURING CONSTRUCTION (SEE PAGE 5) |  |  |  | 1225.3424
| TOTAL EQUITY AFUDC CAPITALIZED (SEE PAGE 5) |  |  |  | 12768.6712
| BOOK DEPRECIATION RATE - 1/USEFUL LIFE |  |  |  | 2%
page 4b |  |  |  | DEFERRED TAX AND MID-YEAR RATE BASE CALCULATION | [9 empty] | PSC FORM CE 1.1A
|  |  |  | PROGRAM METHOD SELECTED: REV_REQ | [9 empty] | PAGE 2b OF 2
|  |  | PROGRAM NAME: | CDR
(1) | (2) | (3) | (4) | (5) | (5a)* | (5b)* | (6) | (7) | (8)
END
OF YEAR
|  |  |  | NET |  |  | BEGINNING | ENDING OF
| TAX | TAX | DEFERRED | PLANT IN | ACCUMULATED | ACCUMULATED | YEAR RATE | YEAR RATE | MID-YEAR
| DEPRECIATION | DEPRECIATION | TAX | SERVICE | DEPRECIATION | DEF TAXES | BASE | BASE | RATE BASE
YEAR | SCHEDULE | $(000) | $(000) | $(000) | $(000) | $(000) | $(000) | $(000) | $(000)
2035 | 3.75% | 2755.5251 | 874.9212 | 79786.3944 | 1628.2938 | 2100.2636 | 82640.0305 | 80661.3156 | 81650.673
2036 | 7.219% | 5304.5694 | -121.5553 | 78158.1006 | 3256.5875 | 1978.7083 | 80661.3156 | 78036.5453 | 79348.9304
2037 | 6.677% | 4906.3042 | -1017.0914 | 76529.8068 | 4884.8813 | 961.6169 | 78036.5453 | 75512.7154 | 76774.6304
2038 | 6.177% | 4538.9009 | -1819.5092 | 74901.5131 | 6513.175 | -857.8923 | 75512.7154 | 73082.0039 | 74297.3597
2039 | 5.713% | 4197.9506 | -2535.5131 | 73273.2193 | 8141.4688 | -3393.4054 | 73082.0039 | 70737.7062 | 71909.8551
2040 | 5.285% | 3883.4533 | -3171.8077 | 71644.9255 | 9769.7626 | -6565.2131 | 70737.7062 | 68473.1179 | 69605.412
2041 | 4.888% | 3591.7351 | -3734.1663 | 70016.6318 | 11398.0563 | -10299.3793 | 68473.1179 | 66282.4655 | 67377.7917
2042 | 4.522% | 3322.7958 | -4228.3622 | 68388.338 | 13026.3501 | -14527.7415 | 66282.4655 | 64159.9758 | 65221.2207
2043 | 4.462% | 3278.7074 | -4711.3839 | 66760.0443 | 14654.6439 | -19239.1255 | 64159.9758 | 62048.6603 | 63104.3181
2044 | 4.461% | 3277.9726 | -5194.2194 | 65131.7505 | 16282.9376 | -24433.3449 | 62048.6603 | 59937.5311 | 60993.0957
2045 | 4.462% | 3278.7074 | -5677.2412 | 63503.4567 | 17911.2314 | -30110.5861 | 59937.5311 | 57826.2156 | 58881.8733
2046 | 4.461% | 3277.9726 | -6160.0767 | 61875.163 | 19539.5251 | -36270.6628 | 57826.2156 | 55715.0863 | 56770.6509
2047 | 4.462% | 3278.7074 | -6643.0984 | 60246.8692 | 21167.8189 | -42913.7612 | 55715.0863 | 53603.7708 | 54659.4286
2048 | 4.461% | 3277.9726 | -7125.9339 | 58618.5754 | 22796.1127 | -50039.6951 | 53603.7708 | 51492.6415 | 52548.2062
2049 | 4.462% | 3278.7074 | -7608.9556 | 56990.2817 | 24424.4064 | -57648.6507 | 51492.6415 | 49381.3261 | 50436.9838
2050 | 4.461% | 3277.9726 | -8091.7911 | 55361.9879 | 26052.7002 | -65740.4418 | 49381.3261 | 47270.1968 | 48325.7614
2051 | 4.462% | 3278.7074 | -8574.8129 | 53733.6942 | 27680.994 | -74315.2547 | 47270.1968 | 45158.8813 | 46214.539
2052 | 4.461% | 3277.9726 | -9057.6484 | 52105.4004 | 29309.2877 | -83372.9031 | 45158.8813 | 43047.752 | 44103.3167
2053 | 4.462% | 3278.7074 | -9540.6701 | 50477.1066 | 30937.5815 | -92913.5732 | 43047.752 | 40936.4365 | 41992.0943
2054 | 4.461% | 3277.9726 | -10023.5056 | 48848.8129 | 32565.8752 | -102937.0788 | 40936.4365 | 38825.3073 | 39880.8719
2055 | 2.231% | 1639.3537 | -10091.0331 | 47220.5191 | 34194.169 | -113028.1119 | 38825.3073 | 37129.486 | 37977.3966
2056 | 0% | 0 | -9743.0665 | 45592.2253 | 35822.4628 | -122771.1784 | 37129.486 | 35849.1589 | 36489.3224
2057 | 0% | 0 | -9395.0998 | 43963.9316 | 37450.7565 | -132166.2782 | 35849.1589 | 34568.8318 | 35208.9953
2058 | 0% | 0 | -9047.1332 | 42335.6378 | 39079.0503 | -141213.4114 | 34568.8318 | 33288.5047 | 33928.6682
2059 | 0% | 0 | -8699.1665 | 40707.3441 | 40707.3441 | -149912.5778 | 33288.5047 | 32008.1776 | 32648.3411
2060 | 0% | 0 | -8351.1998 | 39079.0503 | 42335.6378 | -158263.7777 | 32008.1776 | 30727.8505 | 31368.014
2061 | 0% | 0 | -8003.2332 | 37450.7565 | 43963.9316 | -166267.0109 | 30727.8505 | 29447.5234 | 30087.6869
2062 | 0% | 0 | -7655.2665 | 35822.4628 | 45592.2253 | -173922.2774 | 29447.5234 | 28167.1963 | 28807.3598
2063 | 0% | 0 | -7307.2999 | 34194.169 | 47220.5191 | -181229.5772 | 28167.1963 | 26886.8692 | 27527.0327
2064 | 0% | 0 | -6959.3332 | 32565.8752 | 48848.8129 | -188188.9104 | 26886.8692 | 25606.5421 | 26246.7056
2065 | 0% | 0 | -6611.3665 | 30937.5815 | 50477.1066 | -194800.277 | 25606.5421 | 24326.2149 | 24966.3785
2066 | 0% | 0 | -6263.3999 | 29309.2877 | 52105.4004 | -201063.6768 | 24326.2149 | 23045.8878 | 23686.0514
2067 | 0% | 0 | -5915.4332 | 27680.994 | 53733.6942 | -206979.1101 | 23045.8878 | 21765.5607 | 22405.7243
2068 | 0% | 0 | -5567.4666 | 26052.7002 | 55361.9879 | -212546.5766 | 21765.5607 | 20485.2336 | 21125.3972
2069 | 0% | 0 | -5219.4999 | 24424.4064 | 56990.2817 | -217766.0765 | 20485.2336 | 19204.9065 | 19845.0701
2070 | 0% | 0 | -4871.5332 | 22796.1127 | 58618.5754 | -222637.6098 | 19204.9065 | 17924.5794 | 18564.743
2071 | 0% | 0 | -4523.5666 | 21167.8189 | 60246.8692 | -227161.1763 | 17924.5794 | 16644.2523 | 17284.4159
2072 | 0% | 0 | -4175.5999 | 19539.5251 | 61875.163 | -231336.7763 | 16644.2523 | 15363.9252 | 16004.0888
2073 | 0% | 0 | -3827.6333 | 17911.2314 | 63503.4567 | -235164.4095 | 15363.9252 | 14083.5981 | 14723.7617
2074 | 0% | 0 | -3479.6666 | 16282.9376 | 65131.7505 | -238644.0761 | 14083.5981 | 12803.271 | 13443.4346
2075 | 0% | 0 | -3131.6999 | 14654.6439 | 66760.0443 | -241775.7761 | 12803.271 | 11522.9439 | 12163.1075
2076 | 0% | 0 | -2783.7333 | 13026.3501 | 68388.338 | -244559.5093 | 11522.9439 | 10242.6168 | 10882.7804
2077 | 0% | 0 | -2435.7666 | 11398.0563 | 70016.6318 | -246995.276 | 10242.6168 | 8962.2897 | 9602.4533
2078 | 0% | 0 | -2087.8 | 9769.7626 | 71644.9255 | -249083.0759 | 8962.2897 | 7681.9626 | 8322.1262
2079 | 0% | 0 | -1739.8333 | 8141.4688 | 73273.2193 | -250822.9092 | 7681.9626 | 6401.6355 | 7041.7991
2080 | 0% | 0 | -1391.8666 | 6513.175 | 74901.5131 | -252214.7758 | 6401.6355 | 5121.3084 | 5761.472
2081 | 0% | 0 | -1043.9 | 4884.8813 | 76529.8068 | -253258.6758 | 5121.3084 | 3840.9813 | 4481.1449
2082 | 0% | 0 | -695.9333 | 3256.5875 | 78158.1006 | -253954.6091 | 3840.9813 | 2560.6542 | 3200.8178
2083 | 0% | 0 | -347.9667 | 1628.2938 | 79786.3944 | -254302.5758 | 2560.6542 | 1280.3271 | 1920.4907
2084 | 0% | 0 | 0 | -5.4115e-11 | 81414.6881 | -254302.5758 | 1280.3271 | -4.3656e-11 | 640.1636
* Column not specified in workbook
(1): page 5 |  |  |  |  | PSC FORM CE 1.1B
PAGE 1 OF 1
(1) | (2) | (3) | (4) | (5) | (6) | (7)
| NO.YEARS | PLANT | CUMULATIVE | YEARLY | ANNUAL | CUMULATIVE
| BEFORE | ESCALATION | ESCALATION | EXPENDITURE | SPENDING | AVERAGE SPENDING
YEAR | IN-SERVICE | RATE | FACTOR | (%) | ($/kW) | ($/kW)
2023 | -12 | 0% | 1 | 0 | 0 | 0
2024 | -11 | 2.5% | 1.025 | 0 | 0 | 0
2025 | -10 | 2.5% | 1.0506 | 0 | 0 | 0
2026 | -9 | 2.5% | 1.0769 | 0 | 0 | 0
2027 | -8 | 2.5% | 1.1038 | 0 | 0 | 0
2028 | -7 | 2.5% | 1.1314 | 0 | 0 | 0
2029 | -6 | 2.5% | 1.1597 | 0 | 0 | 0
2030 | -5 | 2.5% | 1.1887 | 43.903 | 410.3701 | 205.185
2031 | -4 | 2.5% | 1.2184 | 38.3775 | 367.6895 | 594.2148
2032 | -3 | 2.5% | 1.2489 | 17.7195 | 174.0124 | 865.0657
2033 | -2 | 2% | 1.2738 | 0 | 0 | 952.0719
2034 | -1 | 2% | 1.2993 | 0 | 0 | 952.0719
|  |  |  | 100 | 952.0719
|  | (8) | (8a)* | (8b)* | (9) | (9a)* | (9b)* | (9c)* | (9d)* | (9e)* | (10) | (11)
(3): CUMULATIVE; (5): CUMULATIVE; (6): YEARLY; (7): CUMULATIVE | CONSTRUCTION |  |  | CUMULATIVE | INCREMENTAL | CUMULATIVE
| NO.YEARS | SPENDING | DEBT | DEBT | TOTAL | TOTAL | PERIOD | CUMULATIVE | DEFERRED | DEFERRED | YEAR-END | YEAR-END
| BEFORE | WITH AFUDC | AFUDC | AFUDC | AFUDC | AFUDC | INTEREST | CPI | TAXES | TAXES | BOOK VALUE | BOOK VALUE
YEAR | IN-SERVICE | ($/kW) | ($/kW) | ($/kW) | ($/kW) | ($/kW) | ($/kW) | ($/kW) | ($/kW) | ($/kW) | ($/kW) | ($/kW)
2023 | -12 | 0 | 0 | 0 | 0 | 0 | 0 | 0 | 0 | 0 | 0 | 0
2024 | -11 | 0 | 0 | 0 | 0 | 0 | 0 | 0 | 0 | 0 | 0 | 0
2025 | -10 | 0 | 0 | 0 | 0 | 0 | 0 | 0 | 0 | 0 | 0 | 0
2026 | -9 | 0 | 0 | 0 | 0 | 0 | 0 | 0 | 0 | 0 | 0 | 0
2027 | -8 | 0 | 0 | 0 | 0 | 0 | 0 | 0 | 0 | 0 | 0 | 0
2028 | -7 | 0 | 0 | 0 | 0 | 0 | 0 | 0 | 0 | 0 | 0 | 0
2029 | -6 | 0 | 0 | 0 | 0 | 0 | 0 | 0 | 0 | 0 | 0 | 0
2030 | -5 | 205.185 | 2.8726 | 2.8726 | 12.7625 | 12.7625 | 7.202 | 7.202 | 1.0973 | 1.0973 | 423.1326 | 423.1326
2031 | -4 | 606.9773 | 8.4823 | 11.3549 | 37.6857 | 50.4482 | 20.8569 | 28.0589 | 3.1363 | 4.2336 | 405.3752 | 828.5078
2032 | -3 | 915.514 | 12.7579 | 24.1128 | 56.6816 | 107.1299 | 30.3638 | 58.4227 | 4.4622 | 8.6958 | 230.694 | 1059.2018
2033 | -2 | 1059.2018 | 14.7071 | 38.8199 | 65.3415 | 172.4714 | 33.4177 | 91.8405 | 4.7422 | 13.4381 | 65.3415 | 1124.5433
2034 | -1 | 1124.5433 | 15.5555 | 54.3754 | 69.1107 | 241.5821 | 33.4177 | 125.2582 | 4.5272 | 17.9652 | 69.1107 | 1193.654
(4): 54.3754; (6): 241.5821 | 125.2582 |  | 17.9652 |  | 1193.654
BOOK BASIS
[7 empty] | BOOK BASIS | FOR DEF TAX | TAX BASIS
(6): CONSTRUCTION CASH | 64937.2743 | 64937.2743 | 64937.2743
(6): EQUITY AFUDC | 12768.6712
(6): DEBT AFUDC | 3708.7427 | 3708.7427
(2): IN SERVICE YEAR; (4): 2035; (6): CPI |  |  | 8543.3939
| PLANT COSTS |  | 786.3466 |  | ITC Basis Reduction (Solar)
(2): AFUDC RATE; (4): 6.22%; (6): TOTAL | 81414.6881 | 68646.0169 | 73480.6682 |  | * Column not specified in workbook
(1): page 6; (6): INPUT DATA -- PART 2 | [7 empty] | PSC FORM CE 1.2
(6): PROGRAM METHOD SELECTED : REV_REQ | [7 empty] | PAGE 1 OF 1
|  |  |  | PROGRAM NAME: | CDR
(1) | (2) | (3) | (4) | (5) | (6)* | (7) | (8) | (9)
UTILITY
| CUMULATIVE | ADJUSTED | AVERAGE | AVOIDED | INCREASED |  | PROGRAM | PROGRAM
| TOTAL | CUMULATIVE | SYSTEM | MARGINAL | MARGINAL | REPLACEMENT | KW | kWH
| PARTICIPATING | PARTICIPATING | FUEL COST | FUEL COST | FUEL COST | FUEL COST | EFFECTIVENESS | EFFECTIVENESS
YEAR | CUSTOMERS | CUSTOMERS | (C/kWh) | (C/kWh) | (C/kWh) | (C/kWh) | FACTOR | FACTOR
2023 | 0 | 0 | 2.1107 | 2.8192 | 2.1107 | 0 | 1 | 1
2024 | 0 | 0 | 2.6607 | 4.004 | 2.6607 | 0 | 1 | 1
2025 | 7500 | 7500 | 2.9695 | 4.0819 | 2.9695 | 0 | 1 | 1
2026 | 14925 | 14925 | 3.4117 | 4.2157 | 3.4117 | 0 | 1 | 1
2027 | 22275.75 | 22275.75 | 3.3657 | 3.7854 | 3.3657 | 0 | 1 | 1
2028 | 27275.75 | 27275.75 | 3.5114 | 3.9701 | 3.5114 | 0 | 1 | 1
2029 | 32225.75 | 32225.75 | 3.5913 | 4.1195 | 3.5913 | 0 | 1 | 1
2030 | 37126.25 | 37126.25 | 3.292 | 3.8587 | 3.292 | 0 | 1 | 1
2031 | 41977.745 | 41977.745 | 3.0693 | 3.8401 | 3.0693 | 0 | 1 | 1
2032 | 46780.7251 | 46780.7251 | 2.9515 | 3.7668 | 2.9515 | 0 | 1 | 1
2033 | 51535.6753 | 51535.6753 | 3.334 | 3.9619 | 3.334 | 6.8825 | 1 | 1
2034 | 56243.076 | 56243.076 | 3.5332 | 4.2021 | 3.5332 | 6.9767 | 1 | 1
2035 | 56243.076 | 56243.076 | 3.8608 | 4.3779 | 3.8608 | 7.1294 | 1 | 1
2036 | 56243.076 | 56243.076 | 4.0027 | 4.5112 | 4.0027 | 6.9828 | 1 | 1
2037 | 56243.076 | 56243.076 | 4.1974 | 4.6584 | 4.1974 | 7.1471 | 1 | 1
2038 | 56243.076 | 56243.076 | 4.5318 | 5.0904 | 4.5318 | 7.2249 | 1 | 1
2039 | 56243.076 | 56243.076 | 4.7163 | 5.2542 | 4.7163 | 7.1579 | 1 | 1
2040 | 56243.076 | 56243.076 | 5.0571 | 5.5379 | 5.0571 | 7.3834 | 1 | 1
2041 | 56243.076 | 56243.076 | 5.3851 | 5.952 | 5.3851 | 7.5063 | 1 | 1
2042 | 56243.076 | 56243.076 | 5.4894 | 6.216 | 5.4894 | 7.5907 | 1 | 1
2043 | 56243.076 | 56243.076 | 5.722 | 6.0514 | 5.722 | 7.8225 | 1 | 1
2044 | 56243.076 | 56243.076 | 6.1136 | 6.5912 | 6.1136 | 8.0846 | 1 | 1
2045 | 56243.076 | 56243.076 | 6.4999 | 7.1445 | 6.4999 | 8.4913 | 1 | 1
2046 | 56243.076 | 56243.076 | 6.711 | 7.2494 | 6.711 | 8.361 | 1 | 1
2047 | 56243.076 | 56243.076 | 7.0712 | 7.315 | 7.0712 | 8.8452 | 1 | 1
2048 | 56243.076 | 56243.076 | 7.4142 | 7.8122 | 7.4142 | 9.2397 | 1 | 1
2049 | 56243.076 | 56243.076 | 7.8908 | 8.2804 | 7.8908 | 9.5526 | 1 | 1
2050 | 56243.076 | 56243.076 | 8.5419 | 9.1521 | 8.5419 | 10.0912 | 1 | 1
2051 | 56243.076 | 56243.076 | 8.4856 | 9.0627 | 8.4856 | 10.1556 | 1 | 1
2052 | 56243.076 | 56243.076 | 8.5408 | 9.0691 | 8.5408 | 10.0773 | 1 | 1
2053 | 56243.076 | 56243.076 | 8.5762 | 9.0174 | 8.5762 | 10.0634 | 1 | 1
2054 | 56243.076 | 56243.076 | 8.6113 | 8.8989 | 8.6113 | 9.8472 | 1 | 1
2055 | 56243.076 | 56243.076 | 8.5691 | 8.9924 | 8.5691 | 9.9113 | 1 | 1
2056 | 56243.076 | 56243.076 | 8.5437 | 8.9151 | 8.5437 | 9.7266 | 1 | 1
2057 | 56243.076 | 56243.076 | 8.5899 | 8.7863 | 8.5899 | 9.8003 | 1 | 1
2058 | 56243.076 | 56243.076 | 8.5125 | 8.6718 | 8.5125 | 9.5906 | 1 | 1
2059 | 56243.076 | 56243.076 | 8.5501 | 8.8089 | 8.5501 | 9.6304 | 1 | 1
2060 | 56243.076 | 56243.076 | 8.5885 | 8.7922 | 8.5885 | 9.5391 | 1 | 1
2061 | 56243.076 | 56243.076 | 8.4296 | 8.5592 | 8.4296 | 9.4471 | 1 | 1
2062 | 56243.076 | 56243.076 | 8.4175 | 8.7471 | 8.4175 | 9.2658 | 1 | 1
2063 | 56243.076 | 56243.076 | 8.4946 | 8.8115 | 8.4946 | 9.7339 | 1 | 1
2064 | 56243.076 | 56243.076 | 8.4747 | 8.4493 | 8.4747 | 9.6201 | 1 | 1
2065 | 56243.076 | 56243.076 | 8.3716 | 8.6114 | 8.3716 | 9.4973 | 1 | 1
2066 | 56243.076 | 56243.076 | 8.3231 | 8.5174 | 8.3231 | 9.4862 | 1 | 1
2067 | 56243.076 | 56243.076 | 8.3315 | 8.5094 | 8.3315 | 9.4654 | 1 | 1
2068 | 56243.076 | 56243.076 | 8.3868 | 8.39 | 8.3868 | 9.4211 | 1 | 1
2069 | 56243.076 | 56243.076 | 8.3868 | 8.39 | 8.3868 | 9.5006 | 1 | 1
2070 | 56243.076 | 56243.076 | 8.3868 | 8.39 | 8.3868 | 9.299 | 1 | 1
2071 | 56243.076 | 56243.076 | 8.3868 | 8.39 | 8.3868 | 9.2593 | 1 | 1
2072 | 56243.076 | 56243.076 | 8.3868 | 8.39 | 8.3868 | 9.2196 | 1 | 1
2073 | 56243.076 | 56243.076 | 8.3868 | 8.39 | 8.3868 | 9.18 | 1 | 1
2074 | 56243.076 | 56243.076 | 8.3868 | 8.39 | 8.3868 | 9.18 | 1 | 1
2075 | 56243.076 | 56243.076 | 8.3868 | 8.39 | 8.3868 | 9.18 | 1 | 1
2076 | 56243.076 | 56243.076 | 8.3868 | 8.39 | 8.3868 | 9.18 | 1 | 1
2077 | 56243.076 | 56243.076 | 8.3868 | 8.39 | 8.3868 | 9.18 | 1 | 1
2078 | 56243.076 | 56243.076 | 8.3868 | 8.39 | 8.3868 | 9.18 | 1 | 1
2079 | 56243.076 | 56243.076 | 8.3868 | 8.39 | 8.3868 | 9.18 | 1 | 1
2080 | 56243.076 | 56243.076 | 8.3868 | 8.39 | 8.3868 | 9.18 | 1 | 1
2081 | 56243.076 | 56243.076 | 8.3868 | 8.39 | 8.3868 | 9.18 | 1 | 1
2082 | 56243.076 | 56243.076 | 8.3868 | 8.39 | 8.3868 | 9.18 | 1 | 1
* THIS COLUMN IS USED ONLY FOR LOAD SHIFTING PROGRAMS WHICH SHIFT CONSUMPTION TO OFF-PEAK PERIODS.
THE VALUES REPRESENT THE OFF PEAK SYSTEM FUEL COSTS.
(1): page 7; (4): AVOIDED GENERATING BENEFITS | [5 empty] | PSC FORM CE 2.1
(4): PROGRAM METHOD SELECTED: REV_REQ | [5 empty] | PAGE 1 OF 1
|  | PROGRAM NAME: | CDR
| (2) | (3) | (4) | (5) | (6) | (7)
AVOIDED
| GEN UNIT | AVOIDED | AVOIDED | AVOIDED |  | AVOIDED
| CAPACITY | GEN UNIT | GEN UNIT | GEN UNIT | REPLACEMENT | GEN UNIT
| COST | FIXED O&M | VARIABLE O&M | FUEL COST | FUEL COST | BENEFITS
YEAR | $(000) | $(000) | $(000) | $(000) | $(000) | $(000)
2023 | 0 | 0 | 0 | 0 | 0 | 0
2024 | 0 | 0 | 0 | 0 | 0 | 0
2025 | 0 | 0 | 0 | 0 | 0 | 0
2026 | 0 | 0 | 0 | 0 | 0 | 0
2027 | 0 | 0 | 0 | 0 | 0 | 0
2028 | 0 | 0 | 0 | 0 | 0 | 0
2029 | 0 | 0 | 0 | 0 | 0 | 0
2030 | 0 | 0 | 0 | 0 | 0 | 0
2031 | 0 | 0 | 0 | 0 | 0 | 0
2032 | 0 | 0 | 0 | 0 | 0 | 0
2033 | 0 | 0 | 0 | 0 | 0 | 0
2034 | 0 | 0 | 0 | 0 | 0 | 0
2035 | 11181.9508 | 1088.6412 | 41.5344 | 25239.9391 | 27688.2973 | 9863.7682
2036 | 10926.5383 | 1115.8572 | 45.8476 | 26637.7598 | 29205.0115 | 9520.9914
2037 | 10644.196 | 1143.7536 | 47.6652 | 27667.3492 | 30319.0101 | 9183.9539
2038 | 10371.4405 | 1172.3475 | 50.9212 | 29114.9406 | 31944.2408 | 8765.4089
2039 | 10107.5543 | 1201.6562 | 54.3102 | 30309.078 | 32930.8516 | 8741.7469
2040 | 9851.875 | 1231.6976 | 56.3909 | 31536.9136 | 34409.801 | 8267.076
2041 | 9603.7861 | 1262.49 | 60.7648 | 33732.3196 | 36776.4168 | 7882.9436
2042 | 9362.7171 | 1294.0522 | 61.5244 | 33625.8474 | 36736.3886 | 7607.7526
2043 | 9125.5676 | 1326.4036 | 63.0625 | 34734.1259 | 37857.9845 | 7391.175
2044 | 8888.9793 | 1359.5636 | 66.235 | 36548.8729 | 40092.6521 | 6770.9989
2045 | 8652.391 | 1393.5527 | 68.7089 | 39147.3436 | 42616.7036 | 6645.2926
2046 | 8415.8027 | 1428.3916 | 72.1034 | 39236.7276 | 42961.8478 | 6191.1776
2047 | 8179.2144 | 1464.1013 | 73.906 | 41549.0021 | 45449.899 | 5816.3248
2048 | 7942.6261 | 1500.7039 | 74.8728 | 43036.386 | 46925.2852 | 5629.3036
2049 | 7706.0378 | 1538.2215 | 78.5504 | 45249.7764 | 49655.9122 | 4916.6738
2050 | 7469.4495 | 1576.677 | 81.4396 | 47946.6531 | 53058.3118 | 4015.9074
2051 | 7232.8612 | 1616.0939 | 83.4756 | 48593.373 | 53397.0836 | 4128.7201
2052 | 6996.2729 | 1656.4963 | 84.5902 | 47469.3805 | 52383.1966 | 3823.5433
2053 | 6759.6846 | 1697.9087 | 88.6981 | 48209.6669 | 53513.5971 | 3242.3612
2054 | 6523.0963 | 1740.3564 | 91.9371 | 47826.4387 | 52952.0965 | 3229.7321
2055 | 6307.0343 | 1783.8653 | 94.2356 | 47799.5518 | 53296.9769 | 2687.7101
2056 | 6132.0158 | 1828.4619 | 96.5914 | 46890.7742 | 52303.837 | 2644.0064
2057 | 5977.5236 | 1874.1735 | 100.1063 | 47841.3162 | 53285.4892 | 2507.6303
2058 | 5823.0313 | 1921.0278 | 103.7365 | 47256.6752 | 52718.5033 | 2385.9676
2059 | 5668.5391 | 1969.0535 | 105.1742 | 46933.3153 | 52361.9864 | 2314.0957
2060 | 5514.0468 | 2018.2799 | 107.8035 | 46362.4165 | 51865.4041 | 2137.1427
2061 | 5359.5546 | 2068.7369 | 109.2844 | 45465.7679 | 50800.7382 | 2202.6055
2062 | 5205.0624 | 2120.4553 | 113.2611 | 45541.4097 | 50379.3403 | 2600.8482
2063 | 5050.5701 | 2173.4667 | 116.0926 | 47825.0048 | 52924.623 | 2240.5111
2064 | 4896.0779 | 2227.8033 | 120.3026 | 47190.7126 | 52880.4501 | 1554.4463
2065 | 4741.5856 | 2283.4984 | 121.9698 | 46601.6503 | 51638.2989 | 2110.4052
2066 | 4587.0934 | 2340.5859 | 125.0191 | 46362.4165 | 51577.9018 | 1837.213
2067 | 4432.6012 | 2399.1005 | 128.1445 | 46607.0874 | 51464.3773 | 2102.5563
2068 | 4278.1089 | 2459.078 | 131.3481 | 46231.9254 | 51223.7157 | 1876.7448
2069 | 4123.6167 | 2520.555 | 134.6318 | 46715.83 | 51656.1554 | 1838.4781
2070 | 3969.1244 | 2583.5689 | 137.9976 | 45269.5532 | 50559.644 | 1400.6001
2071 | 3814.6322 | 2648.1581 | 141.4476 | 45003.1337 | 50343.9818 | 1263.3899
2072 | 3660.14 | 2714.362 | 144.9838 | 44736.7143 | 50128.3425 | 1127.8576
2073 | 3505.6477 | 2782.2211 | 148.6084 | 44470.2949 | 49912.7262 | 994.0459
2074 | 3351.1555 | 2851.7766 | 152.3236 | 44470.2949 | 49912.7262 | 912.8244
2075 | 3196.6632 | 2923.071 | 156.1317 | 44470.2949 | 49912.7262 | 833.4347
2076 | 3070.1614 | 2996.1478 | 160.035 | 44470.2949 | 49912.7262 | 783.9129
2077 | 2943.6595 | 3071.0515 | 164.0358 | 44470.2949 | 49912.7262 | 736.3156
2078 | 2817.1576 | 3147.8278 | 168.1367 | 44470.2949 | 49912.7262 | 690.6909
2079 | 2690.6557 | 3226.5235 | 172.3401 | 44470.2949 | 49912.7262 | 647.0881
2080 | 2564.1539 | 3307.1866 | 176.6486 | 44470.2949 | 49912.7262 | 605.5578
2081 | 2437.652 | 3389.8662 | 181.0649 | 44470.2949 | 49912.7262 | 566.1518
2082 | 2311.1501 | 3474.6129 | 185.5915 | 44470.2949 | 49912.7262 | 528.9232
NOM | 294370.4564 | 98913.4818 | 5143.5851 | 2038750.098 | 2261411.6151 | 175766.0062
NPV | 43785.7244 | 7618.8348 | 370.58 | 188405.9616 | 207268.8631 | 32912.2377
page 8 | CDR (5): AVOIDED T&D AND PROGRAM FUEL SAVINGS | [7 empty] | PSC FORM CE 2.2
| CDR (5): PROGRAM METHOD SELECTED: REV_REQ | [7 empty] | PAGE 1 OF 1
|  |  | PROGRAM NAME : | CDR
(1) | (2) | (3) | (4) | (5) | (6) | (7) | (8) | (8a)*
|  |  | TOTAL |  |  | TOTAL
| AVOIDED | AVOIDED | AVOIDED | AVOIDED | AVOIDED | AVOIDED |  | PROGRAM
| TRANSMISSION | TRANSMISSION | TRANSMISSION | DISTRIBUTION | DISTRIBUTION | DISTRIBUTION | PROGRAM | OFF-PEAK
| CAP COST | O&M COST | COST | CAP COST | O&M COST | COST | FUEL SAVINGS | PAYBACK
YEAR | $(000) | $(000) | $(000) | $(000) | $(000) | $(000) | $(000) | $(000)
2023 | 0 | 0 | 0 | 0 | 0 | 0 | 0 | 0
2024 | 0 | 0 | 0 | 0 | 0 | 0 | 0 | 0
2025 | 0 | 0 | 0 | 0 | 0 | 0 | 1.8556 | 0.013535
2026 | 0 | 0 | 0 | 0 | 0 | 0 | 5.6391 | 0.046498
2027 | 0 | 0 | 0 | 0 | 0 | 0 | 8.2676 | 0.076095
2028 | 0 | 0 | 0 | 0 | 0 | 0 | 11.5606 | 0.10575
2029 | 0 | 0 | 0 | 0 | 0 | 0 | 14.4412 | 0.12987
2030 | 0 | 0 | 0 | 0 | 0 | 0 | 15.8248 | 0.13875
2031 | 0 | 0 | 0 | 0 | 0 | 0 | 18.1556 | 0.14756
2032 | 0 | 0 | 0 | 0 | 0 | 0 | 20.0441 | 0.15921
2033 | 0 | 0 | 0 | 0 | 0 | 0 | 23.0871 | 0.19922
2034 | 0 | 0 | 0 | 0 | 0 | 0 | 26.8477 | 0.23144
2035 | 0 | 0 | 0 | 0 | 0 | 0 | 28.9543 | 0.26394
2036 | 0 | 0 | 0 | 0 | 0 | 0 | 29.804 | 0.27364
2037 | 0 | 0 | 0 | 0 | 0 | 0 | 30.6914 | 0.28695
2038 | 0 | 0 | 0 | 0 | 0 | 0 | 33.61 | 0.30981
2039 | 0 | 0 | 0 | 0 | 0 | 0 | 34.6411 | 0.32242
2040 | 0 | 0 | 0 | 0 | 0 | 0 | 36.3973 | 0.34572
2041 | 0 | 0 | 0 | 0 | 0 | 0 | 39.1854 | 0.36815
2042 | 0 | 0 | 0 | 0 | 0 | 0 | 41.1008 | 0.37528
2043 | 0 | 0 | 0 | 0 | 0 | 0 | 39.5131 | 0.39118
2044 | 0 | 0 | 0 | 0 | 0 | 0 | 43.1943 | 0.41795
2045 | 0 | 0 | 0 | 0 | 0 | 0 | 46.9881 | 0.44436
2046 | 0 | 0 | 0 | 0 | 0 | 0 | 47.5253 | 0.45879
2047 | 0 | 0 | 0 | 0 | 0 | 0 | 47.5593 | 0.48341
2048 | 0 | 0 | 0 | 0 | 0 | 0 | 50.9741 | 0.50686
2049 | 0 | 0 | 0 | 0 | 0 | 0 | 53.9866 | 0.53945
2050 | 0 | 0 | 0 | 0 | 0 | 0 | 59.9071 | 0.58396
2051 | 0 | 0 | 0 | 0 | 0 | 0 | 59.2862 | 0.58011
2052 | 0 | 0 | 0 | 0 | 0 | 0 | 59.263 | 0.58388
2053 | 0 | 0 | 0 | 0 | 0 | 0 | 58.8136 | 0.58631
2054 | 0 | 0 | 0 | 0 | 0 | 0 | 57.8455 | 0.58871
2055 | 0 | 0 | 0 | 0 | 0 | 0 | 58.6283 | 0.58582
2056 | 0 | 0 | 0 | 0 | 0 | 0 | 58.061 | 0.58408
2057 | 0 | 0 | 0 | 0 | 0 | 0 | 56.9973 | 0.58724
2058 | 0 | 0 | 0 | 0 | 0 | 0 | 56.2089 | 0.58195
2059 | 0 | 0 | 0 | 0 | 0 | 0 | 57.2264 | 0.58452
2060 | 0 | 0 | 0 | 0 | 0 | 0 | 57.0449 | 0.58715
2061 | 0 | 0 | 0 | 0 | 0 | 0 | 55.4426 | 0.57629
2062 | 0 | 0 | 0 | 0 | 0 | 0 | 56.9203 | 0.57545
2063 | 0 | 0 | 0 | 0 | 0 | 0 | 57.32 | 0.58072
2064 | 0 | 0 | 0 | 0 | 0 | 0 | 54.5282 | 0.57936
2065 | 0 | 0 | 0 | 0 | 0 | 0 | 55.9259 | 0.57232
2066 | 0 | 0 | 0 | 0 | 0 | 0 | 55.2582 | 0.569
2067 | 0 | 0 | 0 | 0 | 0 | 0 | 55.185 | 0.56957
2068 | 0 | 0 | 0 | 0 | 0 | 0 | 54.1831 | 0.57335
2069 | 0 | 0 | 0 | 0 | 0 | 0 | 54.1831 | 0.57335
2070 | 0 | 0 | 0 | 0 | 0 | 0 | 54.1831 | 0.57335
2071 | 0 | 0 | 0 | 0 | 0 | 0 | 54.1831 | 0.57335
2072 | 0 | 0 | 0 | 0 | 0 | 0 | 54.1831 | 0.57335
2073 | 0 | 0 | 0 | 0 | 0 | 0 | 54.1831 | 0.57335
2074 | 0 | 0 | 0 | 0 | 0 | 0 | 54.1831 | 0.57335
2075 | 0 | 0 | 0 | 0 | 0 | 0 | 54.1831 | 0.57335
2076 | 0 | 0 | 0 | 0 | 0 | 0 | 54.1831 | 0.57335
2077 | 0 | 0 | 0 | 0 | 0 | 0 | 54.1831 | 0.57335
2078 | 0 | 0 | 0 | 0 | 0 | 0 | 54.1831 | 0.57335
2079 | 0 | 0 | 0 | 0 | 0 | 0 | 54.1831 | 0.57335
2080 | 0 | 0 | 0 | 0 | 0 | 0 | 54.1831 | 0.57335
2081 | 0 | 0 | 0 | 0 | 0 | 0 | 54.1831 | 0.57335
2082 | 0 | 0 | 0 | 0 | 0 | 0 | 54.1831 | 0.57335
NOM | 0 | 0 | 0 | 0 | 0 | 0 | 2592.4573 | 26.0926
NPV | 0 | 0 | 0 | 0 | 0 | 0 | 302.5049 | 2.8568
* THESE VALUES REPRESENT THE COST OF THE INCREASED FUEL CONSUMPTION DUE TO GREATER OFF-PEAK
ENERGY USAGE. USED FOR LOAD SHIFTING PROGRAMS ONLY.
page 8a |  |  | AVOIDED GENERATING EMISSION IMPACT
PROGRAM METHOD SELECTED: REV_REQ
|  | PROGRAM NAME: | CDR
| (2) | (3) | (4) | (5) | (6)
| AVOIDED |  |  | OFF-PEAK
| GEN UNIT |  | PROGRAM | EMISSION | NET
| EMISSION | REPLACEMENT | EMISSION | PAYBACK | EMISSION
| BENEFIT | EMISSION COST | BENEFIT | COST | BENEFIT
YEAR | $(000) | $(000) | $(000) | $(000) | $(000)
2023 | 0 | 0 | 0 | 0 | 0
2024 | 0 | 0 | 0 | 0 | 0
2025 | 0 | 0 | 0.00018147 | 1.9212e-06 | 0.00017955
2026 | 0 | 0 | 0.00054261 | 5.7444e-06 | 0.00053686
2027 | 0 | 0 | 0.00090013 | 9.5294e-06 | 0.0008906
2028 | 0 | 0 | 0.001199 | 1.2693e-05 | 0.0011863
2029 | 0 | 0 | 0.0014397 | 1.5242e-05 | 0.0014245
2030 | 0 | 0 | 0.0016781 | 1.7765e-05 | 0.0016603
2031 | 0 | 0 | 0.001914 | 2.0263e-05 | 0.0018938
2032 | 0 | 0 | 0.0021476 | 2.2736e-05 | 0.0021249
2033 | 0 | 0 | 0.0023789 | 2.5185e-05 | 0.0023537
2034 | 0 | 0 | 0.0026079 | 2.7609e-05 | 0.0025803
2035 | 1.4564 | 1.6369 | 0.0027218 | 2.8815e-05 | -0.17778
2036 | 1.5685 | 1.7628 | 0.0027218 | 2.8815e-05 | -0.19166
2037 | 1.5909 | 1.788 | 0.0027218 | 2.8815e-05 | -0.19444
2038 | 1.6581 | 1.8636 | 0.0027218 | 2.8815e-05 | -0.20277
2039 | 1.7253 | 1.9391 | 0.0027218 | 2.8815e-05 | -0.2111
2040 | 1.7477 | 1.9643 | 0.0027218 | 2.8815e-05 | -0.21387
2041 | 1.8374 | 2.065 | 0.0027218 | 2.8815e-05 | -0.22498
2042 | 1.815 | 2.0398 | 0.0027218 | 2.8815e-05 | -0.2222
2043 | 1.815 | 2.0398 | 0.0027218 | 2.8815e-05 | -0.2222
2044 | 1.8598 | 2.0902 | 0.0027218 | 2.8815e-05 | -0.22775
2045 | 1.8822 | 2.1154 | 0.0027218 | 2.8815e-05 | -0.23053
2046 | 1.927 | 2.1658 | 0.0027218 | 2.8815e-05 | -0.23608
2047 | 1.927 | 2.1658 | 0.0027218 | 2.8815e-05 | -0.23608
2048 | 1.9046 | 2.1406 | 0.0027218 | 2.8815e-05 | -0.23331
2049 | 1.9494 | 2.1909 | 0.0027218 | 2.8815e-05 | -0.23886
2050 | 1.9718 | 2.2161 | 0.0027218 | 2.8815e-05 | -0.24164
2051 | 1.9718 | 2.2161 | 0.0027218 | 2.8815e-05 | -0.24164
2052 | 1.9494 | 2.1909 | 0.0027218 | 2.8815e-05 | -0.23886
2053 | 1.9942 | 2.2413 | 0.0027218 | 2.8815e-05 | -0.24441
2054 | 2.0166 | 2.2665 | 0.0027218 | 2.8815e-05 | -0.24719
2055 | 2.0166 | 2.2665 | 0.0027218 | 2.8815e-05 | -0.24719
2056 | 2.0166 | 2.2665 | 0.0027218 | 2.8815e-05 | -0.24719
2057 | 2.039 | 2.2917 | 0.0027218 | 2.8815e-05 | -0.24997
2058 | 2.0614 | 2.3169 | 0.0027218 | 2.8815e-05 | -0.25274
2059 | 2.039 | 2.2917 | 0.0027218 | 2.8815e-05 | -0.24997
2060 | 2.039 | 2.2917 | 0.0027218 | 2.8815e-05 | -0.24997
2061 | 2.0166 | 2.2665 | 0.0027218 | 2.8815e-05 | -0.24719
2062 | 2.039 | 2.2917 | 0.0027218 | 2.8815e-05 | -0.24997
2063 | 2.039 | 2.2917 | 0.0027218 | 2.8815e-05 | -0.24997
2064 | 2.0614 | 2.3169 | 0.0027218 | 2.8815e-05 | -0.25274
2065 | 2.039 | 2.2917 | 0.0027218 | 2.8815e-05 | -0.24997
2066 | 2.039 | 2.2917 | 0.0027218 | 2.8815e-05 | -0.24997
2067 | 2.039 | 2.2917 | 0.0027218 | 2.8815e-05 | -0.24997
2068 | 2.039 | 2.2917 | 0.0027218 | 2.8815e-05 | -0.24997
2069 | 2.039 | 2.2917 | 0.0027218 | 2.8815e-05 | -0.24997
2070 | 2.039 | 2.2917 | 0.0027218 | 2.8815e-05 | -0.24997
2071 | 2.039 | 2.2917 | 0.0027218 | 2.8815e-05 | -0.24997
2072 | 2.039 | 2.2917 | 0.0027218 | 2.8815e-05 | -0.24997
2073 | 2.039 | 2.2917 | 0.0027218 | 2.8815e-05 | -0.24997
2074 | 2.039 | 2.2917 | 0.0027218 | 2.8815e-05 | -0.24997
2075 | 2.039 | 2.2917 | 0.0027218 | 2.8815e-05 | -0.24997
2076 | 2.039 | 2.2917 | 0.0027218 | 2.8815e-05 | -0.24997
2077 | 2.039 | 2.2917 | 0.0027218 | 2.8815e-05 | -0.24997
2078 | 2.039 | 2.2917 | 0.0027218 | 2.8815e-05 | -0.24997
2079 | 2.039 | 2.2917 | 0.0027218 | 2.8815e-05 | -0.24997
2080 | 2.039 | 2.2917 | 0.0027218 | 2.8815e-05 | -0.24997
2081 | 2.039 | 2.2917 | 0.0027218 | 2.8815e-05 | -0.24997
2082 | 2.039 | 2.2917 | 0.0027218 | 2.8815e-05 | -0.24997
NOM | 93.6382 | 105.2411 | 0.14563 | 0.0015418 | -11.4588
NPV | 9.2934 | 10.445 | 0.022164 | 0.00023464 | -1.1296
(1): page 9; CDR (7): TOTAL RESOURCE COST TEST | [5 empty] | PSC FORM CE 2.3
CDR (7): PROGRAM METHOD SELECTED: REV_REQ | [5 empty] | PAGE 1 OF 1
[5 empty] | PROGRAM NAME: | CDR
(1) | (2) | (3) | (4) | (5) | (6) | (7) | (8) | (9) | (10) | (11) | (12) | (13)
| INCREASED | UTILITY | PARTICIPANT |  |  | AVOIDED | AVOIDED |  |  |  |  | CUMULATIVE
| SUPPLY | PROGRAM | PROGRAM | OTHER | TOTAL | GEN UNIT | T&D | PROGRAM | OTHER | TOTAL | NET | DISCOUNTED
| COSTS | COSTS | COSTS | COSTS | COSTS | BENEFITS | BENEFITS | FUEL SAVINGS | BENEFITS | BENEFITS | BENEFITS | NET BENEFITS
YEAR | $(000) | $(000) | $(000) | $(000) | $(000) | $(000) | $(000) | $(000) | $(000) | $(000) | $(000) | $(000)
2023 | 0 | 0 | 0 | 0 | 0 | 0 | 0 | 0 | 0 | 0 | 0 | 0
2024 | 0 | 0 | 0 | 0 | 0 | 0 | 0 | 0 | 0 | 0 | 0 | 0
2025 | 0 | 43.4998 | 0 | 0 | 43.4998 | 0 | 0 | 1.8421 | 0.00017955 | 1.8422 | -41.6576 | -35.6515
2026 | 0 | 50.2534 | 0 | 0 | 50.2534 | 0 | 0 | 5.5926 | 0.00053686 | 5.5932 | -44.6602 | -71.0102
2027 | 0 | 57.2593 | 0 | 0 | 57.2593 | 0 | 0 | 8.1915 | 0.0008906 | 8.1924 | -49.0669 | -106.9484
2028 | 0 | 50.3018 | 0 | 0 | 50.3018 | 0 | 0 | 11.4549 | 0.0011863 | 11.4561 | -38.8457 | -133.2693
2029 | 0 | 55.6271 | 0 | 0 | 55.6271 | 0 | 0 | 14.3114 | 0.0014245 | 14.3128 | -41.3144 | -159.1665
2030 | 0 | 61.1457 | 0 | 0 | 61.1457 | 0 | 0 | 15.6861 | 0.0016603 | 15.6877 | -45.4579 | -185.5269
2031 | 0 | 66.863 | 0 | 0 | 66.863 | 0 | 0 | 18.008 | 0.0018938 | 18.0099 | -48.8531 | -211.7345
2032 | 0 | 72.7851 | 0 | 0 | 72.7851 | 0 | 0 | 19.8849 | 0.0021249 | 19.887 | -52.898 | -237.9867
2033 | 0 | 78.9179 | 0 | 0 | 78.9179 | 0 | 0 | 22.8879 | 0.0023537 | 22.8903 | -56.0276 | -263.7097
2034 | 0 | 85.2677 | 0 | 0 | 85.2677 | 0 | 0 | 26.6162 | 0.0025803 | 26.6188 | -58.6488 | -288.6195
2035 | 0 | 57.2403 | 0 | 0 | 57.2403 | 9863.7682 | 0 | 28.6904 | -0.17778 | 9892.2809 | 9835.0405 | 3575.7471
2036 | 0 | 58.6713 | 0 | 0 | 58.6713 | 9520.9914 | 0 | 29.5303 | -0.19166 | 9550.3301 | 9491.6587 | 7025.8823
2037 | 0 | 60.1381 | 0 | 0 | 60.1381 | 9183.9539 | 0 | 30.4044 | -0.19444 | 9214.1639 | 9154.0258 | 10104.0905
2038 | 0 | 61.6416 | 0 | 0 | 61.6416 | 8765.4089 | 0 | 33.3002 | -0.20277 | 8798.5063 | 8736.8647 | 12821.9894
2039 | 0 | 63.1826 | 0 | 0 | 63.1826 | 8741.7469 | 0 | 34.3186 | -0.2111 | 8775.8545 | 8712.6719 | 15329.3737
2040 | 0 | 64.7622 | 0 | 0 | 64.7622 | 8267.076 | 0 | 36.0516 | -0.21387 | 8302.9137 | 8238.1515 | 17522.639
2041 | 0 | 66.3812 | 0 | 0 | 66.3812 | 7882.9436 | 0 | 38.8172 | -0.22498 | 7921.5358 | 7855.1546 | 19457.3138
2042 | 0 | 68.0408 | 0 | 0 | 68.0408 | 7607.7526 | 0 | 40.7256 | -0.2222 | 7648.2559 | 7580.2152 | 21184.4501
2043 | 0 | 69.7418 | 0 | 0 | 69.7418 | 7391.175 | 0 | 39.1219 | -0.2222 | 7430.0747 | 7360.3329 | 22735.888
2044 | 0 | 71.4853 | 0 | 0 | 71.4853 | 6770.9989 | 0 | 42.7764 | -0.22775 | 6813.5475 | 6742.0622 | 24050.5725
2045 | 0 | 73.2725 | 0 | 0 | 73.2725 | 6645.2926 | 0 | 46.5437 | -0.23053 | 6691.6059 | 6618.3334 | 25244.4761
2046 | 0 | 75.1043 | 0 | 0 | 75.1043 | 6191.1776 | 0 | 47.0665 | -0.23608 | 6238.008 | 6162.9037 | 26272.9608
2047 | 0 | 76.9819 | 0 | 0 | 76.9819 | 5816.3248 | 0 | 47.0759 | -0.23608 | 5863.1646 | 5786.1827 | 27166.259
2048 | 0 | 78.9064 | 0 | 0 | 78.9064 | 5629.3036 | 0 | 50.4672 | -0.23331 | 5679.5375 | 5600.6311 | 27966.1543
2049 | 0 | 80.8791 | 0 | 0 | 80.8791 | 4916.6738 | 0 | 53.4471 | -0.23886 | 4969.8821 | 4889.003 | 28612.1183
2050 | 0 | 82.9011 | 0 | 0 | 82.9011 | 4015.9074 | 0 | 59.3232 | -0.24164 | 4074.989 | 3992.0879 | 29100.0735
2051 | 0 | 84.9736 | 0 | 0 | 84.9736 | 4128.7201 | 0 | 58.7061 | -0.24164 | 4187.1846 | 4102.211 | 29563.9364
2052 | 0 | 87.0979 | 0 | 0 | 87.0979 | 3823.5433 | 0 | 58.6791 | -0.23886 | 3881.9835 | 3794.8856 | 29960.9106
2053 | 0 | 89.2754 | 0 | 0 | 89.2754 | 3242.3612 | 0 | 58.2273 | -0.24441 | 3300.3441 | 3211.0687 | 30271.6562
2054 | 0 | 91.5073 | 0 | 0 | 91.5073 | 3229.7321 | 0 | 57.2568 | -0.24719 | 3286.7417 | 3195.2345 | 30557.7115
2055 | 0 | 93.7949 | 0 | 0 | 93.7949 | 2687.7101 | 0 | 58.0425 | -0.24719 | 2745.5054 | 2651.7104 | 30777.3281
2056 | 0 | 96.1398 | 0 | 0 | 96.1398 | 2644.0064 | 0 | 57.4769 | -0.24719 | 2701.2361 | 2605.0963 | 30976.9254
2057 | 0 | 98.5433 | 0 | 0 | 98.5433 | 2507.6303 | 0 | 56.4101 | -0.24997 | 2563.7904 | 2465.2471 | 31151.6618
2058 | 0 | 101.0069 | 0 | 0 | 101.0069 | 2385.9676 | 0 | 55.6269 | -0.25274 | 2441.3418 | 2340.3349 | 31305.1209
2059 | 0 | 103.5321 | 0 | 0 | 103.5321 | 2314.0957 | 0 | 56.6419 | -0.24997 | 2370.4876 | 2266.9555 | 31442.6357
2060 | 0 | 106.1204 | 0 | 0 | 106.1204 | 2137.1427 | 0 | 56.4577 | -0.24997 | 2193.3504 | 2087.2301 | 31559.7658
2061 | 0 | 108.7734 | 0 | 0 | 108.7734 | 2202.6055 | 0 | 54.8664 | -0.24719 | 2257.2246 | 2148.4513 | 31671.302
2062 | 0 | 111.4927 | 0 | 0 | 111.4927 | 2600.8482 | 0 | 56.3449 | -0.24997 | 2656.9431 | 2545.4504 | 31793.5513
2063 | 0 | 114.28 | 0 | 0 | 114.28 | 2240.5111 | 0 | 56.7393 | -0.24997 | 2297.0005 | 2182.7204 | 31890.5291
2064 | 0 | 117.137 | 0 | 0 | 117.137 | 1554.4463 | 0 | 53.9488 | -0.25274 | 1608.1424 | 1491.0054 | 31951.8128
2065 | 0 | 220.8545 | 0 | 0 | 220.8545 | 2110.4052 | 0 | 55.3536 | -0.24997 | 2165.5088 | 1944.6543 | 32025.7563
2066 | 0 | 225.3428 | 0 | 0 | 225.3428 | 1837.213 | 0 | 54.6892 | -0.24997 | 1891.6523 | 1666.3095 | 32084.3708
2067 | 0 | 229.928 | 0 | 0 | 229.928 | 2102.5563 | 0 | 54.6154 | -0.24997 | 2156.9218 | 1926.9938 | 32147.0786
2068 | 0 | 201.6565 | 0 | 0 | 201.6565 | 1876.7448 | 0 | 53.6097 | -0.24997 | 1930.1046 | 1728.448 | 32199.1128
2069 | 0 | 205.9563 | 0 | 0 | 205.9563 | 1838.4781 | 0 | 53.6097 | -0.24997 | 1891.8379 | 1685.8816 | 32246.0646
2070 | 0 | 210.3526 | 0 | 0 | 210.3526 | 1400.6001 | 0 | 53.6097 | -0.24997 | 1453.9599 | 1243.6073 | 32278.1051
2071 | 0 | 214.8476 | 0 | 0 | 214.8476 | 1263.3899 | 0 | 53.6097 | -0.24997 | 1316.7496 | 1101.902 | 32304.3686
2072 | 0 | 219.4438 | 0 | 0 | 219.4438 | 1127.8576 | 0 | 53.6097 | -0.24997 | 1181.2174 | 961.7735 | 32325.5753
2073 | 0 | 224.1435 | 0 | 0 | 224.1435 | 994.0459 | 0 | 53.6097 | -0.24997 | 1047.4057 | 823.2622 | 32342.3684
2074 | 0 | 228.9491 | 0 | 0 | 228.9491 | 912.8244 | 0 | 53.6097 | -0.24997 | 966.1842 | 737.2351 | 32356.2804
2075 | 0 | 153.6939 | 0 | 0 | 153.6939 | 833.4347 | 0 | 53.6097 | -0.24997 | 886.7944 | 733.1005 | 32369.0783
2076 | 0 | 157.5363 | 0 | 0 | 157.5363 | 783.9129 | 0 | 53.6097 | -0.24997 | 837.2726 | 679.7364 | 32380.0559
2077 | 0 | 161.4747 | 0 | 0 | 161.4747 | 736.3156 | 0 | 53.6097 | -0.24997 | 789.6753 | 628.2007 | 32389.4415
2078 | 0 | 165.5115 | 0 | 0 | 165.5115 | 690.6909 | 0 | 53.6097 | -0.24997 | 744.0506 | 578.5391 | 32397.4377
2079 | 0 | 169.6493 | 0 | 0 | 169.6493 | 647.0881 | 0 | 53.6097 | -0.24997 | 700.4479 | 530.7986 | 32404.2246
2080 | 0 | 173.8906 | 0 | 0 | 173.8906 | 605.5578 | 0 | 53.6097 | -0.24997 | 658.9176 | 485.027 | 32409.9618
2081 | 0 | 178.2378 | 0 | 0 | 178.2378 | 566.1518 | 0 | 53.6097 | -0.24997 | 619.5116 | 441.2738 | 32414.7906
2082 | 0 | 182.6938 | 0 | 0 | 182.6938 | 528.9232 | 0 | 53.6097 | -0.24997 | 582.283 | 399.5892 | 32418.8357
NOM | 0 | 6659.0883 | 0 | 0 | 6659.0883 | 175766.0062 | 0 | 2566.3647 | -11.4588 | 178320.9121 | 171661.8238
NPV | 0 | 791.9204 | 0 | 0 | 791.9204 | 32912.2377 | 0 | 299.6481 | -1.1296 | 33210.7561 | 32418.8357
| Discount Rate: |  |  |  | 8.0956 | %
| Benefit/Cost Ratio (Col(11) / Col(6)) : |  |  |  | 41.937
(1): page 10; CDR (7): PARTICIPANT COSTS AND BENEFITS |  | PSC FORM CE 2.4
CDR (7): PROGRAM METHOD SELECTED: REV_REQ |  | PAGE 1 OF 1
[5 empty] | PROGRAM NAME: | CDR
(1) | (2) | (3) | (4) | (5) | (6) | (7) | (8) | (9) | (10) | (11) | (12)
| SAVINGS IN |  |  |  |  | CUSTOMER |  |  |  |  | CUMULATIVE
| PARTICIPANTS | TAX | UTILITY | OTHER | TOTAL | EQUIPMENT | CUSTOMER | OTHER | TOTAL | NET | DISCOUNTED
| BILLS | CREDITS | REBATES | BENEFITS | BENEFITS | COSTS | O&M COSTS | COSTS | COSTS | BENEFITS | NET BENEFITS
YEAR | $(000) | $(000) | $(000) | $(000) | $(000) | $(000) | $(000) | $(000) | $(000) | $(000) | $(000)
2023 | 0 | 0 | 0 | 0 | 0 | 0 | 0 | 0 | 0 | 0 | 0
2024 | 0 | 0 | 0 | 0 | 0 | 0 | 0 | 0 | 0 | 0 | 0
2025 | 2.7959 | 0 | 342.8079 | 0 | 345.6038 | 0 | 0 | 0 | 0 | 345.6038 | 295.7755
2026 | 8.7323 | 0 | 1024.9957 | 0 | 1033.728 | 0 | 0 | 0 | 0 | 1033.728 | 1114.2061
2027 | 14.5092 | 0 | 1700.3617 | 0 | 1714.8708 | 0 | 0 | 0 | 0 | 1714.8708 | 2370.2325
2028 | 19.3298 | 0 | 2264.8863 | 0 | 2284.2161 | 0 | 0 | 0 | 0 | 2284.2161 | 3917.9669
2029 | 23.0836 | 0 | 2719.6782 | 0 | 2742.7618 | 0 | 0 | 0 | 0 | 2742.7618 | 5637.2175
2030 | 27.4784 | 0 | 3169.9222 | 0 | 3197.4005 | 0 | 0 | 0 | 0 | 3197.4005 | 7491.3466
2031 | 31.9364 | 0 | 3615.6637 | 0 | 3647.6 | 0 | 0 | 0 | 0 | 3647.6 | 9448.1265
2032 | 36.5827 | 0 | 4056.9478 | 0 | 4093.5305 | 0 | 0 | 0 | 0 | 4093.5305 | 11479.6631
2033 | 41.3169 | 0 | 4493.819 | 0 | 4535.1359 | 0 | 0 | 0 | 0 | 4535.1359 | 13561.7975
2034 | 46.1825 | 0 | 4926.3215 | 0 | 4972.504 | 0 | 0 | 0 | 0 | 4972.504 | 15673.7564
2035 | 49.6914 | 0 | 4926.3215 | 0 | 4976.013 | 0 | 0 | 0 | 0 | 4976.013 | 17628.9225
2036 | 50.8768 | 0 | 4926.3215 | 0 | 4977.1984 | 0 | 0 | 0 | 0 | 4977.1984 | 19438.0908
2037 | 52.1834 | 0 | 4926.3215 | 0 | 4978.5049 | 0 | 0 | 0 | 0 | 4978.5049 | 21112.2038
2038 | 53.77 | 0 | 4926.3215 | 0 | 4980.0915 | 0 | 0 | 0 | 0 | 4980.0915 | 22661.4307
2039 | 55.3532 | 0 | 4926.3215 | 0 | 4981.6748 | 0 | 0 | 0 | 0 | 4981.6748 | 24095.0866
2040 | 56.6817 | 0 | 4926.3215 | 0 | 4983.0033 | 0 | 0 | 0 | 0 | 4983.0033 | 25421.725
2041 | 58.3456 | 0 | 4926.3215 | 0 | 4984.6672 | 0 | 0 | 0 | 0 | 4984.6672 | 26649.4169
2042 | 59.6684 | 0 | 4926.3215 | 0 | 4985.9899 | 0 | 0 | 0 | 0 | 4985.9899 | 27785.4644
2043 | 61.3362 | 0 | 4926.3215 | 0 | 4987.6577 | 0 | 0 | 0 | 0 | 4987.6577 | 28836.7811
2044 | 63.4504 | 0 | 4926.3215 | 0 | 4989.772 | 0 | 0 | 0 | 0 | 4989.772 | 29809.7736
2045 | 65.747 | 0 | 4926.3215 | 0 | 4992.0685 | 0 | 0 | 0 | 0 | 4992.0685 | 30710.3097
2046 | 67.8196 | 0 | 4926.3215 | 0 | 4994.1411 | 0 | 0 | 0 | 0 | 4994.1411 | 31543.7477
2047 | 69.5462 | 0 | 4926.3215 | 0 | 4995.8677 | 0 | 0 | 0 | 0 | 4995.8677 | 32315.0334
2048 | 71.1455 | 0 | 4926.3215 | 0 | 4997.467 | 0 | 0 | 0 | 0 | 4997.467 | 33028.7833
2049 | 72.8375 | 0 | 4926.3215 | 0 | 4999.159 | 0 | 0 | 0 | 0 | 4999.159 | 33689.3018
2050 | 74.6999 | 0 | 4926.3215 | 0 | 5001.0215 | 0 | 0 | 0 | 0 | 5001.0215 | 34300.5795
2051 | 75.6211 | 0 | 4926.3215 | 0 | 5001.9426 | 0 | 0 | 0 | 0 | 5001.9426 | 34866.1808
2052 | 77.3792 | 0 | 4926.3215 | 0 | 5003.7008 | 0 | 0 | 0 | 0 | 5003.7008 | 35389.6063
2053 | 78.6835 | 0 | 4926.3215 | 0 | 5005.005 | 0 | 0 | 0 | 0 | 5005.005 | 35873.957
2054 | 80.0131 | 0 | 4926.3215 | 0 | 5006.3346 | 0 | 0 | 0 | 0 | 5006.3346 | 36322.1521
2055 | 81.3685 | 0 | 4926.3215 | 0 | 5007.6901 | 0 | 0 | 0 | 0 | 5007.6901 | 36736.8927
2056 | 82.7504 | 0 | 4926.3215 | 0 | 5009.0719 | 0 | 0 | 0 | 0 | 5009.0719 | 37120.6779
2057 | 84.1592 | 0 | 4926.3215 | 0 | 5010.4807 | 0 | 0 | 0 | 0 | 5010.4807 | 37475.82
2058 | 85.5955 | 0 | 4926.3215 | 0 | 5011.917 | 0 | 0 | 0 | 0 | 5011.917 | 37804.4585
2059 | 87.0598 | 0 | 4926.3215 | 0 | 5013.3813 | 0 | 0 | 0 | 0 | 5013.3813 | 38108.5731
2060 | 88.5528 | 0 | 4926.3215 | 0 | 5014.8743 | 0 | 0 | 0 | 0 | 5014.8743 | 38389.9953
2061 | 90.0749 | 0 | 4926.3215 | 0 | 5016.3965 | 0 | 0 | 0 | 0 | 5016.3965 | 38650.4199
2062 | 91.6269 | 0 | 4926.3215 | 0 | 5017.9485 | 0 | 0 | 0 | 0 | 5017.9485 | 38891.415
2063 | 93.7166 | 0 | 4926.3215 | 0 | 5020.0382 | 0 | 0 | 0 | 0 | 5020.0382 | 39114.4541
2064 | 95.8211 | 0 | 4926.3215 | 0 | 5022.1427 | 0 | 0 | 0 | 0 | 5022.1427 | 39320.8755
2065 | 97.9032 | 0 | 4926.3215 | 0 | 5024.2247 | 0 | 0 | 0 | 0 | 5024.2247 | 39511.9165
2066 | 99.9485 | 0 | 4926.3215 | 0 | 5026.2701 | 0 | 0 | 0 | 0 | 5026.2701 | 39688.7218
2067 | 101.9721 | 0 | 4926.3215 | 0 | 5028.2936 | 0 | 0 | 0 | 0 | 5028.2936 | 39852.3514
2068 | 104.0061 | 0 | 4926.3215 | 0 | 5030.3277 | 0 | 0 | 0 | 0 | 5030.3277 | 40003.7875
2069 | 106.0604 | 0 | 4926.3215 | 0 | 5032.382 | 0 | 0 | 0 | 0 | 5032.382 | 40143.9392
2070 | 108.1309 | 0 | 4926.3215 | 0 | 5034.4525 | 0 | 0 | 0 | 0 | 5034.4525 | 40273.6479
2071 | 110.2022 | 0 | 4926.3215 | 0 | 5036.5237 | 0 | 0 | 0 | 0 | 5036.5237 | 40393.6916
2072 | 112.3542 | 0 | 4926.3215 | 0 | 5038.6757 | 0 | 0 | 0 | 0 | 5038.6757 | 40504.7923
2073 | 114.5273 | 0 | 4926.3215 | 0 | 5040.8488 | 0 | 0 | 0 | 0 | 5040.8488 | 40607.6167
2074 | 116.7424 | 0 | 4926.3215 | 0 | 5043.064 | 0 | 0 | 0 | 0 | 5043.064 | 40702.782
2075 | 119.0004 | 0 | 4926.3215 | 0 | 5045.322 | 0 | 0 | 0 | 0 | 5045.322 | 40790.8595
2076 | 121.3021 | 0 | 4926.3215 | 0 | 5047.6236 | 0 | 0 | 0 | 0 | 5047.6236 | 40872.3777
2077 | 123.6483 | 0 | 4926.3215 | 0 | 5049.9699 | 0 | 0 | 0 | 0 | 5049.9699 | 40947.8259
2078 | 126.04 | 0 | 4926.3215 | 0 | 5052.3615 | 0 | 0 | 0 | 0 | 5052.3615 | 41017.6565
2079 | 128.4779 | 0 | 4926.3215 | 0 | 5054.7994 | 0 | 0 | 0 | 0 | 5054.7994 | 41082.2885
2080 | 130.9629 | 0 | 4926.3215 | 0 | 5057.2845 | 0 | 0 | 0 | 0 | 5057.2845 | 41142.1093
2081 | 133.4961 | 0 | 4926.3215 | 0 | 5059.8176 | 0 | 0 | 0 | 0 | 5059.8176 | 41197.4777
2082 | 136.0783 | 0 | 4926.3215 | 0 | 5062.3998 | 0 | 0 | 0 | 0 | 5062.3998 | 41248.7255
NOM | 4518.3765 | 0 | 264778.8379 | 0 | 269297.2144 | 0 | 0 | 0 | 0 | 269297.2144
NPV | 482.9532 | 0 | 40765.7723 | 0 | 41248.7255 | 0 | 0 | 0 | 0 | 41248.7255
| In Service of Gen Unit: |  |  |  | 2035
| Discount Rate : |  |  |  | 8.0956 | %
| Benefit/Cost Ratio ( Col(6) / Col(10)) |  |  |  | Infinite
(1): page 11; CDR (7): RATE IMPACT TEST |  |  | PSC FORM CE 2.5
CDR (7): PROGRAM METHOD SELECTED: REV_REQ |  |  | PAGE 1 OF 1
[5 empty] | PROGRAM NAME: | CDR
(1) | (2) | (3) | (4) | (5) | (6) | (7) | (8) | (9) | (10) | (11) | (12) | (13) | (14)
| INCREASED | UTILITY |  |  | SELLBACK/ |  | AVOIDED GEN | AVOIDED |  |  |  |  | CUMULATIVE
| SUPPLY | PROGRAM |  | REVENUE | OTHER | TOTAL | UNIT & FUEL | T&D | REVENUE | OTHER | TOTAL | NET | DISCOUNTED
| COSTS | COSTS | INCENTIVES | LOSSES | COSTS | COSTS | BENEFITS | BENEFITS | GAINS | BENEFITS | BENEFITS | BENEFITS | NET BENEFITS
YEAR | $(000) | $(000) | $(000) | $(000) | $(000) | $(000) | $(000) | $(000) | $(000) | $(000) | $(000) | $(000) | $(000)
2023 | 0 | 0 | 0 | 0 | 0 | 0 | 0 | 0 | 0 | 0 | 0 | 0 | 0
2024 | 0 | 0 | 0 | 0 | 0 | 0 | 0 | 0 | 0 | 0 | 0 | 0 | 0
2025 | 0 | 43.4998 | 342.8079 | 2.3206 | 0 | 388.6283 | 1.8421 | 0 | 0 | 0.00017955 | 1.8422 | -386.7861 | -331.0202
2026 | 0 | 50.2534 | 1024.9957 | 7.2478 | 0 | 1082.4969 | 5.5926 | 0 | 0 | 0.00053686 | 5.5932 | -1076.9037 | -1183.6341
2027 | 0 | 57.2593 | 1700.3617 | 12.0426 | 0 | 1769.6636 | 8.1915 | 0 | 0 | 0.0008906 | 8.1924 | -1761.4712 | -2473.7922
2028 | 0 | 50.3018 | 2264.8863 | 16.0437 | 0 | 2331.2318 | 11.4549 | 0 | 0 | 0.0011863 | 11.4561 | -2319.7758 | -4045.621
2029 | 0 | 55.6271 | 2719.6782 | 19.1594 | 0 | 2794.4648 | 14.3114 | 0 | 0 | 0.0014245 | 14.3128 | -2780.152 | -5788.3089
2030 | 0 | 61.1457 | 3169.9222 | 22.8071 | 0 | 3253.8749 | 15.6861 | 0 | 0 | 0.0016603 | 15.6877 | -3238.1871 | -7666.0896
2031 | 0 | 66.863 | 3615.6637 | 26.5072 | 0 | 3709.0339 | 18.008 | 0 | 0 | 0.0018938 | 18.0099 | -3691.024 | -9646.1646
2032 | 0 | 72.7851 | 4056.9478 | 30.3637 | 0 | 4160.0965 | 19.8849 | 0 | 0 | 0.0021249 | 19.887 | -4140.2095 | -11700.867
2033 | 0 | 78.9179 | 4493.819 | 34.2931 | 0 | 4607.03 | 22.8879 | 0 | 0 | 0.0023537 | 22.8903 | -4584.1397 | -13805.4997
2034 | 0 | 85.2677 | 4926.3215 | 38.3315 | 0 | 5049.9207 | 26.6162 | 0 | 0 | 0.0025803 | 26.6188 | -5023.3018 | -15939.0338
2035 | 0 | 57.2403 | 4926.3215 | 41.2439 | 0 | 5024.8057 | 9892.4586 | 0 | 0 | -0.17778 | 9892.2809 | 4867.4751 | -14026.5141
2036 | 0 | 58.6713 | 4926.3215 | 42.2278 | 0 | 5027.2206 | 9550.5217 | 0 | 0 | -0.19166 | 9550.3301 | 4523.1094 | -12382.4033
2037 | 0 | 60.1381 | 4926.3215 | 43.3122 | 0 | 5029.7718 | 9214.3583 | 0 | 0 | -0.19444 | 9214.1639 | 4184.392 | -10975.3251
2038 | 0 | 61.6416 | 4926.3215 | 44.6291 | 0 | 5032.5922 | 8798.7091 | 0 | 0 | -0.20277 | 8798.5063 | 3765.9141 | -9803.8095
2039 | 0 | 63.1826 | 4926.3215 | 45.9432 | 0 | 5035.4473 | 8776.0656 | 0 | 0 | -0.2111 | 8775.8545 | 3740.4072 | -8727.3729
2040 | 0 | 64.7622 | 4926.3215 | 47.0458 | 0 | 5038.1295 | 8303.1275 | 0 | 0 | -0.21387 | 8302.9137 | 3264.7841 | -7858.1807
2041 | 0 | 66.3812 | 4926.3215 | 48.4269 | 0 | 5041.1296 | 7921.7608 | 0 | 0 | -0.22498 | 7921.5358 | 2880.4062 | -7148.7549
2042 | 0 | 68.0408 | 4926.3215 | 49.5248 | 0 | 5043.8871 | 7648.4781 | 0 | 0 | -0.2222 | 7648.2559 | 2604.3688 | -6555.3548
2043 | 0 | 69.7418 | 4926.3215 | 50.909 | 0 | 5046.9724 | 7430.2969 | 0 | 0 | -0.2222 | 7430.0747 | 2383.1023 | -6053.0358
2044 | 0 | 71.4853 | 4926.3215 | 52.6639 | 0 | 5050.4707 | 6813.7753 | 0 | 0 | -0.22775 | 6813.5475 | 1763.0768 | -5709.2405
2045 | 0 | 73.2725 | 4926.3215 | 54.57 | 0 | 5054.164 | 6691.8364 | 0 | 0 | -0.23053 | 6691.6059 | 1637.4419 | -5413.8568
2046 | 0 | 75.1043 | 4926.3215 | 56.2902 | 0 | 5057.716 | 6238.2441 | 0 | 0 | -0.23608 | 6238.008 | 1180.292 | -5216.8859
2047 | 0 | 76.9819 | 4926.3215 | 57.7233 | 0 | 5061.0267 | 5863.4006 | 0 | 0 | -0.23608 | 5863.1646 | 802.1378 | -5093.0481
2048 | 0 | 78.9064 | 4926.3215 | 59.0507 | 0 | 5064.2787 | 5679.7708 | 0 | 0 | -0.23331 | 5679.5375 | 615.2588 | -5005.1754
2049 | 0 | 80.8791 | 4926.3215 | 60.4551 | 0 | 5067.6557 | 4970.1209 | 0 | 0 | -0.23886 | 4969.8821 | -97.7737 | -5018.0938
2050 | 0 | 82.9011 | 4926.3215 | 62.0009 | 0 | 5071.2235 | 4075.2306 | 0 | 0 | -0.24164 | 4074.989 | -996.2346 | -5139.8642
2051 | 0 | 84.9736 | 4926.3215 | 62.7655 | 0 | 5074.0606 | 4187.4262 | 0 | 0 | -0.24164 | 4187.1846 | -886.876 | -5240.1489
2052 | 0 | 87.0979 | 4926.3215 | 64.2248 | 0 | 5077.6442 | 3882.2224 | 0 | 0 | -0.23886 | 3881.9835 | -1195.6607 | -5365.2241
2053 | 0 | 89.2754 | 4926.3215 | 65.3073 | 0 | 5080.9042 | 3300.5885 | 0 | 0 | -0.24441 | 3300.3441 | -1780.5601 | -5537.5348
2054 | 0 | 91.5073 | 4926.3215 | 66.4109 | 0 | 5084.2396 | 3286.9889 | 0 | 0 | -0.24719 | 3286.7417 | -1797.4979 | -5698.4568
2055 | 0 | 93.7949 | 4926.3215 | 67.5359 | 0 | 5087.6524 | 2745.7526 | 0 | 0 | -0.24719 | 2745.5054 | -2342.147 | -5892.4352
2056 | 0 | 96.1398 | 4926.3215 | 68.6828 | 0 | 5091.1442 | 2701.4833 | 0 | 0 | -0.24719 | 2701.2361 | -2389.9081 | -6075.5452
2057 | 0 | 98.5433 | 4926.3215 | 69.8521 | 0 | 5094.717 | 2564.0404 | 0 | 0 | -0.24997 | 2563.7904 | -2530.9265 | -6254.9369
2058 | 0 | 101.0069 | 4926.3215 | 71.0442 | 0 | 5098.3727 | 2441.5945 | 0 | 0 | -0.25274 | 2441.3418 | -2657.0309 | -6429.1622
2059 | 0 | 103.5321 | 4926.3215 | 72.2596 | 0 | 5102.1132 | 2370.7375 | 0 | 0 | -0.24997 | 2370.4876 | -2731.6257 | -6594.8642
2060 | 0 | 106.1204 | 4926.3215 | 73.4988 | 0 | 5105.9407 | 2193.6004 | 0 | 0 | -0.24997 | 2193.3504 | -2912.5902 | -6758.3114
2061 | 0 | 108.7734 | 4926.3215 | 74.7622 | 0 | 5109.8571 | 2257.4718 | 0 | 0 | -0.24719 | 2257.2246 | -2852.6325 | -6906.4049
2062 | 0 | 111.4927 | 4926.3215 | 76.0504 | 0 | 5113.8646 | 2657.193 | 0 | 0 | -0.24997 | 2656.9431 | -2456.9215 | -7024.4026
2063 | 0 | 114.28 | 4926.3215 | 77.7848 | 0 | 5118.3864 | 2297.2504 | 0 | 0 | -0.24997 | 2297.0005 | -2821.3859 | -7149.756
2064 | 0 | 117.137 | 4926.3215 | 79.5316 | 0 | 5122.9901 | 1608.3952 | 0 | 0 | -0.25274 | 1608.1424 | -3514.8477 | -7294.2242
2065 | 0 | 220.8545 | 4926.3215 | 81.2596 | 0 | 5228.4357 | 2165.7588 | 0 | 0 | -0.24997 | 2165.5088 | -3062.9268 | -7410.6889
2066 | 0 | 225.3428 | 4926.3215 | 82.9573 | 0 | 5234.6216 | 1891.9022 | 0 | 0 | -0.24997 | 1891.6523 | -3342.9693 | -7528.282
2067 | 0 | 229.928 | 4926.3215 | 84.6368 | 0 | 5240.8863 | 2157.1717 | 0 | 0 | -0.24997 | 2156.9218 | -3083.9646 | -7628.6397
2068 | 0 | 201.6565 | 4926.3215 | 86.3251 | 0 | 5214.3032 | 1930.3545 | 0 | 0 | -0.24997 | 1930.1046 | -3284.1986 | -7727.5092
2069 | 0 | 205.9563 | 4926.3215 | 88.0302 | 0 | 5220.308 | 1892.0878 | 0 | 0 | -0.24997 | 1891.8379 | -3328.4701 | -7820.207
2070 | 0 | 210.3526 | 4926.3215 | 89.7487 | 0 | 5226.4228 | 1454.2099 | 0 | 0 | -0.24997 | 1453.9599 | -3772.4629 | -7917.4016
2071 | 0 | 214.8476 | 4926.3215 | 91.4678 | 0 | 5232.637 | 1316.9996 | 0 | 0 | -0.24997 | 1316.7496 | -3915.8873 | -8010.7353
2072 | 0 | 219.4438 | 4926.3215 | 93.254 | 0 | 5239.0194 | 1181.4674 | 0 | 0 | -0.24997 | 1181.2174 | -4057.802 | -8100.2082
2073 | 0 | 224.1435 | 4926.3215 | 95.0576 | 0 | 5245.5227 | 1047.6556 | 0 | 0 | -0.24997 | 1047.4057 | -4198.117 | -8185.8423
2074 | 0 | 228.9491 | 4926.3215 | 96.8962 | 0 | 5252.1668 | 966.4341 | 0 | 0 | -0.24997 | 966.1842 | -4285.9827 | -8266.7211
2075 | 0 | 153.6939 | 4926.3215 | 98.7703 | 0 | 5178.7858 | 887.0444 | 0 | 0 | -0.24997 | 886.7944 | -4291.9914 | -8341.6475
2076 | 0 | 157.5363 | 4926.3215 | 100.6807 | 0 | 5184.5386 | 837.5226 | 0 | 0 | -0.24997 | 837.2726 | -4347.2659 | -8411.8551
2077 | 0 | 161.4747 | 4926.3215 | 102.6281 | 0 | 5190.4243 | 789.9253 | 0 | 0 | -0.24997 | 789.6753 | -4400.749 | -8477.6037
2078 | 0 | 165.5115 | 4926.3215 | 104.6132 | 0 | 5196.4463 | 744.3006 | 0 | 0 | -0.24997 | 744.0506 | -4452.3956 | -8539.1419
2079 | 0 | 169.6493 | 4926.3215 | 106.6366 | 0 | 5202.6075 | 700.6979 | 0 | 0 | -0.24997 | 700.4479 | -4502.1596 | -8596.7077
2080 | 0 | 173.8906 | 4926.3215 | 108.6992 | 0 | 5208.9114 | 659.1676 | 0 | 0 | -0.24997 | 658.9176 | -4549.9937 | -8650.528
2081 | 0 | 178.2378 | 4926.3215 | 110.8018 | 0 | 5215.3611 | 619.7616 | 0 | 0 | -0.24997 | 619.5116 | -4595.8495 | -8700.8193
2082 | 0 | 182.6938 | 4926.3215 | 112.945 | 0 | 5221.9603 | 582.533 | 0 | 0 | -0.24997 | 582.283 | -4639.6773 | -8747.7878
NOM | 0 | 6659.0883 | 264778.8379 | 3750.2525 | 0 | 275188.1787 | 178332.3709 | 0 | 0 | -11.4588 | 178320.9121 | -96867.2666
NPV | 0 | 791.9204 | 40765.7723 | 400.8512 | 0 | 41958.5439 | 33211.8858 | 0 | 0 | -1.1296 | 33210.7561 | -8747.7878
| Discount Rate : |  |  |  | 8.0956 | %
| Benefit/Cost Ratio (Col(12) / Col(7)) : |  |  |  | 0.79151